## Inputs
INPUT OPTIONS
Prepared By : | Rocky Mountain Power |  | Allocation / Calculation Options: |  |  |  | Target Rate of Return
Jurisdiction : | State of Utah
Test Period : | 12 Months Ended Dec 2015 |  | Jurisdictional |  |  |  | Percent ROR = |  | 7.564%
Factor Method : | 2010 Protocol (Non Wgt) |  | Functional Factors - | 2010 Protocol |  |  | Dollar Increase = |  | -1984707.8868
Stipulated Increase =
Factor 10: | Demand % = | 75% | Distribution
Factor 11: | Demand % = | 50% | Functional Factors - | 2010 Protocol
[12 empty] | 1 | Func Factors | 1 | DistFunc Factors | 1 | COS Factors | ROR - WorkArea
Factor 85: | Demand % = | 75% | COS Factors - | 2010 Protocol (Non Wgt) | [8 empty] | 2010 Protocol |  | 2010 Protocol |  | 2010 Protocol (Non Wgt)
Factor 86: | Demand % = | 0% | [10 empty] | Rolled-In |  | Rolled-In |  | 2010 Protocol (Monthly Wgt) | 0.075 | FALSE
Factor 87: | Demand % = | 75% | [10 empty] | Option1 |  | Option1 |  | Rolled-In | Target Increase - $ | 1.248e-07
Factor 88: | Demand % = | 75% | [10 empty] | Option2 |  | Option2 |  | Option1 - Undefined
Factor 89: | Demand % = | 0% | [10 empty] | Option3 |  | Option3 |  |  | Target ROR - % | 8.02%
Factor 90: | Demand % = | 0% | Effective Tot Tax % | = | 37.95% |  |  | Capital | Embedded | Weighted | [8 empty] | 70390269
Factor 91: | Demand % = | 0% | Effective Fed Tax % | = | 33.41% |  |  | Structure | Costs | Costs
Factor 92: | Demand % = | 0% | Federal Tax Rate | = | 35% |  | Debt | 48.81% | 5.151% | 2.514%
Factor 93: | Demand % = | 0% | State Tax Rate | = | 4.54% |  | Preferred | 0.01% | 6.753% | 0.0006753%
Factor 94: | Demand % = | 0% | Net to Gross Factor | = | 61.77% |  | Common | 51.18% | 9.8% | 5.016%
Factor 95: | Demand % = | 75% | CCS Regulatory Exp | = | 0 |  |  | 100% |  | 7.531%
Factor 96: | Demand % = | 0% | Net Lag Days | = | 5.9854
Factor 134: | OverHead % = | 33.19%
|  |  |  | Coincident Peak Data |  |  | Pacificorp System Peak |  | Distribution Peak Data
Demand | Sec = | 1.1011 |  |  |  | 1-inc |  |  |  |  | Substation
Loss Factors: | Pri = | 1.0738 | Month/Yr | Date | Time | 0-exc | mW | % | Date | Time | Peaks
| Trn = | 1.0426 | 2015-01-01 | 2 | 19:00 | 1 | 8308.6722 | 78.23% | 2 | 20:00 | 5.1
|  |  | 2015-02-01 | 23 | 9:00 | 1 | 8038.3178 | 75.68% | 23 | 19:00 | 0.1
Energy | Sec = | 1.0932 | 2015-03-04 | 4 | 9:00 | 1 | 7865.3668 | 74.06% | 3 | 19:00 | 0.1
Loss Factors: | Pri = | 1.0663 | 2015-04-04 | 15 | 9:00 | 1 | 7417.0983 | 69.84% | 29 | 15:00 | 2.1
| Trn = | 1.0453 | 2015-05-05 | 31 | 19:00 | 1 | 7476.3153 | 70.39% | 31 | 19:00 | 3.1
|  |  | 2015-06-05 | 30 | 18:00 | 1 | 10620.8021 | 100% | 29 | 17:00 | 137.1
Dist Plant - split: | Sec | Pri | 2015-07-06 | 1 | 16:00 | 1 | 10493.7146 | 98.8% | 1 | 18:00 | 19.1
Acct 364 = | 0.002925 | 0.99707 | 2015-08-06 | 13 | 18:00 | 1 | 9630.9259 | 90.68% | 25 | 16:00 | 7.1
Acct 365 = | 0.38841 | 0.61159 | 2015-09-06 | 1 | 17:00 | 1 | 8712.0163 | 82.03% | 1 | 17:00 | 6.1
Acct 366 = | 0.39318 | 0.60682 | 2015-10-07 | 1 | 18:00 | 1 | 7823.7621 | 73.66% | 1 | 18:00 | 3.1
Acct 367 = | 0.3184 | 0.6816 | 2015-11-07 | 30 | 19:00 | 1 | 8549.6419 | 80.5% | 30 | 19:00 | 1.1
Acct 368 = | 1 | 0 | 2015-12-08 | 14 | 19:00 | 1 | 8332.6781 | 78.46% | 16 | 19:00 | 14.1

## Summary Table
Rocky Mountain Power
Cost Of Service By Rate Schedule
State of Utah
12 Months Ended Dec 2015
2010 Protocol (Non Wgt)
7.58% = Earned Return on Rate Base
| A | B | C | D | E | F | G | H | I | J | K | L | M
|  |  |  | Return on | Rate of | Total | Production | Transmission | Distribution | Retail | Misc | Increase | Percentage
Line | Schedule | Description | Annual | Rate | Return | Cost of | Cost of | Cost of | Cost of | Cost of | Cost of | (Decrease) | Change from
No. | No. |  | Revenue | Base | Index | Service | Service | Service | Service | Service | Service | to = ROR | Current Revenues
1 | 1 | Residential | 725755615 | 6.876% | 0.90676 | 755309708.818 | 438328176.2925 | 102868483.7016 | 180801990.0982 | 29886117.8959 | 3424940.8298 | 29554093.818 | 4.072%
2 | 6 | General Service - Large | 534176006 | 9.033% | 1.1912 | 496692457.2324 | 349775196.5197 | 75219746.8611 | 68017966.3567 | 1539615.8893 | 2139931.6056 | -37483548.7676 | -7.017%
3 | 8 | General Service - Over 1 MW | 154637763 | 8.347% | 1.1007 | 148931195.681 | 108543548.6885 | 22466335.7505 | 17292501.7014 | 6568.8756 | 622240.6649 | -5706567.319 | -3.69%
4 | 7,11,12 | Street & Area Lighting | 11464578 | 14.33% | 1.8892 | 8924257.1435 | 3200341.4789 | 512316.3017 | 4920978.6645 | 254986.1493 | 35634.5491 | -2540320.8565 | -22.16%
5 | 9 | General Service - High Voltage | 274856220 | 6.245% | 0.82349 | 292607501.0525 | 241846436.4801 | 49391305.0634 | 183065.8162 | 43291.8616 | 1143401.8312 | 17751281.0525 | 6.458%
6 | 10 | Irrigation | 17812538 | 6.704% | 0.8841 | 18701640.1091 | 12316032.566 | 2533826.2138 | 3774380.7619 | -4524.6957 | 81925.2632 | 889102.1091 | 4.991%
7 | 15 | Traffic Signals | 749866 | 10.74% | 1.4167 | 652964.6833 | 348116.355 | 65849.0905 | 156478.3327 | 79985.1271 | 2535.778 | -96901.3167 | -12.92%
8 | 15 | Outdoor Lighting | 1299358 | 16.89% | 2.2275 | 934321.974 | 724687.0378 | 108757.3942 | 80338.7316 | 17281.8497 | 3256.9607 | -365036.026 | -28.09%
9 | 23 | General Service - Small | 136730488 | 8.903% | 1.174 | 127625234.3288 | 80770116.0889 | 17721613.3958 | 27453490.8581 | 1104819.6615 | 575194.3245 | -9105253.6712 | -6.659%
10 | SpC | Customer 1 | 27835175 | 3.599% | 0.47462 | 34020776.7914 | 27958725.3199 | 5764473.475 | 80988.3736 | 83825.1422 | 132764.4807 | 6185601.7914 | 22.22%
11 | SpC | Customer 2 | 43083978 | 7.074% | 0.93282 | 44001527.186 | 37172793.4222 | 6483044.1931 | 98799.2274 | 95284.696 | 151605.6473 | 917549.186 | 2.13%
12 |  | Total Utah Jurisdiction | 1928401585 | 7.583% | 1 | 1928401585 | 1300984170.2495 | 283135751.4406 | 302860978.9224 | 33107252.4525 | 8313431.935 | -5.5227e-07 | -4.451e-13%
Footnotes :
| Column C : | Annual revenues based on January 2015 thru December 2015 data.
| Column D : | Calculated Return on Ratebase per January 2015 thru December 2015 Embedded Cost of Service Study
| Column E : | Rate of Return Index. Rate of return by rate schedule, divided by Utah Jurisdiction's normalized rate of return.
| Column F : | Calculated Full Cost of Service at Jurisdictional Rate of Return per the January 2015 thru December 2015 Embedded COS Study
| Column G : | Calculated Generation Cost of Service at Jurisdictional Rate of Return per the January 2015 thru December 2015 Embedded COS Study.
| Column H : | Calculated Transmission Cost of Service at Jurisdictional Rate of Return per the January 2015 thru December 2015 Embedded COS Study.
| Column I : | Calculated Distribution Cost of Service at Jurisdictional Rate of Return per the January 2015 thru December 2015 Embedded COS Study.
| Column J : | Calculated Retail Cost of Service at Jurisdictional Rate of Return per the January 2015 thru December 2015 Embedded COS Study.
| Column K : | Calculated Miscellaneous Cost of Service at Jurisdictional Rate of Return per the January 2015 thru December 2015 Embedded COS Study.
| Column L : | Increase or Decrease Required to Move From Annual Revenue to Full Cost of Service Dollars.
| Column M : | Increase or Decrease Required to Move From Annual Revenue to Full Cost of Service Percent.
Rocky Mountain Power
Cost Of Service By Rate Schedule
State of Utah
12 Months Ended Dec 2015
2010 Protocol (Non Wgt)
7.56% = Target Return on Rate Base
| A | B | C | D | E | F | G | H | I | J | K | L | M
|  |  |  | Return on | Rate of | Total | Production | Transmission | Distribution | Retail | Misc | Increase | Percentage
Line | Schedule | Description | Annual | Rate | Return | Cost of | Cost of | Cost of | Cost of | Cost of | Cost of | (Decrease) | Change from
No. | No. |  | Revenue | Base | Index | Service | Service | Service | Service | Service | Service | to = ROR | Current Revenues
1 | 1 | Residential | 725755615 | 6.876% | 0.90676 | 754481002.7782 | 437964359.6052 | 102692781.3378 | 180516949.7979 | 29882845.3717 | 3424066.6657 | 28725387.7782 | 3.958%
2 | 6 | General Service - Large | 534176006 | 9.033% | 1.1912 | 496179751.2119 | 349504529.0268 | 75090251.124 | 67908065.8404 | 1537546.4597 | 2139358.7611 | -37996254.7881 | -7.113%
3 | 8 | General Service - Over 1 MW | 154637763 | 8.347% | 1.1007 | 148783057.3478 | 108462105.9986 | 22427663.4114 | 17264615.7972 | 6600.6425 | 622071.4981 | -5854705.6522 | -3.786%
4 | 7,11,12 | Street & Area Lighting | 11464578 | 14.33% | 1.8892 | 8916787.9018 | 3198397.4044 | 511451.2846 | 4916377.5217 | 254936.0641 | 35625.6269 | -2547790.0982 | -22.22%
5 | 9 | General Service - High Voltage | 274856220 | 6.245% | 0.82349 | 292344562.0239 | 241668588.0061 | 49306212.4916 | 183300.4426 | 43383.4242 | 1143077.6595 | 17488342.0239 | 6.363%
6 | 10 | Irrigation | 17812538 | 6.704% | 0.8841 | 18681583.576 | 12306872.6622 | 2529488.0932 | 3767905.1144 | -4585.8721 | 81903.5783 | 869045.576 | 4.879%
7 | 15 | Traffic Signals | 749866 | 10.74% | 1.4167 | 652356.723 | 347861.6907 | 65737.2156 | 156242.5081 | 79980.1939 | 2535.1146 | -97509.277 | -13%
8 | 15 | Outdoor Lighting | 1299358 | 16.89% | 2.2275 | 933544.4365 | 724238.7174 | 108569.2074 | 80201.997 | 17278.5138 | 3256.0009 | -365813.5635 | -28.15%
9 | 23 | General Service - Small | 136730488 | 8.903% | 1.174 | 127488419.5903 | 80706078.0079 | 17691250.7833 | 27410064.6075 | 1105981.5533 | 575044.6383 | -9242068.4097 | -6.759%
10 | SpC | Customer 1 | 27835175 | 3.599% | 0.47462 | 33989993.4936 | 27938023.7705 | 5754574.6001 | 80976.0147 | 83692.1496 | 132726.9587 | 6154818.4936 | 22.11%
11 | SpC | Customer 2 | 43083978 | 7.074% | 0.93282 | 43965818.0302 | 37148486.8566 | 6471847.7696 | 98789.4369 | 95133.6224 | 151560.3447 | 881840.0302 | 2.047%
12 |  | Total Utah Jurisdiction | 1928401585 | 7.583% | 1 | 1926416877.1132 | 1299969541.7463 | 282649827.3187 | 302383489.0784 | 33102792.1232 | 8311226.8466 | -1984707.8868 | -0.1029%
Footnotes :
| Column C : | Annual revenues based on January 2015 thru December 2015 data.
| Column D : | Calculated Return on Ratebase per January 2015 thru December 2015 Embedded Cost of Service Study
| Column E : | Rate of Return Index. Rate of return by rate schedule, divided by Utah Jurisdiction's normalized rate of return.
| Column F : | Calculated Full Cost of Service at Jurisdictional Rate of Return per the January 2015 thru December 2015 Embedded COS Study
| Column G : | Calculated Generation Cost of Service at Jurisdictional Rate of Return per the January 2015 thru December 2015 Embedded COS Study.
| Column H : | Calculated Transmission Cost of Service at Jurisdictional Rate of Return per the January 2015 thru December 2015 Embedded COS Study.
| Column I : | Calculated Distribution Cost of Service at Jurisdictional Rate of Return per the January 2015 thru December 2015 Embedded COS Study.
| Column J : | Calculated Retail Cost of Service at Jurisdictional Rate of Return per the January 2015 thru December 2015 Embedded COS Study.
| Column K : | Calculated Miscellaneous Cost of Service at Jurisdictional Rate of Return per the January 2015 thru December 2015 Embedded COS Study.
| Column L : | Increase or Decrease Required to Move From Annual Revenue to Full Cost of Service Dollars.
| Column M : | Increase or Decrease Required to Move From Annual Revenue to Full Cost of Service Percent.

## Unit Costs-earned
Unit Costs @ Earned ROR
Rocky Mountain Power
Cost Of Service By Rate Schedule
State of Utah
2010 Protocol (Non Wgt)
12 Months Ended Dec 2015
7.58% = Earned Return on Rate Base
| Description | Utah Jurisdiction Normalized | Residential Sch 1 | General Large Dist. Sch 6 | General +1 MW Sch 8 | Street & Area Lighting Sch. 7,11,12 | General Trans Sch 9 | Irrigation Sch 10 | Traffic Signals Sch 15 | Outdoor Lighting Sch 15 | General Small Dist. Sch 23 | Industrial Cust 1 | Industrial Cust 2 | Aggregated Industrial
14 | UNITS
15 | NCP kW | 96014165.2826 | 56478512.3188 | 16251463.025 | 4370526.2473 | 235653.8357 | 8866448.1069 | 614724.1927 | 9431 | 51320.1643 | 6387486.3919 | 1185360 | 1563240 | 2748600
16 | Annual KWH | 22923336922.1345 | 6574723875.5621 | 6201383073.0259 | 2064452918.9701 | 83002782 | 4916718085.9215 | 234620794.5402 | 6880252 | 18279797 | 1358446679.1147 | 558948000 | 905880664 | 1464828664
17 | Average Customers | 870592.593 | 754063.1471 | 15597.5194 | 249.9197 | 9225.5833 | 161.0629 | 3354 | 2604.0625 | 549.9518 | 84785.3462 | 1 | 1 | 2
18 | Load Factor | 32.71% | 15.95% | 52.27% | 64.71% | 48.25% | 75.96% | 52.28% | 99.94% | 48.79% | 29.13% | 64.59% | 79.38% | 73%
19 | CP Load Factor |  | 63.44% | 73.38% |  | 522.6% | 94.63% | 102.3% | 99.19% | 636.3% | 66.52% | 94.77% | 168.3% | 127.9%
20
21 | PTDRM TOTAL | 100% | 39.17% | 25.76% | 7.723% | 0.4628% | 15.17% | 0.9698% | 0.03386% | 0.04845% | 6.618% | 1.764% | 2.282%
22 | Revenue Requirement | 1928401584.9999 | 755309413.1928 | 496692488.8617 | 148931239.0776 | 8924264.7931 | 292607642.9893 | 18701645.976 | 652964.9157 | 934323.5726 | 127625221.1095 | 34020790.8286 | 44001589.683 | 78022380.5116
23 | Per NCP kW | 20.0846 | 13.3734 | 30.5629 | 34.0763 | 37.8702 | 33.0017 | 30.4228 | 69.236 | 18.2058 | 19.9805 | 28.7008 | 28.1477 | 28.3862
24 | Per KWH | 0.084124 | 0.11488 | 0.080094 | 0.072141 | 0.10752 | 0.059513 | 0.07971 | 0.094904 | 0.051112 | 0.093949 | 0.060866 | 0.048573 | 0.053264
25 | Per Customer | 2215.0448 | 1001.6527 | 31844.3257 | 595916.4454 | 967.3388 | 1816729.0109 | 5575.9231 | 250.7486 | 1698.9189 | 1505.2745 | 34020790.8286 | 44001589.683 | 39011190.2558
26
27 | PRODUCTION-TOTAL | 100% | 33.69% | 26.89% | 8.343% | 0.246% | 18.59% | 0.9467% | 0.02676% | 0.0557% | 6.208% | 2.149% | 2.857% | 5.006%
28 | Revenue Requirement | 1300984170.2495 | 438327880.6674 | 349775228.149 | 108543592.0851 | 3200349.1285 | 241846578.4169 | 12316038.4329 | 348116.5874 | 724688.6364 | 80770102.8696 | 27958739.3571 | 37172855.9192 | 65131595.2763
29 | Per NCP kW | 13.5499 | 7.761 | 21.5227 | 24.8354 | 13.5807 | 27.2766 | 20.0351 | 36.9119 | 14.1209 | 12.6451 | 23.5867 | 23.7794 | 23.6963
30 | Per KWH | 0.056754 | 0.066669 | 0.056403 | 0.052577 | 0.038557 | 0.049189 | 0.052493 | 0.050596 | 0.039644 | 0.059458 | 0.05002 | 0.041035 | 0.044464
31 | Per Customer | 1494.3662 | 581.288 | 22425.0548 | 434313.9288 | 346.8994 | 1501566.0244 | 3672.0449 | 133.6821 | 1317.7311 | 952.6422 | 27958739.3571 | 37172855.9192 | 32565797.6381
32
33 | PRODUCTION-DEMAND | 100% | 38.53% | 26.37% | 7.634% | 0.1203% | 16.27% | 0.8509% | 0.02295% | 0.02958% | 6.424% | 1.92% | 1.836% | 3.756%
34 | Revenue Requirement | 626548344.61 | 241379980.8092 | 165198743.3206 | 47829712.3202 | 753969.6893 | 101944341.9519 | 5331347.3465 | 143818.3583 | 185348.5475 | 40247729.9881 | 12030278.9186 | 11503073.3598 | 23533352.2783
35 | Per NCP kW | 6.5256 | 4.2738 | 10.1652 | 10.9437 | 3.1995 | 11.4978 | 8.6727 | 15.2495 | 3.6116 | 6.301 | 10.1491 | 7.3585 | 8.5619
36 | Per KWH | 0.027332 | 0.036713 | 0.026639 | 0.023168 | 0.0090837 | 0.020734 | 0.022723 | 0.020903 | 0.01014 | 0.029628 | 0.021523 | 0.012698 | 0.016066
37 | Per Customer | 719.6803 | 320.1058 | 10591.3472 | 191380.3466 | 81.726 | 632947.3886 | 1589.549 | 55.2285 | 337.0269 | 474.7015 | 12030278.9186 | 11503073.3598 | 11766676.1392
38
39 | PRODUCTION-ENERGY | 100% | 29.2% | 27.37% | 9.002% | 0.3627% | 20.74% | 1.036% | 0.03029% | 0.07997% | 6.008% | 2.362% | 3.806% | 6.168%
40 | Revenue Requirement | 674435825.6395 | 196947899.8582 | 184576484.8284 | 60713879.7649 | 2446379.4393 | 139902236.465 | 6984691.0864 | 204298.2291 | 539340.0889 | 40522372.8815 | 15928460.4385 | 25669782.5594 | 41598242.9979
41 | Per NCP kW | 7.0243 | 3.4871 | 11.3575 | 13.8917 | 10.3812 | 15.7788 | 11.3623 | 21.6624 | 10.5093 | 6.344 | 13.4377 | 16.4209 | 15.1343
42 | Per KWH | 0.029421 | 0.029955 | 0.029764 | 0.029409 | 0.029473 | 0.028454 | 0.02977 | 0.029693 | 0.029505 | 0.02983 | 0.028497 | 0.028337 | 0.028398
43 | Per Customer | 774.6859 | 261.1822 | 11833.7076 | 242933.5822 | 265.1734 | 868618.6358 | 2082.4959 | 78.4537 | 980.7042 | 477.9408 | 15928460.4385 | 25669782.5594 | 20799121.499
44
45 | TRANSMISSION-TOTAL | 100% | 36.33% | 26.57% | 7.935% | 0.1809% | 17.44% | 0.8949% | 0.02326% | 0.03841% | 6.259% | 2.036% | 2.29% | 4.326%
46 | Revenue Requirement | 283135751.4406 | 102868483.7016 | 75219746.8611 | 22466335.7505 | 512316.3017 | 49391305.0634 | 2533826.2138 | 65849.0905 | 108757.3942 | 17721613.3958 | 5764473.475 | 6483044.1931 | 12247517.668
47 | Per NCP kW | 2.9489 | 1.8214 | 4.6285 | 5.1404 | 2.174 | 5.5706 | 4.1219 | 6.9822 | 2.1192 | 2.7744 | 4.8631 | 4.1472 | 4.4559
48 | Per KWH | 0.012351 | 0.015646 | 0.01213 | 0.010882 | 0.0061723 | 0.010046 | 0.0108 | 0.0095707 | 0.0059496 | 0.013045 | 0.010313 | 0.0071566 | 0.0083611
49 | Per Customer | 325.2219 | 136.4189 | 4822.5455 | 89894.2292 | 55.5321 | 306658.486 | 755.464 | 25.2871 | 197.758 | 209.0174 | 5764473.475 | 6483044.1931 | 6123758.834
50
51 | TRANSMISSION-DEMAND | 100% | 38.7% | 26.33% | 7.589% | 0.1201% | 16.3% | 0.8475% | 0.02143% | 0.02578% | 6.368% | 1.92% | 1.788% | 3.708%
52 | Revenue Requirement | 215939299.0828 | 83565300.7681 | 56847652.006 | 16387050.3062 | 259388.6695 | 35189312.3845 | 1830187.1288 | 46271.5694 | 55667.1086 | 13751619.2038 | 4146813.9256 | 3860036.0123 | 8006849.9379
53 | Per NCP kW | 2.249 | 1.4796 | 3.498 | 3.7494 | 1.1007 | 3.9688 | 2.9772 | 4.9063 | 1.0847 | 2.1529 | 3.4984 | 2.4693 | 2.9131
54 | Per KWH | 0.0094201 | 0.01271 | 0.0091669 | 0.0079377 | 0.0031251 | 0.0071571 | 0.0078006 | 0.0067253 | 0.0030453 | 0.010123 | 0.007419 | 0.0042611 | 0.0054661
55 | Per Customer | 248.0371 | 110.82 | 3644.6598 | 65569.271 | 28.1162 | 218481.8005 | 545.673 | 17.769 | 101.2218 | 162.1933 | 4146813.9256 | 3860036.0123 | 4003424.9689
56
57 | TRANSMISSION-ENERGY | 100% | 28.73% | 27.34% | 9.047% | 0.3764% | 21.14% | 1.047% | 0.02913% | 0.07901% | 5.908% | 2.407% | 3.903% | 6.311%
58 | Revenue Requirement | 67196452.3578 | 19303182.9335 | 18372094.8551 | 6079285.4444 | 252927.6323 | 14201992.6789 | 703639.085 | 19577.521 | 53090.2856 | 3969994.192 | 1617659.5493 | 2623008.1808 | 4240667.7302
59 | Per NCP kW | 0.69986 | 0.34178 | 1.1305 | 1.391 | 1.0733 | 1.6018 | 1.1446 | 2.0759 | 1.0345 | 0.62153 | 1.3647 | 1.6779 | 1.5428
60 | Per KWH | 0.0029314 | 0.002936 | 0.0029626 | 0.0029447 | 0.0030472 | 0.0028885 | 0.002999 | 0.0028455 | 0.0029043 | 0.0029225 | 0.0028941 | 0.0028955 | 0.002895
61 | Per Customer | 77.1847 | 25.5989 | 1177.8857 | 24324.9582 | 27.4159 | 88176.6855 | 209.791 | 7.5181 | 96.5362 | 46.8241 | 1617659.5493 | 2623008.1808 | 2120333.8651
62
63 | DISTRIBUTION-TOTAL | 100% | 59.7% | 22.46% | 5.71% | 1.625% | 0.06045% | 1.246% | 0.05167% | 0.02653% | 9.065% | 0.02674% | 0.03262% | 0.05936%
64 | Revenue Requirement | 302860978.9224 | 180801990.0982 | 68017966.3567 | 17292501.7014 | 4920978.6645 | 183065.8162 | 3774380.7619 | 156478.3327 | 80338.7316 | 27453490.8581 | 80988.3736 | 98799.2274 | 179787.601
65 | Per NCP kW | 3.1543 | 3.2013 | 4.1853 | 3.9566 | 20.8822 | 0.020647 | 6.14 | 16.5919 | 1.5654 | 4.298 | 0.068324 | 0.063202 | 0.065411
66 | Per KWH | 0.013212 | 0.0275 | 0.010968 | 0.0083763 | 0.059287 | 3.7233e-05 | 0.016087 | 0.022743 | 0.0043949 | 0.020209 | 0.00014489 | 0.00010906 | 0.00012274
67 | Per Customer | 347.8791 | 239.7704 | 4360.8195 | 69192.2407 | 533.4057 | 1136.6107 | 1125.3371 | 60.0901 | 146.0832 | 323.7999 | 80988.3736 | 98799.2274 | 89893.8005
68
69 | DISTRIBUTION-SUBSTATION | 100% | 52.2% | 29.51% | 7.698% | 0.3119% | -0.1257% | 1.539% | 0.02477% | 0.01306% | 8.786% | 0.02115% | 0.02804% | 0.04919%
70 | Revenue Requirement | 45118634.1636 | 23550044.1662 | 13313544.698 | 3473245.2293 | 140724.277 | -56691.7725 | 694483.4965 | 11174.4887 | 5893.6051 | 3964020.0233 | 9543.4185 | 12652.5336 | 22195.9522
71 | Per NCP kW | 0.46992 | 0.41697 | 0.81922 | 0.7947 | 0.59717 | -0.006394 | 1.1297 | 1.1849 | 0.11484 | 0.62059 | 0.0080511 | 0.0080938 | 0.0080754
72 | Per KWH | 0.0019682 | 0.0035819 | 0.0021469 | 0.0016824 | 0.0016954 | -1.153e-05 | 0.00296 | 0.0016241 | 0.00032241 | 0.0029181 | 1.7074e-05 | 1.3967e-05 | 1.5153e-05
73 | Per Customer | 51.8252 | 31.2309 | 853.5681 | 13897.4467 | 15.2537 | -351.9853 | 207.0613 | 4.2912 | 10.7166 | 46.7536 | 9543.4185 | 12652.5336 | 11097.9761
74
75 | DISTRIBUTION- P & C | 100% | 57.15% | 23.79% | 6.213% | 2.617% | -0.1277% | 1.198% | 0.01934% | 0.005592% | 9.1% | 0.01274% | 0.01855% | 0.03129%
76 | Revenue Requirement | 155255014.2069 | 88725029.6922 | 36942447.3626 | 9646482.3551 | 4063098.4106 | -198216.3073 | 1860065.4653 | 30029.5908 | 8681.0916 | 14128820.873 | 19780.2037 | 28795.4692 | 48575.6729
77 | Per NCP kW | 1.617 | 1.571 | 2.2732 | 2.2072 | 17.2418 | -0.022356 | 3.0259 | 3.1841 | 0.16916 | 2.212 | 0.016687 | 0.01842 | 0.017673
78 | Per KWH | 0.0067728 | 0.013495 | 0.0059571 | 0.0046727 | 0.048951 | -4.0315e-05 | 0.007928 | 0.0043646 | 0.0004749 | 0.010401 | 3.5388e-05 | 3.1787e-05 | 3.3161e-05
79 | Per Customer | 178.3326 | 117.6626 | 2368.4822 | 38598.3324 | 440.4164 | -1230.6764 | 554.5812 | 11.5318 | 15.7852 | 166.6423 | 19780.2037 | 28795.4692 | 24287.8365
80
81 | DISTRIBUTION-TRANSFORMER | 100% | 61.24% | 22.47% | 5.87% | 0.8389% | -0.05127% | 1.7% | 0.02114% | 0.06985% | 7.801% | 0.01812% | 0.02345% | 0.04158%
82 | Revenue Requirement | 62514381.4366 | 38282136.6945 | 14048275.1383 | 3669729.4642 | 524450.8066 | -32050.5397 | 1062517.9382 | 13217.2797 | 43665.5329 | 4876446.5871 | 11330.4085 | 14662.1262 | 25992.5348
83 | Per NCP kW | 0.6511 | 0.67782 | 0.86443 | 0.83965 | 2.2255 | -0.0036148 | 1.7284 | 1.4015 | 0.85085 | 0.76344 | 0.0095586 | 0.0093793 | 0.0094566
84 | Per KWH | 0.0027271 | 0.0058226 | 0.0022653 | 0.0017776 | 0.0063185 | -6.5187e-06 | 0.0045287 | 0.001921 | 0.0023887 | 0.0035897 | 2.0271e-05 | 1.6185e-05 | 1.7744e-05
85 | Per Customer | 71.8067 | 50.7678 | 900.6737 | 14683.6362 | 56.8474 | -198.9939 | 316.7913 | 5.0756 | 79.3988 | 57.5152 | 11330.4085 | 14662.1262 | 12996.2674
86
87 | DISTRIBUTION-SERVICE | 100% | 76.68% | 9.744% | 1.577% | 0.6194% | -0.02332% | 0.2067% | 0.2448% | 0.0557% | 10.85% | 0.01993% | 0.02573% | 0.04567%
88 | Revenue Requirement | 31774307.7268 | 24365606.1422 | 3096157.5559 | 500960.3336 | 196805.6982 | -7409.3363 | 65681.7393 | 77792.9377 | 17699.3524 | 3446503.4678 | 6333.2333 | 8176.6025 | 14509.8359
89 | Per NCP kW | 0.33093 | 0.43141 | 0.19052 | 0.11462 | 0.83515 | -0.00083566 | 0.10685 | 8.2486 | 0.34488 | 0.53957 | 0.0053429 | 0.0052305 | 0.005279
90 | Per KWH | 0.0013861 | 0.003706 | 0.00049927 | 0.00024266 | 0.0023711 | -1.507e-06 | 0.00027995 | 0.011307 | 0.00096825 | 0.0025371 | 1.1331e-05 | 9.0261e-06 | 9.9055e-06
91 | Per Customer | 36.4973 | 32.3124 | 198.5032 | 2004.4854 | 21.3326 | -46.0028 | 19.5831 | 29.8737 | 32.1835 | 40.6498 | 6333.2333 | 8176.6025 | 7254.9179
92
93 | DISTRIBUTION-METER | 100% | 71.71% | 7.532% | 0.02542% | -0.05001% | 5.823% | 1.118% | 0.296% | 0.05366% | 12.66% | 0.4147% | 0.421% | 0.8357%
94 | Revenue Requirement | 8198641.3885 | 5879173.4031 | 617541.6019 | 2084.3193 | -4100.528 | 477433.772 | 91632.1226 | 24264.0358 | 4399.1495 | 1037699.9069 | 34001.1095 | 34512.4959 | 68513.6053
95 | Per NCP kW | 0.08539 | 0.1041 | 0.037999 | 0.0004769 | -0.017401 | 0.053847 | 0.14906 | 2.5728 | 0.08572 | 0.16246 | 0.028684 | 0.022078 | 0.024927
96 | Per KWH | 0.00035765 | 0.00089421 | 9.9581e-05 | 1.0096e-06 | -4.9402e-05 | 9.7104e-05 | 0.00039055 | 0.0035266 | 0.00024066 | 0.00076389 | 6.0831e-05 | 3.8098e-05 | 4.6772e-05
97 | Per Customer | 9.4173 | 7.7967 | 39.5923 | 8.34 | -0.44447 | 2964.2691 | 27.3203 | 9.3178 | 7.9992 | 12.2391 | 34001.1095 | 34512.4959 | 34256.8027
98
99 | RETAIL-TOTAL | 100% | 90.27% | 4.65% | 0.01984% | 0.7702% | 0.1308% | -0.01367% | 0.2416% | 0.0522% | 3.337% | 0.2532% | 0.2878% | 0.541%
100 | Revenue Requirement | 33107252.4525 | 29886117.8959 | 1539615.8893 | 6568.8756 | 254986.1493 | 43291.8616 | -4524.6957 | 79985.1271 | 17281.8497 | 1104819.6615 | 83825.1422 | 95284.696 | 179109.8382
101 | Per NCP kW | 0.34482 | 0.52916 | 0.094737 | 0.001503 | 1.082 | 0.0048827 | -0.0073605 | 8.4811 | 0.33675 | 0.17297 | 0.070717 | 0.060953 | 0.065164
102 | Per KWH | 0.0014443 | 0.0045456 | 0.00024827 | 3.1819e-06 | 0.003072 | 8.805e-06 | -1.9285e-05 | 0.011625 | 0.00094541 | 0.0008133 | 0.00014997 | 0.00010518 | 0.00012227
103 | Per Customer | 38.0284 | 39.6334 | 98.709 | 26.2839 | 27.639 | 268.7885 | -1.349 | 30.7155 | 31.4243 | 13.0308 | 83825.1422 | 95284.696 | 89554.9191
104
105 | MISC - Total | 100% | 41.2% | 25.74% | 7.485% | 0.4286% | 13.75% | 0.9855% | 0.0305% | 0.03918% | 6.919% | 1.597% | 1.824% | 3.421%
106 | Revenue Requirement | 8313431.935 | 3424940.8298 | 2139931.6056 | 622240.6649 | 35634.5491 | 1143401.8312 | 81925.2632 | 2535.778 | 3256.9607 | 575194.3245 | 132764.4807 | 151605.6473 | 284370.128
107 | Per NCP kW | 0.086585 | 0.060641 | 0.13168 | 0.14237 | 0.15122 | 0.12896 | 0.13327 | 0.26888 | 0.063464 | 0.09005 | 0.112 | 0.096982 | 0.10346
108 | Per KWH | 0.00036266 | 0.00052093 | 0.00034507 | 0.00030141 | 0.00042932 | 0.00023255 | 0.00034918 | 0.00036856 | 0.00017817 | 0.00042342 | 0.00023753 | 0.00016736 | 0.00019413
109 | Per Customer | 9.5492 | 4.542 | 137.1969 | 2489.7627 | 3.8626 | 7099.1012 | 24.4261 | 0.97378 | 5.9223 | 6.7841 | 132764.4807 | 151605.6473 | 142185.064

## Unit Costs-target
Unit Costs @ Target ROR
Rocky Mountain Power
Cost Of Service By Rate Schedule
State of Utah
2010 Protocol (Non Wgt)
12 Months Ended Dec 2015
7.56% = Earned Return on Rate Base
| Description | Utah Jurisdiction Normalized | Residential Sch 1 | General Large Dist. Sch 6 | General +1 MW Sch 8 | Street & Area Lighting Sch. 7,11,12 | General Trans Sch 9 | Irrigation Sch 10 | Traffic Signals Sch 15 | Outdoor Lighting Sch 15 | General Small Dist. Sch 23 | Industrial Cust 1 | Industrial Cust 2 | Aggregated Industrial
14 | UNITS
15 | NCP kW | 96014165.2826 | 56478512.3188 | 16251463.025 | 4370526.2473 | 235653.8357 | 8866448.1069 | 614724.1927 | 9431 | 51320.1643 | 6387486.3919 | 1185360 | 1563240 | 2748600
16 | Annual KWH | 22923336922.1345 | 6574723875.5621 | 6201383073.0259 | 2064452918.9701 | 83002782 | 4916718085.9215 | 234620794.5402 | 6880252 | 18279797 | 1358446679.1147 | 558948000 | 905880664 | 1464828664
17 | Average Customers | 870592.593 | 754063.1471 | 15597.5194 | 249.9197 | 9225.5833 | 161.0629 | 3354 | 2604.0625 | 549.9518 | 84785.3462 | 1 | 1 | 2
18 | Load Factor | 32.71% | 15.95% | 52.27% | 64.71% | 48.25% | 75.96% | 52.28% | 99.94% | 48.79% | 29.13% | 64.59% | 79.38% | 73%
19 | CP Load Factor |  | 63.44% | 73.38% |  | 522.6% | 94.63% | 102.3% | 99.19% | 636.3% | 66.52% | 94.77% | 168.3% | 127.9%
20
21 | PTDRM TOTAL | 100% | 39.16% | 25.76% | 7.723% | 0.4629% | 15.18% | 0.9698% | 0.03386% | 0.04846% | 6.618% | 1.764% | 2.282%
22 | Revenue Requirement | 1926416877.1132 | 754480707.1546 | 496179782.8411 | 148783100.7442 | 8916795.5514 | 292344703.9599 | 18681589.4428 | 652356.9554 | 933546.035 | 127488406.3711 | 33990007.5307 | 43965880.5269 | 77955888.0576
23 | Per NCP kW | 20.0639 | 13.3587 | 30.5314 | 34.0424 | 37.8385 | 32.972 | 30.3902 | 69.1716 | 18.1906 | 19.9591 | 28.6748 | 28.1248 | 28.362
24 | Per KWH | 0.084037 | 0.11475 | 0.080011 | 0.072069 | 0.10743 | 0.059459 | 0.079625 | 0.094816 | 0.05107 | 0.093849 | 0.060811 | 0.048534 | 0.053218
25 | Per Customer | 2212.7651 | 1000.5537 | 31811.4547 | 595323.7016 | 966.5292 | 1815096.487 | 5569.9432 | 250.5151 | 1697.5051 | 1503.6609 | 33990007.5307 | 43965880.5269 | 38977944.0288
26
27 | PRODUCTION-TOTAL | 100% | 33.69% | 26.89% | 8.343% | 0.246% | 18.59% | 0.9467% | 0.02676% | 0.05571% | 6.208% | 2.149% | 2.858% | 5.007%
28 | Revenue Requirement | 1299969541.7463 | 437964063.9816 | 349504560.656 | 108462149.395 | 3198405.0539 | 241668729.9421 | 12306878.5291 | 347861.9231 | 724240.3159 | 80706064.7886 | 27938037.8076 | 37148549.3532 | 65086587.1608
29 | Per NCP kW | 13.5394 | 7.7545 | 21.506 | 24.8167 | 13.5725 | 27.2565 | 20.0202 | 36.8849 | 14.1122 | 12.635 | 23.5692 | 23.7638 | 23.6799
30 | Per KWH | 0.056709 | 0.066613 | 0.056359 | 0.052538 | 0.038534 | 0.049152 | 0.052454 | 0.050559 | 0.03962 | 0.059411 | 0.049983 | 0.041008 | 0.044433
31 | Per Customer | 1493.2008 | 580.8056 | 22407.7016 | 433988.0533 | 346.6887 | 1500461.8069 | 3669.3138 | 133.5843 | 1316.9159 | 951.887 | 27938037.8076 | 37148549.3532 | 32543293.5804
32
33 | PRODUCTION-DEMAND | 100% | 38.52% | 26.37% | 7.634% | 0.1204% | 16.27% | 0.8509% | 0.02295% | 0.02959% | 6.424% | 1.92% | 1.836% | 3.756%
34 | Revenue Requirement | 625834813.9098 | 241100352.3965 | 165010942.5528 | 47775929.0914 | 753218.2365 | 101830686.1297 | 5325377.5542 | 143657.966 | 185161.9676 | 40201632.182 | 12016849.2973 | 11491006.5357 | 23507855.833
35 | Per NCP kW | 6.5182 | 4.2689 | 10.1536 | 10.9314 | 3.1963 | 11.4849 | 8.663 | 15.2325 | 3.608 | 6.2938 | 10.1377 | 7.3508 | 8.5527
36 | Per KWH | 0.027301 | 0.036671 | 0.026609 | 0.023142 | 0.0090746 | 0.020711 | 0.022698 | 0.02088 | 0.010129 | 0.029594 | 0.021499 | 0.012685 | 0.016048
37 | Per Customer | 718.8607 | 319.735 | 10579.3067 | 191165.1445 | 81.6445 | 632241.7275 | 1587.7691 | 55.1669 | 336.6876 | 474.1578 | 12016849.2973 | 11491006.5357 | 11753927.9165
38
39 | PRODUCTION-ENERGY | 100% | 29.2% | 27.37% | 9.002% | 0.3627% | 20.74% | 1.036% | 0.03029% | 0.07997% | 6.008% | 2.362% | 3.806% | 6.168%
40 | Revenue Requirement | 674134727.8365 | 196863711.5851 | 184493618.1032 | 60686220.3036 | 2445186.8174 | 139838043.8124 | 6981500.9749 | 204203.9572 | 539078.3484 | 40504432.6066 | 15921188.5103 | 25657542.8175 | 41578731.3278
41 | Per NCP kW | 7.0212 | 3.4856 | 11.3524 | 13.8853 | 10.3762 | 15.7716 | 11.3571 | 21.6524 | 10.5042 | 6.3412 | 13.4315 | 16.4131 | 15.1272
42 | Per KWH | 0.029408 | 0.029943 | 0.02975 | 0.029396 | 0.029459 | 0.028441 | 0.029757 | 0.02968 | 0.02949 | 0.029817 | 0.028484 | 0.028323 | 0.028385
43 | Per Customer | 774.3401 | 261.0706 | 11828.3948 | 242822.9088 | 265.0441 | 868220.0794 | 2081.5447 | 78.4175 | 980.2283 | 477.7292 | 15921188.5103 | 25657542.8175 | 20789365.6639
44
45 | TRANSMISSION-TOTAL | 100% | 36.33% | 26.57% | 7.935% | 0.1809% | 17.44% | 0.8949% | 0.02326% | 0.03841% | 6.259% | 2.036% | 2.29% | 4.326%
46 | Revenue Requirement | 282649827.3187 | 102692781.3378 | 75090251.124 | 22427663.4114 | 511451.2846 | 49306212.4916 | 2529488.0932 | 65737.2156 | 108569.2074 | 17691250.7833 | 5754574.6001 | 6471847.7696 | 12226422.3698
47 | Per NCP kW | 2.9438 | 1.8183 | 4.6205 | 5.1316 | 2.1703 | 5.561 | 4.1148 | 6.9703 | 2.1155 | 2.7697 | 4.8547 | 4.14 | 4.4482
48 | Per KWH | 0.01233 | 0.015619 | 0.012109 | 0.010864 | 0.0061619 | 0.010028 | 0.010781 | 0.0095545 | 0.0059393 | 0.013023 | 0.010295 | 0.0071443 | 0.0083467
49 | Per Customer | 324.6637 | 136.1859 | 4814.2431 | 89739.4901 | 55.4384 | 306130.1671 | 754.1706 | 25.2441 | 197.4158 | 208.6593 | 5754574.6001 | 6471847.7696 | 6113211.1849
50
51 | TRANSMISSION-DEMAND | 100% | 38.7% | 26.33% | 7.589% | 0.1202% | 16.3% | 0.8476% | 0.02143% | 0.02579% | 6.368% | 1.92% | 1.788% | 3.709%
52 | Revenue Requirement | 215574863.9369 | 83419098.4114 | 56752076.2957 | 16360165.0087 | 259113.5519 | 35132421.2504 | 1827219.9429 | 46199.0122 | 55604.0701 | 13728202.4133 | 4140074.8005 | 3854689.1797 | 7994763.9802
53 | Per NCP kW | 2.2452 | 1.477 | 3.4921 | 3.7433 | 1.0996 | 3.9624 | 2.9724 | 4.8986 | 1.0835 | 2.1492 | 3.4927 | 2.4658 | 2.9087
54 | Per KWH | 0.0094042 | 0.012688 | 0.0091515 | 0.0079247 | 0.0031217 | 0.0071455 | 0.007788 | 0.0067147 | 0.0030418 | 0.010106 | 0.0074069 | 0.0042552 | 0.0054578
55 | Per Customer | 247.6185 | 110.6261 | 3638.5322 | 65461.6952 | 28.0864 | 218128.5774 | 544.7883 | 17.7411 | 101.1072 | 161.9172 | 4140074.8005 | 3854689.1797 | 3997381.9901
56
57 | TRANSMISSION-ENERGY | 100% | 28.73% | 27.34% | 9.046% | 0.3762% | 21.13% | 1.047% | 0.02913% | 0.07896% | 5.908% | 2.407% | 3.902% | 6.309%
58 | Revenue Requirement | 67074963.3818 | 19273682.9263 | 18338174.8282 | 6067498.4026 | 252337.7327 | 14173791.2412 | 702268.1503 | 19538.2034 | 52965.1373 | 3963048.3701 | 1614499.7996 | 2617158.59 | 4231658.3896
59 | Per NCP kW | 0.69859 | 0.34126 | 1.1284 | 1.3883 | 1.0708 | 1.5986 | 1.1424 | 2.0717 | 1.0321 | 0.62044 | 1.362 | 1.6742 | 1.5396
60 | Per KWH | 0.0029261 | 0.0029315 | 0.0029571 | 0.002939 | 0.0030401 | 0.0028828 | 0.0029932 | 0.0028398 | 0.0028975 | 0.0029173 | 0.0028885 | 0.0028891 | 0.0028888
61 | Per Customer | 77.0452 | 25.5598 | 1175.711 | 24277.7949 | 27.352 | 88001.5897 | 209.3823 | 7.503 | 96.3087 | 46.7421 | 1614499.7996 | 2617158.59 | 2115829.1948
62
63 | DISTRIBUTION-TOTAL | 100% | 59.7% | 22.46% | 5.71% | 1.626% | 0.06062% | 1.246% | 0.05167% | 0.02652% | 9.065% | 0.02678% | 0.03267% | 0.05945%
64 | Revenue Requirement | 302383489.0784 | 180516949.7979 | 67908065.8404 | 17264615.7972 | 4916377.5217 | 183300.4426 | 3767905.1144 | 156242.5081 | 80201.997 | 27410064.6075 | 80976.0147 | 98789.4369 | 179765.4516
65 | Per NCP kW | 3.1494 | 3.1962 | 4.1786 | 3.9502 | 20.8627 | 0.020673 | 6.1294 | 16.5669 | 1.5628 | 4.2912 | 0.068313 | 0.063195 | 0.065403
66 | Per KWH | 0.013191 | 0.027456 | 0.01095 | 0.0083628 | 0.059231 | 3.7281e-05 | 0.01606 | 0.022709 | 0.0043875 | 0.020178 | 0.00014487 | 0.00010905 | 0.00012272
67 | Per Customer | 347.3306 | 239.3924 | 4353.7734 | 69080.6613 | 532.907 | 1138.0674 | 1123.4064 | 59.9995 | 145.8346 | 323.2878 | 80976.0147 | 98789.4369 | 89882.7258
68
69 | DISTRIBUTION-SUBSTATION | 100% | 52.2% | 29.5% | 7.696% | 0.3128% | -0.1256% | 1.539% | 0.02478% | 0.01307% | 8.786% | 0.02121% | 0.02812% | 0.04933%
70 | Revenue Requirement | 45016112.685 | 23499969.9592 | 13280385.5517 | 3464597.8423 | 140795.0512 | -56553.4055 | 692695.0311 | 11156.0521 | 5885.6022 | 3954975.8042 | 9547.8142 | 12657.3823 | 22205.1966
71 | Per NCP kW | 0.46885 | 0.41609 | 0.81718 | 0.79272 | 0.59747 | -0.0063784 | 1.1268 | 1.1829 | 0.11468 | 0.61918 | 0.0080548 | 0.0080969 | 0.0080787
72 | Per KWH | 0.0019638 | 0.0035743 | 0.0021415 | 0.0016782 | 0.0016963 | -1.1502e-05 | 0.0029524 | 0.0016215 | 0.00032197 | 0.0029114 | 1.7082e-05 | 1.3972e-05 | 1.5159e-05
73 | Per Customer | 51.7074 | 31.1645 | 851.4422 | 13862.846 | 15.2614 | -351.1262 | 206.528 | 4.2841 | 10.702 | 46.6469 | 9547.8142 | 12657.3823 | 11102.5983
74
75 | DISTRIBUTION- P & C | 100% | 57.15% | 23.8% | 6.214% | 2.618% | -0.1276% | 1.198% | 0.01936% | 0.005596% | 9.1% | 0.01277% | 0.01858% | 0.03135%
76 | Revenue Requirement | 155034380.0108 | 88596143.6416 | 36891304.7296 | 9633118.0242 | 4058646.2639 | -197814.0973 | 1857331.0338 | 30010.0482 | 8675.5703 | 14108361.9394 | 19793.1448 | 28809.7122 | 48602.857
77 | Per NCP kW | 1.6147 | 1.5687 | 2.27 | 2.2041 | 17.2229 | -0.02231 | 3.0214 | 3.1821 | 0.16905 | 2.2088 | 0.016698 | 0.018429 | 0.017683
78 | Per KWH | 0.0067632 | 0.013475 | 0.0059489 | 0.0046662 | 0.048898 | -4.0233e-05 | 0.0079163 | 0.0043618 | 0.0004746 | 0.010386 | 3.5411e-05 | 3.1803e-05 | 3.318e-05
79 | Per Customer | 178.0791 | 117.4917 | 2365.2033 | 38544.8579 | 439.9338 | -1228.1792 | 553.766 | 11.5243 | 15.7751 | 166.4009 | 19793.1448 | 28809.7122 | 24301.4285
80
81 | DISTRIBUTION-TRANSFORMER | 100% | 61.24% | 22.47% | 5.87% | 0.8397% | -0.05111% | 1.699% | 0.02117% | 0.06982% | 7.801% | 0.01816% | 0.0235% | 0.04166%
82 | Revenue Requirement | 62415796.4832 | 38222301.4339 | 14025054.8638 | 3663618.3664 | 524135.6952 | -31903.5781 | 1060540.5079 | 13210.9739 | 43579.3106 | 4869256.6076 | 11335.0504 | 14667.2517 | 26002.3021
83 | Per NCP kW | 0.65007 | 0.67676 | 0.863 | 0.83826 | 2.2242 | -0.0035982 | 1.7252 | 1.4008 | 0.84917 | 0.76231 | 0.0095625 | 0.0093826 | 0.0094602
84 | Per KWH | 0.0027228 | 0.0058135 | 0.0022616 | 0.0017746 | 0.0063147 | -6.4888e-06 | 0.0045202 | 0.0019201 | 0.002384 | 0.0035844 | 2.0279e-05 | 1.6191e-05 | 1.7751e-05
85 | Per Customer | 71.6935 | 50.6885 | 899.185 | 14659.184 | 56.8133 | -198.0815 | 316.2017 | 5.0732 | 79.242 | 57.4304 | 11335.0504 | 14667.2517 | 13001.151
86
87 | DISTRIBUTION-SERVICE | 100% | 76.67% | 9.753% | 1.58% | 0.6205% | -0.0231% | 0.2074% | 0.2447% | 0.05568% | 10.85% | 0.01997% | 0.02578% | 0.04575%
88 | Revenue Requirement | 31728345.6382 | 24326506.1941 | 3094463.999 | 501186.8608 | 196875.1587 | -7328.4698 | 65816.039 | 77629.9607 | 17667.6052 | 3441013.0822 | 6335.7864 | 8179.4218 | 14515.2082
89 | Per NCP kW | 0.33045 | 0.43072 | 0.19041 | 0.11467 | 0.83544 | -0.00082654 | 0.10707 | 8.2314 | 0.34426 | 0.53871 | 0.005345 | 0.0052324 | 0.0052809
90 | Per KWH | 0.0013841 | 0.0037 | 0.000499 | 0.00024277 | 0.0023719 | -1.4905e-06 | 0.00028052 | 0.011283 | 0.00096651 | 0.002533 | 1.1335e-05 | 9.0292e-06 | 9.9092e-06
91 | Per Customer | 36.4445 | 32.2606 | 198.3946 | 2005.3918 | 21.3401 | -45.5007 | 19.6231 | 29.8111 | 32.1257 | 40.585 | 6335.7864 | 8179.4218 | 7257.6041
92
93 | DISTRIBUTION-METER | 100% | 71.71% | 7.533% | 0.02558% | -0.04976% | 5.824% | 1.118% | 0.296% | 0.05366% | 12.66% | 0.4148% | 0.421% | 0.8358%
94 | Revenue Requirement | 8188854.2613 | 5872028.569 | 616856.6963 | 2094.7035 | -4074.6473 | 476899.9934 | 91522.5025 | 24235.4732 | 4393.9087 | 1036457.1741 | 33964.2188 | 34475.669 | 68439.8877
95 | Per NCP kW | 0.085288 | 0.10397 | 0.037957 | 0.00047928 | -0.017291 | 0.053787 | 0.14888 | 2.5698 | 0.085618 | 0.16226 | 0.028653 | 0.022054 | 0.0249
96 | Per KWH | 0.00035723 | 0.00089312 | 9.9471e-05 | 1.0147e-06 | -4.909e-05 | 9.6996e-05 | 0.00039009 | 0.0035225 | 0.00024037 | 0.00076297 | 6.0765e-05 | 3.8058e-05 | 4.6722e-05
97 | Per Customer | 9.4061 | 7.7872 | 39.5484 | 8.3815 | -0.44167 | 2960.955 | 27.2876 | 9.3068 | 7.9896 | 12.2245 | 33964.2188 | 34475.669 | 34219.9439
98
99 | RETAIL-TOTAL | 100% | 90.27% | 4.645% | 0.01994% | 0.7701% | 0.1311% | -0.01385% | 0.2416% | 0.0522% | 3.341% | 0.2528% | 0.2874% | 0.5402%
100 | Revenue Requirement | 33102792.1232 | 29882845.3717 | 1537546.4597 | 6600.6425 | 254936.0641 | 43383.4242 | -4585.8721 | 79980.1939 | 17278.5138 | 1105981.5533 | 83692.1496 | 95133.6224 | 178825.7721
101 | Per NCP kW | 0.34477 | 0.5291 | 0.09461 | 0.0015103 | 1.0818 | 0.004893 | -0.00746 | 8.4806 | 0.33668 | 0.17315 | 0.070605 | 0.060857 | 0.065061
102 | Per KWH | 0.0014441 | 0.0045451 | 0.00024794 | 3.1973e-06 | 0.0030714 | 8.8237e-06 | -1.9546e-05 | 0.011625 | 0.00094522 | 0.00081415 | 0.00014973 | 0.00010502 | 0.00012208
103 | Per Customer | 38.0233 | 39.6291 | 98.5763 | 26.4111 | 27.6336 | 269.357 | -1.3673 | 30.7136 | 31.4182 | 13.0445 | 83692.1496 | 95133.6224 | 89412.886
104
105 | MISC - Total | 100% | 41.2% | 25.74% | 7.485% | 0.4286% | 13.75% | 0.9855% | 0.0305% | 0.03918% | 6.919% | 1.597% | 1.824% | 3.421%
106 | Revenue Requirement | 8311226.8466 | 3424066.6657 | 2139358.7611 | 622071.4981 | 35625.6269 | 1143077.6595 | 81903.5783 | 2535.1146 | 3256.0009 | 575044.6383 | 132726.9587 | 151560.3447 | 284287.3033
107 | Per NCP kW | 0.086563 | 0.060626 | 0.13164 | 0.14233 | 0.15118 | 0.12892 | 0.13324 | 0.26881 | 0.063445 | 0.090027 | 0.11197 | 0.096953 | 0.10343
108 | Per KWH | 0.00036257 | 0.00052079 | 0.00034498 | 0.00030133 | 0.00042921 | 0.00023249 | 0.00034909 | 0.00036846 | 0.00017812 | 0.00042331 | 0.00023746 | 0.00016731 | 0.00019408
109 | Per Customer | 9.5466 | 4.5408 | 137.1602 | 2489.0858 | 3.8616 | 7097.0885 | 24.4197 | 0.97352 | 5.9205 | 6.7824 | 132726.9587 | 151560.3447 | 142143.6517

## Function Summary
Function Summary
Rocky Mountain Power
Cost Of Service - Function Summary
State of Utah
2010 Protocol (Non Wgt)
12 Months Ended Dec 2015
| A | B | C | D | E | F | G | H | I | J | K | L | M
| 12 Months Ended Dec 2015 C: Utah | Distribution | Distribution | Distribution | Distribution | Distribution | Chk Total
|  |  | Jurisdiction | Production | Transmission | Distribution | Retail | MISC. | Substations | Poles & Wires | Transformers | Services | Meters
| DESCRIPTION |  | Normalized | Function | Function | Function | Function | Function | Function | Function | Function | Function | Function | 0
14 | 12 Months Ended Dec 2015 A: Operating Expenses
15 | Operation & Maintenance Expenses |  | 1192924384.4754 | 942080135.8682 | 108395782.9931 | 99126956.4615 | 36738176.4716 | 6583332.681 | 16964134.1734 | 70653226.5857 | 4507795.0253 | 2239956.6729 | 4761844.0041 | 0
16 | Depreciation Expense |  | 281289038.3857 | 180585670.6064 | 48431126.026 | 51713993.866 | 558247.8873 | 0 | -10780358.5914 | 40725429.4867 | 12131248.2028 | 6509899.2171 | 3127775.5508 | 0
17 | Amortization Expense |  | 14397402.7932 | 13580333.5815 | 131145.6767 | -877032.1623 | 1562955.6972 | 0 | -153895.6414 | -442262.395 | -164290.5742 | -90437.7772 | -26145.7744 | 0
18 | Taxes Other Than Income |  | 65878212.1881 | 32722247.9874 | 15735867.9446 | 17039141.8018 | 380344.7342 | 609.72 | 2989912.7636 | 8592354.9748 | 3191867.4263 | 1757041.7335 | 507964.9036 | 0
19 | Income Taxes - Federal |  | 43992326.443 | 7029631.5103 | -964394.4556 | 38169646.4745 | -429983.9107 | 187426.8245 | 14368168.213 | -5769015.3349 | 20779133.7326 | 10655444.039 | -1864084.1752 | 0
20 | Income Taxes - State |  | 9503441.3112 | 4480824.9575 | -131045.1896 | 5186621.0228 | -58427.6722 | 25468.1926 | 1952395.4293 | -783913.3705 | 2823539.1681 | 1447897.8761 | -253298.0801 | 0
21 | Income Taxes Deferred |  | 103384721.7794 | 54105500.1394 | 50972117.8403 | -2242999.0183 | 550102.818 | 0 | -440183.7825 | -940712.4766 | -524627.9991 | -291068.7917 | -46405.9684 | 0
22 | Investment Tax Credit Adj |  | -3979666.4537 | -2005243.6876 | -952523.819 | -1021898.9471 | 0 | 0 | -179315.8799 | -515314.5977 | -191427.8313 | -105376.1462 | -30464.4921 | 0
23 | Misc Revenues & Expense |  | 525243.8247 | -402312.0701 | -45.3366 | -55842.2686 | 983443.5 | 0 | -9798.8216 | -28159.6691 | -10460.6864 | -5758.3414 | -1664.7501 | 0
24
25 | Total Operating Expenses |  | 1707915104.7469 | 1232176788.893 | 221618031.6799 | 207038587.2304 | 40284859.5254 | 6796837.4181 | 24711057.8624 | 111491633.2035 | 42542776.4642 | 22117598.482 | 6175521.2182 | 0
26
27
28 | 12 Months Ended Dec 2015 A: Rate Base :
29 | Electric Plant In Service |  | 11346572135.0403 | 5686307576.5305 | 2700556024.9797 | 2887770262.8238 | 71938270.7063 | 0 | 515479059.7469 | 1481374011.1049 | 521120614.3945 | 286863627.277 | 82932950.3006 | 0
30 | Plant Held For Future Use |  | 12081865.1214 | 5632342.6739 | 1602180.0675 | 4847342.38 | 0 | 0 | 850578.6864 | 2444377.0055 | 908031.3097 | 499848.1119 | 144507.2665 | 0
31 | Electric Plant Acquisition Adj |  | 16623464.5504 | 16623464.5504 | 0 | 0 | 0 | 0 | 0 | 0 | 0 | 0 | 0 | 0
32 | Pensions |  | 0 | 0 | 0 | 0 | 0 | 0 | 0 | 0 | 0 | 0 | 0 | 0
33 | Prepayments |  | 16132264.1458 | 7017232.1846 | 3272048.2729 | 2910844.0517 | 13403.7844 | 2918735.8523 | 510775.1249 | 1467855.9319 | 545275.6025 | 300160.3331 | 86777.0593 | 0
34 | Fuel Stock |  | 80067496.18 | 80067496.18 | 0 | 0 | 0 | 0 | 0 | 0 | 0 | 0 | 0 | 0
35 | Materials & Supplies |  | 101186699.1148 | 87376836.25 | 672318.7562 | 13137544.1086 | 0 | 0 | 2305286.9252 | 6624890.1377 | 2460998.3055 | 1354716.895 | 391651.8451 | 0
36 | Misc Deferred Debits |  | 336448729.0748 | 212797582.0864 | 22696915.3755 | 69981971.0452 | 29291515.8377 | 1680744.73 | 12279960.5099 | 35289919.1785 | 13109414.5707 | 7216398.8746 | 2086277.9115 | 0
37 | Cash Working Capital |  | 25086008.3817 | 15952049.3021 | 3786971.2196 | 4572468.134 | 663063.2966 | 111456.4293 | 938167.8089 | 2178680.0198 | 879821.1724 | 465776.0075 | 110023.1253 | 0
38 | Weatherization Loans |  | 2158809.4308 | 0 | 0 | 0 | 0 | 2158809.4308 | 0 | 0 | 0 | 0 | 0 | 0
39 | Miscellaneous Rate Base |  | 0 | 0 | 0 | 0 | 0 | 0 | 0 | 0 | 0 | 0 | 0 | 0
40
41 | Total Rate Base Additions |  | 11936357471.04 | 6111774579.7579 | 2732586458.6714 | 2983220432.5432 | 101906253.625 | 6869746.4425 | 532363828.8022 | 1529379733.3783 | 539024155.3553 | 296700527.4991 | 85752187.5083 | 0
42
43 | 12 Months Ended Dec 2015 A: Rate Base Deductions :
44 | Accum Provision For Depreciation |  | -3442685027.562 | -1804481050.4096 | -698064001.0711 | -936763841.0844 | -3376134.9969 | 0 | -115629667.1578 | -557201362.2246 | -128837035.9341 | -96816494.9542 | -38279280.8137 | 0
45 | Accum Provision For Amortization |  | -228001669.5396 | -103129472.1661 | -37967055.417 | -33400335.2691 | -53504806.6874 | 0 | -5860863.7624 | -16842839.8712 | -6256737.7755 | -3444174.8103 | -995719.0498 | 0
46 | Accum Deferred Income Taxes |  | -1891367853.0218 | -934273947.281 | -449757841.3204 | -493723525.9631 | -13612538.4573 | 0 | -85904582.0783 | -251955781.0997 | -90849135.3961 | -49974471.485 | -15039555.904 | 0
47 | Unamortized ITC |  | -189331.1084 | -95398.701 | -45315.9561 | -48616.4513 | 0 | 0 | -8530.8844 | -24515.8948 | -9107.1058 | -5013.2298 | -1449.3366 | 0
48 | Customer Advance For Construction |  | -14379215.9133 | 0 | -9775700.5395 | -4603515.3738 | 0 | 0 | -807793.581 | -2321421.9756 | -862356.27 | -474705.1657 | -137238.3815 | 0
49 | Customer Service Deposits |  | -16183238.2962 | 0 | 0 | 0 | -16183238.2962 | 0 | 0 | 0 | 0 | 0 | 0 | 0
50 | Misc Rate Base Deductions |  | -160379502.0218 | -108814588.3899 | -23125429.671 | -27105687.1244 | -1333796.8365 | 0 | -4756321.6999 | -13668627.6996 | -5077589.048 | -2795083.4642 | -808065.2128 | 0
51
52 | Total Rate Base Deductions |  | -5753185837.4631 | -2950794456.9476 | -1218735343.9751 | -1495645521.2661 | -88010515.2743 | 0 | -212967759.1637 | -842014548.7654 | -231891961.5295 | -153509943.1092 | -55261308.6983 | 0
53
54 | Total Rate Base |  | 6183171633.5768 | 3160980122.8103 | 1513851114.6963 | 1487574911.2771 | 13895738.3507 | 6869746.4425 | 319396069.6385 | 687365184.6129 | 307132193.8257 | 143190584.3898 | 30490878.8101 | 0
55
56
57 | Return On Rate Base | 7.583% | 468897325.5843 | 239711140.7618 | 114802043.5272 | 112809402.4944 | 1053775.4628 | 520963.3381 | 24221220.3915 | 52125950.2186 | 23291196.3019 | 10858777.0239 | 2312258.5586 | 0
58 | Total Operating Expenses |  | 1707915104.7469 | 1232176788.893 | 221618031.6799 | 207038587.2304 | 40284859.5254 | 6796837.4181 | 24711057.8624 | 111491633.2035 | 42542776.4642 | 22117598.482 | 6175521.2182 | 0
59 | Revenue Credits |  | -248410845.3312 | -171695922.7084 | -53705490.1408 | -15753615.6123 | -8251151.4245 | 995334.5547 | -3245123.3673 | -7426830.792 | -3185938.8187 | -1540268.8594 | -355453.7748 | 0
60
61 | Total Revenue Requirements |  | 1928401585 | 1300192006.9465 | 282714585.0663 | 304094374.1125 | 33087483.5637 | 8313135.311 | 45687154.8867 | 156190752.63 | 62648033.9474 | 31436106.6465 | 8132326.002 | 0
62
63
64 | Return On Rate Base @ Target ROR | 7.564% | 467671343.9035 | 239084390.6158 | 114501881.435 | 112514450.373 | 1051020.2553 | 519601.2243 | 24157891.4475 | 51989661.4053 | 23230299.0042 | 10830385.6021 | 2306212.9138 | 0
65 | Total Operating Expenses Adjusted for Taxes |  | 1707156378.541 | 1231788910.5358 | 221432269.6502 | 206856049.5078 | 40283154.4036 | 6795994.4435 | 24671865.3279 | 111407287.8206 | 42505088.8084 | 22100027.8152 | 6171779.7357 | 0
66 | Revenue Credits |  | -248410845.3312 | -171695922.7084 | -53705490.1408 | -15753615.6123 | -8251151.4245 | 995334.5547 | -3245123.3673 | -7426830.792 | -3185938.8187 | -1540268.8594 | -355453.7748 | 0
67
68 | Total Target Revenue Requirements |  | 1926416877.1132 | 1299177378.4432 | 282228660.9444 | 303616884.2685 | 33083023.2344 | 8310930.2226 | 45584633.408 | 155970118.4339 | 62549448.994 | 31390144.5579 | 8122538.8747 | 0

## Class Summary
Class Summary
Rocky Mountain Power
Cost Of Service By Rate Schedule - All Functions
State of Utah
2010 Protocol (Non Wgt)
12 Months Ended Dec 2015
| A | B | C | D | E | F | G | H | I | J | K | L | M | N
Chk Total
| DESCRIPTION |  | Utah Jurisdiction Normalized | Residential Sch 1 | General Large Dist. Sch 6 | General +1 MW Sch 8 | Street & Area Lighting Sch. 7,11,12 | General Trans Sch 9 | Irrigation Sch 10 | Traffic Signals Sch 15 | Outdoor Lighting Sch 15 | General Small Dist. Sch 23 | Industrial Cust 1 | Industrial Cust 2 | 0
13 | Operating Revenues |  | 2176812430.3312 | 818755619.6971 | 599881933.2313 | 174018177.4388 | 12144423.7704 | 314674840.1093 | 20392896.3948 | 835385.322 | 1410882.1061 | 153834108.5981 | 32364954.9334 | 48499208.7297 | 0
14
15 | 12 Months Ended Dec 2015 A: Operating Expenses
16 | Operation & Maintenance Expenses |  | 1192924384.4754 | 437677997.3607 | 308845116.7252 | 95220177.3418 | 5761201.0348 | 200345470.0729 | 11499122.9417 | 438841.1515 | 670666.2367 | 77657726.8198 | 23024471.7352 | 31783593.0552 | 0
17 | Depreciation Expense |  | 281289038.3857 | 115917145.8664 | 70676225.9936 | 20628408.8695 | 2088152.89 | 39938483.3903 | 2647150.53 | 91112.5729 | 113369.5131 | 19282780.3858 | 4636563.1564 | 5269645.2177 | 0
18 | Amortization Expense |  | 14397402.7932 | 5581675.8852 | 3554302.9753 | 1071649.5923 | 1031.4873 | 2523293.5649 | 114544.688 | 6821.0475 | 6430.5893 | 907266.9368 | 294617.4439 | 335768.5826 | 0
19 | Taxes Other Than Income |  | 65878212.1881 | 27874009.5271 | 17021069.8725 | 4871347.9785 | 259173.8461 | 8475191.9593 | 672199.2777 | 20672.1406 | 25716.7467 | 4499124.3088 | 999985.8643 | 1159720.6665 | 0
20 | Income Taxes - Federal |  | 43992326.443 | 14923596.4577 | 24568511.1462 | 4822286.1796 | 468312.0714 | -5457654.1074 | 317264.0447 | 44107.0807 | 125338.9772 | 6479625.5913 | -1939160.1102 | -359900.8883 | 0
21 | Income Taxes - State |  | 9503441.3112 | 3308045.0453 | 4277121.4659 | 935906.1933 | 69974.544 | -131175.521 | 74626.4395 | 6865.5241 | 18501.8026 | 1103672.6445 | -192292.9357 | 32196.1088 | 0
22 | Income Taxes Deferred |  | 103384721.7794 | 36896017.577 | 27756182.624 | 8264678.1286 | 178969.8858 | 18399634.8739 | 920638.6417 | 24816.088 | 43416.276 | 6252520.7742 | 2158628.2599 | 2489218.6503 | 0
23 | Investment Tax Credit Adj |  | -3979666.4537 | -1673468.6489 | -1023974.079 | -296444.5712 | -15384.899 | -517786.8027 | -40465.5843 | -1227.3014 | -1547.5525 | -279016.9229 | -60343.6904 | -70006.4014 | 0
24 | Misc Revenues & Expense |  | 525243.8247 | 720561.8365 | -76136.3724 | -23292.4448 | -844.9502 | -56085.8811 | -1431.7291 | -113.984 | -195.5071 | -17211.1881 | -9293.0563 | -10712.8987 | 0
25
26 | Total Operating Expenses |  | 1707915104.7469 | 641225580.907 | 455598420.3512 | 135494717.2676 | 8810585.9103 | 263519371.5491 | 16203649.2499 | 631894.32 | 1001697.082 | 115886489.3501 | 28913176.667 | 40629522.0927 | 0
27
28 | Operating Revenue For Return |  | 468897325.5843 | 177530038.7901 | 144283512.8801 | 38523460.1712 | 3333837.8602 | 51155468.5602 | 4189247.1449 | 203491.0021 | 409185.0241 | 37947619.248 | 3451778.2665 | 7869686.637 | 0
29
30
31 | 12 Months Ended Dec 2015 A: Rate Base :
32 | Electric Plant In Service |  | 11346572135.0403 | 4817197287.2128 | 2884436033.6236 | 833409999.4998 | 54857886.456 | 1469322732.7705 | 113492687.6134 | 3771036.5022 | 4421045.0867 | 800387515.094 | 170254102.2451 | 195021808.9362 | 0
33 | Plant Held For Future Use |  | 12081865.1214 | 4568139.13 | 3494733.3944 | 1041009.852 | 27693.2763 | 1482243.4687 | 156833.535 | 3291.265 | 6197.3332 | 865360.5515 | 168827.1344 | 267536.1809 | 0
34 | Electric Plant Acquisition Adj |  | 16623464.5504 | 6037260.1317 | 4425750.2555 | 1323051.1027 | 29857.3424 | 2877648.8169 | 148574.3792 | 4111.1071 | 6926.351 | 1052447.9226 | 335688.4297 | 382148.7117 | 0
35 | Pensions |  | 0 | 0 | 0 | 0 | 0 | 0 | 0 | 0 | 0 | 0 | 0 | 0 | 0
36 | Prepayments |  | 16132264.1458 | 6695364.4458 | 4143815.4857 | 1202621.8792 | 71996.6367 | 2182261.0429 | 159965.3858 | 4987.6608 | 6316.7274 | 1122620.2298 | 252941.7472 | 289372.9044 | 0
37 | Fuel Stock |  | 80067496.18 | 23278905.4245 | 21937306.7452 | 7223906.9645 | 293885.1804 | 16644902.7845 | 830714.0178 | 24360.6787 | 64722.6672 | 4809806.8247 | 1892244.9811 | 3066739.9113 | 0
38 | Materials & Supplies |  | 101186699.1148 | 39816100.0231 | 26407172.1313 | 7759178.5173 | 334875.3947 | 15260454.6347 | 960510.4506 | 28579.3135 | 40474.0518 | 6775028.1745 | 1779170.9169 | 2025155.5064 | 0
39 | Misc Deferred Debits |  | 336448729.0748 | 135053320.7646 | 86954784.0674 | 25801154.7382 | 1649540.5579 | 47487551.7494 | 3444217.0459 | 108431.7877 | 158766.7371 | 23245143.397 | 5479935.9902 | 7065882.2394 | 0
40 | Cash Working Capital |  | 25086008.3817 | 9668824.031 | 6683231.0415 | 1973288.4687 | 162652.4313 | 3611784.6343 | 244646.8623 | 10025.8429 | 14819.3717 | 1754910.7505 | 391132.455 | 570692.4925 | 0
41 | Weatherization Loans |  | 2158809.4308 | 731904.7857 | 580327.8652 | 179470.0745 | 5226.2333 | 398732.9532 | 20329.0998 | 574.867 | 1181.3534 | 134345.4982 | 46069.298 | 60647.4025 | 0
42 | Miscellaneous Rate Base |  | 0 | 0 | 0 | 0 | 0 | 0 | 0 | 0 | 0 | 0 | 0 | 0 | 0
43
44 | Total Rate Base Additions |  | 11936357471.04 | 5043047105.9493 | 3039063154.6098 | 879913681.0969 | 57433613.509 | 1559268312.8551 | 119458478.3897 | 3955399.025 | 4720449.6796 | 840147178.4428 | 180600113.1975 | 208749984.2853 | 0
45
46 | 12 Months Ended Dec 2015 A: Rate Base Deductions :
47 | Accum Provision For Depreciation |  | -3442685027.562 | -1468302136.5634 | -870081851.5781 | -250824526.867 | -24686125.418 | -438478276.015 | -34189934.7614 | -1147874.6188 | -1304963.9349 | -244685320.5088 | -50818304.3528 | -58165712.9438 | 0
48 | Accum Provision For Amortization |  | -228001669.5396 | -117607997.3617 | -46110271.7876 | -13158018.3487 | -1219951.6891 | -24667757.0732 | -1901960.3133 | -197718.476 | -99567.114 | -16917849.7868 | -2858615.6746 | -3261961.9146 | 0
49 | Accum Deferred Income Taxes |  | -1891367853.0218 | -806006273.2137 | -481834520.4602 | -139099336.9248 | -7543032.6037 | -242477003.1148 | -19105172.1077 | -627390.8592 | -741089.3986 | -133631489.5107 | -28096585.4506 | -32205959.3778 | 0
50 | Unamortized ITC |  | -189331.1084 | -79820.4993 | -48595.4133 | -14048.4364 | -721.5603 | -24647.2683 | -1917.3277 | -59.2486 | -74.2229 | -13315.8786 | -2856.4803 | -3274.7728 | 0
51 | Customer Advance For Construction |  | -14379215.9133 | -5385698.6616 | -897338.5197 | -437916.0962 | -48464.8513 | -5245418.461 | -67660.8455 | -39467.9175 | -68389.4915 | -2188861.069 | 0 | 0 | 0
52 | Customer Service Deposits |  | -16183238.2962 | -3542941.9454 | -730267.7212 | -2141977.6344 | -8826.5834 | -3844195.2028 | -103981.2225 | 0 | -1659.9496 | -5809388.0369 | 0 | 0 | 0
53 | Misc Rate Base Deductions |  | -160379502.0218 | -60366145.6447 | -42072696.4607 | -12726747.0045 | -656767.456 | -25369085.8447 | -1603600.321 | -48844.5088 | -82360.2086 | -10667442.8761 | -2921268.4285 | -3864543.2684 | 0
54
55 | Total Rate Base Deductions |  | -5753185837.4631 | -2461291013.8897 | -1441775541.9408 | -418402571.3121 | -34163890.1618 | -740106382.9797 | -56974226.8991 | -2061355.629 | -2298104.32 | -413913667.6668 | -84697630.3868 | -97501452.2774 | 0
56
57 | Total Rate Base |  | 6183171633.5768 | 2581756092.0595 | 1597287612.669 | 461511109.7849 | 23269723.3472 | 819161929.8754 | 62484251.4906 | 1894043.396 | 2422345.3597 | 426233510.776 | 95902482.8107 | 111248532.0079 | 0
58
59 | Calculated Return On Rate Base |  | 7.583% | 6.876% | 9.033% | 8.347% | 14.33% | 6.245% | 6.704% | 10.74% | 16.89% | 8.903% | 3.599% | 7.074%
60
61 | Return On RB @ Jurisdictional Ave. | 7.583% | 468897325.5843 | 195786013.8159 | 121129403.1856 | 34998434.1257 | 1764646.316 | 62120681.893 | 4738457.8904 | 143633.7103 | 183697.191 | 32323177.3467 | 7272710.5718 | 8436469.5378 | 0
62 | Total Operating Expenses |  | 1707915104.7469 | 652523699.6992 | 441268981.278 | 133313175.9941 | 7839456.5979 | 270305439.2688 | 16543540.6135 | 594850.2951 | 862148.8891 | 112405677.5803 | 31277846.153 | 40980288.3779 | 0
63 | Revenue Credits |  | -248410845.3312 | -93000004.6971 | -65705927.2313 | -19380414.4388 | -679845.7704 | -39818620.1093 | -2580358.3948 | -85519.322 | -111524.1061 | -17103620.5981 | -4529779.9334 | -5415230.7297 | 0
64
65 | Total Revenue Requirements |  | 1928401585 | 755309708.818 | 496692457.2324 | 148931195.681 | 8924257.1435 | 292607501.0525 | 18701640.1091 | 652964.6833 | 934321.974 | 127625234.3288 | 34020776.7914 | 44001527.186 | 0
66 | Class Revenue |  | 1928401585 | 725755615 | 534176006 | 154637763 | 11464578 | 274856220 | 17812538 | 749866 | 1299358 | 136730488 | 27835175 | 43083978 | 0
67 | [14 empty] | 0
68 | 12 Months Ended Dec 2015 A: Increase / (Decrease) Required to
69 | Earn Equal Rates of Return |  | 9.5367e-06 | 29554093.818 | -37483548.7676 | -5706567.319 | -2540320.8565 | 17751281.0525 | 889102.1091 | -96901.3167 | -365036.026 | -9105253.6712 | 6185601.7914 | 917549.186 | 0
70
71 | Percent % |  | 4.945e-13% | 4.072% | -7.017% | -3.69% | -22.16% | 6.458% | 4.991% | -12.92% | -28.09% | -6.659% | 22.22% | 2.13%
72
73
74 | Return On Rate Base @ Target ROR | 7.564% | 467671343.9035 | 195274110.5629 | 120812697.5419 | 34906927.0158 | 1760032.4615 | 61958260.796 | 4726068.6908 | 143258.1647 | 183216.8953 | 32238664.9788 | 7253695.3004 | 8414411.4954 | 0
75 | Total Operating Expenses Adjusted for Taxes |  | 1707156378.541 | 652206896.9125 | 441072980.9012 | 133256544.7708 | 7836601.2107 | 270204921.3372 | 16535873.28 | 594617.8803 | 861851.6473 | 112353375.2096 | 31266078.1267 | 40966637.2645 | 0
76 | Revenue Credits |  | -248410845.3312 | -93000004.6971 | -65705927.2313 | -19380414.4388 | -679845.7704 | -39818620.1093 | -2580358.3948 | -85519.322 | -111524.1061 | -17103620.5981 | -4529779.9334 | -5415230.7297 | 0
77
78 | Total Target Revenue Requirements |  | 1926416877.1132 | 754481002.7782 | 496179751.2119 | 148783057.3478 | 8916787.9018 | 292344562.0239 | 18681583.576 | 652356.723 | 933544.4365 | 127488419.5903 | 33989993.4936 | 43965818.0302 | 0
79 | Class Revenue |  | 1928401585 | 725755615 | 534176006 | 154637763 | 11464578 | 274856220 | 17812538 | 749866 | 1299358 | 136730488 | 27835175 | 43083978 | 0
80
81 | 12 Months Ended Dec 2015 A: Increase / (Decrease) Required to
82 | Earn Target Rate of Return |  | -1984707.8868 | 28725387.7782 | -37996254.7881 | -5854705.6522 | -2547790.0982 | 17488342.0239 | 869045.576 | -97509.277 | -365813.5635 | -9242068.4097 | 6154818.4936 | 881840.0302 | 0
83
84 | Percent % |  | -0.1029% | 3.958% | -7.113% | -3.786% | -22.22% | 6.363% | 4.879% | -13% | -28.15% | -6.759% | 22.11% | 2.047%

## Production Summary
Production Summary
Rocky Mountain Power
Cost Of Service By Rate Schedule - Production Function
State of Utah
2010 Protocol (Non Wgt)
12 Months Ended Dec 2015
| A | B | C | D | E | F | G | H | I | J | K | L | M | N
Chk Total
| DESCRIPTION |  | Utah Jurisdiction Normalized | Residential Sch 1 | General Large Dist. Sch 6 | General +1 MW Sch 8 | Street & Area Lighting Sch. 7,11,12 | General Trans Sch 9 | Irrigation Sch 10 | Traffic Signals Sch 15 | Outdoor Lighting Sch 15 | General Small Dist. Sch 23 | Industrial Cust 1 | Industrial Cust 2 | 0
13 | 12 Months Ended Dec 2015 A: Operating Expenses
14 | Operation & Maintenance Expenses |  | 942080135.8682 | 307175059.9831 | 254534355.1674 | 80122972.131 | 2613889.6542 | 179818841.6725 | 9122246.8032 | 260984.0263 | 582743.4306 | 58096793.7757 | 20676136.659 | 29076112.5652 | 0
15 | Depreciation Expense |  | 180585670.6064 | 65583016.2697 | 48078415.158 | 14372927.2566 | 324389.2873 | 31261503.2944 | 1614038.6567 | 44661.4033 | 75251.3912 | 11432987.5728 | 3646757.3551 | 4151722.9611 | 0
16 | Amortization Expense |  | 13580333.5815 | 4696844.3323 | 3687276.82 | 1110953.1794 | -2454.0446 | 2500286.6797 | 119145.7633 | 2993.7429 | 5731.7395 | 834679.5283 | 292035.3408 | 332840.4999 | 0
17 | Taxes Other Than Income |  | 32722247.9874 | 11733259.837 | 8729154.3613 | 2626565.1773 | 62697.3219 | 5735697.2079 | 295411.2176 | 8213.0411 | 14458.5459 | 2065258.3297 | 667634.7356 | 783898.2121 | 0
18 | Income Taxes - Federal |  | 7029631.5103 | -294853.3885 | 8510019.8563 | 1479632.106 | 202478.8005 | -3245405.643 | -90347.0468 | 14462.3625 | 66697.729 | 1961290.3397 | -1286661.4559 | -287682.1495 | 0
19 | Income Taxes - State |  | 4480824.9575 | 1240110.4639 | 2095039.2038 | 481695.0205 | 33852.2175 | 169432.3036 | 19238.8619 | 2837.2992 | 10533.4309 | 489705.9257 | -103629.2055 | 42009.436 | 0
20 | Income Taxes Deferred |  | 54105500.1394 | 19400680.9064 | 14433460.1551 | 4342966.3703 | 103668.6099 | 9483846.1648 | 488455.7956 | 13580.0786 | 23906.88 | 3414858.1384 | 1103919.0002 | 1296158.0402 | 0
21 | Investment Tax Credit Adj |  | -2005243.6876 | -719022.8872 | -534929.0699 | -160957.8671 | -3842.1385 | -351487.7897 | -18103.0191 | -503.3013 | -886.0304 | -126560.5661 | -40913.153 | -48037.8653 | 0
22 | Misc Revenues & Expense |  | -402312.0701 | -145261.0869 | -107200.486 | -32144.4549 | -744.5707 | -70051.1161 | -3612.5736 | -100.1625 | -172.2209 | -25432.7911 | -8164.4816 | -9428.1258 | 0
23
24 | Total Operating Expenses |  | 1232176788.893 | 408669834.4299 | 339425591.1661 | 104344608.9191 | 3333935.1376 | 225302662.774 | 11546474.4588 | 347128.4902 | 778264.8957 | 78143580.2531 | 24947114.7947 | 35337593.5737 | 0
25
26
27 | 12 Months Ended Dec 2015 A: Rate Base :
28 | Electric Plant In Service |  | 5686307576.5305 | 2054573066.9776 | 1515025004.1742 | 454120275.2839 | 10486489.3849 | 989414919.8876 | 51031746.5397 | 1414570.395 | 2426382.0968 | 359533391.1952 | 115328873.9836 | 132952856.6121 | 0
29 | Plant Held For Future Use |  | 5632342.6739 | 1566718.6691 | 1550757.0615 | 518563.4865 | 22506.2614 | 1204893.8487 | 59842.2785 | 1769.3355 | 4935.9414 | 335178.0755 | 136473.2704 | 230704.4454 | 0
30 | Electric Plant Acquisition Adj |  | 16623464.5504 | 6037260.1317 | 4425750.2555 | 1323051.1027 | 29857.3424 | 2877648.8169 | 148574.3792 | 4111.1071 | 6926.351 | 1052447.9226 | 335688.4297 | 382148.7117 | 0
31 | Pensions |  | 0 | 0 | 0 | 0 | 0 | 0 | 0 | 0 | 0 | 0 | 0 | 0 | 0
32 | Prepayments |  | 7017232.1846 | 2535210.2323 | 1869655.3418 | 560447.6101 | 12947.4464 | 1221116.0285 | 62981.1192 | 1745.8595 | 2995.6566 | 443673.7296 | 142334.4461 | 164124.7145 | 0
33 | Fuel Stock |  | 80067496.18 | 23278905.4245 | 21937306.7452 | 7223906.9645 | 293885.1804 | 16644902.7845 | 830714.0178 | 24360.6787 | 64722.6672 | 4809806.8247 | 1892244.9811 | 3066739.9113 | 0
34 | Materials & Supplies |  | 87376836.25 | 31733258.0296 | 23262783.4099 | 6954267.5175 | 156937.208 | 15125598.4394 | 780941.8523 | 21608.945 | 36406.5285 | 5531913.6103 | 1764457.2745 | 2008663.4349 | 0
35 | Misc Deferred Debits |  | 212797582.0864 | 71988384.5751 | 57220691.6444 | 17713684.2921 | 519214.6269 | 39379050.4668 | 2006985.0997 | 56788.8531 | 117295.5915 | 13235659.5617 | 4548572.7714 | 6011254.6038 | 0
36 | Cash Working Capital |  | 15952049.3021 | 5172733.261 | 4431050.8928 | 1370249.8954 | 47151.4817 | 2950001.6116 | 151119.7793 | 4636.6126 | 10922.3536 | 1013069.1286 | 322335.1845 | 478779.1011 | 0
37 | Weatherization Loans |  | 0 | 0 | 0 | 0 | 0 | 0 | 0 | 0 | 0 | 0 | 0 | 0 | 0
38 | Miscellaneous Rate Base |  | 0 | 0 | 0 | 0 | 0 | 0 | 0 | 0 | 0 | 0 | 0 | 0 | 0
39
40 | Total Rate Base Additions |  | 6111774579.7579 | 2196885537.3009 | 1629722999.5253 | 489784446.1527 | 11568988.9322 | 1068818131.884 | 55072905.0657 | 1529591.7865 | 2670587.1866 | 385955140.0481 | 124470980.3412 | 145295271.5348 | 0
41
42 | 12 Months Ended Dec 2015 A: Rate Base Deductions :
43 | Accum Provision For Depreciation |  | -1804481050.4096 | -652554988.4899 | -480714866.1219 | -144027228.4002 | -3313243.3448 | -313709512.6319 | -16183174.4931 | -448455.7879 | -766949.3296 | -114118667.9774 | -36571586.1146 | -42072377.7182 | 0
44 | Accum Provision For Amortization |  | -103129472.1661 | -37364687.343 | -27466271.2862 | -8221157.8667 | -187548.0874 | -17895502.8746 | -923510.5829 | -25575.1004 | -43454.3574 | -6525223.4424 | -2086813.3452 | -2389727.8798 | 0
45 | Accum Deferred Income Taxes |  | -934273947.281 | -337424949.0971 | -248937890.4701 | -74634528.2245 | -1726741.6324 | -162633493.6592 | -8387542.0256 | -232532.3325 | -399451.6205 | -59065653.7543 | -18955757.9848 | -21875406.48 | 0
46 | Unamortized ITC |  | -95398.701 | -34452.6589 | -25419.2373 | -7621.1947 | -176.3641 | -16607.3674 | -856.4875 | -23.7453 | -40.7977 | -6031.1127 | -1935.6576 | -2234.0777 | 0
47 | Customer Advance For Construction |  | 0 | 0 | 0 | 0 | 0 | 0 | 0 | 0 | 0 | 0 | 0 | 0 | 0
48 | Customer Service Deposits |  | 0 | 0 | 0 | 0 | 0 | 0 | 0 | 0 | 0 | 0 | 0 | 0 | 0
49 | Misc Rate Base Deductions |  | -108814588.3899 | -36069626.9281 | -29339315.4343 | -9166834.0134 | -284697.1916 | -20492742.6878 | -1040998.8477 | -29622.2927 | -63990.7053 | -6734916.9152 | -2361148.0115 | -3230695.3622 | 0
50
51 | Total Rate Base Deductions |  | -2950794456.9476 | -1063448704.5171 | -786483762.5499 | -236057369.6995 | -5512406.6202 | -514747859.221 | -26536082.4369 | -736209.2588 | -1273886.8106 | -186450493.202 | -59977241.1138 | -69570441.5178 | 0
52
53 | Total Rate Base |  | 3160980122.8103 | 1133436832.7838 | 843239236.9754 | 253727076.4533 | 6056582.3119 | 554070272.6629 | 28536822.6288 | 793382.5277 | 1396700.376 | 199504646.846 | 64493739.2274 | 75724830.0171 | 0
54
55 | Calculated Return On Rate Base |  |  | 6.876% | 9.033% | 8.347% | 14.33% | 6.245% | 6.704% | 10.74% | 16.89% | 8.903% | 3.599% | 7.074%
56
57 | Return On Rate Base | 7.583% | 239711140.7618 | 85953541.5004 | 63946570.8664 | 19241249.415 | 459297.4959 | 42017605.9203 | 2164073.8126 | 60165.7155 | 105917.9835 | 15129322.1168 | 4890846.257 | 5742549.6783 | 0
58 | Total Operating Expenses |  | 1232968952.1961 | 413629909.481 | 331860801.2219 | 103145252.9821 | 3081172.1577 | 229892669.041 | 11701704.2859 | 331611.3789 | 697802.7879 | 76514336.8799 | 26537338.2459 | 35576353.7339 | 0
59 | Revenue Credits |  | -171695922.7084 | -61255274.6889 | -46032175.5686 | -13842953.7086 | -340128.1747 | -30063838.4812 | -1549745.5326 | -43660.7394 | -79033.7336 | -10873542.9078 | -3469459.1831 | -4146109.99 | 0
60
61 | Total Revenue Requirements |  | 1300984170.2495 | 438328176.2925 | 349775196.5197 | 108543548.6885 | 3200341.4789 | 241846436.4801 | 12316032.566 | 348116.355 | 724687.0378 | 80770116.0889 | 27958725.3199 | 37172793.4222 | 0
62 | [14 empty] | 0
63
64 | Return On Rate Base @ Target ROR | 7.564% | 239084390.6158 | 85728806.8698 | 63779375.7894 | 19190941.1321 | 458096.614 | 41907746.443 | 2158415.6126 | 60008.4059 | 105641.0497 | 15089764.903 | 4878058.6219 | 5727535.1744 | 0
65 | Total Op. exp. Adjusted for Taxes |  | 1232581073.8388 | 413490827.4243 | 331757328.8059 | 103114118.5751 | 3080428.965 | 229824680.0443 | 11698202.5822 | 331514.0243 | 697631.4013 | 76489856.0127 | 26529424.3317 | 35567061.6721 | 0
66 | Revenue Credits |  | -171695922.7084 | -61255274.6889 | -46032175.5686 | -13842953.7086 | -340128.1747 | -30063838.4812 | -1549745.5326 | -43660.7394 | -79033.7336 | -10873542.9078 | -3469459.1831 | -4146109.99 | 0
67
68 | Total Target Revenue Requirements |  | 1299969541.7463 | 437964359.6052 | 349504529.0268 | 108462105.9986 | 3198397.4044 | 241668588.0061 | 12306872.6622 | 347861.6907 | 724238.7174 | 80706078.0079 | 27938023.7705 | 37148486.8566 | 0
Rocky Mountain Power
Cost Of Service By Rate Schedule - Production-Demand Summary
State of Utah
2010 Protocol (Non Wgt)
12 Months Ended Dec 2015
| A | B | C | D | E | F | G | H | I | J | K | L | M | N
Chk Total
| DESCRIPTION |  | Utah Jurisdiction Normalized | Residential Sch 1 | General Large Dist. Sch 6 | General +1 MW Sch 8 | Street & Area Lighting Sch. 7,11,12 | General Trans Sch 9 | Irrigation Sch 10 | Traffic Signals Sch 15 | Outdoor Lighting Sch 15 | General Small Dist. Sch 23 | Industrial Cust 1 | Industrial Cust 2 | 0
| Operating Revenues |  | 743519489.68 | 276287994.3542 | 210427934.6158 | 59090420.6144 | 1177991.655 | 113858603.8821 | 6088339.9571 | 197486.7912 | 313478.7482 | 50933810.095 | 11617801.1294 | 13525627.8376
83 | 12 Months Ended Dec 2015 A: Operating Expenses
84 | Operation & Maintenance Expenses |  | 342507326.662 | 132380926.1582 | 90316386.4087 | 26094824.2076 | 421181.6218 | 55416265.3973 | 2908891.5417 | 78807.3323 | 100355.5786 | 22054040.1987 | 6530908.914 | 6204739.3031 | 0
85 | Depreciation Expense |  | 135423231.0434 | 52363998.1307 | 35714039.1795 | 10311232.6279 | 160910.6098 | 21915333.59 | 1147225.8334 | 30990.1795 | 39222.5273 | 8716038.9816 | 2583627.4693 | 2440611.9145 | 0
86 | Amortization Expense |  | 10169458.9052 | 3562437.7291 | 2756381.0766 | 825273.0294 | -3047.2878 | 1850616.8143 | 88314.4233 | 2205.6017 | 4045.9748 | 627046.2516 | 216545.2729 | 239640.0194 | 0
87 | Taxes Other Than Income |  | 24541685.9905 | 8799944.8777 | 6546865.771 | 1969923.883 | 47022.9914 | 4301772.9059 | 221558.4132 | 6159.7809 | 10843.9094 | 1548943.7473 | 500726.0517 | 587923.659 | 0
88 | Income Taxes - Federal |  | 19300182.5922 | 3836649.3159 | 9862587.6619 | 2278627.7287 | 122301.8213 | 911410.91 | 90556.1874 | 13466.933 | 37758.3661 | 2275532.2965 | -494534.7789 | 365826.1503 | 0
89 | Income Taxes - State |  | 5266785.3601 | 1545252.3812 | 2037339.2118 | 510742.6899 | 19722.3459 | 551043.4704 | 34675.9017 | 2433.8686 | 5888.5708 | 479458.5704 | -16822.6454 | 97050.9947 | 0
90 | Income Taxes Deferred |  | 40579125.1045 | 14550510.6798 | 10825095.1163 | 3257224.7777 | 77751.4574 | 7112884.6236 | 366341.8467 | 10185.0589 | 17930.16 | 2561143.6038 | 827939.2501 | 972118.5301 | 0
91 | Investment Tax Credit Adj |  | -1503932.7657 | -539267.1654 | -401196.8024 | -120718.4003 | -2881.6039 | -263615.8423 | -13577.2643 | -377.476 | -664.5228 | -94920.4246 | -30684.8648 | -36028.399 | 0
92 | Misc Revenues & Expense |  | -301734.0526 | -116018.9316 | -79643.6005 | -23070.033 | -375.4023 | -49142.3653 | -2569.0594 | -69.5615 | -90.9185 | -19390.8782 | -5787.5089 | -5575.7933 | 0
93
94 | Total Operating Expenses |  | 575982128.8397 | 216384433.1757 | 157577854.0229 | 45104060.5108 | 842586.5537 | 91746569.5038 | 4841417.8237 | 143801.7175 | 215289.6456 | 38147892.3471 | 10111917.16 | 10866306.379 | 0
95
96
97 | 12 Months Ended Dec 2015 A: Rate Base :
98 | Electric Plant In Service |  | 4155360568.8888 | 1604029346.8099 | 1096149683.748 | 316791862.102 | 5007825.193 | 673761931.1456 | 35255762.3923 | 953049.3733 | 1218226.2359 | 267323474.3709 | 79405867.1244 | 75463540.3934 | 0
99 | Plant Held For Future Use |  | -733416.9709 | -284068.7765 | -193366.6923 | -55772.6377 | -859.0555 | -118457.767 | -6203.5706 | -167.4582 | -209.8289 | -47225.2173 | -13969.51 | -13116.457 | 0
100 | Electric Plant Acquisition Adj |  | 12467598.4128 | 4828979.3762 | 3287104.5553 | 948097.5727 | 14603.3688 | 2013702.882 | 105456.5545 | 2846.6774 | 3566.9511 | 802797.1372 | 237472.3343 | 222971.0034 | 0
101 | Pensions |  | 0 | 0 | 0 | 0 | 0 | 0 | 0 | 0 | 0 | 0 | 0 | 0 | 0
102 | Prepayments |  | 5262924.1384 | 1901407.6742 | 1402241.5063 | 420335.7076 | 9710.5848 | 915837.0213 | 47235.8394 | 1309.3946 | 2246.7425 | 332755.2972 | 106750.8346 | 123093.5359 | 0
103 | Fuel Stock |  | 0 | 0 | 0 | 0 | 0 | 0 | 0 | 0 | 0 | 0 | 0 | 0 | 0
104 | Materials & Supplies |  | 65532627.1875 | 23799943.5222 | 17447087.5574 | 5215700.6381 | 117702.906 | 11344198.8295 | 585706.3892 | 16206.7088 | 27304.8964 | 4148935.2077 | 1323342.9559 | 1506497.5762 | 0
105 | Misc Deferred Debits |  | 159598186.5648 | 53991288.4313 | 42915518.7333 | 13285263.219 | 389410.9702 | 29534287.8501 | 1505238.8248 | 42591.6398 | 87971.6936 | 9926744.6712 | 3411429.5785 | 4508440.9528 | 0
106 | Cash Working Capital |  | 6255490.5945 | 2349141.1357 | 1738587.3267 | 491807.607 | 9545.1833 | 971505.2533 | 51776.9219 | 1607.9798 | 2436.3234 | 421967.6154 | 103270.6693 | 113844.5788 | 0
107 | Weatherization Loans |  | 0 | 0 | 0 | 0 | 0 | 0 | 0 | 0 | 0 | 0 | 0 | 0 | 0
108 | Miscellaneous Rate Base |  | 0 | 0 | 0 | 0 | 0 | 0 | 0 | 0 | 0 | 0 | 0 | 0 | 0
109
110 | Total Rate Base Additions |  | 4403743978.8159 | 1690616038.1731 | 1162746856.7348 | 337097294.2086 | 5547939.1505 | 718423005.2149 | 37544973.3516 | 1017444.3156 | 1341543.0139 | 282909449.0823 | 84574163.987 | 81925271.5836 | 0
111
112 | 12 Months Ended Dec 2015 A: Rate Base Deductions :
113 | Accum Provision For Depreciation |  | -1324462426.5092 | -512289468.366 | -349272247.3132 | -100822050.2368 | -1569578.011 | -214258620.3498 | -11216878.4868 | -302963.0293 | -382734.6947 | -85251536.978 | -25260694.7061 | -23835654.3376 | 0
114 | Accum Provision For Amortization |  | -76927722.012 | -27918060.2426 | -20483036.1568 | -6125611.9423 | -138695.3916 | -13326532.8589 | -687954.792 | -19040.775 | -32162.666 | -4869461.2635 | -1554416.3561 | -1772749.5673 | 0
115 | Accum Deferred Income Taxes |  | -700705460.4608 | -253068711.8228 | -186703417.8526 | -55975896.1684 | -1295056.2243 | -121975120.2444 | -6290656.5192 | -174399.2494 | -299588.7154 | -44299240.3157 | -14216818.4886 | -16406554.86 | 0
116 | Unamortized ITC |  | -71549.0257 | -25839.4942 | -19064.428 | -5715.896 | -132.2731 | -12455.5256 | -642.3656 | -17.809 | -30.5983 | -4523.3346 | -1451.7432 | -1675.5582 | 0
117 | Customer Advance For Construction |  | 0 | 0 | 0 | 0 | 0 | 0 | 0 | 0 | 0 | 0 | 0 | 0 | 0
118 | Customer Service Deposits |  | 0 | 0 | 0 | 0 | 0 | 0 | 0 | 0 | 0 | 0 | 0 | 0 | 0
119 | Misc Rate Base Deductions |  | -78638717.6394 | -26157814.4039 | -21193378.7664 | -6611405.2531 | -203396.4174 | -14766201.4606 | -750512.3048 | -21336.2024 | -45754.0475 | -4871287.5049 | -1702054.8417 | -2315576.4366 | 0
120
121 | Total Rate Base Deductions |  | -2180805875.6472 | -819459894.3296 | -577671144.5169 | -169540679.4966 | -3206858.3173 | -364338930.4392 | -18946644.4685 | -517757.065 | -760270.7219 | -139296049.3966 | -42735436.1358 | -44332210.7597 | 0
122
123 | Total Rate Base |  | 2222938103.1688 | 871156143.8434 | 585075712.2179 | 167556614.712 | 2341080.8332 | 354084074.7756 | 18598328.8831 | 499687.2506 | 581272.2921 | 143613399.6856 | 41838727.8513 | 37593060.8239 | 0
124
125 | Calculated Return On Rate Base |  |  | 6.876% | 9.033% | 8.347% | 14.33% | 6.245% | 6.704% | 10.74% | 16.89% | 8.903% | 3.599% | 7.074%
126
127 | Return On Rate Base | 7.583% | 168575254.4625 | 66063633.7177 | 44368885.9021 | 12706561.1596 | 177534.5416 | 26851765.6525 | 1410393.7575 | 37893.5002 | 44080.4557 | 10890840.9828 | 3172816.2758 | 2850848.5168 | 0
128 | Total Operating Expenses |  | 576624452.5403 | 220196731.9555 | 152329076.8428 | 44312028.2869 | 744884.8241 | 94679858.2984 | 4942585.8975 | 134028.7487 | 181803.2984 | 36975081.671 | 11143535.5309 | 10984837.1862 | 0
129 | Revenue Credits |  | -118651362.3928 | -44880384.864 | -31499219.4243 | -9188877.1263 | -168449.6764 | -19587281.9991 | -1021632.3085 | -28103.8906 | -40535.2066 | -7618192.6657 | -2286072.8882 | -2332612.3432 | 0
130
131 | Total Revenue Requirements |  | 626548344.61 | 241379980.8092 | 165198743.3206 | 47829712.3202 | 753969.6893 | 101944341.9519 | 5331347.3465 | 143818.3583 | 185348.5475 | 40247729.9881 | 12030278.9186 | 11503073.3598 | 0
132 | [14 empty] | 0
133
134 | Return On Rate Base @ Target ROR | 7.564% | 168134496.6195 | 65890903.3559 | 44252878.7544 | 12673338.5107 | 177070.3588 | 26781558.8695 | 1406706.1338 | 37794.4236 | 43965.2027 | 10862365.7265 | 3164520.6119 | 2843394.6717 | 0
135 | Total Op. exp. Adjusted for Taxes |  | 576351679.6831 | 220089833.9047 | 152257283.2227 | 44291467.707 | 744597.5541 | 94636409.2592 | 4940303.729 | 133967.433 | 181731.9715 | 36957459.1212 | 11138401.5736 | 10980224.2072 | 0
136 | Revenue Credits |  | -118651362.3928 | -44880384.864 | -31499219.4243 | -9188877.1263 | -168449.6764 | -19587281.9991 | -1021632.3085 | -28103.8906 | -40535.2066 | -7618192.6657 | -2286072.8882 | -2332612.3432 | 0
137
138 | Total Target Revenue Requirements |  | 625834813.9098 | 241100352.3965 | 165010942.5528 | 47775929.0914 | 753218.2365 | 101830686.1297 | 5325377.5542 | 143657.966 | 185161.9676 | 40201632.182 | 12016849.2973 | 11491006.5357 | 0
Rocky Mountain Power
Cost Of Service By Rate Schedule - Production-Energy Summary
State of Utah
2010 Protocol (Non Wgt)
12 Months Ended Dec 2015
| A | B | C | D | E | F | G | H | I | J | K | L | M | N
Chk Total
| DESCRIPTION |  | Utah Jurisdiction Normalized | Residential Sch 1 | General Large Dist. Sch 6 | General +1 MW Sch 8 | Street & Area Lighting Sch. 7,11,12 | General Trans Sch 9 | Irrigation Sch 10 | Traffic Signals Sch 15 | Outdoor Lighting Sch 15 | General Small Dist. Sch 23 | Industrial Cust 1 | Industrial Cust 2 | 0
| Operating Revenues |  | 727088429.2421 | 210320388.3453 | 205167764.4787 | 66433450.838 | 3023673.6845 | 146045081.727 | 7371387.3034 | 234880.8474 | 700719.7879 | 44971678.9449 | 15650624.0803 | 27168779.2048
153 | 12 Months Ended Dec 2015 A: Operating Expenses
154 | Operation & Maintenance Expenses |  | 599572809.2062 | 174793838.7173 | 164218000.3327 | 54028191.2442 | 2192715.6687 | 124402717.9634 | 6213361.1181 | 182176.926 | 482389.4478 | 36042740.3808 | 14145241.7576 | 22871435.6497 | 0
155 | Depreciation Expense |  | 45162439.563 | 13219018.139 | 12364375.9785 | 4061694.6287 | 163478.6776 | 9346169.7045 | 466812.8233 | 13671.2238 | 36028.8639 | 2716948.5912 | 1063129.8859 | 1711111.0466 | 0
156 | Amortization Expense |  | 3410874.6762 | 1134406.6033 | 930895.7433 | 285680.15 | 593.2432 | 649669.8654 | 30831.34 | 788.1411 | 1685.7648 | 207633.2768 | 75490.0679 | 93200.4804 | 0
157 | Taxes Other Than Income |  | 8180561.9968 | 2933314.9592 | 2182288.5903 | 656641.2943 | 15674.3305 | 1433924.302 | 73852.8044 | 2053.2603 | 3614.6365 | 516314.5824 | 166908.6839 | 195974.553 | 0
158 | Income Taxes - Federal |  | -12270551.077 | -4131502.8181 | -1352567.7874 | -798995.6004 | 80176.9871 | -4156816.5063 | -180903.232 | 995.4297 | 28939.3649 | -314241.9642 | -792126.6756 | -653508.2747 | 0
159 | Income Taxes - State |  | -785960.402 | -305141.9328 | 57699.9945 | -29047.6664 | 14129.8727 | -381611.1604 | -15437.0395 | 403.4306 | 4644.8603 | 10247.3542 | -86806.5599 | -55041.5554 | 0
160 | Income Taxes Deferred |  | 13526375.0348 | 4850170.2266 | 3608365.0388 | 1085741.5926 | 25917.1525 | 2370961.5412 | 122113.9489 | 3395.0196 | 5976.72 | 853714.5346 | 275979.75 | 324039.51 | 0
161 | Investment Tax Credit Adj |  | -501310.9219 | -179755.7218 | -133732.2675 | -40239.4668 | -960.5346 | -87871.9474 | -4525.7548 | -125.8253 | -221.5076 | -31640.1415 | -10228.2883 | -12009.4663 | 0
162 | Misc Revenues & Expense |  | -100578.0175 | -29242.1553 | -27556.8855 | -9074.4219 | -369.1684 | -20908.7508 | -1043.5142 | -30.601 | -81.3024 | -6041.9129 | -2376.9727 | -3852.3325 | 0
163
164 | Total Operating Expenses |  | 656194660.0588 | 192285106.0174 | 181847768.7379 | 59240591.7544 | 2491356.2292 | 133556235.0115 | 6705062.4942 | 203327.0049 | 562976.8482 | 39995674.7014 | 14835211.6489 | 24471349.6109 | 0
165
166
167 | 12 Months Ended Dec 2015 A: Rate Base :
168 | Electric Plant In Service |  | 1530947007.6417 | 450543720.1677 | 418875320.4261 | 137328413.1819 | 5478664.192 | 315652988.742 | 15775984.1474 | 461521.0217 | 1208155.8608 | 92209916.8243 | 35923006.8592 | 57489316.2187 | 0
169 | Plant Held For Future Use |  | 6365759.6448 | 1850787.4455 | 1744123.7538 | 574336.1242 | 23365.3169 | 1323351.6157 | 66045.8491 | 1936.7937 | 5145.7703 | 382403.2928 | 150442.7803 | 243820.9024 | 0
170 | Electric Plant Acquisition Adj |  | 4155866.1376 | 1208280.7555 | 1138645.7002 | 374953.5301 | 15253.9736 | 863945.9349 | 43117.8246 | 1264.4297 | 3359.3999 | 249650.7855 | 98216.0954 | 159177.7083 | 0
171 | Pensions |  | 0 | 0 | 0 | 0 | 0 | 0 | 0 | 0 | 0 | 0 | 0 | 0 | 0
172 | Prepayments |  | 1754308.0461 | 633802.5581 | 467413.8354 | 140111.9025 | 3236.8616 | 305279.0071 | 15745.2798 | 436.4649 | 748.9142 | 110918.4324 | 35583.6115 | 41031.1786 | 0
173 | Fuel Stock |  | 80067496.18 | 23278905.4245 | 21937306.7452 | 7223906.9645 | 293885.1804 | 16644902.7845 | 830714.0178 | 24360.6787 | 64722.6672 | 4809806.8247 | 1892244.9811 | 3066739.9113 | 0
174 | Materials & Supplies |  | 21844209.0625 | 7933314.5074 | 5815695.8525 | 1738566.8794 | 39234.302 | 3781399.6098 | 195235.4631 | 5402.2363 | 9101.6321 | 1382978.4026 | 441114.3186 | 502165.8587 | 0
175 | Misc Deferred Debits |  | 53199395.5216 | 17997096.1438 | 14305172.9111 | 4428421.073 | 129803.6567 | 9844762.6167 | 501746.2749 | 14197.2133 | 29323.8979 | 3308914.8904 | 1137143.1928 | 1502813.6509 | 0
176 | Cash Working Capital |  | 9696558.7077 | 2823587.2839 | 2692464.0842 | 878442.9993 | 37606.4239 | 1978498.6826 | 99342.9534 | 3028.6366 | 8486.0564 | 591101.2966 | 219064.745 | 364935.5458 | 0
177 | Weatherization Loans |  | 0 | 0 | 0 | 0 | 0 | 0 | 0 | 0 | 0 | 0 | 0 | 0 | 0
178 | Miscellaneous Rate Base |  | 0 | 0 | 0 | 0 | 0 | 0 | 0 | 0 | 0 | 0 | 0 | 0 | 0
179
180 | Total Rate Base Additions |  | 1708030600.942 | 506269494.2864 | 466976143.3086 | 152687152.6549 | 6021049.907 | 350395128.9934 | 17527931.8102 | 512147.4747 | 1329044.1989 | 103045690.7493 | 39896816.5839 | 63370000.9748 | 0
181
182 | 12 Months Ended Dec 2015 A: Rate Base Deductions :
183 | Accum Provision For Depreciation |  | -480018623.9003 | -140265520.1238 | -131442618.8087 | -43205178.1634 | -1743665.3338 | -99450892.2821 | -4966296.0063 | -145492.7586 | -384214.6349 | -28867130.9995 | -11310891.4086 | -18236723.3806 | 0
184 | Accum Provision For Amortization |  | -26201750.154 | -9446627.1004 | -6983235.1294 | -2095545.9244 | -48852.6958 | -4568970.0158 | -235555.7909 | -6534.3254 | -11291.6915 | -1655762.1789 | -532396.9891 | -616978.3125 | 0
185 | Accum Deferred Income Taxes |  | -233568486.8203 | -84356237.2743 | -62234472.6175 | -18658632.0561 | -431685.4081 | -40658373.4148 | -2096885.5064 | -58133.0831 | -99862.9051 | -14766413.4386 | -4738939.4962 | -5468851.62 | 0
186 | Unamortized ITC |  | -23849.6752 | -8613.1647 | -6354.8093 | -1905.2987 | -44.091 | -4151.8419 | -214.1219 | -5.9363 | -10.1994 | -1507.7782 | -483.9144 | -558.5194 | 0
187 | Customer Advance For Construction |  | 0 | 0 | 0 | 0 | 0 | 0 | 0 | 0 | 0 | 0 | 0 | 0 | 0
188 | Customer Service Deposits |  | 0 | 0 | 0 | 0 | 0 | 0 | 0 | 0 | 0 | 0 | 0 | 0 | 0
189 | Misc Rate Base Deductions |  | -30175870.7505 | -9911812.5242 | -8145936.668 | -2555428.7603 | -81300.7742 | -5726541.2272 | -290486.5429 | -8286.0904 | -18236.6577 | -1863629.4103 | -659093.1698 | -915118.9256 | 0
190
191 | Total Rate Base Deductions |  | -769988581.3004 | -243988810.1875 | -208812618.033 | -66516690.2029 | -2305548.3029 | -150408928.7818 | -7589437.9683 | -218452.1938 | -513616.0887 | -47154443.8054 | -17241804.9781 | -25238230.7581 | 0
192
193 | Total Rate Base |  | 938042019.6417 | 262280684.099 | 258163525.2756 | 86170462.452 | 3715501.6041 | 199986200.2117 | 9938493.8418 | 293695.2809 | 815428.1102 | 55891246.9438 | 22655011.6059 | 38131770.2167 | 0
194
195 | Calculated Return On Rate Base |  |  | 6.876% | 9.033% | 8.347% | 14.33% | 6.245% | 6.704% | 10.74% | 16.89% | 8.903% | 3.599% | 7.074%
196
197 | Return On Rate Base | 7.583% | 71135886.2994 | 19889907.4156 | 19577685.0036 | 6534688.3093 | 281762.9638 | 15165840.4441 | 753680.0624 | 22272.2156 | 61837.5298 | 4238481.1176 | 1718029.9986 | 2891701.2391 | 0
198 | Total Operating Expenses |  | 656344499.6557 | 193432882.2675 | 179531755.9691 | 58833268.038 | 2336294.9737 | 135212952.503 | 6759124.2481 | 197582.8623 | 516001.0861 | 39539242.006 | 15393816.7348 | 24591578.9671 | 0
199 | Revenue Credits |  | -53044560.3156 | -16374889.8248 | -14532956.1443 | -4654076.5823 | -171678.4983 | -10476556.4821 | -528113.2241 | -15556.8488 | -38498.527 | -3255350.2421 | -1183386.2949 | -1813497.6468 | 0
200
201 | Total Revenue Requirements |  | 674435825.6395 | 196947899.8582 | 184576484.8284 | 60713879.7649 | 2446379.4393 | 139902236.465 | 6984691.0864 | 204298.2291 | 539340.0889 | 40522372.8815 | 15928460.4385 | 25669782.5594 | 0
202 | [14 empty] | 0
203
204 | Return On Rate Base @ Target ROR | 7.564% | 70949893.9964 | 19837903.1477 | 19526497.0742 | 6517602.6751 | 281026.2647 | 15126187.7492 | 751709.4861 | 22213.9825 | 61675.849 | 4227399.1601 | 1713538.0274 | 2884140.5802 | 0
205 | Total Op. exp. Adjusted for Taxes |  | 656229394.1557 | 193400698.2622 | 179500077.1732 | 58822694.2108 | 2335839.051 | 135188412.5453 | 6757904.7128 | 197546.8235 | 515901.0264 | 39532383.6886 | 15391036.7779 | 24586899.8841 | 0
206 | Revenue Credits |  | -53044560.3156 | -16374889.8248 | -14532956.1443 | -4654076.5823 | -171678.4983 | -10476556.4821 | -528113.2241 | -15556.8488 | -38498.527 | -3255350.2421 | -1183386.2949 | -1813497.6468 | 0
207
208 | Total Target Revenue Requirements |  | 674134727.8365 | 196863711.5851 | 184493618.1032 | 60686220.3036 | 2445186.8174 | 139838043.8124 | 6981500.9749 | 204203.9572 | 539078.3484 | 40504432.6066 | 15921188.5103 | 25657542.8175 | 0

## Transmission Summary
Transmission Summary
Rocky Mountain Power
Cost Of Service By Rate Schedule - Transmission Function
State of Utah
2010 Protocol (Non Wgt)
12 Months Ended Dec 2015
| A | B | C | D | E | F | G | H | I | J | K | L | M | N
Chk Total
| DESCRIPTION |  | Utah Jurisdiction Normalized | Residential Sch 1 | General Large Dist. Sch 6 | General +1 MW Sch 8 | Street & Area Lighting Sch. 7,11,12 | General Trans Sch 9 | Irrigation Sch 10 | Traffic Signals Sch 15 | Outdoor Lighting Sch 15 | General Small Dist. Sch 23 | Industrial Cust 1 | Industrial Cust 2 | 0
13 | 12 Months Ended Dec 2015 A: Operating Expenses
14 | Operation & Maintenance Expenses |  | 108395782.9931 | 39415262.7721 | 28774741.8115 | 8612155.5137 | 213967.0862 | 18774951.4409 | 976149.1279 | 27372.8594 | 46021.9227 | 6878597.3199 | 2175308.3204 | 2501254.8186 | 0
15 | Depreciation Expense |  | 48431126.026 | 17516884.1357 | 12841148.5919 | 3838783.2172 | 86629.9605 | 8541470.237 | 431082.996 | 11928.2233 | 20096.5479 | 3053638.2261 | 980673.7175 | 1108790.1729 | 0
16 | Amortization Expense |  | 131145.6767 | 47433.0087 | 34771.8412 | 10394.8303 | 234.5805 | 23130.6113 | 1167.306 | 32.2998 | 54.4183 | 8268.7793 | 2655.5694 | 3002.432 | 0
17 | Taxes Other Than Income |  | 15735867.9446 | 5689837.301 | 4193510.3167 | 1252341.2502 | 28012.1812 | 2755585.5181 | 140483.0286 | 3622.8855 | 6094.1262 | 983244.1702 | 320559.0759 | 362578.091 | 0
18 | Income Taxes - Federal |  | -964394.4556 | -2306410.318 | 3081610.5009 | 469825.9478 | 96202.5876 | -2101055.2786 | -67499.7028 | 4694.9905 | 27262.9108 | 595899.1872 | -665474.1537 | -99451.1272 | 0
19 | Income Taxes - State |  | -131045.1896 | -313402.8567 | 418739.6868 | 63841.5433 | 13072.3339 | -285498.5174 | -9172.0886 | 637.9712 | 3704.5768 | 80972.8027 | -90426.8851 | -13513.7565 | 0
20 | Income Taxes Deferred |  | 50972117.8403 | 18430699.7504 | 13583750.3708 | 4056623.124 | 90737.9374 | 8925979.1862 | 455057.04 | 11735.3646 | 19740.2851 | 3184955.4079 | 1038365.0299 | 1174474.3441 | 0
21 | Investment Tax Credit Adj |  | -952523.819 | -344417.3257 | -253841.6359 | -75806.7413 | -1695.6338 | -166801.1482 | -8503.721 | -219.3006 | -368.8897 | -59517.7524 | -19404.0873 | -21947.583 | 0
22 | Misc Revenues & Expense |  | -45.3366 | -16.4652 | -12.0702 | -3.6083 | -0.081429 | -7.8481 | -0.4052 | -0.011212 | -0.01889 | -2.8703 | -0.91551 | -1.0422 | 0
23
24 | Total Operating Expenses |  | 221618031.6799 | 78135870.0022 | 62674419.4136 | 18228155.0768 | 527160.9521 | 36467754.2011 | 1918763.5808 | 59805.2825 | 122605.8792 | 14726055.2705 | 3742255.6714 | 5015186.3497 | 0
25
26
27 | 12 Months Ended Dec 2015 A: Rate Base :
28 | Electric Plant In Service |  | 2700556024.9797 | 976753184.2892 | 716031040.6782 | 214053121.6731 | 4830544.5829 | 476281982.893 | 24037476.4008 | 665125.7131 | 1120596.965 | 170272911.435 | 54683158.1434 | 61826882.206 | 0
29 | Plant Held For Future Use |  | 1602180.0675 | 581874.9645 | 426556.6195 | 127516.5053 | 2877.6696 | 277349.62 | 14319.693 | 396.2311 | 667.5661 | 101435.599 | 32353.864 | 36831.7355 | 0
30 | Electric Plant Acquisition Adj |  | 0 | 0 | 0 | 0 | 0 | 0 | 0 | 0 | 0 | 0 | 0 | 0 | 0
31 | Pensions |  | 0 | 0 | 0 | 0 | 0 | 0 | 0 | 0 | 0 | 0 | 0 | 0 | 0
32 | Prepayments |  | 3272048.2729 | 1183451.8861 | 867556.2048 | 259350.6473 | 5852.7755 | 577077.2853 | 29124.2427 | 805.8784 | 1357.7356 | 206305.7499 | 66255.2945 | 74910.5726 | 0
33 | Fuel Stock |  | 0 | 0 | 0 | 0 | 0 | 0 | 0 | 0 | 0 | 0 | 0 | 0 | 0
34 | Materials & Supplies |  | 672318.7562 | 243167.8367 | 178259.6893 | 53289.6492 | 1202.5895 | 118574.0094 | 5984.256 | 165.5865 | 278.9785 | 42390.3358 | 13613.6981 | 15392.1271 | 0
35 | Misc Deferred Debits |  | 22696915.3755 | 8209141.5133 | 6017897.0854 | 1799013.7073 | 40598.4078 | 4002958.7641 | 202023.4472 | 5590.0623 | 9418.0794 | 1431062.0619 | 459586.9889 | 519625.258 | 0
36 | Cash Working Capital |  | 3786971.2196 | 1340077.1908 | 1067724.2972 | 311091.7665 | 9252.6371 | 620399.6599 | 32987.6453 | 1042.5467 | 2113.6618 | 252302.388 | 64040.91 | 85938.5161 | 0
37 | Weatherization Loans |  | 0 | 0 | 0 | 0 | 0 | 0 | 0 | 0 | 0 | 0 | 0 | 0 | 0
38 | Miscellaneous Rate Base |  | 0 | 0 | 0 | 0 | 0 | 0 | 0 | 0 | 0 | 0 | 0 | 0 | 0
39
40 | Total Rate Base Additions |  | 2732586458.6714 | 988310897.6807 | 724589034.5744 | 216603383.9486 | 4890328.6623 | 481878342.2317 | 24321915.6851 | 673126.0182 | 1134432.9865 | 172306407.5696 | 55319008.8989 | 62559580.4154 | 0
41
42 | 12 Months Ended Dec 2015 A: Rate Base Deductions :
43 | Accum Provision For Depreciation |  | -698064001.0711 | -252480372.9937 | -185086454.9339 | -55330469.2217 | -1248644.7115 | -123112713.5683 | -6213433.5522 | -171927.9659 | -289662.4698 | -44013747.6707 | -14134978.498 | -15981595.4854 | 0
44 | Accum Provision For Amortization |  | -37967055.417 | -13732133.2657 | -10066651.2597 | -3009364.126 | -67912.4297 | -6696075.5631 | -337941.9024 | -9350.9753 | -15754.4271 | -2393859.932 | -768789.9152 | -869221.6207 | 0
45 | Accum Deferred Income Taxes |  | -449757841.3204 | -162670999.2793 | -119249659.7663 | -35648960.0049 | -804491.3771 | -79321485.9087 | -4003263.4336 | -110771.755 | -186627.1142 | -28357690.6621 | -9107083.2935 | -10296808.7256 | 0
46 | Unamortized ITC |  | -45315.9561 | -16390.1354 | -12015.1599 | -3591.8589 | -81.0576 | -7992.1428 | -403.3542 | -11.161 | -18.8039 | -2857.2173 | -917.5964 | -1037.4688 | 0
47 | Customer Advance For Construction |  | -9775700.5395 | -3661463.7146 | -610055.0061 | -297716.9718 | -32948.7975 | -3566094.3119 | -45999.1816 | -26832.2379 | -46494.5511 | -1488095.767 | 0 | 0 | 0
48 | Customer Service Deposits |  | 0 | 0 | 0 | 0 | 0 | 0 | 0 | 0 | 0 | 0 | 0 | 0 | 0
49 | Misc Rate Base Deductions |  | -23125429.671 | -8365271.2865 | -6132351.5512 | -1833229.1733 | -41370.5494 | -4076038.7004 | -205865.7339 | -5696.3797 | -9597.202 | -1458279.4505 | -468221.6262 | -529508.0178 | 0
50
51 | Total Rate Base Deductions |  | -1218735343.9751 | -440926630.6753 | -321157187.677 | -96123331.3566 | -2195448.9229 | -216780400.1952 | -10806907.1579 | -324590.4748 | -548154.568 | -77714530.6996 | -24479990.9294 | -27678171.3183 | 0
52
53 | Total Rate Base |  | 1513851114.6963 | 547384267.0054 | 403431846.8974 | 120480052.592 | 2694879.7394 | 265097942.0366 | 13515008.5272 | 348535.5434 | 586278.4185 | 94591876.8699 | 30839017.9695 | 34881409.097 | 0
54
55 | Calculated Return On Rate Base |  |  | 6.876% | 9.033% | 8.347% | 14.33% | 6.245% | 6.704% | 10.74% | 16.89% | 8.903% | 3.599% | 7.074%
56
57 | Return On Rate Base | 7.583% | 114802043.5272 | 41510576.4608 | 30594026.0559 | 9136536.6829 | 204364.6817 | 20103552.5787 | 1024903.0318 | 26430.9959 | 44460.0924 | 7173321.5112 | 2338659.4949 | 2645211.941 | 0
58 | Total Operating Expenses |  | 222039198.0542 | 80531298.638 | 59055188.8978 | 17658651.5442 | 414693.9206 | 38663867.7184 | 1992280.2601 | 52988.5647 | 88831.1354 | 13953576.0777 | 4502653.9701 | 5125167.3271 | 0
59 | Revenue Credits |  | -53705490.1408 | -19173391.3973 | -14429468.0926 | -4328852.4765 | -106742.3005 | -9376115.2337 | -483357.0782 | -13570.4701 | -24533.8337 | -3405284.1931 | -1076839.99 | -1287335.075 | 0
60
61 | Total Revenue Requirements |  | 283135751.4406 | 102868483.7016 | 75219746.8611 | 22466335.7505 | 512316.3017 | 49391305.0634 | 2533826.2138 | 65849.0905 | 108757.3942 | 17721613.3958 | 5764473.475 | 6483044.1931 | 0
62 | [14 empty] | 0
63
64 | Return On Rate Base @ Target ROR | 7.564% | 114501881.435 | 41402042.6656 | 30514034.737 | 9112648.2408 | 203830.3486 | 20050989.713 | 1022223.3144 | 26361.8893 | 44343.8468 | 7154566.1029 | 2332544.8222 | 2638295.7544 | 0
65 | Total Op. exp. Adjusted for Taxes |  | 221853436.0245 | 80464130.0694 | 59005684.4796 | 17643867.6471 | 414363.2366 | 38631338.0123 | 1990621.857 | 52945.7965 | 88759.1942 | 13941968.8735 | 4498869.768 | 5120887.0903 | 0
66 | Revenue Credits |  | -53705490.1408 | -19173391.3973 | -14429468.0926 | -4328852.4765 | -106742.3005 | -9376115.2337 | -483357.0782 | -13570.4701 | -24533.8337 | -3405284.1931 | -1076839.99 | -1287335.075 | 0
67
68 | Total Target Revenue Requirements |  | 282649827.3187 | 102692781.3378 | 75090251.124 | 22427663.4114 | 511451.2846 | 49306212.4916 | 2529488.0932 | 65737.2156 | 108569.2074 | 17691250.7833 | 5754574.6001 | 6471847.7696 | 0
Rocky Mountain Power
Cost Of Service By Rate Schedule - Transmission-Demand Summary
State of Utah
2010 Protocol (Non Wgt)
12 Months Ended Dec 2015
| A | B | C | D | E | F | G | H | I | J | K | L | M | N
Chk Total
| DESCRIPTION |  | Utah Jurisdiction Normalized | Residential Sch 1 | General Large Dist. Sch 6 | General +1 MW Sch 8 | Street & Area Lighting Sch. 7,11,12 | General Trans Sch 9 | Irrigation Sch 10 | Traffic Signals Sch 15 | Outdoor Lighting Sch 15 | General Small Dist. Sch 23 | Industrial Cust 1 | Industrial Cust 2 | 0
| Operating Revenues |  | 250209687.0303 | 91838781.9248 | 73188786.4528 | 20128080.7602 | 399180.1029 | 37075615.9973 | 1998192.7404 | 66019.277 | 96381.617 | 17581513.4592 | 3459554.0299 | 4377580.6688
83 | 12 Months Ended Dec 2015 A: Operating Expenses
84 | Operation & Maintenance Expenses |  | 79839203.9059 | 30279212.2429 | 21059549.2267 | 6160028.2266 | 125585.8539 | 13230102.5105 | 694333.6363 | 19188.74 | 27165.2983 | 5122431.6881 | 1542828.2539 | 1578778.2286 | 0
85 | Depreciation Expense |  | 36323344.5195 | 13138342.2223 | 9630788.7838 | 2878987.7205 | 64954.8973 | 6405776.6158 | 323298.7694 | 8945.6336 | 15068.7387 | 2290259.0375 | 735473.0415 | 831449.0593 | 0
86 | Amortization Expense |  | 98359.2576 | 35569.1756 | 26079.478 | 7796.942 | 176.0798 | 17350.638 | 875.5902 | 24.2292 | 40.8439 | 6201.3349 | 1991.942 | 2253.0039 | 0
87 | Taxes Other Than Income |  | 11801900.9584 | 4267377.9757 | 3145132.7375 | 939255.9376 | 21009.1359 | 2066689.1386 | 105362.2715 | 2717.1641 | 4570.5947 | 737433.1276 | 240419.3069 | 271933.5683 | 0
88 | Income Taxes - Federal |  | -768971.994 | -674984.9424 | 2142218.347 | 145142.4593 | -1870.0234 | -2009007.5746 | -70741.5326 | 1955.1095 | 1613.8345 | 515998.5812 | -511537.5255 | -307758.7271 | 0
89 | Income Taxes - State |  | -104490.5227 | -91719.2433 | 291091.8947 | 19722.4497 | -254.1051 | -272990.7632 | -9612.5994 | 265.6669 | 219.2933 | 70115.6373 | -69509.4539 | -41819.2997 | 0
90 | Income Taxes Deferred |  | 38229088.3803 | 13823024.8128 | 10187812.7781 | 3042467.343 | 68053.453 | 6694484.3896 | 341292.78 | 8801.5235 | 14805.2138 | 2388716.5559 | 778773.7724 | 880855.758 | 0
91 | Investment Tax Credit Adj |  | -714392.8643 | -258312.9943 | -190381.227 | -56855.056 | -1271.7254 | -125100.8612 | -6377.7908 | -164.4754 | -276.6673 | -44638.3143 | -14553.0655 | -16460.6873 | 0
92 | Misc Revenues & Expense |  | -34.0024 | -13.1699 | -8.9648 | -2.5857 | -0.039827 | -5.4919 | -0.28761 | -0.0077636 | -0.009728 | -2.1894 | -0.64765 | -0.6081 | 0
93
94 | Total Operating Expenses |  | 164704007.6382 | 60518496.0794 | 46292283.0541 | 13136543.4369 | 276383.5262 | 26007298.6017 | 1378430.8371 | 41733.5836 | 63207.1402 | 11086515.4588 | 2703885.6241 | 3199230.296 | 0
95
96
97 | 12 Months Ended Dec 2015 A: Rate Base :
98 | Electric Plant In Service |  | 2025417018.7348 | 777470306.3393 | 532218778.3711 | 153947886.6134 | 2460924.6494 | 335651325.7627 | 17136928.7608 | 463542.6631 | 597626.2505 | 129712696.0978 | 38880128.0175 | 36876875.2091 | 0
99 | Plant Held For Future Use |  | 1201635.0506 | 465420.0982 | 316813.224 | 91378.246 | 1407.482 | 194081.9622 | 10163.9697 | 274.3646 | 343.785 | 77374.0978 | 22887.7344 | 21490.0869 | 0
100 | Electric Plant Acquisition Adj |  | 0 | 0 | 0 | 0 | 0 | 0 | 0 | 0 | 0 | 0 | 0 | 0 | 0
101 | Pensions |  | 0 | 0 | 0 | 0 | 0 | 0 | 0 | 0 | 0 | 0 | 0 | 0 | 0
102 | Prepayments |  | 2454036.2046 | 887588.9146 | 650667.1536 | 194512.9855 | 4389.5816 | 432807.964 | 21843.182 | 604.4088 | 1018.3017 | 154729.3125 | 49691.4709 | 56182.9295 | 0
103 | Fuel Stock |  | 0 | 0 | 0 | 0 | 0 | 0 | 0 | 0 | 0 | 0 | 0 | 0 | 0
104 | Materials & Supplies |  | 504239.0672 | 182375.8775 | 133694.767 | 39967.2369 | 901.9421 | 88930.5071 | 4488.192 | 124.1899 | 209.2339 | 31792.7519 | 10210.2735 | 11544.0954 | 0
105 | Misc Deferred Debits |  | 17022686.5317 | 6156856.135 | 4513422.814 | 1349260.2805 | 30448.8058 | 3002219.0731 | 151517.5854 | 4192.5467 | 7063.5596 | 1073296.5464 | 344690.2417 | 389718.9435 | 0
106 | Cash Working Capital |  | 2815474.9498 | 1036475.6959 | 789093.7152 | 224554.3697 | 4988.5783 | 443273.6754 | 23746.531 | 730.7499 | 1113.9003 | 189914.5991 | 46345.3628 | 55237.772 | 0
107 | Weatherization Loans |  | 0 | 0 | 0 | 0 | 0 | 0 | 0 | 0 | 0 | 0 | 0 | 0 | 0
108 | Miscellaneous Rate Base |  | 0 | 0 | 0 | 0 | 0 | 0 | 0 | 0 | 0 | 0 | 0 | 0 | 0
109
110 | Total Rate Base Additions |  | 2049415090.5386 | 786199023.0605 | 538622470.0449 | 155847559.7319 | 2503061.0392 | 339812638.9444 | 17348688.221 | 469468.923 | 607375.031 | 131239803.4055 | 39353953.1008 | 37411049.0363 | 0
111
112 | 12 Months Ended Dec 2015 A: Rate Base Deductions :
113 | Accum Provision For Depreciation |  | -523548000.8033 | -189370704.3448 | -138813725.856 | -41496321.6224 | -936213.7841 | -92329530.0776 | -4659868.2809 | -128937.7793 | -217190.4824 | -33010776.9045 | -10600738.883 | -11983992.7885 | 0
114 | Accum Provision For Amortization |  | -28475291.5628 | -10299099.9493 | -7549988.4447 | -2257023.0945 | -50934.3223 | -5022056.6723 | -253456.4268 | -7013.2315 | -11815.8203 | -1795394.949 | -576592.4364 | -651916.2155 | 0
115 | Accum Deferred Income Taxes |  | -337318380.9903 | -122003249.4595 | -89437244.8247 | -26736720.0037 | -603368.5329 | -59491114.4315 | -3002447.5752 | -83078.8162 | -139970.3357 | -21268267.9966 | -6830312.4701 | -7722606.5442 | 0
116 | Unamortized ITC |  | -33986.9671 | -12292.6015 | -9011.3699 | -2693.8942 | -60.7932 | -5994.1071 | -302.5156 | -8.3707 | -14.1029 | -2142.913 | -688.1973 | -778.1016 | 0
117 | Customer Advance For Construction |  | -7331775.4046 | -2746097.786 | -457541.2545 | -223287.7288 | -24711.5981 | -2674570.734 | -34499.3862 | -20124.1785 | -34870.9133 | -1116071.8252 | 0 | 0 | 0
118 | Customer Service Deposits |  | 0 | 0 | 0 | 0 | 0 | 0 | 0 | 0 | 0 | 0 | 0 | 0 | 0
119 | Misc Rate Base Deductions |  | -17344072.2532 | -6287822.7185 | -4597779.7699 | -1372885.9232 | -30669.0278 | -3050370.0661 | -154124.0557 | -4261.3817 | -7122.9049 | -1094329.7722 | -350507.667 | -394198.9663 | 0
120
121 | Total Rate Base Deductions |  | -914051507.9813 | -330719266.8595 | -240865291.5198 | -72088932.2668 | -1645958.0584 | -162573636.0886 | -8104698.2404 | -243423.7579 | -410984.5595 | -58286984.3605 | -18358839.6539 | -20753492.6162 | 0
122
123 | Total Rate Base |  | 1135363582.5573 | 455479756.201 | 297757178.5252 | 83758627.4652 | 857102.9808 | 177239002.8559 | 9243989.9806 | 226045.1651 | 196390.4715 | 72952819.045 | 20995113.447 | 16657556.4201 | 0
124
125 | Calculated Return On Rate Base |  |  | 6.876% | 9.033% | 8.347% | 14.33% | 6.245% | 6.704% | 10.74% | 16.89% | 8.903% | 3.599% | 7.074%
126
127 | Return On Rate Base | 7.583% | 86099655.4804 | 34541049.8361 | 22580247.3161 | 6351788.1664 | 64997.92 | 13440819.5912 | 701012.7547 | 17142.0073 | 14893.1604 | 5532335.7932 | 1592152.56 | 1263216.3749 | 0
128 | Total Operating Expenses |  | 165071603.0362 | 62511737.9696 | 43621071.3609 | 12740620.3509 | 240613.5338 | 27475574.6923 | 1428714.7452 | 37312.5536 | 51893.3384 | 10490750.4034 | 3221562.5671 | 3251751.5211 | 0
129 | Revenue Credits |  | -35231959.4337 | -13487487.0376 | -9353666.671 | -2705358.2111 | -46222.7844 | -5727081.899 | -299540.3711 | -8182.9915 | -11119.3902 | -2271466.9928 | -666901.2015 | -654931.8837 | 0
130
131 | Total Revenue Requirements |  | 215939299.0828 | 83565300.7681 | 56847652.006 | 16387050.3062 | 259388.6695 | 35189312.3845 | 1830187.1288 | 46271.5694 | 55667.1086 | 13751619.2038 | 4146813.9256 | 3860036.0123 | 0
132 | [14 empty] | 0
133
134 | Return On Rate Base @ Target ROR | 7.564% | 85874538.8192 | 34450738.6058 | 22521208.8698 | 6335180.744 | 64827.9761 | 13405677.1459 | 699179.8827 | 17097.1877 | 14854.2206 | 5517870.9158 | 1587989.7087 | 1259913.562 | 0
135 | Total Op. exp. Adjusted for Taxes |  | 164932284.5514 | 62455846.8432 | 43584534.0969 | 12730342.4758 | 240508.3602 | 27453826.0034 | 1427580.4313 | 37284.816 | 51869.2396 | 10481798.4902 | 3218986.2934 | 3249707.5014 | 0
136 | Revenue Credits |  | -35231959.4337 | -13487487.0376 | -9353666.671 | -2705358.2111 | -46222.7844 | -5727081.899 | -299540.3711 | -8182.9915 | -11119.3902 | -2271466.9928 | -666901.2015 | -654931.8837 | 0
137
138 | Total Target Revenue Requirements |  | 215574863.9369 | 83419098.4114 | 56752076.2957 | 16360165.0087 | 259113.5519 | 35132421.2504 | 1827219.9429 | 46199.0122 | 55604.0701 | 13728202.4133 | 4140074.8005 | 3854689.1797 | 0
Rocky Mountain Power
Cost Of Service By Rate Schedule - Transmission-Energy Summary
State of Utah
2010 Protocol (Non Wgt)
12 Months Ended Dec 2015
| A | B | C | D | E | F | G | H | I | J | K | L | M | N
Chk Total
| DESCRIPTION |  | Utah Jurisdiction Normalized | Residential Sch 1 | General Large Dist. Sch 6 | General +1 MW Sch 8 | Street & Area Lighting Sch. 7,11,12 | General Trans Sch 9 | Irrigation Sch 10 | Traffic Signals Sch 15 | Outdoor Lighting Sch 15 | General Small Dist. Sch 23 | Industrial Cust 1 | Industrial Cust 2 | 0
| Operating Revenues |  | 85529849.8543 | 23937030.3065 | 25927763.7433 | 8156838.7348 | 514074.4855 | 15947118.2935 | 826682.5331 | 31231.7404 | 125259.0047 | 5566067.6573 | 1392677.6177 | 3105105.7377
153 | 12 Months Ended Dec 2015 A: Operating Expenses
154 | Operation & Maintenance Expenses |  | 28556579.0872 | 9136050.5292 | 7715192.5847 | 2452127.2871 | 88381.2323 | 5544848.9304 | 281815.4916 | 8184.1193 | 18856.6243 | 1756165.6317 | 632480.0665 | 922476.59 | 0
155 | Depreciation Expense |  | 12107781.5065 | 4378541.9134 | 3210359.8082 | 959795.4968 | 21675.0632 | 2135693.6212 | 107784.2266 | 2982.5897 | 5027.8093 | 763379.1886 | 245200.676 | 277341.1136 | 0
156 | Amortization Expense |  | 32786.4192 | 11863.8332 | 8692.3632 | 2597.8883 | 58.5007 | 5779.9733 | 291.7157 | 8.0706 | 13.5744 | 2067.4444 | 663.6273 | 749.4282 | 0
157 | Taxes Other Than Income |  | 3933966.9861 | 1422459.3252 | 1048377.5792 | 313085.3125 | 7003.0453 | 688896.3795 | 35120.7572 | 905.7214 | 1523.5316 | 245811.0425 | 80139.769 | 90644.5228 | 0
158 | Income Taxes - Federal |  | -195422.4616 | -1631425.3756 | 939392.1539 | 324683.4884 | 98072.611 | -92047.704 | 3241.8297 | 2739.881 | 25649.0763 | 79900.606 | -153936.6282 | 208307.5998 | 0
159 | Income Taxes - State |  | -26554.6669 | -221683.6133 | 127647.792 | 44119.0936 | 13326.439 | -12507.7542 | 440.5108 | 372.3043 | 3485.2835 | 10857.1653 | -20917.4311 | 28305.5432 | 0
160 | Income Taxes Deferred |  | 12743029.4601 | 4607674.9376 | 3395937.5927 | 1014155.781 | 22684.4843 | 2231494.7965 | 113764.26 | 2933.8412 | 4935.0713 | 796238.852 | 259591.2575 | 293618.586 | 0
161 | Investment Tax Credit Adj |  | -238130.9548 | -86104.3314 | -63460.409 | -18951.6853 | -423.9085 | -41700.2871 | -2125.9303 | -54.8251 | -92.2224 | -14879.4381 | -4851.0218 | -5486.8958 | 0
162 | Misc Revenues & Expense |  | -11.3341 | -3.2953 | -3.1054 | -1.0226 | -0.041602 | -2.3562 | -0.11759 | -0.0034484 | -0.009162 | -0.68086 | -0.26786 | -0.43412 | 0
163
164 | Total Operating Expenses |  | 56914024.0417 | 17617373.9229 | 16382136.3596 | 5091611.6399 | 250777.4258 | 10460455.5995 | 540332.7438 | 18071.6989 | 59398.739 | 3639539.8117 | 1038370.0472 | 1815956.0537 | 0
165
166
167 | 12 Months Ended Dec 2015 A: Rate Base :
168 | Electric Plant In Service |  | 675139006.2449 | 199282877.9499 | 183812262.3071 | 60105235.0597 | 2369619.9334 | 140630657.1303 | 6900547.64 | 201583.05 | 522970.7145 | 40560215.3371 | 15803030.1259 | 24950006.9969 | 0
169 | Plant Held For Future Use |  | 400545.0169 | 116454.8663 | 109743.3955 | 36138.2593 | 1470.1877 | 83267.6577 | 4155.7233 | 121.8665 | 323.7811 | 24061.5012 | 9466.1296 | 15341.6486 | 0
170 | Electric Plant Acquisition Adj |  | 0 | 0 | 0 | 0 | 0 | 0 | 0 | 0 | 0 | 0 | 0 | 0 | 0
171 | Pensions |  | 0 | 0 | 0 | 0 | 0 | 0 | 0 | 0 | 0 | 0 | 0 | 0 | 0
172 | Prepayments |  | 818012.0682 | 295862.9715 | 216889.0512 | 64837.6618 | 1463.1939 | 144269.3213 | 7281.0607 | 201.4696 | 339.4339 | 51576.4375 | 16563.8236 | 18727.6432 | 0
173 | Fuel Stock |  | 0 | 0 | 0 | 0 | 0 | 0 | 0 | 0 | 0 | 0 | 0 | 0 | 0
174 | Materials & Supplies |  | 168079.6891 | 60791.9592 | 44564.9223 | 13322.4123 | 300.6474 | 29643.5024 | 1496.064 | 41.3966 | 69.7446 | 10597.584 | 3403.4245 | 3848.0318 | 0
175 | Misc Deferred Debits |  | 5674228.8439 | 2052285.3783 | 1504474.2713 | 449753.4268 | 10149.6019 | 1000739.691 | 50505.8618 | 1397.5156 | 2354.5199 | 357765.5155 | 114896.7472 | 129906.3145 | 0
176 | Cash Working Capital |  | 971496.2699 | 303601.4949 | 278630.582 | 86537.3968 | 4264.0588 | 177125.9846 | 9241.1143 | 311.7968 | 999.7615 | 62387.7889 | 17695.5472 | 30700.7441 | 0
177 | Weatherization Loans |  | 0 | 0 | 0 | 0 | 0 | 0 | 0 | 0 | 0 | 0 | 0 | 0 | 0
178 | Miscellaneous Rate Base |  | 0 | 0 | 0 | 0 | 0 | 0 | 0 | 0 | 0 | 0 | 0 | 0 | 0
179
180 | Total Rate Base Additions |  | 683171368.1328 | 202111874.6202 | 185966564.5295 | 60755824.2167 | 2387267.6231 | 142065703.2873 | 6973227.4641 | 203657.0952 | 527057.9555 | 41066604.1641 | 15965055.7981 | 25148531.3791 | 0
181
182 | 12 Months Ended Dec 2015 A: Rate Base Deductions :
183 | Accum Provision For Depreciation |  | -174516000.2678 | -63109668.649 | -46272729.078 | -13834147.5993 | -312430.9274 | -30783183.4907 | -1553565.2713 | -42990.1866 | -72471.9874 | -11002970.7662 | -3534239.615 | -3997602.6969 | 0
184 | Accum Provision For Amortization |  | -9491763.8543 | -3433033.3164 | -2516662.8149 | -752341.0315 | -16978.1074 | -1674018.8908 | -84485.4756 | -2337.7438 | -3938.6068 | -598464.983 | -192197.4788 | -217305.4052 | 0
185 | Accum Deferred Income Taxes |  | -112439460.3301 | -40667749.8198 | -29812414.9416 | -8912240.0012 | -201122.8443 | -19830371.4772 | -1000815.8584 | -27692.9387 | -46656.7786 | -7089422.6655 | -2276770.8234 | -2574202.1814 | 0
186 | Unamortized ITC |  | -11328.989 | -4097.5338 | -3003.79 | -897.9647 | -20.2644 | -1998.0357 | -100.8385 | -2.7902 | -4.701 | -714.3043 | -229.3991 | -259.3672 | 0
187 | Customer Advance For Construction |  | -2443925.1349 | -915365.9287 | -152513.7515 | -74429.2429 | -8237.1994 | -891523.578 | -11499.7954 | -6708.0595 | -11623.6378 | -372023.9417 | 0 | 0 | 0
188 | Customer Service Deposits |  | 0 | 0 | 0 | 0 | 0 | 0 | 0 | 0 | 0 | 0 | 0 | 0 | 0
189 | Misc Rate Base Deductions |  | -5781357.4177 | -2077448.568 | -1534571.7813 | -460343.2501 | -10701.5216 | -1025668.6343 | -51741.6782 | -1434.998 | -2474.2971 | -363949.6783 | -117713.9593 | -135309.0515 | 0
190
191 | Total Rate Base Deductions |  | -304683835.9938 | -110207363.8157 | -80291896.1573 | -24034399.0898 | -549490.8645 | -54206764.1066 | -2702208.9175 | -81166.7169 | -137170.0085 | -19427546.3392 | -6121151.2756 | -6924678.7022 | 0
192
193 | Total Rate Base |  | 378487532.139 | 91904510.8045 | 105674668.3722 | 36721425.1268 | 1837776.7586 | 87858939.1807 | 4271018.5466 | 122490.3783 | 389887.9469 | 21639057.825 | 9843904.5225 | 18223852.6769 | 0
194
195 | Calculated Return On Rate Base |  |  | 6.876% | 9.033% | 8.347% | 14.33% | 6.245% | 6.704% | 10.74% | 16.89% | 8.903% | 3.599% | 7.074%
196
197 | Return On Rate Base | 7.583% | 28702388.0468 | 6969526.6247 | 8013778.7398 | 2784748.5165 | 139366.7616 | 6662732.9875 | 323890.2771 | 9288.9886 | 29566.9321 | 1640985.7179 | 746506.9349 | 1381995.5661 | 0
198 | Total Operating Expenses |  | 56967595.018 | 18019560.6685 | 15434117.5369 | 4918031.1933 | 174080.3868 | 11188293.0261 | 563565.515 | 15676.0111 | 36937.797 | 3462825.6743 | 1281091.403 | 1873415.8061 | 0
199 | Revenue Credits |  | -18473530.7071 | -5685904.3597 | -5075801.4216 | -1623494.2654 | -60519.5161 | -3649033.3348 | -183816.7071 | -5387.4787 | -13414.4435 | -1133817.2003 | -409938.7885 | -632403.1914 | 0
200
201 | Total Revenue Requirements |  | 67196452.3578 | 19303182.9335 | 18372094.8551 | 6079285.4444 | 252927.6323 | 14201992.6789 | 703639.085 | 19577.521 | 53090.2856 | 3969994.192 | 1617659.5493 | 2623008.1808 | 0
202 | [14 empty] | 0
203
204 | Return On Rate Base @ Target ROR | 7.564% | 28627342.6157 | 6951304.0598 | 7992825.8672 | 2777467.4968 | 139002.3725 | 6645312.567 | 323043.4317 | 9264.7016 | 29489.6262 | 1636695.1871 | 744555.1135 | 1378382.1924 | 0
205 | Total Op. exp. Adjusted for Taxes |  | 56921151.4731 | 18008283.2262 | 15421150.3827 | 4913525.1713 | 173854.8764 | 11177512.0089 | 563041.4257 | 15660.9805 | 36889.9546 | 3460170.3833 | 1279883.4746 | 1871179.5889 | 0
206 | Revenue Credits |  | -18473530.7071 | -5685904.3597 | -5075801.4216 | -1623494.2654 | -60519.5161 | -3649033.3348 | -183816.7071 | -5387.4787 | -13414.4435 | -1133817.2003 | -409938.7885 | -632403.1914 | 0
207
208 | Total Target Revenue Requirements |  | 67074963.3818 | 19273682.9263 | 18338174.8282 | 6067498.4026 | 252337.7327 | 14173791.2412 | 702268.1503 | 19538.2034 | 52965.1373 | 3963048.3701 | 1614499.7996 | 2617158.59 | 0

## Distribution Summary
Distribution Summary
Rocky Mountain Power
Cost Of Service By Rate Schedule - Distribution Function
State of Utah
2010 Protocol (Non Wgt)
12 Months Ended Dec 2015
| A | B | C | D | E | F | G | H | I | J | K | L | M | N
Chk Total
| DESCRIPTION |  | Utah Jurisdiction Normalized | Residential Sch 1 | General Large Dist. Sch 6 | General +1 MW Sch 8 | Street & Area Lighting Sch. 7,11,12 | General Trans Sch 9 | Irrigation Sch 10 | Traffic Signals Sch 15 | Outdoor Lighting Sch 15 | General Small Dist. Sch 23 | Industrial Cust 1 | Industrial Cust 2 | 0
13 | 12 Months Ended Dec 2015 A: Operating Expenses
14 | Operation & Maintenance Expenses |  | 99126956.4615 | 56240199.6675 | 23075542.1248 | 5855346.1205 | 2621771.527 | 746668.1827 | 1251595.6122 | 56394.6238 | 19968.5128 | 9089413.8643 | 75294.6308 | 94761.5952 | 0
15 | Depreciation Expense |  | 51713993.866 | 32331244.1041 | 9745847.3449 | 2416525.1081 | 1671759.6917 | 135146.4194 | 599950.7081 | 33005.2438 | 17701.0504 | 4744554.541 | 9129.8272 | 9129.8272 | 0
16 | Amortization Expense |  | -877032.1623 | -523284.7777 | -198024.7214 | -50183.5795 | -11794.7779 | -1141.2664 | -11586.7397 | -454.186 | -252.9551 | -80148.7076 | -79.7839 | -80.667 | 0
17 | Taxes Other Than Income |  | 17039141.8018 | 10171613.4 | 3921780.7581 | 995103.6283 | 164190.9777 | -8372.6029 | 231082.351 | 8415.3606 | 4879.3513 | 1549658.1779 | 441.0285 | 349.3713 | 0
18 | Income Taxes - Federal |  | 38169646.4745 | 17848109.4852 | 12506465.6674 | 2888773.1767 | 162787.7261 | -68965.5582 | 468109.1428 | 26484.2917 | 30615.5279 | 4314001.011 | -3618.5237 | -3115.4725 | 0
19 | Income Taxes - State |  | 5186621.0228 | 2425261.6522 | 1699420.973 | 392536.2971 | 22120.1484 | -9371.274 | 63608.258 | 3598.7754 | 4160.1418 | 586201.0892 | -491.6973 | -423.341 | 0
20 | Income Taxes Deferred |  | -2242999.0183 | -1338971.1252 | -516255.4836 | -130993.4789 | -21613.7764 | 1102.1529 | -30419.2249 | -1107.7815 | -642.3082 | -203993.9459 | -58.0561 | -45.9905 | 0
21 | Investment Tax Credit Adj |  | -1021898.9471 | -610028.436 | -235203.3732 | -59679.9629 | -9847.1266 | 502.1353 | -13858.8442 | -504.6996 | -292.6323 | -92938.6045 | -26.4501 | -20.9531 | 0
22 | Misc Revenues & Expense |  | -55842.2686 | -20280.6281 | -14867.1737 | -4444.4511 | -100.2981 | -9666.7237 | -499.0975 | -13.8102 | -23.2673 | -3535.4291 | -1127.6592 | -1283.7307 | 0
23
24 | Total Operating Expenses |  | 207038587.2304 | 116523863.342 | 49984706.1164 | 12302982.8583 | 4599274.0917 | 785901.4652 | 2557982.1658 | 125817.818 | 76113.4213 | 19903211.9963 | 79463.3164 | 99270.639 | 0
25
26
27 | 12 Months Ended Dec 2015 A: Rate Base :
28 | Electric Plant In Service |  | 2887770262.8238 | 1723242769.9482 | 651986333.4942 | 165214271.9496 | 38848341.6588 | 3578995.5856 | 38155662.6827 | 1495762.587 | 832761.9563 | 263931804.2919 | 241779.3347 | 241779.3347 | 0
29 | Plant Held For Future Use |  | 4847342.38 | 2419545.4964 | 1517419.7134 | 394929.8603 | 2309.3453 | 0 | 82671.5635 | 1125.6984 | 593.8257 | 428746.8771 | 0 | 0 | 0
30 | Electric Plant Acquisition Adj |  | 0 | 0 | 0 | 0 | 0 | 0 | 0 | 0 | 0 | 0 | 0 | 0 | 0
31 | Pensions |  | 0 | 0 | 0 | 0 | 0 | 0 | 0 | 0 | 0 | 0 | 0 | 0 | 0
32 | Prepayments |  | 2910844.0517 | 1737011.7807 | 657195.8182 | 166534.3628 | 39158.7467 | 3607.5924 | 38460.5331 | 1507.714 | 839.4159 | 266040.6655 | 243.7112 | 243.7112 | 0
33 | Fuel Stock |  | 0 | 0 | 0 | 0 | 0 | 0 | 0 | 0 | 0 | 0 | 0 | 0 | 0
34 | Materials & Supplies |  | 13137544.1086 | 7839674.1567 | 2966129.0321 | 751621.3506 | 176735.5972 | 16282.1859 | 173584.3422 | 6804.782 | 3788.5448 | 1200724.2284 | 1099.9444 | 1099.9444 | 0
35 | Misc Deferred Debits |  | 69981971.0452 | 41760914.0113 | 15800179.571 | 4003788.163 | 941447.3014 | 86733.0648 | 924660.9799 | 36248.1792 | 20181.0801 | 6396100.1758 | 5859.2592 | 5859.2592 | 0
36 | Cash Working Capital |  | 4572468.134 | 2531561.4435 | 1131128.6356 | 281716.7084 | 100465.9008 | 25559.9851 | 57736.7125 | 2669.2044 | 1371.8634 | 434224.9369 | 2660.7055 | 3372.0378 | 0
37 | Weatherization Loans |  | 0 | 0 | 0 | 0 | 0 | 0 | 0 | 0 | 0 | 0 | 0 | 0 | 0
38 | Miscellaneous Rate Base |  | 0 | 0 | 0 | 0 | 0 | 0 | 0 | 0 | 0 | 0 | 0 | 0 | 0
39
40 | Total Rate Base Additions |  | 2983220432.5432 | 1779531476.8369 | 674058386.2645 | 170812862.3948 | 40108458.5502 | 3711178.4139 | 39432776.8139 | 1544118.1649 | 859536.6863 | 272657641.1757 | 251642.955 | 252354.2873 | 0
41
42 | 12 Months Ended Dec 2015 A: Rate Base Deductions :
43 | Accum Provision For Depreciation |  | -936763841.0844 | -560327567.9157 | -204215124.8862 | -51465781.2481 | -20091737.1357 | -1653851.8294 | -11780758.5008 | -518312.203 | -246413.6942 | -86240841.4844 | -111726.0934 | -111726.0934 | 0
44 | Accum Provision For Amortization |  | -33400335.2691 | -19931255.2689 | -7540960.7232 | -1910890.2621 | -449325.091 | -41395.1394 | -441313.4737 | -17300.1892 | -9631.8356 | -3052670.3821 | -2796.452 | -2796.452 | 0
45 | Accum Deferred Income Taxes |  | -493723525.9631 | -294056224.9672 | -113373159.2596 | -28796704.416 | -4888682.4152 | -498102.1604 | -6669297.3785 | -247960.2309 | -147381.1013 | -44978715.3709 | -33649.3315 | -33649.3315 | 0
46 | Unamortized ITC |  | -48616.4513 | -28977.705 | -11161.0161 | -2835.3828 | -464.1386 | -47.7581 | -657.486 | -24.3424 | -14.6213 | -4427.5485 | -3.2263 | -3.2263 | 0
47 | Customer Advance For Construction |  | -4603515.3738 | -1724234.9469 | -287283.5136 | -140199.1245 | -15516.0538 | -1679324.149 | -21661.6639 | -12635.6796 | -21894.9404 | -700765.302 | 0 | 0 | 0
48 | Customer Service Deposits |  | 0 | 0 | 0 | 0 | 0 | 0 | 0 | 0 | 0 | 0 | 0 | 0 | 0
49 | Misc Rate Base Deductions |  | -27105687.1244 | -15446843.0846 | -6245925.9003 | -1620527.7653 | -328304.0874 | -569414.0258 | -344814.7564 | -13195.9784 | -8216.56 | -2389802.5182 | -64964.5639 | -73677.8841 | 0
50
51 | Total Rate Base Deductions |  | -1495645521.2661 | -891515103.8883 | -331673615.299 | -83936938.1988 | -25774028.9217 | -4442135.0621 | -19258503.2594 | -809428.6235 | -433552.7529 | -137367222.6061 | -213139.6671 | -221852.9873 | 0
52
53 | Total Rate Base |  | 1487574911.2771 | 888016372.9486 | 342384770.9655 | 86875924.196 | 14334429.6285 | -730956.6483 | 20174273.5546 | 734689.5415 | 425983.9334 | 135290418.5695 | 38503.2879 | 30501.3 | 0
54
55 | Calculated Return On Rate Base |  |  | 6.876% | 9.033% | 8.347% | 14.33% | 6.245% | 6.704% | 10.74% | 16.89% | 8.903% | 3.599% | 7.074%
56
57 | Return On Rate Base | 7.583% | 112809402.4944 | 67342219.6611 | 25964555.5615 | 6588186.6018 | 1087043.3679 | -55431.6842 | 1529904.6308 | 55714.7661 | 32304.2508 | 10259672.4147 | 2919.8751 | 2313.0488 | 0
58 | Total Operating Expenses |  | 205805192.0403 | 120409944.7971 | 46913135.4887 | 11892324.4575 | 4001046.748 | 779846.1041 | 2667722.7993 | 111448.6342 | 51573.0362 | 18798370.473 | 80412.6927 | 99366.8096 | 0
59 | Revenue Credits |  | -15753615.6123 | -6950174.3601 | -4859724.6935 | -1188009.3579 | -167111.4513 | -541348.6036 | -423246.6683 | -10685.0675 | -3538.5554 | -1604552.0296 | -2344.1941 | -2880.631 | 0
60
61 | Total Revenue Requirements |  | 302860978.9224 | 180801990.0982 | 68017966.3567 | 17292501.7014 | 4920978.6645 | 183065.8162 | 3774380.7619 | 156478.3327 | 80338.7316 | 27453490.8581 | 80988.3736 | 98799.2274 | 0
62 | [14 empty] | 0
63
64 | Return On Rate Base @ Target ROR | 7.564% | 112514450.373 | 67166146.301 | 25896668.4832 | 6570961.0907 | 1084201.1779 | -55286.7522 | 1525904.5332 | 55569.0939 | 32219.7879 | 10232847.4154 | 2912.2408 | 2307.0011 | 0
65 | Total Op. exp. Adjusted for Taxes |  | 205622654.3177 | 120300977.857 | 46871122.0506 | 11881664.0644 | 3999287.7951 | 779935.7985 | 2665247.2494 | 111358.4817 | 51520.7644 | 18781769.2217 | 80407.968 | 99363.0668 | 0
66 | Revenue Credits |  | -15753615.6123 | -6950174.3601 | -4859724.6935 | -1188009.3579 | -167111.4513 | -541348.6036 | -423246.6683 | -10685.0675 | -3538.5554 | -1604552.0296 | -2344.1941 | -2880.631 | 0
67
68 | Total Target Revenue Requirements |  | 302383489.0784 | 180516949.7979 | 67908065.8404 | 17264615.7972 | 4916377.5217 | 183300.4426 | 3767905.1144 | 156242.5081 | 80201.997 | 27410064.6075 | 80976.0147 | 98789.4369 | 0
Rocky Mountain Power
Cost Of Service By Rate Schedule - Distribution Substations Summary
State of Utah
2010 Protocol (Non Wgt)
12 Months Ended Dec 2015
| A | B | C | D | E | F | G | H | I | J | K | L | M | N
Chk Total
| DESCRIPTION |  | Utah Jurisdiction Normalized | Residential Sch 1 | General Large Dist. Sch 6 | General +1 MW Sch 8 | Street & Area Lighting Sch. 7,11,12 | General Trans Sch 9 | Irrigation Sch 10 | Traffic Signals Sch 15 | Outdoor Lighting Sch 15 | General Small Dist. Sch 23 | Industrial Cust 1 | Industrial Cust 2 | 0
| Operating Revenues |  | 49850917.9242 | 23186115.5835 | 16739965.7819 | 4050738.1473 | 152196.1936 | 68808.2884 | 703796.4386 | 16369.0147 | 10390.2907 | 4898216.3576 | 10928.1344 | 13393.6935
83 | 12 Months Ended Dec 2015 A: Operating Expenses
84 | Operation & Maintenance Expenses |  | 16964134.1734 | 8781566.7636 | 4890432.7003 | 1270686.1094 | 114943.3641 | 101536.0834 | 265588.2613 | 5529.2286 | 2770.1638 | 1505224.7999 | 11220.3842 | 14636.3148 | 0
85 | Depreciation Expense |  | -10780358.5914 | -5296098.6912 | -3450624.6166 | -899421.7058 | 6153.7866 | 1078.2773 | -187202.1222 | -2254.9265 | -1176.3413 | -950957.9379 | 72.8431 | 72.8431 | 0
86 | Amortization Expense |  | -153895.6414 | -91822.4553 | -34748.0318 | -8805.8734 | -2069.6674 | -200.2617 | -2033.1623 | -79.6975 | -44.3868 | -14063.9503 | -13.9999 | -14.1549 | 0
87 | Taxes Other Than Income |  | 2989912.7636 | 1784845.5682 | 688167.4254 | 174614.0195 | 28811.1165 | -1469.1674 | 40548.76 | 1476.6703 | 856.1954 | 271923.4818 | 77.3887 | 61.3053 | 0
88 | Income Taxes - Federal |  | 14368168.213 | 6738209.7453 | 4807209.4265 | 1146127.2151 | 36917.7588 | -3367.5509 | 195287.2929 | 5137.164 | 3481.4678 | 1438970.0391 | 245.0282 | -49.3739 | 0
89 | Income Taxes - State |  | 1952395.4293 | 915610.7942 | 653219.9215 | 155739.6533 | 5016.5103 | -457.5942 | 26536.2997 | 698.0553 | 473.0737 | 195532.1295 | 33.2953 | -6.7091 | 0
90 | Income Taxes Deferred |  | -440183.7825 | -262770.233 | -101314.0397 | -25707.1914 | -4241.6576 | 216.2952 | -5969.7081 | -217.3998 | -126.0516 | -40033.3776 | -11.3934 | -9.0255 | 0
91 | Investment Tax Credit Adj |  | -179315.8799 | -107043.6427 | -41271.8889 | -10472.2342 | -1727.9068 | 88.1113 | -2431.8558 | -88.5613 | -51.3491 | -16308.2345 | -4.6413 | -3.6767 | 0
92 | Misc Revenues & Expense |  | -9798.8216 | -3558.7067 | -2608.7906 | -779.8821 | -17.5996 | -1696.2509 | -87.5782 | -2.4233 | -4.0828 | -620.3731 | -197.874 | -225.2603 | 0
93
94 | Total Operating Expenses |  | 24711057.8624 | 12458939.1424 | 7408462.106 | 1801980.1106 | 183785.7048 | 95727.9419 | 330236.1872 | 10198.1099 | 6178.6891 | 2389666.5769 | 11421.031 | 14462.2628 | 0
95
96
97 | 12 Months Ended Dec 2015 A: Rate Base :
98 | Electric Plant In Service |  | 515479059.7469 | 262573800.9466 | 156790802.7678 | 40747836.4995 | 739313.0305 | 47336.7493 | 8577067.8361 | 129701.4364 | 68998.057 | 45797806.748 | 3197.8379 | 3197.8379 | 0
99 | Plant Held For Future Use |  | 850578.6864 | 424565.3945 | 266266.4952 | 69299.607 | 405.2282 | 0 | 14506.6439 | 197.5299 | 104.2005 | 75233.5872 | 0 | 0 | 0
100 | Electric Plant Acquisition Adj |  | 0 | 0 | 0 | 0 | 0 | 0 | 0 | 0 | 0 | 0 | 0 | 0 | 0
101 | Pensions |  | 0 | 0 | 0 | 0 | 0 | 0 | 0 | 0 | 0 | 0 | 0 | 0 | 0
102 | Prepayments |  | 510775.1249 | 304799.0183 | 115320.2543 | 29222.3178 | 6871.3107 | 633.0358 | 6748.7929 | 264.5634 | 147.295 | 46683.0073 | 42.7648 | 42.7648 | 0
103 | Fuel Stock |  | 0 | 0 | 0 | 0 | 0 | 0 | 0 | 0 | 0 | 0 | 0 | 0 | 0
104 | Materials & Supplies |  | 2305286.9252 | 1375652.7234 | 520476.1575 | 131889.4047 | 31012.3611 | 2857.0873 | 30459.4003 | 1194.0569 | 664.7881 | 210694.9245 | 193.0108 | 193.0108 | 0
105 | Misc Deferred Debits |  | 12279960.5099 | 7327921.2811 | 2772508.0943 | 702557.5273 | 165198.7721 | 15219.3286 | 162253.2225 | 6360.5841 | 3541.2387 | 1122344.1753 | 1028.143 | 1028.143 | 0
106 | Cash Working Capital |  | 938167.8089 | 493568.6289 | 260943.3182 | 65328.8258 | 12125.4933 | 4164.2879 | 12992.552 | 405.8953 | 193.4748 | 87426.4184 | 450.6113 | 568.3032 | 0
107 | Weatherization Loans |  | 0 | 0 | 0 | 0 | 0 | 0 | 0 | 0 | 0 | 0 | 0 | 0 | 0
108 | Miscellaneous Rate Base |  | 0 | 0 | 0 | 0 | 0 | 0 | 0 | 0 | 0 | 0 | 0 | 0 | 0
109
110 | Total Rate Base Additions |  | 532363828.8022 | 272500307.9927 | 160726317.0872 | 41746134.1821 | 954926.1958 | 70210.4889 | 8804028.4476 | 138124.0659 | 73649.054 | 47340188.8607 | 4912.3678 | 5030.0596 | 0
111
112 | 12 Months Ended Dec 2015 A: Rate Base Deductions :
113 | Accum Provision For Depreciation |  | -115629667.1578 | -58801582.1742 | -35226515.3529 | -9150967.9062 | -199380.2205 | -13781.3458 | -1929343.3672 | -30029.961 | -16009.6859 | -10260195.1442 | -930.9999 | -930.9999 | 0
114 | Accum Provision For Amortization |  | -5860863.7624 | -3497401.1729 | -1323236.5208 | -335310.0321 | -78844.5122 | -7263.7376 | -77438.6881 | -3035.7196 | -1690.129 | -535661.8452 | -490.7024 | -490.7024 | 0
115 | Accum Deferred Income Taxes |  | -85904582.0783 | -51181671.3987 | -19723987.241 | -5010273.7226 | -836779.1808 | -85633.1019 | -1161027.7028 | -43084.1104 | -25730.5388 | -7824825.1791 | -5784.9511 | -5784.9511 | 0
116 | Unamortized ITC |  | -8530.8844 | -5084.8107 | -1958.4592 | -497.5337 | -81.4439 | -8.3803 | -115.3712 | -4.2714 | -2.5656 | -776.9161 | -0.56613 | -0.56613 | 0
117 | Customer Advance For Construction |  | -807793.581 | -302557.0264 | -50410.5579 | -24601.1892 | -2722.6516 | -294676.3849 | -3801.0415 | -2217.2232 | -3841.9753 | -122965.5311 | 0 | 0 | 0
118 | Customer Service Deposits |  | 0 | 0 | 0 | 0 | 0 | 0 | 0 | 0 | 0 | 0 | 0 | 0 | 0
119 | Misc Rate Base Deductions |  | -4756321.6999 | -2710507.0098 | -1095992.6143 | -284359.1952 | -57608.5693 | -99916.9021 | -60505.7492 | -2315.5406 | -1441.7861 | -419346.2989 | -11399.54 | -12928.4942 | 0
120
121 | Total Rate Base Deductions |  | -212967759.1637 | -116498803.5927 | -57422100.7462 | -14806009.579 | -1175416.5784 | -501279.8525 | -3232231.92 | -80686.8262 | -48716.6808 | -19163770.9146 | -18606.7595 | -20135.7137 | 0
122
123 | Total Rate Base |  | 319396069.6385 | 156001504.4 | 103304216.341 | 26940124.6031 | -220490.3827 | -431069.3636 | 5571796.5276 | 57437.2396 | 24932.3732 | 28176417.9461 | -13694.3918 | -15105.6541 | 0
124
125 | Calculated Return On Rate Base |  |  | 6.876% | 9.033% | 8.347% | 14.33% | 6.245% | 6.704% | 10.74% | 16.89% | 8.903% | 3.599% | 7.074%
126
127 | Return On Rate Base | 7.583% | 24221220.3915 | 11830285.901 | 7834016.85 | 2042989.1205 | -16720.7635 | -32689.9015 | 422534.04 | 4355.7206 | 1890.7324 | 2136742.7273 | -1038.5065 | -1145.5287 | 0
128 | Total Operating Expenses |  | 24142537.1394 | 13141623.124 | 6481708.8637 | 1674635.4108 | 192987.5621 | 92156.8947 | 360544.7125 | 9074.7425 | 4742.3672 | 2159565.4592 | 11083.3681 | 14414.6347 | 0
129 | Revenue Credits |  | -3245123.3673 | -1421864.8589 | -1002181.0156 | -244379.3019 | -35542.5215 | -116158.7657 | -88595.2561 | -2255.9745 | -739.4945 | -332288.1632 | -501.4431 | -616.5723 | 0
130
131 | Total Revenue Requirements |  | 45118634.1636 | 23550044.1662 | 13313544.698 | 3473245.2293 | 140724.277 | -56691.7725 | 694483.4965 | 11174.4887 | 5893.6051 | 3964020.0233 | 9543.4185 | 12652.5336 | 0
132 | [14 empty] | 0
133
134 | Return On Rate Base @ Target ROR | 7.564% | 24157891.4475 | 11799354.3665 | 7813533.9839 | 2037647.5092 | -16677.0453 | -32604.4303 | 421429.2801 | 4344.3321 | 1885.7889 | 2131155.9873 | -1035.7912 | -1142.5336 | 0
135 | Total Op. exp. Adjusted for Taxes |  | 24103344.6048 | 13122480.4515 | 6469032.5835 | 1671329.6351 | 193014.6181 | 92209.7905 | 359861.0071 | 9067.6945 | 4739.3078 | 2156107.9801 | 11085.0485 | 14416.4883 | 0
136 | Revenue Credits |  | -3245123.3673 | -1421864.8589 | -1002181.0156 | -244379.3019 | -35542.5215 | -116158.7657 | -88595.2561 | -2255.9745 | -739.4945 | -332288.1632 | -501.4431 | -616.5723 | 0
137
138 | Total Target Revenue Requirements |  | 45016112.685 | 23499969.9592 | 13280385.5517 | 3464597.8423 | 140795.0512 | -56553.4055 | 692695.0311 | 11156.0521 | 5885.6022 | 3954975.8042 | 9547.8142 | 12657.3823 | 0
Rocky Mountain Power
Cost Of Service By Rate Schedule - Distribution Poles & Wires
State of Utah
2010 Protocol (Non Wgt)
12 Months Ended Dec 2015
| A | B | C | D | E | F | G | H | I | J | K | L | M | N
Chk Total
| DESCRIPTION |  | Utah Jurisdiction Normalized | Residential Sch 1 | General Large Dist. Sch 6 | General +1 MW Sch 8 | Street & Area Lighting Sch. 7,11,12 | General Trans Sch 9 | Irrigation Sch 10 | Traffic Signals Sch 15 | Outdoor Lighting Sch 15 | General Small Dist. Sch 23 | Industrial Cust 1 | Industrial Cust 2 | 0
| Operating Revenues |  | 165129588.8805 | 87415703.1495 | 42971298.7267 | 10721739.9815 | 5654871.1442 | 79151.2182 | 1936865.9469 | 38122.6718 | 12930.0741 | 16244945.667 | 23465.7649 | 30494.5356
153 | 12 Months Ended Dec 2015 A: Operating Expenses
154 | Operation & Maintenance Expenses |  | 70653226.5857 | 40541103.0223 | 16030343.0882 | 4082291.989 | 2276242.4486 | 291701.0543 | 843714.4008 | 37780.9469 | 12880.7206 | 6462874.7733 | 32238.7524 | 42055.3892 | 0
155 | Depreciation Expense |  | 40725429.4867 | 23004895.4987 | 9464417.9317 | 2459374.1699 | 1601845.4988 | 3098.7329 | 517918.1705 | 7897.4571 | 4203.9018 | 3661359.4552 | 209.3352 | 209.3352 | 0
156 | Amortization Expense |  | -442262.395 | -263877.6421 | -99858.2393 | -25306.153 | -5947.7713 | -575.5082 | -5842.8636 | -229.0331 | -127.558 | -40416.7155 | -40.2327 | -40.6781 | 0
157 | Taxes Other Than Income |  | 8592354.9748 | 5129255.5703 | 1977642.5831 | 501802.4799 | 82796.8439 | -4222.0657 | 116528.2625 | 4243.6272 | 2460.5182 | 781448.5793 | 222.3982 | 176.178 | 0
158 | Income Taxes - Federal |  | -5769015.3349 | -6802593.1957 | 1363727.392 | 277713.4998 | -240487.6176 | -113075.6973 | -76240.1851 | -15305.6058 | -7892.0887 | -141483.1604 | -6256.8475 | -7121.8287 | 0
159 | Income Taxes - State |  | -783913.3705 | -924359.4358 | 185307.9034 | 37736.6523 | -32678.2731 | -15365.1093 | -10359.7749 | -2079.7776 | -1072.4038 | -19225.2117 | -850.2017 | -967.7382 | 0
160 | Income Taxes Deferred |  | -940712.4766 | -561563.7069 | -216517.2479 | -54938.5884 | -9064.8052 | 462.2423 | -12757.8051 | -464.6029 | -269.3837 | -85554.9416 | -24.3487 | -19.2884 | 0
161 | Investment Tax Credit Adj |  | -515314.5977 | -307620.0039 | -118606.3768 | -30094.9092 | -4965.6261 | 253.2125 | -6988.6213 | -254.5057 | -147.5662 | -46866.297 | -13.338 | -10.566 | 0
162 | Misc Revenues & Expense |  | -28159.6691 | -10226.9444 | -7497.0932 | -2241.2104 | -50.5775 | -4874.654 | -251.6807 | -6.9641 | -11.733 | -1782.8164 | -568.6465 | -647.3489 | 0
163
164 | Total Operating Expenses |  | 111491633.2035 | 59805013.1626 | 28578959.9411 | 7246337.9299 | 3667690.1204 | 157402.2076 | 1365719.903 | 31581.542 | 10024.4071 | 10570353.6651 | 24916.8706 | 33633.4541 | 0
165
166
167 | 12 Months Ended Dec 2015 A: Rate Base :
168 | Electric Plant In Service |  | 1481374011.1049 | 862668771.8036 | 339838708.0301 | 88277744.3409 | 35353243.2139 | 136035.4584 | 18615111.4256 | 290578.2557 | 154946.9535 | 136020491.8506 | 9189.8863 | 9189.8863 | 0
169 | Plant Held For Future Use |  | 2444377.0055 | 1220108.0327 | 765191.6379 | 199151.905 | 1164.5372 | 0 | 41688.92 | 567.6577 | 299.4494 | 216204.8656 | 0 | 0 | 0
170 | Electric Plant Acquisition Adj |  | 0 | 0 | 0 | 0 | 0 | 0 | 0 | 0 | 0 | 0 | 0 | 0 | 0
171 | Pensions |  | 0 | 0 | 0 | 0 | 0 | 0 | 0 | 0 | 0 | 0 | 0 | 0 | 0
172 | Prepayments |  | 1467855.9319 | 875925.6768 | 331405.1742 | 83978.5464 | 19746.6431 | 1819.2063 | 19394.5538 | 760.2973 | 423.2936 | 134156.747 | 122.8966 | 122.8966 | 0
173 | Fuel Stock |  | 0 | 0 | 0 | 0 | 0 | 0 | 0 | 0 | 0 | 0 | 0 | 0 | 0
174 | Materials & Supplies |  | 6624890.1377 | 3953324.8813 | 1495734.5764 | 379021.2867 | 89122.739 | 8210.6436 | 87533.6507 | 3431.4582 | 1910.4555 | 605491.105 | 554.6707 | 554.6707 | 0
175 | Misc Deferred Debits |  | 35289919.1785 | 21058842.1314 | 7967581.5319 | 2018996.5868 | 474745.1191 | 43737.0197 | 466280.2542 | 18278.9266 | 10176.7452 | 3225371.5477 | 2954.6579 | 2954.6579 | 0
176 | Cash Working Capital |  | 2178680.0198 | 1181985.1363 | 550380.5063 | 138624.4275 | 60300.1521 | 10039.8051 | 26783.8101 | 965.356 | 303.3213 | 206629.2416 | 1165.1977 | 1503.0657 | 0
177 | Weatherization Loans |  | 0 | 0 | 0 | 0 | 0 | 0 | 0 | 0 | 0 | 0 | 0 | 0 | 0
178 | Miscellaneous Rate Base |  | 0 | 0 | 0 | 0 | 0 | 0 | 0 | 0 | 0 | 0 | 0 | 0 | 0
179
180 | Total Rate Base Additions |  | 1529379733.3783 | 890958957.6621 | 350949001.4568 | 91097517.0935 | 35998322.4044 | 199842.1331 | 19256792.6145 | 314581.9515 | 168060.2185 | 140408345.3574 | 13987.3093 | 14325.1773 | 0
181
182 | 12 Months Ended Dec 2015 A: Rate Base Deductions :
183 | Accum Provision For Depreciation |  | -557201362.2246 | -320713181.1282 | -126650855.9971 | -32913157.238 | -19176646.1242 | -39604.5719 | -6929301.7847 | -105155.5622 | -55955.2198 | -50612153.6185 | -2675.49 | -2675.49 | 0
184 | Accum Provision For Amortization |  | -16842839.8712 | -10050765.6052 | -3802692.1859 | -963607.6535 | -226581.874 | -20874.3924 | -222541.8431 | -8723.9938 | -4857.061 | -1539374.9198 | -1410.1713 | -1410.1713 | 0
185 | Accum Deferred Income Taxes |  | -251955781.0997 | -149989086.1004 | -57865227.6391 | -14696116.1517 | -2551235.2025 | -258411.8215 | -3400948.2748 | -126780.7475 | -74854.8548 | -22958206.2447 | -17457.0314 | -17457.0314 | 0
186 | Unamortized ITC |  | -24515.8948 | -14612.6331 | -5628.1832 | -1429.803 | -234.0519 | -24.083 | -331.5515 | -12.2752 | -7.3731 | -2232.6869 | -1.6269 | -1.6269 | 0
187 | Customer Advance For Construction |  | -2321421.9756 | -869482.6827 | -144868.9116 | -70698.4341 | -7824.305 | -846835.4436 | -10923.3615 | -6371.8141 | -11040.9962 | -353376.0267 | 0 | 0 | 0
188 | Customer Service Deposits |  | 0 | 0 | 0 | 0 | 0 | 0 | 0 | 0 | 0 | 0 | 0 | 0 | 0
189 | Misc Rate Base Deductions |  | -13668627.6996 | -7789403.9833 | -3149642.9284 | -817186.0982 | -165554.4212 | -287139.311 | -173880.2824 | -6654.3569 | -4143.3777 | -1205109.4941 | -32759.7833 | -37153.6631 | 0
190
191 | Total Rate Base Deductions |  | -842014548.7654 | -489426532.1328 | -191618915.8453 | -49462195.3786 | -22128075.9787 | -1452889.6234 | -10737927.0979 | -253698.7497 | -150858.8826 | -76670452.9907 | -54304.1029 | -58697.9827 | 0
192
193 | Total Rate Base |  | 687365184.6129 | 401532425.5292 | 159330085.6115 | 41635321.7149 | 13870246.4257 | -1253047.4902 | 8518865.5165 | 60883.2018 | 17201.3359 | 63737892.3668 | -40316.7937 | -44372.8055 | 0
194
195 | Calculated Return On Rate Base |  |  | 6.876% | 9.033% | 8.347% | 14.33% | 6.245% | 6.704% | 10.74% | 16.89% | 8.903% | 3.599% | 7.074%
196
197 | Return On Rate Base | 7.583% | 52125950.2186 | 30449984.5102 | 12082706.9756 | 3157391.0865 | 1051842.2971 | -95024.1481 | 646023.3509 | 4617.0432 | 1304.4536 | 4833527.0376 | -3057.4013 | -3364.9866 | 0
198 | Total Operating Expenses |  | 110555894.7803 | 61562174.1339 | 27149592.596 | 7049529.7256 | 3088834.8125 | 147021.7629 | 1412059.4006 | 30390.7779 | 9033.4603 | 10049841.7853 | 23922.7786 | 33493.5468 | 0
199 | Revenue Credits |  | -7426830.792 | -3287128.9519 | -2289852.209 | -560438.457 | -77578.6989 | -250213.922 | -198017.2861 | -4978.2303 | -1656.8223 | -754547.9499 | -1085.1736 | -1333.091 | 0
200
201 | Total Revenue Requirements |  | 155255014.2069 | 88725029.6922 | 36942447.3626 | 9646482.3551 | 4063098.4106 | -198216.3073 | 1860065.4653 | 30029.5908 | 8681.0916 | 14128820.873 | 19780.2037 | 28795.4692 | 0
202 | [14 empty] | 0
203
204 | Return On Rate Base @ Target ROR | 7.564% | 51989661.4053 | 30370369.8031 | 12051115.4595 | 3149135.7533 | 1049092.1441 | -94775.6974 | 644334.2544 | 4604.9714 | 1301.043 | 4820889.2697 | -3049.4074 | -3356.1885 | 0
205 | Total Op. exp. Adjusted for Taxes |  | 110471549.3975 | 61512902.7904 | 27130041.4791 | 7044420.7279 | 3087132.8187 | 147175.5222 | 1411014.0654 | 30383.3071 | 9031.3496 | 10042020.6197 | 23927.7258 | 33498.9917 | 0
206 | Revenue Credits |  | -7426830.792 | -3287128.9519 | -2289852.209 | -560438.457 | -77578.6989 | -250213.922 | -198017.2861 | -4978.2303 | -1656.8223 | -754547.9499 | -1085.1736 | -1333.091 | 0
207
208 | Total Target Revenue Requirements |  | 155034380.0108 | 88596143.6416 | 36891304.7296 | 9633118.0242 | 4058646.2639 | -197814.0973 | 1857331.0338 | 30010.0482 | 8675.5703 | 14108361.9394 | 19793.1448 | 28809.7122 | 0
Rocky Mountain Power
Cost Of Service By Rate Schedule - Distribution Transformers
State of Utah
2010 Protocol (Non Wgt)
12 Months Ended Dec 2015
| A | B | C | D | E | F | G | H | I | J | K | L | M | N
Chk Total
| DESCRIPTION |  | Utah Jurisdiction Normalized | Residential Sch 1 | General Large Dist. Sch 6 | General +1 MW Sch 8 | Street & Area Lighting Sch. 7,11,12 | General Trans Sch 9 | Irrigation Sch 10 | Traffic Signals Sch 15 | Outdoor Lighting Sch 15 | General Small Dist. Sch 23 | Industrial Cust 1 | Industrial Cust 2 | 0
| Operating Revenues |  | 66049934.1083 | 37549010.4714 | 16729245.0195 | 4145231.1843 | 665964.0143 | 89620.172 | 1061143.0094 | 16410.0904 | 84865.7448 | 5680310.3934 | 12746.2918 | 15387.717
223 | 12 Months Ended Dec 2015 A: Operating Expenses
224 | Operation & Maintenance Expenses |  | 4507795.0253 | 2522397.5275 | 1051670.1258 | 274753.6447 | 72872.6182 | 104571.2846 | 59230.8708 | 2154.4938 | 1509.1031 | 391548.6963 | 11719.9999 | 15366.6606 | 0
225 | Depreciation Expense |  | 12131248.2028 | 7327128.7818 | 2835606.8236 | 741336.6289 | 54893.8957 | 1151.1099 | 225557.3931 | 2000.2056 | 9199.2153 | 934218.6224 | 77.7633 | 77.7633 | 0
226 | Amortization Expense |  | -164290.5742 | -98024.6339 | -37095.0993 | -9400.669 | -2209.4638 | -213.7884 | -2170.4929 | -85.0807 | -47.385 | -15013.9046 | -14.9456 | -15.111 | 0
227 | Taxes Other Than Income |  | 3191867.4263 | 1905403.5621 | 734649.9255 | 186408.3822 | 30757.1731 | -1568.4028 | 43287.6396 | 1576.4125 | 914.0274 | 290290.6448 | 82.6159 | 65.4462 | 0
228 | Income Taxes - Federal |  | 20779133.7326 | 11889525.0781 | 5086313.0579 | 1237441.8004 | 330950.3598 | 13848.8685 | 292294.4678 | 7931.8494 | 24760.4806 | 1893506.9376 | 1436.0026 | 1124.8299 | 0
229 | Income Taxes - State |  | 2823539.1681 | 1615588.9933 | 691145.4695 | 168147.7889 | 44970.6574 | 1881.8312 | 39717.9637 | 1077.8066 | 3364.5381 | 257296.1449 | 195.1289 | 152.8457 | 0
230 | Income Taxes Deferred |  | -524627.9991 | -313179.6922 | -120749.9777 | -30638.8216 | -5055.371 | 257.7889 | -7114.9283 | -259.1054 | -150.2332 | -47713.3226 | -13.5791 | -10.757 | 0
231 | Investment Tax Credit Adj |  | -191427.8313 | -114273.9415 | -44059.6125 | -11179.5847 | -1844.6189 | 94.0628 | -2596.1163 | -94.5432 | -54.8175 | -17409.7797 | -4.9548 | -3.925 | 0
232 | Misc Revenues & Expense |  | -10460.6864 | -3799.0808 | -2785.0022 | -832.5595 | -18.7884 | -1810.8248 | -93.4937 | -2.587 | -4.3586 | -662.2764 | -211.2394 | -240.4756 | 0
233
234 | Total Operating Expenses |  | 42542776.4642 | 24730766.5943 | 10194695.7106 | 2556036.6102 | 525316.462 | 118211.9299 | 648113.3037 | 14299.4517 | 39490.5703 | 3686061.7627 | 13266.7917 | 16517.277 | 0
235
236
237 | 12 Months Ended Dec 2015 A: Rate Base :
238 | Electric Plant In Service |  | 521120614.3945 | 314743736.9959 | 121801269.5578 | 31841812.199 | 2366542.5011 | 50534.1259 | 9684137.1239 | 86257.653 | 394723.6856 | 40144772.8784 | 3413.8369 | 3413.8369 | 0
239 | Plant Held For Future Use |  | 908031.3097 | 453242.8068 | 284251.5551 | 73980.4722 | 432.5995 | 0 | 15486.5001 | 210.8721 | 111.2388 | 80315.2651 | 0 | 0 | 0
240 | Electric Plant Acquisition Adj |  | 0 | 0 | 0 | 0 | 0 | 0 | 0 | 0 | 0 | 0 | 0 | 0 | 0
241 | Pensions |  | 0 | 0 | 0 | 0 | 0 | 0 | 0 | 0 | 0 | 0 | 0 | 0 | 0
242 | Prepayments |  | 545275.6025 | 325386.7704 | 123109.5996 | 31196.1491 | 7335.4356 | 675.7944 | 7204.6424 | 282.4334 | 157.2441 | 49836.2267 | 45.6533 | 45.6533 | 0
243 | Fuel Stock |  | 0 | 0 | 0 | 0 | 0 | 0 | 0 | 0 | 0 | 0 | 0 | 0 | 0
244 | Materials & Supplies |  | 2460998.3055 | 1468571.649 | 555631.8945 | 140797.9189 | 33107.1014 | 3050.0702 | 32516.7907 | 1274.7098 | 709.6914 | 224926.384 | 206.0477 | 206.0477 | 0
245 | Misc Deferred Debits |  | 13109414.5707 | 7822888.1875 | 2959778.0856 | 750012.0116 | 176357.1787 | 16247.3232 | 173212.671 | 6790.2118 | 3780.4329 | 1198153.2899 | 1097.5892 | 1097.5892 | 0
246 | Cash Working Capital |  | 879821.1724 | 502014.1467 | 209353.5629 | 52261.3503 | 17557.6716 | 4707.7931 | 11753.269 | 417.4395 | 574.7696 | 80058.0938 | 498.6883 | 624.3877 | 0
247 | Weatherization Loans |  | 0 | 0 | 0 | 0 | 0 | 0 | 0 | 0 | 0 | 0 | 0 | 0 | 0
248 | Miscellaneous Rate Base |  | 0 | 0 | 0 | 0 | 0 | 0 | 0 | 0 | 0 | 0 | 0 | 0 | 0
249
250 | Total Rate Base Additions |  | 539024155.3553 | 325315840.5563 | 125933394.2555 | 32890060.1011 | 2601332.4879 | 75215.1069 | 9924310.997 | 95233.3197 | 400057.0623 | 41778062.138 | 5261.8156 | 5387.515 | 0
251
252 | 12 Months Ended Dec 2015 A: Rate Base Deductions :
253 | Accum Provision For Depreciation |  | -128837035.9341 | -77800273.2861 | -30097569.8364 | -7864718.4413 | -602388.8739 | -14712.2114 | -2383786.5292 | -22010.0147 | -96676.8428 | -9952912.1291 | -993.8846 | -993.8846 | 0
254 | Accum Provision For Amortization |  | -6256737.7755 | -3733634.3108 | -1412614.9765 | -357958.6609 | -84170.0913 | -7754.3692 | -82669.3103 | -3240.7683 | -1804.2894 | -571843.3046 | -523.847 | -523.847 | 0
255 | Accum Deferred Income Taxes |  | -90849135.3961 | -54148769.2566 | -20856689.8384 | -5298469.295 | -868579.9628 | -89338.4363 | -1228582.7795 | -45493.7481 | -27314.8283 | -8273826.7206 | -6035.2653 | -6035.2653 | 0
256 | Unamortized ITC |  | -9107.1058 | -5428.2659 | -2090.744 | -531.1398 | -86.945 | -8.9463 | -123.164 | -4.56 | -2.7389 | -829.3932 | -0.60437 | -0.60437 | 0
257 | Customer Advance For Construction |  | -862356.27 | -322993.3424 | -53815.556 | -26262.8848 | -2906.5541 | -314580.4003 | -4057.7841 | -2366.9862 | -4101.4828 | -131271.2792 | 0 | 0 | 0
258 | Customer Service Deposits |  | 0 | 0 | 0 | 0 | 0 | 0 | 0 | 0 | 0 | 0 | 0 | 0 | 0
259 | Misc Rate Base Deductions |  | -5077589.048 | -2893589.117 | -1170021.8039 | -303566.3326 | -61499.7595 | -106665.8229 | -64592.6304 | -2471.9446 | -1539.172 | -447671.1857 | -12169.5258 | -13801.7537 | 0
260
261 | Total Rate Base Deductions |  | -231891961.5295 | -138904687.5788 | -53592802.7552 | -13851506.7544 | -1619632.1866 | -533060.1865 | -3763812.1975 | -75588.0218 | -131439.3543 | -19378354.0124 | -19723.1271 | -21355.355 | 0
262
263 | Total Rate Base |  | 307132193.8257 | 186411152.9775 | 72340591.5003 | 19038553.3467 | 981700.3012 | -457845.0796 | 6160498.7995 | 19645.2979 | 268617.708 | 22399708.1257 | -14461.3115 | -15967.84 | 0
264
265 | Calculated Return On Rate Base |  |  | 6.876% | 9.033% | 8.347% | 14.33% | 6.245% | 6.704% | 10.74% | 16.89% | 8.903% | 3.599% | 7.074%
266
267 | Return On Rate Base | 7.583% | 23291196.3019 | 14136384.4108 | 5485907.8634 | 1443777.9309 | 74446.6874 | -34720.4228 | 467177.944 | 1489.7901 | 20370.472 | 1698669.2035 | -1096.6654 | -1210.9121 | 0
268 | Total Operating Expenses |  | 42409123.9534 | 25546527.3693 | 9545720.479 | 2466042.2654 | 484346.5749 | 114419.0685 | 681624.153 | 13915.2256 | 24015.8505 | 3503135.8179 | 12910.2189 | 16466.9305 | 0
269 | Revenue Credits |  | -3185938.8187 | -1400775.0857 | -983353.2041 | -240090.7321 | -34342.4557 | -111749.1854 | -86284.1589 | -2187.7359 | -720.7896 | -325358.4343 | -483.145 | -593.8922 | 0
270
271 | Total Revenue Requirements |  | 62514381.4366 | 38282136.6945 | 14048275.1383 | 3669729.4642 | 524450.8066 | -32050.5397 | 1062517.9382 | 13217.2797 | 43665.5329 | 4876446.5871 | 11330.4085 | 14662.1262 | 0
272 | [14 empty] | 0
273
274 | Return On Rate Base @ Target ROR | 7.564% | 23230299.0042 | 14099423.3377 | 5471564.3768 | 1440003.0207 | 74252.0387 | -34629.6426 | 465956.4579 | 1485.8948 | 20317.2113 | 1694227.8531 | -1093.798 | -1207.7461 | 0
275 | Total Op. exp. Adjusted for Taxes |  | 42371436.2977 | 25523653.1819 | 9536843.6912 | 2463706.0778 | 484226.1122 | 114475.2498 | 680868.209 | 13912.8149 | 23982.8889 | 3500387.1888 | 12911.9934 | 16468.8899 | 0
276 | Revenue Credits |  | -3185938.8187 | -1400775.0857 | -983353.2041 | -240090.7321 | -34342.4557 | -111749.1854 | -86284.1589 | -2187.7359 | -720.7896 | -325358.4343 | -483.145 | -593.8922 | 0
277
278 | Total Target Revenue Requirements |  | 62415796.4832 | 38222301.4339 | 14025054.8638 | 3663618.3664 | 524135.6952 | -31903.5781 | 1060540.5079 | 13210.9739 | 43579.3106 | 4869256.6076 | 11335.0504 | 14667.2517 | 0
Rocky Mountain Power
Cost Of Service By Rate Schedule - Distribution Services
State of Utah
2010 Protocol (Non Wgt)
12 Months Ended Dec 2015
| A | B | C | D | E | F | G | H | I | J | K | L | M | N
Chk Total
| DESCRIPTION |  | Utah Jurisdiction Normalized | Residential Sch 1 | General Large Dist. Sch 6 | General +1 MW Sch 8 | Street & Area Lighting Sch. 7,11,12 | General Trans Sch 9 | Irrigation Sch 10 | Traffic Signals Sch 15 | Outdoor Lighting Sch 15 | General Small Dist. Sch 23 | Industrial Cust 1 | Industrial Cust 2 | 0
| Operating Revenues |  | 32429895.9911 | 23652441.8669 | 3694923.853 | 608448.4177 | 189324.8045 | 50165.383 | 112770.147 | 104804.5372 | 32948.0442 | 3968470.1149 | 7072.1939 | 8526.6289
293 | 12 Months Ended Dec 2015 A: Operating Expenses
294 | Operation & Maintenance Expenses |  | 2239956.6729 | 1242543.4807 | 522293.2725 | 136402.0395 | 39198.1947 | 57564.4704 | 27998.6191 | 1153.8096 | 637.4873 | 197254.6956 | 6451.6048 | 8458.9987 | 0
295 | Depreciation Expense |  | 6509899.2171 | 5131404.7904 | 541105.6317 | 67384.5152 | 6878.0501 | 633.6567 | 6755.4121 | 18302.2983 | 3956.7731 | 733392.4761 | 42.8067 | 42.8067 | 0
296 | Amortization Expense |  | -90437.7772 | -53960.0646 | -20419.9075 | -5174.8289 | -1216.2536 | -117.6851 | -1194.8011 | -46.8347 | -26.0842 | -8264.7721 | -8.2272 | -8.3182 | 0
297 | Taxes Other Than Income |  | 1757041.7335 | 1048876.1376 | 404406.0753 | 102613.0673 | 16931.0405 | -863.3658 | 23828.7432 | 867.7749 | 503.1488 | 159797.6073 | 45.478 | 36.0265 | 0
298 | Income Taxes - Federal |  | 10655444.039 | 7171616.0105 | 1640771.7214 | 343119.0821 | 142943.7678 | 8348.6654 | 78231.2833 | 26564.7858 | 9935.396 | 1232405.8742 | 839.3061 | 668.1463 | 0
299 | Income Taxes - State |  | 1447897.8761 | 974503.5075 | 222953.6265 | 46624.1846 | 19423.684 | 1134.445 | 10630.3321 | 3609.7132 | 1350.0553 | 167463.4901 | 114.0478 | 90.79 | 0
300 | Income Taxes Deferred |  | -291068.7917 | -173755.1841 | -66993.2793 | -16998.7206 | -2804.7697 | 143.0238 | -3947.4324 | -143.7542 | -83.3508 | -26471.8223 | -7.5338 | -5.9681 | 0
301 | Investment Tax Credit Adj |  | -105376.1462 | -62904.8947 | -24253.6947 | -6154.0767 | -1015.4157 | 51.7792 | -1429.0959 | -52.0436 | -30.1757 | -9583.6403 | -2.7275 | -2.1606 | 0
302 | Misc Revenues & Expense |  | -5758.3414 | -2091.2972 | -1533.0728 | -458.3028 | -10.3425 | -996.8129 | -51.4659 | -1.4241 | -2.3993 | -364.5663 | -116.2819 | -132.3757 | 0
303
304 | Total Operating Expenses |  | 22117598.482 | 15276232.4859 | 3218330.3731 | 667356.9597 | 220327.9556 | 65898.1767 | 140821.5945 | 50254.3251 | 16240.8506 | 2445629.3424 | 7358.473 | 9147.9454 | 0
305
306
307 | 12 Months Ended Dec 2015 A: Rate Base :
308 | Electric Plant In Service |  | 286863627.277 | 226136804.7677 | 23831136.2017 | 2965048.8899 | 301948.8032 | 27817.7494 | 296564.9546 | 806715.0877 | 174387.5124 | 32319444.8498 | 1879.2303 | 1879.2303 | 0
309 | Plant Held For Future Use |  | 499848.1119 | 249498.6228 | 156473.2423 | 40724.366 | 238.135 | 0 | 8524.9239 | 116.0797 | 61.2341 | 44211.5081 | 0 | 0 | 0
310 | Electric Plant Acquisition Adj |  | 0 | 0 | 0 | 0 | 0 | 0 | 0 | 0 | 0 | 0 | 0 | 0 | 0
311 | Pensions |  | 0 | 0 | 0 | 0 | 0 | 0 | 0 | 0 | 0 | 0 | 0 | 0 | 0
312 | Prepayments |  | 300160.3331 | 179117.1308 | 67768.6995 | 17172.6856 | 4037.9705 | 372.0076 | 3965.9721 | 155.4724 | 86.5589 | 27433.5737 | 25.131 | 25.131 | 0
313 | Fuel Stock |  | 0 | 0 | 0 | 0 | 0 | 0 | 0 | 0 | 0 | 0 | 0 | 0 | 0
314 | Materials & Supplies |  | 1354716.895 | 808411.2939 | 305861.2081 | 77505.6688 | 18224.6162 | 1678.986 | 17899.6652 | 701.6953 | 390.6671 | 123816.2464 | 113.424 | 113.424 | 0
315 | Misc Deferred Debits |  | 7216398.8746 | 4306300.7282 | 1629282.4619 | 412862.5125 | 97080.1357 | 8943.7377 | 95349.1643 | 3737.8387 | 2081.032 | 659552.8737 | 604.1949 | 604.1949 | 0
316 | Cash Working Capital |  | 465776.0075 | 285626.2156 | 92724.9879 | 22228.2393 | 8919.1948 | 2605.039 | 4854.4934 | 642.7432 | 244.4094 | 47310.6376 | 275.4253 | 344.6221 | 0
317 | Weatherization Loans |  | 0 | 0 | 0 | 0 | 0 | 0 | 0 | 0 | 0 | 0 | 0 | 0 | 0
318 | Miscellaneous Rate Base |  | 0 | 0 | 0 | 0 | 0 | 0 | 0 | 0 | 0 | 0 | 0 | 0 | 0
319
320 | Total Rate Base Additions |  | 296700527.4991 | 231965758.7589 | 26083246.8014 | 3535542.362 | 430448.8554 | 41417.5197 | 427159.1735 | 812068.9171 | 177251.4138 | 33221769.6893 | 2897.4056 | 2966.6024 | 0
321
322 | 12 Months Ended Dec 2015 A: Rate Base Deductions :
323 | Accum Provision For Depreciation |  | -96816494.9542 | -76537475.8726 | -7881897.2427 | -947780.1936 | -87907.6178 | -8098.6977 | -86340.1955 | -274856.6522 | -59216.5634 | -10931827.7023 | -547.1082 | -547.1082 | 0
324 | Accum Provision For Amortization |  | -3444174.8103 | -2055270.6067 | -777608.5707 | -197047.127 | -46333.4918 | -4268.5828 | -45507.3501 | -1783.9604 | -993.2154 | -314785.1765 | -288.3645 | -288.3645 | 0
325 | Accum Deferred Income Taxes |  | -49974471.485 | -29787149.2265 | -11472780.6326 | -2914584.4986 | -477103.5201 | -49092.1166 | -675851.7813 | -25022.3437 | -15029.7284 | -4551224.7935 | -3316.4219 | -3316.4219 | 0
326 | Unamortized ITC |  | -5013.2298 | -2988.1221 | -1150.9013 | -292.3789 | -47.861 | -4.9247 | -67.7986 | -2.5101 | -1.5077 | -456.5598 | -0.33269 | -0.33269 | 0
327 | Customer Advance For Construction |  | -474705.1657 | -177799.6096 | -29624.0931 | -14457.0493 | -1599.984 | -173168.4992 | -2233.7068 | -1302.9656 | -2257.7618 | -72261.4962 | 0 | 0 | 0
328 | Customer Service Deposits |  | 0 | 0 | 0 | 0 | 0 | 0 | 0 | 0 | 0 | 0 | 0 | 0 | 0
329 | Misc Rate Base Deductions |  | -2795083.4642 | -1592847.1203 | -644067.2071 | -167105.5354 | -33854.0514 | -58716.8191 | -35556.5981 | -1360.7425 | -847.275 | -246431.5872 | -6699.014 | -7597.5139 | 0
330
331 | Total Rate Base Deductions |  | -153509943.1092 | -110153530.5579 | -20807128.6474 | -4241266.7829 | -646846.5261 | -293349.6401 | -845557.4304 | -304329.1746 | -78346.0517 | -16116987.3157 | -10851.2412 | -11749.7411 | 0
332
333 | Total Rate Base |  | 143190584.3898 | 121812228.2011 | 5276118.1539 | -705724.4209 | -216397.6707 | -251932.1205 | -418398.2569 | 507739.7425 | 98905.3621 | 17104782.3736 | -7953.8356 | -8783.1387 | 0
334
335 | Calculated Return On Rate Base |  |  | 6.876% | 9.033% | 8.347% | 14.33% | 6.245% | 6.704% | 10.74% | 16.89% | 8.903% | 3.599% | 7.074%
336
337 | Return On Rate Base | 7.583% | 10858777.0239 | 9237561.4671 | 400111.4377 | -53518.2125 | -16410.395 | -19105.1299 | -31728.9953 | 38504.1564 | 7500.4322 | 1297131.5022 | -603.1746 | -666.0644 | 0
338 | Total Operating Expenses |  | 22455799.5623 | 15809299.5052 | 3170997.7494 | 670692.8858 | 229359.0093 | 63811.1309 | 138545.6618 | 40323.8643 | 10543.0402 | 2305944.1081 | 7162.3551 | 9120.2522 | 0
339 | Revenue Credits |  | -1540268.8594 | -681254.8301 | -474951.6311 | -116214.3397 | -16142.916 | -52115.3373 | -41134.9272 | -1035.083 | -344.12 | -156572.1425 | -225.9471 | -277.5853 | 0
340
341 | Total Revenue Requirements |  | 31774307.7268 | 24365606.1422 | 3096157.5559 | 500960.3336 | 196805.6982 | -7409.3363 | 65681.7393 | 77792.9377 | 17699.3524 | 3446503.4678 | 6333.2333 | 8176.6025 | 0
342 | [14 empty] | 0
343
344 | Return On Rate Base @ Target ROR | 7.564% | 10830385.6021 | 9213408.8851 | 399065.304 | -53378.2835 | -16367.4883 | -19055.1776 | -31646.0365 | 38403.4832 | 7480.8216 | 1293740.0147 | -601.5976 | -664.3229 | 0
345 | Total Op. exp. Adjusted for Taxes |  | 22438228.8955 | 15794352.1392 | 3170350.3261 | 670779.484 | 229385.5631 | 63842.0451 | 138597.0027 | 40261.5605 | 10530.9037 | 2303845.2101 | 7163.3311 | 9121.33 | 0
346 | Revenue Credits |  | -1540268.8594 | -681254.8301 | -474951.6311 | -116214.3397 | -16142.916 | -52115.3373 | -41134.9272 | -1035.083 | -344.12 | -156572.1425 | -225.9471 | -277.5853 | 0
347
348 | Total Target Revenue Requirements |  | 31728345.6382 | 24326506.1941 | 3094463.999 | 501186.8608 | 196875.1587 | -7328.4698 | 65816.039 | 77629.9607 | 17667.6052 | 3441013.0822 | 6335.7864 | 8179.4218 | 0
Rocky Mountain Power
Cost Of Service By Rate Schedule - Distribution Meters
State of Utah
2010 Protocol (Non Wgt)
12 Months Ended Dec 2015
| A | B | C | D | E | F | G | H | I | J | K | L | M | N
Chk Total
| DESCRIPTION |  | Utah Jurisdiction Normalized | Residential Sch 1 | General Large Dist. Sch 6 | General +1 MW Sch 8 | Street & Area Lighting Sch. 7,11,12 | General Trans Sch 9 | Irrigation Sch 10 | Traffic Signals Sch 15 | Outdoor Lighting Sch 15 | General Small Dist. Sch 23 | Industrial Cust 1 | Industrial Cust 2 | 0
| Operating Revenues |  | 8380624.589 | 5783518.2461 | 777001.1668 | 28570.8269 | -9397.8209 | 452509.2263 | 95987.7282 | 29044.6008 | 6936.9036 | 1156191.2303 | 26636.7642 | 33625.7166
363 | 12 Months Ended Dec 2015 A: Operating Expenses
364 | Operation & Maintenance Expenses |  | 4761844.0041 | 3152588.8733 | 580802.9379 | 91212.3379 | 118514.9013 | 191295.2899 | 55063.4602 | 9776.1448 | 2171.0379 | 532510.8993 | 13663.8896 | 14244.2319 | 0
365 | Depreciation Expense |  | 3127775.5508 | 2163913.7245 | 355341.5746 | 47851.4999 | 1988.4605 | 129184.6427 | 36921.8547 | 7060.2094 | 1517.5015 | 366541.9253 | 8727.0789 | 8727.0789 | 0
366 | Amortization Expense |  | -26145.7744 | -15599.9818 | -5903.4434 | -1496.0552 | -351.6218 | -34.023 | -345.4198 | -13.54 | -7.541 | -2389.3651 | -2.3785 | -2.4048 | 0
367 | Taxes Other Than Income |  | 507964.9036 | 303232.5618 | 116914.7489 | 29665.6794 | 4894.8037 | -249.6011 | 6888.9458 | 250.8758 | 145.4615 | 46197.8647 | 13.1478 | 10.4153 | 0
368 | Income Taxes - Federal |  | -1864084.1752 | -1148648.153 | -391555.9304 | -115628.4207 | -107536.5426 | 25280.1561 | -21463.7161 | 2156.0982 | 330.2722 | -109398.6796 | 117.9869 | 2262.754 | 0
369 | Income Taxes - State |  | -253298.0801 | -156082.2069 | -53205.9479 | -15711.982 | -14612.4301 | 3435.1533 | -2916.5625 | 292.9779 | 44.8785 | -14865.4636 | 16.0325 | 307.4707 | 0
370 | Income Taxes Deferred |  | -46405.9684 | -27702.3089 | -10680.939 | -2710.1569 | -447.1728 | 22.8027 | -629.351 | -22.9192 | -13.2889 | -4220.4818 | -1.2011 | -0.95151 | 0
371 | Investment Tax Credit Adj |  | -30464.4921 | -18185.9532 | -7011.8003 | -1779.1581 | -293.5591 | 14.9695 | -413.155 | -15.0459 | -8.7239 | -2770.653 | -0.78852 | -0.62465 | 0
372 | Misc Revenues & Expense |  | -1664.7501 | -604.599 | -443.215 | -132.4964 | -2.9901 | -288.181 | -14.8789 | -0.41171 | -0.69364 | -105.397 | -33.6174 | -38.2701 | 0
373
374 | Total Operating Expenses |  | 6175521.2182 | 4252911.9568 | 584257.9855 | 31271.248 | 2153.849 | 348661.2091 | 73091.1773 | 19484.3893 | 4178.9042 | 811500.6492 | 22500.1501 | 25509.6997 | 0
375
376
377 | 12 Months Ended Dec 2015 A: Rate Base :
378 | Electric Plant In Service |  | 82932950.3006 | 57119655.4345 | 9724416.9369 | 1381830.0203 | 87294.1102 | 3317271.5025 | 982781.3425 | 182510.1542 | 39705.7479 | 9649287.965 | 224098.5433 | 224098.5433 | 0
379 | Plant Held For Future Use |  | 144507.2665 | 72130.6395 | 45236.7829 | 11773.5101 | 68.8454 | 0 | 2464.5756 | 33.5589 | 17.7029 | 12781.6511 | 0 | 0 | 0
380 | Electric Plant Acquisition Adj |  | 0 | 0 | 0 | 0 | 0 | 0 | 0 | 0 | 0 | 0 | 0 | 0 | 0
381 | Pensions |  | 0 | 0 | 0 | 0 | 0 | 0 | 0 | 0 | 0 | 0 | 0 | 0 | 0
382 | Prepayments |  | 86777.0593 | 51783.1844 | 19592.0906 | 4964.6639 | 1167.3868 | 107.5483 | 1146.5719 | 44.9474 | 25.0244 | 7931.1108 | 7.2654 | 7.2654 | 0
383 | Fuel Stock |  | 0 | 0 | 0 | 0 | 0 | 0 | 0 | 0 | 0 | 0 | 0 | 0 | 0
384 | Materials & Supplies |  | 391651.8451 | 233713.6091 | 88425.1957 | 22407.0714 | 5268.7795 | 485.3988 | 5174.8354 | 202.8618 | 112.9428 | 35795.5685 | 32.7912 | 32.7912 | 0
385 | Misc Deferred Debits |  | 2086277.9115 | 1244961.6832 | 471029.3972 | 119359.5248 | 28066.0959 | 2585.6556 | 27565.668 | 1080.618 | 601.6313 | 190678.2892 | 174.6742 | 174.6742 | 0
386 | Cash Working Capital |  | 110023.1253 | 68367.3161 | 17726.2603 | 3273.8656 | 1563.3892 | 4043.06 | 1352.5881 | 237.7705 | 55.8884 | 12800.5455 | 270.7828 | 331.659 | 0
387 | Weatherization Loans |  | 0 | 0 | 0 | 0 | 0 | 0 | 0 | 0 | 0 | 0 | 0 | 0 | 0
388 | Miscellaneous Rate Base |  | 0 | 0 | 0 | 0 | 0 | 0 | 0 | 0 | 0 | 0 | 0 | 0 | 0
389
390 | Total Rate Base Additions |  | 85752187.5083 | 58790611.8669 | 10366426.6636 | 1543608.6561 | 123428.6069 | 3324493.1652 | 1020485.5814 | 184109.9108 | 40518.9376 | 9909275.1301 | 224584.0568 | 224644.933 | 0
391
392 | 12 Months Ended Dec 2015 A: Rate Base Deductions :
393 | Accum Provision For Depreciation |  | -38279280.8137 | -26475055.4546 | -4358286.4571 | -589157.469 | -25414.2994 | -1577655.0026 | -451986.6244 | -86260.0128 | -18555.3822 | -4483752.8903 | -106578.6106 | -106578.6106 | 0
394 | Accum Provision For Amortization |  | -995719.0498 | -594183.5732 | -224808.4693 | -56966.7885 | -13395.1216 | -1234.0573 | -13156.2821 | -515.7472 | -287.1409 | -91005.136 | -83.3668 | -83.3668 | 0
395 | Accum Deferred Income Taxes |  | -15039555.904 | -8949548.9851 | -3454473.9085 | -877260.7481 | -154984.549 | -15626.6842 | -202886.8401 | -7579.2812 | -4451.151 | -1370632.4329 | -1055.6619 | -1055.6619 | 0
396 | Unamortized ITC |  | -1449.3366 | -863.8732 | -332.7283 | -84.5274 | -13.8367 | -1.4237 | -19.6007 | -0.72569 | -0.43589 | -131.9925 | -0.096181 | -0.096181 | 0
397 | Customer Advance For Construction |  | -137238.3815 | -51402.2859 | -8564.3951 | -4179.567 | -462.5591 | -50063.421 | -645.7699 | -376.6904 | -652.7243 | -20890.9688 | 0 | 0 | 0
398 | Customer Service Deposits |  | 0 | 0 | 0 | 0 | 0 | 0 | 0 | 0 | 0 | 0 | 0 | 0 | 0
399 | Misc Rate Base Deductions |  | -808065.2128 | -460495.8541 | -186201.3465 | -48310.6039 | -9787.286 | -16975.1707 | -10279.4963 | -393.3939 | -244.9492 | -71243.9523 | -1936.7007 | -2196.4592 | 0
400
401 | Total Rate Base Deductions |  | -55261308.6983 | -36531550.0261 | -8232667.3049 | -1575959.7039 | -204057.6519 | -1661555.7596 | -678974.6135 | -95125.8512 | -24191.7835 | -6037657.3727 | -109654.4363 | -109914.1947 | 0
402
403 | Total Rate Base |  | 30490878.8101 | 22259061.8408 | 2133759.3587 | -32351.0479 | -80629.045 | 1662937.4056 | 341510.9679 | 88984.0596 | 16327.1541 | 3871617.7574 | 114929.6205 | 114730.7383 | 0
404
405 | Calculated Return On Rate Base |  |  | 6.876% | 9.033% | 8.347% | 14.33% | 6.245% | 6.704% | 10.74% | 16.89% | 8.903% | 3.599% | 7.074%
406
407 | Return On Rate Base | 7.583% | 2312258.5586 | 1688003.372 | 161812.4348 | -2453.3234 | -6114.4581 | 126107.9181 | 25898.2912 | 6748.0559 | 1238.1605 | 293601.9441 | 8715.6228 | 8700.5407 | 0
408 | Total Operating Expenses |  | 6241836.6047 | 4350320.6646 | 565115.8007 | 31424.1698 | 5518.7892 | 362437.2471 | 74948.8715 | 17744.0238 | 3238.3179 | 779883.3025 | 25333.9721 | 25871.4454 | 0
409 | Revenue Credits |  | -355453.7748 | -159150.6335 | -109386.6336 | -26886.5271 | -3504.8592 | -11111.3932 | -9215.0401 | -228.0439 | -77.3289 | -35785.3397 | -48.4854 | -59.4902 | 0
410
411 | Total Revenue Requirements |  | 8198641.3885 | 5879173.4031 | 617541.6019 | 2084.3193 | -4100.528 | 477433.772 | 91632.1226 | 24264.0358 | 4399.1495 | 1037699.9069 | 34001.1095 | 34512.4959 | 0
412 | [14 empty] | 0
413
414 | Return On Rate Base @ Target ROR | 7.564% | 2306212.9138 | 1683589.9085 | 161389.3591 | -2446.909 | -6098.4712 | 125778.1956 | 25830.5774 | 6730.4124 | 1234.9232 | 292834.2907 | 8692.8349 | 8677.7922 | 0
415 | Total Op. exp. Adjusted for Taxes |  | 6238095.1222 | 4347589.294 | 564853.9708 | 31428.1396 | 5528.6831 | 362233.1909 | 74906.9652 | 17733.1048 | 3236.3144 | 779408.2231 | 25319.8693 | 25857.367 | 0
416 | Revenue Credits |  | -355453.7748 | -159150.6335 | -109386.6336 | -26886.5271 | -3504.8592 | -11111.3932 | -9215.0401 | -228.0439 | -77.3289 | -35785.3397 | -48.4854 | -59.4902 | 0
417
418 | Total Target Revenue Requirements |  | 8188854.2613 | 5872028.569 | 616856.6963 | 2094.7035 | -4074.6473 | 476899.9934 | 91522.5025 | 24235.4732 | 4393.9087 | 1036457.1741 | 33964.2188 | 34475.669 | 0

## Retail Summary
Retail Summary
Rocky Mountain Power
Cost Of Service By Rate Schedule - Retail Function
State of Utah
2010 Protocol (Non Wgt)
12 Months Ended Dec 2015
| A | B | C | D | E | F | G | H | I | J | K | L | M | N
Chk Total
| DESCRIPTION |  | Utah Jurisdiction Normalized | Residential Sch 1 | General Large Dist. Sch 6 | General +1 MW Sch 8 | Street & Area Lighting Sch. 7,11,12 | General Trans Sch 9 | Irrigation Sch 10 | Traffic Signals Sch 15 | Outdoor Lighting Sch 15 | General Small Dist. Sch 23 | Industrial Cust 1 | Industrial Cust 2 | 0
13 | 12 Months Ended Dec 2015 A: Operating Expenses
14 | Operation & Maintenance Expenses |  | 36738176.4716 | 32064082.5005 | 777882.7982 | 144084.0892 | 280054.9508 | 150787.6407 | 83122.7316 | 92005.5979 | 19408.9115 | 3129056.8132 | -1301.2153 | -1008.3465 | 0
15 | Depreciation Expense |  | 558247.8873 | 486001.357 | 10814.8988 | 173.2875 | 5373.9505 | 363.4395 | 2078.1692 | 1517.7026 | 320.5235 | 51600.0458 | 2.2565 | 2.2565 | 0
16 | Amortization Expense |  | 1562955.6972 | 1360683.3218 | 30279.0355 | 485.1622 | 15045.7293 | 1017.5404 | 5818.3585 | 4249.1909 | 897.3864 | 144467.3368 | 6.3177 | 6.3177 | 0
17 | Taxes Other Than Income |  | 380344.7342 | 279057.2776 | 176466.0415 | -2708.8529 | 4270.8983 | -7807.7993 | 5216.6845 | 420.6699 | 284.4579 | -99077.7581 | 11340.6492 | 12882.4657 | 0
18 | Income Taxes - Federal |  | -429983.9107 | -387293.2643 | 407728.6753 | -32510.2165 | 5073.7865 | -62532.7274 | 5475.5737 | -1626.2107 | 531.249 | -407620.1574 | 15909.1097 | 26880.2714 | 0
19 | Income Taxes - State |  | -58427.6722 | -52626.7223 | 55403.5553 | -4417.5985 | 689.4433 | -8497.1591 | 744.0395 | -220.975 | 72.1879 | -55388.8095 | 2161.7838 | 3652.5824 | 0
20 | Income Taxes Deferred |  | 550102.818 | 403608.0454 | 255227.5816 | -3917.8867 | 6177.115 | -11292.63 | 7545.031 | 608.4262 | 411.4191 | -143298.8262 | 16402.2859 | 18632.2566 | 0
21 | Investment Tax Credit Adj |  | 0 | 0 | 0 | 0 | 0 | 0 | 0 | 0 | 0 | 0 | 0 | 0 | 0
22 | Misc Revenues & Expense |  | 983443.5 | 886120.0167 | 45943.3574 | 13300.0695 | 0 | 23639.8068 | 2680.3472 | 0 | 0 | 11759.9024 | 0 | 0 | 0
23
24 | Total Operating Expenses |  | 40284859.5254 | 35039632.5323 | 1759745.9435 | 114488.0538 | 316685.8737 | 85678.1116 | 112680.9351 | 96954.4018 | 21926.1354 | 2631498.547 | 44521.1875 | 61047.8037 | 0
25
26
27 | 12 Months Ended Dec 2015 A: Rate Base :
28 | Electric Plant In Service |  | 71938270.7063 | 62628265.9978 | 1393655.277 | 22330.5932 | 692510.8295 | 46834.4043 | 267801.9902 | 195577.8071 | 41304.0686 | 6649408.172 | 290.7833 | 290.7833 | 0
29 | Plant Held For Future Use |  | 0 | 0 | 0 | 0 | 0 | 0 | 0 | 0 | 0 | 0 | 0 | 0 | 0
30 | Electric Plant Acquisition Adj |  | 0 | 0 | 0 | 0 | 0 | 0 | 0 | 0 | 0 | 0 | 0 | 0 | 0
31 | Pensions |  | 0 | 0 | 0 | 0 | 0 | 0 | 0 | 0 | 0 | 0 | 0 | 0 | 0
32 | Prepayments |  | 13403.7844 | 5667.0373 | 3425.7935 | 988.7301 | 64.1708 | 1739.2097 | 134.3948 | 4.2432 | 5.1378 | 944.4376 | 201.6337 | 228.9959 | 0
33 | Fuel Stock |  | 0 | 0 | 0 | 0 | 0 | 0 | 0 | 0 | 0 | 0 | 0 | 0 | 0
34 | Materials & Supplies |  | 0 | 0 | 0 | 0 | 0 | 0 | 0 | 0 | 0 | 0 | 0 | 0 | 0
35 | Misc Deferred Debits |  | 29291515.8377 | 12384272.1635 | 7486444.2229 | 2160688.453 | 140233.6279 | 3800724.2159 | 293695.3069 | 9272.6304 | 11227.7394 | 2063895.4493 | 440633.4596 | 500428.569 | 0
36 | Cash Working Capital |  | 663063.2966 | 577612.4127 | 24565.3298 | 1957.4564 | 5232.5797 | 1435.9386 | 1691.7729 | 1641.5944 | 365.7949 | 47407.9775 | 458.7511 | 693.6889 | 0
37 | Weatherization Loans |  | 0 | 0 | 0 | 0 | 0 | 0 | 0 | 0 | 0 | 0 | 0 | 0 | 0
38 | Miscellaneous Rate Base |  | 0 | 0 | 0 | 0 | 0 | 0 | 0 | 0 | 0 | 0 | 0 | 0 | 0
39
40 | Total Rate Base Additions |  | 101906253.625 | 75595817.6113 | 8908090.6232 | 2185965.2327 | 838041.2079 | 3850733.7684 | 563323.4648 | 206496.275 | 52902.7407 | 8761656.0363 | 441584.6277 | 501642.0371 | 0
41
42 | 12 Months Ended Dec 2015 A: Rate Base Deductions :
43 | Accum Provision For Depreciation |  | -3376134.9969 | -2939207.1641 | -65405.6361 | -1047.9971 | -32500.2259 | -2197.9854 | -12568.2153 | -9178.6621 | -1938.4413 | -312063.3762 | -13.6468 | -13.6468 | 0
44 | Accum Provision For Amortization |  | -53504806.6874 | -46579921.4841 | -1036388.5185 | -16606.0939 | -515166.0811 | -34783.496 | -199194.3543 | -145492.2111 | -30726.4938 | -4946096.0303 | -215.9622 | -215.9622 | 0
45 | Accum Deferred Income Taxes |  | -13612538.4573 | -11854099.8701 | -273810.9642 | -19144.2794 | -123117.179 | -23921.3864 | -45069.2701 | -36126.5408 | -7629.5626 | -1229429.7234 | -94.8407 | -94.8407 | 0
46 | Unamortized ITC |  | 0 | 0 | 0 | 0 | 0 | 0 | 0 | 0 | 0 | 0 | 0 | 0 | 0
47 | Customer Advance For Construction |  | 0 | 0 | 0 | 0 | 0 | 0 | 0 | 0 | 0 | 0 | 0 | 0 | 0
48 | Customer Service Deposits |  | -16183238.2962 | -3542941.9454 | -730267.7212 | -2141977.6344 | -8826.5834 | -3844195.2028 | -103981.2225 | 0 | -1659.9496 | -5809388.0369 | 0 | 0 | 0
49 | Misc Rate Base Deductions |  | -1333796.8365 | -484404.3455 | -355103.575 | -106156.0525 | -2395.6275 | -230890.4306 | -11920.9829 | -329.8579 | -555.7413 | -84443.9921 | -26934.2269 | -30662.0044 | 0
50
51 | Total Rate Base Deductions |  | -88010515.2743 | -65400574.8091 | -2460976.4149 | -2284932.0573 | -682005.6969 | -4135988.5014 | -372734.045 | -191127.2719 | -42510.1885 | -12381421.159 | -27258.6765 | -30986.454 | 0
52
53 | Total Rate Base |  | 13895738.3507 | 10195242.8022 | 6447114.2082 | -98966.8246 | 156035.5111 | -285254.733 | 190589.4198 | 15369.0031 | 10392.5522 | -3619765.1227 | 414325.9512 | 470655.5831 | 0
54
55 | Calculated Return On Rate Base |  |  | 6.876% | 9.033% | 8.347% | 14.33% | 6.245% | 6.704% | 10.74% | 16.89% | 8.903% | 3.599% | 7.074%
56
57 | Return On Rate Base | 7.583% | 1053775.4628 | 773150.4747 | 488913.2615 | -7505.0932 | 11832.8648 | -21632.1314 | 14453.2409 | 1165.4997 | 788.1133 | -274502.8419 | 31420.1743 | 35691.9001 | 0
58 | Total Operating Expenses |  | 40304628.4142 | 35084248.3132 | 1701908.1881 | 114955.8654 | 310173.9502 | 83315.016 | 113717.6715 | 96653.8122 | 21327.4339 | 2661059.1534 | 54737.231 | 62531.7794 | 0
59 | Revenue Credits |  | -8251151.4245 | -5971280.892 | -651205.5604 | -100881.8965 | -67020.6657 | -18391.023 | -132695.6081 | -17834.1847 | -4833.6975 | -1281736.65 | -2332.263 | -2938.9834 | 0
60
61 | Total Revenue Requirements |  | 33107252.4525 | 29886117.8959 | 1539615.8893 | 6568.8756 | 254986.1493 | 43291.8616 | -4524.6957 | 79985.1271 | 17281.8497 | 1104819.6615 | 83825.1422 | 95284.696 | 0
62 | [14 empty] | 0
63
64 | Return On Rate Base @ Target ROR | 7.564% | 1051020.2553 | 771128.991 | 487634.9461 | -7485.4703 | 11801.9265 | -21575.5719 | 14415.4514 | 1162.4523 | 786.0527 | -273785.1252 | 31338.0229 | 35598.5798 | 0
65 | Total Op. exp. Adjusted for Taxes |  | 40302923.2924 | 35082997.2727 | 1701117.074 | 114968.0094 | 310154.8034 | 83350.0191 | 113694.2846 | 96651.9263 | 21326.1587 | 2661503.3284 | 54686.3897 | 62474.026 | 0
66 | Revenue Credits |  | -8251151.4245 | -5971280.892 | -651205.5604 | -100881.8965 | -67020.6657 | -18391.023 | -132695.6081 | -17834.1847 | -4833.6975 | -1281736.65 | -2332.263 | -2938.9834 | 0
67
68 | Total Target Revenue Requirements |  | 33102792.1232 | 29882845.3717 | 1537546.4597 | 6600.6425 | 254936.0641 | 43383.4242 | -4585.8721 | 79980.1939 | 17278.5138 | 1105981.5533 | 83692.1496 | 95133.6224 | 0
Generation Demand Summary

## Misc Summary
Misc Summary
Rocky Mountain Power
Cost Of Service By Rate Schedule - Misc Function
State of Utah
2010 Protocol (Non Wgt)
12 Months Ended Dec 2015
| A | B | C | D | E | F | G | H | I | J | K | L | M | N
Chk Total
| DESCRIPTION |  | Utah Jurisdiction Normalized | Residential Sch 1 | General Large Dist. Sch 6 | General +1 MW Sch 8 | Street & Area Lighting Sch. 7,11,12 | General Trans Sch 9 | Irrigation Sch 10 | Traffic Signals Sch 15 | Outdoor Lighting Sch 15 | General Small Dist. Sch 23 | Industrial Cust 1 | Industrial Cust 2 | 0
13 | 12 Months Ended Dec 2015 A: Operating Expenses
14 | Operation & Maintenance Expenses |  | 6583332.681 | 2783392.4375 | 1682594.8234 | 485619.4874 | 31517.8167 | 854221.1363 | 66008.6669 | 2084.0441 | 2523.4591 | 463865.0467 | 99033.3403 | 112472.4228 | 0
15 | Depreciation Expense |  | 0 | 0 | 0 | 0 | 0 | 0 | 0 | 0 | 0 | 0 | 0 | 0 | 0
16 | Amortization Expense |  | 0 | 0 | 0 | 0 | 0 | 0 | 0 | 0 | 0 | 0 | 0 | 0 | 0
17 | Taxes Other Than Income |  | 609.72 | 241.7116 | 158.3949 | 46.7756 | 2.467 | 89.6354 | 5.996 | 0.18344 | 0.26538 | 41.3891 | 10.3751 | 12.5264 | 0
18 | Income Taxes - Federal |  | 187426.8245 | 64043.9433 | 62686.4463 | 16565.1657 | 1769.1706 | 20305.0997 | 1526.0778 | 91.6468 | 231.5606 | 16055.2109 | 684.9134 | 3467.5895 | 0
19 | Income Taxes - State |  | 25468.1926 | 8702.5082 | 8518.0469 | 2250.9309 | 240.4009 | 2759.1258 | 207.3686 | 12.4533 | 31.4652 | 2181.6365 | 93.0683 | 471.1878 | 0
20 | Income Taxes Deferred |  | 0 | 0 | 0 | 0 | 0 | 0 | 0 | 0 | 0 | 0 | 0 | 0 | 0
21 | Investment Tax Credit Adj |  | 0 | 0 | 0 | 0 | 0 | 0 | 0 | 0 | 0 | 0 | 0 | 0 | 0
22 | Misc Revenues & Expense |  | 0 | 0 | 0 | 0 | 0 | 0 | 0 | 0 | 0 | 0 | 0 | 0 | 0
23
24 | Total Operating Expenses |  | 6796837.4181 | 2856380.6006 | 1753957.7116 | 504482.3596 | 33529.8551 | 877374.9972 | 67748.1094 | 2188.3276 | 2786.7503 | 482143.2833 | 99821.697 | 116423.7265 | 0
25
26
27 | 12 Months Ended Dec 2015 A: Rate Base :
28 | Electric Plant In Service |  | 0 | 0 | 0 | 0 | 0 | 0 | 0 | 0 | 0 | 0 | 0 | 0 | 0
29 | Plant Held For Future Use |  | 0 | 0 | 0 | 0 | 0 | 0 | 0 | 0 | 0 | 0 | 0 | 0 | 0
30 | Electric Plant Acquisition Adj |  | 0 | 0 | 0 | 0 | 0 | 0 | 0 | 0 | 0 | 0 | 0 | 0 | 0
31 | Pensions |  | 0 | 0 | 0 | 0 | 0 | 0 | 0 | 0 | 0 | 0 | 0 | 0 | 0
32 | Prepayments |  | 2918735.8523 | 1234023.5094 | 745982.3275 | 215300.5289 | 13973.4973 | 378720.9271 | 29265.096 | 923.9658 | 1118.7815 | 205655.6471 | 43906.6617 | 49864.9102 | 0
33 | Fuel Stock |  | 0 | 0 | 0 | 0 | 0 | 0 | 0 | 0 | 0 | 0 | 0 | 0 | 0
34 | Materials & Supplies |  | 0 | 0 | 0 | 0 | 0 | 0 | 0 | 0 | 0 | 0 | 0 | 0 | 0
35 | Misc Deferred Debits |  | 1680744.73 | 710608.5014 | 429571.5437 | 123980.1228 | 8046.5938 | 218085.2378 | 16852.2122 | 532.0628 | 644.2467 | 118426.1483 | 25283.5111 | 28714.5495 | 0
36 | Cash Working Capital |  | 111456.4293 | 46839.7231 | 28761.8861 | 8272.642 | 549.8319 | 14387.4391 | 1110.9523 | 35.8848 | 45.6979 | 7906.3196 | 1636.9039 | 1909.1486 | 0
37 | Weatherization Loans |  | 2158809.4308 | 731904.7857 | 580327.8652 | 179470.0745 | 5226.2333 | 398732.9532 | 20329.0998 | 574.867 | 1181.3534 | 134345.4982 | 46069.298 | 60647.4025 | 0
38 | Miscellaneous Rate Base |  | 0 | 0 | 0 | 0 | 0 | 0 | 0 | 0 | 0 | 0 | 0 | 0 | 0
39
40 | Total Rate Base Additions |  | 6869746.4425 | 2723376.5195 | 1784643.6224 | 527023.3682 | 27796.1563 | 1009926.5571 | 67557.3602 | 2066.7804 | 2990.0796 | 466333.6132 | 116896.3747 | 141136.0108 | 0
41
42 | 12 Months Ended Dec 2015 A: Rate Base Deductions :
43 | Accum Provision For Depreciation |  | 0 | 0 | 0 | 0 | 0 | 0 | 0 | 0 | 0 | 0 | 0 | 0 | 0
44 | Accum Provision For Amortization |  | 0 | 0 | 0 | 0 | 0 | 0 | 0 | 0 | 0 | 0 | 0 | 0 | 0
45 | Accum Deferred Income Taxes |  | 0 | 0 | 0 | 0 | 0 | 0 | 0 | 0 | 0 | 0 | 0 | 0 | 0
46 | Unamortized ITC |  | 0 | 0 | 0 | 0 | 0 | 0 | 0 | 0 | 0 | 0 | 0 | 0 | 0
47 | Customer Advance For Construction |  | 0 | 0 | 0 | 0 | 0 | 0 | 0 | 0 | 0 | 0 | 0 | 0 | 0
48 | Customer Service Deposits |  | 0 | 0 | 0 | 0 | 0 | 0 | 0 | 0 | 0 | 0 | 0 | 0 | 0
49 | Misc Rate Base Deductions |  | 0 | 0 | 0 | 0 | 0 | 0 | 0 | 0 | 0 | 0 | 0 | 0 | 0
50
51 | Total Rate Base Deductions |  | 0 | 0 | 0 | 0 | 0 | 0 | 0 | 0 | 0 | 0 | 0 | 0 | 0
52
53 | Total Rate Base |  | 6869746.4425 | 2723376.5195 | 1784643.6224 | 527023.3682 | 27796.1563 | 1009926.5571 | 67557.3602 | 2066.7804 | 2990.0796 | 466333.6132 | 116896.3747 | 141136.0108 | 0
54
55 | Calculated Return On Rate Base |  |  | 6.876% | 9.033% | 8.347% | 14.33% | 6.245% | 6.704% | 10.74% | 16.89% | 8.903% | 3.599% | 7.074%
56
57 | Return On Rate Base | 7.583% | 520963.3381 | 206525.7189 | 135337.4403 | 39966.5192 | 2107.9058 | 76587.2096 | 5123.1742 | 156.7331 | 226.751 | 35364.1459 | 8864.7705 | 10702.9696 | 0
58 | Total Operating Expenses |  | 6797134.0422 | 2868298.4698 | 1737947.4816 | 501991.145 | 32369.8215 | 885741.3894 | 68115.5966 | 2147.9051 | 2614.4957 | 478334.9963 | 102704.0133 | 116868.7279 | 0
59 | Revenue Credits |  | 995334.5547 | 350116.6411 | 266646.6838 | 80283.0007 | 1156.8218 | 181073.2322 | 8686.4924 | 231.1398 | 415.714 | 61495.1823 | 21195.6968 | 24033.9498 | 0
60
61 | Total Revenue Requirements |  | 8313431.935 | 3424940.8298 | 2139931.6056 | 622240.6649 | 35634.5491 | 1143401.8312 | 81925.2632 | 2535.778 | 3256.9607 | 575194.3245 | 132764.4807 | 151605.6473 | 0
62 | [14 empty] | 0
63
64 | Return On Rate Base @ Target ROR | 7.564% | 519601.2243 | 205985.7355 | 134983.5862 | 39862.0225 | 2102.3945 | 76386.9642 | 5109.7791 | 156.3233 | 226.1581 | 35271.6826 | 8841.5926 | 10674.9855 | 0
65 | Total Op. exp. Adjusted for Taxes |  | 6796291.0676 | 2867964.289 | 1737728.4911 | 501926.4749 | 32366.4107 | 885617.4631 | 68107.3067 | 2147.6515 | 2614.1288 | 478277.7733 | 102689.6692 | 116851.4093 | 0
66 | Revenue Credits |  | 995334.5547 | 350116.6411 | 266646.6838 | 80283.0007 | 1156.8218 | 181073.2322 | 8686.4924 | 231.1398 | 415.714 | 61495.1823 | 21195.6968 | 24033.9498 | 0
67
68 | Total Target Revenue Requirements |  | 8311226.8466 | 3424066.6657 | 2139358.7611 | 622071.4981 | 35625.6269 | 1143077.6595 | 81903.5783 | 2535.1146 | 3256.0009 | 575044.6383 | 132726.9587 | 151560.3447 | 0
Generation Demand Summary

## P+T+D+R+M
P+T+D+R+M |  |  | - | Results of Operations - Prod+Tran+Dist+Rtl+Misc - TOTAL Unbundled
Rocky Mountain Power
3 | Cost Of Service By Rate Schedule
4 | State of Utah
5 | 2010 Protocol (Non Wgt)
6 | 12 Months Ended Dec 2015
7
8
9 |  | A |  | B | C |  | D | E | F | G | H | I | J | K | L | M | N | O | Chk Total
12 |  |  |  | DESCRIPTION |  |  | Utah Jurisdiction Normalized | Residential Sch 1 | General Large Dist. Sch 6 | General +1 MW Sch 8 | Street & Area Lighting Sch. 7,11,12 | General Trans Sch 9 | Irrigation Sch 10 | Traffic Signals Sch 15 | Outdoor Lighting Sch 15 | General Small Dist. Sch 23 | Industrial Cust 1 | Industrial Cust 2 | 0
13
12 |  |  |  | Operating Revenues |  |  | 2176812430.3312 | 818755619.6971 | 599881933.2313 | 174018177.4388 | 12144423.7704 | 314674840.1093 | 20392896.3948 | 835385.322 | 1410882.1061 | 153834108.5981 | 32364954.9334 | 48499208.7297 | 0
13
14 |  |  |  | Operating Expenses
15 |  |  |  | Operation & Maintenance Expenses |  |  | 1192924384.4754 | 437677997.3607 | 308845116.7252 | 95220177.3418 | 5761201.0348 | 200345470.0729 | 11499122.9417 | 438841.1515 | 670666.2367 | 77657726.8198 | 23024471.7352 | 31783593.0552 | 0
16 |  |  |  | Depreciation Expense |  |  | 281289038.3857 | 115917145.8664 | 70676225.9936 | 20628408.8695 | 2088152.89 | 39938483.3903 | 2647150.53 | 91112.5729 | 113369.5131 | 19282780.3858 | 4636563.1564 | 5269645.2177 | 0
17 |  |  |  | Amortization Expense |  |  | 14397402.7932 | 5581675.8852 | 3554302.9753 | 1071649.5923 | 1031.4873 | 2523293.5649 | 114544.688 | 6821.0475 | 6430.5893 | 907266.9368 | 294617.4439 | 335768.5826 | 0
18 |  |  |  | Taxes Other Than Income |  |  | 65878212.1881 | 27874009.5271 | 17021069.8725 | 4871347.9785 | 259173.8461 | 8475191.9593 | 672199.2777 | 20672.1406 | 25716.7467 | 4499124.3088 | 999985.8643 | 1159720.6665 | 0
19 |  |  |  | Income Taxes - Federal |  |  | 43992326.443 | 14923596.4577 | 24568511.1462 | 4822286.1796 | 468312.0714 | -5457654.1074 | 317264.0447 | 44107.0807 | 125338.9772 | 6479625.5913 | -1939160.1102 | -359900.8883 | 0
20 |  |  |  | Income Taxes - State |  |  | 9503441.3112 | 3308045.0453 | 4277121.4659 | 935906.1933 | 69974.544 | -131175.521 | 74626.4395 | 6865.5241 | 18501.8026 | 1103672.6445 | -192292.9357 | 32196.1088 | 0
21 |  |  |  | Income Taxes Deferred |  |  | 103384721.7794 | 36896017.577 | 27756182.624 | 8264678.1286 | 178969.8858 | 18399634.8739 | 920638.6417 | 24816.088 | 43416.276 | 6252520.7742 | 2158628.2599 | 2489218.6503 | 0
22 |  |  |  | Investment Tax Credit Adj |  |  | -3979666.4537 | -1673468.6489 | -1023974.079 | -296444.5712 | -15384.899 | -517786.8027 | -40465.5843 | -1227.3014 | -1547.5525 | -279016.9229 | -60343.6904 | -70006.4014 | 0
23 |  |  |  | Misc Revenues & Expense |  |  | 525243.8247 | 720561.8365 | -76136.3724 | -23292.4448 | -844.9502 | -56085.8811 | -1431.7291 | -113.984 | -195.5071 | -17211.1881 | -9293.0563 | -10712.8987 | 0
24
25 |  |  |  | Total Operating Expenses |  |  | 1707915104.7469 | 641225580.907 | 455598420.3512 | 135494717.2676 | 8810585.9103 | 263519371.5491 | 16203649.2499 | 631894.32 | 1001697.082 | 115886489.3501 | 28913176.667 | 40629522.0927 | 0
26
27 |  |  |  | Operating Revenue For Return |  |  | 468897325.5843 | 177530038.7901 | 144283512.8801 | 38523460.1712 | 3333837.8602 | 51155468.5602 | 4189247.1449 | 203491.0021 | 409185.0241 | 37947619.248 | 3451778.2665 | 7869686.637 | 0
28
29
30 |  |  |  | Rate Base :
31 |  |  |  | Electric Plant In Service |  |  | 11346572135.0403 | 4817197287.2128 | 2884436033.6236 | 833409999.4998 | 54857886.456 | 1469322732.7705 | 113492687.6134 | 3771036.5022 | 4421045.0867 | 800387515.094 | 170254102.2451 | 195021808.9362 | 0
32 |  |  |  | Plant Held For Future Use |  |  | 12081865.1214 | 4568139.13 | 3494733.3944 | 1041009.852 | 27693.2763 | 1482243.4687 | 156833.535 | 3291.265 | 6197.3332 | 865360.5515 | 168827.1344 | 267536.1809 | 0
33 |  |  |  | Electric Plant Acquisition Adj |  |  | 16623464.5504 | 6037260.1317 | 4425750.2555 | 1323051.1027 | 29857.3424 | 2877648.8169 | 148574.3792 | 4111.1071 | 6926.351 | 1052447.9226 | 335688.4297 | 382148.7117 | 0
34 |  |  |  | Pensions |  |  | 0 | 0 | 0 | 0 | 0 | 0 | 0 | 0 | 0 | 0 | 0 | 0 | 0
35 |  |  |  | Prepayments |  |  | 16132264.1458 | 6695364.4458 | 4143815.4857 | 1202621.8792 | 71996.6367 | 2182261.0429 | 159965.3858 | 4987.6608 | 6316.7274 | 1122620.2298 | 252941.7472 | 289372.9044 | 0
36 |  |  |  | Fuel Stock |  |  | 80067496.18 | 23278905.4245 | 21937306.7452 | 7223906.9645 | 293885.1804 | 16644902.7845 | 830714.0178 | 24360.6787 | 64722.6672 | 4809806.8247 | 1892244.9811 | 3066739.9113 | 0
37 |  |  |  | Materials & Supplies |  |  | 101186699.1148 | 39816100.0231 | 26407172.1313 | 7759178.5173 | 334875.3947 | 15260454.6347 | 960510.4506 | 28579.3135 | 40474.0518 | 6775028.1745 | 1779170.9169 | 2025155.5064 | 0
38 |  |  |  | Misc Deferred Debits |  |  | 336448729.0748 | 135053320.7646 | 86954784.0674 | 25801154.7382 | 1649540.5579 | 47487551.7494 | 3444217.0459 | 108431.7877 | 158766.7371 | 23245143.397 | 5479935.9902 | 7065882.2394 | 0
39 |  |  |  | Cash Working Capital |  |  | 25086008.3817 | 9668824.031 | 6683231.0415 | 1973288.4687 | 162652.4313 | 3611784.6343 | 244646.8623 | 10025.8429 | 14819.3717 | 1754910.7505 | 391132.455 | 570692.4925 | 0
40 |  |  |  | Weatherization Loans |  |  | 2158809.4308 | 731904.7857 | 580327.8652 | 179470.0745 | 5226.2333 | 398732.9532 | 20329.0998 | 574.867 | 1181.3534 | 134345.4982 | 46069.298 | 60647.4025 | 0
41 |  |  |  | Miscellaneous Rate Base |  |  | 0 | 0 | 0 | 0 | 0 | 0 | 0 | 0 | 0 | 0 | 0 | 0 | 0
42
43 |  |  |  | Total Rate Base Additions |  |  | 11936357471.04 | 5043047105.9493 | 3039063154.6098 | 879913681.0969 | 57433613.509 | 1559268312.8551 | 119458478.3897 | 3955399.025 | 4720449.6796 | 840147178.4428 | 180600113.1975 | 208749984.2853 | 0
44
45 |  |  |  | Rate Base Deductions :
46 |  |  |  | Accum Provision For Depreciation |  |  | -3442685027.562 | -1468302136.5634 | -870081851.5781 | -250824526.867 | -24686125.418 | -438478276.015 | -34189934.7614 | -1147874.6188 | -1304963.9349 | -244685320.5088 | -50818304.3528 | -58165712.9438 | 0
47 |  |  |  | Accum Provision For Amortization |  |  | -228001669.5396 | -117607997.3617 | -46110271.7876 | -13158018.3487 | -1219951.6891 | -24667757.0732 | -1901960.3133 | -197718.476 | -99567.114 | -16917849.7868 | -2858615.6746 | -3261961.9146 | 0
48 |  |  |  | Accum Deferred Income Taxes |  |  | -1891367853.0218 | -806006273.2137 | -481834520.4602 | -139099336.9248 | -7543032.6037 | -242477003.1148 | -19105172.1077 | -627390.8592 | -741089.3986 | -133631489.5107 | -28096585.4506 | -32205959.3778 | 0
49 |  |  |  | Unamortized ITC |  |  | -189331.1084 | -79820.4993 | -48595.4133 | -14048.4364 | -721.5603 | -24647.2683 | -1917.3277 | -59.2486 | -74.2229 | -13315.8786 | -2856.4803 | -3274.7728 | 0
50 |  |  |  | Customer Advance For Construction |  |  | -14379215.9133 | -5385698.6616 | -897338.5197 | -437916.0962 | -48464.8513 | -5245418.461 | -67660.8455 | -39467.9175 | -68389.4915 | -2188861.069 | 0 | 0 | 0
51 |  |  |  | Customer Service Deposits |  |  | -16183238.2962 | -3542941.9454 | -730267.7212 | -2141977.6344 | -8826.5834 | -3844195.2028 | -103981.2225 | 0 | -1659.9496 | -5809388.0369 | 0 | 0 | 0
52 |  |  |  | Misc Rate Base Deductions |  |  | -160379502.0218 | -60366145.6447 | -42072696.4607 | -12726747.0045 | -656767.456 | -25369085.8447 | -1603600.321 | -48844.5088 | -82360.2086 | -10667442.8761 | -2921268.4285 | -3864543.2684 | 0
53 | [6 empty] | 0 | 0 | 0 | 0 | 0 | 0 | 0 | 0 | 0 | 0 | 0 | 0 | 0
54 |  |  |  | Total Rate Base Deductions |  |  | -5753185837.4631 | -2461291013.8897 | -1441775541.9408 | -418402571.3121 | -34163890.1618 | -740106382.9797 | -56974226.8991 | -2061355.629 | -2298104.32 | -413913667.6668 | -84697630.3868 | -97501452.2774 | 0
55 | [18 empty] | 0
56 |  |  |  | Total Rate Base |  |  | 6183171633.5768 | 2581756092.0595 | 1597287612.669 | 461511109.7849 | 23269723.3472 | 819161929.8754 | 62484251.4906 | 1894043.396 | 2422345.3597 | 426233510.776 | 95902482.8107 | 111248532.0079 | 0
57
58
59 |  |  |  | Return On Rate Base |  |  | 7.583% | 6.876% | 9.033% | 8.347% | 14.33% | 6.245% | 6.704% | 10.74% | 16.89% | 8.903% | 3.599% | 7.074%
60
61 |  |  |  | Return On Equity |  |  | 9.903% | 8.522% | 12.74% | 11.4% | 23.08% | 7.288% | 8.186% | 16.08% | 28.09% | 12.48% | 2.119% | 8.908%
Rocky Mountain Power
Cost Of Service By Rate Schedule
State of Utah
2010 Protocol (Non Wgt)
12 Months Ended Dec 2015
|  | A |  | B | C |  | D | E | F | G | H | I | J | K | L | M | N | O
|  |  |  | DESCRIPTION | COS Factor |  | Utah Jurisdiction Normalized | Residential Sch 1 | General Large Dist. Sch 6 | General +1 MW Sch 8 | Street & Area Lighting Sch. 7,11,12 | General Trans Sch 9 | Irrigation Sch 10 | Traffic Signals Sch 15 | Outdoor Lighting Sch 15 | General Small Dist. Sch 23 | Industrial Cust 1 | Industrial Cust 2
79 |  |  |  | Total Rate Base |  |  | 6183171633.5768 | 2581756092.0595 | 1597287612.669 | 461511109.7849 | 23269723.3472 | 819161929.8754 | 62484251.4906 | 1894043.396 | 2422345.3597 | 426233510.776 | 95902482.8107 | 111248532.0079 | 0
80
81
82 |  |  |  | Return On Ratebase ($$) | 7.583% |  | 468897325.5843 | 195786013.8159 | 121129403.1856 | 34998434.1257 | 1764646.316 | 62120681.893 | 4738457.8904 | 143633.7103 | 183697.191 | 32323177.3467 | 7272710.5718 | 8436469.5378 | 0
83 |  |  |  | Operating & Maintenance Expense |  |  | 1192924384.4754 | 437677997.3607 | 308845116.7252 | 95220177.3418 | 5761201.0348 | 200345470.0729 | 11499122.9417 | 438841.1515 | 670666.2367 | 77657726.8198 | 23024471.7352 | 31783593.0552 | 0
84 |  |  |  | Bad Debt to Produce ROR | F80 |  | 0 | 0 | 0 | 0 | 0 | 0 | 0 | 0 | 0 | 0 | 0 | 0 | 0
85 |  |  |  | Depreciation Expense |  |  | 281289038.3857 | 115917145.8664 | 70676225.9936 | 20628408.8695 | 2088152.89 | 39938483.3903 | 2647150.53 | 91112.5729 | 113369.5131 | 19282780.3858 | 4636563.1564 | 5269645.2177 | 0
86 |  |  |  | Amortization Expense |  |  | 14397402.7932 | 5581675.8852 | 3554302.9753 | 1071649.5923 | 1031.4873 | 2523293.5649 | 114544.688 | 6821.0475 | 6430.5893 | 907266.9368 | 294617.4439 | 335768.5826 | 0
87 |  |  |  | Taxes Other Than Income |  |  | 65878212.1881 | 27874009.5271 | 17021069.8725 | 4871347.9785 | 259173.8461 | 8475191.9593 | 672199.2777 | 20672.1406 | 25716.7467 | 4499124.3088 | 999985.8643 | 1159720.6665 | 0
88 |  |  |  | Federal Income Taxes |  |  | 43992326.443 | 14923596.4577 | 24568511.1462 | 4822286.1796 | 468312.0714 | -5457654.1074 | 317264.0447 | 44107.0807 | 125338.9772 | 6479625.5913 | -1939160.1102 | -359900.8883 | 0
89 |  |  |  | FIT Adj to Produce Target ROR | F101 |  | 0 | 0 | 0 | 0 | 0 | 0 | 0 | 0 | 0 | 0 | 0 | 0 | 0
90 |  |  |  | State Income Taxes |  |  | 9503441.3112 | 3308045.0453 | 4277121.4659 | 935906.1933 | 69974.544 | -131175.521 | 74626.4395 | 6865.5241 | 18501.8026 | 1103672.6445 | -192292.9357 | 32196.1088 | 0
91 |  |  |  | SIT Adj to Produce Target ROR | F101 |  | 0 | 0 | 0 | 0 | 0 | 0 | 0 | 0 | 0 | 0 | 0 | 0 | 0
92 |  |  |  | Deferred Income Taxes |  |  | 103384721.7794 | 36896017.577 | 27756182.624 | 8264678.1286 | 178969.8858 | 18399634.8739 | 920638.6417 | 24816.088 | 43416.276 | 6252520.7742 | 2158628.2599 | 2489218.6503 | 0
93 |  |  |  | Investment Tax Credit |  |  | -3979666.4537 | -1673468.6489 | -1023974.079 | -296444.5712 | -15384.899 | -517786.8027 | -40465.5843 | -1227.3014 | -1547.5525 | -279016.9229 | -60343.6904 | -70006.4014 | 0
94 |  |  |  | Misc Revenue & Expenses |  |  | 525243.8247 | 720561.8365 | -76136.3724 | -23292.4448 | -844.9502 | -56085.8811 | -1431.7291 | -113.984 | -195.5071 | -17211.1881 | -9293.0563 | -10712.8987 | 0
|  |  |  | Total Operating Expenses |  |  | 1706420362.2789 | 640300905.4282 | 455159302.4005 | 135251343.3171 | 8975892.9146 | 263652740.0379 | 16190709.928 | 635395.086 | 1002703.7998 | 115679779.867 | 28926627.7793 | 40644961.7206
|  |  |  | Total Op. exp. Adjusted for Taxes |  |  | 466184458.128 | 206432439.8175 | 105770650.7447 | 32405633.9175 | 925202.4297 | 68512931.9884 | 5043518.902 | 108187.7177 | 43433.6833 | 28623216.5547 | 9589945.5459 | 8729296.8265
97 |  |  |  | Revenue Credits |  |  | -248410845.3312 | -93000004.6971 | -65705927.2313 | -19380414.4388 | -679845.7704 | -39818620.1093 | -2580358.3948 | -85519.322 | -111524.1061 | -17103620.5981 | -4529779.9334 | -5415230.7297 | 0
98
99 |  |  |  | Total Revenue Requirements |  |  | 1928401585 | 755309708.818 | 496692457.2324 | 148931195.681 | 8924257.1435 | 292607501.0525 | 18701640.1091 | 652964.6833 | 934321.974 | 127625234.3288 | 34020776.7914 | 44001527.186 | 0
100 |  |  |  | Operating Revenues |  |  | 1928401585 | 725755615 | 534176006 | 154637763 | 11464578 | 274856220 | 17812538 | 749866 | 1299358 | 136730488 | 27835175 | 43083978 | 0
101
102 |  |  |  | Increase / (Decrease) Required to
103 |  |  |  | Earn Equal Rates of Return |  |  | -8.5831e-06 | 29554093.818 | -37483548.7676 | -5706567.319 | -2540320.8565 | 17751281.0525 | 889102.1091 | -96901.3167 | -365036.026 | -9105253.6712 | 6185601.7914 | 917549.186 | 0
104
105 |  |  |  | Existing Revenues |  |  | 1928401585 | 725755615 | 534176006 | 154637763 | 11464578 | 274856220 | 17812538 | 749866 | 1299358 | 136730488 | 27835175 | 43083978 | 0
106
107 |  |  |  | Percent Increase / (Decrease)
108 |  |  |  | Over Existing Rates To
109 |  |  |  | Equal Authorized RoE & RoR |  |  | -4.451e-13% | 4.072% | -7.017% | -3.69% | -22.16% | 6.458% | 4.991% | -12.92% | -28.09% | -6.659% | 22.22% | 2.13%
[5 empty] | 2010 Protocol |  | E: ELECTRIC REVENUES
|  | Results of Operations - Prod+Tran+Dist+Rtl+Misc - TOTAL Unbundled |  |  | (Non-Wgt)
|  | A |  | B | C |  | D | E | F | G | H | I | J | K | L | M | N | O
|  | FERC ACCT |  | DESCRIPTION | COS Factor |  | Utah Jurisdiction Normalized | Residential Sch 1 | General Large Dist. Sch 6 | General +1 MW Sch 8 | Street & Area Lighting Sch. 7,11,12 | General Trans Sch 9 | Irrigation Sch 10 | Traffic Signals Sch 15 | Outdoor Lighting Sch 15 | General Small Dist. Sch 23 | Industrial Cust 1 | Industrial Cust 2 |  | Func Study Row
122 |  | 440 | Residential Sales |  | A |  | 725755615 | 725755615 | 0 | 0 | 0 | 0 | 0 | 0 | 0 | 0 | 0 | 0 | 0
123
124 |  | 442 | Commercial & Industrial Sales |  | A |  | 1175222419 | 0 | 534176006 | 154637763 | 0 | 260946471 | 17812538 | 0 | 0 | 136730488 | 27835175 | 43083978 | 0
125 |  |  |  | Interruptible Demand | F10 |  | 0 | 0 | 0 | 0 | 0 | 0 | 0 | 0 | 0 | 0 | 0 | 0 | 0 | 100
126 |  |  |  | Interruptible Energy | F30 |  | 0 | 0 | 0 | 0 | 0 | 0 | 0 | 0 | 0 | 0 | 0 | 0 | 0 | 101
127 | [6 empty] | 1175222419 | 0 | 534176006 | 154637763 | 0 | 260946471 | 17812538 | 0 | 0 | 136730488 | 27835175 | 43083978 | 0
128
129 |  | 444 | Public Street & Highway Lighting |  | A |  | 13513802 | 0 | 0 | 0 | 11464578 | 0 | 0 | 749866 | 1299358 | 0 | 0 | 0 | 0
130
131 |  | 445 | Other Sales to Public Authority |  | A |  | 13909749 | 0 | 0 | 0 | 0 | 13909749 | 0 | 0 | 0 | 0 | 0 | 0 | 0
132
133 |  | 448 | Interdepartmental |  | A | 0 | 0 | 0 | 0 | 0 | 0 | 0 | 0 | 0 | 0 | 0 | 0 | 0 | 0 | 114
134 |  |  |  | Demand | F10 |  | 0 | 0 | 0 | 0 | 0 | 0 | 0 | 0 | 0 | 0 | 0 | 0 | 0 | 115
135 | [6 empty] | 0 | 0 | 0 | 0 | 0 | 0 | 0 | 0 | 0 | 0 | 0 | 0 | 0
136
137 |  | Total Sales to Ultimate Customers |  |  |  |  | 1928401585 | 725755615 | 534176006 | 154637763 | 11464578 | 274856220 | 17812538 | 749866 | 1299358 | 136730488 | 27835175 | 43083978 | 0
138
139 |  | 447 | Sales for Resale |  | F11 |  | 0 | 0 | 0 | 0 | 0 | 0 | 0 | 0 | 0 | 0 | 0 | 0 | 0 | 121
140 |  |  |  | Demand | F10 |  | 0 | 0 | 0 | 0 | 0 | 0 | 0 | 0 | 0 | 0 | 0 | 0 | 0 | 122
141 |  |  |  | Demand | F10 |  | 115242943.3481 | 41853587.4531 | 30681720.0724 | 9172113.4793 | 206987.4185 | 19949434.6427 | 1029998.8133 | 28500.4417 | 48017.2513 | 7296144.3119 | 2327175.6961 | 2649263.7679 |  | 123
142 |  |  |  | Energy | F30 |  | -273301.9688 | -79460.0929 | -74880.6871 | -24658.0459 | -1003.1461 | -56815.6233 | -2835.5548 | -83.1526 | -220.924 | -16417.7692 | -6458.979 | -10467.9938 | 0 | 124
143 | [6 empty] | 114969641.3793 | 41774127.3602 | 30606839.3853 | 9147455.4334 | 205984.2724 | 19892619.0194 | 1027163.2584 | 28417.2891 | 47796.3273 | 7279726.5426 | 2320716.7171 | 2638795.7741 | 0
144
145 |  | 449 | Provision for Rate Refund |  | F11 |  | 0.1 | 0.033903 | 0.026882 | 0.0083134 | 0.00024209 | 0.01847 | 0.00094168 | 2.6629e-05 | 5.4722e-05 | 0.0062231 | 0.002134 | 0.0028093 | 0 | 128
146 |  |  |  |  | F10 |  | 0 | 0 | 0 | 0 | 0 | 0 | 0 | 0 | 0 | 0 | 0 | 0 |  | 129
147
148 |  | State Specific Revenue Credit |  |  | F140 |  | 61050379 | 23466976.5938 | 16175945.3079 | 4782388.931 | 296068.1947 | 9138710.6699 | 587208.7858 | 21741.2327 | 33253.0109 | 4155611.4665 | 1015510.6141 | 1376964.1926 | 0 | 131
149
150 |  | AGA Revenue |  |  | A |  | 3345965.57 | 30838.15 | 1695386.4 | 389698.32 | 0 | 520310.89 | 251780.7 | 4662 | 0 | 453289.11 | 0 | 0 | 0 | 133
151
152 |  | Total Sales from Electricity |  |  |  |  | 2107767571.0493 | 791027557.1379 | 582654177.1201 | 168957305.6926 | 11966630.4673 | 304407860.5977 | 19678690.7452 | 804686.5219 | 1380407.3382 | 148619115.1254 | 31171402.3334 | 47099737.9696 | 0
153
154 |  | Other Electric Operating Revenues
155 |  | 450 | Forfeited Discounts & Interest |  | A |  | 3479500.68 | 2450539.4385 | 147687.9932 | 4267.0459 | 46833.2101 | 4165.2092 | 101508.2103 | 13219.3923 | 2791.8029 | 708427.8479 | 30.2648 | 30.2648 | 0 | 139
156 |  |  |  | Customers | F40 |  | 0 | 0 | 0 | 0 | 0 | 0 | 0 | 0 | 0 | 0 | 0 | 0 | 0 | 140
157 | [6 empty] | 3479500.68 | 2450539.4385 | 147687.9932 | 4267.0459 | 46833.2101 | 4165.2092 | 101508.2103 | 13219.3923 | 2791.8029 | 708427.8479 | 30.2648 | 30.2648 | 0
158
159 |  | 451 | Misc Electric Revenue |  | A |  | 3596319.8 | 2507548.4237 | 437452.3452 | 92775.7258 | 10872.1019 | 10957.2354 | 27490.7906 | 1845.8693 | 1397.6366 | 505978.3904 | 0.64056 | 0.64056 | 0 | 144
160 |  |  |  | Demand | F10 |  | 0 | 0 | 0 | 0 | 0 | 0 | 0 | 0 | 0 | 0 | 0 | 0 | 0 | 145
161 |  |  |  | Customer | F40 |  | 4073.3681 | 3528.1449 | 72.9784 | 1.1693 | 43.1651 | 0.75359 | 15.6928 | 12.184 | 2.5731 | 396.6975 | 0.0046788 | 0.0046788 | 0 | 146
162 | [6 empty] | 3600393.1681 | 2511076.5685 | 437525.3236 | 92776.8952 | 10915.2669 | 10957.989 | 27506.4835 | 1858.0533 | 1400.2097 | 506375.088 | 0.64524 | 0.64524 | 0
163
164 |  | 453 | Water Sales |  | F10 |  | 0 | 0 | 0 | 0 | 0 | 0 | 0 | 0 | 0 | 0 | 0 | 0 | 0 | 150
165
166 |  | 454 | Rent of Electric Property |  | A |  | 2963721.24 | 1479338.1232 | 927767.9772 | 241464.688 | 1411.9604 | 0 | 50546.3509 | 688.265 | 363.0719 | 262140.8035 | 0 | 0 | 0 | 154
167 |  |  |  | Demand | F10 |  | 2706355.3204 | 982886.0301 | 720526.8622 | 215397.1201 | 4860.8746 | 468490.7988 | 24188.4031 | 669.3019 | 1127.633 | 171342.0224 | 54651.1929 | 62215.0813 | 0 | 155
168 |  |  |  | Demand | F10 |  | 7884.8857 | 2863.6092 | 2099.2336 | 627.5531 | 14.162 | 1364.934 | 70.4722 | 1.95 | 3.2853 | 499.1999 | 159.2246 | 181.2618 | 0 | 156
169 |  |  |  | System Overhead | F102 |  | 1929240.8158 | 819232.7468 | 492452.7998 | 141964.5378 | 9414.6922 | 247729.4175 | 19408.8921 | 614.862 | 737.5165 | 136362.7943 | 28714.2611 | 32608.2955 | 0 | 157
170 | [6 empty] | 7607202.2618 | 3284320.5093 | 2142846.8726 | 599453.899 | 15701.6893 | 717585.1503 | 94214.1183 | 1974.3789 | 2231.5067 | 570344.8201 | 83524.6787 | 95004.6387 | 0
171
172 |  | 456 | Other Electric Revenue |  | A |  | -1838779.1134 | -667802.2571 | -489547.5672 | -146347.2657 | -3302.6241 | -318306.7042 | -16434.3268 | -454.7438 | -766.1477 | -116414.9106 | -37131.6601 | -42270.7928 | 0 | 161
173 |  |  |  | Customer | F40 |  | 0 | 0 | 0 | 0 | 0 | 0 | 0 | 0 | 0 | 0 | 0 | 0 | 0 | 162
174 |  |  |  | Energy | F30 |  | 3580592.9158 | 1041025.2328 | 981029.3674 | 323050.8176 | 13142.4516 | 744354.7487 | 37149.2662 | 1089.4018 | 2894.3771 | 215093.0286 | 84620.5926 | 137143.6316 | 0 | 163
175 |  |  |  | Demand | F10 |  | 638202.8582 | 231780.605 | 169912.0213 | 50794.1646 | 1146.2738 | 110477.7945 | 5704.0212 | 157.8323 | 265.9143 | 40405.2519 | 12887.6453 | 14671.334 | 0 | 164
176 |  |  |  | Demand | F10 |  | 51977746.398 | 18877122.4622 | 13838302.1003 | 4136876.1896 | 93357.0354 | 8997745.3241 | 464557.8771 | 12854.4854 | 21657.1049 | 3290762.347 | 1049620.4335 | 1194891.0386 | 0 | 165
177 | [6 empty] | 54357763.1719 | 19482126.0429 | 14499695.9217 | 4364373.9061 | 104343.1368 | 9534271.1629 | 490976.8376 | 13646.9757 | 24051.2485 | 3429845.7169 | 1109997.0114 | 1304435.2114 | 0
178 | [18 empty] | 0
179 |  | Total Other Electric Operating Revenues |  |  |  |  | 69044859.2819 | 27728062.5592 | 17227756.1111 | 5060871.7462 | 177793.3031 | 10266979.5115 | 714205.6497 | 30698.8002 | 30474.7679 | 5214993.4728 | 1193552.6001 | 1399470.7601 | 0
180 | [18 empty] | 0
181 |  | Total Electric Operating Revenues |  |  |  |  | 2176812430.3312 | 818755619.6971 | 599881933.2313 | 174018177.4388 | 12144423.7704 | 314674840.1093 | 20392896.3948 | 835385.322 | 1410882.1061 | 153834108.5981 | 32364954.9334 | 48499208.7297 | 0
182
183 |  | Miscellaneous Revenues
184 |  | 41160 | Gain on Sale of Utility Plant - CR |  | F10 |  | 0 | 0 | 0 | 0 | 0 | 0 | 0 | 0 | 0 | 0 | 0 | 0 | 0 | 179
185 |  | 41170 | Loss on Sale of Utility Plant |  | F10 |  | 0 | 0 | 0 | 0 | 0 | 0 | 0 | 0 | 0 | 0 | 0 | 0 | 0 | 184
186 |  | 4118 | Gain from Emission Allowances |  | F30 |  | -11726.3166 | -3409.3212 | -3212.8369 | -1057.9801 | -43.0411 | -2437.7358 | -121.6625 | -3.5678 | -9.479 | -704.4221 | -277.1295 | -449.1406 | 0 | 187
187 |  | 41181 | Gain from Disposition of NOX Credits |  | F10 |  | 0 | 0 | 0 | 0 | 0 | 0 | 0 | 0 | 0 | 0 | 0 | 0 | 0 | 190
188 |  | 4194 | Impact Housing Interest Income |  | F10 |  | 0 | 0 | 0 | 0 | 0 | 0 | 0 | 0 | 0 | 0 | 0 | 0 | 0 | 194
189 |  | 421 | (Gain)/Loss on Sale of Utility Plant |  | F10 |  | -446473.3587 | -162148.8589 | -118866.893 | -35534.5342 | -801.9091 | -77287.9521 | -3990.4138 | -110.4162 | -186.0281 | -28266.6683 | -9015.9269 | -10263.7581 | 0 | 204
190
191 |  | Total Miscellaneous Revenues |  |  |  |  | -458199.6753 | -165558.1802 | -122079.7298 | -36592.5143 | -844.9502 | -79725.6879 | -4112.0763 | -113.984 | -195.5071 | -28971.0905 | -9293.0563 | -10712.8987 | 0
192
193 |  | Miscellaneous Expenses
194 |  | 4311 | Interest on Customer Deposits |  | F80 |  | 983443.5 | 886120.0167 | 45943.3574 | 13300.0695 | 0 | 23639.8068 | 2680.3472 | 0 | 0 | 11759.9024 | 0 | 0 | 0 | 210
195
196 |  | DFA | Divergence Fairness Adjustment
197 |  |  |  | Production | F105 |  | 0 | 0 | 0 | 0 | 0 | 0 | 0 | 0 | 0 | 0 | 0 | 0 | 0 | 214
198 |  |  |  | Transmission | F105 |  | 0 | 0 | 0 | 0 | 0 | 0 | 0 | 0 | 0 | 0 | 0 | 0 | 0 | 215
199 |  |  |  | Distribution | F105 |  | 0 | 0 | 0 | 0 | 0 | 0 | 0 | 0 | 0 | 0 | 0 | 0 | 0 | 216
200 | [6 empty] | 0 | 0 | 0 | 0 | 0 | 0 | 0 | 0 | 0 | 0 | 0 | 0 | 0
201
202 |  | Net Miscellaneous Revenues And Expense |  |  |  |  | 525243.8247 | 720561.8365 | -76136.3724 | -23292.4448 | -844.9502 | -56085.8811 | -1431.7291 | -113.984 | -195.5071 | -17211.1881 | -9293.0563 | -10712.8987 | 0
203
204 |  | Distribution - METER - Unbundled
205 | [6 empty] | E: STEAM POWER GENERATION
206
207 |  | A |  | B | C |  | D | E | F | G | H | I | J | K | L | M | N | O
208 |  | FERC ACCT |  | DESCRIPTION | COS Factor |  | Utah Jurisdiction Normalized | Residential Sch 1 | General Large Dist. Sch 6 | General +1 MW Sch 8 | Street & Area Lighting Sch. 7,11,12 | General Trans Sch 9 | Irrigation Sch 10 | Traffic Signals Sch 15 | Outdoor Lighting Sch 15 | General Small Dist. Sch 23 | Industrial Cust 1 | Industrial Cust 2
209 |  | 500 | Operation Suprvn & Engineering |  | F10 |  | 6166530.3731 | 2239542.0557 | 1641747.0192 | 490790.2793 | 11075.6821 | 1067473.557 | 55114.1682 | 1525.0291 | 2569.3533 | 390409.1149 | 124524.7578 | 141759.3565 | 0 | 225
210 |  |  |  | Cholla | F10 |  | 630684.0179 | 229049.9351 | 167910.2419 | 50195.7449 | 1132.7692 | 109176.2257 | 5636.8205 | 155.9729 | 262.7815 | 39929.2267 | 12735.8125 | 14498.487 | 0 | 226
211 |  |  |  | Total 500 |  |  | 6797214.391 | 2468591.9909 | 1809657.2611 | 540986.0242 | 12208.4513 | 1176649.7827 | 60750.9888 | 1681.002 | 2832.1348 | 430338.3415 | 137260.5703 | 156257.8435 | 0
212
213 |  | 501 | Fuel Related |  | F30 |  | 319943005.8295 | 93020555.5223 | 87659639.6133 | 28866126.9345 | 1174340.556 | 66511636.8401 | 3319463.6092 | 97343.2307 | 258626.3551 | 19219585.0549 | 7561252.3921 | 12254435.7215 | 0 | 237
214 |  |  |  | System Energy - Non NPC | F30 |  | 14920907.8536 | 4338119.9531 | 4088107.5108 | 1346204.831 | 54766.7144 | 3101846.2239 | 154806.9804 | 4539.7129 | 12061.3357 | 896327.3219 | 352627.6498 | 571499.6198 | 0 | 230
215 |  |  |  | System Energy - Non NPC | F30 |  | 1561212.791 | 453908.5977 | 427749.1557 | 140856.8582 | 5730.3815 | 324554.1121 | 16197.8507 | 475.0018 | 1262.0084 | 93785.0226 | 36896.3338 | 59797.4684 | 0 | 233
216 |  |  |  | Cholla - Non NPC | F30 |  | 0 | 0 | 0 | 0 | 0 | 0 | 0 | 0 | 0 | 0 | 0 | 0 | 0 | 234
217 |  |  |  | Cholla | F30 |  | 25026488.92 | 7276226.8895 | 6856886.8815 | 2257957.801 | 91858.9261 | 5202653.9481 | 259654.1188 | 7614.3539 | 20230.1957 | 1503388.8026 | 591454.0895 | 958562.9134 | 0 | 240
218 |  |  |  | Total 501 |  |  | 361451615.3941 | 105088810.9625 | 99032383.1613 | 32611146.4246 | 1326696.578 | 75140691.1241 | 3750122.5591 | 109972.2993 | 292179.895 | 21713086.2019 | 8542230.4652 | 13844295.7232 | 0
219
220 |  | 502 | Steam Expenses |  | F10 |  | 33573898.0812 | 12193267.8796 | 8938551.1402 | 2672125.4612 | 60301.9525 | 5811898.4643 | 300071.0861 | 8303.0761 | 13988.9372 | 2125596.5736 | 677979.5567 | 771813.9536 | 0 | 244
221 |  |  |  | Cholla | F10 |  | 3491216.9146 | 1267929.7162 | 929484.5912 | 277863.7615 | 6270.5616 | 604356.3418 | 31203.2058 | 863.4041 | 1454.6543 | 221032.3834 | 70500.4135 | 80257.8814 | 0 | 245
222 |  |  |  | Total 502 |  |  | 37065114.9958 | 13461197.5958 | 9868035.7314 | 2949989.2227 | 66572.5141 | 6416254.8062 | 331274.292 | 9166.4801 | 15443.5915 | 2346628.9569 | 748479.9701 | 852071.835 | 0
223
224 |  | 503 | Steam From Other Sources |  | F30 |  | 1712258.0637 | 497823.6541 | 469133.3208 | 154484.5729 | 6284.7884 | 355954.2932 | 17764.9713 | 520.9576 | 1384.1061 | 102858.5995 | 40466.0053 | 65582.7944 | 0 | 252
225 |  |  |  | System Energy - Non NPC | F30 |  | 0 | 0 | 0 | 0 | 0 | 0 | 0 | 0 | 0 | 0 | 0 | 0 | 0 | 249
226 |  |  |  | Total 503 |  |  | 1712258.0637 | 497823.6541 | 469133.3208 | 154484.5729 | 6284.7884 | 355954.2932 | 17764.9713 | 520.9576 | 1384.1061 | 102858.5995 | 40466.0053 | 65582.7944 | 0
227
228 |  | 505 | Electric Expenses |  | F10 |  | 715965.0051 | 260022.029 | 190615.0366 | 56983.2051 | 1285.9421 | 123939.0167 | 6399.0305 | 177.0635 | 298.3148 | 45328.45 | 14457.9469 | 16458.97 | 0 | 256
229 |  |  |  | Cholla | F10 |  | 314172.6957 | 114100.2999 | 83643.8087 | 25004.8075 | 564.2844 | 54385.6958 | 2807.9594 | 77.6973 | 130.9035 | 19890.583 | 6344.2935 | 7222.3627 | 0 | 257
230 |  |  |  | Total 505 |  |  | 1030137.7009 | 374122.3289 | 274258.8453 | 81988.0126 | 1850.2265 | 178324.7125 | 9206.9898 | 254.7608 | 429.2183 | 65219.033 | 20802.2405 | 23681.3327 | 0
231
232 |  | 506 | Misc. Steam Expense |  | F10 |  | 9328546.3942 | 3387913.5761 | 2483586.7675 | 742453.1484 | 16754.9672 | 1614842.707 | 83375.0982 | 2307.0193 | 3886.8424 | 590599.4652 | 188377.4036 | 214449.3993 | 0 | 261
233 |  |  |  | System Energy | F30 |  | 0 | 0 | 0 | 0 | 0 | 0 | 0 | 0 | 0 | 0 | 0 | 0 | 0 | 262
234 |  |  |  | Cholla | F10 |  | 447551.7134 | 162540.4926 | 119153.9889 | 35620.3598 | 803.846 | 77474.6236 | 4000.0517 | 110.6829 | 186.4774 | 28334.94 | 9037.7028 | 10288.5479 | 0 | 263
235 |  |  |  | Total 506 |  |  | 9776098.1075 | 3550454.0687 | 2602740.7564 | 778073.5082 | 17558.8132 | 1692317.3306 | 87375.1499 | 2417.7022 | 4073.3198 | 618934.4052 | 197415.1064 | 224737.9471 | 0
236
237 |  | 507 | Rents |  | F10 |  | 172898.9232 | 62792.9138 | 46031.7674 | 13760.9167 | 310.5431 | 29930.1256 | 1545.3066 | 42.7592 | 72.0403 | 10946.4012 | 3491.4604 | 3974.6889 | 0 | 267
238 |  |  |  | Cholla | F10 |  | 0 | 0 | 0 | 0 | 0 | 0 | 0 | 0 | 0 | 0 | 0 | 0 | 0 | 268
239 |  |  |  | Total 507 |  |  | 172898.9232 | 62792.9138 | 46031.7674 | 13760.9167 | 310.5431 | 29930.1256 | 1545.3066 | 42.7592 | 72.0403 | 10946.4012 | 3491.4604 | 3974.6889 | 0
240
241 |  | 510 | Maint Supervision & Engineering |  | F10 |  | 772739.6529 | 280641.2757 | 205730.4424 | 61501.8636 | 1387.9148 | 133767.1423 | 6906.4613 | 191.1043 | 321.9706 | 48922.9089 | 15604.4343 | 17764.1347 | 0 | 272
242 |  |  |  | Cholla | F10 |  | 1542807.814 | 560312.3271 | 410749.6398 | 122791.1049 | 2771.0313 | 267071.8289 | 13789.0457 | 381.5479 | 642.828 | 97676.6831 | 31154.9215 | 35466.8557 | 0 | 273
243 |  |  |  | Total 510 |  |  | 2315547.4669 | 840953.6028 | 616480.0822 | 184292.9685 | 4158.9461 | 400838.9712 | 20695.507 | 572.6522 | 964.7985 | 146599.592 | 46759.3558 | 53230.9904 | 0
244
245 |  | 511 | Maintenance of Structures |  | F10 |  | 12822702.5269 | 4656910.7488 | 3413853.8818 | 1020550.8404 | 23030.8079 | 2219707.85 | 114604.5736 | 3171.1502 | 5342.7213 | 811817.9334 | 258937.1706 | 294774.8489 | 0 | 277
246 |  |  |  | Cholla | F10 |  | 610055.9392 | 221558.2912 | 162418.3226 | 48553.969 | 1095.7192 | 105605.3476 | 5452.4544 | 150.8714 | 254.1866 | 38623.2427 | 12319.2563 | 14024.2782 | 0 | 278
247 |  |  |  | Total 511 |  |  | 13432758.4661 | 4878469.04 | 3576272.2045 | 1069104.8095 | 24126.5271 | 2325313.1975 | 120057.028 | 3322.0216 | 5596.9079 | 850441.1761 | 271256.4269 | 308799.1271 | 0
248
249 |  | 512 | Maintenance of Boiler Plant |  | F10 |  | 40221808.2065 | 14607635.9939 | 10708458.3606 | 3201228.4526 | 72242.2389 | 6962702.537 | 359487.6486 | 9947.154 | 16758.8628 | 2546482.3149 | 812225.1289 | 924639.5143 | 0 | 282
250 |  |  |  | Cholla | F10 |  | 1406851.1414 | 510935.9894 | 374553.1974 | 111970.3987 | 2526.8401 | 243536.6894 | 12573.9153 | 347.9248 | 586.1801 | 89069.1322 | 28409.46 | 32341.4141 | 0 | 283
251 |  |  |  | Total 512 |  |  | 41628659.3479 | 15118571.9833 | 11083011.558 | 3313198.8514 | 74769.079 | 7206239.2264 | 372061.5639 | 10295.0788 | 17345.0429 | 2635551.4471 | 840634.5888 | 956980.9284 | 0
252
253 |  | 513 | Maintenance of Electric Plant |  | F10 |  | 14930045.8032 | 5422249.3764 | 3974902.6942 | 1188272.9682 | 26815.7993 | 2584505.0839 | 133439.2286 | 3692.312 | 6220.7693 | 945235.9129 | 301492.1237 | 343219.5348 | 0 | 287
254 |  |  |  | Cholla | F10 |  | 329437.6679 | 119644.1868 | 87707.8805 | 26219.7371 | 591.7018 | 57028.1792 | 2944.3921 | 81.4724 | 137.2639 | 20857.0234 | 6652.5491 | 7573.2817 | 0 | 288
255 |  |  |  | Total 513 |  |  | 15259483.4711 | 5541893.5632 | 4062610.5747 | 1214492.7053 | 27407.5011 | 2641533.2631 | 136383.6206 | 3773.7844 | 6358.0331 | 966092.9363 | 308144.6728 | 350792.8165 | 0
256
257 |  | 514 | Maint of Misc. Steam Plant |  | F10 |  | 3794931.3433 | 1378231.8139 | 1010344.0418 | 302036.2021 | 6816.062 | 656931.6316 | 33917.6931 | 938.5149 | 1581.2003 | 240260.8431 | 76633.5164 | 87239.8241 | 0 | 292
258 |  |  |  | Cholla | F10 |  | 1415329.2333 | 514015.0375 | 376810.3633 | 112645.1647 | 2542.0675 | 245004.3119 | 12649.6893 | 350.0215 | 589.7126 | 89605.8885 | 28580.6636 | 32536.3128 | 0 | 293
259 |  |  |  | Total 514 |  |  | 5210260.5766 | 1892246.8514 | 1387154.405 | 414681.3668 | 9358.1295 | 901935.9435 | 46567.3824 | 1288.5364 | 2170.9129 | 329866.7317 | 105214.18 | 119776.137 | 0
260
261 |  | Total Steam Power Generation |  |  |  |  | 495852046.9049 | 153775928.5552 | 134827769.6681 | 43326199.3834 | 1571302.0973 | 98465982.7766 | 4953805.3594 | 143308.0344 | 348850.001 | 30216563.8226 | 11262155.0425 | 16960182.1643 | 0
262
263
264 | [6 empty] | D: NUCLEAR POWER GENERATION
265
266
267 |  | 517 | Operation Super & Engineering |  | F10 |  | 0 | 0 | 0 | 0 | 0 | 0 | 0 | 0 | 0 | 0 | 0 | 0 | 0 | 299
268
269 |  | 518 | Nuclear Fuel Expense |  | F30 |  | 0 | 0 | 0 | 0 | 0 | 0 | 0 | 0 | 0 | 0 | 0 | 0 | 0 | 303
270
271 |  | 519 | Coolants and Water |  | F10 |  | 0 | 0 | 0 | 0 | 0 | 0 | 0 | 0 | 0 | 0 | 0 | 0 | 0 | 308
272
273 |  | 520 | Steam Expenses |  | F10 |  | 0 | 0 | 0 | 0 | 0 | 0 | 0 | 0 | 0 | 0 | 0 | 0 | 0 | 312
274
275 |  | 523 | Electric Expenses |  | F10 |  | 0 | 0 | 0 | 0 | 0 | 0 | 0 | 0 | 0 | 0 | 0 | 0 | 0 | 316
276
277 |  | 524 | Misc. Nuclear Expenses |  | F10 |  | 0 | 0 | 0 | 0 | 0 | 0 | 0 | 0 | 0 | 0 | 0 | 0 | 0 | 320
278
279 |  | 528 | Maint Supervision & Eng |  | F10 |  | 0 | 0 | 0 | 0 | 0 | 0 | 0 | 0 | 0 | 0 | 0 | 0 | 0 | 324
280
281 |  | 529 | Maintenance of Structures |  | F10 |  | 0 | 0 | 0 | 0 | 0 | 0 | 0 | 0 | 0 | 0 | 0 | 0 | 0 | 328
282
283 |  | 530 | Maintenance of Reactor Plant |  | F10 |  | 0 | 0 | 0 | 0 | 0 | 0 | 0 | 0 | 0 | 0 | 0 | 0 | 0 | 332
284
285 |  | 531 | Maintenance of Electric Plant |  | F10 |  | 0 | 0 | 0 | 0 | 0 | 0 | 0 | 0 | 0 | 0 | 0 | 0 | 0 | 336
286
287 |  | 532 | Maintenance of Misc Nuclear |  | F10 |  | 0 | 0 | 0 | 0 | 0 | 0 | 0 | 0 | 0 | 0 | 0 | 0 | 0 | 340
288
289 |  | Total Nuclear Power Generation |  |  |  |  | 0 | 0 | 0 | 0 | 0 | 0 | 0 | 0 | 0 | 0 | 0 | 0 | 0
290
291
292
293 |  | Distribution - METER - Unbundled |  |  |  |  | D: HYDRAULIC POWER GENERATION
294
295 |  | A |  | B | C |  | D | E | F | G | H | I | J | K | L | M | N | O
296 |  | FERC ACCT |  | DESCRIPTION | COS Factor |  | Utah Jurisdiction Normalized | Residential Sch 1 | General Large Dist. Sch 6 | General +1 MW Sch 8 | Street & Area Lighting Sch. 7,11,12 | General Trans Sch 9 | Irrigation Sch 10 | Traffic Signals Sch 15 | Outdoor Lighting Sch 15 | General Small Dist. Sch 23 | Industrial Cust 1 | Industrial Cust 2
297 |  | 535 | Operation Super & Engineering |  | F10 |  | 3870669.1045 | 1405738.0275 | 1030508.0945 | 308064.1229 | 6952.0943 | 670042.4172 | 34594.6092 | 957.2454 | 1612.7572 | 245055.8754 | 78162.9383 | 88980.9225 | 0 | 349
298
299 |  | 536 | Water For Power |  | F10 |  | 53418.9352 | 19400.5291 | 14221.9972 | 4251.5795 | 95.9455 | 9247.2261 | 477.4387 | 13.2109 | 22.2576 | 3382.0054 | 1078.7233 | 1228.0218 | 0 | 354
300
301 |  | 537 | Hydraulic Expenses |  | F10 |  | 1895876.543 | 688538.772 | 504748.939 | 150891.6233 | 3405.1768 | 328190.7255 | 16944.6435 | 468.8644 | 789.938 | 120029.8123 | 38284.6679 | 43583.3804 | 0 | 359
302
303 |  | 538 | Electric Expenses |  | F10 |  | 0 | 0 | 0 | 0 | 0 | 0 | 0 | 0 | 0 | 0 | 0 | 0 | 0 | 363
304
305 |  | 539 | Misc. Hydro Expenses |  | F10 |  | 8823660.7422 | 3204550.7152 | 2349168.47 | 702269.6165 | 15848.144 | 1527443.1403 | 78862.6169 | 2182.1573 | 3676.4762 | 558634.657 | 178181.9193 | 202842.8295 | 0 | 368
306
307 |  | 540 | Rents (Hydro Generation) |  | F10 |  | 689269.2353 | 250326.7392 | 183507.6849 | 54858.5055 | 1237.9939 | 119317.7748 | 6160.4335 | 170.4614 | 287.1917 | 43638.3145 | 13918.8619 | 15845.274 | 0 | 373
308
309 |  | 541 | Maint Supervision & Engineering |  | F10 |  | 169.9631 | 61.7267 | 45.2501 | 13.5273 | 0.30527 | 29.4219 | 1.5191 | 0.042033 | 0.070817 | 10.7605 | 3.4322 | 3.9072 | 0 | 377
310
311 |  | 542 | Maintenance of Structures |  | F10 |  | 397442.5159 | 144341.9841 | 105813.1601 | 31632.2002 | 713.845 | 68800.3383 | 3552.1942 | 98.2905 | 165.5988 | 25162.4773 | 8025.8152 | 9136.612 | 0 | 382
312
313 |  | 543 | Maint of Dams & Waterways |  | F10 |  | 619047.7402 | 224823.9066 | 164812.2559 | 49269.6208 | 1111.8693 | 107161.8971 | 5532.8198 | 153.0951 | 257.9331 | 39192.5225 | 12500.8336 | 14230.9863 | 0 | 387
314
315 |  | 544 | Maintenance of Electric Plant |  | F10 |  | 766509.7287 | 278378.7105 | 204071.8177 | 61006.0279 | 1376.7253 | 132688.6948 | 6850.7805 | 189.5636 | 319.3748 | 48528.4863 | 15478.6294 | 17620.918 | 0 | 392
316
317 |  | 545 | Maint of Misc. Hydro Plant |  | F10 |  | 1321173.0932 | 479819.6921 | 351742.691 | 105151.3367 | 2372.954 | 228705.1641 | 11808.1566 | 326.736 | 550.4814 | 83644.7705 | 26679.3074 | 30371.8033 | 0 | 397
318
319 |  | Total Hydraulic Power Generation |  |  |  |  | 18437237.6013 | 6695980.803 | 4908640.3606 | 1467408.1606 | 33115.0533 | 3191626.8001 | 164785.212 | 4559.6667 | 7682.0797 | 1167279.6819 | 372315.1284 | 423844.6549 | 0
320
321
322 | [6 empty] | D: OTHER POWER GENERATION
323
324
325 |  | 546 | Operation Super & Engineering |  | F10 |  | 183144.7276 | 66513.9544 | 48759.5605 | 14576.3738 | 328.9456 | 31703.7527 | 1636.8799 | 45.2931 | 76.3093 | 11595.0732 | 3698.3606 | 4210.2247 | 0 | 403
326
327 |  | 547 | Fuel |  | F30 |  | 115799537.2308 | 33667675.4489 | 31727356.1731 | 10447748.7545 | 425038.4927 | 24073089.9761 | 1201440.0777 | 35232.2159 | 93606.7102 | 6956298.5112 | 2736704.7003 | 4435346.1701 | 0 | 407
328 |  |  |  | Simple Cycle Combustion Turbine | F30 |  | 1390722.04 | 404339.943 | 381037.2179 | 125474.7196 | 5104.6007 | 289111.4904 | 14428.9799 | 423.1297 | 1124.192 | 83543.3188 | 32867.105 | 53267.343 | 0 | 408
329 |  |  |  | Total 547 |  |  | 117190259.2708 | 34072015.3919 | 32108393.391 | 10573223.474 | 430143.0934 | 24362201.4665 | 1215869.0576 | 35655.3456 | 94730.9022 | 7039841.83 | 2769571.8053 | 4488613.5132 | 0
330
331 |  | 548 | Generation Expense |  | F10 |  | 7712137.0693 | 2800870.8725 | 2053241.8198 | 613804.1455 | 13851.7405 | 1335029.8938 | 68928.2293 | 1907.2692 | 3213.3475 | 488262.9979 | 155736.199 | 177290.5543 | 0 | 412
332 |  |  |  | Simple Cycle Combustion Turbine | F10 |  | 277055.3411 | 100620.1301 | 73761.8649 | 22050.6606 | 497.6181 | 47960.3979 | 2476.2182 | 68.5179 | 115.4382 | 17540.6467 | 5594.7587 | 6369.09 | 0 | 413
333 |  |  |  | Total 548 |  |  | 7989192.4104 | 2901491.0025 | 2127003.6847 | 635854.8061 | 14349.3585 | 1382990.2917 | 71404.4475 | 1975.787 | 3328.7857 | 505803.6446 | 161330.9576 | 183659.6443 | 0
334
335 |  | 549 | Miscellaneous Other |  | F10 |  | 1982211.9235 | 719893.7972 | 527734.4503 | 157763.002 | 3560.2434 | 343136.04 | 17716.2772 | 490.2158 | 825.9106 | 125495.7903 | 40028.0944 | 45568.1023 | 0 | 417
336 |  |  |  | Wind Generation | F10 |  | 1394463.8502 | 506437.21 | 371255.2653 | 110984.502 | 2504.5913 | 241392.3546 | 12463.2023 | 344.8613 | 581.0188 | 88284.8806 | 28159.3153 | 32056.6487 | 0 | 418
337
338 |  | 550 | Maint Supervision & Engineering
339 |  |  |  | System Generation | F10 |  | 17663.5588 | 6414.9985 | 4702.6599 | 1405.8316 | 31.7255 | 3057.6971 | 157.8704 | 4.3683 | 7.3597 | 1118.2973 | 356.6917 | 406.0589 | 0 | 423
340 |  |  |  | Wind Generation | F10 |  | 1306160.4899 | 474367.4598 | 347745.8086 | 103956.493 | 2345.99 | 226106.3677 | 11673.9795 | 323.0233 | 544.2263 | 82694.3078 | 26376.1482 | 30026.6859 | 0 | 424
341 |  |  |  | Total 550 |  |  | 1323824.0487 | 480782.4582 | 352448.4685 | 105362.3246 | 2377.7154 | 229164.0648 | 11831.8498 | 327.3916 | 551.586 | 83812.6051 | 26732.8399 | 30432.7448 | 0
342
343 |  | 551 | Maint Supervision & Engineering |  | F10 |  | 0 | 0 | 0 | 0 | 0 | 0 | 0 | 0 | 0 | 0 | 0 | 0 | 0 | 428
344
345 |  | 552 | Maintenance of Structures |  | F10 |  | 1852075.9987 | 672631.4213 | 493087.6954 | 147405.5655 | 3326.5068 | 320608.5164 | 16553.1704 | 458.0322 | 771.688 | 117256.7566 | 37400.175 | 42576.471 | 0 | 434
346
347 |  | 553 | Maint of Generation & Elect Plant |  | F10 |  | 4164576.1714 | 1512478.3169 | 1108756.4809 | 331456.0018 | 7479.9796 | 720919.9777 | 37221.4418 | 1029.9308 | 1735.2169 | 263663.4215 | 84097.9948 | 95737.4086 | 0 | 438
348 |  |  |  | Simple Cycle Combustion Turbine | F10 |  | 6270330.0175 | 2277239.7001 | 1669382.1311 | 499051.6278 | 11262.1162 | 1085442.0691 | 56041.8911 | 1550.6995 | 2612.6026 | 396980.7726 | 126620.8516 | 144145.5559 | 0 | 439
349 |  |  |  | Wind Generation | F10 |  | 291022.8344 | 105692.8025 | 77480.5023 | 23162.3246 | 522.705 | 50378.2778 | 2601.0545 | 71.9721 | 121.2579 | 18424.9424 | 5876.8133 | 6690.1819 | 0 | 440
350 |  |  |  | Total 553 |  |  | 10725929.0233 | 3895410.8195 | 2855619.1143 | 853669.9542 | 19264.8009 | 1856740.3245 | 95864.3874 | 2652.6025 | 4469.0774 | 679069.1365 | 216595.6597 | 246573.1464 | 0
351
352 |  | 554 | Maintenance of Misc. Other |  | F10 |  | 25248.2625 | 9169.5885 | 6721.9745 | 2009.4934 | 45.3483 | 4370.6673 | 225.6596 | 6.2441 | 10.52 | 1598.4924 | 509.8546 | 580.42 | 0 | 444
353 |  |  |  | Simple Cycle Combustion Turbine | F10 |  | 551925.1934 | 200446.5408 | 146941.876 | 43927.3795 | 991.3108 | 95542.471 | 4932.9033 | 136.4952 | 229.9658 | 34942.9279 | 11145.3843 | 12687.9388 | 0 | 445
354 |  |  |  | Wind Generation | F10 |  | 71913.9552 | 26117.4951 | 19146.0213 | 5723.5865 | 129.1644 | 12448.8555 | 642.7403 | 17.7849 | 29.9637 | 4552.9434 | 1452.2053 | 1653.1948 | 0 | 446
355 |  |  |  | Total 554 |  |  | 649087.4111 | 235733.6244 | 172809.8717 | 51660.4594 | 1165.8235 | 112361.9938 | 5801.3033 | 160.5242 | 270.4495 | 41094.3637 | 13107.4442 | 14921.5536 | 0
356
357 |  | Total Other Power Generation |  |  |  |  | 143290188.6644 | 43550909.6796 | 39057111.5016 | 12650500.4616 | 477021.0787 | 28880298.805 | 1449140.5754 | 42110.0533 | 105605.7275 | 8692254.0806 | 3296624.652 | 5088612.0491 | 0
358
359
360 | [6 empty] | D: OTHER POWER SUPPLY
361
362
363 |  | 555 | Purchased Power |  | F10 |  | 0 | 0 | 0 | 0 | 0 | 0 | 0 | 0 | 0 | 0 | 0 | 0 | 0 | 452
364 |  |  |  | Demand | F10 |  | 236655508.8767 | 85947839.8352 | 63006010.3116 | 18835263.3129 | 425056.0723 | 40966878.0578 | 2115139.4282 | 58526.6771 | 98605.1441 | 14982893.4839 | 4778938.585 | 5440357.9685 | 0 | 453
365 |  |  |  | Energy | F30 |  | 5045493.543 | 1466931.9338 | 1382390.4183 | 455218.1307 | 18519.3225 | 1048886.9208 | 52347.8617 | 1535.1004 | 4078.5314 | 303092.3962 | 119240.7692 | 193252.158 | 0 | 454
366 |  |  |  | Seasonal Contracts | F10 |  | 0 | 0 | 0 | 0 | 0 | 0 | 0 | 0 | 0 | 0 | 0 | 0 | 0 | 455
367 |  |  |  | Demand | F10 |  | 0 | 0 | 0 | 0 | 0 | 0 | 0 | 0 | 0 | 0 | 0 | 0 | 0 | 456
368 |  |  |  | Total 555 |  |  | 241701002.4197 | 87414771.769 | 64388400.7299 | 19290481.4436 | 443575.3948 | 42015764.9786 | 2167487.2899 | 60061.7776 | 102683.6755 | 15285985.8802 | 4898179.3542 | 5633610.1264 | 0
369
370
371 |  | 556 | System Control & Load Dispatch |  | F10 |  | 624939.8349 | 226963.7799 | 166380.9386 | 49738.5689 | 1122.4521 | 108181.8637 | 5585.4812 | 154.5523 | 260.3881 | 39565.5568 | 12619.8165 | 14366.4368 | 0 | 460
372
373 |  | 557 | Other Expenses |  | F10 |  | 18704338.5206 | 6792985.7159 | 4979752.0087 | 1488666.555 | 33594.7923 | 3237864.0116 | 167172.4612 | 4625.7228 | 7793.3702 | 1184190.1043 | 377708.871 | 429984.9076 | 0 | 470
374
375
376 |  | 2010 Protocol Stipulated Embedded Cost Differential and Adjustment |  | Embedded Cost Differentials
377 |  |  |  | Company Owned Hydro | F10 |  | 0 | 0 | 0 | 0 | 0 | 0 | 0 | 0 | 0 | 0 | 0 | 0 | 0 | 473
378 |  |  |  | Company Owned Hydro | F10 |  | 0 | 0 | 0 | 0 | 0 | 0 | 0 | 0 | 0 | 0 | 0 | 0 | 0 | 474
379 |  |  |  | Mid-C Contract | F10 |  | 0 | 0 | 0 | 0 | 0 | 0 | 0 | 0 | 0 | 0 | 0 | 0 | 0 | 475
380 |  |  |  | Mid-C Contract | F10 |  | 0 | 0 | 0 | 0 | 0 | 0 | 0 | 0 | 0 | 0 | 0 | 0 | 0 | 476
381 |  |  |  | Existing QF Contracts | F10 |  | 0 | 0 | 0 | 0 | 0 | 0 | 0 | 0 | 0 | 0 | 0 | 0 | 0 | 477
382 | [6 empty] | 0 | 0 | 0 | 0 | 0 | 0 | 0 | 0 | 0 | 0 | 0 | 0 | 0
383
384 |  | Total Other Power Supply |  |  |  |  | 404320469.4396 | 137985630.9445 | 108591645.1788 | 33479387.0292 | 955313.7179 | 74242109.6588 | 3789385.8076 | 106952.106 | 216343.1613 | 25201995.6219 | 8585132.6936 | 11166573.52 | 0
385
386 |  | TOTAL PRODUCTION EXPENSE |  |  |  |  | 918609753.9457 | 298457540.3027 | 248328055.2074 | 78272994.5732 | 2559730.8685 | 175899719.2356 | 8907976.3791 | 254819.8072 | 572875.242 | 56585839.1264 | 20219602.8645 | 28550600.3392 | 0
387
388 |  | Distribution - METER - Unbundled |  |  |  |  | D: TRANSMISSION EXPENSE
389
390
391 |  | A |  | B | C |  | D | E | F | G | H | I | J | K | L | M | N | O
392 |  | FERC ACCT |  | DESCRIPTION | COS Factor |  | Utah Jurisdiction Normalized | Residential Sch 1 | General Large Dist. Sch 6 | General +1 MW Sch 8 | Street & Area Lighting Sch. 7,11,12 | General Trans Sch 9 | Irrigation Sch 10 | Traffic Signals Sch 15 | Outdoor Lighting Sch 15 | General Small Dist. Sch 23 | Industrial Cust 1 | Industrial Cust 2
393 |  | 560 | Operation Supervision & Eng |  | F106 |  | 4065391.6521 | 1470392.5546 | 1077904.5597 | 322233.0077 | 7271.844 | 716995.8946 | 36185.7293 | 1001.2723 | 1686.9333 | 256326.8032 | 82319.605 | 93073.4486 | 0 | 494
394
395 |  | 561 | Load Dispatching |  | F106 |  | 8217410.9074 | 2972117.043 | 2178777.7031 | 651332.3338 | 14698.6405 | 1449269.9323 | 73142.5241 | 2023.8802 | 3409.8126 | 518115.559 | 166393.3214 | 188130.1574 | 0 | 498
396
397 |  | 562 | Station Expense |  | F106 |  | 1346113.2144 | 486869.4132 | 356910.6487 | 106696.2662 | 2407.8185 | 237408.2821 | 11981.6472 | 331.5365 | 558.5693 | 84873.7161 | 27257.2774 | 30818.0391 | 0 | 502
398
399 |  | 563 | Overhead Line Expense |  | F106 |  | 179385.2667 | 64881.0208 | 47562.5016 | 14218.5204 | 320.8699 | 31637.4192 | 1596.6941 | 44.1811 | 74.4359 | 11310.4114 | 3632.3497 | 4106.8627 | 0 | 506
400
401 |  | 564 | Underground Line Expense |  | F106 |  | 0 | 0 | 0 | 0 | 0 | 0 | 0 | 0 | 0 | 0 | 0 | 0 | 0 | 510
402
403 |  | 565 | Transm of Electricity by Others |  | F10 |  | 63038219.9852 | 22894032.1757 | 16782988.7302 | 5017172.3356 | 113222.7106 | 10912397.8705 | 563412.3001 | 15589.8232 | 26265.5739 | 3991011.8295 | 1272971.7692 | 1449154.8667 | 0 | 514
404 |  |  | Energy |  | F30 |  | 1943511.1186 | 565058.403 | 532493.2289 | 175348.8516 | 7133.5953 | 404028.5406 | 20164.2615 | 591.3167 | 1571.0398 | 116750.4104 | 45931.2372 | 74440.2335 | 0 | 515
405 | [6 empty] | 64981731.1037 | 23459090.5787 | 17315481.9591 | 5192521.1872 | 120356.3059 | 11316426.4111 | 583576.5615 | 16181.14 | 27836.6137 | 4107762.24 | 1318903.0064 | 1523595.1002 | 0
406
407 |  | 566 | Misc. Transmission Expense |  | F106 |  | 1051545.6955 | 380328.6605 | 278808.5373 | 83348.1153 | 1880.92 | 185456.6574 | 9359.725 | 258.987 | 436.3386 | 66300.9544 | 21292.6167 | 24074.1834 | 0 | 519
408
409 |  | 567 | Rents - Transmission |  | F106 |  | 985070.4585 | 356285.5419 | 261183.1847 | 78079.1234 | 1762.0144 | 173732.7015 | 8768.0342 | 242.6147 | 408.7547 | 62109.6276 | 19946.568 | 22552.2932 | 0 | 523
410
411 |  | 568 | Maint Supervision & Engineering |  | F106 |  | 519746.5063 | 187984.6909 | 137806.4346 | 41196.3949 | 929.6805 | 91665.4884 | 4626.2225 | 128.0093 | 215.6687 | 32770.5106 | 10524.2817 | 11899.1241 | 0 | 527
412
413 |  | 569 | Maintenance of Structures |  | F106 |  | 1821002.777 | 658630.0052 | 482823.6402 | 144337.1887 | 3257.2626 | 321162.5415 | 16208.6016 | 448.4979 | 755.6247 | 114815.9539 | 36873.2565 | 41690.2042 | 0 | 531
414
415 |  | 570 | Maint of Station Equipment |  | F106 |  | 3520736.0429 | 1273398.6063 | 933493.685 | 279062.2557 | 6297.6081 | 620937.2933 | 31337.7928 | 867.1281 | 1460.9286 | 221985.7499 | 71290.942 | 80604.0532 | 0 | 535
416
417 |  | 571 | Maintenance of Overhead Lines |  | F106 |  | 7486853.6422 | 2707885.1915 | 1985076.5607 | 593426.5562 | 13391.8787 | 1320424.6439 | 66639.8917 | 1843.95 | 3106.6681 | 472053.2298 | 151600.3591 | 171404.7125 | 0 | 539
418
419 |  | 572 | Maint of Underground Lines |  | F106 |  | 22621.7852 | 8181.968 | 5997.9769 | 1793.0587 | 40.464 | 3989.7084 | 201.3547 | 5.5716 | 9.3869 | 1426.325 | 458.0657 | 517.9052 | 0 | 543
420
421 |  | 573 | Maint of Misc Transmission Plant |  | F106 |  | 238159.4191 | 86138.77 | 63145.976 | 18877.1052 | 426.0003 | 42003.1673 | 2119.8381 | 58.6567 | 98.8242 | 15016.1775 | 4822.4602 | 5452.4435 | 0 | 547
422
423
424 |  | TOTAL TRANSMISSION EXPENSE |  |  |  |  | 94435768.471 | 34112184.0447 | 25124973.3676 | 7527121.1133 | 173041.3074 | 16511110.1409 | 845744.6168 | 23435.4254 | 40058.5593 | 5964867.2584 | 1915314.1099 | 2197918.5275 | 0
425
426
427
428
429
430
431
432
433
434
435
436 |  | Distribution - METER - Unbundled |  |  |  |  | D: DISTRIBUTION EXPENSE
437
438
439 |  | A |  | B | C |  | D | E | F | G | H | I | J | K | L | M | N | O
440 |  | FERC ACCT |  | DESCRIPTION | COS Factor |  | Utah Jurisdiction Normalized | Residential Sch 1 | General Large Dist. Sch 6 | General +1 MW Sch 8 | Street & Area Lighting Sch. 7,11,12 | General Trans Sch 9 | Irrigation Sch 10 | Traffic Signals Sch 15 | Outdoor Lighting Sch 15 | General Small Dist. Sch 23 | Industrial Cust 1 | Industrial Cust 2
441 |  | 580 | Operation Supervision & Eng |  | F131 |  | 5254067.8758 | 3000832.9359 | 1222176.3049 | 307594.8865 | 151391.9514 | 12731.1525 | 66552.6867 | 3065.1856 | 941.2385 | 487061.4256 | 860.054 | 860.054 | 0 | 555
442
443 |  | 581 | Load Dispatching |  | F20 |  | 5625124.1359 | 2807774.3849 | 1760897.7425 | 458298.4479 | 2679.8919 | 0 | 95936.6537 | 1306.3226 | 689.1082 | 497541.5842 | 0 | 0 | 0 | 560
444
445 |  | 582 | Station Expense |  | F120 |  | 1758833.3047 | 877919.6656 | 550587.9552 | 143298.2729 | 837.9341 | 0 | 29996.9525 | 408.4539 | 215.4666 | 155568.6039 | 0 | 0 | 0 | 565
446
447 |  | 583 | Overhead Line Expenses |  | F132 |  | 4152038.3814 | 2296280.2317 | 1090415.8608 | 283796.0913 | 42882.2399 | 0 | 59407.6795 | 808.9254 | 426.7224 | 378020.6304 | 0 | 0 | 0 | 570
448
449 |  | 584 | Underground Line Expense |  | F133 |  | 2991.315 | 1883.8706 | 618.2286 | 160.9027 | 6.6271 | 0 | 33.6821 | 0.45863 | 0.24194 | 287.3033 | 0 | 0 | 0 | 575
450
451 |  | 585 | Street Lighting & Signal Systems |  | F130 |  | 107247.6833 | 0 | 0 | 0 | 107247.6833 | 0 | 0 | 0 | 0 | 0 | 0 | 0 | 0 | 580
452
453 |  | 586 | Meter Expenses |  | F127 |  | 2197364.9335 | 1530585.5771 | 237413.7497 | 29049.0488 | 0 | 95123.0365 | 25785.3155 | 5149.5998 | 1087.5438 | 260318.9738 | 6426.0444 | 6426.0444 | 0 | 585
454
455 |  | 587 | Customer Installation Expenses |  | F20 |  | 3746958.73 | 1870290.2353 | 1172953.8779 | 305277.7732 | 1785.1063 | 0 | 63904.4887 | 870.1563 | 459.0228 | 331418.0696 | 0 | 0 | 0 | 590
456
457 |  | 588 | Misc. Distribution Expenses |  | F131 |  | 2675246.5199 | 1527952.8279 | 622303.1342 | 156620.0074 | 77085.1844 | 6482.4003 | 33887.0467 | 1560.7197 | 479.2563 | 248000.1048 | 437.9191 | 437.9191 | 0 | 595
458
459 |  | 589 | Rents |  | F131 |  | 641826.1834 | 366575.6126 | 149298.5572 | 37575.1621 | 18493.7311 | 1555.2115 | 8129.9401 | 374.4368 | 114.9798 | 59498.4274 | 105.0624 | 105.0624 | 0 | 600
460
461 |  | 590 | Maint Supervision & Engineering |  | F131 |  | 2502149.0415 | 1429089.1233 | 582038.0212 | 146486.1644 | 72097.5128 | 6062.9672 | 31694.4404 | 1459.7358 | 448.2468 | 231953.6611 | 409.5842 | 409.5842 | 0 | 605
462
463 |  | 591 | Maintenance of Structures |  | F119 |  | 741712.2588 | 370224.8396 | 232186.7768 | 60429.8801 | 353.3626 | 0 | 12649.9239 | 172.2478 | 90.8638 | 65604.3642 | 0 | 0 | 0 | 610
464
465 |  | 592 | Maint of Station Equipment |  | F120 |  | 4133669.3103 | 2063316.3864 | 1294010.3686 | 336784.4306 | 1969.3409 | 0 | 70499.8488 | 959.9621 | 506.3969 | 365622.576 | 0 | 0 | 0 | 615
466
467 |  | 593 | Maintenance of Overhead Lines |  | F134 |  | 33255817.2687 | 19497455.8101 | 7891408.9137 | 2000622.6241 | 298077.2444 | 0 | 412946.6525 | 18837.5583 | 5756.9798 | 3130711.4857 | 0 | 0 | 0 | 620
468
469 |  | 594 | Maint of Underground Lines |  | F135 |  | 12484373.3835 | 8307023.8973 | 2234986.463 | 550877.8909 | 22023.0953 | 0 | 111931.5015 | 9172.9174 | 2419.3483 | 1245938.2697 | 0 | 0 | 0 | 625
470
471 |  | 595 | Maint of Line Transformers |  | F125 |  | 441696.1242 | 267044.6708 | 103535.664 | 27134.6532 | 1671.7343 | 0 | 8409.5251 | 59.8968 | 352.1508 | 33487.8291 | 0 | 0 | 0 | 630
472
473 |  | 596 | Maint of Street Lighting & Signals |  | F130 |  | 1597474.07 | 0 | 0 | 0 | 1597474.07 | 0 | 0 | 0 | 0 | 0 | 0 | 0 | 0 | 635
474
475 |  | 597 | Maintenance of Meters |  | F127 |  | 1837413.1749 | 1279859.3723 | 198522.8511 | 24290.5055 | 0 | 79540.8709 | 21561.4064 | 4306.0406 | 909.3925 | 217675.9558 | 5373.3899 | 5373.3899 | 0 | 640
476
477 |  | 598 | Maint of Misc. Distribution Plant |  | F131 |  | 2431232.0175 | 1388585.2421 | 565541.6401 | 142334.3882 | 70054.093 | 5891.1278 | 30796.1425 | 1418.3634 | 435.5424 | 225379.527 | 397.9756 | 397.9756 | 0 | 645
478
479 |  | TOTAL DISTRIBUTION EXPENSE |  |  |  |  | 85587235.7124 | 48882694.6835 | 19908896.1094 | 5010631.1298 | 2466130.803 | 207386.7668 | 1084123.8867 | 49930.9808 | 15332.5015 | 7934088.7915 | 14010.0297 | 14010.0297 | 0
480
481
482 | [6 empty] | D: CUSTOMER ACCOUNTS EXPENSE
483
484
485 |  | 901 | Supervision |  | F136 |  | 811718.7801 | 707852.913 | 18253.8756 | 3789.4418 | 5845.7833 | 4140.5222 | 1681.2659 | 1972.435 | 416.5585 | 67740.0116 | 12.9866 | 12.9866 | 0 | 652
486
487 |  | 902 | Meter Reading Expense |  | F47 |  | 4266524.6669 | 3611048.4326 | 78584.6456 | 89559.2267 | 0 | 56187.4318 | 9204.9052 | 12470.3028 | 2633.6027 | 406019.0353 | 408.5421 | 408.5421 | 0 | 657
488
489 |  | 903 | Customer Receipts & Collections |  | F48 |  | 23514227.5203 | 20507469.7376 | 456348.9498 | 7312.0971 | 226760.9465 | 15335.8091 | 45911.0204 | 64041.4659 | 13524.9144 | 2177332.1469 | 95.2163 | 95.2163 | 0 | 662
490
491 |  | 904 | Uncollectible Accounts |  | F80 |  | 3706237.3229 | 3339460.8621 | 173143.6388 | 50123.0768 | 0 | 89089.7486 | 10101.2441 | 0 | 0 | 44318.7525 | 0 | 0 | 0 | 668
492
493 |  | 905 | Misc. Customer Accounts Exp |  | F136 |  | 15350.6595 | 13386.4207 | 345.2046 | 71.6633 | 110.5514 | 78.3027 | 31.7949 | 37.3013 | 7.8777 | 1281.0519 | 0.24559 | 0.24559 | 0 | 673
494
495 |  | TOTAL CUSTOMER ACCOUNTS EXPENSE |  |  |  |  | 32314058.9498 | 28179218.3659 | 726676.3143 | 150855.5057 | 232717.2813 | 164831.8144 | 66930.2306 | 78521.5049 | 16582.9532 | 2696690.9981 | 516.9906 | 516.9906 | 0
496
497 |  | Distribution - METER - Unbundled |  |  |  |  | D: CUSTOMER SERVICE EXPENSE
498
499 |  | A |  | B | C |  | D | E | F | G | H | I | J | K | L | M | N | O
500 |  | FERC ACCT |  | DESCRIPTION | COS Factor |  | Utah Jurisdiction Normalized | Residential Sch 1 | General Large Dist. Sch 6 | General +1 MW Sch 8 | Street & Area Lighting Sch. 7,11,12 | General Trans Sch 9 | Irrigation Sch 10 | Traffic Signals Sch 15 | Outdoor Lighting Sch 15 | General Small Dist. Sch 23 | Industrial Cust 1 | Industrial Cust 2
501 |  | 907 | Supervision |  | F40 |  | 126916.0065 | 109928.2075 | 2273.8246 | 36.4336 | 1344.9163 | 23.4799 | 488.95 | 379.6233 | 80.1726 | 12360.1069 | 0.14578 | 0.14578 | 0 | 680
502
503 |  | 908 | Customer Assistance |  | F40 |  | 3065527.3128 | 2655204.2731 | 54921.9259 | 880.0162 | 32485.0888 | 567.1341 | 11810.092 | 9169.4149 | 1936.4883 | 298545.8372 | 3.5212 | 3.5212 | 0 | 685
504
505 |  | 909 | Informational & Instructional Adv |  | F40 |  | 1170788.5156 | 1014077.6291 | 20975.8236 | 336.0964 | 12406.7297 | 216.6003 | 4510.5193 | 3501.9899 | 739.5851 | 114020.8525 | 1.3448 | 1.3448 | 0 | 690
506
507 |  | 910 | Misc. Customer Service |  | F40 |  | 7635.294 | 6613.3044 | 136.7938 | 2.1919 | 80.9105 | 1.4126 | 29.4153 | 22.8382 | 4.8232 | 743.5867 | 0.0087702 | 0.0087702 | 0 | 695
508
509 |  | TOTAL CUSTOMER SERVICE EXPENSE |  |  |  |  | 4370867.1289 | 3785823.4143 | 78308.3679 | 1254.7381 | 46317.6453 | 808.6268 | 16838.9767 | 13073.8662 | 2761.0692 | 425670.3833 | 5.0206 | 5.0206 | 0
510
511
512 | [6 empty] | D: SALES EXPENSE
513
514
515 |  | 911 | Supervision |  | F40 |  | 0 | 0 | 0 | 0 | 0 | 0 | 0 | 0 | 0 | 0 | 0 | 0 | 0 | 702
516
517 |  | 912 | Demonstration & Selling Expense |  | F40 |  | 0 | 0 | 0 | 0 | 0 | 0 | 0 | 0 | 0 | 0 | 0 | 0 | 0 | 707
518
519 |  | 913 | Advertising Expense |  | F40 |  | 0 | 0 | 0 | 0 | 0 | 0 | 0 | 0 | 0 | 0 | 0 | 0 | 0 | 712
520
521 |  | 916 | Misc. Sales Expense |  | F40 |  | 0 | 0 | 0 | 0 | 0 | 0 | 0 | 0 | 0 | 0 | 0 | 0 | 0 | 717
522
523 |  | TOTAL SALES EXPENSE |  |  |  |  | 0 | 0 | 0 | 0 | 0 | 0 | 0 | 0 | 0 | 0 | 0 | 0 | 0
524
525
526 | [6 empty] | D: ADMINISTRATION & GENERAL EXPENSE
527
528
529 |  | 920 | Administrative & General Salaries |  | F102 |  | 561824 | 237535.7207 | 143593.2528 | 41442.9433 | 2689.7419 | 72899.5418 | 5633.2036 | 177.8531 | 215.3529 | 39586.4114 | 8451.5412 | 9598.4374 | 0 | 723
530 |  |  |  | Customer - System | F42 |  | 0 | 0 | 0 | 0 | 0 | 0 | 0 | 0 | 0 | 0 | 0 | 0 | 0 | 724
531 |  |  |  | System Overheads | F102 |  | 33960365.3494 | 14358232.9296 | 8679727.6859 | 2505086.1034 | 162585.824 | 4406531.3546 | 340508.1518 | 10750.6186 | 13017.3574 | 2392865.0155 | 510867.152 | 580193.1566 | 0 | 725
532 |  |  |  | Administrative & General Salaries |  |  | 34522189.3494 | 14595768.6502 | 8823320.9387 | 2546529.0466 | 165275.5659 | 4479430.8964 | 346141.3554 | 10928.4717 | 13232.7103 | 2432451.4269 | 519318.6932 | 589791.594 | 0
533
534 |  | 921 | Office Supplies & expenses |  | F102 |  | 126674.88 | 53557.3577 | 32376.0788 | 9344.1716 | 606.4581 | 16436.7145 | 1270.1227 | 40.1007 | 48.5558 | 8925.578 | 1905.5754 | 2164.1669 | 0 | 729
535 |  |  |  | Customer - System | F42 |  | 38934.1883 | 33895.4589 | 754.2694 | 12.0857 | 374.7984 | 25.3476 | 144.9389 | 105.85 | 22.3544 | 3598.7703 | 0.15738 | 0.15738 | 0 | 730
536 |  |  |  | System Overheads | F102 |  | 3530678.9872 | 1492749.291 | 902385.2317 | 260440.5098 | 16903.1854 | 458123.6833 | 35400.8258 | 1117.6848 | 1353.3456 | 248773.4788 | 53112.1471 | 60319.6039 | 0 | 731
537 |  |  |  | Office Supplies & expenses |  |  | 3696288.0554 | 1580202.1076 | 935515.5799 | 269796.7671 | 17884.4419 | 474585.7454 | 36815.8873 | 1263.6354 | 1424.2558 | 261297.827 | 55017.8798 | 62483.9282 | 0
538
539 |  | 922 | A&G Expenses Transferred |  | F102 |  | -16355512.5252 | -6915009.7799 | -4180208.1168 | -1206464.2626 | -78302.2931 | -2122211.5257 | -163990.737 | -5177.5614 | -6269.2362 | -1152417.924 | -246036.6376 | -279424.4509 | 0 | 735
540
541 |  | 923 | Outside Services |  | F102 |  | 8481.65 | 3585.9893 | 2167.7745 | 625.6489 | 40.606 | 1100.5375 | 85.0424 | 2.685 | 3.2511 | 597.6215 | 127.5898 | 144.9041 | 0 | 738
542 |  |  |  | Customer - System | F42 |  | 0 | 0 | 0 | 0 | 0 | 0 | 0 | 0 | 0 | 0 | 0 | 0 | 0 | 739
543 |  |  |  | System Overheads | F102 |  | 7199679.2641 | 3043979.9698 | 1840123.1788 | 531084.2886 | 34468.5864 | 934195.2624 | 72188.5485 | 2279.157 | 2759.7111 | 507293.1477 | 108305.0669 | 123002.3469 | 0 | 740
544 |  |  |  | Outside Services |  |  | 7208160.9141 | 3047565.9591 | 1842290.9532 | 531709.9375 | 34509.1924 | 935295.8 | 72273.5909 | 2281.842 | 2762.9622 | 507890.7691 | 108432.6567 | 123147.2509 | 0
545
546 |  | 924 | Property Insurance |  | F102 |  | 2148116.64 | 779114.664 | 571147.6478 | 170741.1132 | 3853.1209 | 374109.3227 | 19173.6773 | 530.5426 | 893.8528 | 135819.4929 | 43416.5193 | 49316.6865 | 0 | 744
547 |  |  |  | System Generation | F10 |  | 0 | 0 | 0 | 0 | 0 | 0 | 0 | 0 | 0 | 0 | 0 | 0 | 0 | 745
548 |  |  |  | System Overheads | F102 |  | 2824816.5763 | 1194315.0189 | 721978.0586 | 208372.5742 | 13523.8572 | 366534.4199 | 28323.4018 | 894.2344 | 1082.7813 | 199038.046 | 42493.8302 | 48260.3538 |  | 746
549
550 |  | 925 | Injuries & Damages |  | F102 |  | 4528982.8749 | 1914826.015 | 1157535.7816 | 334080.3889 | 21682.5822 | 587658.7262 | 45410.4534 | 1433.7115 | 1736.0057 | 319114.4902 | 68129.6729 | 77375.0472 | 0 | 750
551
552 |  | 926 | Employee Pensions & Benefits |  | F138 |  | 0 | 0 | 0 | 0 | 0 | 0 | 0 | 0 | 0 | 0 | 0 | 0 | 0 | 757
553
554 |  | 927 | Franchise Requirements |  | F102 |  | 0 | 0 | 0 | 0 | 0 | 0 | 0 | 0 | 0 | 0 | 0 | 0 | 0 | 762
555
556 |  | 928 | Regulatory Commission Expense |  | F102 |  | 8587094.4292 | 3630570.5411 | 2194724.3645 | 633426.9582 | 41110.8599 | 1114219.4867 | 86099.6525 | 2718.3623 | 3291.5216 | 605051.1422 | 129176.0094 | 146705.5307 | 0 | 769
557 |  |  |  | Regulatory Expense | F103 |  | 0 | 0 | 0 | 0 | 0 | 0 | 0 | 0 | 0 | 0 | 0 | 0 | 0 | 771
558
559 |  | 929 | Duplicate Charges |  | F102 |  | -2289781.3546 | -1021645.7846 | -576351.9596 | -163913.3189 | -13614.8611 | -257081.0363 | -23941.5774 | -786.6973 | -849.0291 | -167800.924 | -29856.7821 | -33939.3842 | 0 | 776
560
561 |  | 930 | Misc General Expenses
562 |  |  |  | Situs | F102 |  | 45500.04 | 19237.1362 | 11629.0845 | 3356.3101 | 217.8322 | 5903.8632 | 456.2122 | 14.4037 | 17.4406 | 3205.9565 | 684.4589 | 777.3418 | 0 | 779
563 |  |  |  | Customer | F42 |  | 0 | 0 | 0 | 0 | 0 | 0 | 0 | 0 | 0 | 0 | 0 | 0 | 0 | 780
564 |  |  |  | Labor | F138 |  | 960936.4827 | 479711.358 | 213198.5951 | 60061.7216 | 10829.3254 | 91881.0522 | 8863.8707 | 638.1308 | 343.2847 | 72741.1578 | 10586.7683 | 12081.2181 | 0 | 781
565
566 |  | 931 | Rents |  | F102 |  | 1998612.0238 | 845000.8319 | 510813.3537 | 147427.6014 | 9568.3889 | 259330.1473 | 20039.3512 | 632.688 | 766.0886 | 140823.2433 | 30065.2017 | 34145.1279 | 0 | 787
567
568 |  | 935 | Maintenance of General Plant |  | F108 |  | 9731296.7616 | 4110879.8319 | 2452613.0775 | 722195.4444 | 56725.1165 | 1251956.5905 | 101843.7137 | 3687.8033 | 4623.2731 | 693355.5581 | 143594.4491 | 189821.9036 | 0 | 793
569
570 |  | TOTAL ADMINISTRATIVE & GEN EXPENSE |  |  |  |  | 57606700.2677 | 24260536.5495 | 14678207.3586 | 4257320.2817 | 283263.1294 | 7561613.4885 | 577508.8519 | 19059.567 | 23055.9115 | 4050570.2622 | 875022.7198 | 1020542.1476 | 0
571
572
573 |  | TOTAL O & M EXPENSE |  |  |  |  | 1192924384.4754 | 437677997.3607 | 308845116.7252 | 95220177.3418 | 5761201.0348 | 200345470.0729 | 11499122.9417 | 438841.1515 | 670666.2367 | 77657726.8198 | 23024471.7352 | 31783593.0552 | 0
574
575 |  | Distribution - METER - Unbundled |  |  |  |  | D: DEPRECIATION EXPENSE
576
577 |  | A |  | B | C |  | D | E | F | G | H | I | J | K | L | M | N | O
578 |  | FERC ACCT |  | DESCRIPTION | COS Factor |  | Utah Jurisdiction Normalized | Residential Sch 1 | General Large Dist. Sch 6 | General +1 MW Sch 8 | Street & Area Lighting Sch. 7,11,12 | General Trans Sch 9 | Irrigation Sch 10 | Traffic Signals Sch 15 | Outdoor Lighting Sch 15 | General Small Dist. Sch 23 | Industrial Cust 1 | Industrial Cust 2
579 |  | 403SP | Steam Depreciation |  | F10 |  | 105654884.4847 | 38371424.9146 | 28129041.9687 | 8409005.8964 | 189766.3419 | 18289668.343 | 944304.2886 | 26129.2431 | 44022.2801 | 6689114.8565 | 2133557.7885 | 2428848.5632 | 0 | 805
580
581 |  | 403NP | Nuclear Depreciation |  | F10 |  | 0 | 0 | 0 | 0 | 0 | 0 | 0 | 0 | 0 | 0 | 0 | 0 | 0 | 809
582
583 |  | 403HP | Hydro Depreciation |  | F10 |  | 14377165.5439 | 5221455.9776 | 3827706.5461 | 1144269.5756 | 25822.7731 | 2488797.2836 | 128497.7893 | 3555.5806 | 5990.4056 | 910232.5188 | 290327.4531 | 330509.6404 | 0 | 816
584
585 |  | 403OP | Other Production Depreciation |  | F10 |  | 0 | 0 | 0 | 0 | 0 | 0 | 0 | 0 | 0 | 0 | 0 | 0 | 0 | 819
586 |  |  |  | Simple Cycle Combustion Turbine | F10 |  | 25013991.1409 | 9084506.4813 | 6659603.1981 | 1990847.8441 | 44927.5357 | 4330113.1238 | 223565.8032 | 6186.1471 | 10422.357 | 1583660.4297 | 505123.7894 | 575034.4316 | 0 | 820
587 |  |  |  | System Generation | F10 |  | 1365304.4041 | 495847.1696 | 363491.9963 | 108663.72 | 2452.2181 | 236344.6315 | 12202.5859 | 337.65 | 568.8692 | 86438.7673 | 27570.4797 | 31386.3165 | 0 | 821
588 |  |  |  | Wind Generation | F10 |  | 29239246.6685 | 10619022.1453 | 7784514.6553 | 2327133.2778 | 52516.5013 | 5061537.162 | 261329.5747 | 7231.0844 | 12182.8566 | 1851165.521 | 590447.1219 | 672166.7683 | 0 | 822
589 |  |  |  | Total 403OP |  |  | 55618542.2135 | 20199375.7962 | 14807609.8497 | 4426644.8419 | 99896.2552 | 9627994.9173 | 497097.9638 | 13754.8814 | 23174.0828 | 3521264.7179 | 1123141.391 | 1278587.5163 | 0
590
591 |  | 403TP | Transmission Depreciation |  | F106 |  | 43330996.9873 | 15672186.2991 | 11488851.069 | 3434522.1032 | 77506.9852 | 7642104.2806 | 385685.7744 | 10672.0656 | 17980.1865 | 2732060.4966 | 877403.9161 | 992023.8109 | 0 | 829
592
593 |  | 403 | Distribution Depreciation
594 |  |  |  | Land Rights | F118 |  | 186387.69 | 93035.2058 | 58347.0968 | 15185.654 | 88.7978 | 0 | 3178.8474 | 43.2848 | 22.8335 | 16485.9698 | 0 | 0 | 0 | 832
595 |  |  |  | Structures | F119 |  | 890454.03 | 444469.1274 | 278749.1357 | 72548.39 | 424.2254 | 0 | 15186.7191 | 206.7901 | 109.0854 | 78760.5567 | 0 | 0 | 0 | 833
596 |  |  |  | Station Equip | F120 |  | -11928366.06 | -5954030.5011 | -3734074.5482 | -971845.5129 | -5682.8492 | 0 | -203438.6257 | -2770.1245 | -1461.2895 | -1055062.6088 | 0 | 0 | 0 | 834
597 |  |  |  | Poles & Towers | F121 |  | 12691433.49 | 6277068.6909 | 3916216.4661 | 1019250.5134 | 150481.7695 | 0 | 213362.022 | 2905.2466 | 1532.5688 | 1110616.2128 | 0 | 0 | 0 | 836
598 |  |  |  | OH Conductors | F122 |  | 6206212.1 | 4005779.4087 | 1179143.5314 | 306888.7177 | 49099.4705 | 0 | 64241.7114 | 874.7481 | 461.445 | 599723.0672 | 0 | 0 | 0 | 837
599 |  |  |  | UG Conduit | F123 |  | 4621938.77 | 3014292.5654 | 877860.909 | 228475.6703 | 1983.0628 | 0 | 47827.3303 | 651.2414 | 343.5413 | 450504.4494 | 0 | 0 | 0 | 838
600 |  |  |  | UG Conductor | F124 |  | 12576576.05 | 7817002.7929 | 2676623.9516 | 696629.0961 | 36118.4549 | 0 | 145826.9489 | 1985.6544 | 1047.4677 | 1201341.6835 | 0 | 0 | 0 | 839
601 |  |  |  | Line Transformer | F125 |  | 11202456.65 | 6772883.4012 | 2625908.91 | 688198.8768 | 42399.1304 | 0 | 213285.4136 | 1519.1245 | 8931.3747 | 849330.4187 | 0 | 0 | 0 | 840
602 |  |  |  | Services | F126 |  | 5998623.12 | 4826306.8229 | 425672.2705 | 38133.5359 | 0 | 0 | 0 | 18037.4754 | 3809.3336 | 686663.6817 | 0 | 0 | 0 | 841
603 |  |  |  | Meters | F127 |  | 2979964.4269 | 2075709.1835 | 321969.518 | 39394.9729 | 0 | 129001.451 | 34968.8491 | 6983.6484 | 1474.8764 | 353032.5207 | 8714.7034 | 8714.7034 | 0 | 842
604 |  |  |  | Inst Cust Premises | F128 |  | 277051.66 | 0 | 0 | 0 | 277051.66 | 0 | 0 | 0 | 0 | 0 | 0 | 0 | 0 | 843
605 |  |  |  | Leased Property | F129 |  | 0 | 0 | 0 | 0 | 0 | 0 | 0 | 0 | 0 | 0 | 0 | 0 | 0 | 844
606 |  |  |  | Street Lighting | F130 |  | 1053095.18 | 0 | 0 | 0 | 1053095.18 | 0 | 0 | 0 | 0 | 0 | 0 | 0 | 0 | 845
607 |  |  | Total Distribution Expense |  |  |  | 46755827.1069 | 29372516.6978 | 8626417.2407 | 2132859.9142 | 1605058.9022 | 129001.451 | 534439.2161 | 30437.0893 | 16271.237 | 4291395.9517 | 8714.7034 | 8714.7034 | 0
608
609 |  | 403GP | General Depreciation
610 |  |  |  | Situs | F107 |  | 4759151.03 | 2508357.1687 | 1130035.3303 | 303388.1423 | 47568.0559 | 252964.7052 | 56798.712 | 2081.7984 | 1550.9918 | 394979.8203 | 28847.231 | 32579.0741 | 0 | 849
611 |  |  |  | System Generation | F105 |  | 15470.6582 | 5610.9723 | 4113.2503 | 1229.6311 | 27.7491 | 2694.7222 | 138.0836 | 3.8208 | 6.4373 | 978.1351 | 312.691 | 355.1654 | 0 | 850
612 |  |  |  | System Generation | F105 |  | 35368.4213 | 12827.5881 | 9403.5539 | 2811.1352 | 63.439 | 6160.5698 | 315.6814 | 8.735 | 14.7167 | 2236.1747 | 714.8621 | 811.9654 | 0 | 851
613 |  |  |  | Energy | F30 |  | 21362.5485 | 6210.9691 | 5853.0215 | 1927.3871 | 78.4106 | 4440.9724 | 221.6401 | 6.4996 | 17.2684 | 1283.2889 | 504.8637 | 818.2269 | 0 | 852
614 |  |  |  | Customer - System | F42 |  | 558247.8873 | 486001.357 | 10814.8988 | 173.2875 | 5373.9505 | 363.4395 | 2078.1692 | 1517.7026 | 320.5235 | 51600.0458 | 2.2565 | 2.2565 | 0 | 853
615 |  |  |  | System Generation | F105 |  | 3825612.384 | 1386190.4251 | 1016178.2819 | 303780.3127 | 6855.4214 | 669197.3471 | 34113.5511 | 943.9344 | 1590.3309 | 241648.2314 | 77370.957 | 87743.5912 | 0 | 854
616 |  |  |  | System Overheads | F102 |  | 6269196.9048 | 2650577.7695 | 1602306.7297 | 462447.2642 | 30013.8863 | 813460.4102 | 62858.9425 | 1984.6001 | 2403.0477 | 441730.8764 | 94307.7831 | 107105.5951 | 0 | 855
617 |  |  |  | Simple Cycle Combustion Turbine | F10 |  | 3232.4658 | 1173.9573 | 860.596 | 257.2699 | 5.8058 | 559.5646 | 28.8906 | 0.79941 | 1.3468 | 204.6506 | 65.2753 | 74.3096 | 0 | 856
618 |  |  |  | Cholla | F10 |  | 63979.7496 | 23235.9741 | 17033.657 | 5092.1081 | 114.9138 | 11075.3838 | 571.8273 | 15.8227 | 26.6579 | 4050.621 | 1291.9847 | 1470.7992 | 0 | 857
619 |  |  | Total General Expense |  |  |  | 15551622.0495 | 7080186.1811 | 3796599.3193 | 1081106.5382 | 90101.6323 | 1760917.1147 | 157125.4978 | 6563.713 | 5931.3211 | 1138711.8443 | 203417.9043 | 230960.9834 | 0
620
621 |  | 403GV0 | General Vehicles |  | F105 |  | 0 | 0 | 0 | 0 | 0 | 0 | 0 | 0 | 0 | 0 | 0 | 0 | 0 | 862
622
623 |  | 403MP | Mining Depreciation |  | F30 |  | 0 | 0 | 0 | 0 | 0 | 0 | 0 | 0 | 0 | 0 | 0 | 0 | 0 | 866
624
625 |  | 403EP | Experimental Plant Depreciation |  | F10 |  | 0 | 0 | 0 | 0 | 0 | 0 | 0 | 0 | 0 | 0 | 0 | 0 | 0 | 871
626
627
628 |  | TOTAL DEPRECIATION EXPENSE |  |  |  |  | 281289038.3857 | 115917145.8664 | 70676225.9936 | 20628408.8695 | 2088152.89 | 39938483.3903 | 2647150.53 | 91112.5729 | 113369.5131 | 19282780.3858 | 4636563.1564 | 5269645.2177 | 0
629
630 | [6 empty] | D: AMORTIZATION EXPENSE
631
632
633 |  | 404CLG | Amort of LT Plant - Cap. Lease Gen
634 |  |  | Situs |  | F10 |  | 727.88 | 264.3493 | 193.7872 | 57.9315 | 1.3073 | 126.0016 | 6.5055 | 0.18001 | 0.30328 | 46.0828 | 14.6986 | 16.7329 | 0 | 876
635 |  |  | System Generation |  | F10 |  | 0 | 0 | 0 | 0 | 0 | 0 | 0 | 0 | 0 | 0 | 0 | 0 | 0 | 877
636 |  |  | System Overheads |  | F102 |  | 254461.1646 | 107584.6103 | 65036.2148 | 18770.326 | 1218.2371 | 33017.6395 | 2551.3889 | 80.5532 | 97.5376 | 17929.4661 | 3827.8696 | 4347.3215 | 0 | 878
637 |  |  | System Generation |  | F10 |  | 0 | 0 | 0 | 0 | 0 | 0 | 0 | 0 | 0 | 0 | 0 | 0 | 0 | 879
638 |  |  | Customer - System |  | F42 |  | 1053.2904 | 916.9771 | 20.4053 | 0.32696 | 10.1395 | 0.68573 | 3.921 | 2.8636 | 0.60476 | 97.3579 | 0.0042575 | 0.0042575 | 0 | 880
639 |  |  | System Generation |  | F10 |  | 0 | 0 | 0 | 0 | 0 | 0 | 0 | 0 | 0 | 0 | 0 | 0 | 0 | 881
640 |  |  | Total Amort. Cap. Lease General |  |  |  | 256242.335 | 108765.9368 | 65250.4073 | 18828.5844 | 1229.6839 | 33144.3268 | 2561.8155 | 83.5967 | 98.4456 | 18072.9068 | 3842.5724 | 4364.0586 | 0
641
642 |  | 404CLS | Amort of LT Plant - Cap Lease Steam |  | F10 |  | 0 | 0 | 0 | 0 | 0 | 0 | 0 | 0 | 0 | 0 | 0 | 0 | 0 | 886
643
644 |  | 404IP | Amort of LT Plant - Intangible Plant
645 |  |  |  | Situs | F107 |  | 4485507.95 | 1177089.3346 | 1275058.222 | 401192.1072 | -14626.6829 | 1104940.0608 | 31835.0739 | 584.2208 | 2121.9774 | 229789.4704 | 129630.7969 | 147893.3689 | 0 | 889
646 |  |  |  | Energy | F30 |  | 21055.0412 | 6121.5641 | 5768.7691 | 1899.643 | 77.2819 | 4377.046 | 218.4497 | 6.406 | 17.0199 | 1264.8164 | 497.5964 | 806.4488 | 0 | 890
647 |  |  |  | System Generation | F105 |  | 5076430.6749 | 1842430.5417 | 1350635.4311 | 403764.2418 | 9111.7623 | 881417.0216 | 45341.4244 | 1254.6137 | 2113.7603 | 321182.4824 | 102556.5496 | 116622.8459 | 0 | 891
648 |  |  |  | System Overheads | F102 |  | 3914191.2729 | 1654895.9191 | 1000404.8546 | 288730.2908 | 18739.257 | 507886.3668 | 39246.1631 | 1239.0908 | 1500.3498 | 275795.954 | 58881.3379 | 66871.689 | 0 | 892
649 |  |  |  | Customer - System | F42 |  | 1561902.4068 | 1359766.3446 | 30258.6302 | 484.8352 | 15035.5898 | 1016.8547 | 5814.4374 | 4246.3274 | 896.7817 | 144369.979 | 6.3134 | 6.3134 | 0 | 893
650 |  |  |  | System Generation | F105 |  | 1129533.4702 | 409950.829 | 300523.7387 | 89839.7426 | 2027.4167 | 196120.0873 | 10088.7138 | 279.1584 | 470.3232 | 71464.8514 | 22819.3908 | 25949.2183 | 0 | 894
651 |  |  |  | System Generation | F105 |  | 134557.278 | 48835.9744 | 35800.317 | 10702.2869 | 241.5189 | 23363.0838 | 1201.8324 | 33.2551 | 56.0279 | 8513.3519 | 2718.3923 | 3091.2375 | 0 | 895
652 |  |  |  | System Generation | F105 |  | 34450.7607 | 12511.7242 | 9172.0028 | 2741.9144 | 61.8769 | 5963.6901 | 307.9082 | 8.5199 | 14.3543 | 2181.1116 | 695.6866 | 791.9717 | 0 | 896
653 |  |  |  | System Generation | F105 |  | 0 | 0 | 0 | 0 | 0 | 0 | 0 | 0 | 0 | 0 | 0 | 0 | 0 | 897
654 |  |  |  | System Generation | F105 |  | 110823.5925 | 40222.1137 | 29485.7313 | 8814.5799 | 198.9189 | 19242.221 | 989.8489 | 27.3895 | 46.1455 | 7011.737 | 2238.9127 | 2545.9941 | 0 | 898
655 |  |  |  | System Generation | F10 |  | 7221.2411 | 2622.5888 | 1922.5481 | 574.734 | 12.97 | 1250.0521 | 64.5408 | 1.7859 | 3.0088 | 457.1839 | 145.8232 | 166.0056 | 0 | 899
656 |  |  | Total Amort. Intangible Plant |  |  |  | 16475673.6884 | 6554446.9342 | 4039030.2448 | 1208744.376 | 30879.9096 | 2745576.484 | 135108.3925 | 7680.7675 | 7239.7487 | 1062030.938 | 320190.7998 | 364745.0932 | 0
657
658 |  | Distribution - METER - Unbundled |  |  |  |  | D: AMORTIZATION EXPENSE (continued)
659
660
661 |  | A |  | B | C |  | D | E | F | G | H | I | J | K | L | M | N | O
662 |  | FERC ACCT |  | DESCRIPTION | COS Factor |  | Utah Jurisdiction Normalized | Residential Sch 1 | General Large Dist. Sch 6 | General +1 MW Sch 8 | Street & Area Lighting Sch. 7,11,12 | General Trans Sch 9 | Irrigation Sch 10 | Traffic Signals Sch 15 | Outdoor Lighting Sch 15 | General Small Dist. Sch 23 | Industrial Cust 1 | Industrial Cust 2
663 |  | 404O | Amort of LT Plant - Other Plant |  | F10 |  | 0 | 0 | 0 | 0 | 0 | 0 | 0 | 0 | 0 | 0 | 0 | 0 | 0 | 904
664
665 |  | 404HP | Amort of Other Electric Plant |  | F10 |  | 123365.2961 | 44803.4392 | 32844.1757 | 9818.5664 | 221.5759 | 21355.476 | 1102.5934 | 30.5092 | 51.4015 | 7810.3785 | 2491.1956 | 2835.9846 | 0 | 909
666
667 |  | 405 | Amort of Other Electric Plant |  | F10 |  | 0 | 0 | 0 | 0 | 0 | 0 | 0 | 0 | 0 | 0 | 0 | 0 | 0 | 917
668
669 |  | 406 | Amort of Plant Acquisition Adj |  | F10 |  | 2319641.2538 | 842440.3721 | 617569.9921 | 184618.7905 | 4166.299 | 401547.637 | 20732.0958 | 573.6646 | 966.5043 | 146858.7737 | 46842.0243 | 53325.1004 | 0 | 925
670
671 |  | 407 | Amort of Prop Losses, Unrec Plant, |  | F151 |  | -4777519.78 | -1968780.7971 | -1200391.8446 | -350360.7249 | -35465.9812 | -678330.359 | -44960.2092 | -1547.4905 | -1925.5108 | -327506.0601 | -78749.1483 | -89501.6543 | 0 | 934
672
673
674 |  | TOTAL AMORTIZATION EXPENSE |  |  |  |  | 14397402.7932 | 5581675.8852 | 3554302.9753 | 1071649.5923 | 1031.4873 | 2523293.5649 | 114544.688 | 6821.0475 | 6430.5893 | 907266.9368 | 294617.4439 | 335768.5826 | 0
675
676
677 | [6 empty] | D: TAX OTHER THAN INCOME
678
679
680 |  | 408 | Total Taxes Other Than Income |  | F101 |  | 65878212.1881 | 27874009.5271 | 17021069.8725 | 4871347.9785 | 259173.8461 | 8475191.9593 | 672199.2777 | 20672.1406 | 25716.7467 | 4499124.3088 | 999985.8643 | 1159720.6665 | 0 | 947
681
682
683 | [6 empty] | D: DEFERRED ITC
684
685
686 |  | 41140 | Deferred I T C - Federal |  | F101 |  | -3979666.4537 | -1673468.6489 | -1023974.079 | -296444.5712 | -15384.899 | -517786.8027 | -40465.5843 | -1227.3014 | -1547.5525 | -279016.9229 | -60343.6904 | -70006.4014 | 0 | 952
687
688 |  | 41141 | Deferred I T C - Idaho |  | F101 |  | 0 | 0 | 0 | 0 | 0 | 0 | 0 | 0 | 0 | 0 | 0 | 0 | 0 | 955
689
690 |  | TOTAL DEFERRED ITC |  |  |  |  | -3979666.4537 | -1673468.6489 | -1023974.079 | -296444.5712 | -15384.899 | -517786.8027 | -40465.5843 | -1227.3014 | -1547.5525 | -279016.9229 | -60343.6904 | -70006.4014 | 0
691
692 |  | 427 | Interest on Long-Term Debt |  |  |  | 155462237.3009 | 64912572.709 | 40160280.2888 | 11603680.7513 | 585065.9609 | 20596023.1863 | 1571028.9328 | 47621.5511 | 60904.5408 | 10716703.1945 | 2411256.7828 | 2797099.4026 | 0
693
694 |  | 428-432 |  | Electric Interest Deductions for Tax | F104 |  | 785792.3171 | 334824.1163 | 200357.6792 | 57827.9115 | 3069.3224 | 100626.6411 | 7956.0716 | 258.5608 | 308.048 | 55540.5865 | 11659.4867 | 13363.8929 | 0
695
696 | [6 empty] | D: DEFERRED INCOME TAXES
697
698
699 |  | 41010 | Deferred Income Tax - Federal-DR |  | F101 |  | 242285083.8217 | 100479901.9067 | 63124959.1955 | 18049325.4797 | 879435.9711 | 32784697.5711 | 2427760.3994 | 73775.6214 | 95108.7577 | 15985365.9056 | 3890908.5382 | 4493844.4755 | 0 | 1010
700
701 |  | 41020 | Deferred Income Tax - State-DR |  | F101 |  | 0 | 0 | 0 | 0 | 0 | 0 | 0 | 0 | 0 | 0 | 0 | 0 | 0 | 1025
702
703 |  | 41120 | Deferred Income Tax - Federal-CR |  | F101 |  | -138900362.0423 | -63583884.3296 | -35368776.5715 | -9784647.3511 | -700466.0853 | -14385062.6973 | -1507121.7576 | -48959.5334 | -51692.4817 | -9732845.1313 | -1732280.2783 | -2004625.8252 | 0 | 1044
704
705 |  | 41111 | Deferred Income Tax - State-CR |  | F101 |  | 0 | 0 | 0 | 0 | 0 | 0 | 0 | 0 | 0 | 0 | 0 | 0 | 0 | 1059
706
707 |  | TOTAL DEFERRED INCOME TAXES |  |  |  |  | 103384721.7794 | 36896017.577 | 27756182.624 | 8264678.1286 | 178969.8858 | 18399634.8739 | 920638.6417 | 24816.088 | 43416.276 | 6252520.7742 | 2158628.2599 | 2489218.6503 | 0
708
709 |  | SCHMAF | Additions - Flow Through
710 |  |  |  | S | F101 |  | 0 | 0 | 0 | 0 | 0 | 0 | 0 | 0 | 0 | 0 | 0 | 0 | 0 | 1064
711 |  |  |  | SNP | F104 |  | 0 | 0 | 0 | 0 | 0 | 0 | 0 | 0 | 0 | 0 | 0 | 0 | 0 | 1065
712 |  |  |  | SO | F102 |  | 0 | 0 | 0 | 0 | 0 | 0 | 0 | 0 | 0 | 0 | 0 | 0 | 0 | 1066
713 |  |  |  | SE | F30 |  | 0 | 0 | 0 | 0 | 0 | 0 | 0 | 0 | 0 | 0 | 0 | 0 | 0 | 1067
714 |  |  |  | TROJP | F10 |  | 0 | 0 | 0 | 0 | 0 | 0 | 0 | 0 | 0 | 0 | 0 | 0 | 0 | 1068
715 |  |  |  | SG | F10 |  | 0 | 0 | 0 | 0 | 0 | 0 | 0 | 0 | 0 | 0 | 0 | 0 | 0 | 1069
716
717
718 |  | SCHMAP | Additions - Permanent
719 |  |  |  | S | F101 |  | 0 | 0 | 0 | 0 | 0 | 0 | 0 | 0 | 0 | 0 | 0 | 0 | 0 | 1073
720 |  |  |  | SE | F30 |  | 27611.7882 | 8027.8794 | 7565.2205 | 2491.2105 | 101.3482 | 5740.1012 | 286.477 | 8.4009 | 22.32 | 1658.6926 | 652.5528 | 1057.5849 | 0 | 1074
721 |  |  |  | SNP | F104 |  | 0 | 0 | 0 | 0 | 0 | 0 | 0 | 0 | 0 | 0 | 0 | 0 | 0 | 1075
722 |  |  |  | SO | F102 |  | 331944.0047 | 120554.4307 | 88375.1555 | 26419.2149 | 596.2034 | 57462.0453 | 2966.7928 | 82.0922 | 138.3082 | 21015.7021 | 6703.1611 | 7630.8987 | 0 | 1076
723 |  |  |  | SG | F10 |  | 0 | 0 | 0 | 0 | 0 | 0 | 0 | 0 | 0 | 0 | 0 | 0 | 0 | 1077
724 |  |  |  | BADDEBT | F80 |  | 24679.6502 | 22237.3039 | 1152.9549 | 333.7671 | 0 | 593.2442 | 67.2637 | 0 | 0 | 295.1164 | 0 | 0 | 0 | 1078
725
726
727 |  | SCHMAT | Additions - Temporary
728 |  |  |  | S | F101 |  | 8391168.78 | 3640026.522 | 2300582.2524 | 582554.9807 | 34733.945 | 1055978.0245 | 86221.6901 | 3042.7341 | 3636.1645 | 373943.8876 | 143152.5985 | 167295.9807 | 0 | 1082
729 |  |  |  | SGCT | F10 |  | 492509.3916 | 178868.0877 | 131123.3022 | 39198.5131 | 884.5943 | 85257.1414 | 4401.8668 | 121.8013 | 205.2095 | 31181.2549 | 9945.5624 | 11322.058 | 0 | 1083
730 |  |  |  | CIAC | F104 |  | 51876474.4716 | 30920832.9876 | 11909428.8327 | 3025512.1034 | 495261.8376 | 50960.5376 | 701574.3566 | 25974.6814 | 15601.7522 | 4724442.0962 | 3442.6432 | 3442.6432 | 0 | 1084
731 |  |  |  | SNP | F104 |  | 10678543.9027 | 4519310.894 | 2737717.8807 | 790666.9544 | 41242.1105 | 1377924.7259 | 108438.7805 | 3364.3289 | 4177.3366 | 753010.7637 | 159669.8484 | 183020.279 | 0 | 1085
732 |  |  |  | TROJD | F10 |  | -16088.5136 | -5842.9782 | -4283.3275 | -1280.4747 | -28.8965 | -2785.0447 | -143.7932 | -3.9788 | -6.7035 | -1018.5796 | -324.8858 | -369.851 | 0 | 1086
733 |  |  |  | SG | F10 |  | 0 | 0 | 0 | 0 | 0 | 0 | 0 | 0 | 0 | 0 | 0 | 0 | 0 | 1087
734 |  |  |  | SE | F30 |  | -31467244.8886 | -9148818.8426 | -8621558.5161 | -2839060.2972 | -115499.5146 | -6541596.2414 | -326478.0676 | -9573.9654 | -25436.5893 | -1890297.2672 | -743669.2672 | -1205256.32 | 0 | 1088
735 |  |  |  | SG | F10 |  | -3551404.6343 | -1289788.5122 | -945508.6766 | -282654.0643 | -6378.6645 | -614775.2963 | -31741.1414 | -878.2889 | -1479.7322 | -224842.9272 | -71715.8232 | -81641.5075 | 0 | 1089
736 |  |  |  | GPS | F102 |  | 100050.0536 | 44991.0151 | 25107.2241 | 7123.1455 | 613.1636 | 10998.8422 | 1052.4275 | 34.7889 | 36.8764 | 7373.2295 | 1273.5177 | 1445.8231 | 0 | 1090
737 |  |  |  | SO | F102 |  | 18154631.8306 | 8024180.8353 | 4582177.2038 | 1306659.41 | 104184.4879 | 2095176.9956 | 188426.7315 | 6149.6385 | 6772.143 | 1321243.3598 | 243229.583 | 276431.4423 | 0 | 1091
738 |  |  |  | SNPD | F104 |  | 664026.3677 | 281025.3556 | 170240.1448 | 49166.2263 | 2564.5677 | 85683.8122 | 6743.0738 | 209.2048 | 259.7603 | 46824.6426 | 9928.7871 | 11380.7924 | 0 | 1092
739 |  |  |  | BADDEBT | F80 |  | -34547.6469 | -31128.7445 | -1613.9564 | -467.2217 | 0 | -830.449 | -94.1586 | 0 | 0 | -413.1167 | 0 | 0 | 0 | 1093
740 |  |  |  | TAXDEPR | F151 |  | 0 | 0 | 0 | 0 | 0 | 0 | 0 | 0 | 0 | 0 | 0 | 0 | 0 | 1094
741 |  |  |  | SCHMDEXP | F151 |  | 319034821.8082 | 134419575.2806 | 79296898.8588 | 23029967.3657 | 2713452.4542 | 43361600.68 | 3032921.0018 | 107650.3173 | 127741.2593 | 22191878.0273 | 5032949.9458 | 5720186.6175 | 0 | 1095
742
743
744 |  | TOTAL SCHEDULE - M ADDITIONS |  |  |  |  | 374707176.3657 | 171704051.5143 | 91677404.5538 | 25736630.8336 | 3271727.6366 | 41027389.1187 | 3774643.3014 | 136181.7551 | 131668.1051 | 27356294.8819 | 4795238.2239 | 5095946.4413 | 0
745
746 |  | SCHMDF | Deductions - Flow Through
747 |  |  |  | S | F101 |  | 0 | 0 | 0 | 0 | 0 | 0 | 0 | 0 | 0 | 0 | 0 | 0 | 0 | 1101
748 |  |  |  | DGP | F10 |  | 0 | 0 | 0 | 0 | 0 | 0 | 0 | 0 | 0 | 0 | 0 | 0 | 0 | 1102
749 |  |  |  | DGU | F10 |  | 0 | 0 | 0 | 0 | 0 | 0 | 0 | 0 | 0 | 0 | 0 | 0 | 0 | 1103
750
751 |  | SCHMDP | Deductions - Permanent
752 |  |  |  | S | F101 |  | 0 | 0 | 0 | 0 | 0 | 0 | 0 | 0 | 0 | 0 | 0 | 0 | 0 | 1106
753 |  |  |  | SE | F30 |  | 278141.5504 | 80867.1578 | 76206.6606 | 25094.6861 | 1020.9097 | 57821.704 | 2885.7663 | 84.6251 | 224.8361 | 16708.4921 | 6573.3535 | 10653.3592 | 0 | 1107
754 |  |  |  | SNP | F104 |  | 28837.0799 | 12157.485 | 7401.5825 | 2139.7217 | 109.9011 | 3754.0331 | 292.0288 | 9.0242 | 11.3049 | 2028.1456 | 435.0714 | 498.7817 | 0 | 1108
755 |  |  |  | IBT | F150 |  | -7125.0612 | -2539.3676 | -3082.7098 | -682.8939 | -48.7802 | 13.8611 | -57.5024 | -4.9407 | -12.8908 | -801.3621 | 120.0741 | -28.5487 | 0 | 1109
756 |  |  |  | SG | F10 |  | 6924834.6912 | 2514940.7497 | 1843634.2684 | 551143.2437 | 12437.6696 | 1198741.8324 | 61891.6118 | 1712.5634 | 2885.3092 | 438418.1085 | 139837.6901 | 159191.6443 | 0 | 1110
757 |  |  |  | SO | F102 |  | -12960.7915 | -5782.7958 | -3262.3104 | -927.7944 | -77.0639 | -1455.1493 | -135.5159 | -4.4529 | -4.8057 | -949.7993 | -168.9976 | -192.1062 | 0 | 1111
758
759
760 |  | SCHMDT | Deductions - Temporary
761 |  |  |  | S | F101 |  | 4038581 | 1713377.6131 | 1042857.6324 | 298181.5081 | 16032.0113 | 516239.8696 | 41292.0651 | 1271.7515 | 1572.8651 | 276181.9779 | 60930.8724 | 70642.8334 | 0 | 1115
762 |  |  |  | BADDEBT | F80 |  | 0 | 0 | 0 | 0 | 0 | 0 | 0 | 0 | 0 | 0 | 0 | 0 | 0 | 1116
763 |  |  |  | SNP | F104 |  | 22359069.9071 | 9460357.1236 | 5733445.0282 | 1655885.5559 | 86318.756 | 2885929.0861 | 227076.5713 | 7033.0922 | 8745.9692 | 1576545.1003 | 334413.7911 | 383319.8332 | 0 | 1117
764 |  |  |  | CN | F40 |  | 0 | 0 | 0 | 0 | 0 | 0 | 0 | 0 | 0 | 0 | 0 | 0 | 0 | 1118
765 |  |  |  | TROJD | F10 |  | 84090.1198 | 30539.5982 | 22387.744 | 6692.6798 | 151.0339 | 14556.6427 | 751.5664 | 20.7961 | 35.0371 | 5323.8284 | 1698.0865 | 1933.1067 | 0 | 1119
766 |  |  |  | DGP | F10 |  | 0 | 0 | 0 | 0 | 0 | 0 | 0 | 0 | 0 | 0 | 0 | 0 | 0 | 1120
767 |  |  |  | SE | F30 |  | 13111399.4407 | 3812021.6333 | 3592329.0363 | 1182946.0674 | 48124.9717 | 2725674.9551 | 136033.02 | 3989.1667 | 10598.6172 | 787626.709 | 309863.315 | 502191.949 | 0 | 1121
768 |  |  |  | SG | F10 |  | 90388780.2635 | 32827126.8472 | 24064668.7177 | 7193986.2498 | 162346.9494 | 15646988.9775 | 807861.4942 | 22353.8213 | 37661.4884 | 5722602.7539 | 1825279.4186 | 2077903.5455 | 0 | 1122
769 |  |  |  | GPS | F102 |  | -17325259.3758 | -7351036.3109 | -4423463.4626 | -1275473.5818 | -84248.1456 | -2229032.7117 | -174189.7662 | -5514.7515 | -6626.491 | -1223870.8141 | -258379.1307 | -293424.2098 | 0 | 1123
770 |  |  |  | SO | F102 |  | 22915517.2602 | 10332918.9733 | 5748865.2113 | 1629893.3911 | 141687.1053 | 2493397.5352 | 241585.9388 | 7999.0202 | 8436.6569 | 1692342.9167 | 289434.847 | 328955.6643 | 0 | 1124
771 |  |  |  | TAXDEPR | F151 |  | 502780145 | 217382727.9824 | 122998250.4821 | 35518745.7351 | 4851178.859 | 65232972.4142 | 4816009.0372 | 180992.2667 | 200032.3985 | 35520170.6636 | 7533913.012 | 8545152.1493 | 0 | 1125
772 |  |  |  | SNPD | F104 |  | 24377.8562 | 14530.3556 | 5596.4933 | 1421.7523 | 232.734 | 23.9474 | 329.6847 | 12.2061 | 7.3316 | 2220.1156 | 1.6178 | 1.6178 | 0 | 1126
773
774
775 |  | TOTAL SCHEDULE - M DEDUCTIONS |  |  |  |  | 645588428.9403 | 270822207.0448 | 160705834.374 | 46789046.321 | 5235266.9114 | 88545626.9975 | 6161626.0001 | 219954.1883 | 263567.6266 | 44814546.836 | 10243953.021 | 11786799.6197 | 0
776
777 |  | TOTAL SCHEDULE - M ADJUSTMENTS |  |  |  |  | -270881252.5745 | -99118155.5305 | -69028429.8203 | -21052415.4873 | -1963539.2748 | -47518237.8787 | -2386982.6987 | -83772.4331 | -131899.5215 | -17458251.9541 | -5448714.7971 | -6690853.1784 | 0
778
779
780
781 | [6 empty] | D: INCOME TAXES
782
783 |  |  | State Income Taxes Before Credits |  | F150 |  | 9503441.3112 | 3308045.0453 | 4277121.4659 | 935906.1933 | 69974.544 | -131175.521 | 74626.4395 | 6865.5241 | 18501.8026 | 1103672.6445 | -192292.9357 | 32196.1088 | 0 | 1134
784 |  |  | Renewable Energy Credits |  | F10 |  | 0 | 0 | 0 | 0 | 0 | 0 | 0 | 0 | 0 | 0 | 0 | 0 | 0 | 1136
785 |  | 40911 | State Income Taxes |  |  |  | 9503441.3112 | 3308045.0453 | 4277121.4659 | 935906.1933 | 69974.544 | -131175.521 | 74626.4395 | 6865.5241 | 18501.8026 | 1103672.6445 | -192292.9357 | 32196.1088 | 0
786
787 |  | Calculation of Taxable Income
788
789 |  |  | Operating Revenues |  |  |  | 2176812430.3312 | 818755619.6971 | 599881933.2313 | 174018177.4388 | 12144423.7704 | 314674840.1093 | 20392896.3948 | 835385.322 | 1410882.1061 | 153834108.5981 | 32364954.9334 | 48499208.7297 | 0
790 |  |  | Operating Deductions
791 |  |  | O & M Expenses |  |  |  | 1192924384.4754 | 437677997.3607 | 308845116.7252 | 95220177.3418 | 5761201.0348 | 200345470.0729 | 11499122.9417 | 438841.1515 | 670666.2367 | 77657726.8198 | 23024471.7352 | 31783593.0552 | 0
792 |  |  | Depreciation Expense |  |  |  | 281289038.3857 | 115917145.8664 | 70676225.9936 | 20628408.8695 | 2088152.89 | 39938483.3903 | 2647150.53 | 91112.5729 | 113369.5131 | 19282780.3858 | 4636563.1564 | 5269645.2177 | 0
793 |  |  | Amortization Expense |  |  |  | 14397402.7932 | 5581675.8852 | 3554302.9753 | 1071649.5923 | 1031.4873 | 2523293.5649 | 114544.688 | 6821.0475 | 6430.5893 | 907266.9368 | 294617.4439 | 335768.5826 | 0
794 |  |  | Taxes Other Than Income |  |  |  | 65878212.1881 | 27874009.5271 | 17021069.8725 | 4871347.9785 | 259173.8461 | 8475191.9593 | 672199.2777 | 20672.1406 | 25716.7467 | 4499124.3088 | 999985.8643 | 1159720.6665 | 0
795 |  |  | Interest & Dividends (AFUDC-Equity) |  | F104 |  | -14658034.6557 | -6245751.4461 | -3737437.6689 | -1078711.9102 | -57254.6112 | -1877072.046 | -148411.1913 | -4823.1492 | -5746.2737 | -1036044.5424 | -217494.0577 | -249287.7589 | 0
796 |  |  | Misc Revenue & Expense |  |  |  | 525243.8247 | 720561.8365 | -76136.3724 | -23292.4448 | -844.9502 | -56085.8811 | -1431.7291 | -113.984 | -195.5071 | -17211.1881 | -9293.0563 | -10712.8987 | 0
797 |  |  | Total Operating Deductions |  |  |  | 1540356247.0113 | 581525639.0298 | 396283141.5252 | 120689579.4272 | 8051459.6969 | 249349281.0603 | 14783174.5169 | 552509.7794 | 810241.305 | 101293642.7206 | 28728851.0856 | 38288726.8645 | 0
798 |  |  | Other Deductions
799 |  |  | Interest Deductions |  | F101 |  | 156248029.6179 | 65247396.8253 | 40360637.9681 | 11661508.6628 | 588135.2832 | 20696649.8274 | 1578985.0044 | 47880.1119 | 61212.5888 | 10772243.781 | 2422916.2694 | 2810463.2955 | 0
800 |  |  | Interest on PCRBS |  |  |  | 0 | 0 | 0 | 0 | 0 | 0 | 0 | 0 | 0 | 0 | 0 | 0 | 0
801 |  |  | Schedule M Adjustments |  |  |  | -270881252.5745 | -99118155.5305 | -69028429.8203 | -21052415.4873 | -1963539.2748 | -47518237.8787 | -2386982.6987 | -83772.4331 | -131899.5215 | -17458251.9541 | -5448714.7971 | -6690853.1784 | 0
802
803 |  |  | Income Before State Taxes |  |  |  | 209326901.1274 | 72864428.3116 | 94209723.9177 | 20614673.8615 | 1541289.5156 | -2889328.6571 | 1643754.1748 | 151222.9976 | 407528.6908 | 24309970.1424 | -4235527.2187 | 709165.3913 | 0
804
805 |  |  | State Income Taxes |  |  |  | 9503441.3112 | 3308045.0453 | 4277121.4659 | 935906.1933 | 69974.544 | -131175.521 | 74626.4395 | 6865.5241 | 18501.8026 | 1103672.6445 | -192292.9357 | 32196.1088 | 0
806
807 |  |  | Adjustments to Calculated Tax:
808 |  |  |  | PMI | F30 |  | -25001.8791 | -7269.0718 | -6850.1442 | -2255.7374 | -91.7686 | -5197.5379 | -259.3988 | -7.6069 | -20.2103 | -1501.9104 | -590.8725 | -957.6203 | 0 | 1166
809 |  |  |  | Renewable Energy Credits | F10 |  | -25920689.9315 | -9413798.636 | -6900998.269 | -2063011.4314 | -46556.054 | -4487069.6171 | -231669.5417 | -6410.3805 | -10800.1431 | -1641064.4236 | -523433.3477 | -595878.0875 | 0 | 1167
810 |  |  |  | System Overheads | F102 |  | -192.6821 | -69.9777 | -51.2987 | -15.3354 | -0.34608 | -33.3547 | -1.7221 | -0.047652 | -0.080283 | -12.1989 | -3.891 | -4.4295 | 0 | 1168
811 |  |  |  | Situs | F107 |  | 0 | 0 | 0 | 0 | 0 | 0 | 0 | 0 | 0 | 0 | 0 | 0 | 0 | 1169
812 |  |  |  | Total Adjustments |  |  | -25945884.4927 | -9421137.6855 | -6907899.7119 | -2065282.5043 | -46648.1687 | -4492300.5098 | -231930.6626 | -6418.035 | -10820.4337 | -1642578.533 | -524028.1111 | -596840.1372 | 0
813
814 |  |  | 35%
815
816 |  | 40910 | Federal Income Tax |  |  |  | 43992326.443 | 14923596.4577 | 24568511.1462 | 4822286.1796 | 468312.0714 | -5457654.1074 | 317264.0447 | 44107.0807 | 125338.9772 | 6479625.5913 | -1939160.1102 | -359900.8883 | 0
817
818
819 |  | TOTAL OPERATING EXPENSES |  |  |  |  | 1707915104.7469 | 641225580.907 | 455598420.3512 | 135494717.2676 | 8810585.9103 | 263519371.5491 | 16203649.2499 | 631894.32 | 1001697.082 | 115886489.3501 | 28913176.667 | 40629522.0927 | 0
820
821
822 |  | Distribution - METER - Unbundled |  |  |  |  | D: STEAM PRODUCTION PLANT
823
824 |  | A |  | B | C |  | D | E | F | G | H | I | J | K | L | M | N | O
825 |  | FERC ACCT |  | DESCRIPTION | COS Factor |  | Utah Jurisdiction Normalized | Residential Sch 1 | General Large Dist. Sch 6 | General +1 MW Sch 8 | Street & Area Lighting Sch. 7,11,12 | General Trans Sch 9 | Irrigation Sch 10 | Traffic Signals Sch 15 | Outdoor Lighting Sch 15 | General Small Dist. Sch 23 | Industrial Cust 1 | Industrial Cust 2
826 |  | 310 | Land and Land Rights |  | F10 |  | 40993838.8068 | 14888019.758 | 10914000.0283 | 3262673.8832 | 73628.8802 | 7096346.9369 | 366387.7726 | 10138.0829 | 17080.5379 | 2595360.3331 | 827815.2448 | 942387.3489 | 0 | 1186
827 |  |  |  | Total 310 |  |  | 40993838.8068 | 14888019.758 | 10914000.0283 | 3262673.8832 | 73628.8802 | 7096346.9369 | 366387.7726 | 10138.0829 | 17080.5379 | 2595360.3331 | 827815.2448 | 942387.3489 | 0
828
829 |  | 311 | Structures and Improvements |  | F10 |  | 445984683.5961 | 161971383.3691 | 118736790.4803 | 35495640.8533 | 801031.4183 | 77203358.7355 | 3986046.1865 | 110295.3475 | 185824.4678 | 28235729.8231 | 9006058.7343 | 10252524.1805 | 0 | 1193
830 |  |  |  | Total 311 |  |  | 445984683.5961 | 161971383.3691 | 118736790.4803 | 35495640.8533 | 801031.4183 | 77203358.7355 | 3986046.1865 | 110295.3475 | 185824.4678 | 28235729.8231 | 9006058.7343 | 10252524.1805 | 0
831
832 |  | 312 | Boiler Plant Equipment |  | F10 |  | 1883559230.3306 | 684065407.2116 | 501469637.6691 | 149911296.116 | 3383053.6724 | 326058504.49 | 16834555.9011 | 465818.2836 | 784805.8563 | 119249991.0636 | 38035936.394 | 43300223.6729 | 0 | 1200
833 |  |  |  | Total 312 |  |  | 1883559230.3306 | 684065407.2116 | 501469637.6691 | 149911296.116 | 3383053.6724 | 326058504.49 | 16834555.9011 | 465818.2836 | 784805.8563 | 119249991.0636 | 38035936.394 | 43300223.6729 | 0
834
835 |  | 314 | Turbogenerator Units |  | F10 |  | 436249498.8068 | 158435788.077 | 116144942.2865 | 34720823.6104 | 783546.0894 | 75518123.8131 | 3899036.7047 | 107887.7635 | 181768.195 | 27619385.6803 | 8809469.8172 | 10028726.7697 | 0 | 1207
836 |  |  |  | Total 314 |  |  | 436249498.8068 | 158435788.077 | 116144942.2865 | 34720823.6104 | 783546.0894 | 75518123.8131 | 3899036.7047 | 107887.7635 | 181768.195 | 27619385.6803 | 8809469.8172 | 10028726.7697 | 0
837
838 |  | 315 | Accessory Electric Equipment |  | F10 |  | 215988206.4251 | 78441950.7504 | 57503648.3444 | 17190365.6915 | 387935.6078 | 37389209.981 | 1930422.7212 | 53415.4987 | 89993.8832 | 13674426.1987 | 4361590.3069 | 4965247.4413 | 0 | 1214
839 |  |  |  | Total 316 |  |  | 215988206.4251 | 78441950.7504 | 57503648.3444 | 17190365.6915 | 387935.6078 | 37389209.981 | 1930422.7212 | 53415.4987 | 89993.8832 | 13674426.1987 | 4361590.3069 | 4965247.4413 | 0
840
841 |  | 316 | Misc Power Plant Equipment |  | F10 |  | 13684048.6164 | 4969731.8451 | 3643174.4704 | 1089104.8347 | 24577.8684 | 2368813.4439 | 122302.9665 | 3384.1676 | 5701.6107 | 866350.6031 | 276330.8923 | 314575.9137 | 0 | 1221
842 |  |  |  | Total 316 |  |  | 13684048.6164 | 4969731.8451 | 3643174.4704 | 1089104.8347 | 24577.8684 | 2368813.4439 | 122302.9665 | 3384.1676 | 5701.6107 | 866350.6031 | 276330.8923 | 314575.9137 | 0
843
844 |  | S00 | Unclassified Steam Plant - Acct 300 |  | F10 |  | -1019230.555 | -370161.1043 | -271354.9799 | -81119.9197 | -1830.6362 | -176436.6021 | -9109.5058 | -252.0633 | -424.6737 | -64528.4909 | -20581.9854 | -23430.5937 | 0 | 1226
845
846
847
848 |  | Total Steam Production Plant |  |  |  |  | 3035440276.0267 | 1102402119.907 | 808140838.2991 | 241588785.0694 | 5451942.9003 | 525457920.7983 | 27129642.7467 | 750687.0804 | 1264749.8771 | 192176715.211 | 61296619.4042 | 69780254.7332 | 0
849
850
851 | [6 empty] | D: NUCLEAR PRODUCTION
852
853
854 |  | 320 | Land and Land Rights |  | F10 |  | 0 | 0 | 0 | 0 | 0 | 0 | 0 | 0 | 0 | 0 | 0 | 0 | 0 | 1232
855
856 |  | 321 | Structures and Improvements |  | F10 |  | 0 | 0 | 0 | 0 | 0 | 0 | 0 | 0 | 0 | 0 | 0 | 0 | 0 | 1236
857
858 |  | 322 | Reactor Plant Equipment |  | F10 |  | 0 | 0 | 0 | 0 | 0 | 0 | 0 | 0 | 0 | 0 | 0 | 0 | 0 | 1240
859
860 |  | 323 | Turbogenerator Units |  | F10 |  | 0 | 0 | 0 | 0 | 0 | 0 | 0 | 0 | 0 | 0 | 0 | 0 | 0 | 1244
861
862 |  | 324 | Land and Land Rights |  | F10 |  | 0 | 0 | 0 | 0 | 0 | 0 | 0 | 0 | 0 | 0 | 0 | 0 | 0 | 1248
863
864 |  | 325 | Misc. Power Plant Equipment |  | F10 |  | 0 | 0 | 0 | 0 | 0 | 0 | 0 | 0 | 0 | 0 | 0 | 0 | 0 | 1252
865
866 |  | N00 | Unclassified Nuclear Plt - Acct 300 |  | F10 |  | 0 | 0 | 0 | 0 | 0 | 0 | 0 | 0 | 0 | 0 | 0 | 0 | 0 | 1258
867
868 |  | Total Nuclear Production Plant |  |  |  |  | 0 | 0 | 0 | 0 | 0 | 0 | 0 | 0 | 0 | 0 | 0 | 0 | 0
869
870
871 | [6 empty] | D: HYDRAULIC PRODUCTION PLANT
872
873
874 |  | 330 | Land and Land Rights |  | F10 |  | 13717847.9528 | 4982006.987 | 3652173.0412 | 1091794.9027 | 24638.5753 | 2374664.3675 | 122605.0524 | 3392.5264 | 5715.6936 | 868490.4724 | 277013.4243 | 315352.9101 | 0 | 1268
875
876 |  | 331 | Structures and Improvements |  | F10 |  | 110905959.9717 | 40278494.8031 | 29527062.7368 | 8826935.6963 | 199197.7789 | 19198669.6596 | 991236.4596 | 27427.8733 | 46210.199 | 7021565.6203 | 2239596.1705 | 2549562.9742 | 0 | 1275
877
878 |  | 332 | Reservoirs, Dams & Waterways |  | F10 |  | 211433922.7709 | 76787939.6355 | 56291138.041 | 16827893.1159 | 379755.6761 | 36600828.6583 | 1889718.218 | 52289.1903 | 88096.2903 | 13386090.0124 | 4269622.6955 | 4860551.2376 | 0 | 1282
879
880 |  | 333 | Water Wheel, Turbines, & Generators |  | F10 |  | 55723707.7836 | 20237569.5133 | 14835608.619 | 4435014.9035 | 100085.1426 | 9646199.8816 | 498037.8947 | 13780.8897 | 23217.9012 | 3527922.8538 | 1125265.0677 | 1281005.1163 | 0 | 1289
881
882 |  | 334 | Accessory Electric Equipment |  | F10 |  | 34213846.5749 | 12425682.4594 | 9108927.911 | 2723058.5599 | 61451.3616 | 5922678.4417 | 305790.7091 | 8461.3401 | 14255.5789 | 2166112.3434 | 690902.4527 | 786525.4172 | 0 | 1296
883
884 |  | 335 | Misc. Power Plant Equipment |  | F10 |  | 1037295.9509 | 376722.0407 | 276164.6229 | 82557.7332 | 1863.0834 | 179563.8603 | 9270.9676 | 256.531 | 432.2009 | 65672.2289 | 20946.7917 | 23845.8903 | 0 | 1303
885
886 |  | 336 | Roads, Railroads & Bridges |  | F10 |  | 9138504.1074 | 3318894.5868 | 2432990.8345 | 727327.8022 | 16413.633 | 1581944.9341 | 81676.5705 | 2260.0204 | 3807.6592 | 578567.7008 | 184539.7561 | 210080.6099 | 0 | 1310
887
888 |  | H00 | Unclassified Hydro Plant - Acct 300 |  | F10 |  | 0 | 0 | 0 | 0 | 0 | 0 | 0 | 0 | 0 | 0 | 0 | 0 | 0 | 1316
889
890 |  | Total Hydraulic Plant |  |  |  |  | 436171085.1122 | 158407310.0259 | 116124065.8063 | 34714582.7137 | 783405.2508 | 75504549.803 | 3898335.8721 | 107868.3712 | 181735.5231 | 27614421.232 | 8807886.3585 | 10026924.1555 | 0
891
892 |  | Distribution - METER - Unbundled
893 |  | A |  | B | C |  | D | E | F | G | H | I | J | K | L | M | N | O
894 |  | FERC ACCT |  | DESCRIPTION | COS Factor |  | Utah Jurisdiction Normalized | Residential Sch 1 | General Large Dist. Sch 6 | General +1 MW Sch 8 | Street & Area Lighting Sch. 7,11,12 | General Trans Sch 9 | Irrigation Sch 10 | Traffic Signals Sch 15 | Outdoor Lighting Sch 15 | General Small Dist. Sch 23 | Industrial Cust 1 | Industrial Cust 2
895 |  | 340 | Land and Land Rights |  | F10 |  | 16352163.4462 | 5938729.8082 | 4353520.3706 | 1301458.4182 | 29370.0595 | 2830684.5214 | 146149.5902 | 4044.0123 | 6813.3104 | 1035271.5824 | 330209.8701 | 375911.903 | 0 | 1322
896 |  |  |  | Wind Generation | F10 |  | 2363706.7981 | 858443.9647 | 629301.7881 | 188125.9395 | 4245.4449 | 409175.7197 | 21125.9373 | 584.5624 | 984.8647 | 149648.6068 | 47731.8685 | 54338.1017 | 0 | 1323
897 |  |  |  | Simple Cycle Combustion Turbine | F10 |  | 95075.3206 | 34529.1706 | 25312.3904 | 7566.9851 | 170.7644 | 16458.2649 | 849.7481 | 23.5128 | 39.6142 | 6019.3122 | 1919.9178 | 2185.6401 | 0 | 1324
898 |  |  |  | Total 340 |  |  | 18810945.565 | 6831702.9434 | 5008134.5491 | 1497151.3427 | 33786.2688 | 3256318.506 | 168125.2756 | 4652.0875 | 7837.7892 | 1190939.5013 | 379861.6563 | 432435.6449 | 0
899
900 |  | 341 | Structures and Improvements |  | F10 |  | 74257451.2515 | 26968599.0283 | 19769942.2315 | 5910103.9055 | 133373.5298 | 12854532.5851 | 663685.6405 | 18364.423 | 30940.1911 | 4701312.4172 | 1499529.0019 | 1707068.2975 | 0 | 1328
901 |  |  |  | Wind Generation | F10 |  | 23177499.9512 | 8417535.1043 | 6170664.7264 | 1844682.6638 | 41629.0208 | 4012202.457 | 207151.924 | 5731.9691 | 9657.1626 | 1467390.3626 | 468038.3286 | 532816.2321 | 0 | 1330
902 |  |  |  | Simple Cycle Combustion Turbine | F10 |  | 1871784.2792 | 679789.0157 | 498334.732 | 148974.1352 | 3361.9047 | 324020.1704 | 16729.3157 | 462.9063 | 779.8997 | 118504.5073 | 37798.1571 | 43029.5351 | 0 | 1331
903 |  |  |  | Total 341 |  |  | 99306735.482 | 36065923.1483 | 26438941.6899 | 7903760.7044 | 178364.4553 | 17190755.2126 | 887566.8802 | 24559.2983 | 41377.2534 | 6287207.2872 | 2005365.4876 | 2282914.0647 | 0
904
905 |  | 342 | Fuel Holders, Producers & Access |  | F10 |  | 5880417.8681 | 2135632.5719 | 1565573.8191 | 468018.7647 | 10561.7965 | 1017945.2947 | 52557.0005 | 1454.2713 | 2450.1414 | 372295.0502 | 118747.102 | 135182.0558 | 0 | 1335
906 |  |  |  | Simple Cycle Combustion Turbine | F10 |  | 1072792.9841 | 389613.747 | 285615.1802 | 85382.9198 | 1926.8395 | 185708.6681 | 9588.227 | 265.3097 | 446.9911 | 67919.581 | 21663.6064 | 24661.9142 | 0 | 1337
907 |  |  |  | Total 342 |  |  | 6953210.8521 | 2525246.319 | 1851188.9993 | 553401.6845 | 12488.6359 | 1203653.9628 | 62145.2274 | 1719.581 | 2897.1325 | 440214.6312 | 140410.7083 | 159843.97 | 0
908
909 |  | 343 | Prime Movers |  | F10 |  | 782865241.863 | 284318656.851 | 208426229.9051 | 62307752.8978 | 1406101.3261 | 135519959.1649 | 6996960.0451 | 193608.4289 | 326189.491 | 49563969.9527 | 15808906.9168 | 17996906.8838 | 0 | 1342
910 |  |  |  | Wind Generation | F10 |  | 473392546.292 | 171925288.9612 | 126033726.3844 | 37677015.431 | 850258.5777 | 81947869.3291 | 4231007.5284 | 117073.5169 | 197244.2579 | 29970948.62 | 9559523.5288 | 10882590.1567 | 0 | 1343
911 |  |  |  | Simple Cycle Combustion Turbine | F10 |  | 24102779.4339 | 8753575.3391 | 6417006.6303 | 1918325.0767 | 43290.9118 | 4172375.4102 | 215421.7299 | 5960.7976 | 10042.6905 | 1525970.7185 | 486723.0989 | 554087.0305 | 0 | 1344
912 |  |  |  | Total 343 |  |  | 1280360567.5889 | 464997521.1513 | 340876962.9198 | 101903093.4054 | 2299650.8155 | 221640203.9041 | 11443389.3033 | 316642.7434 | 533476.4394 | 81060889.2912 | 25855153.5444 | 29433584.0709 | 0
913
914 |  | 344 | Generators |  | F10 |  | 24431483.1413 | 8872952.9683 | 6504519.1047 | 1944486.3983 | 43881.2953 | 4229276.5352 | 218359.5621 | 6042.0885 | 10179.6486 | 1546781.2742 | 493360.8266 | 561643.4395 | 0 | 1349
915 |  |  |  | Wind Generation | F10 |  | 174709588.6725 | 63450505.8267 | 46513830.1563 | 13905026.4308 | 313795.2373 | 30243565.6311 | 1561489.6997 | 43206.9878 | 72794.689 | 11061036.2299 | 3528024.3356 | 4016313.4482 | 0 | 1350
916 |  |  |  | Simple Cycle Combustion Turbine | F10 |  | 7546305.0716 | 2740644.5036 | 2009091.5162 | 600605.681 | 13553.8902 | 1306323.107 | 67446.0843 | 1866.2577 | 3144.2518 | 477764.0107 | 152387.4456 | 173478.3235 | 0 | 1351
917 |  |  |  | Total 344 |  |  | 206687376.8854 | 75064103.2986 | 55027440.7773 | 16450118.5101 | 371230.4228 | 35779165.2734 | 1847295.3461 | 51115.334 | 86118.5893 | 13085581.5149 | 4173772.6078 | 4751435.2113 | 0
918
919 |  | 345 | Accessory Electric Plant |  | F10 |  | 92173863.5785 | 33475428.0661 | 24539920.6072 | 7336059.9096 | 165553.1308 | 15956000.5481 | 823815.9088 | 22795.2858 | 38405.2632 | 5835618.1377 | 1861326.7668 | 2118939.9545 | 0 | 1355
920 |  |  |  | Wind Generation | F10 |  | 48984278.439 | 17789963.7228 | 13041335.7673 | 3898627.9549 | 87980.4789 | 8479553.1322 | 437803.3674 | 12114.1784 | 20409.8432 | 3101242.9405 | 989171.3884 | 1126075.665 | 0 | 1356
921 |  |  |  | Simple Cycle Combustion Turbine | F10 |  | 1263610.2688 | 458914.1977 | 336417.4449 | 100569.9476 | 2269.5657 | 218740.5991 | 11293.6813 | 312.5003 | 526.4972 | 80000.4114 | 25516.9039 | 29048.5196 | 0 | 1358
922 |  |  |  | Total 345 |  |  | 142421752.2863 | 51724305.9866 | 37917673.8194 | 11335257.8122 | 255803.1754 | 24654294.2794 | 1272912.9574 | 35221.9644 | 59341.6036 | 9016861.4896 | 2876015.0591 | 3274064.1391 | 0
923
924 |  | 346 | Misc. Power Plant Equipment |  | F10 |  | 5507058.8375 | 2000037.156 | 1466172.5288 | 438303.354 | 9891.2077 | 953313.9918 | 49220.0555 | 1361.9368 | 2294.5772 | 348657.322 | 111207.6203 | 126599.0873 | 0 | 1362
925 |  |  |  | Wind Generation | F10 |  | 1135003.4421 | 412207.1551 | 302177.7896 | 90334.2111 | 2038.5754 | 196477.7741 | 10144.2411 | 280.6948 | 472.9118 | 71858.1864 | 22919.8626 | 26092.0401 | 0 | 1363
926
927 |  | O00 | Unclassified Other Prod - Acct 300 |  | F10 |  | 6678275.4205 | 2425396.0913 | 1777991.5287 | 531519.7462 | 11994.8254 | 1156060.5375 | 59687.9562 | 1651.5875 | 2782.5776 | 422808.1981 | 134858.7584 | 153523.6136 | 0 | 1370
928
929 |  | Total Other Production Plant |  |  |  |  | 1767860926.3597 | 642046443.2496 | 470666684.6019 | 140702940.7707 | 3175248.3824 | 306030243.4418 | 15800487.2429 | 437205.2278 | 736598.874 | 111925017.422 | 35699565.3047 | 40640491.8418 | 0
930
931 |  | Experimental Plant
932 |  | 103 | Experimental Plant |  | F10 |  | 0 | 0 | 0 | 0 | 0 | 0 | 0 | 0 | 0 | 0 | 0 | 0 | 0 | 1376
933
934 |  | TOTAL PRODUCTION PLANT |  |  |  |  | 5239472287.4986 | 1902855873.1826 | 1394931588.7073 | 417006308.5538 | 9410596.5335 | 906992714.0432 | 46828465.8616 | 1295760.6793 | 2183084.2742 | 331716153.8651 | 105804071.0673 | 120447670.7306 | 0
935
936 | [6 empty] | D: TRANSMISSION PLANT
937 |  | 350 | Land and Land Rights
938 |  |  |  | Demand | F10 |  | 104929645.9858 | 38108034.9659 | 27935958.0022 | 8351284.6198 | 188463.7438 | 18164124.0137 | 937822.3751 | 25949.8862 | 43720.1015 | 6643199.2924 | 2118912.5759 | 2412176.4094 | 0 | 1385
939 |  |  |  | Direct Assigned | A |  | 712808.72 | 0 | 0 | 0 | 0 | 687900.67 | 0 | 0 | 0 | 0 | 24908.05 | 0 | 0
940 | [6 empty] | 105642454.7058 | 38108034.9659 | 27935958.0022 | 8351284.6198 | 188463.7438 | 18852024.6837 | 937822.3751 | 25949.8862 | 43720.1015 | 6643199.2924 | 2143820.6259 | 2412176.4094 | 0
941 |  | 352 | Structures and Improvements
942 |  |  |  | Demand | F10 |  | 96118003.8195 | 34907849.1212 | 25589989.2993 | 7649971.5542 | 172637.1863 | 16638761.3807 | 859067.1758 | 23770.7011 | 40048.633 | 6085325.5432 | 1940973.3555 | 2209609.8691 | 0 | 1392
943 |  |  |  | Direct Assigned | A |  | 480.63 | 0 | 0 | 0 | 0 | 480.63 | 0 | 0 | 0 | 0 | 0 | 0 | 0
944 | [6 empty] | 96118484.4495 | 34907849.1212 | 25589989.2993 | 7649971.5542 | 172637.1863 | 16639242.0107 | 859067.1758 | 23770.7011 | 40048.633 | 6085325.5432 | 1940973.3555 | 2209609.8691 | 0
945 |  | 353 | Station Equipment
946 |  |  |  | Demand | F10 |  | 824735218.4674 | 299524869.7136 | 219573488.5944 | 65640158.0381 | 1481303.8341 | 142767972.2535 | 7371178.4133 | 203963.1872 | 343635.0814 | 52214799.4331 | 16654414.5819 | 18959435.3368 | 0 | 1398
947 |  |  |  | Direct Assigned | A |  | 287956.02 | 0 | 0 | 0 | 0 | 287956.02 | 0 | 0 | 0 | 0 | 0 | 0 | 0
948 | [6 empty] | 825023174.4874 | 299524869.7136 | 219573488.5944 | 65640158.0381 | 1481303.8341 | 143055928.2735 | 7371178.4133 | 203963.1872 | 343635.0814 | 52214799.4331 | 16654414.5819 | 18959435.3368 | 0
949 |  | 354 | Towers and Fixtures
950 |  |  |  | Demand | F10 |  | 542742089.3016 | 197111448.5547 | 144497011.0242 | 43196502.002 | 974817.0319 | 93952805.4716 | 4850828.0998 | 134224.1775 | 226139.5146 | 34361536.5298 | 10959943.9479 | 12476832.9474 | 0 | 1404
951 |  |  |  | Direct Assigned | A |  | 1829854.15 | 0 | 0 | 0 | 0 | 1829854.15 | 0 | 0 | 0 | 0 | 0 | 0 | 0
952 | [6 empty] | 544571943.4516 | 197111448.5547 | 144497011.0242 | 43196502.002 | 974817.0319 | 95782659.6216 | 4850828.0998 | 134224.1775 | 226139.5146 | 34361536.5298 | 10959943.9479 | 12476832.9474 | 0
953 |  | 355 | Poles and Fixtures
954 |  |  |  | Demand | F10 |  | 340609200.1275 | 123701430.4798 | 90682134.8776 | 27108872.3083 | 611766.9075 | 58962056.8447 | 3044239.0808 | 84235.2024 | 141918.6032 | 21564304.1203 | 6878143.0722 | 7830098.6309 | 0 | 1410
955 |  |  |  | Direct Assigned | A |  | 4143223.3 | 0 | 0 | 0 | 0 | 3928670.84 | 0 | 0 | 0 | 0 | 214552.46 | 0 | 0
956 | [6 empty] | 344752423.4275 | 123701430.4798 | 90682134.8776 | 27108872.3083 | 611766.9075 | 62890727.6847 | 3044239.0808 | 84235.2024 | 141918.6032 | 21564304.1203 | 7092695.5322 | 7830098.6309 | 0
957 |  | 356 | Overhead Conductors
958 |  |  |  | Demand | F10 |  | 483575685.5562 | 175623571.0196 | 128744835.7963 | 38487485.0892 | 868548.476 | 83710648.5961 | 4322020.6616 | 119591.8834 | 201487.1759 | 30615653.202 | 9765158.2819 | 11116685.3742 | 0 | 1416
959 |  |  |  | Direct Assigned | A |  | 3235222.73 | 0 | 0 | 0 | 0 | 3130812.87 | 0 | 0 | 0 | 0 | 104409.86 | 0 | 0
960 | [6 empty] | 486810908.2862 | 175623571.0196 | 128744835.7963 | 38487485.0892 | 868548.476 | 86841461.4661 | 4322020.6616 | 119591.8834 | 201487.1759 | 30615653.202 | 9869568.1419 | 11116685.3742 | 0
961 |  | 357 | Underground Conduit
962 |  |  |  | Demand | F10 |  | 1541742.9226 | 559925.583 | 410466.1283 | 122706.3509 | 2769.1187 | 266887.4881 | 13779.5281 | 381.2846 | 642.3843 | 97609.2638 | 31133.4174 | 35442.3754 | 0 | 1422
963 |  |  |  | Direct Assigned | A |  | 0 | 0 | 0 | 0 | 0 | 0 | 0 | 0 | 0 | 0 | 0 | 0 | 0
964 | [6 empty] | 1541742.9226 | 559925.583 | 410466.1283 | 122706.3509 | 2769.1187 | 266887.4881 | 13779.5281 | 381.2846 | 642.3843 | 97609.2638 | 31133.4174 | 35442.3754 | 0
965 |  | 358 | Underground Conductors
966 |  |  |  | Demand | F10 |  | 3519880.4058 | 1278339.6372 | 937115.8195 | 280145.0707 | 6322.044 | 609318.2113 | 31459.3895 | 870.4927 | 1466.5972 | 222847.0972 | 71079.234 | 80916.8124 | 0 | 1428
967 |  |  |  | Direct Assigned | A |  | 0 | 0 | 0 | 0 | 0 | 0 | 0 | 0 | 0 | 0 | 0 | 0 | 0
968 | [6 empty] | 3519880.4058 | 1278339.6372 | 937115.8195 | 280145.0707 | 6322.044 | 609318.2113 | 31459.3895 | 870.4927 | 1466.5972 | 222847.0972 | 71079.234 | 80916.8124 | 0
969 |  | 359 | Roads and Trails
970 |  |  |  | Demand | F10 |  | 5216274.7354 | 1894431.0556 | 1388755.5854 | 415160.0299 | 9368.9315 | 902977.0404 | 46621.1347 | 1290.0238 | 2173.4188 | 330247.494 | 105335.6278 | 119914.3935 | 0 | 1434
971 |  |  |  | Direct Assigned | A |  | 12806.38 | 0 | 0 | 0 | 0 | 12806.38 | 0 | 0 | 0 | 0 | 0 | 0 | 0
972 | [6 empty] | 5229081.1154 | 1894431.0556 | 1388755.5854 | 415160.0299 | 9368.9315 | 915783.4204 | 46621.1347 | 1290.0238 | 2173.4188 | 330247.494 | 105335.6278 | 119914.3935 | 0
973
974 |  | T00 | Unclassified Trans Plant - Acct 300 |  | F10 |  | 75625644.645 | 27465495.4125 | 20134203.3783 | 6018997.5583 | 135830.9368 | 13091377.3228 | 675914.0471 | 18702.7875 | 31510.2641 | 4787934.0893 | 1527157.8208 | 1738521.0275 | 0 | 1438
975 |  | TS0 | Unclassified Trans Sub - Acct 300 |  | F10 |  | 0 | 0 | 0 | 0 | 0 | 0 | 0 | 0 | 0 | 0 | 0 | 0 | 0 | 1442
976
977 |  | TOTAL TRANSMISSION PLANT |  |  |  |  | 2488835737.8968 | 900175395.543 | 659893958.5056 | 197271282.6214 | 4451828.2105 | 438945410.1829 | 22152929.9059 | 612979.6263 | 1032741.7739 | 156923456.0651 | 50396122.2853 | 56979633.1767 | 0
978 |  | Distribution - METER - Unbundled |  |  |  |  | D: DISTRIBUTION PLANT
979 |  | A |  | B | C |  | D | E | F | G | H | I | J | K | L | M | N | O
980 |  | FERC ACCT |  | DESCRIPTION | COS Factor |  | Utah Jurisdiction Normalized | Residential Sch 1 | General Large Dist. Sch 6 | General +1 MW Sch 8 | Street & Area Lighting Sch. 7,11,12 | General Trans Sch 9 | Irrigation Sch 10 | Traffic Signals Sch 15 | Outdoor Lighting Sch 15 | General Small Dist. Sch 23 | Industrial Cust 1 | Industrial Cust 2
981
982 |  | 360 | Land and Land Rights
983 |  |  |  | Demand Primary | F20 |  | 36848138.0508 | 18392706.6589 | 11534999.3245 | 3002146.0981 | 17554.9954 | 0 | 628446.0527 | 8557.2434 | 4514.0967 | 3259213.5811 | 0 | 0 | 0 | 1447
984 |  |  |  | Assigned | A |  | 0 | 0 | 0 | 0 | 0 | 0 | 0 | 0 | 0 | 0 | 0 | 0 | 0
985 | [6 empty] | 36848138.0508 | 18392706.6589 | 11534999.3245 | 3002146.0981 | 17554.9954 | 0 | 628446.0527 | 8557.2434 | 4514.0967 | 3259213.5811 | 0 | 0 | 0
986 |  | 361 | Structures and Improvements
987 |  |  |  | Demand Primary | F20 |  | 53649356.9546 | 26779016.1757 | 16794479.422 | 4370999.8976 | 25559.3434 | 0 | 914991.3236 | 12458.9906 | 6572.3371 | 4745279.4646 | 0 | 0 | 0 | 1451
988 |  |  |  | Assigned | A |  | 0 | 0 | 0 | 0 | 0 | 0 | 0 | 0 | 0 | 0 | 0 | 0 | 0
989 | [6 empty] | 53649356.9546 | 26779016.1757 | 16794479.422 | 4370999.8976 | 25559.3434 | 0 | 914991.3236 | 12458.9906 | 6572.3371 | 4745279.4646 | 0 | 0 | 0
990 |  | 362 | Station Equipment
991 |  |  |  | Demand Primary | F20 |  | 449954043.4123 | 224594054.6321 | 140854324.299 | 36659322.4846 | 214364.7302 | 0 | 7673979.1323 | 104492.8311 | 55121.81 | 39798383.4929 | 0 | 0 | 0 | 1455
992 |  |  |  | Assigned | A |  | 0 | 0 | 0 | 0 | 0 | 0 | 0 | 0 | 0 | 0 | 0 | 0 | 0
993 | [6 empty] | 449954043.4123 | 224594054.6321 | 140854324.299 | 36659322.4846 | 214364.7302 | 0 | 7673979.1323 | 104492.8311 | 55121.81 | 39798383.4929 | 0 | 0 | 0
994 |  | 364 | Poles, Towers & Fixtures
995 |  |  |  | Demand Primary | F20 |  | 347963694.7718 | 173685686.8335 | 108927104.5015 | 28349813.6895 | 165775.0267 | 0 | 5934530.8072 | 80807.6116 | 42627.4393 | 30777348.8624 | 0 | 0 | 0 | 1459
996 |  |  |  | Demand Secondary | F22 |  | 1020785.8713 | 907041.4249 | 0 | 0 | 0 | 0 | 0 | 0 | 0 | 113744.4464 | 0 | 0 | 0
997 |  |  |  | Assigned | A |  | 4019781 | 0 | 0 | 0 | 4019781 | 0 | 0 | 0 | 0 | 0 | 0 | 0 | 0
998 | [6 empty] | 353004261.6431 | 174592728.2584 | 108927104.5015 | 28349813.6895 | 4185556.0267 | 0 | 5934530.8072 | 80807.6116 | 42627.4393 | 30891093.3088 | 0 | 0 | 0
999 |  | 365 | Overhead Conductors
1000 |  |  |  | Demand Primary | F20 |  | 135549934.9304 | 67659597.5453 | 42432765.6856 | 11043725.1318 | 64577.9845 | 0 | 2311808.033 | 31478.7625 | 16605.602 | 11989376.1858 | 0 | 0 | 0 | 1463
1001 |  |  |  | Demand Secondary | F22 |  | 86085054.5926 | 76492742.2819 | 0 | 0 | 0 | 0 | 0 | 0 | 0 | 9592312.3107 | 0 | 0 | 0
1002 |  |  |  | Assigned | A |  | 1702320 | 0 | 0 | 0 | 1702320 | 0 | 0 | 0 | 0 | 0 | 0 | 0 | 0
1003 | [6 empty] | 223337309.5231 | 144152339.8272 | 42432765.6856 | 11043725.1318 | 1766897.9845 | 0 | 2311808.033 | 31478.7625 | 16605.602 | 21581688.4965 | 0 | 0 | 0
1004 |  | 366 | Underground Conduit
1005 |  |  |  | Demand Primary | F20 |  | 112556580.2788 | 56182490.4353 | 35234889.6353 | 9170376.4743 | 53623.6118 | 0 | 1919655.7091 | 26139.0155 | 13788.7914 | 9955616.6061 | 0 | 0 | 0 | 1467
1006 |  |  |  | Demand Secondary | F22 |  | 72929186.1612 | 64802810.061 | 0 | 0 | 0 | 0 | 0 | 0 | 0 | 8126376.1002 | 0 | 0 | 0
1007 |  |  |  | Assigned | A |  | 25971 | 0 | 0 | 0 | 25971 | 0 | 0 | 0 | 0 | 0 | 0 | 0 | 0
1008 | [6 empty] | 185511737.44 | 120985300.4963 | 35234889.6353 | 9170376.4743 | 79594.6118 | 0 | 1919655.7091 | 26139.0155 | 13788.7914 | 18081992.7063 | 0 | 0 | 0
1009 |  | 367 | Underground Conductors
1010 |  |  |  | Demand Primary | F20 |  | 343232349.1667 | 171324040.9968 | 107445996.6018 | 27964334.4903 | 163520.944 | 0 | 5853837.5721 | 79708.8512 | 42047.8238 | 30358861.8867 | 0 | 0 | 0 | 1471
1011 |  |  |  | Demand Secondary | F22 |  | 160334708.6649 | 142468882.7437 | 0 | 0 | 0 | 0 | 0 | 0 | 0 | 17865825.9211 | 0 | 0 | 0
1012 |  |  |  | Assigned | A |  | 1286359 | 0 | 0 | 0 | 1286359 | 0 | 0 | 0 | 0 | 0 | 0 | 0 | 0
1013 | [6 empty] | 504853416.8315 | 313792923.7406 | 107445996.6018 | 27964334.4903 | 1449879.944 | 0 | 5853837.5721 | 79708.8512 | 42047.8238 | 48224687.8078 | 0 | 0 | 0
1014 |  | 368 | Line Transformers
1015 |  |  |  | Demand Secondary | F21 |  | 480346340.5369 | 290412171.0367 | 112595457.8436 | 29509046.3081 | 1818017.938 | 0 | 9145392.938 | 65138.0252 | 382965.3873 | 36418151.06 | 0 | 0 | 0 | 1475
1016 |  |  |  | Assigned | A |  | 0 | 0 | 0 | 0 | 0 | 0 | 0 | 0 | 0 | 0 | 0 | 0 | 0
1017 | [6 empty] | 480346340.5369 | 290412171.0367 | 112595457.8436 | 29509046.3081 | 1818017.938 | 0 | 9145392.938 | 65138.0252 | 382965.3873 | 36418151.06 | 0 | 0 | 0
1018 |  | 369 | Services
1019 |  |  |  | Customer | F70 |  | 264418427.8831 | 212742897.339 | 18763571.2899 | 1680920.6736 | 0 | 0 | 0 | 795089.2704 | 167914.8686 | 30268034.4416 | 0 | 0 | 0 | 1479
1020 |  |  |  | Assigned | A |  | 0 | 0 | 0 | 0 | 0 | 0 | 0 | 0 | 0 | 0 | 0 | 0 | 0
1021 | [6 empty] | 264418427.8831 | 212742897.339 | 18763571.2899 | 1680920.6736 | 0 | 0 | 0 | 795089.2704 | 167914.8686 | 30268034.4416 | 0 | 0 | 0
1022 |  | 370 | Meters
1023 |  |  |  | Customer | F60 |  | 76443990.2902 | 53247445.25 | 8259371.9852 | 1010585.5284 | 0 | 3309229.3257 | 897043.7156 | 179149.103 | 37834.4913 | 9056220.3843 | 223555.2534 | 223555.2534 | 0 | 1483
1024 |  |  |  | Assigned | A |  | 0 | 0 | 0 | 0 | 0 | 0 | 0 | 0 | 0 | 0 | 0 | 0 | 0
1025 | [6 empty] | 76443990.2902 | 53247445.25 | 8259371.9852 | 1010585.5284 | 0 | 3309229.3257 | 897043.7156 | 179149.103 | 37834.4913 | 9056220.3843 | 223555.2534 | 223555.2534 | 0
1026 |  | 371 | Install on Customers' Premises
1027 |  |  |  | Demand Primary | F20 |  | 0 | 0 | 0 | 0 | 0 | 0 | 0 | 0 | 0 | 0 | 0 | 0 | 0 | 1487
1028 |  |  |  | Demand Secondary | F22 |  | 0 | 0 | 0 | 0 | 0 | 0 | 0 | 0 | 0 | 0 | 0 | 0 | 0
1029 |  |  |  | Assigned | A |  | 4339903.5046 | 0 | 0 | 0 | 4339903.5046 | 0 | 0 | 0 | 0 | 0 | 0 | 0 | 0
1030 | [6 empty] | 4339903.5046 | 0 | 0 | 0 | 4339903.5046 | 0 | 0 | 0 | 0 | 0 | 0 | 0 | 0
1031 |  | 372 | Leased Property
1032 |  |  |  | Demand Primary | F20 |  | 0 | 0 | 0 | 0 | 0 | 0 | 0 | 0 | 0 | 0 | 0 | 0 | 0 | 1491
1033 |  |  |  | Demand Secondary | F22 |  | 0 | 0 | 0 | 0 | 0 | 0 | 0 | 0 | 0 | 0 | 0 | 0 | 0
1034 |  |  |  | Assigned | A |  | 0 | 0 | 0 | 0 | 0 | 0 | 0 | 0 | 0 | 0 | 0 | 0 | 0
1035 | [6 empty] | 0 | 0 | 0 | 0 | 0 | 0 | 0 | 0 | 0 | 0 | 0 | 0 | 0
1036
1037 |  | 373 | Street Lights |  | A |  | 22022824.6062 | 0 | 0 | 0 | 22022824.6062 | 0 | 0 | 0 | 0 | 0 | 0 | 0 | 0 | 1496
1038
1039
1040 |  | D00 | Unclassified Dist Plant - Acct 300 |  | F22 |  | 15375258.1346 | 13662019.0761 | 0 | 0 | 0 | 0 | 0 | 0 | 0 | 1713239.0585 | 0 | 0 | 0 | 1499
1041 |  | DS0 | Unclassified Dist Sub - Acct 300 |  | F20 |  | 0 | 0 | 0 | 0 | 0 | 0 | 0 | 0 | 0 | 0 | 0 | 0 | 0 | 1503
1042 |  | TOTAL DISTRIBUTION PLANT |  |  |  |  | 2670105008.811 | 1593353602.4908 | 602842960.5882 | 152761270.7765 | 35920153.6848 | 3309229.3257 | 35279685.2835 | 1383019.7045 | 769992.6477 | 244037983.8025 | 223555.2534 | 223555.2534 | 0
1043
1044 |  | Distribution - METER - Unbundled |  |  |  |  | DISTRIBUTION PLANT D: GENERAL PLANT
1045
1046 |  | A |  | B | C |  | D | E | F | G | H | I | J | K | L | M | N | O
1047 |  | FERC ACCT |  | DESCRIPTION | COS Factor |  | Utah Jurisdiction Normalized | Residential Sch 1 | General Large Dist. Sch 6 | General +1 MW Sch 8 | Street & Area Lighting Sch. 7,11,12 | General Trans Sch 9 | Irrigation Sch 10 | Traffic Signals Sch 15 | Outdoor Lighting Sch 15 | General Small Dist. Sch 23 | Industrial Cust 1 | Industrial Cust 2
1048 |  | 389 | Land and Land Rights
1049 |  |  |  | Situs | F107 |  | 4068287.04 | 2144230.5354 | 965993.3168 | 259346.6859 | 40662.8207 | 216242.9865 | 48553.5051 | 1779.5934 | 1325.8415 | 337642.4228 | 24659.6116 | 27849.7203 | 0 | 1510
1050 |  |  |  | Customer - System | F42 |  | 527009.8196 | 458806.013 | 10209.7258 | 163.5908 | 5073.2385 | 343.1024 | 1961.8803 | 1432.776 | 302.5879 | 48712.6444 | 2.1302 | 2.1302 | 0 | 1511
1051 |  |  |  | System Generation | F105 |  | 145.5725 | 52.7987 | 38.7053 | 11.5707 | 0.26112 | 25.3525 | 1.2994 | 0.035954 | 0.060574 | 9.2041 | 2.9422 | 3.3421 | 0 | 1512
1052 |  |  |  | System Generation | F105 |  | 537.7273 | 194.8426 | 142.8338 | 42.6993 | 0.9636 | 94.0622 | 4.795 | 0.13268 | 0.22354 | 33.966 | 10.8752 | 12.3332 | 0 | 1513
1053 |  |  |  | System Overheads | F102 |  | 3254509.2661 | 1375986.4369 | 831800.6561 | 240068.8524 | 15581.0182 | 422289.2474 | 32631.7731 | 1030.2595 | 1247.4869 | 229314.4165 | 48957.7148 | 55601.4043 | 0 | 1514
1054 |  |  | Total Land & Land Rights |  |  |  | 7850489.4255 | 3979270.6267 | 1808185.2378 | 499633.3991 | 61318.3022 | 638994.7509 | 83153.2529 | 4242.7974 | 2876.2004 | 615712.6539 | 73633.2741 | 83468.9301 | 0
1055
1056 |  | 390 | Structures and Improvements
1057 |  |  |  | Situs | F107 |  | 43118513.0862 | 22726034.6905 | 10238263.6878 | 2748735.1212 | 430972.6307 | 2291892.3738 | 514603.5482 | 18861.3584 | 14052.1832 | 3578567.3631 | 261359.5782 | 295170.551 | 0 | 1518
1058 |  |  |  | System Generation | F105 |  | 147224.3785 | 53396.0413 | 39143.1773 | 11701.6146 | 264.0708 | 25643.9508 | 1314.0536 | 36.3603 | 61.2595 | 9308.2875 | 2975.6805 | 3379.8823 | 0 | 1519
1059 |  |  |  | System Generation | F105 |  | 700554.328 | 254080.3924 | 186259.3854 | 55681.1096 | 1256.5576 | 122024.4968 | 6252.8093 | 173.0175 | 291.4981 | 44292.6717 | 14159.5154 | 16082.8741 | 0 | 1520
1060 |  |  |  | System Generation | F105 |  | 135600.2771 | 49246.903 | 36101.5575 | 10792.3409 | 243.5511 | 23473.4448 | 1211.9451 | 33.535 | 56.4994 | 8584.9872 | 2738.2646 | 3117.2486 | 0 | 1521
1061 |  |  |  | Customer - System | F42 |  | 3863659.953 | 3363638.3094 | 74850.4242 | 1199.3313 | 37193.365 | 2515.3817 | 14383.1067 | 10504.091 | 2218.3585 | 357126.3503 | 15.6174 | 15.6174 | 0 | 1522
1062 |  |  |  | System Generation | F102 |  | 2488483.6434 | 901688.894 | 661003.4628 | 197602.9622 | 4459.3132 | 435299.3678 | 22190.1765 | 614.0103 | 1034.4782 | 157187.2973 | 50328.2459 | 57075.4352 | 0 | 1523
1063 |  |  |  | System Overheads | F102 |  | 42342550.247 | 17902168.9851 | 10822080.4426 | 3123397.9115 | 202715.6761 | 5494162.78 | 424553.2514 | 13404.114 | 16230.3351 | 2983478.1255 | 636960.699 | 723397.9268 | 0 | 1524
1064
1065 |  |  | Total Structures and Improvements |  |  |  | 92796585.9131 | 45250254.2157 | 22057702.1376 | 6149110.3913 | 677105.1645 | 8395011.7958 | 984508.8909 | 43626.4865 | 33944.612 | 7138545.0826 | 968537.6011 | 1098239.5352 | 0
1066
1067 |  | 391 | Office Furniture & Equipment
1068 |  |  |  | Situs | F107 |  | 2276308.1231 | 1199750.4939 | 540497.3672 | 145110.9428 | 22751.8629 | 120993.3473 | 27166.8978 | 995.7269 | 741.8414 | 188919.3614 | 13797.6681 | 15582.6135 | 0 | 1528
1069 |  |  |  | System Generation | F105 |  | 1618.8327 | 587.1452 | 430.4201 | 128.6715 | 2.9037 | 281.9309 | 14.4494 | 0.39982 | 0.67361 | 102.3543 | 32.7189 | 37.1653 | 0 | 1529
1070 |  |  |  | System Generation | F105 |  | 0 | 0 | 0 | 0 | 0 | 0 | 0 | 0 | 0 | 0 | 0 | 0 | 0 | 1530
1071 |  |  |  | Customer - System | F42 |  | 3050444.6745 | 2655666.5682 | 59096.0594 | 946.8985 | 29364.9813 | 1985.9493 | 11355.7797 | 8293.2113 | 1751.4429 | 281959.1234 | 12.3303 | 12.3303 | 0 | 1531
1072 |  |  |  | System Generation | F105 |  | 1625983.6969 | 589166.5976 | 431901.9163 | 129114.4492 | 2913.7305 | 284426.0911 | 14499.137 | 401.1964 | 675.9316 | 102706.716 | 32884.6475 | 37293.2839 | 0 | 1532
1073 |  |  |  | Energy | F30 |  | 30558.772 | 8884.6885 | 8372.6504 | 2757.0954 | 112.165 | 6352.7375 | 317.0525 | 9.2976 | 24.7022 | 1835.7236 | 722.1992 | 1170.4601 | 0 | 1533
1074 |  |  |  | System Overheads | F102 |  | 26310842.3259 | 11124061.7938 | 6724631.6177 | 1940819.0931 | 125963.603 | 3413966.5602 | 263809.1847 | 8329.0574 | 10085.2166 | 1853875.6425 | 395795.0672 | 449505.4898 | 0 | 1534
1075 |  |  |  | Cholla | F10 |  | 39716.6685 | 14424.1809 | 10573.9724 | 3161.0247 | 71.335 | 6875.259 | 354.9729 | 9.8222 | 16.5484 | 2514.5014 | 802.0245 | 913.0271 | 0 | 1535
1076 |  |  |  | Simple Cycle Combustion Turbine | F10 |  | 0 | 0 | 0 | 0 | 0 | 0 | 0 | 0 | 0 | 0 | 0 | 0 | 0 | 1536
1077 |  |  | Total Office Furniture & Equipment |  |  |  | 33335473.0936 | 15592541.4681 | 7775504.0034 | 2222038.1751 | 181180.5814 | 3834881.8753 | 317517.4739 | 18038.7116 | 13296.3567 | 2431913.4226 | 444046.6557 | 504514.37 | 0
1078
1079 |  | 392 | Transportation Equipment
1080 |  |  |  | Situs | F107 |  | 33354822.6538 | 17579986.0077 | 7919926.8516 | 2126315.7268 | 333383.8446 | 1772919.7553 | 398077.5045 | 14590.4212 | 10870.2282 | 2768242.0197 | 202177.7134 | 228332.581 | 0 | 1540
1081 |  |  |  | System Overheads | F102 |  | 3131148.1166 | 1323830.1041 | 800271.5141 | 230969.1181 | 14990.4246 | 406282.5064 | 31394.876 | 991.2078 | 1200.2013 | 220622.3258 | 47101.988 | 53493.8506 | 0 | 1541
1082 |  |  |  | System Generation | F105 |  | 8330967.3588 | 3018681.9848 | 2212913.1881 | 661536.9293 | 14928.9279 | 1457299.0401 | 74288.4673 | 2055.5889 | 3463.2351 | 526233.0121 | 168489.343 | 191077.6422 | 0 | 1542
1083 |  |  |  | Customer - System | F42 |  | 0 | 0 | 0 | 0 | 0 | 0 | 0 | 0 | 0 | 0 | 0 | 0 | 0 | 1543
1084 |  |  |  | System Generation | F105 |  | 267567.97 | 97046.0008 | 71141.7685 | 21267.3987 | 479.9422 | 46598.8067 | 2388.2604 | 66.084 | 111.3377 | 16917.5851 | 5407.9326 | 6142.8534 | 0 | 1544
1085 |  |  |  | Energy | F30 |  | 252252.0461 | 73340.0169 | 69113.3203 | 22758.8647 | 925.8831 | 52439.6414 | 2617.1583 | 76.7481 | 203.9083 | 15153.2603 | 5961.5036 | 9661.7411 | 0 | 1545
1086 |  |  |  | System Generation | F105 |  | 32469.605 | 11776.2316 | 8632.8332 | 2580.733 | 58.2395 | 5655.6459 | 289.808 | 8.0191 | 13.5105 | 2052.8965 | 656.2715 | 745.4162 | 0 | 1546
1087 |  |  |  | Cholla | F10 |  | 144140.6405 | 52348.5667 | 38375.3022 | 11472.063 | 258.8905 | 24951.847 | 1288.2757 | 35.6471 | 60.0578 | 9125.686 | 2910.7257 | 3313.5788 | 0 | 1547
1088 |  |  |  | Simple Cycle Combustion Turbine | F10 |  | 19561.1266 | 7104.1515 | 5207.8591 | 1556.8578 | 35.1337 | 3386.1806 | 174.8301 | 4.8376 | 8.1504 | 1238.4342 | 395.0106 | 449.6812 | 0 | 1548
1089 |  |  | Total Transportation Equipment |  |  |  | 45532929.5176 | 22164113.064 | 11125582.6372 | 3078457.6913 | 365061.286 | 3769533.4234 | 510519.1803 | 17828.5538 | 15930.6292 | 3559585.2197 | 433100.4883 | 493217.3445 | 0
1090
1091 |  | 393 | Stores Equipment
1092 |  |  |  | Situs | F107 |  | 3762023.5131 | 1982811.3436 | 893272.6565 | 239822.8839 | 37601.6948 | 199964.0614 | 44898.3629 | 1645.6243 | 1226.0312 | 312224.4623 | 22803.2186 | 25753.1736 | 0 | 1552
1093 |  |  |  | System Generation | F105 |  | 0 | 0 | 0 | 0 | 0 | 0 | 0 | 0 | 0 | 0 | 0 | 0 | 0 | 1553
1094 |  |  |  | System Generation | F105 |  | 0 | 0 | 0 | 0 | 0 | 0 | 0 | 0 | 0 | 0 | 0 | 0 | 0 | 1554
1095 |  |  |  | System Overheads | F102 |  | 83043.5639 | 35110.3064 | 21224.6103 | 6125.7079 | 397.5725 | 10775.3278 | 832.6474 | 26.2886 | 31.8315 | 5851.2927 | 1249.2277 | 1418.7512 | 0 | 1555
1096 |  |  |  | System Generation | F105 |  | 2463434.8843 | 892612.6086 | 654349.8862 | 195613.916 | 4414.4264 | 430917.6999 | 21966.813 | 607.8297 | 1024.0652 | 155605.07 | 49821.6482 | 56500.9211 | 0 | 1556
1097 |  |  |  | Simple Cycle Combustion Turbine | F10 |  | 23641.8485 | 8586.1758 | 6294.2906 | 1881.6399 | 42.463 | 4092.5847 | 211.3021 | 5.8468 | 9.8506 | 1496.7887 | 477.4152 | 543.4909 | 0 | 1557
1098 |  |  | Total Stores Equipment |  |  |  | 6332143.8097 | 2919120.4344 | 1575141.4436 | 443444.1476 | 42456.1567 | 645749.6739 | 67909.1254 | 2285.5894 | 2291.7786 | 475177.6138 | 74351.5097 | 84216.3368 | 0 | 1558
1099
1100 |  | 394 | Tools, Shop & Garage Equipment
1101 |  |  |  | Situs | F107 |  | 13158054.4454 | 6935081.4855 | 3124310.6821 | 838804.5828 | 131515.6978 | 699394.3548 | 157036.5261 | 5755.7361 | 4288.1671 | 1092036.3628 | 79756.5434 | 90074.3069 | 0 | 1561
1102 |  |  |  | System Generation | F105 |  | 54831.8626 | 19887.3317 | 14578.8589 | 4358.2611 | 98.353 | 9549.3469 | 489.4187 | 13.5424 | 22.8161 | 3466.8675 | 1108.2306 | 1258.8356 | 0 | 1562
1103 |  |  |  | System Generation | F105 |  | 10109262.7972 | 3663037.9368 | 2685272.9104 | 802745.9933 | 18115.598 | 1768368.3462 | 90145.7905 | 2494.3668 | 4202.4836 | 638560.6356 | 204454.4137 | 231864.3222 | 0 | 1563
1104 |  |  |  | System Overheads | F102 |  | 1609983.7502 | 680691.1958 | 411486.1659 | 118760.4396 | 7707.8245 | 208903.6382 | 16142.7177 | 509.6624 | 617.1233 | 113440.2929 | 24219.0508 | 27505.6391 | 0 | 1564
1105 |  |  |  | Energy | F30 |  | 20086.3707 | 5839.9319 | 5503.3677 | 1812.2469 | 73.7264 | 4175.6731 | 208.3995 | 6.1113 | 16.2368 | 1206.6265 | 474.7037 | 769.3468 | 0 | 1565
1106 |  |  |  | System Generation | F105 |  | 4590.4167 | 1664.9287 | 1220.5137 | 364.8651 | 8.2339 | 799.4527 | 40.9732 | 1.1337 | 1.9101 | 290.2394 | 92.7789 | 105.3873 | 0 | 1566
1107 |  |  |  | Cholla | F10 |  | 715943.2415 | 260014.1249 | 190609.2424 | 56981.4729 | 1285.903 | 123935.2492 | 6398.836 | 177.0581 | 298.3057 | 45327.0722 | 14457.5074 | 16458.4697 | 0 | 1567
1108 |  |  |  | Simple Cycle Combustion Turbine | F10 |  | 39386.4845 | 14304.2656 | 10486.0659 | 3134.7456 | 70.7419 | 6818.1016 | 352.0218 | 9.7406 | 16.4108 | 2493.5972 | 795.3569 | 905.4367 | 0 | 1568
1109 |  |  | Total Tools, Shop & Garage Equipment |  |  |  | 25712139.3688 | 11580521.2009 | 6443467.8069 | 1826962.6075 | 158876.0786 | 2821944.1627 | 270814.6835 | 8967.3514 | 9463.4536 | 1896821.694 | 325358.5854 | 368941.7443 | 0
1110
1111 |  | 395 | Laboratory Equipment
1112 |  |  |  | Situs | F107 |  | 7471102.8608 | 3937717.9461 | 1773973.9999 | 476270.6633 | 74674.2089 | 397113.9644 | 89164.8567 | 3268.0892 | 2434.8081 | 620054.8894 | 45285.5201 | 51143.9145 | 0 | 1572
1113 |  |  |  | System Generation | F105 |  | 664.8185 | 241.1274 | 176.7639 | 52.8425 | 1.1925 | 115.7827 | 5.934 | 0.1642 | 0.27664 | 42.0346 | 13.4369 | 15.263 | 0 | 1573
1114 |  |  |  | System Generation | F105 |  | 0 | 0 | 0 | 0 | 0 | 0 | 0 | 0 | 0 | 0 | 0 | 0 | 0 | 1574
1115 |  |  |  | System Overheads | F102 |  | 1999110.7453 | 845211.6883 | 510940.8189 | 147464.3896 | 9570.7765 | 259394.859 | 20044.3516 | 632.8459 | 766.2797 | 140858.3835 | 30072.7039 | 34153.6483 | 0 | 1575
1116 |  |  |  | Energy | F30 |  | 117300.2926 | 34104.0066 | 32138.5409 | 10583.151 | 430.547 | 24385.0758 | 1217.0107 | 35.6888 | 94.8198 | 7046.4517 | 2772.1722 | 4492.828 | 0 | 1576
1117 |  |  |  | System Generation | F105 |  | 2640449.2875 | 956752.8419 | 701369.3367 | 209670.0945 | 4731.6326 | 461882.0416 | 23545.2766 | 651.5064 | 1097.6512 | 166786.3433 | 53401.6695 | 60560.8932 | 0 | 1577
1118 |  |  |  | Cholla | F10 |  | 99547.1267 | 36153.2277 | 26502.9423 | 7922.8933 | 178.7962 | 17232.3688 | 889.7154 | 24.6187 | 41.4774 | 6302.4267 | 2010.2199 | 2288.4403 | 0 | 1578
1119 |  |  |  | Simple Cycle Combustion Turbine | F10 |  | 6142.1113 | 2230.6736 | 1635.2458 | 488.8468 | 11.0318 | 1063.2464 | 54.8959 | 1.519 | 2.5592 | 388.8631 | 124.0316 | 141.198 | 0 | 1579
1120 |  |  | Total Laboratory Equipment |  |  |  | 12334317.2427 | 5812411.5117 | 3046737.6484 | 852452.881 | 89598.1856 | 1161187.3387 | 134922.041 | 4614.4322 | 4437.8721 | 941479.3924 | 133679.7543 | 152796.1853 | 0
1121
1122 |  | 396 | Power Operated Equipment
1123 |  |  |  | Situs | F107 |  | 46634265.8685 | 24579046.6331 | 11073060.6572 | 2972858.6463 | 466112.8319 | 2478766.3269 | 556562.7608 | 20399.2564 | 15197.9556 | 3870352.8924 | 282670.0456 | 319237.8625 | 0 | 1583
1124 |  |  |  | System Generation | F105 |  | 295148.6424 | 107045.9204 | 78472.4361 | 23458.8572 | 529.3969 | 51409.8095 | 2634.3541 | 72.8935 | 122.8103 | 18660.8253 | 5965.507 | 6775.832 | 0 | 1584
1125 |  |  |  | System Generation | F105 |  | 17828677.1331 | 6460126.9164 | 4735742.328 | 1415721.3461 | 31948.6351 | 3118691.138 | 158980.9491 | 4399.0607 | 7411.4922 | 1126164.3535 | 360575.425 | 408915.4889 | 0 | 1585
1126 |  |  |  | System Overheads | F102 |  | 846976.6476 | 358096.5006 | 216473.7211 | 62477.2263 | 4054.915 | 109899.5584 | 8492.3248 | 268.1221 | 324.6549 | 59678.4154 | 12741.104 | 14470.1051 | 0 | 1586
1127 |  |  |  | System Generation | F105 |  | 601920.8371 | 218307.5264 | 160035.2759 | 47841.5717 | 1079.6425 | 104844.2417 | 5372.4545 | 148.6578 | 250.4571 | 38056.5518 | 12165.9478 | 13818.5101 | 0 | 1587
1128 |  |  |  | Energy | F30 |  | 53593.4495 | 15581.8141 | 14683.8105 | 4835.3466 | 196.713 | 11141.322 | 556.0412 | 16.3059 | 43.3223 | 3219.4605 | 1266.5806 | 2052.7327 | 0 | 1588
1129 |  |  |  | Cholla | F10 |  | 0 | 0 | 0 | 0 | 0 | 0 | 0 | 0 | 0 | 0 | 0 | 0 | 0 | 1589
1130 |  |  |  | Simple Cycle Combustion Turbine | F10 |  | 418374.7223 | 151944.0802 | 111386.0488 | 33298.1814 | 751.4413 | 72423.8633 | 3739.2786 | 103.4672 | 174.3205 | 26487.716 | 8448.5128 | 9617.8123 | 0 | 1590
1131 |  |  | Total Power Operated Equipment |  |  |  | 66678957.3005 | 31890149.3913 | 16389854.2776 | 4560491.1755 | 504673.5757 | 5947176.2598 | 736338.1631 | 25407.7635 | 23525.0128 | 5142620.2147 | 683833.1228 | 774888.3435 | 0
1132
1133 |  | 397 | Communication Equipment
1134 |  |  |  | Situs | F107 |  | 55705314.8369 | 29360031.8476 | 13226933.4282 | 3551123.2733 | 556778.6169 | 2960922.748 | 664822.3841 | 24367.2111 | 18154.1809 | 4623193.319 | 337653.517 | 381334.3108 | 0 | 1594
1135 |  |  |  | System Generation | F105 |  | 295411.1295 | 107141.1205 | 78542.2247 | 23479.72 | 529.8677 | 51455.5303 | 2636.697 | 72.9584 | 122.9195 | 18677.4211 | 5970.8124 | 6781.858 | 0 | 1595
1136 |  |  |  | System Generation | F105 |  | 570327.4478 | 206849.0849 | 151635.4059 | 45330.4817 | 1022.9746 | 99341.2175 | 5090.4671 | 140.8551 | 237.3112 | 36059.0541 | 11527.3862 | 13093.2094 | 0 | 1596
1137 |  |  |  | System Overheads | F102 |  | 34297491.5464 | 14500767.8056 | 8765891.7644 | 2529954.2148 | 164199.8214 | 4450275.2055 | 343888.3928 | 10857.3405 | 13146.5814 | 2416619.1028 | 515938.555 | 585952.7622 | 0 | 1597
1138 |  |  |  | Customer - System | F42 |  | 1637260.3256 | 1425371.6995 | 31718.5341 | 508.2273 | 15761.0198 | 1065.9154 | 6094.9696 | 4451.2021 | 940.0492 | 151335.4725 | 6.618 | 6.618 | 0 | 1598
1139 |  |  |  | System Generation | F105 |  | 66069570.7398 | 23939959.7125 | 17549729.5964 | 5246384.851 | 118395.3578 | 11557255.9432 | 589152.1276 | 16302.0536 | 27465.5324 | 4173343.5892 | 1336221.6037 | 1515360.3725 | 0 | 1599
1140 |  |  |  | Energy | F30 |  | 139389.3889 | 40526.213 | 38190.6258 | 12576.0892 | 511.6243 | 28977.0873 | 1446.1888 | 42.4095 | 112.6756 | 8373.3858 | 3294.2066 | 5338.8831 | 0 | 1600
1141 |  |  |  | Cholla | F10 |  | 504540.3206 | 183237.4445 | 134326.3582 | 40156.0472 | 906.203 | 87339.7872 | 4509.3948 | 124.7766 | 210.2223 | 31942.9449 | 10188.5108 | 11598.6311 | 0 | 1601
1142 |  |  |  | Simple Cycle Combustion Turbine | F10 |  | 7286.0155 | 2646.1133 | 1939.7933 | 579.8894 | 13.0864 | 1261.265 | 65.1197 | 1.8019 | 3.0358 | 461.2848 | 147.1312 | 167.4947 | 0 | 1602
1143 |  |  | Total Communication Equipment |  |  |  | 159226591.751 | 69766531.0414 | 39978907.7309 | 11450092.794 | 858118.5717 | 19237894.6994 | 1617705.7415 | 56360.6087 | 60392.5082 | 11460005.5743 | 2220948.3409 | 2519634.1399 | 0
1144
1145 |  | Distribution - METER - Unbundled |  |  |  |  | D: GENERAL PLANT
1146
1147 |  | A |  | B | C |  | D | E | F | G | H | I | J | K | L | M | N | O
1148 |  | FERC ACCT |  | DESCRIPTION | COS Factor |  | Utah Jurisdiction Normalized | Residential Sch 1 | General Large Dist. Sch 6 | General +1 MW Sch 8 | Street & Area Lighting Sch. 7,11,12 | General Trans Sch 9 | Irrigation Sch 10 | Traffic Signals Sch 15 | Outdoor Lighting Sch 15 | General Small Dist. Sch 23 | Industrial Cust 1 | Industrial Cust 2
1149 |  | 398 | Misc. Equipment
1150 |  |  |  | Situs | F107 |  | 982469.9969 | 517820.4357 | 233282.3229 | 62630.8653 | 9819.8581 | 52221.5478 | 11725.417 | 429.7625 | 320.1838 | 81538.8754 | 5955.1669 | 6725.5615 | 0 | 1606
1151 |  |  |  | System Generation | F105 |  | 0 | 0 | 0 | 0 | 0 | 0 | 0 | 0 | 0 | 0 | 0 | 0 | 0 | 1607
1152 |  |  |  | System Generation | F105 |  | 0 | 0 | 0 | 0 | 0 | 0 | 0 | 0 | 0 | 0 | 0 | 0 | 0 | 1608
1153 |  |  |  | Customer - System | F42 |  | 101097.7761 | 88014.048 | 1958.5604 | 31.3821 | 973.2136 | 65.8183 | 376.353 | 274.8534 | 58.0463 | 9344.6836 | 0.40865 | 0.40865 | 0 | 1609
1154 |  |  |  | System Overheads | F102 |  | 1094309.7596 | 462667.4143 | 279688.1193 | 80721.7515 | 5239.0265 | 141992.2965 | 10972.2434 | 346.4187 | 419.4602 | 77105.6351 | 16461.7461 | 18695.6479 | 0 | 1610
1155 |  |  |  | System Energy | F30 |  | 766.2924 | 222.7926 | 209.9527 | 69.137 | 2.8127 | 159.3014 | 7.9504 | 0.23315 | 0.61943 | 46.0326 | 18.1099 | 29.3505 | 0 | 1611
1156 |  |  |  | Simple Cycle Combustion Turbine | F105 |  | 1037550.3806 | 375950.8959 | 275599.3178 | 82388.7387 | 1859.2697 | 181494.0701 | 9251.9901 | 256.0059 | 431.3162 | 65537.7987 | 20983.8995 | 23797.078 | 0 | 1612
1157 |  |  | Total Misc. Equipment |  |  |  | 3216194.2056 | 1444675.5865 | 790738.2732 | 225841.8745 | 17894.1805 | 375933.0341 | 32333.9539 | 1307.2737 | 1229.6258 | 233573.0255 | 43419.3311 | 49248.0466 | 0
1158
1159 |  | 399 | Coal Mine |  | F30 |  | 144424157.7365 | 41990026.782 | 39570077.7575 | 13030339.7595 | 530104.2455 | 30023744.7148 | 1498425.4294 | 43941.3078 | 116745.4604 | 8675833.9236 | 3413193.876 | 5531724.4802 | 0 | 1620
1160 |  | 399L | WIDCO Capital Lease |  | F30 |  | 0 | 0 | 0 | 0 | 0 | 0 | 0 | 0 | 0 | 0 | 0 | 0 | 0 | 1623
1161 |  |  | Remove Capital Lease |  | F30 |  | 0 | 0 | 0 | 0 | 0 | 0 | 0 | 0 | 0 | 0 | 0 | 0 | 0 | 1626
1162
1163 |  | 390L | General Capital Lease
1164 |  |  |  | Situs | F107 |  | 6690734.0038 | 3526416.896 | 1588679.5275 | 426523.4171 | 66874.3662 | 355634.7643 | 79851.4423 | 2926.732 | 2180.4884 | 555289.1468 | 40555.3738 | 45801.8494 | 0 | 1631
1165 |  |  |  | System Generation | F105 |  | 5553371.8015 | 2016856.9598 | 1478502.6668 | 441989.3737 | 9974.3903 | 961331.12 | 49633.9836 | 1373.3904 | 2313.874 | 351589.4414 | 112142.8481 | 127663.7534 | 0 | 1632
1166 |  |  |  | System Overheads | F102 |  | 895118.8832 | 378450.7408 | 228778.1086 | 66028.4379 | 4285.3968 | 116146.26 | 8975.0294 | 283.3621 | 343.1083 | 63070.5423 | 13465.3096 | 15292.5873 | 0 | 1633
1167
1168 |  |  | Remove Capital Lease |  |  |  | -13139224.6886 | -5921724.5965 | -3295960.3029 | -934541.2288 | -81134.1533 | -1433112.1443 | -138460.4553 | -4583.4845 | -4837.4707 | -969949.1305 | -166163.5315 | -188758.1901
1169
1170 |  | 392L | General Vehicles Capital Lease |  | F30 |  | 0 | 0 | 0 | 0 | 0 | 0 | 0 | 0 | 0 | 0 | 0 | 0 | 0 | 1640
1171 |  |  | Remove Capital Lease |  | F30 |  | 0 | 0 | 0 | 0 | 0 | 0 | 0 | 0 | 0 | 0 | 0 | 0 | 0 | 1643
1172
1173 |  | G00 | Unclassified Gen Plant - Acct 300 |  | F102 |  | 3252636.844 | 1366407.292 | 832781.7491 | 240750.9091 | 15136.5923 | 428612.7223 | 32451.7128 | 1019.5166 | 1251.4786 | 228122.064 | 49682.772 | 56420.0351 | 0 | 1653
1174 |  | GV0 | Unclassified Gen Veh - Acct 300 |  | F102 |  | 0 | 0 | 0 | 0 | 0 | 0 | 0 | 0 | 0 | 0 | 0 | 0 | 0 | 1661
1175
1176 |  | TOTAL GENERAL PLANT |  |  |  |  | 600692616.2085 | 253756022.6145 | 151394680.7033 | 44579615.8054 | 3501522.9206 | 77280664.4511 | 6286599.6486 | 227640.3928 | 285384.9884 | 42799389.8811 | 8863785.3112 | 11717309.4915 | 0
1177
1178
1179
1180 | [6 empty] | D: INTANGIBLE PLANT
1181
1182 |  | 301 | Organization
1183 |  |  |  | Situs | F107 |  | 0 | 0 | 0 | 0 | 0 | 0 | 0 | 0 | 0 | 0 | 0 | 0 | 0 | 1666
1184 |  |  |  | System Overheads | F102 |  | 0 | 0 | 0 | 0 | 0 | 0 | 0 | 0 | 0 | 0 | 0 | 0 | 0 | 1667
1185 |  |  |  | System Generation | F105 |  | 0 | 0 | 0 | 0 | 0 | 0 | 0 | 0 | 0 | 0 | 0 | 0 | 0 | 1668
1186 |  |  | Total Organization |  |  |  | 0 | 0 | 0 | 0 | 0 | 0 | 0 | 0 | 0 | 0 | 0 | 0 | 0
1187
1188 |  | 302 | Franchise & Consent
1189 |  |  |  | Situs | F107 |  | 0 | 0 | 0 | 0 | 0 | 0 | 0 | 0 | 0 | 0 | 0 | 0 | 0 | 1671
1190 |  |  |  | System Generation | F105 |  | 4599712.4804 | 1669411.3049 | 1223799.7615 | 365847.4903 | 8256.0936 | 798644.783 | 41083.4953 | 1136.7953 | 1915.261 | 291020.8309 | 92925.6541 | 105671.0106 | 0 | 1672
1191 |  |  |  | System Generation | F105 |  | 43239615.6392 | 15693307.6738 | 11504334.571 | 3439150.8019 | 77611.4412 | 7507663.4889 | 386205.5624 | 10686.4484 | 18004.4183 | 2735742.4891 | 873547.9845 | 993360.7595 | 0 | 1673
1192 |  |  |  | System Generation | F105 |  | 4025393.1296 | 1460968.8814 | 1070996.3227 | 320167.8323 | 7225.2391 | 698926.1255 | 35953.8168 | 994.8552 | 1676.1218 | 254684.0174 | 81322.9721 | 92476.9454 | 0 | 1674
1193 |  |  |  | System Generation | F105 |  | 0 | 0 | 0 | 0 | 0 | 0 | 0 | 0 | 0 | 0 | 0 | 0 | 0 | 1675
1194 |  |  |  | System Generation | F105 |  | 263264.5271 | 95611.6235 | 70090.2658 | 20953.0584 | 472.8484 | 45573.1026 | 2352.961 | 65.1073 | 109.6921 | 16667.5367 | 5316.2718 | 6052.0597 | 0 | 1676
1195 |  |  | Total Franchise & Consent |  |  |  | 52127985.7763 | 18919299.4836 | 13869220.9209 | 4146119.1829 | 93565.6224 | 9050807.5 | 465595.8354 | 12883.2061 | 21705.4932 | 3298114.874 | 1053112.8825 | 1197560.7752 | 0
1196
1197 |  | 303 | Miscellaneous Intangible Plant
1198 |  |  |  | Situs | F107 |  | 3267149.0646 | 857366.9608 | 928725.425 | 292219.8405 | -10653.7663 | 804814.9566 | 23187.9941 | 425.5341 | 1545.6034 | 167373.7872 | 94420.3291 | 107722.4001 | 0 | 1680
1199 |  |  |  | System Generation | F105 |  | 70249390.8558 | 25496186.5017 | 18690556.8856 | 5587428.2257 | 126091.696 | 12197351.4115 | 627450.2005 | 17361.7752 | 29250.9404 | 4444633.4816 | 1419212.7495 | 1613866.988 | 0 | 1681
1200 |  |  |  | System Overheads | F102 |  | 158274447.1076 | 66917459.6619 | 40452424.0655 | 11675113.4415 | 757741.5948 | 20536920.2197 | 1586959.9432 | 50103.9432 | 60668.2239 | 11152099.9094 | 2380928.9209 | 2704027.1837 | 0 | 1682
1201 |  |  |  | Energy | F30 |  | 788713.6635 | 229311.4142 | 216095.8491 | 71159.8888 | 2894.9482 | 163962.4427 | 8183.0397 | 239.9675 | 637.5577 | 47379.5303 | 18639.767 | 30209.2583 | 0 | 1683
1202 |  |  |  | Customer - System | F42 |  | 62758798.1576 | 54636769.3597 | 1215821.9731 | 19481.1632 | 604145.0113 | 40858.2372 | 233629.9008 | 170621.6733 | 36033.5838 | 5800929.8978 | 253.6788 | 253.6788 | 0 | 1684
1203 |  |  |  | Simple Cycle Combustion Turbine | F10 |  | 0 | 0 | 0 | 0 | 0 | 0 | 0 | 0 | 0 | 0 | 0 | 0 | 0 | 1685
1204 |  |  |  | System Generation | F105 |  | 0 | 0 | 0 | 0 | 0 | 0 | 0 | 0 | 0 | 0 | 0 | 0 | 0 | 1686
1205 |  |  | Total Miscellaneous Intangible Plant |  |  |  | 295338498.8491 | 148137093.8983 | 61503624.1983 | 17645402.5597 | 1480219.4841 | 33743907.2676 | 2479411.0783 | 238752.8932 | 128135.9093 | 21612416.6062 | 3913455.4453 | 4456079.5088 | 0
1206
1207 |  | I00 | Unclass Intangible Plant - Acct 300 |  | F102 |  | 0 | 0 | 0 | 0 | 0 | 0 | 0 | 0 | 0 | 0 | 0 | 0 | 0 | 1697
1208
1209 |  | TOTAL INTANGIBLE PLANT |  |  |  |  | 347466484.6255 | 167056393.3819 | 75372845.1192 | 21791521.7426 | 1573785.1065 | 42794714.7676 | 2945006.9137 | 251636.0993 | 149841.4025 | 24910531.4803 | 4966568.3278 | 5653640.284 | 0
1210
1211
1212 |  | TOTAL ELECTRIC PLANT IN SERVICE |  |  |  |  | 11346572135.0403 | 4817197287.2128 | 2884436033.6236 | 833409999.4998 | 54857886.456 | 1469322732.7705 | 113492687.6134 | 3771036.5022 | 4421045.0867 | 800387515.094 | 170254102.2451 | 195021808.9362 | 0
1213
1214
1215 |  | Distribution - METER - Unbundled |  |  |  |  | D: MISC RATE BASE
1216
1217 |  | A |  | B | C |  | D | E | F | G | H | I | J | K | L | M | N | O
1218 |  | FERC ACCT |  | DESCRIPTION | COS Factor |  | Utah Jurisdiction Normalized | Residential Sch 1 | General Large Dist. Sch 6 | General +1 MW Sch 8 | Street & Area Lighting Sch. 7,11,12 | General Trans Sch 9 | Irrigation Sch 10 | Traffic Signals Sch 15 | Outdoor Lighting Sch 15 | General Small Dist. Sch 23 | Industrial Cust 1 | Industrial Cust 2
1219 |  | 105 | Plant Held For Future Use
1220 |  |  |  | Situs | F20 |  | 4847342.38 | 2419545.4964 | 1517419.7134 | 394929.8603 | 2309.3453 | 0 | 82671.5635 | 1125.6984 | 593.8257 | 428746.8771 | 0 | 0 | 0 | 1705
1221 |  |  |  | System Generation | F10 |  | 0 | 0 | 0 | 0 | 0 | 0 | 0 | 0 | 0 | 0 | 0 | 0 | 0 | 1706
1222 |  |  |  | System Generation | F10 |  | 1602180.0675 | 581874.9645 | 426556.6195 | 127516.5053 | 2877.6696 | 277349.62 | 14319.693 | 396.2311 | 667.5661 | 101435.599 | 32353.864 | 36831.7355 | 0 | 1707
1223 |  |  |  | System Generation | F10 |  | -977889.2945 | -355146.9089 | -260348.484 | -77829.5948 | -1756.3833 | -169280.1138 | -8740.0129 | -241.8393 | -407.4484 | -61911.1349 | -19747.1544 | -22480.2196 | 0 | 1708
1224 |  |  |  | Energy | F30 |  | 6610231.9684 | 1921865.578 | 1811105.5455 | 596393.0812 | 24262.6447 | 1374173.9625 | 68582.2914 | 2011.1749 | 5343.3898 | 397089.2104 | 156220.4248 | 253184.665 | 0 | 1709
1225 |  |  |  | General | F102 |  | 0 | 0 | 0 | 0 | 0 | 0 | 0 | 0 | 0 | 0 | 0 | 0 | 0 | 1710
1226 |  |  | Total Plant Held For Future Use |  |  |  | 12081865.1214 | 4568139.13 | 3494733.3944 | 1041009.852 | 27693.2763 | 1482243.4687 | 156833.535 | 3291.265 | 6197.3332 | 865360.5515 | 168827.1344 | 267536.1809 | 0
1227
1228 |  | 114 | Electric Plant Acquisition Adjust |  | F10 |  | 64523434.3278 | 23433427.8781 | 17178404.9646 | 5135379.6123 | 115890.2985 | 11169499.8292 | 576686.5966 | 15957.1278 | 26884.405 | 4085042.2132 | 1302963.6682 | 1483297.7342 | 0 | 1717
1229
1230 |  | 115 | Accum Prov for Asset Acquisition Adj |  | F10 |  | -47899969.7773 | -17396167.7464 | -12752654.7091 | -3812328.5096 | -86032.9561 | -8291851.0123 | -428112.2175 | -11846.0207 | -19958.054 | -3032594.2906 | -967275.2385 | -1101149.0225 | 0 | 1723
1231
1232 |  | 128 | Pensions |  | F102 |  | 0 | 0 | 0 | 0 | 0 | 0 | 0 | 0 | 0 | 0 | 0 | 0 | 0 | 1726
1233
1234 |  | 124 | Weatherization |  | F11 |  | 2158809.4308 | 731904.7857 | 580327.8652 | 179470.0745 | 5226.2333 | 398732.9532 | 20329.0998 | 574.867 | 1181.3534 | 134345.4982 | 46069.298 | 60647.4025 | 0 | 1748
1235
1236 |  | 151 | Fuel Stock |  | F30 |  | 79253742.8899 | 23042313.9638 | 21714350.4097 | 7150487.9326 | 290898.325 | 16475734.9567 | 822271.1877 | 24113.0928 | 64064.8687 | 4760923.1164 | 1873013.4496 | 3035571.5869 | 0 | 1751
1237 |  |  |  | Cholla | F30 |  | 3262236.424 | 948465.942 | 893804.4091 | 294327.8302 | 11973.9343 | 678172.9257 | 33846.2629 | 992.5413 | 2637.0332 | 195968.7484 | 77096.8345 | 124949.9625 | 0 | 1753
1238 |  |  |  | Total Fuel Stock |  |  | 82515979.3139 | 23990779.9058 | 22608154.8188 | 7444815.7628 | 302872.2593 | 17153907.8824 | 856117.4507 | 25105.634 | 66701.9018 | 4956891.8648 | 1950110.284 | 3160521.5494 | 0
1239
1240 |  | 152 | Fuel Stock - Undistributed |  | F30 |  | 0 | 0 | 0 | 0 | 0 | 0 | 0 | 0 | 0 | 0 | 0 | 0 | 0 | 1757
1241
1242 |  | 25316 | DG&T Working Capital Deposit |  | F30 |  | -1168510.3117 | -339733.8787 | -320154.4992 | -105426.1739 | -4288.9797 | -242916.8073 | -12123.4951 | -355.5213 | -944.5669 | -70194.6375 | -27615.5479 | -44756.2042 | 0 | 1762
1243
1244 |  | 25317 | DG&T Working Capital Deposit |  | F30 |  | -1279972.8223 | -372140.6026 | -350693.5744 | -115482.6244 | -4698.0993 | -266088.2906 | -13279.9378 | -389.434 | -1034.6677 | -76890.4026 | -30249.7551 | -49025.4339 | 0 | 1766
1245
1246 |  | 25319 | Provo Working Capital Deposit |  | F30 |  | 0 | 0 | 0 | 0 | 0 | 0 | 0 | 0 | 0 | 0 | 0 | 0 | 0 | 1770
1247
1248 |  | 154 | Materials and Supplies |  | F102 |  | 101306286.5474 | 39863156.6542 | 26438381.43 | 7768348.6972 | 335271.167 | 15278490.1928 | 961645.6292 | 28613.09 | 40521.886 | 6783035.237 | 1781273.6289 | 2027548.9351 | 0 | 1788
1249
1250 |  | 163 | Stores Expense Undistributed |  | F102 |  | 0 | 0 | 0 | 0 | 0 | 0 | 0 | 0 | 0 | 0 | 0 | 0 | 0 | 1791
1251
1252 |  | 25318 | Provo Working Capital Deposit |  | F102 |  | -119587.4327 | -47056.6312 | -31209.2987 | -9170.1799 | -395.7723 | -18035.5581 | -1135.1786 | -33.7764 | -47.8342 | -8007.0625 | -2102.712 | -2393.4287 | 0 | 1796
1253
1254 |  | 165 | Prepayments |  | F102 |  | 2918735.8523 | 1234023.5094 | 745982.3275 | 215300.5289 | 13973.4973 | 378720.9271 | 29265.096 | 923.9658 | 1118.7815 | 205655.6471 | 43906.6617 | 49864.9102 | 0 | 1803
1255 |  |  |  | General Plant | F102 |  | 2281381.3778 | 968765.7017 | 582339.2485 | 167877.0479 | 11133.1376 | 292946.9848 | 22951.5593 | 727.0915 | 872.134 | 161252.8291 | 33955.4192 | 38560.2241 | 0 | 1804
1256 |  |  |  | System Generation | F102 |  | 1751265.6523 | 635178.1486 | 465631.7257 | 139197.7704 | 3141.2811 | 304994.9872 | 15631.4615 | 432.5282 | 728.7191 | 110727.6991 | 35395.5915 | 40205.74 | 0 | 1805
1257 |  |  |  | System Energy | F30 |  | 183433.1623 | 53331.5445 | 50257.9666 | 16549.8381 | 673.2855 | 38133.1664 | 1903.1505 | 55.8099 | 148.2784 | 11019.179 | 4335.0985 | 7025.8448 | 0 | 1806
1258 |  |  |  | System Overheads | F102 |  | 8997448.1011 | 3804065.5416 | 2299604.2175 | 663696.6938 | 43075.4351 | 1167464.9775 | 90214.1185 | 2848.2654 | 3448.8144 | 633964.8755 | 135348.9764 | 153716.1854 | 0 | 1807
1259 |  |  |  | Total Prepayments |  |  | 16132264.1458 | 6695364.4458 | 4143815.4857 | 1202621.8792 | 71996.6367 | 2182261.0429 | 159965.3858 | 4987.6608 | 6316.7274 | 1122620.2298 | 252941.7472 | 289372.9044 | 0
1260
1261 |  | 182 | Misc Regulatory Assets |  | F102 |  | 21022766.0631 | 7619403.5414 | 5599455.9908 | 1674597.5023 | 36993.2663 | 3651054.4708 | 187606.809 | 5181.1584 | 8767.474 | 1329083.9048 | 425854.8836 | 484767.0618 | 0 | 1811
1262 |  |  |  | System Generation | F102 |  | 0 | 0 | 0 | 0 | 0 | 0 | 0 | 0 | 0 | 0 | 0 | 0 | 0 | 1812
1263 |  |  |  | Simple Cycle Combustion Turbine | F102 |  | 1026061.2691 | 372641.8626 | 273173.556 | 81663.572 | 1842.9048 | 177619.051 | 9170.5562 | 253.7526 | 427.5198 | 64960.9501 | 20719.9224 | 23587.6216 | 0 | 1813
1264 |  |  |  | System Generation | F102 |  | 0 | 0 | 0 | 0 | 0 | 0 | 0 | 0 | 0 | 0 | 0 | 0 | 0 | 1814
1265 |  |  |  | Energy | F30 |  | 70751406.5809 | 20570336.0418 | 19384836.3302 | 6383384.0589 | 259690.7719 | 14708219.1975 | 734057.989 | 21526.2418 | 57191.9938 | 4250171.5986 | 1672076.6902 | 2709915.6673 | 0 | 1815
1266 |  |  |  | System Generation | F102 |  | 0 | 0 | 0 | 0 | 0 | 0 | 0 | 0 | 0 | 0 | 0 | 0 | 0 | 1816
1267 |  |  |  | System Overheads | F102 |  | 214457789.8422 | 96065796.3779 | 53914361.8608 | 15315443.6547 | 1294115.429 | 23798617.9121 | 2249287.1407 | 74121.2606 | 79309.9418 | 15761671.1321 | 2763630.4857 | 3141434.6467 | 0 | 1817
1268 |  |  |  | Total Misc Regulatory Assets |  |  | 307258023.7552 | 124628177.8236 | 79171827.7379 | 23455088.7878 | 1592642.372 | 42335510.6313 | 3180122.4948 | 101082.4133 | 145696.9294 | 21405887.5856 | 4882281.982 | 6359704.9975 | 0
1269
1270 |  | 186 | Misc Deferred Debits |  | F102 |  | 0 | 0 | 0 | 0 | 0 | 0 | 0 | 0 | 0 | 0 | 0 | 0 | 0 | 1821
1271 |  |  |  | System Generation | F102 |  | 0 | 0 | 0 | 0 | 0 | 0 | 0 | 0 | 0 | 0 | 0 | 0 | 0 | 1822
1272 |  |  |  | System Generation | F102 |  | 0 | 0 | 0 | 0 | 0 | 0 | 0 | 0 | 0 | 0 | 0 | 0 | 0 | 1823
1273 |  |  |  | System Generation | F102 |  | 26817642.2238 | 9730821.7335 | 7133399.2298 | 2132486.2842 | 48123.8955 | 4661405.6194 | 239471.344 | 6626.2592 | 11163.8533 | 1696329.609 | 541869.2637 | 615945.1321 | 0 | 1824
1274 |  |  |  | System Overheads | F102 |  | 28143.094 | 12556.7768 | 7083.7887 | 2014.615 | 167.3366 | 3159.7147 | 294.2596 | 9.6691 | 10.4352 | 2062.3966 | 366.9618 | 417.1399 | 0 | 1825
1275 |  |  |  | System Energy | F30 |  | 2344920.0018 | 681764.4307 | 642473.311 | 211565.0512 | 8606.9538 | 487475.7839 | 24328.9476 | 713.4461 | 1895.5192 | 140863.8057 | 55417.7827 | 89814.9699 | 0 | 1826
1276 |  |  |  | System Net Steam Plant | F102 |  | 0 | 0 | 0 | 0 | 0 | 0 | 0 | 0 | 0 | 0 | 0 | 0 | 0 | 1827
1277 |  |  |  | Excise Tax | F102 |  | 0 | 0 | 0 | 0 | 0 | 0 | 0 | 0 | 0 | 0 | 0 | 0 | 0 | 1828
1278 |  |  |  | Total Misc Deferred Debits |  |  | 29190705.3196 | 10425142.941 | 7782956.3295 | 2346065.9504 | 56898.1859 | 5152041.1181 | 264094.5511 | 7349.3744 | 13069.8077 | 1839255.8113 | 597654.0082 | 706177.2419
1279
1280 |  | CWC | Cash Working Capital |  |  |  | 21519433.3548 | 7933218.742 | 5816663.0094 | 1735753.0934 | 107550.7543 | 3332652.0794 | 206015.0541 | 8371.0896 | 13778.2228 | 1471583.914 | 359007.5742 | 534839.8215 | 0
1281
1282 |  | OWC | Other Working Capital |  | F137 |  | 3566575.0268 | 1735605.289 | 866568.032 | 237535.3753 | 55101.6769 | 279132.5549 | 38631.8082 | 1654.7533 | 1041.1489 | 283326.8365 | 32124.8808 | 35852.671 | 0 | 1848
1283 |  |  |  | Total Other Working Capital |  |  | 3566575.0268 | 1735605.289 | 866568.032 | 237535.3753 | 55101.6769 | 279132.5549 | 38631.8082 | 1654.7533 | 1041.1489 | 283326.8365 | 32124.8808 | 35852.671 | 0
1284
1285 |  | 18222 | Nuclear Plant |  | F10 |  | 0 | 0 | 0 | 0 | 0 | 0 | 0 | 0 | 0 | 0 | 0 | 0 | 0 | 1862
1286
1287 |  | 1869 | Misc Deferred Debits-Trojan |  | F10 |  | 0 | 0 | 0 | 0 | 0 | 0 | 0 | 0 | 0 | 0 | 0 | 0 | 0 | 1867
1288
1289 |  | 141 | Impact Housing - Notes Receivable |  | F30 |  | 0 | 0 | 0 | 0 | 0 | 0 | 0 | 0 | 0 | 0 | 0 | 0 | 0 | 1870
1290 |  | TOTAL RATE BASE ADDITIONS |  |  |  |  | 589785335.9996 | 225849818.7364 | 154627120.9862 | 46503681.5972 | 2575727.0529 | 89945580.0846 | 5965790.7763 | 184362.5227 | 299404.5929 | 39759663.3489 | 10346010.9524 | 13728175.3491 | 0
1291
1292 |  | Distribution - METER - Unbundled
1293
1294 |  | A |  | B | C |  | D | E | F | G | H | I | J | K | L | M | N | O
1295 |  | FERC ACCT |  | DESCRIPTION | COS Factor |  | Utah Jurisdiction Normalized | Residential Sch 1 | General Large Dist. Sch 6 | General +1 MW Sch 8 | Street & Area Lighting Sch. 7,11,12 | General Trans Sch 9 | Irrigation Sch 10 | Traffic Signals Sch 15 | Outdoor Lighting Sch 15 | General Small Dist. Sch 23 | Industrial Cust 1 | Industrial Cust 2
1296
1297 |  | 235 | Customer Service Deposits |  | F51 |  | -16183238.2962 | -3542941.9454 | -730267.7212 | -2141977.6344 | -8826.5834 | -3844195.2028 | -103981.2225 | 0 | -1659.9496 | -5809388.0369 | 0 | 0 | 0 | 1880
1298
1299 |  | 2281 | Accum Prov for Property Insurance |  | F102 |  | 0 | 0 | 0 | 0 | 0 | 0 | 0 | 0 | 0 | 0 | 0 | 0 | 0 | 1885
1300
1301 |  | 2282 | Accum Prov for Injuries & Damages |  | F102 |  | 3.4519e-07 | 1.4594e-07 | 8.8224e-08 | 2.5463e-08 | 1.6526e-09 | 4.479e-08 | 3.4611e-09 | 1.0927e-10 | 1.3231e-10 | 2.4322e-08 | 5.1927e-09 | 5.8973e-09 | 0 | 1889
1302
1303 |  | 2283 | Accum Prov for Pension & Benefits |  | F102 |  | -93418728.5802 | -39496862.0372 | -23876336.915 | -6891031.8353 | -447243.7445 | -12121558.5392 | -936675.3946 | -29572.9775 | -35808.3598 | -6582332.2309 | -1405301.7193 | -1596004.8268 | 0 | 1894
1304
1305 |  | 25335 | Accum Prov for Pension & Benefits |  | F30 |  | -47604885.8113 | -13840693.008 | -13043032.8465 | -4295042.0903 | -174732.2087 | -9896384.1034 | -493908.8625 | -14483.8715 | -38481.4729 | -2859716.0594 | -1125052.1192 | -1823359.1689 | 0 | 1899
1306
1307 |  | 22844 | Accum Hydro Relicensing Obligation |  | F10 |  | -585395.7787 | -212602.2879 | -155852.9216 | -46591.2823 | -1051.4272 | -101336.4852 | -5232.051 | -144.7728 | -243.9116 | -37061.9836 | -11821.2776 | -13457.3778 | 0 | 1903
1308
1309 |  | 254 | Reg Liabilities - Insurance Provision |  | F30 |  | 0 | 0 | 0 | 0 | 0 | 0 | 0 | 0 | 0 | 0 | 0 | 0 | 0 | 1906
1310 |  | 254 |  | Situs | F102 |  | -3948845.1869 | -1434129.7833 | -1051321.314 | -314286.1082 | -7092.506 | -683575.2948 | -35293.3181 | -976.5789 | -1645.3302 | -250005.2803 | -79741.5987 | -90778.0743 | 0 | 1907
1311
1312 |  | 22842 | Accum Misc Oper Prov - Trojan |  | F10 |  | -2425580.4361 | -880915.0474 | -645774.7242 | -193050.4234 | -4356.5759 | -419886.5195 | -21678.941 | -599.8642 | -1010.645 | -153565.8877 | -48981.3231 | -55760.4846 | 0 | 1912
1313
1314 |  | 252 | Customer Advances for Const |  | F50 |  | -14379215.9133 | -5385698.6616 | -897338.5197 | -437916.0962 | -48464.8513 | -5245418.461 | -67660.8455 | -39467.9175 | -68389.4915 | -2188861.069 | 0 | 0 | 0 | 1920
1315
1316 |  | 25398 | SO2 Emissions |  | F30 |  | -14119.6838 | -4105.1713 | -3868.584 | -1273.9162 | -51.8258 | -2935.2831 | -146.4941 | -4.2959 | -11.4137 | -848.1963 | -333.6922 | -540.8112 | 0 | 1923
1317
1318 |  | 25399 | Other Deferred Credits |  | F10 |  | -12381946.5448 | -4496838.3096 | -3296509.1554 | -985471.3487 | -22239.1678 | -2143409.6194 | -110665.2596 | -3062.148 | -5159.0754 | -783913.2378 | -250036.6984 | -284642.5248 | 0 | 1931
1319
1320 |  | 190 | Accum Deferred Income Taxes |  | F104 |  | 1498625.8454 | 541219.5825 | 399312.8371 | 119721.9593 | 2770.5178 | 260886.4669 | 13454.6308 | 373.0166 | 640.8947 | 94743.2338 | 30407.4005 | 35095.3052 | 0 | 1934
1321 |  |  |  | Customer System | F42 |  | 0 | 0 | 0 | 0 | 0 | 0 | 0 | 0 | 0 | 0 | 0 | 0 | 0 | 1935
1322 |  |  |  | Labor | F138 |  | 58160122.6131 | 29034251.3807 | 12903721.1671 | 3635200.8218 | 655438.6332 | 5561047.3329 | 536480.6271 | 38622.4952 | 20777.1059 | 4402616.3353 | 640758.0058 | 731208.7081 | 0 | 1936
1323 |  |  |  | System Generation | F104 |  | 0 | 0 | 0 | 0 | 0 | 0 | 0 | 0 | 0 | 0 | 0 | 0 | 0 | 1937
1324 |  |  |  | IBT | F141 |  | 0 | 0 | 0 | 0 | 0 | 0 | 0 | 0 | 0 | 0 | 0 | 0 | 0 | 1938
1325 |  |  |  | Bad Debt Expense | F104 |  | 1100462.2491 | 958079.0026 | 21330.6189 | 341.7813 | 10585.9365 | 720.0991 | 4095.6312 | 2989.6761 | 631.3896 | 101679.1719 | 4.4709 | 4.4709 | 0 | 1941
1326 |  |  |  | TROJP | F104 |  | 920531.8271 | 332444.4542 | 245278.1504 | 73539.2855 | 1701.7922 | 160249.6693 | 8264.5151 | 229.1257 | 393.67 | 58196.0884 | 18677.7641 | 21557.3124 | 0 | 1942
1327 |  |  |  | System Generation | F104 |  | 3734966.0791 | 1348860.2163 | 995191.6324 | 298378.3166 | 6904.8523 | 650197.0505 | 33532.4457 | 929.6546 | 1597.2766 | 236124.8244 | 75783.1648 | 87466.6449 | 0 | 1943
1328 |  |  |  | Energy | F104 |  | 6792250.7883 | 2452979.9398 | 1809813.2637 | 542618.1424 | 12556.8713 | 1182420.7598 | 60980.6825 | 1690.6304 | 2904.7395 | 429406.5838 | 137816.0471 | 159063.128 | 0 | 1944
1329 |  |  |  | System Net Plant | F104 |  | 0 | 0 | 0 | 0 | 0 | 0 | 0 | 0 | 0 | 0 | 0 | 0 | 0 | 1945
1330 |  |  |  | Division Net Plant Distribution | F104 |  | 539619.5757 | 321638.7957 | 123881.9908 | 31471.4054 | 5151.7183 | 530.092 | 7297.7831 | 270.1889 | 162.2896 | 49143.6911 | 35.8104 | 35.8104 | 0 | 1946
1331 |  |  |  | Simple Cycle Combustion Turbine | F10 |  | 0 | 0 | 0 | 0 | 0 | 0 | 0 | 0 | 0 | 0 | 0 | 0 | 0 | 1947
1332 |  |  |  | Total Accum Deferred Income Taxes |  |  | 72746578.9778 | 34989473.3718 | 16498529.6603 | 4701271.7123 | 695110.3215 | 7816051.4705 | 664106.3155 | 45104.7875 | 27107.3659 | 5371909.9287 | 903482.6636 | 1034431.38 | 0
1333
1334 |  | 281 | Accum Deferred Income Taxes |  | F104 |  | 0 | 0 | 0 | 0 | 0 | 0 | 0 | 0 | 0 | 0 | 0 | 0 | 0 | 1954
1335
1336 |  | 282 | Accum Deferred Income Taxes |  | F104 |  | -1829487270.8846 | -779539893.0413 | -466474176.2199 | -134635355.6204 | -7146018.192 | -234279662.6856 | -18523382.6897 | -601983.1664 | -717199.468 | -129309989.1614 | -27145699.9176 | -31113910.7222 | 0 | 1957
1337 |  |  |  | DITBAL | F104 |  | -0.05142 | -0.02144 | -0.013227 | -0.0038352 | -0.00018769 | -0.0068807 | -0.00051535 | -1.5923e-05 | -2.0296e-05 | -0.0035866 | -0.00079737 | -0.00091393 | 0 | 1958
1338 |  |  |  | System Net Plant | F104 |  | 1789939.1417 | 646737.9411 | 476178.4886 | 142633.9235 | 3274.4933 | 312914.2841 | 16025.6224 | 444.0195 | 758.1529 | 113062.6342 | 36294.3787 | 41615.2036 | 0 | 1959
1339 |  |  |  | Labor | F138 |  | -528283.8041 | -263725.7983 | -117207.9184 | -33019.4923 | -5953.5228 | -50512.4664 | -4872.9957 | -350.8184 | -188.724 | -39990.1307 | -5820.1747 | -6641.7624 | 0 | 1960
1340 |  |  |  | GPS | F104 |  | 0 | 0 | 0 | 0 | 0 | 0 | 0 | 0 | 0 | 0 | 0 | 0 | 0 | 1961
1341 |  |  |  | CIAC | F104 |  | 37601.5322 | 22412.2921 | 8632.29 | 2192.9765 | 358.9798 | 36.9376 | 508.5209 | 18.8272 | 11.3086 | 3424.4089 | 2.4953 | 2.4953 | 0 | 1962
1342 |  |  |  | SNPD | F104 |  | 34547.0065 | 12476.4407 | 9205.1417 | 2759.8852 | 63.8672 | 6014.0738 | 310.1623 | 8.5989 | 14.7742 | 2184.0642 | 700.9653 | 809.033 | 0 | 1963
1343 |  |  |  | SCHMDEXP | F104 |  | 0 | 0 | 0 | 0 | 0 | 0 | 0 | 0 | 0 | 0 | 0 | 0 | 0 | 1964
1344 |  |  |  | TAXDEPR | F104 |  | 0 | 0 | 0 | 0 | 0 | 0 | 0 | 0 | 0 | 0 | 0 | 0 | 0 | 1965
1345 |  |  |  | DGP | F104 |  | 0 | 0 | 0 | 0 | 0 | 0 | 0 | 0 | 0 | 0 | 0 | 0 | 0 | 1966
1346 |  |  |  | IBT | F104 |  | 0 | 0 | 0 | 0 | 0 | 0 | 0 | 0 | 0 | 0 | 0 | 0 | 0 | 1967
1347 |  |  |  | SSGCT | F104 |  | 0 | 0 | 0 | 0 | 0 | 0 | 0 | 0 | 0 | 0 | 0 | 0 | 0 | 1968
1348 |  |  |  | SSGCH | F104 |  | 0 | 0 | 0 | 0 | 0 | 0 | 0 | 0 | 0 | 0 | 0 | 0 | 0 | 1969
1349 |  |  |  | SE | F104 |  | -1920973.2329 | -693747.7652 | -511848.4203 | -153462.3735 | -3551.3137 | -334410.3009 | -17246.4567 | -478.1413 | -821.5137 | -121444.0661 | -38976.9085 | -44985.9731 | 0 | 1970
1350 |  |  |  | SG | F104 |  | -2898034.2066 | -1046607.3758 | -772188.9119 | -231517.6496 | -5357.6117 | -504500.7782 | -26018.4892 | -721.3374 | -1239.3586 | -183213.9312 | -58801.6596 | -67867.1033 | 0 | 1971
1351 |  |  |  | Total Accum Deferred Income Taxes |  |  | -1832972474.4992 | -780862347.3284 | -467381405.5635 | -134905768.3544 | -7157183.3002 | -234850120.9424 | -18554676.3262 | -603062.0179 | -718664.8286 | -129535966.1856 | -27212300.8219 | -31190978.8301 | 0
1352
1353
1354 |  | 283 | Accum Deferred Income Taxes |  | F104 |  | -9219773.7985 | -3928522.2669 | -2350815.147 | -678500.2245 | -36012.6426 | -1180661.6695 | -93349.3231 | -3033.7181 | -3614.3552 | -651662.8287 | -136801.8334 | -156799.7894 | 0 | 1975
1355 |  |  |  | System Generation | F104 |  | -797061.6194 | -287853.9418 | -212379.1856 | -63675.5192 | -1473.5322 | -138755.5076 | -7156.0022 | -198.3932 | -340.8673 | -50390.293 | -16172.5303 | -18665.8471 | 0 | 1976
1356 |  |  |  | Energy | F104 |  | -30003501.2579 | -10835581.4592 | -7994512.6036 | -2396914.4582 | -55467.6372 | -5223123.212 | -269370.7936 | -7468.0446 | -12831.1451 | -1896823.5094 | -608776.6884 | -702631.7065 | 0 | 1977
1357 |  |  |  | Labor | F138 |  | -85963121.2018 | -42913851.5929 | -19072245.6694 | -5372980.5716 | -968766.0227 | -8219463.1717 | -792941.0582 | -57085.6815 | -30709.4414 | -6507253.1596 | -947067.4345 | -1080757.3983 | 0 | 1978
1358 |  |  |  | General Plant | F104 |  | -3628085.0762 | -1545917.863 | -925072.2998 | -266997.4983 | -14171.3814 | -464603.696 | -36734.0125 | -1193.8023 | -1422.2896 | -256436.68 | -53833.0659 | -61702.4873 | 0 | 1979
1359 |  |  |  | System Net Plant | F104 |  | -1141014.2452 | -481042.5898 | -292862.907 | -84663.6679 | -4348.5224 | -148538.1058 | -11554.8798 | -357.0651 | -447.3083 | -80248.868 | -17214.7344 | -19735.5967 | 0 | 1980
1360 |  |  |  | TROJP | F104 |  | 0 | 0 | 0 | 0 | 0 | 0 | 0 | 0 | 0 | 0 | 0 | 0 | 0 | 1981
1361 |  |  |  | System Generation | F104 |  | 0 | 0 | 0 | 0 | 0 | 0 | 0 | 0 | 0 | 0 | 0 | 0 | 0 | 1982
1362 |  |  |  | Simple Cycle Combustion Turbine | F104 |  | -389400.3015 | -140629.5436 | -103756.7446 | -31108.3431 | -719.8865 | -67788.2803 | -3496.0276 | -96.924 | -166.529 | -24617.9151 | -7901.0054 | -9119.1023 | 0 | 1983
1363 |  |  |  | System Generation | F104 |  | 0 | 0 | 0 | 0 | 0 | 0 | 0 | 0 | 0 | 0 | 0 | 0 | 0 | 1984
1364 |  |  |  | Total Accum Deferred Income Taxes |  |  | -131141957.5005 | -60133399.2572 | -30951644.557 | -8894840.2828 | -1080959.625 | -15442933.6429 | -1214602.097 | -69433.6288 | -49531.9359 | -9467433.2538 | -1787767.2922 | -2049411.9277 | 0
1365
1366 |  | 255 | Accum Investment Tax Credit |  | F104 |  | -189331.1084 | -79820.4993 | -48595.4133 | -14048.4364 | -721.5603 | -24647.2683 | -1917.3277 | -59.2486 | -74.2229 | -13315.8786 | -2856.4803 | -3274.7728 | 0 | 1998
1367 |  | TOTAL MISC RATE BASE DEDUCTIONS |  |  |  |  | -2082499140.3616 | -875380879.9646 | -525583418.5751 | -154420026.0964 | -8257813.0547 | -276960349.8915 | -20882331.8244 | -715762.5342 | -893573.2711 | -152310497.3712 | -31020710.3594 | -36073777.419 | 0
1368
1369 | [6 empty] | D: ACCUMULATED DEPRECIATION
1370 | [6 empty] | D: PRODUCTION PLANT
1371
1372 |  | 108SP | Steam Prod Accumulated Depr |  | F10 |  | -1231108804.21 | -447110413.0482 | -327764413.2646 | -97983176.4922 | -2211189.908 | -213114347.0836 | -11003195.2545 | -304462.414 | -512955.1456 | -77942711.6155 | -24860580.6587 | -28301359.3252 | 0 | 2010
1373
1374 |  | 108NP | Nuclear Prod Accumulated Depr |  | F10 |  | 0 | 0 | 0 | 0 | 0 | 0 | 0 | 0 | 0 | 0 | 0 | 0 | 0 | 2016
1375
1376 |  | 108HP | Hydraulic Prod Accum Depr |  | F10 |  | -135176740.4876 | -49093084.2727 | -35988797.157 | -10758631.8736 | -242790.4368 | -23400127.3416 | -1208159.721 | -33430.2188 | -56322.8891 | -8558172.6529 | -2729711.8245 | -3107512.0996 | 0 | 2024
1377
1378 |  | 108OP | Other Production - Accum Depr |  | F10 |  | 0 | 0 | 0 | 0 | 0 | 0 | 0 | 0 | 0 | 0 | 0 | 0 | 0 | 2027
1379 |  |  |  | Simple Cycle Combustion Turbine | F10 |  | 0 | 0 | 0 | 0 | 0 | 0 | 0 | 0 | 0 | 0 | 0 | 0 | 0 | 2028
1380 |  |  |  | Wind Generation | F10 |  | -220757078.8836 | -80173895.5854 | -58773289.7262 | -17569917.2552 | -396500.9618 | -38214738.2664 | -1973045.1398 | -54594.8765 | -91980.8868 | -13976348.2136 | -4457891.2496 | -5074876.7223 | 0 | 2029
1381 |  |  |  | System Generation | F10 |  | -127066308.6338 | -46147561.8918 | -33829515.2733 | -10113127.6963 | -228223.3206 | -21996149.5753 | -1135671.6802 | -31424.4484 | -52943.5876 | -8044693.2197 | -2565932.5999 | -2921065.3408 | 0 | 2030
1382 |  |  |  | System Generation | F10 |  | -12486220.2329 | -4534708.1157 | -3324270.4743 | -993770.426 | -22426.4534 | -2161460.1921 | -111597.2193 | -3087.9356 | -5202.5222 | -790514.9077 | -252142.3648 | -287039.6217 | 0 | 2031
1383 |  |  |  | Total Other Production - Accum Depr |  |  | -360309607.7504 | -130856165.5928 | -95927075.4738 | -28676815.3776 | -647150.7357 | -62372348.0338 | -3220314.0393 | -89107.2605 | -150126.9966 | -22811556.341 | -7275966.2143 | -8282981.6848 | 0
1384
1385 |  | 108EP | Experimental Plant - Accum Depr |  | F10 |  | 0 | 0 | 0 | 0 | 0 | 0 | 0 | 0 | 0 | 0 | 0 | 0 | 0 | 2037
1386
1387
1388
1389 |  | TOTAL PRODUCTION PLANT DEPRECIATION |  |  |  |  | -1726595152.448 | -627059662.9137 | -459680285.8955 | -137418623.7433 | -3101131.0805 | -298886822.459 | -15431669.0149 | -426999.8933 | -719405.0313 | -109312440.6095 | -34866258.6975 | -39691853.1096 | 0
1390
1391
1392 | [6 empty] | D: TRANSMISSION PLANT
1393
1394 |  | 108TP | Transmission Plant Accum Depr |  | F106 |  | -644077183.6999 | -232953274.0024 | -170771672.82 | -51051152.2319 | -1152073.2094 | -113593162.9733 | -5732880.0319 | -158630.8752 | -267259.6681 | -40609677.8907 | -13041838.0035 | -14745561.9935 | 0 | 2045
1395
1396
1397 | [6 empty] | D: DISTRIBUTION PLANT
1398
1399 |  | 108360 | Land and Land Rights |  | F118 |  | -2775978.3985 | -1385626.495 | -868996.6616 | -226168.625 | -1322.517 | 0 | -47344.3913 | -644.6655 | -340.0724 | -245534.9707 | 0 | 0 | 0 | 2049
1400
1401 |  | 108361 | Structures and Improvements |  | F119 |  | -10038789.6108 | -5010850.5419 | -3142558.5526 | -817895.1408 | -4782.6272 | 0 | -171211.8451 | -2331.3082 | -1229.8062 | -887929.7888 | 0 | 0 | 0 | 2053
1402
1403 |  | 108362 | Station Equipment |  | F120 |  | -101201888.8062 | -50514808.9592 | -31680399.0858 | -8245270.2273 | -48214.0697 | 0 | -1726001.1199 | -23502.1154 | -12397.7801 | -8951295.4487 | 0 | 0 | 0 | 2057
1404
1405 |  | Distribution - METER - Unbundled
1406
1407 |  | A |  | B | C |  | D | E | F | G | H | I | J | K | L | M | N | O
1408 |  | FERC ACCT |  | DESCRIPTION | COS Factor |  | Utah Jurisdiction Normalized | Residential Sch 1 | General Large Dist. Sch 6 | General +1 MW Sch 8 | Street & Area Lighting Sch. 7,11,12 | General Trans Sch 9 | Irrigation Sch 10 | Traffic Signals Sch 15 | Outdoor Lighting Sch 15 | General Small Dist. Sch 23 | Industrial Cust 1 | Industrial Cust 2
1409
1410 |  | 108364 | Poles, Towers & Fixtures |  | F121 |  | -141692722.2415 | -70079944.1779 | -43722355.9026 | -11379359.1556 | -1680044.3846 | 0 | -2382067.0645 | -32435.4454 | -17110.2691 | -12399405.8416 | 0 | 0 | 0 | 2061
1411
1412 |  | 108365 | Overhead Conductors |  | F122 |  | -79175529.07 | -51103587.649 | -15042881.4614 | -3915121.849 | -626384.7408 | 0 | -819561.3376 | -11159.567 | -5886.8683 | -7650945.597 | 0 | 0 | 0 | 2065
1413
1414 |  | 108366 | Underground Conduit |  | F123 |  | -74060943.1285 | -48300369.4703 | -14066652.5656 | -3661044.5242 | -31776.1674 | 0 | -766374.7548 | -10435.3513 | -5504.8317 | -7218785.4631 | 0 | 0 | 0 | 2069
1415
1416 |  | 108367 | Underground Conductors |  | F124 |  | -204994588.2315 | -127414907.0752 | -43628203.9423 | -11354854.7814 | -588720.4725 | 0 | -2376937.5083 | -32365.5988 | -17073.4238 | -19581525.4293 | 0 | 0 | 0 | 2073
1417
1418 |  | 108368 | Line Transformers |  | F125 |  | -116966251.07 | -70716522.735 | -27417443.3738 | -7185570.552 | -442694.6239 | 0 | -2226939.6813 | -15861.3691 | -93253.6003 | -8867965.1346 | 0 | 0 | 0 | 2077
1419
1420 |  | 108369 | Services |  | F126 |  | -90281930.19 | -72638051.5902 | -6406555.8776 | -573926.5759 | 0 | 0 | 0 | -271471.9794 | -57332.1556 | -10334592.0113 | 0 | 0 | 0 | 2081
1421
1422 |  | 108370 | Meters |  | F127 |  | -36390122.7493 | -25347722.7102 | -3931761.7936 | -481075.5076 | 0 | -1575313.65 | -427025.4705 | -85281.496 | -18010.5954 | -4311090.6453 | -106420.4404 | -106420.4404 | 0 | 2085
1423
1424 |  | 108371 | Install on Customers' Premises |  | F128 |  | -3449623.5185 | 0 | 0 | 0 | -3449623.5185 | 0 | 0 | 0 | 0 | 0 | 0 | 0 | 0 | 2089
1425
1426 |  | 108372 | Leased Property |  | F129 |  | 0 | 0 | 0 | 0 | 0 | 0 | 0 | 0 | 0 | 0 | 0 | 0 | 0 | 2093
1427
1428 |  | 108373 | Street Lights |  | F130 |  | -12365678.4038 | 0 | 0 | 0 | -12365678.4038 | 0 | 0 | 0 | 0 | 0 | 0 | 0 | 0 | 2097
1429
1430 |  | 108D00 | Unclassified Dist Plant - Acct 300 |  | F121 |  | 0 | 0 | 0 | 0 | 0 | 0 | 0 | 0 | 0 | 0 | 0 | 0 | 0 | 2101
1431
1432 |  | 108DS | Unclassified Dist Sub - Acct 300 |  | F120 |  | 0 | 0 | 0 | 0 | 0 | 0 | 0 | 0 | 0 | 0 | 0 | 0 | 0 | 2105
1433
1434 |  | 108D | Unclassified Dist Sub - Acct 300 |  | F102 |  | -288476.2054 | -172144.7657 | -65130.7155 | -16504.2167 | -3880.7873 | -357.5267 | -3811.5916 | -149.4204 | -83.1894 | -26365.6865 | -24.1527 | -24.1527 | 0 | 2109
1435
1436
1437 |  | TOTAL DISTRIBUTION PLANT DEPR |  |  |  |  | -873682521.624 | -522684536.1696 | -189972939.9325 | -47856791.1555 | -19243122.3126 | -1575671.1768 | -10947274.765 | -485638.3165 | -228222.5924 | -80475436.0169 | -106444.5931 | -106444.5931 | 0
1438
1439 | [6 empty] | D: GENERAL PLANT
1440 |  | 108GP | General Plant Accumulated Depr
1441 |  |  |  | Situs | F107 |  | -74314293.2677 | -39168076.2142 | -17645537.283 | -4737415.3998 | -742776.6909 | -3950051.8413 | -886913.6772 | -32507.3483 | -24218.7865 | -6167622.3382 | -450450.4204 | -508723.268 | 0 | 2115
1442 |  |  |  | System Generation | F105 |  | -571591.7973 | -207307.6453 | -151971.5639 | -45430.9741 | -1025.2424 | -99561.4454 | -5101.7521 | -141.1673 | -237.8373 | -36138.9928 | -11552.9411 | -13122.2356 | 0 | 2116
1443 |  |  |  | System Generation | F105 |  | -1445000.2084 | -524079.5827 | -384188.4061 | -114850.7857 | -2591.8419 | -251694.1461 | -12897.3735 | -356.875 | -601.2594 | -91360.3946 | -29206.1613 | -33173.3821 | 0 | 2117
1444 |  |  |  | System Generation | F105 |  | -37014415.0735 | -13411977.6429 | -9831953.9303 | -2939202.7878 | -66329.0962 | -6474766.8829 | -330063.01 | -9132.9635 | -15387.1231 | -2338048.6679 | -748596.6764 | -848956.2924 | 0 | 2118
1445 |  |  |  | Customer - System | F42 |  | -3376134.9969 | -2939207.1641 | -65405.6361 | -1047.9971 | -32500.2259 | -2197.9854 | -12568.2153 | -9178.6621 | -1938.4413 | -312063.3762 | -13.6468 | -13.6468 | 0 | 2119
1446 |  |  |  | System Overheads | F102 |  | -42045868.761 | -17776733.8833 | -10746253.3871 | -3101513.2038 | -201295.3085 | -5455666.8375 | -421578.5348 | -13310.1954 | -16116.6141 | -2962573.7936 | -632497.7074 | -718329.2955 | 0 | 2120
1447 |  |  |  | Energy | F30 |  | -366333.2843 | -106508.1124 | -100369.8881 | -33051.5839 | -1344.6146 | -76155.5212 | -3800.7707 | -111.4576 | -296.126 | -22006.3373 | -8657.5995 | -14031.2731 | 0 | 2121
1448 |  |  |  | Simple Cycle Combustion Turbine | F10 |  | -33968.3196 | -12336.5127 | -9043.56 | -2703.5172 | -61.0104 | -5880.1759 | -303.5963 | -8.4006 | -14.1533 | -2150.5678 | -685.9444 | -780.8811 | 0 | 2122
1449 |  |  |  | Cholla | F10 |  | -997748.9685 | -362359.4859 | -265635.8269 | -79410.2137 | -1792.0532 | -172717.9752 | -8917.5113 | -246.7508 | -415.7232 | -63168.4704 | -20148.1937 | -22936.764 | 0 | 2123
1450 |  |  | Total General Plant Accumulated Depr |  |  |  | -160165354.6772 | -74508586.2436 | -39200359.4815 | -11054626.4632 | -1049716.0839 | -16488692.8108 | -1682144.4412 | -64993.8206 | -59226.0639 | -11995132.939 | -1901809.291 | -2160067.0385 | 0
1451
1452 |  | 108MP | Mining Plant Accumulated Depr. |  | F30 |  | -38164815.1129 | -11096077.2341 | -10456593.4487 | -3443333.2731 | -140082.7316 | -7933926.5951 | -395966.5084 | -11611.7131 | -30850.5792 | -2292633.0528 | -901953.7677 | -1461786.2091 | 0 | 2131
1453
1454 |  | 1081390 | Accum Depr - Capital Lease |  | F30 |  | 0 | 0 | 0 | 0 | 0 | 0 | 0 | 0 | 0 | 0 | 0 | 0 | 0 | 2138
1455 |  |  | Remove Capital Lease |  | F30 |  | 0 | 0 | 0 | 0 | 0 | 0 | 0 | 0 | 0 | 0 | 0 | 0 | 0 | 2141
1456
1457 |  | 1081399L | Accum Depr - Capital Lease |  | F30 |  | 0 | 0 | 0 | 0 | 0 | 0 | 0 | 0 | 0 | 0 | 0 | 0 | 0 | 2145
1458 |  |  |  | Energy | F30 |  | 0 | 0 | 0 | 0 | 0 | 0 | 0 | 0 | 0 | 0 | 0 | 0 | 0 | 2146
1459 |  |  | Remove Capital Lease |  | F30 |  | 0 | 0 | 0 | 0 | 0 | 0 | 0 | 0 | 0 | 0 | 0 | 0 | 0 | 2149
1460
1461 |  | TOTAL GENERAL PLANT ACCUM DEPR |  |  |  |  | -198330169.7901 | -85604663.4777 | -49656952.9302 | -14497959.7363 | -1189798.8154 | -24422619.4059 | -2078110.9496 | -76605.5338 | -90076.6431 | -14287765.9917 | -2803763.0587 | -3621853.2476 | 0
1462
1463
1464 |  | TOTAL ACCUM DEPR - PLANT IN SERVICE |  |  |  |  | -3442685027.562 | -1468302136.5634 | -870081851.5781 | -250824526.867 | -24686125.418 | -438478276.015 | -34189934.7614 | -1147874.6188 | -1304963.9349 | -244685320.5088 | -50818304.3528 | -58165712.9438 | 0
1465
1466
1467 | [6 empty] | D: ACCUMULATED AMORTIZATION
1468
1469 |  | 111CLS | Accum Prov for Amort-Steam |  | F10 |  | 0 | 0 | 0 | 0 | 0 | 0 | 0 | 0 | 0 | 0 | 0 | 0 | 0 | 2162
1470
1471 |  | 111CLG | Accum Prov for Amort-General
1472 |  |  | Situs |  | F108 |  | -15032.0123 | -7922.817 | -3569.307 | -958.2768 | -150.2463 | -798.8973 | -179.4027 | -6.5755 | -4.8989 | -1247.5715 | -91.1136 | -102.9056 | 0 | 2166
1473 |  |  | Customer - System |  | F40 |  | -107416.3919 | -93038.6304 | -1924.4699 | -30.8359 | -1138.2808 | -19.8724 | -413.8268 | -321.2972 | -67.8547 | -10461.0768 | -0.12338 | -0.12338 | 0 | 2167
1474 |  |  | System Generation |  | F108 |  | -65644.5889 | -21574.6901 | -17706.254 | -5551.5439 | -176.0576 | -12478.0242 | -630.9837 | -17.9929 | -39.5022 | -4052.6825 | -1433.0333 | -1983.8243 | 0 | 2168
1475 |  |  | System Overheads |  | F108 |  | -2276156.7735 | -915539.8155 | -586762.0254 | -174773.6597 | -12108.4623 | -317805.3735 | -23751.3313 | -757.3523 | -1125.607 | -158286.9809 | -36462.8285 | -48783.3372 | 0 | 2169
1476 |  |  | Energy |  | F108 |  | 0 | 0 | 0 | 0 | 0 | 0 | 0 | 0 | 0 | 0 | 0 | 0 | 0 | 2170
1477 |  |  | Total Accum Prov for Amort-General |  |  |  | -2464249.7666 | -1038075.9531 | -609962.0563 | -181314.3163 | -13573.0471 | -331102.1675 | -24975.5446 | -1103.2179 | -1237.8629 | -174048.3116 | -37987.0988 | -50870.1905 | 0 | 2171
1478
1479 |  | 111CLH | Accum Prov for Amort-Hydro |  | F10 |  | -568526.49 | -206475.7501 | -151361.7243 | -45248.6663 | -1021.1283 | -98416.2824 | -5081.2795 | -140.6009 | -236.8829 | -35993.9723 | -11480.6251 | -13069.5779 | 0 | 2179
1480
1481 |  | 111IP | Accum Prov for Amort-Intangible
1482 |  |  |  | Situs | F107 |  | -26631.4115 | -6988.6289 | -7570.291 | -2381.9626 | 86.8417 | -6560.2634 | -189.0116 | -3.4686 | -12.5986 | -1364.3088 | -769.6455 | -878.0743 | 0 | 2183
1483 |  |  |  | System Generation | F105 |  | 0 | 0 | 0 | 0 | 0 | 0 | 0 | 0 | 0 | 0 | 0 | 0 | 0 | 2184
1484 |  |  |  | System Generation | F105 |  | -185683.3191 | -67435.9124 | -49435.4227 | -14778.4187 | -333.5051 | -32143.2023 | -1659.5688 | -45.9209 | -77.367 | -11755.7939 | -3749.624 | -4268.5832 | 0 | 2185
1485 |  |  |  | Energy | F30 |  | -559176.15 | -162575.4436 | -153205.9739 | -50450.3909 | -2052.4381 | -116244.8322 | -5801.5485 | -170.1303 | -452.0108 | -33590.7752 | -13215.0787 | -21417.5277 | 0 | 2186
1486 |  |  |  | System Generation | F105 |  | -29644163.8683 | -10758999.067 | -7887127.9076 | -2357808.885 | -53208.7589 | -5147094.937 | -264774.3466 | -7326.4025 | -12343.4476 | -1875567.057 | -598885.9803 | -681027.079 | 0 | 2187
1487 |  |  |  | System Generation | F105 |  | -10930729.2914 | -3967179.0633 | -2908230.4506 | -869397.793 | -19619.7316 | -1897894.6967 | -97630.5731 | -2701.4735 | -4551.4147 | -691580.166 | -220827.9699 | -251115.9591 | 0 | 2188
1488 |  |  |  | System Generation | F105 |  | -2082409.7551 | -755786.0195 | -554046.0567 | -165628.6966 | -3737.7488 | -361567.3141 | -18599.5694 | -514.6568 | -867.0886 | -131752.7171 | -42069.8662 | -47840.0214 | 0 | 2189
1489 |  |  |  | Customer - System | F42 |  | -53397390.2956 | -46486882.8537 | -1034464.0486 | -16575.258 | -514027.8003 | -34763.6236 | -198780.5274 | -145170.9138 | -30658.639 | -4935634.9535 | -215.8388 | -215.8388 | 0 | 2190
1490 |  |  |  | System Generation | F105 |  | 0 | 0 | 0 | 0 | 0 | 0 | 0 | 0 | 0 | 0 | 0 | 0 | 0 | 2191
1491 |  |  |  | Cholla | F10 |  | -341315.0456 | -123957.7773 | -90870.0557 | -27165.0501 | -613.0347 | -59084.2441 | -3050.5477 | -84.4098 | -142.2127 | -21608.9919 | -6892.3967 | -7846.325 | 0 | 2192
1492 |  |  |  | System Overheads | F102 |  | -127801394.1463 | -54033640.8928 | -32663997.8003 | -9427268.9111 | -611851.3379 | -16582885.51 | -1281417.7961 | -40457.281 | -48987.5892 | -9004952.7395 | -1922521.5505 | -2183412.7378 | 0 | 2193
1493 |  |  | Total Accum Prov for Amort-Intangible |  |  |  | -224968893.283 | -116363445.6586 | -45348948.007 | -12931455.3661 | -1205357.5137 | -24238238.6233 | -1871903.4892 | -196474.6573 | -98092.3682 | -16707807.5028 | -2809147.9507 | -3198022.1461 | 0
1494
1495 |  | 111390 | Accum Prov for Amort-Capital Lease |  | F30 |  | 0 | 0 | 0 | 0 | 0 | 0 | 0 | 0 | 0 | 0 | 0 | 0 | 0 | 2204
1496
1497
1498 |  | TOTAL ACCUM PROV FOR AMORTIZATION |  |  |  |  | -228001669.5396 | -117607997.3617 | -46110271.7876 | -13158018.3487 | -1219951.6891 | -24667757.0732 | -1901960.3133 | -197718.476 | -99567.114 | -16917849.7868 | -2858615.6746 | -3261961.9146 | 0

## Production
Production Total |  |  | - | Production - Total - Unbundled
Rocky Mountain Power
3 | Cost Of Service By Rate Schedule
4 | State of Utah
5 | 2010 Protocol (Non Wgt)
6 | 12 Months Ended Dec 2015
7
8
9 |  | A |  | B | C |  | D | E | F | G | H | I | J | K | L | M | N | O | Chk Total
12 |  |  |  | DESCRIPTION |  |  | Utah Jurisdiction Normalized | Residential Sch 1 | General Large Dist. Sch 6 | General +1 MW Sch 8 | Street & Area Lighting Sch. 7,11,12 | General Trans Sch 9 | Irrigation Sch 10 | Traffic Signals Sch 15 | Outdoor Lighting Sch 15 | General Small Dist. Sch 23 | Industrial Cust 1 | Industrial Cust 2 | 0
13
12 |  |  |  | Operating Revenues |  |  | 1470607918.9076 | 486608678.2692 | 415595667.453 | 125523828.047 | 4201657.6762 | 259903543.7227 | 13459721.395 | 432367.406 | 1014196.9336 | 95905502.2638 | 27268411.1873 | 40694344.5539 | 0
13
14 |  |  |  | Operating Expenses
15 |  |  |  | Operation & Maintenance Expenses |  |  | 942080135.8682 | 307175059.9831 | 254534355.1674 | 80122972.131 | 2613889.6542 | 179818841.6725 | 9122246.8032 | 260984.0263 | 582743.4306 | 58096793.7757 | 20676136.659 | 29076112.5652 | 0
16 |  |  |  | Depreciation Expense |  |  | 180585670.6064 | 65583016.2697 | 48078415.158 | 14372927.2566 | 324389.2873 | 31261503.2944 | 1614038.6567 | 44661.4033 | 75251.3912 | 11432987.5728 | 3646757.3551 | 4151722.9611 | 0
17 |  |  |  | Amortization Expense |  |  | 13580333.5815 | 4696844.3323 | 3687276.82 | 1110953.1794 | -2454.0446 | 2500286.6797 | 119145.7633 | 2993.7429 | 5731.7395 | 834679.5283 | 292035.3408 | 332840.4999 | 0
18 |  |  |  | Taxes Other Than Income |  |  | 32722247.9874 | 11733259.837 | 8729154.3613 | 2626565.1773 | 62697.3219 | 5735697.2079 | 295411.2176 | 8213.0411 | 14458.5459 | 2065258.3297 | 667634.7356 | 783898.2121 | 0
19 |  |  |  | Income Taxes - Federal |  |  | 7029631.5103 | -294853.3885 | 8510019.8563 | 1479632.106 | 202478.8005 | -3245405.643 | -90347.0468 | 14462.3625 | 66697.729 | 1961290.3397 | -1286661.4559 | -287682.1495 | 0
20 |  |  |  | Income Taxes - State |  |  | 4480824.9575 | 1240110.4639 | 2095039.2038 | 481695.0205 | 33852.2175 | 169432.3036 | 19238.8619 | 2837.2992 | 10533.4309 | 489705.9257 | -103629.2055 | 42009.436 | 0
21 |  |  |  | Income Taxes Deferred |  |  | 54105500.1394 | 19400680.9064 | 14433460.1551 | 4342966.3703 | 103668.6099 | 9483846.1648 | 488455.7956 | 13580.0786 | 23906.88 | 3414858.1384 | 1103919.0002 | 1296158.0402 | 0
22 |  |  |  | Investment Tax Credit Adj |  |  | -2005243.6876 | -719022.8872 | -534929.0699 | -160957.8671 | -3842.1385 | -351487.7897 | -18103.0191 | -503.3013 | -886.0304 | -126560.5661 | -40913.153 | -48037.8653 | 0
23 |  |  |  | Misc Revenues & Expense |  |  | -402312.0701 | -145261.0869 | -107200.486 | -32144.4549 | -744.5707 | -70051.1161 | -3612.5736 | -100.1625 | -172.2209 | -25432.7911 | -8164.4816 | -9428.1258 | 0
24
25 |  |  |  | Total Operating Expenses |  |  | 1232176788.893 | 408669834.4299 | 339425591.1661 | 104344608.9191 | 3333935.1376 | 225302662.774 | 11546474.4588 | 347128.4902 | 778264.8957 | 78143580.2531 | 24947114.7947 | 35337593.5737 | 0
26
27 |  |  |  | Operating Revenue For Return |  |  | 238431130.0146 | 77938843.8393 | 76170076.2869 | 21179219.1279 | 867722.5386 | 34600880.9487 | 1913246.9362 | 85238.9158 | 235932.0378 | 17761922.0106 | 2321296.3926 | 5356750.9802 | 0
28
29
30 |  |  |  | Rate Base :
31 |  |  |  | Electric Plant In Service |  |  | 5686307576.5305 | 2054573066.9776 | 1515025004.1742 | 454120275.2839 | 10486489.3849 | 989414919.8876 | 51031746.5397 | 1414570.395 | 2426382.0968 | 359533391.1952 | 115328873.9836 | 132952856.6121 | 0
32 |  |  |  | Plant Held For Future Use |  |  | 5632342.6739 | 1566718.6691 | 1550757.0615 | 518563.4865 | 22506.2614 | 1204893.8487 | 59842.2785 | 1769.3355 | 4935.9414 | 335178.0755 | 136473.2704 | 230704.4454 | 0
33 |  |  |  | Electric Plant Acquisition Adj |  |  | 16623464.5504 | 6037260.1317 | 4425750.2555 | 1323051.1027 | 29857.3424 | 2877648.8169 | 148574.3792 | 4111.1071 | 6926.351 | 1052447.9226 | 335688.4297 | 382148.7117 | 0
34 |  |  |  | Pensions |  |  | 0 | 0 | 0 | 0 | 0 | 0 | 0 | 0 | 0 | 0 | 0 | 0 | 0
35 |  |  |  | Prepayments |  |  | 7017232.1846 | 2535210.2323 | 1869655.3418 | 560447.6101 | 12947.4464 | 1221116.0285 | 62981.1192 | 1745.8595 | 2995.6566 | 443673.7296 | 142334.4461 | 164124.7145 | 0
36 |  |  |  | Fuel Stock |  |  | 80067496.18 | 23278905.4245 | 21937306.7452 | 7223906.9645 | 293885.1804 | 16644902.7845 | 830714.0178 | 24360.6787 | 64722.6672 | 4809806.8247 | 1892244.9811 | 3066739.9113 | 0
37 |  |  |  | Materials & Supplies |  |  | 87376836.25 | 31733258.0296 | 23262783.4099 | 6954267.5175 | 156937.208 | 15125598.4394 | 780941.8523 | 21608.945 | 36406.5285 | 5531913.6103 | 1764457.2745 | 2008663.4349 | 0
38 |  |  |  | Misc Deferred Debits |  |  | 212797582.0864 | 71988384.5751 | 57220691.6444 | 17713684.2921 | 519214.6269 | 39379050.4668 | 2006985.0997 | 56788.8531 | 117295.5915 | 13235659.5617 | 4548572.7714 | 6011254.6038 | 0
39 |  |  |  | Cash Working Capital |  |  | 15952049.3021 | 5172733.261 | 4431050.8928 | 1370249.8954 | 47151.4817 | 2950001.6116 | 151119.7793 | 4636.6126 | 10922.3536 | 1013069.1286 | 322335.1845 | 478779.1011 | 0
40 |  |  |  | Weatherization Loans |  |  | 0 | 0 | 0 | 0 | 0 | 0 | 0 | 0 | 0 | 0 | 0 | 0 | 0
41 |  |  |  | Miscellaneous Rate Base |  |  | 0 | 0 | 0 | 0 | 0 | 0 | 0 | 0 | 0 | 0 | 0 | 0 | 0
42
43 |  |  |  | Total Rate Base Additions |  |  | 6111774579.7579 | 2196885537.3009 | 1629722999.5253 | 489784446.1527 | 11568988.9322 | 1068818131.884 | 55072905.0657 | 1529591.7865 | 2670587.1866 | 385955140.0481 | 124470980.3412 | 145295271.5348 | 0
44
45 |  |  |  | Rate Base Deductions :
46 |  |  |  | Accum Provision For Depreciation |  |  | -1804481050.4096 | -652554988.4899 | -480714866.1219 | -144027228.4002 | -3313243.3448 | -313709512.6319 | -16183174.4931 | -448455.7879 | -766949.3296 | -114118667.9774 | -36571586.1146 | -42072377.7182 | 0
47 |  |  |  | Accum Provision For Amortization |  |  | -103129472.1661 | -37364687.343 | -27466271.2862 | -8221157.8667 | -187548.0874 | -17895502.8746 | -923510.5829 | -25575.1004 | -43454.3574 | -6525223.4424 | -2086813.3452 | -2389727.8798 | 0
48 |  |  |  | Accum Deferred Income Taxes |  |  | -934273947.281 | -337424949.0971 | -248937890.4701 | -74634528.2245 | -1726741.6324 | -162633493.6592 | -8387542.0256 | -232532.3325 | -399451.6205 | -59065653.7543 | -18955757.9848 | -21875406.48 | 0
49 |  |  |  | Unamortized ITC |  |  | -95398.701 | -34452.6589 | -25419.2373 | -7621.1947 | -176.3641 | -16607.3674 | -856.4875 | -23.7453 | -40.7977 | -6031.1127 | -1935.6576 | -2234.0777 | 0
50 |  |  |  | Customer Advance For Construction |  |  | 0 | 0 | 0 | 0 | 0 | 0 | 0 | 0 | 0 | 0 | 0 | 0 | 0
51 |  |  |  | Customer Service Deposits |  |  | 0 | 0 | 0 | 0 | 0 | 0 | 0 | 0 | 0 | 0 | 0 | 0 | 0
52 |  |  |  | Misc Rate Base Deductions |  |  | -108814588.3899 | -36069626.9281 | -29339315.4343 | -9166834.0134 | -284697.1916 | -20492742.6878 | -1040998.8477 | -29622.2927 | -63990.7053 | -6734916.9152 | -2361148.0115 | -3230695.3622 | 0
53 | [18 empty] | 0
54 |  |  |  | Total Rate Base Deductions |  |  | -2950794456.9476 | -1063448704.5171 | -786483762.5499 | -236057369.6995 | -5512406.6202 | -514747859.221 | -26536082.4369 | -736209.2588 | -1273886.8106 | -186450493.202 | -59977241.1138 | -69570441.5178 | 0
55 | [18 empty] | 0
56 |  |  |  | Total Rate Base |  |  | 3160980122.8103 | 1133436832.7838 | 843239236.9754 | 253727076.4533 | 6056582.3119 | 554070272.6629 | 28536822.6288 | 793382.5277 | 1396700.376 | 199504646.846 | 64493739.2274 | 75724830.0171 | 0
57
58
59 |  |  |  | Return On Rate Base |  |  | 7.543% | 6.876% | 9.033% | 8.347% | 14.33% | 6.245% | 6.704% | 10.74% | 16.89% | 8.903% | 3.599% | 7.074%
60
61 |  |  |  | Return On Equity |  |  | 9.824% | 8.522% | 12.74% | 11.4% | 23.08% | 7.288% | 8.186% | 16.08% | 28.09% | 12.48% | 2.119% | 8.908%
Rocky Mountain Power
Cost Of Service By Rate Schedule
State of Utah
2010 Protocol (Non Wgt)
12 Months Ended Dec 2015
|  | A |  | B | C |  | D | E | F | G | H | I | J | K | L | M | N | O
|  |  |  | DESCRIPTION | COS Factor |  | Utah Jurisdiction Normalized | Residential Sch 1 | General Large Dist. Sch 6 | General +1 MW Sch 8 | Street & Area Lighting Sch. 7,11,12 | General Trans Sch 9 | Irrigation Sch 10 | Traffic Signals Sch 15 | Outdoor Lighting Sch 15 | General Small Dist. Sch 23 | Industrial Cust 1 | Industrial Cust 2
79 |  |  |  | Total Rate Base |  |  | 3160980122.8103 | 1133436832.7838 | 843239236.9754 | 253727076.4533 | 6056582.3119 | 554070272.6629 | 28536822.6288 | 793382.5277 | 1396700.376 | 199504646.846 | 64493739.2274 | 75724830.0171 | 0
80
81
82 |  |  |  | Return On Ratebase ($$) | 7.583% |  | 239711140.7618 | 85953541.5004 | 63946570.8664 | 19241249.415 | 459297.4959 | 42017605.9203 | 2164073.8126 | 60165.7155 | 105917.9835 | 15129322.1168 | 4890846.257 | 5742549.6783 | 0
83 |  |  |  | Operating & Maintenance Expense |  |  | 942080135.8682 | 307175059.9831 | 254534355.1674 | 80122972.131 | 2613889.6542 | 179818841.6725 | 9122246.8032 | 260984.0263 | 582743.4306 | 58096793.7757 | 20676136.659 | 29076112.5652 | 0
84 |  |  |  | Bad Debt to Produce ROR | F80 |  | 0 | 0 | 0 | 0 | 0 | 0 | 0 | 0 | 0 | 0 | 0 | 0 | 0
85 |  |  |  | Depreciation Expense |  |  | 180585670.6064 | 65583016.2697 | 48078415.158 | 14372927.2566 | 324389.2873 | 31261503.2944 | 1614038.6567 | 44661.4033 | 75251.3912 | 11432987.5728 | 3646757.3551 | 4151722.9611 | 0
86 |  |  |  | Amortization Expense |  |  | 13580333.5815 | 4696844.3323 | 3687276.82 | 1110953.1794 | -2454.0446 | 2500286.6797 | 119145.7633 | 2993.7429 | 5731.7395 | 834679.5283 | 292035.3408 | 332840.4999 | 0
87 |  |  |  | Taxes Other Than Income |  |  | 32722247.9874 | 11733259.837 | 8729154.3613 | 2626565.1773 | 62697.3219 | 5735697.2079 | 295411.2176 | 8213.0411 | 14458.5459 | 2065258.3297 | 667634.7356 | 783898.2121 | 0
88 |  |  |  | Federal Income Taxes |  |  | 7029631.5103 | -294853.3885 | 8510019.8563 | 1479632.106 | 202478.8005 | -3245405.643 | -90347.0468 | 14462.3625 | 66697.729 | 1961290.3397 | -1286661.4559 | -287682.1495 | 0
89 |  |  |  | FIT Adj to Produce Target ROR | F101 |  | 0 | 0 | 0 | 0 | 0 | 0 | 0 | 0 | 0 | 0 | 0 | 0 | 0
90 |  |  |  | State Income Taxes |  |  | 4480824.9575 | 1240110.4639 | 2095039.2038 | 481695.0205 | 33852.2175 | 169432.3036 | 19238.8619 | 2837.2992 | 10533.4309 | 489705.9257 | -103629.2055 | 42009.436 | 0
91 |  |  |  | SIT Adj to Produce Target ROR | F101 |  | 0 | 0 | 0 | 0 | 0 | 0 | 0 | 0 | 0 | 0 | 0 | 0 | 0
92 |  |  |  | Deferred Income Taxes |  |  | 54105500.1394 | 19400680.9064 | 14433460.1551 | 4342966.3703 | 103668.6099 | 9483846.1648 | 488455.7956 | 13580.0786 | 23906.88 | 3414858.1384 | 1103919.0002 | 1296158.0402 | 0
93 |  |  |  | Investment Tax Credit |  |  | -2005243.6876 | -719022.8872 | -534929.0699 | -160957.8671 | -3842.1385 | -351487.7897 | -18103.0191 | -503.3013 | -886.0304 | -126560.5661 | -40913.153 | -48037.8653 | 0
94 |  |  |  | Misc Revenue & Expenses |  |  | -402312.0701 | -145261.0869 | -107200.486 | -32144.4549 | -744.5707 | -70051.1161 | -3612.5736 | -100.1625 | -172.2209 | -25432.7911 | -8164.4816 | -9428.1258 | 0
|  |  |  | Total Operating Expenses |  |  | 1232176788.893 | 408669834.4299 | 339425591.1661 | 104344608.9191 | 3333935.1376 | 225302662.774 | 11546474.4588 | 347128.4902 | 778264.8957 | 78143580.2531 | 24947114.7947 | 35337593.5737
|  |  |  | Total Op. exp. Adjusted for Taxes |  |  | 240503304.0649 | 90913616.5515 | 56381780.9222 | 18041893.478 | 206534.516 | 46607612.1873 | 2319303.6398 | 44648.6042 | 25455.8757 | 13500078.7435 | 6481069.7082 | 5981309.8385
97 |  |  |  | Revenue Credits |  |  | -171695922.7084 | -61255274.6889 | -46032175.5686 | -13842953.7086 | -340128.1747 | -30063838.4812 | -1549745.5326 | -43660.7394 | -79033.7336 | -10873542.9078 | -3469459.1831 | -4146109.99 | 0
98
99 |  |  |  | Total Revenue Requirements |  |  | 1300984170.2495 | 438328176.2925 | 349775196.5197 | 108543548.6885 | 3200341.4789 | 241846436.4801 | 12316032.566 | 348116.355 | 724687.0378 | 80770116.0889 | 27958725.3199 | 37172793.4222 | 0
100 |  |  |  | Operating Revenues |  |  | 1298911996.1992 | 425353403.5803 | 369563491.8844 | 111680874.3384 | 3861529.5015 | 229839705.2416 | 11909975.8624 | 388706.6665 | 935163.2 | 85031959.356 | 23798952.0042 | 36548234.5639 | 0
101
102 |  |  |  | Increase / (Decrease) Required to
103 |  |  |  | Earn Equal Rates of Return |  |  | 2072174.0503 | 12974772.7122 | -19788295.3647 | -3137325.6499 | -661188.0226 | 12006731.2385 | 406056.7036 | -40590.3116 | -210476.1622 | -4261843.2671 | 4159773.3156 | 624558.8583 | 0
104
105 |  |  |  | Existing Revenues |  |  | 1298911996.1992 | 425353403.5803 | 369563491.8844 | 111680874.3384 | 3861529.5015 | 229839705.2416 | 11909975.8624 | 388706.6665 | 935163.2 | 85031959.356 | 23798952.0042 | 36548234.5639 | 0
106 |  |  |  | check |  |  | 0 | 1.1325e-06 | 2.3842e-06 | 9.8348e-07 | -1.8626e-08 | 3.5167e-06 | 9.4995e-08 | 1.397e-09 | 1.0012e-08 | 2.3842e-07 | 4.6194e-07 | 7.6741e-07 | 0
107 |  |  |  | Percent Increase / (Decrease)
108 |  |  |  | Over Existing Rates To
109 |  |  |  | Equal Authorized RoE & RoR |  |  | 0.1595% | 3.05% | -5.355% | -2.809% | -17.12% | 5.224% | 3.409% | -10.44% | -22.51% | -5.012% | 17.48% | 1.709%
[5 empty] | 2010 Protocol |  | E: ELECTRIC REVENUES
|  | Production - Total - Unbundled |  |  | (Non-Wgt)
|  | A |  | B | C |  | D | E | F | G | H | I | J | K | L | M | N | O
|  | FERC ACCT |  | DESCRIPTION | COS Factor |  | Utah Jurisdiction Normalized | Residential Sch 1 | General Large Dist. Sch 6 | General +1 MW Sch 8 | Street & Area Lighting Sch. 7,11,12 | General Trans Sch 9 | Irrigation Sch 10 | Traffic Signals Sch 15 | Outdoor Lighting Sch 15 | General Small Dist. Sch 23 | Industrial Cust 1 | Industrial Cust 2 |  | Func Study Row
122 |  | 440 | Residential Sales |  | A |  | 425353403.5803 | 425353403.5803 | 0 | 0 | 0 | 0 | 0 | 0 | 0 | 0 | 0 | 0 | 0
123
124 |  | 442 | Commercial & Industrial Sales |  | A |  | 854463444.2509 | 0 | 369563491.8844 | 111680874.3384 | 0 | 215929956.2416 | 11909975.8624 | 0 | 0 | 85031959.356 | 23798952.0042 | 36548234.5639 | 0
125 |  |  |  | Interruptible Demand | F10 |  | 0 | 0 | 0 | 0 | 0 | 0 | 0 | 0 | 0 | 0 | 0 | 0 | 0 | 100
126 |  |  |  | Interruptible Energy | F30 |  | 0 | 0 | 0 | 0 | 0 | 0 | 0 | 0 | 0 | 0 | 0 | 0 | 0 | 101
127 | [6 empty] | 854463444.2509 | 0 | 369563491.8844 | 111680874.3384 | 0 | 215929956.2416 | 11909975.8624 | 0 | 0 | 85031959.356 | 23798952.0042 | 36548234.5639 | 0
128
129 |  | 444 | Public Street & Highway Lighting |  | A |  | 5185399.368 | 0 | 0 | 0 | 3861529.5015 | 0 | 0 | 388706.6665 | 935163.2 | 0 | 0 | 0 | 0
130
131 |  | 445 | Other Sales to Public Authority |  | A |  | 13909749 | 0 | 0 | 0 | 0 | 13909749 | 0 | 0 | 0 | 0 | 0 | 0 | 0
132
133 |  | 448 | Interdepartmental |  | A | 0 | 0 | 0 | 0 | 0 | 0 | 0 | 0 | 0 | 0 | 0 | 0 | 0 | 0 | 114
134 |  |  |  | Demand | F10 |  | 0 | 0 | 0 | 0 | 0 | 0 | 0 | 0 | 0 | 0 | 0 | 0 | 0 | 115
135 | [6 empty] | 0 | 0 | 0 | 0 | 0 | 0 | 0 | 0 | 0 | 0 | 0 | 0 | 0
136
137 |  | Total Sales to Ultimate Customers |  |  |  |  | 1298911996.1993 | 425353403.5803 | 369563491.8844 | 111680874.3384 | 3861529.5015 | 229839705.2416 | 11909975.8624 | 388706.6665 | 935163.2 | 85031959.356 | 23798952.0042 | 36548234.5639 | 0
138
139 |  | 447 | Sales for Resale |  | F11 |  | 0 | 0 | 0 | 0 | 0 | 0 | 0 | 0 | 0 | 0 | 0 | 0 | 0 | 121
140 |  |  |  | Demand | F10 |  | 0 | 0 | 0 | 0 | 0 | 0 | 0 | 0 | 0 | 0 | 0 | 0 | 0 | 122
141 |  |  |  | Demand | F10 |  | 115242943.3481 | 41853587.4531 | 30681720.0724 | 9172113.4793 | 206987.4185 | 19949434.6427 | 1029998.8133 | 28500.4417 | 48017.2513 | 7296144.3119 | 2327175.6961 | 2649263.7679 | 0 | 123
142 |  |  |  | Energy | F30 |  | -273301.9688 | -79460.0929 | -74880.6871 | -24658.0459 | -1003.1461 | -56815.6233 | -2835.5548 | -83.1526 | -220.924 | -16417.7692 | -6458.979 | -10467.9938 | 0 | 124
143 | [6 empty] | 114969641.3793 | 41774127.3602 | 30606839.3853 | 9147455.4334 | 205984.2724 | 19892619.0194 | 1027163.2584 | 28417.2891 | 47796.3273 | 7279726.5426 | 2320716.7171 | 2638795.7741 | 0
144
145 |  | 449 | Provision for Rate Refund |  | F11 |  | 0.1 | 0.033903 | 0.026882 | 0.0083134 | 0.00024209 | 0.01847 | 0.00094168 | 2.6629e-05 | 5.4722e-05 | 0.0062231 | 0.002134 | 0.0028093 | 0 | 128
146 |  |  |  |  | F10 |  | 0 | 0 | 0 | 0 | 0 | 0 | 0 | 0 | 0 | 0 | 0 | 0 |  | 129
147
148 |  | State Specific Revenue Credit |  |  | F140P |  | 41302224.4604 | 13879484.4937 | 11318910.3883 | 3467907.2762 | 106440.8115 | 7501197.2841 | 384727.7573 | 11428.9657 | 24810.8018 | 2617304.125 | 837274.4555 | 1152738.1014 | 0 | 131
149
150 |  | AGA Revenue |  |  | A | 0 | 0 | 0 | 0 | 0 | 0 | 0 | 0 | 0 | 0 | 0 | 0 | 0 | 0 | 133
151
152 |  | Total Sales from Electricity |  |  |  |  | 1455183862.139 | 481007015.4681 | 411489241.6849 | 124296237.0563 | 4173954.5856 | 257233521.5635 | 13321866.8791 | 428552.9214 | 1007770.3291 | 94928990.0298 | 26956943.1789 | 40339768.4422 | 0
153
154 |  | Other Electric Operating Revenues
155 |  | 450 | Forfeited Discounts & Interest |  | A | 0 | 0 | 0 | 0 | 0 | 0 | 0 | 0 | 0 | 0 | 0 | 0 | 0 | 0 | 139
156 |  |  |  | Customers | F40 |  | 0 | 0 | 0 | 0 | 0 | 0 | 0 | 0 | 0 | 0 | 0 | 0 | 0 | 140
157 | [6 empty] | 0 | 0 | 0 | 0 | 0 | 0 | 0 | 0 | 0 | 0 | 0 | 0 | 0
158
159 |  | 451 | Misc Electric Revenue |  | A | 0 | 0 | 0 | 0 | 0 | 0 | 0 | 0 | 0 | 0 | 0 | 0 | 0 | 0 | 144
160 |  |  |  | Demand | F10 |  | 0 | 0 | 0 | 0 | 0 | 0 | 0 | 0 | 0 | 0 | 0 | 0 | 0 | 145
161 |  |  |  | Customer | F40 |  | 0 | 0 | 0 | 0 | 0 | 0 | 0 | 0 | 0 | 0 | 0 | 0 | 0 | 146
162 | [6 empty] | 0 | 0 | 0 | 0 | 0 | 0 | 0 | 0 | 0 | 0 | 0 | 0 | 0
163
164 |  | 453 | Water Sales |  | F10 |  | 0 | 0 | 0 | 0 | 0 | 0 | 0 | 0 | 0 | 0 | 0 | 0 | 0 | 150
165
166 |  | 454 | Rent of Electric Property |  | A | 0 | 0 | 0 | 0 | 0 | 0 | 0 | 0 | 0 | 0 | 0 | 0 | 0 | 0 | 154
167 |  |  |  | Demand | F10 |  | 0 | 0 | 0 | 0 | 0 | 0 | 0 | 0 | 0 | 0 | 0 | 0 | 0 | 155
168 |  |  |  | Demand | F10 |  | 0 | 0 | 0 | 0 | 0 | 0 | 0 | 0 | 0 | 0 | 0 | 0 | 0 | 156
169 |  |  |  | System Overhead | F102P |  | 941160.4949 | 341807.8534 | 250569.9873 | 74906.3727 | 1690.4148 | 162922.0778 | 8411.7445 | 232.756 | 392.145 | 59585.7984 | 19005.4659 | 21635.8792 | 0 | 157
170 | [6 empty] | 941160.4949 | 341807.8534 | 250569.9873 | 74906.3727 | 1690.4148 | 162922.0778 | 8411.7445 | 232.756 | 392.145 | 59585.7984 | 19005.4659 | 21635.8792 | 0
171
172 |  | 456 | Other Electric Revenue |  | A | 0 | 0 | 0 | 0 | 0 | 0 | 0 | 0 | 0 | 0 | 0 | 0 | 0 | 0 | 161
173 |  |  |  | Customer | F40 |  | 0 | 0 | 0 | 0 | 0 | 0 | 0 | 0 | 0 | 0 | 0 | 0 | 0 | 162
174 |  |  |  | Energy | F30 |  | 0 | 0 | 0 | 0 | 0 | 0 | 0 | 0 | 0 | 0 | 0 | 0 | 0 | 163
175 |  |  |  | Demand | F10 |  | 0 | 0 | 0 | 0 | 0 | 0 | 0 | 0 | 0 | 0 | 0 | 0 | 0 | 164
176 |  |  |  | Demand | F10 |  | 14482896.2738 | 5259854.9478 | 3855855.7808 | 1152684.618 | 26012.6757 | 2507100.0814 | 129442.7714 | 3581.7286 | 6034.4595 | 916926.4356 | 292462.5425 | 332940.2325 | 0 | 165
177 | [6 empty] | 14482896.2738 | 5259854.9478 | 3855855.7808 | 1152684.618 | 26012.6757 | 2507100.0814 | 129442.7714 | 3581.7286 | 6034.4595 | 916926.4356 | 292462.5425 | 332940.2325 | 0
178 | [18 empty] | 0
179 |  | Total Other Electric Operating Revenues |  |  |  |  | 15424056.7687 | 5601662.8012 | 4106425.7681 | 1227590.9907 | 27703.0905 | 2670022.1592 | 137854.5159 | 3814.4846 | 6426.6044 | 976512.234 | 311468.0084 | 354576.1117 | 0
180 | [18 empty] | 0
181 |  | Total Electric Operating Revenues |  |  |  |  | 1470607918.9076 | 486608678.2692 | 415595667.453 | 125523828.047 | 4201657.6762 | 259903543.7227 | 13459721.395 | 432367.406 | 1014196.9336 | 95905502.2638 | 27268411.1873 | 40694344.5539 | 0
182
183 |  | Miscellaneous Revenues
184 |  | 41160 | Gain on Sale of Utility Plant - CR |  | F10 |  | 0 | 0 | 0 | 0 | 0 | 0 | 0 | 0 | 0 | 0 | 0 | 0 | 0 | 179
185 |  | 41170 | Loss on Sale of Utility Plant |  | F10 |  | 0 | 0 | 0 | 0 | 0 | 0 | 0 | 0 | 0 | 0 | 0 | 0 | 0 | 184
186 |  | 4118 | Gain from Emission Allowances |  | F30 |  | -11726.3166 | -3409.3212 | -3212.8369 | -1057.9801 | -43.0411 | -2437.7358 | -121.6625 | -3.5678 | -9.479 | -704.4221 | -277.1295 | -449.1406 | 0 | 187
187 |  | 41181 | Gain from Disposition of NOX Credits |  | F10 |  | 0 | 0 | 0 | 0 | 0 | 0 | 0 | 0 | 0 | 0 | 0 | 0 | 0 | 190
188 |  | 4194 | Impact Housing Interest Income |  | F10 |  | 0 | 0 | 0 | 0 | 0 | 0 | 0 | 0 | 0 | 0 | 0 | 0 | 0 | 194
189 |  | 421 | (Gain)/Loss on Sale of Utility Plant |  | F10 |  | -390585.7535 | -141851.7657 | -103987.6491 | -31086.4748 | -701.5296 | -67613.3804 | -3490.911 | -96.5948 | -162.7419 | -24728.369 | -7887.3521 | -8978.9852 | 0 | 204
190
191 |  | Total Miscellaneous Revenues |  |  |  |  | -402312.0701 | -145261.0869 | -107200.486 | -32144.4549 | -744.5707 | -70051.1161 | -3612.5736 | -100.1625 | -172.2209 | -25432.7911 | -8164.4816 | -9428.1258 | 0
192
193 |  | Miscellaneous Expenses
194 |  | 4311 | Interest on Customer Deposits |  | F80 |  | 0 | 0 | 0 | 0 | 0 | 0 | 0 | 0 | 0 | 0 | 0 | 0 | 0 | 210
195
196 |  | DFA | Divergence Fairness Adjustment
197 |  |  |  | Production | F105 |  | 0 | 0 | 0 | 0 | 0 | 0 | 0 | 0 | 0 | 0 | 0 | 0 | 0 | 214
198 |  |  |  | Transmission | F105 |  | 0 | 0 | 0 | 0 | 0 | 0 | 0 | 0 | 0 | 0 | 0 | 0 | 0 | 215
199 |  |  |  | Distribution | F105 |  | 0 | 0 | 0 | 0 | 0 | 0 | 0 | 0 | 0 | 0 | 0 | 0 | 0 | 216
200 | [6 empty] | 0 | 0 | 0 | 0 | 0 | 0 | 0 | 0 | 0 | 0 | 0 | 0 | 0
201
202 |  | Net Miscellaneous Revenues And Expense |  |  |  |  | -402312.0701 | -145261.0869 | -107200.486 | -32144.4549 | -744.5707 | -70051.1161 | -3612.5736 | -100.1625 | -172.2209 | -25432.7911 | -8164.4816 | -9428.1258 | 0
203
204 |  | Distribution - METER - Unbundled
205 | [6 empty] | E: STEAM POWER GENERATION
206
207 |  | A |  | B | C |  | D | E | F | G | H | I | J | K | L | M | N | O
208 |  | FERC ACCT |  | DESCRIPTION | COS Factor |  | Utah Jurisdiction Normalized | Residential Sch 1 | General Large Dist. Sch 6 | General +1 MW Sch 8 | Street & Area Lighting Sch. 7,11,12 | General Trans Sch 9 | Irrigation Sch 10 | Traffic Signals Sch 15 | Outdoor Lighting Sch 15 | General Small Dist. Sch 23 | Industrial Cust 1 | Industrial Cust 2
209 |  | 500 | Operation Suprvn & Engineering |  | F10 |  | 6166530.3731 | 2239542.0557 | 1641747.0192 | 490790.2793 | 11075.6821 | 1067473.557 | 55114.1682 | 1525.0291 | 2569.3533 | 390409.1149 | 124524.7578 | 141759.3565 | 0 | 225
210 |  |  |  | Cholla | F10 |  | 630684.0179 | 229049.9351 | 167910.2419 | 50195.7449 | 1132.7692 | 109176.2257 | 5636.8205 | 155.9729 | 262.7815 | 39929.2267 | 12735.8125 | 14498.487 | 0 | 226
211 |  |  |  | Total 500 |  |  | 6797214.391 | 2468591.9909 | 1809657.2611 | 540986.0242 | 12208.4513 | 1176649.7827 | 60750.9888 | 1681.002 | 2832.1348 | 430338.3415 | 137260.5703 | 156257.8435 | 0
212
213 |  | 501 | Fuel Related |  | F30 |  | 319943005.8295 | 93020555.5223 | 87659639.6133 | 28866126.9345 | 1174340.556 | 66511636.8401 | 3319463.6092 | 97343.2307 | 258626.3551 | 19219585.0549 | 7561252.3921 | 12254435.7215 | 0 | 237
214 |  |  |  | System Energy - Non NPC | F30 |  | 14920907.8536 | 4338119.9531 | 4088107.5108 | 1346204.831 | 54766.7144 | 3101846.2239 | 154806.9804 | 4539.7129 | 12061.3357 | 896327.3219 | 352627.6498 | 571499.6198 | 0 | 230
215 |  |  |  | System Energy - Non NPC | F30 |  | 1561212.791 | 453908.5977 | 427749.1557 | 140856.8582 | 5730.3815 | 324554.1121 | 16197.8507 | 475.0018 | 1262.0084 | 93785.0226 | 36896.3338 | 59797.4684 | 0 | 233
216 |  |  |  | Cholla - Non NPC | F30 |  | 0 | 0 | 0 | 0 | 0 | 0 | 0 | 0 | 0 | 0 | 0 | 0 | 0 | 234
217 |  |  |  | Cholla | F30 |  | 25026488.92 | 7276226.8895 | 6856886.8815 | 2257957.801 | 91858.9261 | 5202653.9481 | 259654.1188 | 7614.3539 | 20230.1957 | 1503388.8026 | 591454.0895 | 958562.9134 | 0 | 240
218 |  |  |  | Total 501 |  |  | 361451615.3941 | 105088810.9625 | 99032383.1613 | 32611146.4246 | 1326696.578 | 75140691.1241 | 3750122.5591 | 109972.2993 | 292179.895 | 21713086.2019 | 8542230.4652 | 13844295.7232 | 0
219
220 |  | 502 | Steam Expenses |  | F10 |  | 33573898.0812 | 12193267.8796 | 8938551.1402 | 2672125.4612 | 60301.9525 | 5811898.4643 | 300071.0861 | 8303.0761 | 13988.9372 | 2125596.5736 | 677979.5567 | 771813.9536 | 0 | 244
221 |  |  |  | Cholla | F10 |  | 3491216.9146 | 1267929.7162 | 929484.5912 | 277863.7615 | 6270.5616 | 604356.3418 | 31203.2058 | 863.4041 | 1454.6543 | 221032.3834 | 70500.4135 | 80257.8814 | 0 | 245
222 |  |  |  | Total 502 |  |  | 37065114.9958 | 13461197.5958 | 9868035.7314 | 2949989.2227 | 66572.5141 | 6416254.8062 | 331274.292 | 9166.4801 | 15443.5915 | 2346628.9569 | 748479.9701 | 852071.835 | 0
223
224 |  | 503 | Steam From Other Sources |  | F30 |  | 1712258.0637 | 497823.6541 | 469133.3208 | 154484.5729 | 6284.7884 | 355954.2932 | 17764.9713 | 520.9576 | 1384.1061 | 102858.5995 | 40466.0053 | 65582.7944 | 0 | 252
225 |  |  |  | System Energy - Non NPC | F30 |  | 0 | 0 | 0 | 0 | 0 | 0 | 0 | 0 | 0 | 0 | 0 | 0 | 0 | 249
226 |  |  |  | Total 503 |  |  | 1712258.0637 | 497823.6541 | 469133.3208 | 154484.5729 | 6284.7884 | 355954.2932 | 17764.9713 | 520.9576 | 1384.1061 | 102858.5995 | 40466.0053 | 65582.7944 | 0
227
228 |  | 505 | Electric Expenses |  | F10 |  | 715965.0051 | 260022.029 | 190615.0366 | 56983.2051 | 1285.9421 | 123939.0167 | 6399.0305 | 177.0635 | 298.3148 | 45328.45 | 14457.9469 | 16458.97 | 0 | 256
229 |  |  |  | Cholla | F10 |  | 314172.6957 | 114100.2999 | 83643.8087 | 25004.8075 | 564.2844 | 54385.6958 | 2807.9594 | 77.6973 | 130.9035 | 19890.583 | 6344.2935 | 7222.3627 | 0 | 257
230 |  |  |  | Total 505 |  |  | 1030137.7009 | 374122.3289 | 274258.8453 | 81988.0126 | 1850.2265 | 178324.7125 | 9206.9898 | 254.7608 | 429.2183 | 65219.033 | 20802.2405 | 23681.3327 | 0
231
232 |  | 506 | Misc. Steam Expense |  | F10 |  | 9328546.3942 | 3387913.5761 | 2483586.7675 | 742453.1484 | 16754.9672 | 1614842.707 | 83375.0982 | 2307.0193 | 3886.8424 | 590599.4652 | 188377.4036 | 214449.3993 | 0 | 261
233 |  |  |  | System Energy | F30 |  | 0 | 0 | 0 | 0 | 0 | 0 | 0 | 0 | 0 | 0 | 0 | 0 | 0 | 262
234 |  |  |  | Cholla | F10 |  | 447551.7134 | 162540.4926 | 119153.9889 | 35620.3598 | 803.846 | 77474.6236 | 4000.0517 | 110.6829 | 186.4774 | 28334.94 | 9037.7028 | 10288.5479 | 0 | 263
235 |  |  |  | Total 506 |  |  | 9776098.1075 | 3550454.0687 | 2602740.7564 | 778073.5082 | 17558.8132 | 1692317.3306 | 87375.1499 | 2417.7022 | 4073.3198 | 618934.4052 | 197415.1064 | 224737.9471 | 0
236
237 |  | 507 | Rents |  | F10 |  | 172898.9232 | 62792.9138 | 46031.7674 | 13760.9167 | 310.5431 | 29930.1256 | 1545.3066 | 42.7592 | 72.0403 | 10946.4012 | 3491.4604 | 3974.6889 | 0 | 267
238 |  |  |  | Cholla | F10 |  | 0 | 0 | 0 | 0 | 0 | 0 | 0 | 0 | 0 | 0 | 0 | 0 | 0 | 268
239 |  |  |  | Total 507 |  |  | 172898.9232 | 62792.9138 | 46031.7674 | 13760.9167 | 310.5431 | 29930.1256 | 1545.3066 | 42.7592 | 72.0403 | 10946.4012 | 3491.4604 | 3974.6889 | 0
240
241 |  | 510 | Maint Supervision & Engineering |  | F10 |  | 772739.6529 | 280641.2757 | 205730.4424 | 61501.8636 | 1387.9148 | 133767.1423 | 6906.4613 | 191.1043 | 321.9706 | 48922.9089 | 15604.4343 | 17764.1347 | 0 | 272
242 |  |  |  | Cholla | F10 |  | 1542807.814 | 560312.3271 | 410749.6398 | 122791.1049 | 2771.0313 | 267071.8289 | 13789.0457 | 381.5479 | 642.828 | 97676.6831 | 31154.9215 | 35466.8557 | 0 | 273
243 |  |  |  | Total 510 |  |  | 2315547.4669 | 840953.6028 | 616480.0822 | 184292.9685 | 4158.9461 | 400838.9712 | 20695.507 | 572.6522 | 964.7985 | 146599.592 | 46759.3558 | 53230.9904 | 0
244
245 |  | 511 | Maintenance of Structures |  | F10 |  | 12822702.5269 | 4656910.7488 | 3413853.8818 | 1020550.8404 | 23030.8079 | 2219707.85 | 114604.5736 | 3171.1502 | 5342.7213 | 811817.9334 | 258937.1706 | 294774.8489 | 0 | 277
246 |  |  |  | Cholla | F10 |  | 610055.9392 | 221558.2912 | 162418.3226 | 48553.969 | 1095.7192 | 105605.3476 | 5452.4544 | 150.8714 | 254.1866 | 38623.2427 | 12319.2563 | 14024.2782 | 0 | 278
247 |  |  |  | Total 511 |  |  | 13432758.4661 | 4878469.04 | 3576272.2045 | 1069104.8095 | 24126.5271 | 2325313.1975 | 120057.028 | 3322.0216 | 5596.9079 | 850441.1761 | 271256.4269 | 308799.1271 | 0
248
249 |  | 512 | Maintenance of Boiler Plant |  | F10 |  | 40221808.2065 | 14607635.9939 | 10708458.3606 | 3201228.4526 | 72242.2389 | 6962702.537 | 359487.6486 | 9947.154 | 16758.8628 | 2546482.3149 | 812225.1289 | 924639.5143 | 0 | 282
250 |  |  |  | Cholla | F10 |  | 1406851.1414 | 510935.9894 | 374553.1974 | 111970.3987 | 2526.8401 | 243536.6894 | 12573.9153 | 347.9248 | 586.1801 | 89069.1322 | 28409.46 | 32341.4141 | 0 | 283
251 |  |  |  | Total 512 |  |  | 41628659.3479 | 15118571.9833 | 11083011.558 | 3313198.8514 | 74769.079 | 7206239.2264 | 372061.5639 | 10295.0788 | 17345.0429 | 2635551.4471 | 840634.5888 | 956980.9284 | 0
252
253 |  | 513 | Maintenance of Electric Plant |  | F10 |  | 14930045.8032 | 5422249.3764 | 3974902.6942 | 1188272.9682 | 26815.7993 | 2584505.0839 | 133439.2286 | 3692.312 | 6220.7693 | 945235.9129 | 301492.1237 | 343219.5348 | 0 | 287
254 |  |  |  | Cholla | F10 |  | 329437.6679 | 119644.1868 | 87707.8805 | 26219.7371 | 591.7018 | 57028.1792 | 2944.3921 | 81.4724 | 137.2639 | 20857.0234 | 6652.5491 | 7573.2817 | 0 | 288
255 |  |  |  | Total 513 |  |  | 15259483.4711 | 5541893.5632 | 4062610.5747 | 1214492.7053 | 27407.5011 | 2641533.2631 | 136383.6206 | 3773.7844 | 6358.0331 | 966092.9363 | 308144.6728 | 350792.8165 | 0
256
257 |  | 514 | Maint of Misc. Steam Plant |  | F10 |  | 3794931.3433 | 1378231.8139 | 1010344.0418 | 302036.2021 | 6816.062 | 656931.6316 | 33917.6931 | 938.5149 | 1581.2003 | 240260.8431 | 76633.5164 | 87239.8241 | 0 | 292
258 |  |  |  | Cholla | F10 |  | 1415329.2333 | 514015.0375 | 376810.3633 | 112645.1647 | 2542.0675 | 245004.3119 | 12649.6893 | 350.0215 | 589.7126 | 89605.8885 | 28580.6636 | 32536.3128 | 0 | 293
259 |  |  |  | Total 514 |  |  | 5210260.5766 | 1892246.8514 | 1387154.405 | 414681.3668 | 9358.1295 | 901935.9435 | 46567.3824 | 1288.5364 | 2170.9129 | 329866.7317 | 105214.18 | 119776.137 | 0
260
261 |  | Total Steam Power Generation |  |  |  |  | 495852046.9049 | 153775928.5552 | 134827769.6681 | 43326199.3834 | 1571302.0973 | 98465982.7766 | 4953805.3594 | 143308.0344 | 348850.001 | 30216563.8226 | 11262155.0425 | 16960182.1643 | 0
262
263
264 | [6 empty] | D: NUCLEAR POWER GENERATION
265
266
267 |  | 517 | Operation Super & Engineering |  | F10 |  | 0 | 0 | 0 | 0 | 0 | 0 | 0 | 0 | 0 | 0 | 0 | 0 | 0 | 299
268
269 |  | 518 | Nuclear Fuel Expense |  | F30 |  | 0 | 0 | 0 | 0 | 0 | 0 | 0 | 0 | 0 | 0 | 0 | 0 | 0 | 303
270
271 |  | 519 | Coolants and Water |  | F10 |  | 0 | 0 | 0 | 0 | 0 | 0 | 0 | 0 | 0 | 0 | 0 | 0 | 0 | 308
272
273 |  | 520 | Steam Expenses |  | F10 |  | 0 | 0 | 0 | 0 | 0 | 0 | 0 | 0 | 0 | 0 | 0 | 0 | 0 | 312
274
275 |  | 523 | Electric Expenses |  | F10 |  | 0 | 0 | 0 | 0 | 0 | 0 | 0 | 0 | 0 | 0 | 0 | 0 | 0 | 316
276
277 |  | 524 | Misc. Nuclear Expenses |  | F10 |  | 0 | 0 | 0 | 0 | 0 | 0 | 0 | 0 | 0 | 0 | 0 | 0 | 0 | 320
278
279 |  | 528 | Maint Supervision & Eng |  | F10 |  | 0 | 0 | 0 | 0 | 0 | 0 | 0 | 0 | 0 | 0 | 0 | 0 | 0 | 324
280
281 |  | 529 | Maintenance of Structures |  | F10 |  | 0 | 0 | 0 | 0 | 0 | 0 | 0 | 0 | 0 | 0 | 0 | 0 | 0 | 328
282
283 |  | 530 | Maintenance of Reactor Plant |  | F10 |  | 0 | 0 | 0 | 0 | 0 | 0 | 0 | 0 | 0 | 0 | 0 | 0 | 0 | 332
284
285 |  | 531 | Maintenance of Electric Plant |  | F10 |  | 0 | 0 | 0 | 0 | 0 | 0 | 0 | 0 | 0 | 0 | 0 | 0 | 0 | 336
286
287 |  | 532 | Maintenance of Misc Nuclear |  | F10 |  | 0 | 0 | 0 | 0 | 0 | 0 | 0 | 0 | 0 | 0 | 0 | 0 | 0 | 340
288
289 |  | Total Nuclear Power Generation |  |  |  |  | 0 | 0 | 0 | 0 | 0 | 0 | 0 | 0 | 0 | 0 | 0 | 0 | 0
290
291
292
293 |  | Distribution - METER - Unbundled |  |  |  |  | D: HYDRAULIC POWER GENERATION
294
295 |  | A |  | B | C |  | D | E | F | G | H | I | J | K | L | M | N | O
296 |  | FERC ACCT |  | DESCRIPTION | COS Factor |  | Utah Jurisdiction Normalized | Residential Sch 1 | General Large Dist. Sch 6 | General +1 MW Sch 8 | Street & Area Lighting Sch. 7,11,12 | General Trans Sch 9 | Irrigation Sch 10 | Traffic Signals Sch 15 | Outdoor Lighting Sch 15 | General Small Dist. Sch 23 | Industrial Cust 1 | Industrial Cust 2
297 |  | 535 | Operation Super & Engineering |  | F10 |  | 3870669.1045 | 1405738.0275 | 1030508.0945 | 308064.1229 | 6952.0943 | 670042.4172 | 34594.6092 | 957.2454 | 1612.7572 | 245055.8754 | 78162.9383 | 88980.9225 | 0 | 349
298
299 |  | 536 | Water For Power |  | F10 |  | 53418.9352 | 19400.5291 | 14221.9972 | 4251.5795 | 95.9455 | 9247.2261 | 477.4387 | 13.2109 | 22.2576 | 3382.0054 | 1078.7233 | 1228.0218 | 0 | 354
300
301 |  | 537 | Hydraulic Expenses |  | F10 |  | 1895876.543 | 688538.772 | 504748.939 | 150891.6233 | 3405.1768 | 328190.7255 | 16944.6435 | 468.8644 | 789.938 | 120029.8123 | 38284.6679 | 43583.3804 | 0 | 359
302
303 |  | 538 | Electric Expenses |  | F10 |  | 0 | 0 | 0 | 0 | 0 | 0 | 0 | 0 | 0 | 0 | 0 | 0 | 0 | 363
304
305 |  | 539 | Misc. Hydro Expenses |  | F10 |  | 8823660.7422 | 3204550.7152 | 2349168.47 | 702269.6165 | 15848.144 | 1527443.1403 | 78862.6169 | 2182.1573 | 3676.4762 | 558634.657 | 178181.9193 | 202842.8295 | 0 | 368
306
307 |  | 540 | Rents (Hydro Generation) |  | F10 |  | 689269.2353 | 250326.7392 | 183507.6849 | 54858.5055 | 1237.9939 | 119317.7748 | 6160.4335 | 170.4614 | 287.1917 | 43638.3145 | 13918.8619 | 15845.274 | 0 | 373
308
309 |  | 541 | Maint Supervision & Engineering |  | F10 |  | 169.9631 | 61.7267 | 45.2501 | 13.5273 | 0.30527 | 29.4219 | 1.5191 | 0.042033 | 0.070817 | 10.7605 | 3.4322 | 3.9072 | 0 | 377
310
311 |  | 542 | Maintenance of Structures |  | F10 |  | 397442.5159 | 144341.9841 | 105813.1601 | 31632.2002 | 713.845 | 68800.3383 | 3552.1942 | 98.2905 | 165.5988 | 25162.4773 | 8025.8152 | 9136.612 | 0 | 382
312
313 |  | 543 | Maint of Dams & Waterways |  | F10 |  | 619047.7402 | 224823.9066 | 164812.2559 | 49269.6208 | 1111.8693 | 107161.8971 | 5532.8198 | 153.0951 | 257.9331 | 39192.5225 | 12500.8336 | 14230.9863 | 0 | 387
314
315 |  | 544 | Maintenance of Electric Plant |  | F10 |  | 766509.7287 | 278378.7105 | 204071.8177 | 61006.0279 | 1376.7253 | 132688.6948 | 6850.7805 | 189.5636 | 319.3748 | 48528.4863 | 15478.6294 | 17620.918 | 0 | 392
316
317 |  | 545 | Maint of Misc. Hydro Plant |  | F10 |  | 1321173.0932 | 479819.6921 | 351742.691 | 105151.3367 | 2372.954 | 228705.1641 | 11808.1566 | 326.736 | 550.4814 | 83644.7705 | 26679.3074 | 30371.8033 | 0 | 397
318
319 |  | Total Hydraulic Power Generation |  |  |  |  | 18437237.6013 | 6695980.803 | 4908640.3606 | 1467408.1606 | 33115.0533 | 3191626.8001 | 164785.212 | 4559.6667 | 7682.0797 | 1167279.6819 | 372315.1284 | 423844.6549 | 0
320
321
322 | [6 empty] | D: OTHER POWER GENERATION
323
324
325 |  | 546 | Operation Super & Engineering |  | F10 |  | 183144.7276 | 66513.9544 | 48759.5605 | 14576.3738 | 328.9456 | 31703.7527 | 1636.8799 | 45.2931 | 76.3093 | 11595.0732 | 3698.3606 | 4210.2247 | 0 | 403
326
327 |  | 547 | Fuel |  | F30 |  | 115799537.2308 | 33667675.4489 | 31727356.1731 | 10447748.7545 | 425038.4927 | 24073089.9761 | 1201440.0777 | 35232.2159 | 93606.7102 | 6956298.5112 | 2736704.7003 | 4435346.1701 | 0 | 407
328 |  |  |  | Simple Cycle Combustion Turbine | F30 |  | 1390722.04 | 404339.943 | 381037.2179 | 125474.7196 | 5104.6007 | 289111.4904 | 14428.9799 | 423.1297 | 1124.192 | 83543.3188 | 32867.105 | 53267.343 | 0 | 408
329 |  |  |  | Total 547 |  |  | 117190259.2708 | 34072015.3919 | 32108393.391 | 10573223.474 | 430143.0934 | 24362201.4665 | 1215869.0576 | 35655.3456 | 94730.9022 | 7039841.83 | 2769571.8053 | 4488613.5132 | 0
330
331 |  | 548 | Generation Expense |  | F10 |  | 7712137.0693 | 2800870.8725 | 2053241.8198 | 613804.1455 | 13851.7405 | 1335029.8938 | 68928.2293 | 1907.2692 | 3213.3475 | 488262.9979 | 155736.199 | 177290.5543 | 0 | 412
332 |  |  |  | Simple Cycle Combustion Turbine | F10 |  | 277055.3411 | 100620.1301 | 73761.8649 | 22050.6606 | 497.6181 | 47960.3979 | 2476.2182 | 68.5179 | 115.4382 | 17540.6467 | 5594.7587 | 6369.09 | 0 | 413
333 |  |  |  | Total 548 |  |  | 7989192.4104 | 2901491.0025 | 2127003.6847 | 635854.8061 | 14349.3585 | 1382990.2917 | 71404.4475 | 1975.787 | 3328.7857 | 505803.6446 | 161330.9576 | 183659.6443 | 0
334
335 |  | 549 | Miscellaneous Other |  | F10 |  | 1982211.9235 | 719893.7972 | 527734.4503 | 157763.002 | 3560.2434 | 343136.04 | 17716.2772 | 490.2158 | 825.9106 | 125495.7903 | 40028.0944 | 45568.1023 | 0 | 417
336 |  |  |  | Wind Generation | F10 |  | 1394463.8502 | 506437.21 | 371255.2653 | 110984.502 | 2504.5913 | 241392.3546 | 12463.2023 | 344.8613 | 581.0188 | 88284.8806 | 28159.3153 | 32056.6487 | 0 | 418
337
338 |  | 550 | Maint Supervision & Engineering
339 |  |  |  | System Generation | F10 |  | 17663.5588 | 6414.9985 | 4702.6599 | 1405.8316 | 31.7255 | 3057.6971 | 157.8704 | 4.3683 | 7.3597 | 1118.2973 | 356.6917 | 406.0589 | 0 | 423
340 |  |  |  | Wind Generation | F10 |  | 1306160.4899 | 474367.4598 | 347745.8086 | 103956.493 | 2345.99 | 226106.3677 | 11673.9795 | 323.0233 | 544.2263 | 82694.3078 | 26376.1482 | 30026.6859 | 0 | 424
341 |  |  |  | Total 550 |  |  | 1323824.0487 | 480782.4582 | 352448.4685 | 105362.3246 | 2377.7154 | 229164.0648 | 11831.8498 | 327.3916 | 551.586 | 83812.6051 | 26732.8399 | 30432.7448 | 0
342
343 |  | 551 | Maint Supervision & Engineering |  | F10 |  | 0 | 0 | 0 | 0 | 0 | 0 | 0 | 0 | 0 | 0 | 0 | 0 | 0 | 428
344
345 |  | 552 | Maintenance of Structures |  | F10 |  | 1852075.9987 | 672631.4213 | 493087.6954 | 147405.5655 | 3326.5068 | 320608.5164 | 16553.1704 | 458.0322 | 771.688 | 117256.7566 | 37400.175 | 42576.471 | 0 | 434
346
347 |  | 553 | Maint of Generation & Elect Plant |  | F10 |  | 4164576.1714 | 1512478.3169 | 1108756.4809 | 331456.0018 | 7479.9796 | 720919.9777 | 37221.4418 | 1029.9308 | 1735.2169 | 263663.4215 | 84097.9948 | 95737.4086 | 0 | 438
348 |  |  |  | Simple Cycle Combustion Turbine | F10 |  | 6270330.0175 | 2277239.7001 | 1669382.1311 | 499051.6278 | 11262.1162 | 1085442.0691 | 56041.8911 | 1550.6995 | 2612.6026 | 396980.7726 | 126620.8516 | 144145.5559 | 0 | 439
349 |  |  |  | Wind Generation | F10 |  | 291022.8344 | 105692.8025 | 77480.5023 | 23162.3246 | 522.705 | 50378.2778 | 2601.0545 | 71.9721 | 121.2579 | 18424.9424 | 5876.8133 | 6690.1819 | 0 | 440
350 |  |  |  | Total 553 |  |  | 10725929.0233 | 3895410.8195 | 2855619.1143 | 853669.9542 | 19264.8009 | 1856740.3245 | 95864.3874 | 2652.6025 | 4469.0774 | 679069.1365 | 216595.6597 | 246573.1464 | 0
351
352 |  | 554 | Maintenance of Misc. Other |  | F10 |  | 25248.2625 | 9169.5885 | 6721.9745 | 2009.4934 | 45.3483 | 4370.6673 | 225.6596 | 6.2441 | 10.52 | 1598.4924 | 509.8546 | 580.42 | 0 | 444
353 |  |  |  | Simple Cycle Combustion Turbine | F10 |  | 551925.1934 | 200446.5408 | 146941.876 | 43927.3795 | 991.3108 | 95542.471 | 4932.9033 | 136.4952 | 229.9658 | 34942.9279 | 11145.3843 | 12687.9388 | 0 | 445
354 |  |  |  | Wind Generation | F10 |  | 71913.9552 | 26117.4951 | 19146.0213 | 5723.5865 | 129.1644 | 12448.8555 | 642.7403 | 17.7849 | 29.9637 | 4552.9434 | 1452.2053 | 1653.1948 | 0 | 446
355 |  |  |  | Total 554 |  |  | 649087.4111 | 235733.6244 | 172809.8717 | 51660.4594 | 1165.8235 | 112361.9938 | 5801.3033 | 160.5242 | 270.4495 | 41094.3637 | 13107.4442 | 14921.5536 | 0
356
357 |  | Total Other Power Generation |  |  |  |  | 143290188.6644 | 43550909.6796 | 39057111.5016 | 12650500.4616 | 477021.0787 | 28880298.805 | 1449140.5754 | 42110.0533 | 105605.7275 | 8692254.0806 | 3296624.652 | 5088612.0491 | 0
358
359
360 | [6 empty] | D: OTHER POWER SUPPLY
361
362
363 |  | 555 | Purchased Power |  | F10 |  | 0 | 0 | 0 | 0 | 0 | 0 | 0 | 0 | 0 | 0 | 0 | 0 | 0 | 452
364 |  |  |  | Demand | F10 |  | 236655508.8767 | 85947839.8352 | 63006010.3116 | 18835263.3129 | 425056.0723 | 40966878.0578 | 2115139.4282 | 58526.6771 | 98605.1441 | 14982893.4839 | 4778938.585 | 5440357.9685 | 0 | 453
365 |  |  |  | Energy | F30 |  | 5045493.543 | 1466931.9338 | 1382390.4183 | 455218.1307 | 18519.3225 | 1048886.9208 | 52347.8617 | 1535.1004 | 4078.5314 | 303092.3962 | 119240.7692 | 193252.158 | 0 | 454
366 |  |  |  | Seasonal Contracts | F10 |  | 0 | 0 | 0 | 0 | 0 | 0 | 0 | 0 | 0 | 0 | 0 | 0 | 0 | 455
367 |  |  |  | Demand | F10 |  | 0 | 0 | 0 | 0 | 0 | 0 | 0 | 0 | 0 | 0 | 0 | 0 | 0 | 456
368 |  |  |  | Total 555 |  |  | 241701002.4197 | 87414771.769 | 64388400.7299 | 19290481.4436 | 443575.3948 | 42015764.9786 | 2167487.2899 | 60061.7776 | 102683.6755 | 15285985.8802 | 4898179.3542 | 5633610.1264 | 0
369
370
371 |  | 556 | System Control & Load Dispatch |  | F10 |  | 624939.8349 | 226963.7799 | 166380.9386 | 49738.5689 | 1122.4521 | 108181.8637 | 5585.4812 | 154.5523 | 260.3881 | 39565.5568 | 12619.8165 | 14366.4368 | 0 | 460
372
373 |  | 557 | Other Expenses |  | F10 |  | 18704338.5206 | 6792985.7159 | 4979752.0087 | 1488666.555 | 33594.7923 | 3237864.0116 | 167172.4612 | 4625.7228 | 7793.3702 | 1184190.1043 | 377708.871 | 429984.9076 | 0 | 470
374
375
376 |  | 2010 Protocol Stipulated Embedded Cost Differential and Adjustment |  | Embedded Cost Differentials
377 |  |  |  | Company Owned Hydro | F10 |  | 0 | 0 | 0 | 0 | 0 | 0 | 0 | 0 | 0 | 0 | 0 | 0 | 0 | 473
378 |  |  |  | Company Owned Hydro | F10 |  | 0 | 0 | 0 | 0 | 0 | 0 | 0 | 0 | 0 | 0 | 0 | 0 | 0 | 474
379 |  |  |  | Mid-C Contract | F10 |  | 0 | 0 | 0 | 0 | 0 | 0 | 0 | 0 | 0 | 0 | 0 | 0 | 0 | 475
380 |  |  |  | Mid-C Contract | F10 |  | 0 | 0 | 0 | 0 | 0 | 0 | 0 | 0 | 0 | 0 | 0 | 0 | 0 | 476
381 |  |  |  | Existing QF Contracts | F10 |  | 0 | 0 | 0 | 0 | 0 | 0 | 0 | 0 | 0 | 0 | 0 | 0 | 0 | 477
382 | [6 empty] | 0 | 0 | 0 | 0 | 0 | 0 | 0 | 0 | 0 | 0 | 0 | 0 | 0
383
384 |  | Total Other Power Supply |  |  |  |  | 404320469.4396 | 137985630.9445 | 108591645.1788 | 33479387.0292 | 955313.7179 | 74242109.6588 | 3789385.8076 | 106952.106 | 216343.1613 | 25201995.6219 | 8585132.6936 | 11166573.52 | 0
385
386 |  | TOTAL PRODUCTION EXPENSE |  |  |  |  | 918609753.9457 | 298457540.3027 | 248328055.2074 | 78272994.5732 | 2559730.8685 | 175899719.2356 | 8907976.3791 | 254819.8072 | 572875.242 | 56585839.1264 | 20219602.8645 | 28550600.3392 | 0
387
388 |  | Distribution - METER - Unbundled |  |  |  |  | D: TRANSMISSION EXPENSE
389
390
391 |  | A |  | B | C |  | D | E | F | G | H | I | J | K | L | M | N | O
392 |  | FERC ACCT |  | DESCRIPTION | COS Factor |  | Utah Jurisdiction Normalized | Residential Sch 1 | General Large Dist. Sch 6 | General +1 MW Sch 8 | Street & Area Lighting Sch. 7,11,12 | General Trans Sch 9 | Irrigation Sch 10 | Traffic Signals Sch 15 | Outdoor Lighting Sch 15 | General Small Dist. Sch 23 | Industrial Cust 1 | Industrial Cust 2
393 |  | 560 | Operation Supervision & Eng |  | F106 |  | 0 | 0 | 0 | 0 | 0 | 0 | 0 | 0 | 0 | 0 | 0 | 0 | 0 | 494
394
395 |  | 561 | Load Dispatching |  | F106 |  | 0 | 0 | 0 | 0 | 0 | 0 | 0 | 0 | 0 | 0 | 0 | 0 | 0 | 498
396
397 |  | 562 | Station Expense |  | F106 |  | 0 | 0 | 0 | 0 | 0 | 0 | 0 | 0 | 0 | 0 | 0 | 0 | 0 | 502
398
399 |  | 563 | Overhead Line Expense |  | F106 |  | 0 | 0 | 0 | 0 | 0 | 0 | 0 | 0 | 0 | 0 | 0 | 0 | 0 | 506
400
401 |  | 564 | Underground Line Expense |  | F106 |  | 0 | 0 | 0 | 0 | 0 | 0 | 0 | 0 | 0 | 0 | 0 | 0 | 0 | 510
402
403 |  | 565 | Transm of Electricity by Others |  | F10 |  | 0 | 0 | 0 | 0 | 0 | 0 | 0 | 0 | 0 | 0 | 0 | 0 | 0 | 514
404 |  |  | Energy |  | F30 |  | 0 | 0 | 0 | 0 | 0 | 0 | 0 | 0 | 0 | 0 | 0 | 0 | 0 | 515
405 | [6 empty] | 0 | 0 | 0 | 0 | 0 | 0 | 0 | 0 | 0 | 0 | 0 | 0 | 0
406
407 |  | 566 | Misc. Transmission Expense |  | F106 |  | 0 | 0 | 0 | 0 | 0 | 0 | 0 | 0 | 0 | 0 | 0 | 0 | 0 | 519
408
409 |  | 567 | Rents - Transmission |  | F106 |  | 0 | 0 | 0 | 0 | 0 | 0 | 0 | 0 | 0 | 0 | 0 | 0 | 0 | 523
410
411 |  | 568 | Maint Supervision & Engineering |  | F106 |  | 0 | 0 | 0 | 0 | 0 | 0 | 0 | 0 | 0 | 0 | 0 | 0 | 0 | 527
412
413 |  | 569 | Maintenance of Structures |  | F106 |  | 0 | 0 | 0 | 0 | 0 | 0 | 0 | 0 | 0 | 0 | 0 | 0 | 0 | 531
414
415 |  | 570 | Maint of Station Equipment |  | F106 |  | 0 | 0 | 0 | 0 | 0 | 0 | 0 | 0 | 0 | 0 | 0 | 0 | 0 | 535
416
417 |  | 571 | Maintenance of Overhead Lines |  | F106 |  | 0 | 0 | 0 | 0 | 0 | 0 | 0 | 0 | 0 | 0 | 0 | 0 | 0 | 539
418
419 |  | 572 | Maint of Underground Lines |  | F106 |  | 0 | 0 | 0 | 0 | 0 | 0 | 0 | 0 | 0 | 0 | 0 | 0 | 0 | 543
420
421 |  | 573 | Maint of Misc Transmission Plant |  | F106 |  | 0 | 0 | 0 | 0 | 0 | 0 | 0 | 0 | 0 | 0 | 0 | 0 | 0 | 547
422
423
424 |  | TOTAL TRANSMISSION EXPENSE |  |  |  |  | 0 | 0 | 0 | 0 | 0 | 0 | 0 | 0 | 0 | 0 | 0 | 0 | 0
425
426
427
428
429
430
431
432
433
434
435
436 |  | Distribution - METER - Unbundled |  |  |  |  | D: DISTRIBUTION EXPENSE
437
438
439 |  | A |  | B | C |  | D | E | F | G | H | I | J | K | L | M | N | O
440 |  | FERC ACCT |  | DESCRIPTION | COS Factor |  | Utah Jurisdiction Normalized | Residential Sch 1 | General Large Dist. Sch 6 | General +1 MW Sch 8 | Street & Area Lighting Sch. 7,11,12 | General Trans Sch 9 | Irrigation Sch 10 | Traffic Signals Sch 15 | Outdoor Lighting Sch 15 | General Small Dist. Sch 23 | Industrial Cust 1 | Industrial Cust 2
441 |  | 580 | Operation Supervision & Eng |  | F131 |  | 0 | 0 | 0 | 0 | 0 | 0 | 0 | 0 | 0 | 0 | 0 | 0 | 0 | 555
442
443 |  | 581 | Load Dispatching |  | F20 |  | 0 | 0 | 0 | 0 | 0 | 0 | 0 | 0 | 0 | 0 | 0 | 0 | 0 | 560
444
445 |  | 582 | Station Expense |  | F120 |  | 0 | 0 | 0 | 0 | 0 | 0 | 0 | 0 | 0 | 0 | 0 | 0 | 0 | 565
446
447 |  | 583 | Overhead Line Expenses |  | F132 |  | 0 | 0 | 0 | 0 | 0 | 0 | 0 | 0 | 0 | 0 | 0 | 0 | 0 | 570
448
449 |  | 584 | Underground Line Expense |  | F133 |  | 0 | 0 | 0 | 0 | 0 | 0 | 0 | 0 | 0 | 0 | 0 | 0 | 0 | 575
450
451 |  | 585 | Street Lighting & Signal Systems |  | F130 |  | 0 | 0 | 0 | 0 | 0 | 0 | 0 | 0 | 0 | 0 | 0 | 0 | 0 | 580
452
453 |  | 586 | Meter Expenses |  | F127 |  | 0 | 0 | 0 | 0 | 0 | 0 | 0 | 0 | 0 | 0 | 0 | 0 | 0 | 585
454
455 |  | 587 | Customer Installation Expenses |  | F20 |  | 0 | 0 | 0 | 0 | 0 | 0 | 0 | 0 | 0 | 0 | 0 | 0 | 0 | 590
456
457 |  | 588 | Misc. Distribution Expenses |  | F131 |  | 0 | 0 | 0 | 0 | 0 | 0 | 0 | 0 | 0 | 0 | 0 | 0 | 0 | 595
458
459 |  | 589 | Rents |  | F131 |  | 0 | 0 | 0 | 0 | 0 | 0 | 0 | 0 | 0 | 0 | 0 | 0 | 0 | 600
460
461 |  | 590 | Maint Supervision & Engineering |  | F131 |  | 0 | 0 | 0 | 0 | 0 | 0 | 0 | 0 | 0 | 0 | 0 | 0 | 0 | 605
462
463 |  | 591 | Maintenance of Structures |  | F119 |  | 0 | 0 | 0 | 0 | 0 | 0 | 0 | 0 | 0 | 0 | 0 | 0 | 0 | 610
464
465 |  | 592 | Maint of Station Equipment |  | F120 |  | 0 | 0 | 0 | 0 | 0 | 0 | 0 | 0 | 0 | 0 | 0 | 0 | 0 | 615
466
467 |  | 593 | Maintenance of Overhead Lines |  | F134 |  | 0 | 0 | 0 | 0 | 0 | 0 | 0 | 0 | 0 | 0 | 0 | 0 | 0 | 620
468
469 |  | 594 | Maint of Underground Lines |  | F135 |  | 0 | 0 | 0 | 0 | 0 | 0 | 0 | 0 | 0 | 0 | 0 | 0 | 0 | 625
470
471 |  | 595 | Maint of Line Transformers |  | F125 |  | 0 | 0 | 0 | 0 | 0 | 0 | 0 | 0 | 0 | 0 | 0 | 0 | 0 | 630
472
473 |  | 596 | Maint of Street Lighting & Signals |  | F130 |  | 0 | 0 | 0 | 0 | 0 | 0 | 0 | 0 | 0 | 0 | 0 | 0 | 0 | 635
474
475 |  | 597 | Maintenance of Meters |  | F127 |  | 0 | 0 | 0 | 0 | 0 | 0 | 0 | 0 | 0 | 0 | 0 | 0 | 0 | 640
476
477 |  | 598 | Maint of Misc. Distribution Plant |  | F131 |  | 0 | 0 | 0 | 0 | 0 | 0 | 0 | 0 | 0 | 0 | 0 | 0 | 0 | 645
478
479 |  | TOTAL DISTRIBUTION EXPENSE |  |  |  |  | 0 | 0 | 0 | 0 | 0 | 0 | 0 | 0 | 0 | 0 | 0 | 0 | 0
480
481
482 | [6 empty] | D: CUSTOMER ACCOUNTS EXPENSE
483
484
485 |  | 901 | Supervision |  | F136 |  | 0 | 0 | 0 | 0 | 0 | 0 | 0 | 0 | 0 | 0 | 0 | 0 | 0 | 652
486
487 |  | 902 | Meter Reading Expense |  | F47 |  | 0 | 0 | 0 | 0 | 0 | 0 | 0 | 0 | 0 | 0 | 0 | 0 | 0 | 657
488
489 |  | 903 | Customer Receipts & Collections |  | F48 |  | 0 | 0 | 0 | 0 | 0 | 0 | 0 | 0 | 0 | 0 | 0 | 0 | 0 | 662
490
491 |  | 904 | Uncollectible Accounts |  | F80 |  | 0 | 0 | 0 | 0 | 0 | 0 | 0 | 0 | 0 | 0 | 0 | 0 | 0 | 668
492
493 |  | 905 | Misc. Customer Accounts Exp |  | F136 |  | 0 | 0 | 0 | 0 | 0 | 0 | 0 | 0 | 0 | 0 | 0 | 0 | 0 | 673
494
495 |  | TOTAL CUSTOMER ACCOUNTS EXPENSE |  |  |  |  | 0 | 0 | 0 | 0 | 0 | 0 | 0 | 0 | 0 | 0 | 0 | 0 | 0
496
497 |  | Distribution - METER - Unbundled |  |  |  |  | D: CUSTOMER SERVICE EXPENSE
498
499 |  | A |  | B | C |  | D | E | F | G | H | I | J | K | L | M | N | O
500 |  | FERC ACCT |  | DESCRIPTION | COS Factor |  | Utah Jurisdiction Normalized | Residential Sch 1 | General Large Dist. Sch 6 | General +1 MW Sch 8 | Street & Area Lighting Sch. 7,11,12 | General Trans Sch 9 | Irrigation Sch 10 | Traffic Signals Sch 15 | Outdoor Lighting Sch 15 | General Small Dist. Sch 23 | Industrial Cust 1 | Industrial Cust 2
501 |  | 907 | Supervision |  | F40 |  | 0 | 0 | 0 | 0 | 0 | 0 | 0 | 0 | 0 | 0 | 0 | 0 | 0 | 680
502
503 |  | 908 | Customer Assistance |  | F40 |  | 0 | 0 | 0 | 0 | 0 | 0 | 0 | 0 | 0 | 0 | 0 | 0 | 0 | 685
504
505 |  | 909 | Informational & Instructional Adv |  | F40 |  | 0 | 0 | 0 | 0 | 0 | 0 | 0 | 0 | 0 | 0 | 0 | 0 | 0 | 690
506
507 |  | 910 | Misc. Customer Service |  | F40 |  | 0 | 0 | 0 | 0 | 0 | 0 | 0 | 0 | 0 | 0 | 0 | 0 | 0 | 695
508
509 |  | TOTAL CUSTOMER SERVICE EXPENSE |  |  |  |  | 0 | 0 | 0 | 0 | 0 | 0 | 0 | 0 | 0 | 0 | 0 | 0 | 0
510
511
512 | [6 empty] | D: SALES EXPENSE
513
514
515 |  | 911 | Supervision |  | F40 |  | 0 | 0 | 0 | 0 | 0 | 0 | 0 | 0 | 0 | 0 | 0 | 0 | 0 | 702
516
517 |  | 912 | Demonstration & Selling Expense |  | F40 |  | 0 | 0 | 0 | 0 | 0 | 0 | 0 | 0 | 0 | 0 | 0 | 0 | 0 | 707
518
519 |  | 913 | Advertising Expense |  | F40 |  | 0 | 0 | 0 | 0 | 0 | 0 | 0 | 0 | 0 | 0 | 0 | 0 | 0 | 712
520
521 |  | 916 | Misc. Sales Expense |  | F40 |  | 0 | 0 | 0 | 0 | 0 | 0 | 0 | 0 | 0 | 0 | 0 | 0 | 0 | 717
522
523 |  | TOTAL SALES EXPENSE |  |  |  |  | 0 | 0 | 0 | 0 | 0 | 0 | 0 | 0 | 0 | 0 | 0 | 0 | 0
524
525
526 | [6 empty] | D: ADMINISTRATION & GENERAL EXPENSE
527
528
529 |  | 920 | Administrative & General Salaries |  | F102P |  | 283087.5508 | 102810.8899 | 75367.8511 | 22530.7604 | 508.4525 | 49004.6195 | 2530.1318 | 70.0097 | 117.9516 | 17922.5518 | 5716.571 | 6507.7615 | 0 | 723
530 |  |  |  | Customer - System | F42 |  | 0 | 0 | 0 | 0 | 0 | 0 | 0 | 0 | 0 | 0 | 0 | 0 | 0 | 724
531 |  |  |  | System Overheads | F102P |  | 17111687.3831 | 6214571.4397 | 4555732.3251 | 1361908.4513 | 30734.2376 | 2962163.9222 | 152937.9343 | 4231.8483 | 7129.7744 | 1083357.7913 | 345547.4309 | 393372.2281 | 0 | 725
532 |  |  |  | Administrative & General Salaries |  |  | 17394774.9339 | 6317382.3296 | 4631100.1762 | 1384439.2117 | 31242.69 | 3011168.5417 | 155468.0661 | 4301.8579 | 7247.726 | 1101280.3431 | 351264.0019 | 399879.9896 | 0
533
534 |  | 921 | Office Supplies & expenses |  | F102P |  | 63827.9631 | 23180.8487 | 16993.2461 | 5080.0275 | 114.6412 | 11049.1084 | 570.4707 | 15.7851 | 26.5946 | 4041.0112 | 1288.9196 | 1467.3099 | 0 | 729
535 |  |  |  | Customer - System | F42 |  | 0 | 0 | 0 | 0 | 0 | 0 | 0 | 0 | 0 | 0 | 0 | 0 | 0 | 730
536 |  |  |  | System Overheads | F102P |  | 1779011.3403 | 646096.0172 | 473635.3165 | 141590.3952 | 3195.2756 | 307960.4654 | 15900.1455 | 439.9628 | 741.2448 | 112630.9611 | 35924.7329 | 40896.8233 | 0 | 731
537 |  |  |  | Office Supplies & expenses |  |  | 1842839.3034 | 669276.866 | 490628.5626 | 146670.4227 | 3309.9168 | 319009.5738 | 16470.6163 | 455.7479 | 767.8394 | 116671.9724 | 37213.6524 | 42364.1332 | 0
538
539 |  | 922 | A&G Expenses Transferred |  | F102P |  | -8241089.7069 | -2992974.3092 | -2194067.5943 | -655903.1537 | -14801.7903 | -1426595.6397 | -73655.8124 | -2038.0831 | -3433.7415 | -521751.5107 | -166417.6835 | -189450.3883 | 0 | 735
540
541 |  | 923 | Outside Services |  | F102P |  | 4273.6685 | 1552.0981 | 1137.8007 | 340.1386 | 7.6759 | 739.8047 | 38.1965 | 1.0569 | 1.7807 | 270.5702 | 86.301 | 98.2453 | 0 | 738
542 |  |  |  | Customer - System | F42 |  | 0 | 0 | 0 | 0 | 0 | 0 | 0 | 0 | 0 | 0 | 0 | 0 | 0 | 739
543 |  |  |  | System Overheads | F102P |  | 3627718.947 | 1317504.116 | 965826.2276 | 288727.8725 | 6515.7324 | 627985.8873 | 32423.2105 | 897.162 | 1511.5294 | 229674.4615 | 73256.8878 | 83395.86 | 0 | 740
544 |  |  |  | Outside Services |  |  | 3631992.6155 | 1319056.2142 | 966964.0283 | 289068.0111 | 6523.4083 | 628725.692 | 32461.407 | 898.2189 | 1513.31 | 229945.0317 | 73343.1887 | 83494.1053 | 0
545
546 |  | 924 | Property Insurance |  | F102P |  | 1456333.9826 | 528907.0197 | 387727.2681 | 115908.707 | 2615.716 | 252102.5475 | 13016.1746 | 360.1623 | 606.7977 | 92201.9396 | 29408.6991 | 33478.951 | 0 | 744
547 |  |  |  | System Generation | F10 |  | 0 | 0 | 0 | 0 | 0 | 0 | 0 | 0 | 0 | 0 | 0 | 0 | 0 | 745
548 |  |  |  | System Overheads | F102P |  | 1423346.8242 | 516926.8421 | 378944.9276 | 113283.2798 | 2556.4679 | 246392.2182 | 12721.3476 | 352.0043 | 593.0533 | 90113.4901 | 28742.568 | 32720.6253 |  | 746
549
550 |  | 925 | Injuries & Damages |  | F102P |  | 2282029.0159 | 828780.472 | 607556.2931 | 181625.2561 | 4098.7438 | 395036.6711 | 20395.9315 | 564.3628 | 950.8327 | 144477.5059 | 46082.4959 | 52460.4511 | 0 | 750
551
552 |  | 926 | Employee Pensions & Benefits |  | F138P |  | 0 | 0 | 0 | 0 | 0 | 0 | 0 | 0 | 0 | 0 | 0 | 0 | 0 | 757
553
554 |  | 927 | Franchise Requirements |  | F102 |  | 0 | 0 | 0 | 0 | 0 | 0 | 0 | 0 | 0 | 0 | 0 | 0 | 0 | 762
555
556 |  | 928 | Regulatory Commission Expense |  | F102 |  | 1127468.76 | 476686.8351 | 288163.0309 | 83167.7249 | 5397.7758 | 146294.8467 | 11304.7165 | 356.9157 | 432.1704 | 79442.0356 | 16960.5582 | 19262.1502 | 0 | 769
557 |  |  |  | Regulatory Expense | F103 |  | 0 | 0 | 0 | 0 | 0 | 0 | 0 | 0 | 0 | 0 | 0 | 0 | 0 | 771
558
559 |  | 929 | Duplicate Charges |  | F102P |  | -1060383.1789 | -385106.7911 | -282311.2541 | -84395.2312 | -1904.5503 | -183560.436 | -9477.3127 | -262.2407 | -441.8204 | -67133.904 | -21413.0071 | -24376.6313 | 0 | 776
560
561 |  | 930 | Misc General Expenses
562 |  |  |  | Situs | F102P |  | 22926.2098 | 8326.2723 | 6103.7625 | 1824.6826 | 41.1777 | 3968.7022 | 204.906 | 5.6698 | 9.5525 | 1451.4809 | 462.9639 | 527.0394 | 0 | 779
563 |  |  |  | Customer | F42 |  | 0 | 0 | 0 | 0 | 0 | 0 | 0 | 0 | 0 | 0 | 0 | 0 | 0 | 780
564 |  |  |  | Labor | F138P |  | 445003.5721 | 161307.6892 | 118508.4709 | 35462.6767 | 807.223 | 77181.0999 | 3983.3775 | 110.2944 | 187.0778 | 28159.8699 | 9000.8417 | 10294.9513 | 0 | 781
565
566 |  | 931 | Rents |  | F102P |  | 1007045.2364 | 365735.6767 | 268110.82 | 80150.0979 | 1808.7502 | 174327.2303 | 9000.5979 | 249.0498 | 419.5966 | 63757.0263 | 20335.9193 | 23150.4713 | 0 | 787
567
568 |  | 935 | Maintenance of General Plant |  | F108 |  | 2138094.3543 | 903214.5638 | 538871.4683 | 158675.8723 | 12463.2569 | 275071.3891 | 22376.4083 | 810.2591 | 1015.7941 | 152339.3686 | 31549.596 | 41706.3779 | 0 | 793
569
570 |  | TOTAL ADMINISTRATIVE & GEN EXPENSE |  |  |  |  | 23470381.9225 | 8717519.6804 | 6206299.96 | 1849977.5578 | 54158.7857 | 3919122.4368 | 214270.4241 | 6164.2192 | 9868.1886 | 1510954.6493 | 456533.7945 | 525512.226 | 0
571
572
573 |  | TOTAL O & M EXPENSE |  |  |  |  | 942080135.8682 | 307175059.9831 | 254534355.1674 | 80122972.131 | 2613889.6542 | 179818841.6725 | 9122246.8032 | 260984.0263 | 582743.4306 | 58096793.7757 | 20676136.659 | 29076112.5652 | 0
574
575 |  | Distribution - METER - Unbundled |  |  |  |  | D: DEPRECIATION EXPENSE
576
577 |  | A |  | B | C |  | D | E | F | G | H | I | J | K | L | M | N | O
578 |  | FERC ACCT |  | DESCRIPTION | COS Factor |  | Utah Jurisdiction Normalized | Residential Sch 1 | General Large Dist. Sch 6 | General +1 MW Sch 8 | Street & Area Lighting Sch. 7,11,12 | General Trans Sch 9 | Irrigation Sch 10 | Traffic Signals Sch 15 | Outdoor Lighting Sch 15 | General Small Dist. Sch 23 | Industrial Cust 1 | Industrial Cust 2
579 |  | 403SP | Steam Depreciation |  | F10 |  | 105654884.4847 | 38371424.9146 | 28129041.9687 | 8409005.8964 | 189766.3419 | 18289668.343 | 944304.2886 | 26129.2431 | 44022.2801 | 6689114.8565 | 2133557.7885 | 2428848.5632 | 0 | 805
580
581 |  | 403NP | Nuclear Depreciation |  | F10 |  | 0 | 0 | 0 | 0 | 0 | 0 | 0 | 0 | 0 | 0 | 0 | 0 | 0 | 809
582
583 |  | 403HP | Hydro Depreciation |  | F10 |  | 14377165.5439 | 5221455.9776 | 3827706.5461 | 1144269.5756 | 25822.7731 | 2488797.2836 | 128497.7893 | 3555.5806 | 5990.4056 | 910232.5188 | 290327.4531 | 330509.6404 | 0 | 816
584
585 |  | 403OP | Other Production Depreciation |  | F10 |  | 0 | 0 | 0 | 0 | 0 | 0 | 0 | 0 | 0 | 0 | 0 | 0 | 0 | 819
586 |  |  |  | Simple Cycle Combustion Turbine | F10 |  | 25013991.1409 | 9084506.4813 | 6659603.1981 | 1990847.8441 | 44927.5357 | 4330113.1238 | 223565.8032 | 6186.1471 | 10422.357 | 1583660.4297 | 505123.7894 | 575034.4316 | 0 | 820
587 |  |  |  | System Generation | F10 |  | 1365304.4041 | 495847.1696 | 363491.9963 | 108663.72 | 2452.2181 | 236344.6315 | 12202.5859 | 337.65 | 568.8692 | 86438.7673 | 27570.4797 | 31386.3165 | 0 | 821
588 |  |  |  | Wind Generation | F10 |  | 29239246.6685 | 10619022.1453 | 7784514.6553 | 2327133.2778 | 52516.5013 | 5061537.162 | 261329.5747 | 7231.0844 | 12182.8566 | 1851165.521 | 590447.1219 | 672166.7683 | 0 | 822
589 |  |  |  | Total 403OP |  |  | 55618542.2135 | 20199375.7962 | 14807609.8497 | 4426644.8419 | 99896.2552 | 9627994.9173 | 497097.9638 | 13754.8814 | 23174.0828 | 3521264.7179 | 1123141.391 | 1278587.5163 | 0
590
591 |  | 403TP | Transmission Depreciation |  | F106 |  | 0 | 0 | 0 | 0 | 0 | 0 | 0 | 0 | 0 | 0 | 0 | 0 | 0 | 829
592
593 |  | 403 | Distribution Depreciation
594 |  |  |  | Land Rights | F118 |  | 0 | 0 | 0 | 0 | 0 | 0 | 0 | 0 | 0 | 0 | 0 | 0 | 0 | 832
595 |  |  |  | Structures | F119 |  | 0 | 0 | 0 | 0 | 0 | 0 | 0 | 0 | 0 | 0 | 0 | 0 | 0 | 833
596 |  |  |  | Station Equip | F120 |  | 0 | 0 | 0 | 0 | 0 | 0 | 0 | 0 | 0 | 0 | 0 | 0 | 0 | 834
597 |  |  |  | Poles & Towers | F121 |  | 0 | 0 | 0 | 0 | 0 | 0 | 0 | 0 | 0 | 0 | 0 | 0 | 0 | 836
598 |  |  |  | OH Conductors | F122 |  | 0 | 0 | 0 | 0 | 0 | 0 | 0 | 0 | 0 | 0 | 0 | 0 | 0 | 837
599 |  |  |  | UG Conduit | F123 |  | 0 | 0 | 0 | 0 | 0 | 0 | 0 | 0 | 0 | 0 | 0 | 0 | 0 | 838
600 |  |  |  | UG Conductor | F124 |  | 0 | 0 | 0 | 0 | 0 | 0 | 0 | 0 | 0 | 0 | 0 | 0 | 0 | 839
601 |  |  |  | Line Transformer | F125 |  | 0 | 0 | 0 | 0 | 0 | 0 | 0 | 0 | 0 | 0 | 0 | 0 | 0 | 840
602 |  |  |  | Services | F126 |  | 0 | 0 | 0 | 0 | 0 | 0 | 0 | 0 | 0 | 0 | 0 | 0 | 0 | 841
603 |  |  |  | Meters | F127 |  | 0 | 0 | 0 | 0 | 0 | 0 | 0 | 0 | 0 | 0 | 0 | 0 | 0 | 842
604 |  |  |  | Inst Cust Premises | F128 |  | 0 | 0 | 0 | 0 | 0 | 0 | 0 | 0 | 0 | 0 | 0 | 0 | 0 | 843
605 |  |  |  | Leased Property | F129 |  | 0 | 0 | 0 | 0 | 0 | 0 | 0 | 0 | 0 | 0 | 0 | 0 | 0 | 844
606 |  |  |  | Street Lighting | F130 |  | 0 | 0 | 0 | 0 | 0 | 0 | 0 | 0 | 0 | 0 | 0 | 0 | 0 | 845
607 |  |  | Total Distribution Expense |  |  |  | 0 | 0 | 0 | 0 | 0 | 0 | 0 | 0 | 0 | 0 | 0 | 0 | 0
608
609 |  | 403GP | General Depreciation
610 |  |  |  | Situs | F107P |  | 0 | 0 | 0 | 0 | 0 | 0 | 0 | 0 | 0 | 0 | 0 | 0 | 0 | 849
611 |  |  |  | System Generation | F105P |  | 10365.5746 | 3764.5384 | 2759.6801 | 824.9896 | 18.6176 | 1794.3602 | 92.6437 | 2.5635 | 4.3189 | 656.2547 | 209.3188 | 238.2891 | 0 | 850
612 |  |  |  | System Generation | F105P |  | 23697.3764 | 8606.3423 | 6309.0741 | 1886.0593 | 42.5628 | 4102.197 | 211.7984 | 5.8605 | 9.8738 | 1500.3043 | 478.5365 | 544.7674 | 0 | 851
613 |  |  |  | Energy | F30 |  | 21362.5485 | 6210.9691 | 5853.0215 | 1927.3871 | 78.4106 | 4440.9724 | 221.6401 | 6.4996 | 17.2684 | 1283.2889 | 504.8637 | 818.2269 | 0 | 852
614 |  |  |  | Customer - System | F42 |  | 0 | 0 | 0 | 0 | 0 | 0 | 0 | 0 | 0 | 0 | 0 | 0 | 0 | 853
615 |  |  |  | System Generation | F105P |  | 1691067.8195 | 614156.9524 | 450221.6618 | 134591.0256 | 3037.3206 | 292736.7695 | 15114.1389 | 418.2137 | 704.6022 | 107063.1701 | 34148.8322 | 38875.1326 | 0 | 854
616 |  |  |  | System Overheads | F102P |  | 3158874.6609 | 1147230.6506 | 841003.4079 | 251412.8502 | 5673.6429 | 546825.3566 | 28232.8536 | 781.2133 | 1316.1802 | 199991.4678 | 63789.2102 | 72617.8276 | 0 | 855
617 |  |  |  | Simple Cycle Combustion Turbine | F10 |  | 1428.8742 | 518.9343 | 380.4165 | 113.7232 | 2.5664 | 247.3491 | 12.7707 | 0.35337 | 0.59536 | 90.4634 | 28.8542 | 32.8477 | 0 | 856
618 |  |  |  | Cholla | F10 |  | 28281.5102 | 10271.1943 | 7529.5316 | 2250.9076 | 50.7963 | 4895.7457 | 252.7697 | 6.9942 | 11.7838 | 1790.5303 | 571.1069 | 650.1498 | 0 | 857
619 |  |  | Total General Expense |  |  |  | 4935078.3644 | 1790759.5813 | 1314056.7935 | 393006.9427 | 8903.9171 | 855042.7505 | 44138.6151 | 1221.6983 | 2064.6227 | 312375.4796 | 99730.7225 | 113777.2411 | 0
620
621 |  | 403GV0 | General Vehicles |  | F105P |  | 0 | 0 | 0 | 0 | 0 | 0 | 0 | 0 | 0 | 0 | 0 | 0 | 0 | 862
622
623 |  | 403MP | Mining Depreciation |  | F30 |  | 0 | 0 | 0 | 0 | 0 | 0 | 0 | 0 | 0 | 0 | 0 | 0 | 0 | 866
624
625 |  | 403EP | Experimental Plant Depreciation |  | F10 |  | 0 | 0 | 0 | 0 | 0 | 0 | 0 | 0 | 0 | 0 | 0 | 0 | 0 | 871
626
627
628 |  | TOTAL DEPRECIATION EXPENSE |  |  |  |  | 180585670.6064 | 65583016.2697 | 48078415.158 | 14372927.2566 | 324389.2873 | 31261503.2944 | 1614038.6567 | 44661.4033 | 75251.3912 | 11432987.5728 | 3646757.3551 | 4151722.9611 | 0
629
630 | [6 empty] | D: AMORTIZATION EXPENSE
631
632
633 |  | 404CLG | Amort of LT Plant - Cap. Lease Gen
634 |  |  | Situs |  | F10 |  | 1352.0387 | 491.0294 | 359.9602 | 107.6079 | 2.4284 | 234.0482 | 12.084 | 0.33437 | 0.56334 | 85.5989 | 27.3026 | 31.0814 | 0 | 876
635 |  |  | System Generation |  | F10 |  | 0 | 0 | 0 | 0 | 0 | 0 | 0 | 0 | 0 | 0 | 0 | 0 | 0 | 877
636 |  |  | System Overheads |  | F102P |  | 128215.9322 | 46565.0787 | 34135.5854 | 10204.6255 | 230.2882 | 22195.1582 | 1145.9466 | 31.7088 | 53.4226 | 8117.477 | 2589.1477 | 2947.4935 | 0 | 878
637 |  |  | System Generation |  | F10 |  | 0 | 0 | 0 | 0 | 0 | 0 | 0 | 0 | 0 | 0 | 0 | 0 | 0 | 879
638 |  |  | Customer - System |  | F42 |  | 0 | 0 | 0 | 0 | 0 | 0 | 0 | 0 | 0 | 0 | 0 | 0 | 0 | 880
639 |  |  | System Generation |  | F10 |  | 0 | 0 | 0 | 0 | 0 | 0 | 0 | 0 | 0 | 0 | 0 | 0 | 0 | 881
640 |  |  | Total Amort. Cap. Lease General |  |  |  | 129567.9709 | 47056.1081 | 34495.5456 | 10312.2334 | 232.7165 | 22429.2064 | 1158.0306 | 32.0431 | 53.9859 | 8203.0759 | 2616.4503 | 2978.5748 | 0
641
642 |  | 404CLS | Amort of LT Plant - Cap Lease Steam |  | F10 |  | 0 | 0 | 0 | 0 | 0 | 0 | 0 | 0 | 0 | 0 | 0 | 0 | 0 | 886
643
644 |  | 404IP | Amort of LT Plant - Intangible Plant
645 |  |  |  | Situs | F107P |  | 8331840.9961 | 3025933.0909 | 2218228.7757 | 663125.9918 | 14964.7884 | 1442305.3818 | 74466.9139 | 2060.5266 | 3471.554 | 527497.0642 | 168250.2833 | 191536.6254 | 0 | 889
646 |  |  |  | Energy | F30 |  | 21055.0412 | 6121.5641 | 5768.7691 | 1899.643 | 77.2819 | 4377.046 | 218.4497 | 6.406 | 17.0199 | 1264.8164 | 497.5964 | 806.4488 | 0 | 890
647 |  |  |  | System Generation | F105P |  | 4263673.3231 | 1548468.1241 | 1135139.624 | 339343.0819 | 7657.9677 | 738074.4523 | 38107.1355 | 1054.4383 | 1776.5068 | 269937.3598 | 86099.128 | 98015.5047 | 0 | 891
648 |  |  |  | System Overheads | F102P |  | 1972252.5577 | 716276.7845 | 525082.9173 | 156970.3423 | 3542.3554 | 341411.9976 | 17627.2641 | 487.7528 | 821.7609 | 124865.253 | 39826.9784 | 45339.1513 | 0 | 892
649 |  |  |  | Customer - System | F42 |  | 0 | 0 | 0 | 0 | 0 | 0 | 0 | 0 | 0 | 0 | 0 | 0 | 0 | 893
650 |  |  |  | System Generation | F105P |  | 948690.5333 | 344542.5902 | 252574.748 | 75505.6837 | 1703.9395 | 164225.585 | 8479.0452 | 234.6183 | 395.2824 | 60062.5326 | 19157.5249 | 21808.9836 | 0 | 894
651 |  |  |  | System Generation | F105P |  | 113014.1064 | 41044.1251 | 30088.3254 | 8994.7217 | 202.9842 | 19563.6059 | 1010.0783 | 27.9492 | 47.0886 | 7155.0345 | 2282.1673 | 2598.0261 | 0 | 895
652 |  |  |  | System Generation | F105P |  | 34450.7607 | 12511.7242 | 9172.0028 | 2741.9144 | 61.8769 | 5963.6901 | 307.9082 | 8.5199 | 14.3543 | 2181.1116 | 695.6866 | 791.9717 | 0 | 896
653 |  |  |  | System Generation | F105P |  | 0 | 0 | 0 | 0 | 0 | 0 | 0 | 0 | 0 | 0 | 0 | 0 | 0 | 897
654 |  |  |  | System Generation | F105P |  | 93080.2813 | 33804.6181 | 24781.2408 | 7408.2011 | 167.1811 | 16112.9084 | 831.9171 | 23.0194 | 38.7829 | 5893.0043 | 1879.6306 | 2139.7771 | 0 | 898
655 |  |  |  | System Generation | F10 |  | 7221.2411 | 2622.5888 | 1922.5481 | 574.734 | 12.97 | 1250.0521 | 64.5408 | 1.7859 | 3.0088 | 457.1839 | 145.8232 | 166.0056 | 0 | 899
656 |  |  | Total Amort. Intangible Plant |  |  |  | 15785278.8408 | 5731325.2101 | 4202758.9511 | 1256564.314 | 28391.3451 | 2733284.7192 | 141113.2527 | 3905.0165 | 6585.3587 | 999313.3603 | 318834.8188 | 363202.4943 | 0
657
658 |  | Distribution - METER - Unbundled |  |  |  |  | D: AMORTIZATION EXPENSE (continued)
659
660
661 |  | A |  | B | C |  | D | E | F | G | H | I | J | K | L | M | N | O
662 |  | FERC ACCT |  | DESCRIPTION | COS Factor |  | Utah Jurisdiction Normalized | Residential Sch 1 | General Large Dist. Sch 6 | General +1 MW Sch 8 | Street & Area Lighting Sch. 7,11,12 | General Trans Sch 9 | Irrigation Sch 10 | Traffic Signals Sch 15 | Outdoor Lighting Sch 15 | General Small Dist. Sch 23 | Industrial Cust 1 | Industrial Cust 2
663 |  | 404O | Amort of LT Plant - Other Plant |  | F10 |  | 0 | 0 | 0 | 0 | 0 | 0 | 0 | 0 | 0 | 0 | 0 | 0 | 0 | 904
664
665 |  | 404HP | Amort of Other Electric Plant |  | F10 |  | 123365.2961 | 44803.4392 | 32844.1757 | 9818.5664 | 221.5759 | 21355.476 | 1102.5934 | 30.5092 | 51.4015 | 7810.3785 | 2491.1956 | 2835.9846 | 0 | 909
666
667 |  | 405 | Amort of Other Electric Plant |  | F10 |  | 0 | 0 | 0 | 0 | 0 | 0 | 0 | 0 | 0 | 0 | 0 | 0 | 0 | 917
668
669 |  | 406 | Amort of Plant Acquisition Adj |  | F10 |  | 2319641.2538 | 842440.3721 | 617569.9921 | 184618.7905 | 4166.299 | 401547.637 | 20732.0958 | 573.6646 | 966.5043 | 146858.7737 | 46842.0243 | 53325.1004 | 0 | 925
670
671 |  | 407 | Amort of Prop Losses, Unrec Plant, |  | F151 |  | -4777519.78 | -1968780.7971 | -1200391.8446 | -350360.7249 | -35465.9812 | -678330.359 | -44960.2092 | -1547.4905 | -1925.5108 | -327506.0601 | -78749.1483 | -89501.6543 | 0 | 934
672
673
674 |  | TOTAL AMORTIZATION EXPENSE |  |  |  |  | 13580333.5815 | 4696844.3323 | 3687276.82 | 1110953.1794 | -2454.0446 | 2500286.6797 | 119145.7633 | 2993.7429 | 5731.7395 | 834679.5283 | 292035.3408 | 332840.4999 | 0
675
676
677 | [6 empty] | D: TAX OTHER THAN INCOME
678
679
680 |  | 408 | Total Taxes Other Than Income |  | F101P |  | 32722247.9874 | 11733259.837 | 8729154.3613 | 2626565.1773 | 62697.3219 | 5735697.2079 | 295411.2176 | 8213.0411 | 14458.5459 | 2065258.3297 | 667634.7356 | 783898.2121 | 0 | 947
681
682
683 | [6 empty] | D: DEFERRED ITC
684
685
686 |  | 41140 | Deferred I T C - Federal |  | F101P |  | -2005243.6876 | -719022.8872 | -534929.0699 | -160957.8671 | -3842.1385 | -351487.7897 | -18103.0191 | -503.3013 | -886.0304 | -126560.5661 | -40913.153 | -48037.8653 | 0 | 952
687
688 |  | 41141 | Deferred I T C - Idaho |  | F101P |  | 0 | 0 | 0 | 0 | 0 | 0 | 0 | 0 | 0 | 0 | 0 | 0 | 0 | 955
689
690 |  | TOTAL DEFERRED ITC |  |  |  |  | -2005243.6876 | -719022.8872 | -534929.0699 | -160957.8671 | -3842.1385 | -351487.7897 | -18103.0191 | -503.3013 | -886.0304 | -126560.5661 | -40913.153 | -48037.8653 | 0
691
692 |  | 427 | Interest on Long-Term Debt |  |  |  | 79475885.6906 | 28497773.6841 | 21201394.0626 | 6379408.7091 | 152279.4275 | 13930877.1153 | 717495.5758 | 19947.8569 | 35116.9559 | 5016105.0976 | 1621553.0777 | 1903934.1282 | 0
693
694 |  | 428-432 |  | Electric Interest Deductions for Tax | F104P |  | 383340.7836 | 138441.1856 | 102142.17 | 30624.2614 | 708.6842 | 66733.4165 | 3441.6254 | 95.4157 | 163.9376 | 24234.8319 | 7778.0567 | 8977.1986 | 0 | 984
695
696 | [6 empty] | D: DEFERRED INCOME TAXES
697
698
699 |  | 41010 | Deferred Income Tax - Federal-DR |  | F101P |  | 105910748.544 | 37976557.4991 | 28253293.3837 | 8501295.0253 | 202929.8323 | 18564494.253 | 956145.2867 | 26582.8111 | 46797.3782 | 6684536.3351 | 2160905.7737 | 2537210.9659 | 0 | 1010
700
701 |  | 41020 | Deferred Income Tax - State-DR |  | F101P |  | 0 | 0 | 0 | 0 | 0 | 0 | 0 | 0 | 0 | 0 | 0 | 0 | 0 | 1025
702
703 |  | 41120 | Deferred Income Tax - Federal-CR |  | F101P |  | -51805248.4046 | -18575876.5927 | -13819833.2286 | -4158328.655 | -99261.2225 | -9080648.0882 | -467689.4911 | -13002.7325 | -22890.4982 | -3269678.1967 | -1056986.7735 | -1241052.9257 | 0 | 1044
704
705 |  | 41111 | Deferred Income Tax - State-CR |  | F101P |  | 0 | 0 | 0 | 0 | 0 | 0 | 0 | 0 | 0 | 0 | 0 | 0 | 0 | 1059
706
707 |  | TOTAL DEFERRED INCOME TAXES |  |  |  |  | 54105500.1394 | 19400680.9064 | 14433460.1551 | 4342966.3703 | 103668.6099 | 9483846.1648 | 488455.7956 | 13580.0786 | 23906.88 | 3414858.1384 | 1103919.0002 | 1296158.0402 | 0
708
709 |  | SCHMAF | Additions - Flow Through
710 |  |  |  | S | F101P |  | 0 | 0 | 0 | 0 | 0 | 0 | 0 | 0 | 0 | 0 | 0 | 0 | 0 | 1064
711 |  |  |  | SNP | F104P |  | 0 | 0 | 0 | 0 | 0 | 0 | 0 | 0 | 0 | 0 | 0 | 0 | 0 | 1065
712 |  |  |  | SO | F102P |  | 0 | 0 | 0 | 0 | 0 | 0 | 0 | 0 | 0 | 0 | 0 | 0 | 0 | 1066
713 |  |  |  | SE | F30 |  | 0 | 0 | 0 | 0 | 0 | 0 | 0 | 0 | 0 | 0 | 0 | 0 | 0 | 1067
714 |  |  |  | TROJP | F10 |  | 0 | 0 | 0 | 0 | 0 | 0 | 0 | 0 | 0 | 0 | 0 | 0 | 0 | 1068
715 |  |  |  | SG | F10 |  | 0 | 0 | 0 | 0 | 0 | 0 | 0 | 0 | 0 | 0 | 0 | 0 | 0 | 1069
716
717
718 |  | SCHMAP | Additions - Permanent
719 |  |  |  | S | F101P |  | 0 | 0 | 0 | 0 | 0 | 0 | 0 | 0 | 0 | 0 | 0 | 0 | 0 | 1073
720 |  |  |  | SE | F30 |  | 27611.7882 | 8027.8794 | 7565.2205 | 2491.2105 | 101.3482 | 5740.1012 | 286.477 | 8.4009 | 22.32 | 1658.6926 | 652.5528 | 1057.5849 | 0 | 1074
721 |  |  |  | SNP | F104P |  | 0 | 0 | 0 | 0 | 0 | 0 | 0 | 0 | 0 | 0 | 0 | 0 | 0 | 1075
722 |  |  |  | SO | F102P |  | 331944.0047 | 120554.4307 | 88375.1555 | 26419.2149 | 596.2034 | 57462.0453 | 2966.7928 | 82.0922 | 138.3082 | 21015.7021 | 6703.1611 | 7630.8987 | 0 | 1076
723 |  |  |  | SG | F10 |  | 0 | 0 | 0 | 0 | 0 | 0 | 0 | 0 | 0 | 0 | 0 | 0 | 0 | 1077
724 |  |  |  | BADDEBT | F80 |  | 15335.3932 | 13817.7728 | 716.4209 | 207.3955 | 0 | 368.6289 | 41.7962 | 0 | 0 | 183.3788 | 0 | 0 | 0 | 1078
725
726
727 |  | SCHMAT | Additions - Temporary
728 |  |  |  | S | F101P |  | 6035515.7024 | 2164162.866 | 1610065.0614 | 484461.6842 | 11564.3238 | 1057931.3064 | 54487.6698 | 1514.8696 | 2666.8333 | 380930.4019 | 123143.1267 | 144587.5592 | 0 | 1082
729 |  |  |  | SGCT | F10 |  | 492509.3916 | 178868.0877 | 131123.3022 | 39198.5131 | 884.5943 | 85257.1414 | 4401.8668 | 121.8013 | 205.2095 | 31181.2549 | 9945.5624 | 11322.058 | 0 | 1083
730 |  |  |  | CIAC | F104P |  | 0 | 0 | 0 | 0 | 0 | 0 | 0 | 0 | 0 | 0 | 0 | 0 | 0 | 1084
731 |  |  |  | SNP | F104P |  | 5269243.0942 | 1902955.0013 | 1404003.8183 | 420948.3702 | 9741.2786 | 917289.8082 | 47307.152 | 1311.545 | 2253.4178 | 333121.9277 | 106913.9343 | 123396.8408 | 0 | 1085
732 |  |  |  | TROJD | F10 |  | -16088.5136 | -5842.9782 | -4283.3275 | -1280.4747 | -28.8965 | -2785.0447 | -143.7932 | -3.9788 | -6.7035 | -1018.5796 | -324.8858 | -369.851 | 0 | 1086
733 |  |  |  | SG | F10 |  | 0 | 0 | 0 | 0 | 0 | 0 | 0 | 0 | 0 | 0 | 0 | 0 | 0 | 1087
734 |  |  |  | SE | F30 |  | -31467244.8886 | -9148818.8426 | -8621558.5161 | -2839060.2972 | -115499.5146 | -6541596.2414 | -326478.0676 | -9573.9654 | -25436.5893 | -1890297.2672 | -743669.2672 | -1205256.32 | 0 | 1088
735 |  |  |  | SG | F10 |  | -3551404.6343 | -1289788.5122 | -945508.6766 | -282654.0643 | -6378.6645 | -614775.2963 | -31741.1414 | -878.2889 | -1479.7322 | -224842.9272 | -71715.8232 | -81641.5075 | 0 | 1089
736 |  |  |  | GPS | F102P |  | 39691.8579 | 14415.1702 | 10567.367 | 3159.05 | 71.2904 | 6870.9641 | 354.7511 | 9.8161 | 16.5381 | 2512.9306 | 801.5235 | 912.4567 | 0 | 1090
737 |  |  |  | SO | F102P |  | 8513383.6629 | 3091865.2137 | 2266561.8113 | 677574.8586 | 15290.8565 | 1473731.8055 | 76089.4751 | 2105.4234 | 3547.1958 | 538990.7094 | 171916.2925 | 195710.0212 | 0 | 1091
738 |  |  |  | SNPD | F104P |  | 327658.5632 | 118331.8914 | 87305.4945 | 26175.93 | 605.7442 | 57040.0445 | 2941.7116 | 81.5561 | 140.1248 | 20714.598 | 6648.2539 | 7673.2143 | 0 | 1092
739 |  |  |  | BADDEBT | F80 |  | 0 | 0 | 0 | 0 | 0 | 0 | 0 | 0 | 0 | 0 | 0 | 0 | 0 | 1093
740 |  |  |  | TAXDEPR | F151P |  | 0 | 0 | 0 | 0 | 0 | 0 | 0 | 0 | 0 | 0 | 0 | 0 | 0 | 1094
741 |  |  |  | SCHMDEXP | F151P |  | 198241239.583 | 71994961.7112 | 52778964.0568 | 15778145.111 | 356104.3034 | 34317889.9162 | 1771840.606 | 49027.8765 | 82608.5981 | 12550772.2787 | 4003294.9243 | 4557630.2009 | 0 | 1095
742
743
744 |  | TOTAL SCHEDULE - M ADDITIONS |  |  |  |  | 184259395.0048 | 69163509.6914 | 48813897.1881 | 14335786.5019 | 273052.867 | 30820425.1794 | 1602355.2962 | 43807.148 | 64675.5205 | 11764923.1008 | 3614309.3553 | 3762653.1561 | 0
745
746 |  | SCHMDF | Deductions - Flow Through
747 |  |  |  | S | F101P |  | 0 | 0 | 0 | 0 | 0 | 0 | 0 | 0 | 0 | 0 | 0 | 0 | 0 | 1101
748 |  |  |  | DGP | F10 |  | 0 | 0 | 0 | 0 | 0 | 0 | 0 | 0 | 0 | 0 | 0 | 0 | 0 | 1102
749 |  |  |  | DGU | F10 |  | 0 | 0 | 0 | 0 | 0 | 0 | 0 | 0 | 0 | 0 | 0 | 0 | 0 | 1103
750
751 |  | SCHMDP | Deductions - Permanent
752 |  |  |  | S | F101P |  | 0 | 0 | 0 | 0 | 0 | 0 | 0 | 0 | 0 | 0 | 0 | 0 | 0 | 1106
753 |  |  |  | SE | F30 |  | 278141.5504 | 80867.1578 | 76206.6606 | 25094.6861 | 1020.9097 | 57821.704 | 2885.7663 | 84.6251 | 224.8361 | 16708.4921 | 6573.3535 | 10653.3592 | 0 | 1107
754 |  |  |  | SNP | F104P |  | 14530.2058 | 5247.4952 | 3871.6119 | 1160.7865 | 26.8621 | 2529.4733 | 130.4519 | 3.6167 | 6.2139 | 918.6007 | 294.8206 | 340.2731 | 0 | 1108
755 |  |  |  | IBT | F150P |  | -3429.6834 | -949.1971 | -1603.571 | -368.6958 | -25.9109 | -129.6858 | -14.7257 | -2.1717 | -8.0624 | -374.8275 | 79.3192 | -32.1546 | 0 | 1109
756 |  |  |  | SG | F10 |  | 6924834.6912 | 2514940.7497 | 1843634.2684 | 551143.2437 | 12437.6696 | 1198741.8324 | 61891.6118 | 1712.5634 | 2885.3092 | 438418.1085 | 139837.6901 | 159191.6443 | 0 | 1110
757 |  |  |  | SO | F102P |  | -6002.0601 | -2179.8102 | -1597.9593 | -477.7002 | -10.7803 | -1039.0025 | -53.6442 | -1.4844 | -2.5008 | -379.9963 | -121.2035 | -137.9784 | 0 | 1111
758
759
760 |  | SCHMDT | Deductions - Temporary
761 |  |  |  | S | F101P |  | 1970180.6335 | 706450.2814 | 525575.4701 | 158143.4089 | 3774.9561 | 345341.7859 | 17786.4754 | 494.5007 | 870.5376 | 124347.5682 | 40197.7586 | 47197.8905 | 0 | 1115
762 |  |  |  | BADDEBT | F80 |  | 0 | 0 | 0 | 0 | 0 | 0 | 0 | 0 | 0 | 0 | 0 | 0 | 0 | 1116
763 |  |  |  | SNP | F104P |  | 11037409.5619 | 3986093.1355 | 2940947.0946 | 881754.6437 | 20404.9195 | 1921434.0882 | 99093.6274 | 2747.2749 | 4720.2026 | 697785.8271 | 223951.1177 | 258477.6306 | 0 | 1117
764 |  |  |  | CN | F40 |  | 0 | 0 | 0 | 0 | 0 | 0 | 0 | 0 | 0 | 0 | 0 | 0 | 0 | 1118
765 |  |  |  | TROJD | F10 |  | 38441.6458 | 13961.1219 | 10234.5166 | 3059.5464 | 69.0449 | 6654.5428 | 343.5772 | 9.5069 | 16.0171 | 2433.7785 | 776.2772 | 883.7162 | 0 | 1119
766 |  |  |  | DGP | F10 |  | 0 | 0 | 0 | 0 | 0 | 0 | 0 | 0 | 0 | 0 | 0 | 0 | 0 | 1120
767 |  |  |  | SE | F30 |  | 13111399.4407 | 3812021.6333 | 3592329.0363 | 1182946.0674 | 48124.9717 | 2725674.9551 | 136033.02 | 3989.1667 | 10598.6172 | 787626.709 | 309863.315 | 502191.949 | 0 | 1121
768 |  |  |  | SG | F10 |  | 90336392.3208 | 32808100.7509 | 24050721.207 | 7189816.7263 | 162252.8556 | 15637920.224 | 807393.2701 | 22340.8654 | 37639.6604 | 5719286.0217 | 1824221.5148 | 2076699.2247 | 0 | 1122
769 |  |  |  | GPS | F102P |  | -8552501.7048 | -3106071.9871 | -2276976.4083 | -680688.239 | -15361.1162 | -1480503.4376 | -76439.0977 | -2115.0976 | -3563.4947 | -541467.3112 | -172706.2285 | -196609.2867 | 0 | 1123
770 |  |  |  | SO | F102P |  | 10179556.3496 | 3696980.8262 | 2710155.5141 | 810184.4963 | 18283.463 | 1762159.0371 | 90981.1105 | 2517.4804 | 4241.4251 | 644477.7441 | 205562.401 | 234012.8517 | 0 | 1124
771 |  |  |  | TAXDEPR | F151P |  | 189567246.5551 | 68844841.1952 | 50469634.4379 | 15087776.543 | 340523.0537 | 32816319.7157 | 1694314.1887 | 46882.6747 | 78994.0807 | 12001616.5557 | 3828131.8133 | 4358212.2964 | 0 | 1125
772 |  |  |  | SNPD | F104P |  | 0 | 0 | 0 | 0 | 0 | 0 | 0 | 0 | 0 | 0 | 0 | 0 | 0 | 1126
773
774
775 |  | TOTAL SCHEDULE - M DEDUCTIONS |  |  |  |  | 314896199.5064 | 113360303.3527 | 83943131.879 | 25209545.5134 | 591520.8985 | 54992925.2328 | 2834345.6318 | 78663.5212 | 136622.8419 | 19891397.2706 | 6406661.9488 | 7451081.4159 | 0
776
777 |  | TOTAL SCHEDULE - M ADJUSTMENTS |  |  |  |  | -130636804.5016 | -44196793.6613 | -35129234.6908 | -10873759.0115 | -318468.0314 | -24172500.0534 | -1231990.3355 | -34856.3732 | -71947.3214 | -8126474.1698 | -2792352.5935 | -3688428.2597 | 0
778
779
780
781 | [6 empty] | D: INCOME TAXES
782
783 |  |  | State Income Taxes Before Credits |  | F150P |  | 4480824.9575 | 1240110.4639 | 2095039.2038 | 481695.0205 | 33852.2175 | 169432.3036 | 19238.8619 | 2837.2992 | 10533.4309 | 489705.9257 | -103629.2055 | 42009.436 | 0 | 1134
784 |  |  | Renewable Energy Credits |  | F10 |  | 0 | 0 | 0 | 0 | 0 | 0 | 0 | 0 | 0 | 0 | 0 | 0 | 0 | 1136
785 |  | 40911 | State Income Taxes |  |  |  | 4480824.9575 | 1240110.4639 | 2095039.2038 | 481695.0205 | 33852.2175 | 169432.3036 | 19238.8619 | 2837.2992 | 10533.4309 | 489705.9257 | -103629.2055 | 42009.436 | 0
786
787 |  | Calculation of Taxable Income
788
789 |  |  | Operating Revenues |  |  |  | 1470607918.9076 | 486608678.2692 | 415595667.453 | 125523828.047 | 4201657.6762 | 259903543.7227 | 13459721.395 | 432367.406 | 1014196.9336 | 95905502.2638 | 27268411.1873 | 40694344.5539 | 0
790 |  |  | Operating Deductions
791 |  |  | O & M Expenses |  |  |  | 942080135.8682 | 307175059.9831 | 254534355.1674 | 80122972.131 | 2613889.6542 | 179818841.6725 | 9122246.8032 | 260984.0263 | 582743.4306 | 58096793.7757 | 20676136.659 | 29076112.5652 | 0
792 |  |  | Depreciation Expense |  |  |  | 180585670.6064 | 65583016.2697 | 48078415.158 | 14372927.2566 | 324389.2873 | 31261503.2944 | 1614038.6567 | 44661.4033 | 75251.3912 | 11432987.5728 | 3646757.3551 | 4151722.9611 | 0
793 |  |  | Amortization Expense |  |  |  | 13580333.5815 | 4696844.3323 | 3687276.82 | 1110953.1794 | -2454.0446 | 2500286.6797 | 119145.7633 | 2993.7429 | 5731.7395 | 834679.5283 | 292035.3408 | 332840.4999 | 0
794 |  |  | Taxes Other Than Income |  |  |  | 32722247.9874 | 11733259.837 | 8729154.3613 | 2626565.1773 | 62697.3219 | 5735697.2079 | 295411.2176 | 8213.0411 | 14458.5459 | 2065258.3297 | 667634.7356 | 783898.2121 | 0
795 |  |  | Interest & Dividends (AFUDC-Equity) |  | F104P |  | -7150773.0077 | -2582458.0523 | -1905342.4613 | -571259.7027 | -13219.6732 | -1244833.6666 | -64199.4874 | -1779.8687 | -3058.0633 | -452072.3843 | -145090.5304 | -167459.1175 | 0 | 1147
796 |  |  | Misc Revenue & Expense |  |  |  | -402312.0701 | -145261.0869 | -107200.486 | -32144.4549 | -744.5707 | -70051.1161 | -3612.5736 | -100.1625 | -172.2209 | -25432.7911 | -8164.4816 | -9428.1258 | 0
797 |  |  | Total Operating Deductions |  |  |  | 1161415302.9657 | 386460461.2829 | 313016658.5593 | 97630013.5867 | 2984557.975 | 218001444.0718 | 11083030.3798 | 314972.1824 | 674954.8231 | 71952214.0311 | 25129309.0786 | 34167686.9949 | 0
798 |  |  | Other Deductions
799 |  |  | Interest Deductions |  | F101P |  | 79859226.4742 | 28636214.8697 | 21303536.2326 | 6410032.9706 | 152988.1117 | 13997610.5317 | 720937.2011 | 20043.2726 | 35280.8934 | 5040339.9295 | 1629331.1343 | 1912911.3268 | 0
800 |  |  | Interest on PCRBS |  |  |  | 0 | 0 | 0 | 0 | 0 | 0 | 0 | 0 | 0 | 0 | 0 | 0 | 0
801 |  |  | Schedule M Adjustments |  |  |  | -130636804.5016 | -44196793.6613 | -35129234.6908 | -10873759.0115 | -318468.0314 | -24172500.0534 | -1231990.3355 | -34856.3732 | -71947.3214 | -8126474.1698 | -2792352.5935 | -3688428.2597 | 0
802
803 |  |  | Income Before State Taxes |  |  |  | 98696584.9662 | 27315208.4552 | 46146237.9703 | 10610022.4783 | 745643.5581 | 3731989.0658 | 423763.4785 | 62495.5777 | 232013.8956 | 10786474.1333 | -2282581.6191 | 925317.9725 | 0
804
805 |  |  | State Income Taxes |  |  |  | 4480824.9575 | 1240110.4639 | 2095039.2038 | 481695.0205 | 33852.2175 | 169432.3036 | 19238.8619 | 2837.2992 | 10533.4309 | 489705.9257 | -103629.2055 | 42009.436 | 0
806
807 |  |  | Adjustments to Calculated Tax:
808 |  |  |  | PMI | F30 |  | -25001.8791 | -7269.0718 | -6850.1442 | -2255.7374 | -91.7686 | -5197.5379 | -259.3988 | -7.6069 | -20.2103 | -1501.9104 | -590.8725 | -957.6203 | 0 | 1166
809 |  |  |  | Renewable Energy Credits | F10 |  | -25920689.9315 | -9413798.636 | -6900998.269 | -2063011.4314 | -46556.054 | -4487069.6171 | -231669.5417 | -6410.3805 | -10800.1431 | -1641064.4236 | -523433.3477 | -595878.0875 | 0 | 1167
810 |  |  |  | System Overheads | F102P |  | -192.6821 | -69.9777 | -51.2987 | -15.3354 | -0.34608 | -33.3547 | -1.7221 | -0.047652 | -0.080283 | -12.1989 | -3.891 | -4.4295 | 0 | 1168
811 |  |  |  | Situs | F107P |  | 0 | 0 | 0 | 0 | 0 | 0 | 0 | 0 | 0 | 0 | 0 | 0 | 0 | 1169
812 |  |  |  | Total Adjustments |  |  | -25945884.4927 | -9421137.6855 | -6907899.7119 | -2065282.5043 | -46648.1687 | -4492300.5098 | -231930.6626 | -6418.035 | -10820.4337 | -1642578.533 | -524028.1111 | -596840.1372 | 0
813
814 |  |  | 35%
815
816 |  | 40910 | Federal Income Tax |  |  |  | 7029631.5103 | -294853.3885 | 8510019.8563 | 1479632.106 | 202478.8005 | -3245405.643 | -90347.0468 | 14462.3625 | 66697.729 | 1961290.3397 | -1286661.4559 | -287682.1495 | 0
817
818
819 |  | TOTAL OPERATING EXPENSES |  |  |  |  | 1232176788.893 | 408669834.4299 | 339425591.1661 | 104344608.9191 | 3333935.1376 | 225302662.774 | 11546474.4588 | 347128.4902 | 778264.8957 | 78143580.2531 | 24947114.7947 | 35337593.5737 | 0
820
821
822 |  | Distribution - METER - Unbundled |  |  |  |  | D: STEAM PRODUCTION PLANT
823
824 |  | A |  | B | C |  | D | E | F | G | H | I | J | K | L | M | N | O
825 |  | FERC ACCT |  | DESCRIPTION | COS Factor |  | Utah Jurisdiction Normalized | Residential Sch 1 | General Large Dist. Sch 6 | General +1 MW Sch 8 | Street & Area Lighting Sch. 7,11,12 | General Trans Sch 9 | Irrigation Sch 10 | Traffic Signals Sch 15 | Outdoor Lighting Sch 15 | General Small Dist. Sch 23 | Industrial Cust 1 | Industrial Cust 2
826 |  | 310 | Land and Land Rights |  | F10 |  | 40993838.8068 | 14888019.758 | 10914000.0283 | 3262673.8832 | 73628.8802 | 7096346.9369 | 366387.7726 | 10138.0829 | 17080.5379 | 2595360.3331 | 827815.2448 | 942387.3489 | 0 | 1186
827 |  |  |  | Total 310 |  |  | 40993838.8068 | 14888019.758 | 10914000.0283 | 3262673.8832 | 73628.8802 | 7096346.9369 | 366387.7726 | 10138.0829 | 17080.5379 | 2595360.3331 | 827815.2448 | 942387.3489 | 0
828
829 |  | 311 | Structures and Improvements |  | F10 |  | 445984683.5961 | 161971383.3691 | 118736790.4803 | 35495640.8533 | 801031.4183 | 77203358.7355 | 3986046.1865 | 110295.3475 | 185824.4678 | 28235729.8231 | 9006058.7343 | 10252524.1805 | 0 | 1193
830 |  |  |  | Total 311 |  |  | 445984683.5961 | 161971383.3691 | 118736790.4803 | 35495640.8533 | 801031.4183 | 77203358.7355 | 3986046.1865 | 110295.3475 | 185824.4678 | 28235729.8231 | 9006058.7343 | 10252524.1805 | 0
831
832 |  | 312 | Boiler Plant Equipment |  | F10 |  | 1883559230.3306 | 684065407.2116 | 501469637.6691 | 149911296.116 | 3383053.6724 | 326058504.49 | 16834555.9011 | 465818.2836 | 784805.8563 | 119249991.0636 | 38035936.394 | 43300223.6729 | 0 | 1200
833 |  |  |  | Total 312 |  |  | 1883559230.3306 | 684065407.2116 | 501469637.6691 | 149911296.116 | 3383053.6724 | 326058504.49 | 16834555.9011 | 465818.2836 | 784805.8563 | 119249991.0636 | 38035936.394 | 43300223.6729 | 0
834
835 |  | 314 | Turbogenerator Units |  | F10 |  | 436249498.8068 | 158435788.077 | 116144942.2865 | 34720823.6104 | 783546.0894 | 75518123.8131 | 3899036.7047 | 107887.7635 | 181768.195 | 27619385.6803 | 8809469.8172 | 10028726.7697 | 0 | 1207
836 |  |  |  | Total 314 |  |  | 436249498.8068 | 158435788.077 | 116144942.2865 | 34720823.6104 | 783546.0894 | 75518123.8131 | 3899036.7047 | 107887.7635 | 181768.195 | 27619385.6803 | 8809469.8172 | 10028726.7697 | 0
837
838 |  | 315 | Accessory Electric Equipment |  | F10 |  | 215988206.4251 | 78441950.7504 | 57503648.3444 | 17190365.6915 | 387935.6078 | 37389209.981 | 1930422.7212 | 53415.4987 | 89993.8832 | 13674426.1987 | 4361590.3069 | 4965247.4413 | 0 | 1214
839 |  |  |  | Total 316 |  |  | 215988206.4251 | 78441950.7504 | 57503648.3444 | 17190365.6915 | 387935.6078 | 37389209.981 | 1930422.7212 | 53415.4987 | 89993.8832 | 13674426.1987 | 4361590.3069 | 4965247.4413 | 0
840
841 |  | 316 | Misc Power Plant Equipment |  | F10 |  | 13684048.6164 | 4969731.8451 | 3643174.4704 | 1089104.8347 | 24577.8684 | 2368813.4439 | 122302.9665 | 3384.1676 | 5701.6107 | 866350.6031 | 276330.8923 | 314575.9137 | 0 | 1221
842 |  |  |  | Total 316 |  |  | 13684048.6164 | 4969731.8451 | 3643174.4704 | 1089104.8347 | 24577.8684 | 2368813.4439 | 122302.9665 | 3384.1676 | 5701.6107 | 866350.6031 | 276330.8923 | 314575.9137 | 0
843
844 |  | S00 | Unclassified Steam Plant - Acct 300 |  | F10 |  | -1019230.555 | -370161.1043 | -271354.9799 | -81119.9197 | -1830.6362 | -176436.6021 | -9109.5058 | -252.0633 | -424.6737 | -64528.4909 | -20581.9854 | -23430.5937 | 0 | 1226
845
846
847
848 |  | Total Steam Production Plant |  |  |  |  | 3035440276.0267 | 1102402119.907 | 808140838.2991 | 241588785.0694 | 5451942.9003 | 525457920.7983 | 27129642.7467 | 750687.0804 | 1264749.8771 | 192176715.211 | 61296619.4042 | 69780254.7332 | 0
849
850
851 | [6 empty] | D: NUCLEAR PRODUCTION
852
853
854 |  | 320 | Land and Land Rights |  | F10 |  | 0 | 0 | 0 | 0 | 0 | 0 | 0 | 0 | 0 | 0 | 0 | 0 | 0 | 1232
855
856 |  | 321 | Structures and Improvements |  | F10 |  | 0 | 0 | 0 | 0 | 0 | 0 | 0 | 0 | 0 | 0 | 0 | 0 | 0 | 1236
857
858 |  | 322 | Reactor Plant Equipment |  | F10 |  | 0 | 0 | 0 | 0 | 0 | 0 | 0 | 0 | 0 | 0 | 0 | 0 | 0 | 1240
859
860 |  | 323 | Turbogenerator Units |  | F10 |  | 0 | 0 | 0 | 0 | 0 | 0 | 0 | 0 | 0 | 0 | 0 | 0 | 0 | 1244
861
862 |  | 324 | Land and Land Rights |  | F10 |  | 0 | 0 | 0 | 0 | 0 | 0 | 0 | 0 | 0 | 0 | 0 | 0 | 0 | 1248
863
864 |  | 325 | Misc. Power Plant Equipment |  | F10 |  | 0 | 0 | 0 | 0 | 0 | 0 | 0 | 0 | 0 | 0 | 0 | 0 | 0 | 1252
865
866 |  | N00 | Unclassified Nuclear Plt - Acct 300 |  | F10 |  | 0 | 0 | 0 | 0 | 0 | 0 | 0 | 0 | 0 | 0 | 0 | 0 | 0 | 1258
867
868 |  | Total Nuclear Production Plant |  |  |  |  | 0 | 0 | 0 | 0 | 0 | 0 | 0 | 0 | 0 | 0 | 0 | 0 | 0
869
870
871 | [6 empty] | D: HYDRAULIC PRODUCTION PLANT
872
873
874 |  | 330 | Land and Land Rights |  | F10 |  | 13717847.9528 | 4982006.987 | 3652173.0412 | 1091794.9027 | 24638.5753 | 2374664.3675 | 122605.0524 | 3392.5264 | 5715.6936 | 868490.4724 | 277013.4243 | 315352.9101 | 0 | 1268
875
876 |  | 331 | Structures and Improvements |  | F10 |  | 110905959.9717 | 40278494.8031 | 29527062.7368 | 8826935.6963 | 199197.7789 | 19198669.6596 | 991236.4596 | 27427.8733 | 46210.199 | 7021565.6203 | 2239596.1705 | 2549562.9742 | 0 | 1275
877
878 |  | 332 | Reservoirs, Dams & Waterways |  | F10 |  | 211433922.7709 | 76787939.6355 | 56291138.041 | 16827893.1159 | 379755.6761 | 36600828.6583 | 1889718.218 | 52289.1903 | 88096.2903 | 13386090.0124 | 4269622.6955 | 4860551.2376 | 0 | 1282
879
880 |  | 333 | Water Wheel, Turbines, & Generators |  | F10 |  | 55723707.7836 | 20237569.5133 | 14835608.619 | 4435014.9035 | 100085.1426 | 9646199.8816 | 498037.8947 | 13780.8897 | 23217.9012 | 3527922.8538 | 1125265.0677 | 1281005.1163 | 0 | 1289
881
882 |  | 334 | Accessory Electric Equipment |  | F10 |  | 34213846.5749 | 12425682.4594 | 9108927.911 | 2723058.5599 | 61451.3616 | 5922678.4417 | 305790.7091 | 8461.3401 | 14255.5789 | 2166112.3434 | 690902.4527 | 786525.4172 | 0 | 1296
883
884 |  | 335 | Misc. Power Plant Equipment |  | F10 |  | 1037295.9509 | 376722.0407 | 276164.6229 | 82557.7332 | 1863.0834 | 179563.8603 | 9270.9676 | 256.531 | 432.2009 | 65672.2289 | 20946.7917 | 23845.8903 | 0 | 1303
885
886 |  | 336 | Roads, Railroads & Bridges |  | F10 |  | 9138504.1074 | 3318894.5868 | 2432990.8345 | 727327.8022 | 16413.633 | 1581944.9341 | 81676.5705 | 2260.0204 | 3807.6592 | 578567.7008 | 184539.7561 | 210080.6099 | 0 | 1310
887
888 |  | H00 | Unclassified Hydro Plant - Acct 300 |  | F10 |  | 0 | 0 | 0 | 0 | 0 | 0 | 0 | 0 | 0 | 0 | 0 | 0 | 0 | 1316
889
890 |  | Total Hydraulic Plant |  |  |  |  | 436171085.1122 | 158407310.0259 | 116124065.8063 | 34714582.7137 | 783405.2508 | 75504549.803 | 3898335.8721 | 107868.3712 | 181735.5231 | 27614421.232 | 8807886.3585 | 10026924.1555 | 0
891
892 |  | Distribution - METER - Unbundled
893 |  | A |  | B | C |  | D | E | F | G | H | I | J | K | L | M | N | O
894 |  | FERC ACCT |  | DESCRIPTION | COS Factor |  | Utah Jurisdiction Normalized | Residential Sch 1 | General Large Dist. Sch 6 | General +1 MW Sch 8 | Street & Area Lighting Sch. 7,11,12 | General Trans Sch 9 | Irrigation Sch 10 | Traffic Signals Sch 15 | Outdoor Lighting Sch 15 | General Small Dist. Sch 23 | Industrial Cust 1 | Industrial Cust 2
895 |  | 340 | Land and Land Rights |  | F10 |  | 16352163.4462 | 5938729.8082 | 4353520.3706 | 1301458.4182 | 29370.0595 | 2830684.5214 | 146149.5902 | 4044.0123 | 6813.3104 | 1035271.5824 | 330209.8701 | 375911.903 | 0 | 1322
896 |  |  |  | Wind Generation | F10 |  | 2363706.7981 | 858443.9647 | 629301.7881 | 188125.9395 | 4245.4449 | 409175.7197 | 21125.9373 | 584.5624 | 984.8647 | 149648.6068 | 47731.8685 | 54338.1017 | 0 | 1323
897 |  |  |  | Simple Cycle Combustion Turbine | F10 |  | 95075.3206 | 34529.1706 | 25312.3904 | 7566.9851 | 170.7644 | 16458.2649 | 849.7481 | 23.5128 | 39.6142 | 6019.3122 | 1919.9178 | 2185.6401 | 0 | 1324
898 |  |  |  | Total 340 |  |  | 18810945.565 | 6831702.9434 | 5008134.5491 | 1497151.3427 | 33786.2688 | 3256318.506 | 168125.2756 | 4652.0875 | 7837.7892 | 1190939.5013 | 379861.6563 | 432435.6449 | 0
899
900 |  | 341 | Structures and Improvements |  | F10 |  | 74257451.2515 | 26968599.0283 | 19769942.2315 | 5910103.9055 | 133373.5298 | 12854532.5851 | 663685.6405 | 18364.423 | 30940.1911 | 4701312.4172 | 1499529.0019 | 1707068.2975 | 0 | 1328
901 |  |  |  | Wind Generation | F10 |  | 23177499.9512 | 8417535.1043 | 6170664.7264 | 1844682.6638 | 41629.0208 | 4012202.457 | 207151.924 | 5731.9691 | 9657.1626 | 1467390.3626 | 468038.3286 | 532816.2321 | 0 | 1330
902 |  |  |  | Simple Cycle Combustion Turbine | F10 |  | 1871784.2792 | 679789.0157 | 498334.732 | 148974.1352 | 3361.9047 | 324020.1704 | 16729.3157 | 462.9063 | 779.8997 | 118504.5073 | 37798.1571 | 43029.5351 | 0 | 1331
903 |  |  |  | Total 341 |  |  | 99306735.482 | 36065923.1483 | 26438941.6899 | 7903760.7044 | 178364.4553 | 17190755.2126 | 887566.8802 | 24559.2983 | 41377.2534 | 6287207.2872 | 2005365.4876 | 2282914.0647 | 0
904
905 |  | 342 | Fuel Holders, Producers & Access |  | F10 |  | 5880417.8681 | 2135632.5719 | 1565573.8191 | 468018.7647 | 10561.7965 | 1017945.2947 | 52557.0005 | 1454.2713 | 2450.1414 | 372295.0502 | 118747.102 | 135182.0558 | 0 | 1335
906 |  |  |  | Simple Cycle Combustion Turbine | F10 |  | 1072792.9841 | 389613.747 | 285615.1802 | 85382.9198 | 1926.8395 | 185708.6681 | 9588.227 | 265.3097 | 446.9911 | 67919.581 | 21663.6064 | 24661.9142 | 0 | 1337
907 |  |  |  | Total 342 |  |  | 6953210.8521 | 2525246.319 | 1851188.9993 | 553401.6845 | 12488.6359 | 1203653.9628 | 62145.2274 | 1719.581 | 2897.1325 | 440214.6312 | 140410.7083 | 159843.97 | 0
908
909 |  | 343 | Prime Movers |  | F10 |  | 782865241.863 | 284318656.851 | 208426229.9051 | 62307752.8978 | 1406101.3261 | 135519959.1649 | 6996960.0451 | 193608.4289 | 326189.491 | 49563969.9527 | 15808906.9168 | 17996906.8838 | 0 | 1342
910 |  |  |  | Wind Generation | F10 |  | 473392546.292 | 171925288.9612 | 126033726.3844 | 37677015.431 | 850258.5777 | 81947869.3291 | 4231007.5284 | 117073.5169 | 197244.2579 | 29970948.62 | 9559523.5288 | 10882590.1567 | 0 | 1343
911 |  |  |  | Simple Cycle Combustion Turbine | F10 |  | 24102779.4339 | 8753575.3391 | 6417006.6303 | 1918325.0767 | 43290.9118 | 4172375.4102 | 215421.7299 | 5960.7976 | 10042.6905 | 1525970.7185 | 486723.0989 | 554087.0305 | 0 | 1344
912 |  |  |  | Total 343 |  |  | 1280360567.5889 | 464997521.1513 | 340876962.9198 | 101903093.4054 | 2299650.8155 | 221640203.9041 | 11443389.3033 | 316642.7434 | 533476.4394 | 81060889.2912 | 25855153.5444 | 29433584.0709 | 0
913
914 |  | 344 | Generators |  | F10 |  | 24431483.1413 | 8872952.9683 | 6504519.1047 | 1944486.3983 | 43881.2953 | 4229276.5352 | 218359.5621 | 6042.0885 | 10179.6486 | 1546781.2742 | 493360.8266 | 561643.4395 | 0 | 1349
915 |  |  |  | Wind Generation | F10 |  | 174709588.6725 | 63450505.8267 | 46513830.1563 | 13905026.4308 | 313795.2373 | 30243565.6311 | 1561489.6997 | 43206.9878 | 72794.689 | 11061036.2299 | 3528024.3356 | 4016313.4482 | 0 | 1350
916 |  |  |  | Simple Cycle Combustion Turbine | F10 |  | 7546305.0716 | 2740644.5036 | 2009091.5162 | 600605.681 | 13553.8902 | 1306323.107 | 67446.0843 | 1866.2577 | 3144.2518 | 477764.0107 | 152387.4456 | 173478.3235 | 0 | 1351
917 |  |  |  | Total 344 |  |  | 206687376.8854 | 75064103.2986 | 55027440.7773 | 16450118.5101 | 371230.4228 | 35779165.2734 | 1847295.3461 | 51115.334 | 86118.5893 | 13085581.5149 | 4173772.6078 | 4751435.2113 | 0
918
919 |  | 345 | Accessory Electric Plant |  | F10 |  | 92173863.5785 | 33475428.0661 | 24539920.6072 | 7336059.9096 | 165553.1308 | 15956000.5481 | 823815.9088 | 22795.2858 | 38405.2632 | 5835618.1377 | 1861326.7668 | 2118939.9545 | 0 | 1355
920 |  |  |  | Wind Generation | F10 |  | 48984278.439 | 17789963.7228 | 13041335.7673 | 3898627.9549 | 87980.4789 | 8479553.1322 | 437803.3674 | 12114.1784 | 20409.8432 | 3101242.9405 | 989171.3884 | 1126075.665 | 0 | 1356
921 |  |  |  | Simple Cycle Combustion Turbine | F10 |  | 1263610.2688 | 458914.1977 | 336417.4449 | 100569.9476 | 2269.5657 | 218740.5991 | 11293.6813 | 312.5003 | 526.4972 | 80000.4114 | 25516.9039 | 29048.5196 | 0 | 1358
922 |  |  |  | Total 345 |  |  | 142421752.2863 | 51724305.9866 | 37917673.8194 | 11335257.8122 | 255803.1754 | 24654294.2794 | 1272912.9574 | 35221.9644 | 59341.6036 | 9016861.4896 | 2876015.0591 | 3274064.1391 | 0
923
924 |  | 346 | Misc. Power Plant Equipment |  | F10 |  | 5507058.8375 | 2000037.156 | 1466172.5288 | 438303.354 | 9891.2077 | 953313.9918 | 49220.0555 | 1361.9368 | 2294.5772 | 348657.322 | 111207.6203 | 126599.0873 | 0 | 1362
925 |  |  |  | Wind Generation | F10 |  | 1135003.4421 | 412207.1551 | 302177.7896 | 90334.2111 | 2038.5754 | 196477.7741 | 10144.2411 | 280.6948 | 472.9118 | 71858.1864 | 22919.8626 | 26092.0401 | 0 | 1363
926
927 |  | O00 | Unclassified Other Prod - Acct 300 |  | F10 |  | 6678275.4205 | 2425396.0913 | 1777991.5287 | 531519.7462 | 11994.8254 | 1156060.5375 | 59687.9562 | 1651.5875 | 2782.5776 | 422808.1981 | 134858.7584 | 153523.6136 | 0 | 1370
928
929 |  | Total Other Production Plant |  |  |  |  | 1767860926.3597 | 642046443.2496 | 470666684.6019 | 140702940.7707 | 3175248.3824 | 306030243.4418 | 15800487.2429 | 437205.2278 | 736598.874 | 111925017.422 | 35699565.3047 | 40640491.8418 | 0
930
931 |  | Experimental Plant
932 |  | 103 | Experimental Plant |  | F10 |  | 0 | 0 | 0 | 0 | 0 | 0 | 0 | 0 | 0 | 0 | 0 | 0 | 0 | 1376
933
934 |  | TOTAL PRODUCTION PLANT |  |  |  |  | 5239472287.4986 | 1902855873.1826 | 1394931588.7073 | 417006308.5538 | 9410596.5335 | 906992714.0432 | 46828465.8616 | 1295760.6793 | 2183084.2742 | 331716153.8651 | 105804071.0673 | 120447670.7306 | 0
935
936 | [6 empty] | D: TRANSMISSION PLANT
937 |  | 350 | Land and Land Rights
938 |  |  |  | Demand | F10 |  | 0 | 0 | 0 | 0 | 0 | 0 | 0 | 0 | 0 | 0 | 0 | 0 | 0 | 1385
939 |  |  |  | Direct Assigned | A | 0 | 0 | 0 | 0 | 0 | 0 | 0 | 0 | 0 | 0 | 0 | 0 | 0 | 0
940 | [6 empty] | 0 | 0 | 0 | 0 | 0 | 0 | 0 | 0 | 0 | 0 | 0 | 0 | 0
941 |  | 352 | Structures and Improvements
942 |  |  |  | Demand | F10 |  | 0 | 0 | 0 | 0 | 0 | 0 | 0 | 0 | 0 | 0 | 0 | 0 | 0 | 1392
943 |  |  |  | Direct Assigned | A | 0 | 0 | 0 | 0 | 0 | 0 | 0 | 0 | 0 | 0 | 0 | 0 | 0 | 0
944 | [6 empty] | 0 | 0 | 0 | 0 | 0 | 0 | 0 | 0 | 0 | 0 | 0 | 0 | 0
945 |  | 353 | Station Equipment
946 |  |  |  | Demand | F10 |  | 0 | 0 | 0 | 0 | 0 | 0 | 0 | 0 | 0 | 0 | 0 | 0 | 0 | 1398
947 |  |  |  | Direct Assigned | A | 0 | 0 | 0 | 0 | 0 | 0 | 0 | 0 | 0 | 0 | 0 | 0 | 0 | 0
948 | [6 empty] | 0 | 0 | 0 | 0 | 0 | 0 | 0 | 0 | 0 | 0 | 0 | 0 | 0
949 |  | 354 | Towers and Fixtures
950 |  |  |  | Demand | F10 |  | 0 | 0 | 0 | 0 | 0 | 0 | 0 | 0 | 0 | 0 | 0 | 0 | 0 | 1404
951 |  |  |  | Direct Assigned | A | 0 | 0 | 0 | 0 | 0 | 0 | 0 | 0 | 0 | 0 | 0 | 0 | 0 | 0
952 | [6 empty] | 0 | 0 | 0 | 0 | 0 | 0 | 0 | 0 | 0 | 0 | 0 | 0 | 0
953 |  | 355 | Poles and Fixtures
954 |  |  |  | Demand | F10 |  | 0 | 0 | 0 | 0 | 0 | 0 | 0 | 0 | 0 | 0 | 0 | 0 | 0 | 1410
955 |  |  |  | Direct Assigned | A | 0 | 0 | 0 | 0 | 0 | 0 | 0 | 0 | 0 | 0 | 0 | 0 | 0 | 0
956 | [6 empty] | 0 | 0 | 0 | 0 | 0 | 0 | 0 | 0 | 0 | 0 | 0 | 0 | 0
957 |  | 356 | Overhead Conductors
958 |  |  |  | Demand | F10 |  | 0 | 0 | 0 | 0 | 0 | 0 | 0 | 0 | 0 | 0 | 0 | 0 | 0 | 1416
959 |  |  |  | Direct Assigned | A | 0 | 0 | 0 | 0 | 0 | 0 | 0 | 0 | 0 | 0 | 0 | 0 | 0 | 0
960 | [6 empty] | 0 | 0 | 0 | 0 | 0 | 0 | 0 | 0 | 0 | 0 | 0 | 0 | 0
961 |  | 357 | Underground Conduit
962 |  |  |  | Demand | F10 |  | 0 | 0 | 0 | 0 | 0 | 0 | 0 | 0 | 0 | 0 | 0 | 0 | 0 | 1422
963 |  |  |  | Direct Assigned | A | 0 | 0 | 0 | 0 | 0 | 0 | 0 | 0 | 0 | 0 | 0 | 0 | 0 | 0
964 | [6 empty] | 0 | 0 | 0 | 0 | 0 | 0 | 0 | 0 | 0 | 0 | 0 | 0 | 0
965 |  | 358 | Underground Conductors
966 |  |  |  | Demand | F10 |  | 0 | 0 | 0 | 0 | 0 | 0 | 0 | 0 | 0 | 0 | 0 | 0 | 0 | 1428
967 |  |  |  | Direct Assigned | A | 0 | 0 | 0 | 0 | 0 | 0 | 0 | 0 | 0 | 0 | 0 | 0 | 0 | 0
968 | [6 empty] | 0 | 0 | 0 | 0 | 0 | 0 | 0 | 0 | 0 | 0 | 0 | 0 | 0
969 |  | 359 | Roads and Trails
970 |  |  |  | Demand | F10 |  | 0 | 0 | 0 | 0 | 0 | 0 | 0 | 0 | 0 | 0 | 0 | 0 | 0 | 1434
971 |  |  |  | Direct Assigned | A | 0 | 0 | 0 | 0 | 0 | 0 | 0 | 0 | 0 | 0 | 0 | 0 | 0 | 0
972 | [6 empty] | 0 | 0 | 0 | 0 | 0 | 0 | 0 | 0 | 0 | 0 | 0 | 0 | 0
973
974 |  | T00 | Unclassified Trans Plant - Acct 300 |  | F10 |  | 0 | 0 | 0 | 0 | 0 | 0 | 0 | 0 | 0 | 0 | 0 | 0 | 0 | 1438
975 |  | TS0 | Unclassified Trans Sub - Acct 300 |  | F10 |  | 0 | 0 | 0 | 0 | 0 | 0 | 0 | 0 | 0 | 0 | 0 | 0 | 0 | 1442
976
977 |  | TOTAL TRANSMISSION PLANT |  |  |  |  | 0 | 0 | 0 | 0 | 0 | 0 | 0 | 0 | 0 | 0 | 0 | 0 | 0
978 |  | Distribution - METER - Unbundled |  |  |  |  | D: DISTRIBUTION PLANT
979 |  | A |  | B | C |  | D | E | F | G | H | I | J | K | L | M | N | O
980 |  | FERC ACCT |  | DESCRIPTION | COS Factor |  | Utah Jurisdiction Normalized | Residential Sch 1 | General Large Dist. Sch 6 | General +1 MW Sch 8 | Street & Area Lighting Sch. 7,11,12 | General Trans Sch 9 | Irrigation Sch 10 | Traffic Signals Sch 15 | Outdoor Lighting Sch 15 | General Small Dist. Sch 23 | Industrial Cust 1 | Industrial Cust 2
981
982 |  | 360 | Land and Land Rights
983 |  |  |  | Demand Primary | F20 |  | 0 | 0 | 0 | 0 | 0 | 0 | 0 | 0 | 0 | 0 | 0 | 0 | 0 | 1447
984 |  |  |  | Assigned | A | 0 | 0 | 0 | 0 | 0 | 0 | 0 | 0 | 0 | 0 | 0 | 0 | 0 | 0
985 | [6 empty] | 0 | 0 | 0 | 0 | 0 | 0 | 0 | 0 | 0 | 0 | 0 | 0 | 0
986 |  | 361 | Structures and Improvements
987 |  |  |  | Demand Primary | F20 |  | 0 | 0 | 0 | 0 | 0 | 0 | 0 | 0 | 0 | 0 | 0 | 0 | 0 | 1451
988 |  |  |  | Assigned | A | 0 | 0 | 0 | 0 | 0 | 0 | 0 | 0 | 0 | 0 | 0 | 0 | 0 | 0
989 | [6 empty] | 0 | 0 | 0 | 0 | 0 | 0 | 0 | 0 | 0 | 0 | 0 | 0 | 0
990 |  | 362 | Station Equipment
991 |  |  |  | Demand Primary | F20 |  | 0 | 0 | 0 | 0 | 0 | 0 | 0 | 0 | 0 | 0 | 0 | 0 | 0 | 1455
992 |  |  |  | Assigned | A | 0 | 0 | 0 | 0 | 0 | 0 | 0 | 0 | 0 | 0 | 0 | 0 | 0 | 0
993 | [6 empty] | 0 | 0 | 0 | 0 | 0 | 0 | 0 | 0 | 0 | 0 | 0 | 0 | 0
994 |  | 364 | Poles, Towers & Fixtures
995 |  |  |  | Demand Primary | F20 | 0 | 0 | 0 | 0 | 0 | 0 | 0 | 0 | 0 | 0 | 0 | 0 | 0 | 0 | 1459
996 |  |  |  | Demand Secondary | F22 | 0 | 0 | 0 | 0 | 0 | 0 | 0 | 0 | 0 | 0 | 0 | 0 | 0 | 0
997 |  |  |  | Assigned | A | 0 | 0 | 0 | 0 | 0 | 0 | 0 | 0 | 0 | 0 | 0 | 0 | 0 | 0
998 | [6 empty] | 0 | 0 | 0 | 0 | 0 | 0 | 0 | 0 | 0 | 0 | 0 | 0 | 0
999 |  | 365 | Overhead Conductors
1000 |  |  |  | Demand Primary | F20 | 0 | 0 | 0 | 0 | 0 | 0 | 0 | 0 | 0 | 0 | 0 | 0 | 0 | 0 | 1463
1001 |  |  |  | Demand Secondary | F22 | 0 | 0 | 0 | 0 | 0 | 0 | 0 | 0 | 0 | 0 | 0 | 0 | 0 | 0
1002 |  |  |  | Assigned | A | 0 | 0 | 0 | 0 | 0 | 0 | 0 | 0 | 0 | 0 | 0 | 0 | 0 | 0
1003 | [6 empty] | 0 | 0 | 0 | 0 | 0 | 0 | 0 | 0 | 0 | 0 | 0 | 0 | 0
1004 |  | 366 | Underground Conduit
1005 |  |  |  | Demand Primary | F20 | 0 | 0 | 0 | 0 | 0 | 0 | 0 | 0 | 0 | 0 | 0 | 0 | 0 | 0 | 1467
1006 |  |  |  | Demand Secondary | F22 | 0 | 0 | 0 | 0 | 0 | 0 | 0 | 0 | 0 | 0 | 0 | 0 | 0 | 0
1007 |  |  |  | Assigned | A | 0 | 0 | 0 | 0 | 0 | 0 | 0 | 0 | 0 | 0 | 0 | 0 | 0 | 0
1008 | [6 empty] | 0 | 0 | 0 | 0 | 0 | 0 | 0 | 0 | 0 | 0 | 0 | 0 | 0
1009 |  | 367 | Underground Conductors
1010 |  |  |  | Demand Primary | F20 | 0 | 0 | 0 | 0 | 0 | 0 | 0 | 0 | 0 | 0 | 0 | 0 | 0 | 0 | 1471
1011 |  |  |  | Demand Secondary | F22 | 0 | 0 | 0 | 0 | 0 | 0 | 0 | 0 | 0 | 0 | 0 | 0 | 0 | 0
1012 |  |  |  | Assigned | A | 0 | 0 | 0 | 0 | 0 | 0 | 0 | 0 | 0 | 0 | 0 | 0 | 0 | 0
1013 | [6 empty] | 0 | 0 | 0 | 0 | 0 | 0 | 0 | 0 | 0 | 0 | 0 | 0 | 0
1014 |  | 368 | Line Transformers
1015 |  |  |  | Demand Secondary | F21 |  | 0 | 0 | 0 | 0 | 0 | 0 | 0 | 0 | 0 | 0 | 0 | 0 | 0 | 1475
1016 |  |  |  | Assigned | A | 0 | 0 | 0 | 0 | 0 | 0 | 0 | 0 | 0 | 0 | 0 | 0 | 0 | 0
1017 | [6 empty] | 0 | 0 | 0 | 0 | 0 | 0 | 0 | 0 | 0 | 0 | 0 | 0 | 0
1018 |  | 369 | Services
1019 |  |  |  | Customer | F70 |  | 0 | 0 | 0 | 0 | 0 | 0 | 0 | 0 | 0 | 0 | 0 | 0 | 0 | 1479
1020 |  |  |  | Assigned | A | 0 | 0 | 0 | 0 | 0 | 0 | 0 | 0 | 0 | 0 | 0 | 0 | 0 | 0
1021 | [6 empty] | 0 | 0 | 0 | 0 | 0 | 0 | 0 | 0 | 0 | 0 | 0 | 0 | 0
1022 |  | 370 | Meters
1023 |  |  |  | Customer | F60 |  | 0 | 0 | 0 | 0 | 0 | 0 | 0 | 0 | 0 | 0 | 0 | 0 | 0 | 1483
1024 |  |  |  | Assigned | A | 0 | 0 | 0 | 0 | 0 | 0 | 0 | 0 | 0 | 0 | 0 | 0 | 0 | 0
1025 | [6 empty] | 0 | 0 | 0 | 0 | 0 | 0 | 0 | 0 | 0 | 0 | 0 | 0 | 0
1026 |  | 371 | Install on Customers' Premises
1027 |  |  |  | Demand Primary | F20 | 0 | 0 | 0 | 0 | 0 | 0 | 0 | 0 | 0 | 0 | 0 | 0 | 0 | 0 | 1487
1028 |  |  |  | Demand Secondary | F22 | 0 | 0 | 0 | 0 | 0 | 0 | 0 | 0 | 0 | 0 | 0 | 0 | 0 | 0
1029 |  |  |  | Assigned | A | 0 | 0 | 0 | 0 | 0 | 0 | 0 | 0 | 0 | 0 | 0 | 0 | 0 | 0
1030 | [6 empty] | 0 | 0 | 0 | 0 | 0 | 0 | 0 | 0 | 0 | 0 | 0 | 0 | 0
1031 |  | 372 | Leased Property
1032 |  |  |  | Demand Primary | F20 | 0.67796 | 0 | 0 | 0 | 0 | 0 | 0 | 0 | 0 | 0 | 0 | 0 | 0 | 0 | 1491
1033 |  |  |  | Demand Secondary | F22 | 0.48784 | 0 | 0 | 0 | 0 | 0 | 0 | 0 | 0 | 0 | 0 | 0 | 0 | 0
1034 |  |  |  | Assigned | A | 0 | 0 | 0 | 0 | 0 | 0 | 0 | 0 | 0 | 0 | 0 | 0 | 0 | 0
1035 | [6 empty] | 0 | 0 | 0 | 0 | 0 | 0 | 0 | 0 | 0 | 0 | 0 | 0 | 0
1036
1037 |  | 373 | Street Lights |  | A | 0 | 0 | 0 | 0 | 0 | 0 | 0 | 0 | 0 | 0 | 0 | 0 | 0 | 0 | 1496
1038
1039
1040 |  | D00 | Unclassified Dist Plant - Acct 300 |  | F22 |  | 0 | 0 | 0 | 0 | 0 | 0 | 0 | 0 | 0 | 0 | 0 | 0 | 0 | 1499
1041 |  | DS0 | Unclassified Dist Sub - Acct 300 |  | F20 |  | 0 | 0 | 0 | 0 | 0 | 0 | 0 | 0 | 0 | 0 | 0 | 0 | 0 | 1503
1042 |  | TOTAL DISTRIBUTION PLANT |  |  |  |  | 0 | 0 | 0 | 0 | 0 | 0 | 0 | 0 | 0 | 0 | 0 | 0 | 0
1043
1044 |  | Distribution - METER - Unbundled |  |  |  |  | DISTRIBUTION PLANT D: GENERAL PLANT
1045
1046 |  | A |  | B | C |  | D | E | F | G | H | I | J | K | L | M | N | O
1047 |  | FERC ACCT |  | DESCRIPTION | COS Factor |  | Utah Jurisdiction Normalized | Residential Sch 1 | General Large Dist. Sch 6 | General +1 MW Sch 8 | Street & Area Lighting Sch. 7,11,12 | General Trans Sch 9 | Irrigation Sch 10 | Traffic Signals Sch 15 | Outdoor Lighting Sch 15 | General Small Dist. Sch 23 | Industrial Cust 1 | Industrial Cust 2
1048 |  | 389 | Land and Land Rights
1049 |  |  |  | Situs | F107P |  | 0 | 0 | 0 | 0 | 0 | 0 | 0 | 0 | 0 | 0 | 0 | 0 | 0 | 1510
1050 |  |  |  | Customer - System | F42 |  | 0 | 0 | 0 | 0 | 0 | 0 | 0 | 0 | 0 | 0 | 0 | 0 | 0 | 1511
1051 |  |  |  | System Generation | F105P |  | 98.6921 | 35.8427 | 26.2753 | 7.8548 | 0.17726 | 17.0844 | 0.88207 | 0.024407 | 0.041121 | 6.2483 | 1.993 | 2.2688 | 0 | 1512
1052 |  |  |  | System Generation | F105P |  | 237.6961 | 86.3258 | 63.2831 | 18.9181 | 0.42693 | 41.147 | 2.1244 | 0.058784 | 0.099039 | 15.0488 | 4.8 | 5.4643 | 0 | 1513
1053 |  |  |  | System Overheads | F102P |  | 1639857.0679 | 595558.3848 | 436587.5606 | 130515.1941 | 2945.3411 | 283871.7968 | 14656.4361 | 405.5489 | 683.2646 | 103820.967 | 33114.7002 | 37697.8736 | 0 | 1514
1054 |  |  | Total Land & Land Rights |  |  |  | 1640193.4562 | 595680.5533 | 436677.119 | 130541.967 | 2945.9453 | 283930.0282 | 14659.4426 | 405.6321 | 683.4048 | 103842.2641 | 33121.4931 | 37705.6067 | 0
1055
1056 |  | 390 | Structures and Improvements
1057 |  |  |  | Situs | F107P |  | 0 | 0 | 0 | 0 | 0 | 0 | 0 | 0 | 0 | 0 | 0 | 0 | 0 | 1518
1058 |  |  |  | System Generation | F105P |  | 98642.557 | 35824.7088 | 26262.1141 | 7850.8992 | 177.1715 | 17075.7808 | 881.6307 | 24.395 | 41.1005 | 6245.1575 | 1991.9533 | 2267.6456 | 0 | 1519
1059 |  |  |  | System Generation | F105P |  | 469381.9799 | 170468.7434 | 124965.9727 | 37357.817 | 843.0552 | 81253.6096 | 4195.1626 | 116.0817 | 195.5732 | 29717.0357 | 9478.5356 | 10790.3932 | 0 | 1520
1060 |  |  |  | System Generation | F105P |  | 135600.2771 | 49246.903 | 36101.5575 | 10792.3409 | 243.5511 | 23473.4448 | 1211.9451 | 33.535 | 56.4994 | 8584.9872 | 2738.2646 | 3117.2486 | 0 | 1521
1061 |  |  |  | Customer - System | F42 |  | 0 | 0 | 0 | 0 | 0 | 0 | 0 | 0 | 0 | 0 | 0 | 0 | 0 | 1522
1062 |  |  |  | System Generation | F102P |  | 1100005.4857 | 399496.702 | 292860.1041 | 87548.7457 | 1975.7157 | 190419.3602 | 9831.4423 | 272.0396 | 458.3295 | 69642.4313 | 22213.1261 | 25287.4891 | 0 | 1523
1063 |  |  |  | System Overheads | F102P |  | 21335238.1629 | 7748467.9785 | 5680189.9186 | 1698058.2051 | 38320.1413 | 3693292.8555 | 190686.4694 | 5276.364 | 8889.5638 | 1350754.9533 | 430836.3383 | 490465.3752 | 0 | 1524
1064
1065 |  |  | Total Structures and Improvements |  |  |  | 23138868.4626 | 8403505.0358 | 6160379.667 | 1841608.0079 | 41559.6349 | 4005515.051 | 206806.6501 | 5722.4152 | 9641.0663 | 1464944.565 | 467258.2178 | 531928.1517 | 0
1066
1067 |  | 391 | Office Furniture & Equipment
1068 |  |  |  | Situs | F107P |  | 0 | 0 | 0 | 0 | 0 | 0 | 0 | 0 | 0 | 0 | 0 | 0 | 0 | 1528
1069 |  |  |  | System Generation | F105P |  | 1097.5014 | 398.5873 | 292.1934 | 87.3495 | 1.9712 | 189.9859 | 9.8091 | 0.27142 | 0.45729 | 69.4839 | 22.1626 | 25.2299 | 0 | 1529
1070 |  |  |  | System Generation | F105P |  | 0 | 0 | 0 | 0 | 0 | 0 | 0 | 0 | 0 | 0 | 0 | 0 | 0 | 1530
1071 |  |  |  | Customer - System | F42 |  | 0 | 0 | 0 | 0 | 0 | 0 | 0 | 0 | 0 | 0 | 0 | 0 | 0 | 1531
1072 |  |  |  | System Generation | F105P |  | 718747.3348 | 261032.5071 | 191355.7905 | 57204.6489 | 1290.9394 | 124420.6592 | 6423.8979 | 177.7516 | 299.4741 | 45504.6021 | 14514.1323 | 16522.9316 | 0 | 1532
1073 |  |  |  | Energy | F30 |  | 30558.772 | 8884.6885 | 8372.6504 | 2757.0954 | 112.165 | 6352.7375 | 317.0525 | 9.2976 | 24.7022 | 1835.7236 | 722.1992 | 1170.4601 | 0 | 1533
1074 |  |  |  | System Overheads | F102P |  | 13257304.6266 | 4814748.2393 | 3529560.2286 | 1055140.5486 | 23811.3951 | 2294940.7964 | 118488.8865 | 3278.6306 | 5523.8031 | 839333.0206 | 267713.3734 | 304765.7044 | 0 | 1534
1075 |  |  |  | Cholla | F10 |  | 17556.2951 | 6376.0427 | 4674.1025 | 1397.2945 | 31.5328 | 3039.1289 | 156.9117 | 4.3418 | 7.315 | 1111.5063 | 354.5257 | 403.5931 | 0 | 1535
1076 |  |  |  | Simple Cycle Combustion Turbine | F10 |  | 0 | 0 | 0 | 0 | 0 | 0 | 0 | 0 | 0 | 0 | 0 | 0 | 0 | 1536
1077 |  |  | Total Office Furniture & Equipment |  |  |  | 14025264.5299 | 5091440.065 | 3734254.9655 | 1116586.9369 | 25248.0035 | 2428943.3079 | 125396.5576 | 3470.293 | 5855.7517 | 887854.3365 | 283326.3932 | 322887.9191 | 0
1078
1079 |  | 392 | Transportation Equipment
1080 |  |  |  | Situs | F107P |  | 0 | 0 | 0 | 0 | 0 | 0 | 0 | 0 | 0 | 0 | 0 | 0 | 0 | 1540
1081 |  |  |  | System Overheads | F102P |  | 1577698.8018 | 572983.9317 | 420038.8465 | 125568.0567 | 2833.6989 | 273111.7257 | 14100.8885 | 390.1767 | 657.3657 | 99885.6659 | 31859.4979 | 36268.9476 | 0 | 1541
1082 |  |  |  | System Generation | F105P |  | 3682608.0093 | 1337438.5615 | 980439.6243 | 293096.4585 | 6614.3184 | 637487.6037 | 32913.7886 | 910.7365 | 1534.3995 | 233149.5422 | 74365.2983 | 84657.6778 | 0 | 1542
1083 |  |  |  | Customer - System | F42 |  | 0 | 0 | 0 | 0 | 0 | 0 | 0 | 0 | 0 | 0 | 0 | 0 | 0 | 1543
1084 |  |  |  | System Generation | F105P |  | 181399.9855 | 65880.3041 | 48295.0488 | 14437.5109 | 325.8118 | 31401.7245 | 1621.286 | 44.8616 | 75.5823 | 11484.6118 | 3663.1279 | 4170.1157 | 0 | 1544
1085 |  |  |  | Energy | F30 |  | 252252.0461 | 73340.0169 | 69113.3203 | 22758.8647 | 925.8831 | 52439.6414 | 2617.1583 | 76.7481 | 203.9083 | 15153.2603 | 5961.5036 | 9661.7411 | 0 | 1545
1086 |  |  |  | System Generation | F105P |  | 21755.1258 | 7900.9615 | 5791.9787 | 1731.4768 | 39.0743 | 3765.9786 | 194.4393 | 5.3802 | 9.0645 | 1377.3385 | 439.3154 | 500.118 | 0 | 1546
1087 |  |  |  | Cholla | F10 |  | 63715.7072 | 23140.08 | 16963.3596 | 5071.0931 | 114.4395 | 11029.6761 | 569.4674 | 15.7574 | 26.5479 | 4033.9042 | 1286.6527 | 1464.7293 | 0 | 1547
1088 |  |  |  | Simple Cycle Combustion Turbine | F10 |  | 13106.2503 | 4759.8888 | 3489.3443 | 1043.1182 | 23.5401 | 2268.7921 | 117.1388 | 3.2413 | 5.4609 | 829.7696 | 264.663 | 301.2932 | 0 | 1548
1089 |  |  | Total Transportation Equipment |  |  |  | 5792535.926 | 2085443.7444 | 1544131.5226 | 463706.579 | 10876.7662 | 1011505.1421 | 52134.1669 | 1446.9018 | 2512.329 | 365914.0925 | 117840.0588 | 137024.6227 | 0
1090
1091 |  | 393 | Stores Equipment
1092 |  |  |  | Situs | F107P |  | 0 | 0 | 0 | 0 | 0 | 0 | 0 | 0 | 0 | 0 | 0 | 0 | 0 | 1552
1093 |  |  |  | System Generation | F105P |  | 0 | 0 | 0 | 0 | 0 | 0 | 0 | 0 | 0 | 0 | 0 | 0 | 0 | 1553
1094 |  |  |  | System Generation | F105P |  | 0 | 0 | 0 | 0 | 0 | 0 | 0 | 0 | 0 | 0 | 0 | 0 | 0 | 1554
1095 |  |  |  | System Overheads | F102P |  | 41843.3515 | 15196.5432 | 11140.1702 | 3330.2861 | 75.1547 | 7243.4041 | 373.9804 | 10.3482 | 17.4345 | 2649.1438 | 844.97 | 961.9164 | 0 | 1555
1096 |  |  |  | System Generation | F105P |  | 1088932.9708 | 395475.4191 | 289912.2117 | 86667.4912 | 1955.8284 | 188502.6232 | 9732.4802 | 269.3013 | 453.716 | 68941.4195 | 21989.5316 | 25032.9485 | 0 | 1556
1097 |  |  |  | Simple Cycle Combustion Turbine | F10 |  | 15840.3955 | 5752.8675 | 4217.2698 | 1260.7271 | 28.4509 | 2742.0936 | 141.5756 | 3.9174 | 6.6001 | 1002.8711 | 319.8754 | 364.1471 | 0 | 1557
1098 |  |  | Total Stores Equipment |  |  |  | 1146616.7178 | 416424.8298 | 305269.6516 | 91258.5044 | 2059.434 | 198488.1209 | 10248.0362 | 283.5669 | 477.7506 | 72593.4344 | 23154.377 | 26359.012 | 0 | 1558
1099
1100 |  | 394 | Tools, Shop & Garage Equipment
1101 |  |  |  | Situs | F107P |  | 0 | 0 | 0 | 0 | 0 | 0 | 0 | 0 | 0 | 0 | 0 | 0 | 0 | 1561
1102 |  |  |  | System Generation | F105P |  | 37173.7285 | 13500.6435 | 9896.9525 | 2958.6337 | 66.7676 | 6435.0566 | 332.245 | 9.1933 | 15.4888 | 2353.5054 | 750.6733 | 854.5687 | 0 | 1562
1103 |  |  |  | System Generation | F105P |  | 4468682.9922 | 1622922.9225 | 1189720.4 | 355659.6727 | 8026.1848 | 773563.1936 | 39939.4362 | 1105.1387 | 1861.9264 | 282916.724 | 90239.0216 | 102728.3719 | 0 | 1563
1104 |  |  |  | System Overheads | F102P |  | 811226.2145 | 294618.7101 | 215976.9172 | 64564.9849 | 1457.0404 | 140429.4604 | 7250.4399 | 200.6223 | 338.0064 | 51359.5311 | 16381.6185 | 18648.8834 | 0 | 1564
1105 |  |  |  | Energy | F30 |  | 20086.3707 | 5839.9319 | 5503.3677 | 1812.2469 | 73.7264 | 4175.6731 | 208.3995 | 6.1113 | 16.2368 | 1206.6265 | 474.7037 | 769.3468 | 0 | 1565
1106 |  |  |  | System Generation | F105P |  | 3112.1121 | 1130.2476 | 828.5536 | 247.691 | 5.5897 | 538.7304 | 27.8149 | 0.76965 | 1.2967 | 197.0309 | 62.8449 | 71.5428 | 0 | 1566
1107 |  |  |  | Cholla | F10 |  | 316474.4503 | 114936.2442 | 84256.6166 | 25188.0027 | 568.4186 | 54784.1471 | 2828.5316 | 78.2665 | 131.8626 | 20036.3093 | 6390.7744 | 7275.2766 | 0 | 1567
1108 |  |  |  | Simple Cycle Combustion Turbine | F10 |  | 17410.3411 | 6323.0356 | 4635.2444 | 1385.6781 | 31.2706 | 3013.8632 | 155.6072 | 4.3057 | 7.2542 | 1102.2659 | 351.5783 | 400.2378 | 0 | 1568
1109 |  |  | Total Tools, Shop & Garage Equipment |  |  |  | 5674166.2094 | 2059271.7354 | 1510818.052 | 451816.9101 | 10228.998 | 982940.1243 | 50742.4744 | 1404.4075 | 2372.072 | 359171.993 | 114651.2146 | 130748.2282 | 0
1110
1111 |  | 395 | Laboratory Equipment
1112 |  |  |  | Situs | F107P |  | 0 | 0 | 0 | 0 | 0 | 0 | 0 | 0 | 0 | 0 | 0 | 0 | 0 | 1572
1113 |  |  |  | System Generation | F105P |  | 450.7194 | 163.6909 | 119.9973 | 35.8725 | 0.80954 | 78.023 | 4.0284 | 0.11147 | 0.1878 | 28.5355 | 9.1017 | 10.3614 | 0 | 1573
1114 |  |  |  | System Generation | F105P |  | 0 | 0 | 0 | 0 | 0 | 0 | 0 | 0 | 0 | 0 | 0 | 0 | 0 | 1574
1115 |  |  |  | System Overheads | F102P |  | 1007296.5283 | 365826.9402 | 268177.7228 | 80170.098 | 1809.2015 | 174370.7309 | 9002.8439 | 249.112 | 419.7013 | 63772.9359 | 20340.9938 | 23156.2482 | 0 | 1575
1116 |  |  |  | Energy | F30 |  | 117300.2926 | 34104.0066 | 32138.5409 | 10583.151 | 430.547 | 24385.0758 | 1217.0107 | 35.6888 | 94.8198 | 7046.4517 | 2772.1722 | 4492.828 | 0 | 1576
1117 |  |  |  | System Generation | F105P |  | 1167180.1455 | 423892.994 | 310744.3585 | 92895.1347 | 2096.3679 | 202047.8075 | 10431.8245 | 288.6524 | 486.3186 | 73895.3252 | 23569.6277 | 26831.7346 | 0 | 1577
1118 |  |  |  | Cholla | F10 |  | 44003.6589 | 15981.1172 | 11715.3199 | 3502.2236 | 79.0348 | 7617.3698 | 393.2884 | 10.8824 | 18.3346 | 2785.915 | 888.5945 | 1011.5786 | 0 | 1578
1119 |  |  |  | Simple Cycle Combustion Turbine | F10 |  | 2715.0494 | 986.0435 | 722.8415 | 216.0891 | 4.8765 | 469.9958 | 24.2661 | 0.67145 | 1.1313 | 171.8925 | 54.8268 | 62.4149 | 0 | 1579
1120 |  |  | Total Laboratory Equipment |  |  |  | 2338946.3942 | 840954.7924 | 623618.7809 | 187402.5688 | 4420.8372 | 408969.0028 | 21073.262 | 585.1185 | 1020.4934 | 147701.0558 | 47635.3167 | 55565.1657 | 0
1121
1122 |  | 396 | Power Operated Equipment
1123 |  |  |  | Situs | F107P |  | 0 | 0 | 0 | 0 | 0 | 0 | 0 | 0 | 0 | 0 | 0 | 0 | 0 | 1583
1124 |  |  |  | System Generation | F105P |  | 197754.0479 | 71819.7236 | 52649.0748 | 15739.1205 | 355.1853 | 34232.7377 | 1767.4526 | 48.9061 | 82.3964 | 12520.0037 | 3993.3761 | 4546.0713 | 0 | 1584
1125 |  |  |  | System Generation | F105P |  | 7880961.043 | 2862183.8583 | 2098188.6925 | 627240.7395 | 14154.9646 | 1364254.6145 | 70437.1156 | 1949.0206 | 3283.6899 | 498951.4101 | 159145.3712 | 181171.5663 | 0 | 1585
1126 |  |  |  | System Overheads | F102P |  | 426768.0711 | 154992.3515 | 113620.6531 | 33966.2027 | 766.5165 | 73876.8162 | 3814.2952 | 105.5429 | 177.8177 | 27019.1071 | 8618.0052 | 9810.7629 | 0 | 1586
1127 |  |  |  | System Generation | F105P |  | 403296.0514 | 146467.8536 | 107371.5769 | 32098.0794 | 724.3585 | 69813.6301 | 3604.511 | 99.7381 | 168.0378 | 25533.0704 | 8144.0194 | 9271.1761 | 0 | 1587
1128 |  |  |  | Energy | F30 |  | 53593.4495 | 15581.8141 | 14683.8105 | 4835.3466 | 196.713 | 11141.322 | 556.0412 | 16.3059 | 43.3223 | 3219.4605 | 1266.5806 | 2052.7327 | 0 | 1588
1129 |  |  |  | Cholla | F10 |  | 0 | 0 | 0 | 0 | 0 | 0 | 0 | 0 | 0 | 0 | 0 | 0 | 0 | 1589
1130 |  |  |  | Simple Cycle Combustion Turbine | F10 |  | 184937.7194 | 67165.1277 | 49236.9179 | 14719.0769 | 332.1659 | 32014.1333 | 1652.9049 | 45.7365 | 77.0564 | 11708.5893 | 3734.5676 | 4251.443 | 0 | 1590
1131 |  |  | Total Power Operated Equipment |  |  |  | 9147310.3822 | 3318210.7288 | 2435750.7257 | 728598.5657 | 16529.9039 | 1585333.2537 | 81832.3205 | 2265.2501 | 3832.3204 | 578951.6411 | 184901.9201 | 211103.7521 | 0
1132
1133 |  | 397 | Communication Equipment
1134 |  |  |  | Situs | F107P |  | 0 | 0 | 0 | 0 | 0 | 0 | 0 | 0 | 0 | 0 | 0 | 0 | 0 | 1594
1135 |  |  |  | System Generation | F105P |  | 197929.9182 | 71883.5957 | 52695.8976 | 15753.1179 | 355.5012 | 34263.1822 | 1769.0244 | 48.9495 | 82.4697 | 12531.1382 | 3996.9276 | 4550.1143 | 0 | 1595
1136 |  |  |  | System Generation | F105P |  | 382128.0034 | 138780.1052 | 101735.8989 | 30413.3278 | 686.3387 | 66149.2791 | 3415.3188 | 94.5031 | 159.2179 | 24192.9005 | 7716.5593 | 8784.5541 | 0 | 1596
1137 |  |  |  | System Overheads | F102P |  | 17281555.9352 | 6276263.7924 | 4600957.3013 | 1375428.1827 | 31039.3378 | 2991569.4674 | 154456.1566 | 4273.858 | 7200.5521 | 1094112.3367 | 348977.697 | 397277.2533 | 0 | 1597
1138 |  |  |  | Customer - System | F42 |  | 0 | 0 | 0 | 0 | 0 | 0 | 0 | 0 | 0 | 0 | 0 | 0 | 0 | 1598
1139 |  |  |  | System Generation | F105P |  | 29205291.5224 | 10606690.4169 | 7775474.6025 | 2324430.809 | 52455.5146 | 5055659.2666 | 261026.0961 | 7222.687 | 12168.7088 | 1849015.7872 | 589761.4436 | 671386.19 | 0 | 1599
1140 |  |  |  | Energy | F30 |  | 139389.3889 | 40526.213 | 38190.6258 | 12576.0892 | 511.6243 | 28977.0873 | 1446.1888 | 42.4095 | 112.6756 | 8373.3858 | 3294.2066 | 5338.8831 | 0 | 1600
1141 |  |  |  | Cholla | F10 |  | 223026.228 | 80997.9984 | 59377.4169 | 17750.5174 | 400.5766 | 38607.5453 | 1993.326 | 55.1561 | 92.9264 | 14120.0103 | 4503.7137 | 5127.0411 | 0 | 1601
1142 |  |  |  | Simple Cycle Combustion Turbine | F10 |  | 3220.6991 | 1169.6839 | 857.4632 | 256.3334 | 5.7847 | 557.5276 | 28.7854 | 0.7965 | 1.3419 | 203.9056 | 65.0377 | 74.0391 | 0 | 1602
1143 |  |  | Total Communication Equipment |  |  |  | 47432541.6953 | 17216311.8054 | 12629289.2063 | 3776608.3774 | 85454.6778 | 8215783.3556 | 424134.8962 | 11738.3597 | 19817.8923 | 3002549.4643 | 958315.5853 | 1092538.075 | 0
1144
1145 |  | Distribution - METER - Unbundled |  |  |  |  | D: GENERAL PLANT
1146
1147 |  | A |  | B | C |  | D | E | F | G | H | I | J | K | L | M | N | O
1148 |  | FERC ACCT |  | DESCRIPTION | COS Factor |  | Utah Jurisdiction Normalized | Residential Sch 1 | General Large Dist. Sch 6 | General +1 MW Sch 8 | Street & Area Lighting Sch. 7,11,12 | General Trans Sch 9 | Irrigation Sch 10 | Traffic Signals Sch 15 | Outdoor Lighting Sch 15 | General Small Dist. Sch 23 | Industrial Cust 1 | Industrial Cust 2
1149 |  | 398 | Misc. Equipment
1150 |  |  |  | Situs | F107P |  | 0 | 0 | 0 | 0 | 0 | 0 | 0 | 0 | 0 | 0 | 0 | 0 | 0 | 1606
1151 |  |  |  | System Generation | F105P |  | 0 | 0 | 0 | 0 | 0 | 0 | 0 | 0 | 0 | 0 | 0 | 0 | 0 | 1607
1152 |  |  |  | System Generation | F105P |  | 0 | 0 | 0 | 0 | 0 | 0 | 0 | 0 | 0 | 0 | 0 | 0 | 0 | 1608
1153 |  |  |  | Customer - System | F42 |  | 0 | 0 | 0 | 0 | 0 | 0 | 0 | 0 | 0 | 0 | 0 | 0 | 0 | 1609
1154 |  |  |  | System Overheads | F102P |  | 551392.375 | 200253.0334 | 146800.021 | 43884.9728 | 990.3538 | 95450.2361 | 4928.1412 | 136.3635 | 229.7438 | 34909.1946 | 11134.6248 | 12675.6901 | 0 | 1610
1155 |  |  |  | System Energy | F30 |  | 766.2924 | 222.7926 | 209.9527 | 69.137 | 2.8127 | 159.3014 | 7.9504 | 0.23315 | 0.61943 | 46.0326 | 18.1099 | 29.3505 | 0 | 1611
1156 |  |  |  | Simple Cycle Combustion Turbine | F105P |  | 458637.1759 | 166566.4777 | 122105.3284 | 36502.6448 | 823.7565 | 79393.6019 | 4099.1295 | 113.4244 | 191.0963 | 29036.7716 | 9261.5587 | 10543.3861 | 0 | 1612
1157 |  |  | Total Misc. Equipment |  |  |  | 1010795.8432 | 367042.3037 | 269115.3021 | 80456.7546 | 1816.9229 | 175003.1393 | 9035.2211 | 250.021 | 421.4595 | 63991.9989 | 20414.2934 | 23248.4268 | 0
1158
1159 |  | 399 | Coal Mine |  | F30 |  | 144424157.7365 | 41990026.782 | 39570077.7575 | 13030339.7595 | 530104.2455 | 30023744.7148 | 1498425.4294 | 43941.3078 | 116745.4604 | 8675833.9236 | 3413193.876 | 5531724.4802 | 0 | 1620
1160 |  | 399L | WIDCO Capital Lease |  | F30 |  | 0 | 0 | 0 | 0 | 0 | 0 | 0 | 0 | 0 | 0 | 0 | 0 | 0 | 1623
1161 |  |  | Remove Capital Lease |  | F30 |  | 0 | 0 | 0 | 0 | 0 | 0 | 0 | 0 | 0 | 0 | 0 | 0 | 0 | 1626
1162
1163 |  | 390L | General Capital Lease
1164 |  |  |  | Situs | F107P |  | 0 | 0 | 0 | 0 | 0 | 0 | 0 | 0 | 0 | 0 | 0 | 0 | 0 | 1631
1165 |  |  |  | System Generation | F105P |  | 5553371.8015 | 2016856.9598 | 1478502.6668 | 441989.3737 | 9974.3903 | 961331.12 | 49633.9836 | 1373.3904 | 2313.874 | 351589.4414 | 112142.8481 | 127663.7534 | 0 | 1632
1166 |  |  |  | System Overheads | F102P |  | 451025.6101 | 163802.132 | 120078.8622 | 35896.845 | 810.0854 | 78075.9817 | 4031.1001 | 111.542 | 187.9248 | 28554.8758 | 9107.8534 | 10368.4076 | 0 | 1633
1167
1168 |  |  | Remove Capital Lease |  |  |  | -6004397.4116 | -2180659.0917 | -1598581.529 | -477886.2187 | -10784.4757 | -1039407.1017 | -53665.0838 | -1484.9324 | -2501.7988 | -380144.3173 | -121250.7015 | -138032.161
1169
1170 |  | 392L | General Vehicles Capital Lease |  | F30 |  | 0 | 0 | 0 | 0 | 0 | 0 | 0 | 0 | 0 | 0 | 0 | 0 | 0 | 1640
1171 |  |  | Remove Capital Lease |  | F30 |  | 0 | 0 | 0 | 0 | 0 | 0 | 0 | 0 | 0 | 0 | 0 | 0 | 0 | 1643
1172
1173 |  | G00 | Unclassified Gen Plant - Acct 300 |  | F102P |  | 1629924.8129 | 591951.2182 | 433943.2454 | 129724.6921 | 2927.5018 | 282152.4475 | 14567.6653 | 403.0926 | 679.1263 | 103192.1461 | 32914.1317 | 37469.5459 | 0 | 1653
1174 |  | GV0 | Unclassified Gen Veh - Acct 300 |  | F102P |  | 0 | 0 | 0 | 0 | 0 | 0 | 0 | 0 | 0 | 0 | 0 | 0 | 0 | 1661
1175
1176 |  | TOTAL GENERAL PLANT |  |  |  |  | 257401322.1663 | 82976263.5942 | 69653325.9955 | 22028649.6233 | 734172.8711 | 49602307.6882 | 2509056.1222 | 71916.3662 | 164059.1266 | 15826540.9153 | 5696726.8776 | 8138302.9859 | 0
1177
1178
1179
1180 | [6 empty] | D: INTANGIBLE PLANT
1181
1182 |  | 301 | Organization
1183 |  |  |  | Situs | F107P |  | 0 | 0 | 0 | 0 | 0 | 0 | 0 | 0 | 0 | 0 | 0 | 0 | 0 | 1666
1184 |  |  |  | System Overheads | F102P |  | 0 | 0 | 0 | 0 | 0 | 0 | 0 | 0 | 0 | 0 | 0 | 0 | 0 | 1667
1185 |  |  |  | System Generation | F105P |  | 0 | 0 | 0 | 0 | 0 | 0 | 0 | 0 | 0 | 0 | 0 | 0 | 0 | 1668
1186 |  |  | Total Organization |  |  |  | 0 | 0 | 0 | 0 | 0 | 0 | 0 | 0 | 0 | 0 | 0 | 0 | 0
1187
1188 |  | 302 | Franchise & Consent
1189 |  |  |  | Situs | F107P |  | 0 | 0 | 0 | 0 | 0 | 0 | 0 | 0 | 0 | 0 | 0 | 0 | 0 | 1671
1190 |  |  |  | System Generation | F105P |  | 3863279.6648 | 1403054.3529 | 1028540.7661 | 307476.0021 | 6938.8221 | 668763.2487 | 34528.5651 | 955.418 | 1609.6783 | 244588.0427 | 78013.7185 | 88811.0503 | 0 | 1672
1191 |  |  |  | System Generation | F105P |  | 36316775.9997 | 13189418.0777 | 9668801.601 | 2890429.392 | 65228.4252 | 6286711.6041 | 324585.9147 | 8981.4103 | 15131.7877 | 2299250.8776 | 733368.2741 | 834868.6352 | 0 | 1673
1192 |  |  |  | System Generation | F105P |  | 3380911.1954 | 1227869.215 | 900117.3336 | 269084.5986 | 6072.4419 | 585261.5784 | 30217.3341 | 836.1246 | 1408.6942 | 214048.8196 | 68272.9383 | 77722.1171 | 0 | 1674
1193 |  |  |  | System Generation | F105P |  | 0 | 0 | 0 | 0 | 0 | 0 | 0 | 0 | 0 | 0 | 0 | 0 | 0 | 1675
1194 |  |  |  | System Generation | F105P |  | 263264.5271 | 95611.6235 | 70090.2658 | 20953.0584 | 472.8484 | 45573.1026 | 2352.961 | 65.1073 | 109.6921 | 16667.5367 | 5316.2718 | 6052.0597 | 0 | 1676
1195 |  |  | Total Franchise & Consent |  |  |  | 43824231.3871 | 15915953.2691 | 11667549.9665 | 3487943.051 | 78712.5377 | 7586309.5338 | 391684.7749 | 10838.0602 | 18259.8524 | 2774555.2766 | 884971.2028 | 1007453.8622 | 0
1196
1197 |  | 303 | Miscellaneous Intangible Plant
1198 |  |  |  | Situs | F107P |  | 6068736.656 | 2204025.626 | 1615710.8961 | 483006.9388 | 10900.0352 | 1050544.7168 | 54240.1241 | 1500.844 | 2528.6065 | 384217.6982 | 122549.9457 | 139511.2245 | 0 | 1680
1199 |  |  |  | System Generation | F105P |  | 59002175.5308 | 21428233.6233 | 15708451.9078 | 4695946.0924 | 105973.5863 | 10213727.7158 | 527339.6272 | 14591.6792 | 24583.9112 | 3735485.8777 | 1191469.2989 | 1356372.2109 | 0 | 1681
1200 |  |  |  | System Overheads | F102P |  | 79750109.6284 | 28963406.2681 | 21232280.8518 | 6347261.1359 | 143238.8729 | 13805353.7471 | 712776.99 | 19722.7985 | 33228.7682 | 5049058.0319 | 1610445.8243 | 1833336.3396 | 0 | 1682
1201 |  |  |  | Energy | F30 |  | 788713.6635 | 229311.4142 | 216095.8491 | 71159.8888 | 2894.9482 | 163962.4427 | 8183.0397 | 239.9675 | 637.5577 | 47379.5303 | 18639.767 | 30209.2583 | 0 | 1683
1202 |  |  |  | Customer - System | F42 |  | 0 | 0 | 0 | 0 | 0 | 0 | 0 | 0 | 0 | 0 | 0 | 0 | 0 | 1684
1203 |  |  |  | Simple Cycle Combustion Turbine | F10 |  | 0 | 0 | 0 | 0 | 0 | 0 | 0 | 0 | 0 | 0 | 0 | 0 | 0 | 1685
1204 |  |  |  | System Generation | F105P |  | 0 | 0 | 0 | 0 | 0 | 0 | 0 | 0 | 0 | 0 | 0 | 0 | 0 | 1686
1205 |  |  | Total Miscellaneous Intangible Plant |  |  |  | 145609735.4786 | 52824976.9316 | 38772539.5048 | 11597374.0559 | 263007.4426 | 25233588.6224 | 1302539.7809 | 36055.2893 | 60978.8436 | 9216141.1382 | 2943104.8359 | 3359429.0333 | 0
1206
1207 |  | I00 | Unclass Intangible Plant - Acct 300 |  | F102P |  | 0 | 0 | 0 | 0 | 0 | 0 | 0 | 0 | 0 | 0 | 0 | 0 | 0 | 1697
1208
1209 |  | TOTAL INTANGIBLE PLANT |  |  |  |  | 189433966.8657 | 68740930.2007 | 50440089.4714 | 15085317.1069 | 341719.9803 | 32819898.1562 | 1694224.5558 | 46893.3494 | 79238.696 | 11990696.4148 | 3828076.0386 | 4366882.8956 | 0
1210
1211
1212 |  | TOTAL ELECTRIC PLANT IN SERVICE |  |  |  |  | 5686307576.5305 | 2054573066.9776 | 1515025004.1742 | 454120275.2839 | 10486489.3849 | 989414919.8876 | 51031746.5397 | 1414570.395 | 2426382.0968 | 359533391.1952 | 115328873.9836 | 132952856.6121 | 0
1213
1214
1215 |  | Distribution - METER - Unbundled |  |  |  |  | D: MISC RATE BASE
1216
1217 |  | A |  | B | C |  | D | E | F | G | H | I | J | K | L | M | N | O
1218 |  | FERC ACCT |  | DESCRIPTION | COS Factor |  | Utah Jurisdiction Normalized | Residential Sch 1 | General Large Dist. Sch 6 | General +1 MW Sch 8 | Street & Area Lighting Sch. 7,11,12 | General Trans Sch 9 | Irrigation Sch 10 | Traffic Signals Sch 15 | Outdoor Lighting Sch 15 | General Small Dist. Sch 23 | Industrial Cust 1 | Industrial Cust 2
1219 |  | 105 | Plant Held For Future Use
1220 |  |  |  | Situs | F20 |  | 0 | 0 | 0 | 0 | 0 | 0 | 0 | 0 | 0 | 0 | 0 | 0 | 0 | 1705
1221 |  |  |  | System Generation | F10 |  | 0 | 0 | 0 | 0 | 0 | 0 | 0 | 0 | 0 | 0 | 0 | 0 | 0 | 1706
1222 |  |  |  | System Generation | F10 |  | 0 | 0 | 0 | 0 | 0 | 0 | 0 | 0 | 0 | 0 | 0 | 0 | 0 | 1707
1223 |  |  |  | System Generation | F10 |  | -977889.2945 | -355146.9089 | -260348.484 | -77829.5948 | -1756.3833 | -169280.1138 | -8740.0129 | -241.8393 | -407.4484 | -61911.1349 | -19747.1544 | -22480.2196 | 0 | 1708
1224 |  |  |  | Energy | F30 |  | 6610231.9684 | 1921865.578 | 1811105.5455 | 596393.0812 | 24262.6447 | 1374173.9625 | 68582.2914 | 2011.1749 | 5343.3898 | 397089.2104 | 156220.4248 | 253184.665 | 0 | 1709
1225 |  |  |  | General | F102 |  | 0 | 0 | 0 | 0 | 0 | 0 | 0 | 0 | 0 | 0 | 0 | 0 | 0 | 1710
1226 |  |  | Total Plant Held For Future Use |  |  |  | 5632342.6739 | 1566718.6691 | 1550757.0615 | 518563.4865 | 22506.2614 | 1204893.8487 | 59842.2785 | 1769.3355 | 4935.9414 | 335178.0755 | 136473.2704 | 230704.4454 | 0
1227
1228 |  | 114 | Electric Plant Acquisition Adjust |  | F10 |  | 64523434.3278 | 23433427.8781 | 17178404.9646 | 5135379.6123 | 115890.2985 | 11169499.8292 | 576686.5966 | 15957.1278 | 26884.405 | 4085042.2132 | 1302963.6682 | 1483297.7342 | 0 | 1717
1229
1230 |  | 115 | Accum Prov for Asset Acquisition Adj |  | F10 |  | -47899969.7773 | -17396167.7464 | -12752654.7091 | -3812328.5096 | -86032.9561 | -8291851.0123 | -428112.2175 | -11846.0207 | -19958.054 | -3032594.2906 | -967275.2385 | -1101149.0225 | 0 | 1723
1231
1232 |  | 128 | Pensions |  | F102P |  | 0 | 0 | 0 | 0 | 0 | 0 | 0 | 0 | 0 | 0 | 0 | 0 | 0 | 1726
1233
1234 |  | 124 | Weatherization |  | F11 |  | 0 | 0 | 0 | 0 | 0 | 0 | 0 | 0 | 0 | 0 | 0 | 0 | 0 | 1748
1235
1236 |  | 151 | Fuel Stock |  | F30 |  | 79253742.8899 | 23042313.9638 | 21714350.4097 | 7150487.9326 | 290898.325 | 16475734.9567 | 822271.1877 | 24113.0928 | 64064.8687 | 4760923.1164 | 1873013.4496 | 3035571.5869 | 0 | 1751
1237 |  |  |  | Cholla | F30 |  | 3262236.424 | 948465.942 | 893804.4091 | 294327.8302 | 11973.9343 | 678172.9257 | 33846.2629 | 992.5413 | 2637.0332 | 195968.7484 | 77096.8345 | 124949.9625 | 0 | 1753
1238 |  |  |  | Total Fuel Stock |  |  | 82515979.3139 | 23990779.9058 | 22608154.8188 | 7444815.7628 | 302872.2593 | 17153907.8824 | 856117.4507 | 25105.634 | 66701.9018 | 4956891.8648 | 1950110.284 | 3160521.5494 | 0
1239
1240 |  | 152 | Fuel Stock - Undistributed |  | F30 |  | 0 | 0 | 0 | 0 | 0 | 0 | 0 | 0 | 0 | 0 | 0 | 0 | 0 | 1757
1241
1242 |  | 25316 | DG&T Working Capital Deposit |  | F30 |  | -1168510.3117 | -339733.8787 | -320154.4992 | -105426.1739 | -4288.9797 | -242916.8073 | -12123.4951 | -355.5213 | -944.5669 | -70194.6375 | -27615.5479 | -44756.2042 | 0 | 1762
1243
1244 |  | 25317 | DG&T Working Capital Deposit |  | F30 |  | -1279972.8223 | -372140.6026 | -350693.5744 | -115482.6244 | -4698.0993 | -266088.2906 | -13279.9378 | -389.434 | -1034.6677 | -76890.4026 | -30249.7551 | -49025.4339 | 0 | 1766
1245
1246 |  | 25319 | Provo Working Capital Deposit |  | F30 |  | 0 | 0 | 0 | 0 | 0 | 0 | 0 | 0 | 0 | 0 | 0 | 0 | 0 | 1770
1247
1248 |  | 154 | Materials and Supplies |  | F102P |  | 87480102.5055 | 31770761.9594 | 23290276.5149 | 6962486.4139 | 157122.6842 | 15143474.6178 | 781864.8079 | 21634.4836 | 36449.5555 | 5538451.4987 | 1766542.5972 | 2011037.3724 | 0 | 1788
1249
1250 |  | 163 | Stores Expense Undistributed |  | F102P |  | 0 | 0 | 0 | 0 | 0 | 0 | 0 | 0 | 0 | 0 | 0 | 0 | 0 | 1791
1251
1252 |  | 25318 | Provo Working Capital Deposit |  | F102P |  | -103266.2555 | -37503.9298 | -27493.105 | -8218.8964 | -185.4761 | -17876.1784 | -922.9556 | -25.5385 | -43.027 | -6537.8884 | -2085.3226 | -2373.9375 | 0 | 1796
1253
1254 |  | 165 | Prepayments |  | F102P |  | 0 | 0 | 0 | 0 | 0 | 0 | 0 | 0 | 0 | 0 | 0 | 0 | 0 | 1803
1255 |  |  |  | General Plant | F102P |  | 1112948.6838 | 404197.3739 | 296306.0382 | 88578.8867 | 1998.963 | 192659.9268 | 9947.1238 | 275.2405 | 463.7224 | 70461.8779 | 22474.4965 | 25585.034 | 0 | 1804
1256 |  |  |  | System Generation | F102P |  | 1187285.4735 | 431194.7869 | 316097.1031 | 94495.3051 | 2132.479 | 205528.1935 | 10611.5185 | 293.6246 | 494.6957 | 75168.2134 | 23975.6276 | 27293.9262 | 0 | 1805
1257 |  |  |  | System Energy | F30 |  | 183433.1623 | 53331.5445 | 50257.9666 | 16549.8381 | 673.2855 | 38133.1664 | 1903.1505 | 55.8099 | 148.2784 | 11019.179 | 4335.0985 | 7025.8448 | 0 | 1806
1258 |  |  |  | System Overheads | F102P |  | 4533564.865 | 1646486.527 | 1206994.2339 | 360823.5802 | 8142.7189 | 784794.7418 | 40519.3263 | 1121.1845 | 1888.9601 | 287024.4593 | 91549.2234 | 104219.9096 | 0 | 1807
1259 |  |  |  | Total Prepayments |  |  | 7017232.1846 | 2535210.2323 | 1869655.3418 | 560447.6101 | 12947.4464 | 1221116.0285 | 62981.1192 | 1745.8595 | 2995.6566 | 443673.7296 | 142334.4461 | 164124.7145 | 0
1260
1261 |  | 182 | Misc Regulatory Assets |  | F102P |  | 20355392.2132 | 7392610.4574 | 5419320.5042 | 1620072.8814 | 36560.2436 | 3523674.0297 | 181928.9686 | 5034.0407 | 8481.3001 | 1288719.9406 | 411049.6718 | 467940.175 | 0 | 1811
1262 |  |  |  | System Generation | F102P |  | 0 | 0 | 0 | 0 | 0 | 0 | 0 | 0 | 0 | 0 | 0 | 0 | 0 | 1812
1263 |  |  |  | Simple Cycle Combustion Turbine | F102P |  | 1026061.2691 | 372641.8626 | 273173.556 | 81663.572 | 1842.9048 | 177619.051 | 9170.5562 | 253.7526 | 427.5198 | 64960.9501 | 20719.9224 | 23587.6216 | 0 | 1813
1264 |  |  |  | System Generation | F102P |  | 0 | 0 | 0 | 0 | 0 | 0 | 0 | 0 | 0 | 0 | 0 | 0 | 0 | 1814
1265 |  |  |  | Energy | F30 |  | 70751406.5809 | 20570336.0418 | 19384836.3302 | 6383384.0589 | 259690.7719 | 14708219.1975 | 734057.989 | 21526.2418 | 57191.9938 | 4250171.5986 | 1672076.6902 | 2709915.6673 | 0 | 1815
1266 |  |  |  | System Generation | F102P |  | 0 | 0 | 0 | 0 | 0 | 0 | 0 | 0 | 0 | 0 | 0 | 0 | 0 | 1816
1267 |  |  |  | System Overheads | F102P |  | 97341191.5387 | 35352082.7782 | 25915644.8415 | 7747324.2965 | 174834.1492 | 16850504.5274 | 869999.5753 | 24073.2046 | 40558.2877 | 6162766.7632 | 1965673.9805 | 2237729.1345 | 0 | 1817
1268 |  |  |  | Total Misc Regulatory Assets |  |  | 189474051.6018 | 63687671.14 | 50992975.2319 | 15832444.8087 | 472928.0695 | 35260016.8056 | 1795157.0891 | 50887.2397 | 106659.1014 | 11766619.2525 | 4069520.2651 | 5439172.5984 | 0
1269
1270 |  | 186 | Misc Deferred Debits |  | F102P |  | 0 | 0 | 0 | 0 | 0 | 0 | 0 | 0 | 0 | 0 | 0 | 0 | 0 | 1821
1271 |  |  |  | System Generation | F102P |  | 0 | 0 | 0 | 0 | 0 | 0 | 0 | 0 | 0 | 0 | 0 | 0 | 0 | 1822
1272 |  |  |  | System Generation | F102P |  | 0 | 0 | 0 | 0 | 0 | 0 | 0 | 0 | 0 | 0 | 0 | 0 | 0 | 1823
1273 |  |  |  | System Generation | F102P |  | 20965577.5949 | 7614215.7591 | 5581773.289 | 1668637.1527 | 37656.1953 | 3629301.7848 | 187382.5799 | 5184.9441 | 8735.5406 | 1327351.3785 | 423371.542 | 481967.4288 | 0 | 1824
1274 |  |  |  | System Overheads | F102P |  | 13032.8878 | 4733.2452 | 3469.8126 | 1037.2794 | 23.4083 | 2256.0925 | 116.4831 | 3.2231 | 5.4303 | 825.125 | 263.1816 | 299.6067 | 0 | 1825
1275 |  |  |  | System Energy | F30 |  | 2344920.0018 | 681764.4307 | 642473.311 | 211565.0512 | 8606.9538 | 487475.7839 | 24328.9476 | 713.4461 | 1895.5192 | 140863.8057 | 55417.7827 | 89814.9699 | 0 | 1826
1276 |  |  |  | System Net Steam Plant | F102P |  | 0 | 0 | 0 | 0 | 0 | 0 | 0 | 0 | 0 | 0 | 0 | 0 | 0 | 1827
1277 |  |  |  | Excise Tax | F102P |  | 0 | 0 | 0 | 0 | 0 | 0 | 0 | 0 | 0 | 0 | 0 | 0 | 0 | 1828
1278 |  |  |  | Total Misc Deferred Debits |  |  | 23323530.4845 | 8300713.4351 | 6227716.4125 | 1881239.4833 | 46286.5574 | 4119033.6612 | 211828.0106 | 5901.6134 | 10636.4901 | 1469040.3092 | 479052.5063 | 572082.0054 | 0
1279
1280 |  | CWC | Cash Working Capital |  |  |  | 16173832.1177 | 5245047.8625 | 4490972.914 | 1389112.3018 | 47766.839 | 2992334.2407 | 153267.3222 | 4698.053 | 11059.542 | 1026746.1715 | 327202.7235 | 485624.1474 | 0
1281
1282 |  | OWC | Other Working Capital |  | F137P |  | -221782.8155 | -72314.6016 | -59922.0213 | -18862.4064 | -615.3572 | -42332.6291 | -2147.543 | -61.4404 | -137.1884 | -13677.043 | -4867.539 | -6845.0463 | 0 | 1848
1283 |  |  |  | Total Other Working Capital |  |  | -221782.8155 | -72314.6016 | -59922.0213 | -18862.4064 | -615.3572 | -42332.6291 | -2147.543 | -61.4404 | -137.1884 | -13677.043 | -4867.539 | -6845.0463 | 0
1284
1285 |  | 18222 | Nuclear Plant |  | F10 |  | 0 | 0 | 0 | 0 | 0 | 0 | 0 | 0 | 0 | 0 | 0 | 0 | 0 | 1862
1286
1287 |  | 1869 | Misc Deferred Debits-Trojan |  | F10 |  | 0 | 0 | 0 | 0 | 0 | 0 | 0 | 0 | 0 | 0 | 0 | 0 | 0 | 1867
1288
1289 |  | 141 | Impact Housing - Notes Receivable |  | F30 |  | 0 | 0 | 0 | 0 | 0 | 0 | 0 | 0 | 0 | 0 | 0 | 0 | 0 | 1870
1290 |  | TOTAL RATE BASE ADDITIONS |  |  |  |  | 425467003.2273 | 142312470.3233 | 114697995.3511 | 35664170.8688 | 1082499.5472 | 79403211.9963 | 4041158.526 | 115021.3915 | 244205.0898 | 26421748.8529 | 9142106.3576 | 12342414.9227 | 0
1291
1292 |  | Distribution - METER - Unbundled
1293
1294 |  | A |  | B | C |  | D | E | F | G | H | I | J | K | L | M | N | O
1295 |  | FERC ACCT |  | DESCRIPTION | COS Factor |  | Utah Jurisdiction Normalized | Residential Sch 1 | General Large Dist. Sch 6 | General +1 MW Sch 8 | Street & Area Lighting Sch. 7,11,12 | General Trans Sch 9 | Irrigation Sch 10 | Traffic Signals Sch 15 | Outdoor Lighting Sch 15 | General Small Dist. Sch 23 | Industrial Cust 1 | Industrial Cust 2
1296
1297 |  | 235 | Customer Service Deposits |  | F51 |  | 0 | 0 | 0 | 0 | 0 | 0 | 0 | 0 | 0 | 0 | 0 | 0 | 0 | 1880
1298
1299 |  | 2281 | Accum Prov for Property Insurance |  | F102P |  | 0 | 0 | 0 | 0 | 0 | 0 | 0 | 0 | 0 | 0 | 0 | 0 | 0 | 1885
1300
1301 |  | 2282 | Accum Prov for Injuries & Damages |  | F102P |  | 1.7393e-07 | 6.3168e-08 | 4.6306e-08 | 1.3843e-08 | 3.124e-10 | 3.0109e-08 | 1.5545e-09 | 4.3014e-11 | 7.247e-11 | 1.1012e-08 | 3.5123e-09 | 3.9984e-09 | 0 | 1889
1302
1303 |  | 2283 | Accum Prov for Pension & Benefits |  | F102P |  | -47071109.5933 | -17095144.7841 | -12531983.0098 | -3746360.0481 | -84544.2435 | -8148368.9769 | -420704.1717 | -11641.0374 | -19612.7002 | -2980118.3355 | -950537.5258 | -1082094.7603 | 0 | 1894
1304
1305 |  | 25335 | Accum Prov for Pension & Benefits |  | F30 |  | -47604885.8113 | -13840693.008 | -13043032.8465 | -4295042.0903 | -174732.2087 | -9896384.1034 | -493908.8625 | -14483.8715 | -38481.4729 | -2859716.0594 | -1125052.1192 | -1823359.1689 | 0 | 1899
1306
1307 |  | 22844 | Accum Hydro Relicensing Obligation |  | F10 |  | -585395.7787 | -212602.2879 | -155852.9216 | -46591.2823 | -1051.4272 | -101336.4852 | -5232.051 | -144.7728 | -243.9116 | -37061.9836 | -11821.2776 | -13457.3778 | 0 | 1903
1308
1309 |  | 254 | Reg Liabilities - Insurance Provision |  | F30 |  | 0 | 0 | 0 | 0 | 0 | 0 | 0 | 0 | 0 | 0 | 0 | 0 | 0 | 1906
1310 |  | 254 |  | Situs | F102P |  | -3948845.1869 | -1434129.7833 | -1051321.314 | -314286.1082 | -7092.506 | -683575.2948 | -35293.3181 | -976.5789 | -1645.3302 | -250005.2803 | -79741.5987 | -90778.0743 | 0 | 1907
1311
1312 |  | 22842 | Accum Misc Oper Prov - Trojan |  | F10 |  | -2425580.4361 | -880915.0474 | -645774.7242 | -193050.4234 | -4356.5759 | -419886.5195 | -21678.941 | -599.8642 | -1010.645 | -153565.8877 | -48981.3231 | -55760.4846 | 0 | 1912
1313
1314 |  | 252 | Customer Advances for Const |  | F50 |  | 0 | 0 | 0 | 0 | 0 | 0 | 0 | 0 | 0 | 0 | 0 | 0 | 0 | 1920
1315
1316 |  | 25398 | SO2 Emissions |  | F30 |  | -14119.6838 | -4105.1713 | -3868.584 | -1273.9162 | -51.8258 | -2935.2831 | -146.4941 | -4.2959 | -11.4137 | -848.1963 | -333.6922 | -540.8112 | 0 | 1923
1317
1318 |  | 25399 | Other Deferred Credits |  | F10 |  | -7164651.8999 | -2602036.8462 | -1907482.0342 | -570230.1447 | -12868.4044 | -1240256.0249 | -64035.0093 | -1771.872 | -2985.2317 | -453601.1723 | -144680.4749 | -164704.685 | 0 | 1931
1319
1320 |  | 190 | Accum Deferred Income Taxes |  | F104P |  | 1498625.8454 | 541219.5825 | 399312.8371 | 119721.9593 | 2770.5178 | 260886.4669 | 13454.6308 | 373.0166 | 640.8947 | 94743.2338 | 30407.4005 | 35095.3052 | 0 | 1934
1321 |  |  |  | Customer System | F42 |  | 0 | 0 | 0 | 0 | 0 | 0 | 0 | 0 | 0 | 0 | 0 | 0 | 0 | 1935
1322 |  |  |  | Labor | F138P |  | 26933582.7967 | 9763054.222 | 7172656.385 | 2146357.9118 | 48856.704 | 4671341.2516 | 241091.6089 | 6675.5015 | 11322.7744 | 1704359.7719 | 544770.7155 | 623095.95 | 0 | 1936
1323 |  |  |  | System Generation | F104P |  | 0 | 0 | 0 | 0 | 0 | 0 | 0 | 0 | 0 | 0 | 0 | 0 | 0 | 1937
1324 |  |  |  | IBT | F141 |  | 0 | 0 | 0 | 0 | 0 | 0 | 0 | 0 | 0 | 0 | 0 | 0 | 0 | 1938
1325 |  |  |  | Bad Debt Expense | F104P |  | 0 | 0 | 0 | 0 | 0 | 0 | 0 | 0 | 0 | 0 | 0 | 0 | 0 | 1941
1326 |  |  |  | TROJP | F104P |  | 920531.8271 | 332444.4542 | 245278.1504 | 73539.2855 | 1701.7922 | 160249.6693 | 8264.5151 | 229.1257 | 393.67 | 58196.0884 | 18677.7641 | 21557.3124 | 0 | 1942
1327 |  |  |  | System Generation | F104P |  | 3734966.0791 | 1348860.2163 | 995191.6324 | 298378.3166 | 6904.8523 | 650197.0505 | 33532.4457 | 929.6546 | 1597.2766 | 236124.8244 | 75783.1648 | 87466.6449 | 0 | 1943
1328 |  |  |  | Energy | F104P |  | 6792250.7883 | 2452979.9398 | 1809813.2637 | 542618.1424 | 12556.8713 | 1182420.7598 | 60980.6825 | 1690.6304 | 2904.7395 | 429406.5838 | 137816.0471 | 159063.128 | 0 | 1944
1329 |  |  |  | System Net Plant | F104P |  | 0 | 0 | 0 | 0 | 0 | 0 | 0 | 0 | 0 | 0 | 0 | 0 | 0 | 1945
1330 |  |  |  | Division Net Plant Distribution | F104P |  | 0 | 0 | 0 | 0 | 0 | 0 | 0 | 0 | 0 | 0 | 0 | 0 | 0 | 1946
1331 |  |  |  | Simple Cycle Combustion Turbine | F10 |  | 0 | 0 | 0 | 0 | 0 | 0 | 0 | 0 | 0 | 0 | 0 | 0 | 0 | 1947
1332 |  |  |  | Total Accum Deferred Income Taxes |  |  | 39879957.3367 | 14438558.4148 | 10622252.2685 | 3180615.6156 | 72790.7376 | 6925095.1982 | 357323.8831 | 9897.9289 | 16859.3553 | 2522830.5023 | 807455.092 | 926278.3406 | 0
1333
1334 |  | 281 | Accum Deferred Income Taxes |  | F104P |  | 0 | 0 | 0 | 0 | 0 | 0 | 0 | 0 | 0 | 0 | 0 | 0 | 0 | 1954
1335
1336 |  | 282 | Accum Deferred Income Taxes |  | F104P |  | -892496743.3819 | -322319754.6802 | -237808127.8684 | -71299623.6585 | -1649963.6208 | -155369215.6427 | -8012816.7046 | -222147.5908 | -381680.6289 | -56423708.3665 | -18108926.9261 | -20900777.6945 | 0 | 1957
1337 |  |  |  | DITBAL | F104P |  | -0.026189 | -0.0094579 | -0.0069781 | -0.0020922 | -4.8415e-05 | -0.004559 | -0.00023512 | -6.5185e-06 | -1.12e-05 | -0.0016557 | -0.00053138 | -0.0006133 | 0 | 1958
1338 |  |  |  | System Net Plant | F104P |  | 1213504.4952 | 438249.7461 | 323341.496 | 96944.2348 | 2243.4124 | 211251.4617 | 10894.8174 | 302.0483 | 518.9612 | 76717.8415 | 24622.2346 | 28418.2412 | 0 | 1959
1339 |  |  |  | Labor | F138P |  | -244644.869 | -88680.4084 | -65151.1384 | -19495.9376 | -443.7784 | -42431.0303 | -2189.899 | -60.6353 | -102.8478 | -15481.1514 | -4948.2968 | -5659.7456 | 0 | 1960
1340 |  |  |  | GPS | F104P |  | 0 | 0 | 0 | 0 | 0 | 0 | 0 | 0 | 0 | 0 | 0 | 0 | 0 | 1961
1341 |  |  |  | CIAC | F104P |  | 0 | 0 | 0 | 0 | 0 | 0 | 0 | 0 | 0 | 0 | 0 | 0 | 0 | 1962
1342 |  |  |  | SNPD | F104P |  | 34547.0065 | 12476.4407 | 9205.1417 | 2759.8852 | 63.8672 | 6014.0738 | 310.1623 | 8.5989 | 14.7742 | 2184.0642 | 700.9653 | 809.033 | 0 | 1963
1343 |  |  |  | SCHMDEXP | F104P |  | 0 | 0 | 0 | 0 | 0 | 0 | 0 | 0 | 0 | 0 | 0 | 0 | 0 | 1964
1344 |  |  |  | TAXDEPR | F104P |  | 0 | 0 | 0 | 0 | 0 | 0 | 0 | 0 | 0 | 0 | 0 | 0 | 0 | 1965
1345 |  |  |  | DGP | F104P |  | 0 | 0 | 0 | 0 | 0 | 0 | 0 | 0 | 0 | 0 | 0 | 0 | 0 | 1966
1346 |  |  |  | IBT | F104P |  | 0 | 0 | 0 | 0 | 0 | 0 | 0 | 0 | 0 | 0 | 0 | 0 | 0 | 1967
1347 |  |  |  | SSGCT | F104P |  | 0 | 0 | 0 | 0 | 0 | 0 | 0 | 0 | 0 | 0 | 0 | 0 | 0 | 1968
1348 |  |  |  | SSGCH | F104P |  | 0 | 0 | 0 | 0 | 0 | 0 | 0 | 0 | 0 | 0 | 0 | 0 | 0 | 1969
1349 |  |  |  | SE | F104P |  | -1920973.2329 | -693747.7652 | -511848.4203 | -153462.3735 | -3551.3137 | -334410.3009 | -17246.4567 | -478.1413 | -821.5137 | -121444.0661 | -38976.9085 | -44985.9731 | 0 | 1970
1350 |  |  |  | SG | F104P |  | -2898034.2066 | -1046607.3758 | -772188.9119 | -231517.6496 | -5357.6117 | -504500.7782 | -26018.4892 | -721.3374 | -1239.3586 | -183213.9312 | -58801.6596 | -67867.1033 | 0 | 1971
1351 |  |  |  | Total Accum Deferred Income Taxes |  |  | -896312344.2148 | -323698064.0523 | -238824769.7083 | -71604395.5012 | -1657009.0451 | -156033292.2212 | -8047066.5699 | -223097.0577 | -383310.6136 | -56664945.611 | -18186330.5916 | -20990063.243 | 0
1352
1353
1354 |  | 283 | Accum Deferred Income Taxes |  | F104P |  | -4497772.8027 | -1624343.2115 | -1198443.51 | -359317.2866 | -8315.0572 | -782989.336 | -40380.9082 | -1119.5216 | -1923.4947 | -284349.5204 | -91260.6568 | -105330.2997 | 0 | 1975
1355 |  |  |  | System Generation | F104P |  | -797061.6194 | -287853.9418 | -212379.1856 | -63675.5192 | -1473.5322 | -138755.5076 | -7156.0022 | -198.3932 | -340.8673 | -50390.293 | -16172.5303 | -18665.8471 | 0 | 1976
1356 |  |  |  | Energy | F104P |  | -30003501.2579 | -10835581.4592 | -7994512.6036 | -2396914.4582 | -55467.6372 | -5223123.212 | -269370.7936 | -7468.0446 | -12831.1451 | -1896823.5094 | -608776.6884 | -702631.7065 | 0 | 1977
1357 |  |  |  | Labor | F138P |  | -39808974.5744 | -14430207.0848 | -10601489.5165 | -3172407.7774 | -72212.2751 | -6904439.952 | -356343.5954 | -9866.6736 | -16735.5395 | -2519115.8316 | -805194.1596 | -920962.169 | 0 | 1978
1358 |  |  |  | General Plant | F104P |  | -1769924.3754 | -639197.3917 | -471601.051 | -141395.4088 | -3272.0689 | -308115.1433 | -15890.3432 | -440.5444 | -756.9169 | -111894.7464 | -35912.0987 | -41448.6621 | 0 | 1979
1359 |  |  |  | System Net Plant | F104P |  | -574925.4716 | -207630.827 | -153190.419 | -45929.5455 | -1062.8679 | -100085.2051 | -5161.6686 | -143.1023 | -245.8697 | -36346.8297 | -11665.346 | -13463.7908 | 0 | 1980
1360 |  |  |  | TROJP | F104P |  | 0 | 0 | 0 | 0 | 0 | 0 | 0 | 0 | 0 | 0 | 0 | 0 | 0 | 1981
1361 |  |  |  | System Generation | F104P |  | 0 | 0 | 0 | 0 | 0 | 0 | 0 | 0 | 0 | 0 | 0 | 0 | 0 | 1982
1362 |  |  |  | Simple Cycle Combustion Turbine | F104P |  | -389400.3015 | -140629.5436 | -103756.7446 | -31108.3431 | -719.8865 | -67788.2803 | -3496.0276 | -96.924 | -166.529 | -24617.9151 | -7901.0054 | -9119.1023 | 0 | 1983
1363 |  |  |  | System Generation | F104P |  | 0 | 0 | 0 | 0 | 0 | 0 | 0 | 0 | 0 | 0 | 0 | 0 | 0 | 1984
1364 |  |  |  | Total Accum Deferred Income Taxes |  |  | -77841560.4028 | -28165443.4596 | -20735373.0303 | -6210748.3388 | -142523.3249 | -13525296.6362 | -697799.3388 | -19333.2037 | -33000.3622 | -4923538.6456 | -1576882.4852 | -1811621.5775 | 0
1365
1366 |  | 255 | Accum Investment Tax Credit |  | F104P |  | -95398.701 | -34452.6589 | -25419.2373 | -7621.1947 | -176.3641 | -16607.3674 | -856.4875 | -23.7453 | -40.7977 | -6031.1127 | -1935.6576 | -2234.0777 | 0 | 1998
1367 |  | TOTAL MISC RATE BASE DEDUCTIONS |  |  |  |  | -1043183934.3719 | -373529028.6842 | -278302625.1417 | -83808983.4326 | -2011615.188 | -183142843.7145 | -9429397.3609 | -262178.3705 | -463483.1235 | -65806601.7822 | -21318841.654 | -25108335.9198 | 0
1368
1369 | [6 empty] | D: ACCUMULATED DEPRECIATION
1370 | [6 empty] | D: PRODUCTION PLANT
1371
1372 |  | 108SP | Steam Prod Accumulated Depr |  | F10 |  | -1231108804.21 | -447110413.0482 | -327764413.2646 | -97983176.4922 | -2211189.908 | -213114347.0836 | -11003195.2545 | -304462.414 | -512955.1456 | -77942711.6155 | -24860580.6587 | -28301359.3252 | 0 | 2010
1373
1374 |  | 108NP | Nuclear Prod Accumulated Depr |  | F10 |  | 0 | 0 | 0 | 0 | 0 | 0 | 0 | 0 | 0 | 0 | 0 | 0 | 0 | 2016
1375
1376 |  | 108HP | Hydraulic Prod Accum Depr |  | F10 |  | -135176740.4876 | -49093084.2727 | -35988797.157 | -10758631.8736 | -242790.4368 | -23400127.3416 | -1208159.721 | -33430.2188 | -56322.8891 | -8558172.6529 | -2729711.8245 | -3107512.0996 | 0 | 2024
1377
1378 |  | 108OP | Other Production - Accum Depr |  | F10 |  | 0 | 0 | 0 | 0 | 0 | 0 | 0 | 0 | 0 | 0 | 0 | 0 | 0 | 2027
1379 |  |  |  | Simple Cycle Combustion Turbine | F10 |  | 0 | 0 | 0 | 0 | 0 | 0 | 0 | 0 | 0 | 0 | 0 | 0 | 0 | 2028
1380 |  |  |  | Wind Generation | F10 |  | -220757078.8836 | -80173895.5854 | -58773289.7262 | -17569917.2552 | -396500.9618 | -38214738.2664 | -1973045.1398 | -54594.8765 | -91980.8868 | -13976348.2136 | -4457891.2496 | -5074876.7223 | 0 | 2029
1381 |  |  |  | System Generation | F10 |  | -127066308.6338 | -46147561.8918 | -33829515.2733 | -10113127.6963 | -228223.3206 | -21996149.5753 | -1135671.6802 | -31424.4484 | -52943.5876 | -8044693.2197 | -2565932.5999 | -2921065.3408 | 0 | 2030
1382 |  |  |  | System Generation | F10 |  | -12486220.2329 | -4534708.1157 | -3324270.4743 | -993770.426 | -22426.4534 | -2161460.1921 | -111597.2193 | -3087.9356 | -5202.5222 | -790514.9077 | -252142.3648 | -287039.6217 | 0 | 2031
1383 |  |  |  | Total Other Production - Accum Depr |  |  | -360309607.7504 | -130856165.5928 | -95927075.4738 | -28676815.3776 | -647150.7357 | -62372348.0338 | -3220314.0393 | -89107.2605 | -150126.9966 | -22811556.341 | -7275966.2143 | -8282981.6848 | 0
1384
1385 |  | 108EP | Experimental Plant - Accum Depr |  | F10 |  | 0 | 0 | 0 | 0 | 0 | 0 | 0 | 0 | 0 | 0 | 0 | 0 | 0 | 2037
1386
1387
1388
1389 |  | TOTAL PRODUCTION PLANT DEPRECIATION |  |  |  |  | -1726595152.448 | -627059662.9137 | -459680285.8955 | -137418623.7433 | -3101131.0805 | -298886822.459 | -15431669.0149 | -426999.8933 | -719405.0313 | -109312440.6095 | -34866258.6975 | -39691853.1096 | 0
1390
1391
1392 | [6 empty] | D: TRANSMISSION PLANT
1393
1394 |  | 108TP | Transmission Plant Accum Depr |  | F106 |  | 0 | 0 | 0 | 0 | 0 | 0 | 0 | 0 | 0 | 0 | 0 | 0 | 0 | 2045
1395
1396
1397 | [6 empty] | D: DISTRIBUTION PLANT
1398
1399 |  | 108360 | Land and Land Rights |  | F118 |  | 0 | 0 | 0 | 0 | 0 | 0 | 0 | 0 | 0 | 0 | 0 | 0 | 0 | 2049
1400
1401 |  | 108361 | Structures and Improvements |  | F119 |  | 0 | 0 | 0 | 0 | 0 | 0 | 0 | 0 | 0 | 0 | 0 | 0 | 0 | 2053
1402
1403 |  | 108362 | Station Equipment |  | F120 |  | 0 | 0 | 0 | 0 | 0 | 0 | 0 | 0 | 0 | 0 | 0 | 0 | 0 | 2057
1404
1405 |  | Distribution - METER - Unbundled
1406
1407 |  | A |  | B | C |  | D | E | F | G | H | I | J | K | L | M | N | O
1408 |  | FERC ACCT |  | DESCRIPTION | COS Factor |  | Utah Jurisdiction Normalized | Residential Sch 1 | General Large Dist. Sch 6 | General +1 MW Sch 8 | Street & Area Lighting Sch. 7,11,12 | General Trans Sch 9 | Irrigation Sch 10 | Traffic Signals Sch 15 | Outdoor Lighting Sch 15 | General Small Dist. Sch 23 | Industrial Cust 1 | Industrial Cust 2
1409
1410 |  | 108364 | Poles, Towers & Fixtures |  | F121 |  | 0 | 0 | 0 | 0 | 0 | 0 | 0 | 0 | 0 | 0 | 0 | 0 | 0 | 2061
1411
1412 |  | 108365 | Overhead Conductors |  | F122 |  | 0 | 0 | 0 | 0 | 0 | 0 | 0 | 0 | 0 | 0 | 0 | 0 | 0 | 2065
1413
1414 |  | 108366 | Underground Conduit |  | F123 |  | 0 | 0 | 0 | 0 | 0 | 0 | 0 | 0 | 0 | 0 | 0 | 0 | 0 | 2069
1415
1416 |  | 108367 | Underground Conductors |  | F124 |  | 0 | 0 | 0 | 0 | 0 | 0 | 0 | 0 | 0 | 0 | 0 | 0 | 0 | 2073
1417
1418 |  | 108368 | Line Transformers |  | F125 |  | 0 | 0 | 0 | 0 | 0 | 0 | 0 | 0 | 0 | 0 | 0 | 0 | 0 | 2077
1419
1420 |  | 108369 | Services |  | F126 |  | 0 | 0 | 0 | 0 | 0 | 0 | 0 | 0 | 0 | 0 | 0 | 0 | 0 | 2081
1421
1422 |  | 108370 | Meters |  | F127 |  | 0 | 0 | 0 | 0 | 0 | 0 | 0 | 0 | 0 | 0 | 0 | 0 | 0 | 2085
1423
1424 |  | 108371 | Install on Customers' Premises |  | F128 |  | 0 | 0 | 0 | 0 | 0 | 0 | 0 | 0 | 0 | 0 | 0 | 0 | 0 | 2089
1425
1426 |  | 108372 | Leased Property |  | F129 |  | 0 | 0 | 0 | 0 | 0 | 0 | 0 | 0 | 0 | 0 | 0 | 0 | 0 | 2093
1427
1428 |  | 108373 | Street Lights |  | F130 |  | 0 | 0 | 0 | 0 | 0 | 0 | 0 | 0 | 0 | 0 | 0 | 0 | 0 | 2097
1429
1430 |  | 108D00 | Unclassified Dist Plant - Acct 300 |  | F121 |  | 0 | 0 | 0 | 0 | 0 | 0 | 0 | 0 | 0 | 0 | 0 | 0 | 0 | 2101
1431
1432 |  | 108DS | Unclassified Dist Sub - Acct 300 |  | F120 |  | 0 | 0 | 0 | 0 | 0 | 0 | 0 | 0 | 0 | 0 | 0 | 0 | 0 | 2105
1433
1434 |  | 108D | Unclassified Dist Sub - Acct 300 |  | F102P |  | 0 | 0 | 0 | 0 | 0 | 0 | 0 | 0 | 0 | 0 | 0 | 0 | 0 | 2109
1435
1436
1437 |  | TOTAL DISTRIBUTION PLANT DEPR |  |  |  |  | 0 | 0 | 0 | 0 | 0 | 0 | 0 | 0 | 0 | 0 | 0 | 0 | 0
1438
1439 | [6 empty] | D: GENERAL PLANT
1440 |  | 108GP | General Plant Accumulated Depr
1441 |  |  |  | Situs | F107P |  | 0 | 0 | 0 | 0 | 0 | 0 | 0 | 0 | 0 | 0 | 0 | 0 | 0 | 2115
1442 |  |  |  | System Generation | F105P |  | -382975.1366 | -139087.7646 | -101961.4355 | -30480.7506 | -687.8602 | -66295.9244 | -3422.8902 | -94.7126 | -159.5708 | -24246.5333 | -7733.666 | -8804.0285 | 0 | 2116
1443 |  |  |  | System Generation | F105P |  | -968171.9627 | -351617.7974 | -257761.3889 | -77056.1984 | -1738.93 | -167597.9694 | -8653.163 | -239.4362 | -403.3996 | -61295.9211 | -19550.926 | -22256.8326 | 0 | 2117
1444 |  |  |  | System Generation | F105P |  | -16361795.16 | -5942227.8252 | -4356084.6712 | -1302225.0003 | -29387.3589 | -2832351.8447 | -146235.6749 | -4046.3943 | -6817.3235 | -1035881.3756 | -330404.3695 | -376133.3218 | 0 | 2118
1445 |  |  |  | Customer - System | F42 |  | 0 | 0 | 0 | 0 | 0 | 0 | 0 | 0 | 0 | 0 | 0 | 0 | 0 | 2119
1446 |  |  |  | System Overheads | F102P |  | -21185748.5803 | -7694176.7991 | -5640390.54 | -1686160.4232 | -38051.6436 | -3667415.0658 | -189350.3868 | -5239.3941 | -8827.2773 | -1341290.6205 | -427817.5979 | -487028.8321 | 0 | 2120
1447 |  |  |  | Energy | F30 |  | -366333.2843 | -106508.1124 | -100369.8881 | -33051.5839 | -1344.6146 | -76155.5212 | -3800.7707 | -111.4576 | -296.126 | -22006.3373 | -8657.5995 | -14031.2731 | 0 | 2121
1448 |  |  |  | Simple Cycle Combustion Turbine | F10 |  | -15015.3038 | -5453.2131 | -3997.6014 | -1195.0586 | -26.9689 | -2599.2639 | -134.2012 | -3.7134 | -6.2563 | -950.6337 | -303.2138 | -345.1795 | 0 | 2122
1449 |  |  |  | Cholla | F10 |  | -441043.4208 | -160176.8303 | -117421.2527 | -35102.3689 | -792.1564 | -76347.9884 | -3941.883 | -109.0733 | -183.7656 | -27922.8936 | -8906.2766 | -10138.9319 | 0 | 2123
1450 |  |  | Total General Plant Accumulated Depr |  |  |  | -39721082.8486 | -14399248.3421 | -10577986.7778 | -3165271.3837 | -72029.5327 | -6888763.5777 | -355538.9698 | -9844.1814 | -16693.7191 | -2513594.3152 | -803373.6494 | -918738.3995 | 0
1451
1452 |  | 108MP | Mining Plant Accumulated Depr. |  | F30 |  | -38164815.1129 | -11096077.2341 | -10456593.4487 | -3443333.2731 | -140082.7316 | -7933926.5951 | -395966.5084 | -11611.7131 | -30850.5792 | -2292633.0528 | -901953.7677 | -1461786.2091 | 0 | 2131
1453
1454 |  | 1081390 | Accum Depr - Capital Lease |  | F30 |  | 0 | 0 | 0 | 0 | 0 | 0 | 0 | 0 | 0 | 0 | 0 | 0 | 0 | 2138
1455 |  |  | Remove Capital Lease |  | F30 |  | 0 | 0 | 0 | 0 | 0 | 0 | 0 | 0 | 0 | 0 | 0 | 0 | 0 | 2141
1456
1457 |  | 1081399L | Accum Depr - Capital Lease |  | F30 |  | 0 | 0 | 0 | 0 | 0 | 0 | 0 | 0 | 0 | 0 | 0 | 0 | 0 | 2145
1458 |  |  |  | Energy | F30 |  | 0 | 0 | 0 | 0 | 0 | 0 | 0 | 0 | 0 | 0 | 0 | 0 | 0 | 2146
1459 |  |  | Remove Capital Lease |  | F30 |  | 0 | 0 | 0 | 0 | 0 | 0 | 0 | 0 | 0 | 0 | 0 | 0 | 0 | 2149
1460
1461 |  | TOTAL GENERAL PLANT ACCUM DEPR |  |  |  |  | -77885897.9615 | -25495325.5762 | -21034580.2265 | -6608604.6569 | -212112.2643 | -14822690.1728 | -751505.4782 | -21455.8946 | -47544.2983 | -4806227.368 | -1705327.4172 | -2380524.6086 | 0
1462
1463
1464 |  | TOTAL ACCUM DEPR - PLANT IN SERVICE |  |  |  |  | -1804481050.4096 | -652554988.4899 | -480714866.1219 | -144027228.4002 | -3313243.3448 | -313709512.6319 | -16183174.4931 | -448455.7879 | -766949.3296 | -114118667.9774 | -36571586.1146 | -42072377.7182 | 0
1465
1466
1467 | [6 empty] | D: ACCUMULATED AMORTIZATION
1468
1469 |  | 111CLS | Accum Prov for Amort-Steam |  | F10 |  | 0 | 0 | 0 | 0 | 0 | 0 | 0 | 0 | 0 | 0 | 0 | 0 | 0 | 2162
1470
1471 |  | 111CLG | Accum Prov for Amort-General
1472 |  |  | Situs |  | F108P |  | 0 | 0 | 0 | 0 | 0 | 0 | 0 | 0 | 0 | 0 | 0 | 0 | 0 | 2166
1473 |  |  | Customer - System |  | F40 |  | 0 | 0 | 0 | 0 | 0 | 0 | 0 | 0 | 0 | 0 | 0 | 0 | 0 | 2167
1474 |  |  | System Generation |  | F108P |  | -55134.6213 | -17773.2765 | -14919.5417 | -4718.4733 | -157.2577 | -10624.6713 | -537.4326 | -15.4043 | -35.141 | -3389.9994 | -1220.2225 | -1743.201 | 0 | 2168
1475 |  |  | System Overheads |  | F108P |  | -1146892.3477 | -369713.8808 | -310351.4228 | -98152.1364 | -3271.2235 | -221010.9359 | -11179.4968 | -320.4348 | -730.9914 | -70517.659 | -25382.6686 | -36261.4976 | 0 | 2169
1476 |  |  | Energy |  | F108P |  | 0 | 0 | 0 | 0 | 0 | 0 | 0 | 0 | 0 | 0 | 0 | 0 | 0 | 2170
1477 |  |  | Total Accum Prov for Amort-General |  |  |  | -1202026.9689 | -387487.1573 | -325270.9645 | -102870.6097 | -3428.4812 | -231635.6072 | -11716.9294 | -335.839 | -766.1324 | -73907.6585 | -26602.8911 | -38004.6986 | 0 | 2171
1478
1479 |  | 111CLH | Accum Prov for Amort-Hydro |  | F10 |  | -568526.49 | -206475.7501 | -151361.7243 | -45248.6663 | -1021.1283 | -98416.2824 | -5081.2795 | -140.6009 | -236.8829 | -35993.9723 | -11480.6251 | -13069.5779 | 0 | 2179
1480
1481 |  | 111IP | Accum Prov for Amort-Intangible
1482 |  |  |  | Situs | F107P |  | -49467.9062 | -17965.6062 | -13170.0945 | -3937.1196 | -88.8491 | -8563.2728 | -442.1259 | -12.2338 | -20.6114 | -3131.8619 | -998.9376 | -1137.1935 | 0 | 2183
1483 |  |  |  | System Generation | F105P |  | 0 | 0 | 0 | 0 | 0 | 0 | 0 | 0 | 0 | 0 | 0 | 0 | 0 | 2184
1484 |  |  |  | System Generation | F105P |  | -185683.3191 | -67435.9124 | -49435.4227 | -14778.4187 | -333.5051 | -32143.2023 | -1659.5688 | -45.9209 | -77.367 | -11755.7939 | -3749.624 | -4268.5832 | 0 | 2185
1485 |  |  |  | Energy | F30 |  | -559176.15 | -162575.4436 | -153205.9739 | -50450.3909 | -2052.4381 | -116244.8322 | -5801.5485 | -170.1303 | -452.0108 | -33590.7752 | -13215.0787 | -21417.5277 | 0 | 2186
1486 |  |  |  | System Generation | F105P |  | -24898011.7651 | -9042385.4385 | -6628725.4138 | -1981617.1184 | -44719.2256 | -4310036.2071 | -222529.2224 | -6157.4645 | -10374.0329 | -1576317.6611 | -502781.7425 | -572368.2383 | 0 | 2187
1487 |  |  |  | System Generation | F105P |  | -9180674.7429 | -3334209.9921 | -2444218.1391 | -730684.1366 | -16489.3755 | -1589244.9936 | -82053.476 | -2270.4495 | -3825.23 | -581237.5653 | -185391.3352 | -211050.0501 | 0 | 2188
1488 |  |  |  | System Generation | F105P |  | -1749007.4206 | -635199.2834 | -465647.219 | -139202.4021 | -3141.3857 | -302766.5574 | -15631.9816 | -432.5426 | -728.7434 | -110731.3834 | -35318.8442 | -40207.0778 | 0 | 2189
1489 |  |  |  | Customer - System | F42 |  | 0 | 0 | 0 | 0 | 0 | 0 | 0 | 0 | 0 | 0 | 0 | 0 | 0 | 2190
1490 |  |  |  | System Generation | F105P |  | 0 | 0 | 0 | 0 | 0 | 0 | 0 | 0 | 0 | 0 | 0 | 0 | 0 | 2191
1491 |  |  |  | Cholla | F10 |  | -341315.0456 | -123957.7773 | -90870.0557 | -27165.0501 | -613.0347 | -59084.2441 | -3050.5477 | -84.4098 | -142.2127 | -21608.9919 | -6892.3967 | -7846.325 | 0 | 2192
1492 |  |  |  | System Overheads | F102P |  | -64395582.3577 | -23386994.982 | -17144366.2787 | -5125203.9543 | -115660.6641 | -11147367.6756 | -575543.903 | -15925.5091 | -26831.134 | -4076947.779 | -1300381.8702 | -1480358.6076 | 0 | 2193
1493 |  |  | Total Accum Prov for Amort-Intangible |  |  |  | -101358918.7071 | -36770724.4356 | -26989638.5974 | -8073038.5908 | -183098.4779 | -17565450.985 | -906712.3739 | -25098.6605 | -42451.3422 | -6415321.8116 | -2048729.829 | -2338653.6032 | 0
1494
1495 |  | 111390 | Accum Prov for Amort-Capital Lease |  | F30 |  | 0 | 0 | 0 | 0 | 0 | 0 | 0 | 0 | 0 | 0 | 0 | 0 | 0 | 2204
1496
1497
1498 |  | TOTAL ACCUM PROV FOR AMORTIZATION |  |  |  |  | -103129472.1661 | -37364687.343 | -27466271.2862 | -8221157.8667 | -187548.0874 | -17895502.8746 | -923510.5829 | -25575.1004 | -43454.3574 | -6525223.4424 | -2086813.3452 | -2389727.8798 | 0

## Transmission
Transmission Total |  |  | - | Transmission - Total - Unbundled
Rocky Mountain Power
3 | Cost Of Service By Rate Schedule
4 | State of Utah
5 | 2010 Protocol (Non Wgt)
6 | 12 Months Ended Dec 2015
7
8
9 |  | A |  | B | C |  | D | E | F | G | H | I | J | K | L | M | N | O | Chk Total
12 |  |  |  | DESCRIPTION |  |  | Utah Jurisdiction Normalized | Residential Sch 1 | General Large Dist. Sch 6 | General +1 MW Sch 8 | Street & Area Lighting Sch. 7,11,12 | General Trans Sch 9 | Irrigation Sch 10 | Traffic Signals Sch 15 | Outdoor Lighting Sch 15 | General Small Dist. Sch 23 | Industrial Cust 1 | Industrial Cust 2 | 0
13
12 |  |  |  | Operating Revenues |  |  | 335739536.8846 | 115775812.2313 | 99116550.1961 | 28284919.4949 | 913254.5884 | 53022734.2907 | 2824875.2736 | 97251.0174 | 221640.6216 | 23147581.1165 | 4852231.6476 | 7482686.4065 | 0
13
14 |  |  |  | Operating Expenses
15 |  |  |  | Operation & Maintenance Expenses |  |  | 108395782.9931 | 39415262.7721 | 28774741.8115 | 8612155.5137 | 213967.0862 | 18774951.4409 | 976149.1279 | 27372.8594 | 46021.9227 | 6878597.3199 | 2175308.3204 | 2501254.8186 | 0
16 |  |  |  | Depreciation Expense |  |  | 48431126.026 | 17516884.1357 | 12841148.5919 | 3838783.2172 | 86629.9605 | 8541470.237 | 431082.996 | 11928.2233 | 20096.5479 | 3053638.2261 | 980673.7175 | 1108790.1729 | 0
17 |  |  |  | Amortization Expense |  |  | 131145.6767 | 47433.0087 | 34771.8412 | 10394.8303 | 234.5805 | 23130.6113 | 1167.306 | 32.2998 | 54.4183 | 8268.7793 | 2655.5694 | 3002.432 | 0
18 |  |  |  | Taxes Other Than Income |  |  | 15735867.9446 | 5689837.301 | 4193510.3167 | 1252341.2502 | 28012.1812 | 2755585.5181 | 140483.0286 | 3622.8855 | 6094.1262 | 983244.1702 | 320559.0759 | 362578.091 | 0
19 |  |  |  | Income Taxes - Federal |  |  | -964394.4556 | -2306410.318 | 3081610.5009 | 469825.9478 | 96202.5876 | -2101055.2786 | -67499.7028 | 4694.9905 | 27262.9108 | 595899.1872 | -665474.1537 | -99451.1272 | 0
20 |  |  |  | Income Taxes - State |  |  | -131045.1896 | -313402.8567 | 418739.6868 | 63841.5433 | 13072.3339 | -285498.5174 | -9172.0886 | 637.9712 | 3704.5768 | 80972.8027 | -90426.8851 | -13513.7565 | 0
21 |  |  |  | Income Taxes Deferred |  |  | 50972117.8403 | 18430699.7504 | 13583750.3708 | 4056623.124 | 90737.9374 | 8925979.1862 | 455057.04 | 11735.3646 | 19740.2851 | 3184955.4079 | 1038365.0299 | 1174474.3441 | 0
22 |  |  |  | Investment Tax Credit Adj |  |  | -952523.819 | -344417.3257 | -253841.6359 | -75806.7413 | -1695.6338 | -166801.1482 | -8503.721 | -219.3006 | -368.8897 | -59517.7524 | -19404.0873 | -21947.583 | 0
23 |  |  |  | Misc Revenues & Expense |  |  | -45.3366 | -16.4652 | -12.0702 | -3.6083 | -0.081429 | -7.8481 | -0.4052 | -0.011212 | -0.01889 | -2.8703 | -0.91551 | -1.0422 | 0
24
25 |  |  |  | Total Operating Expenses |  |  | 221618031.6799 | 78135870.0022 | 62674419.4136 | 18228155.0768 | 527160.9521 | 36467754.2011 | 1918763.5808 | 59805.2825 | 122605.8792 | 14726055.2705 | 3742255.6714 | 5015186.3497 | 0
26
27 |  |  |  | Operating Revenue For Return |  |  | 114121505.2047 | 37639942.229 | 36442130.7824 | 10056764.4181 | 386093.6363 | 16554980.0896 | 906111.6927 | 37445.7349 | 99034.7424 | 8421525.846 | 1109975.9763 | 2467500.0568 | 0
28
29
30 |  |  |  | Rate Base :
31 |  |  |  | Electric Plant In Service |  |  | 2700556024.9797 | 976753184.2892 | 716031040.6782 | 214053121.6731 | 4830544.5829 | 476281982.893 | 24037476.4008 | 665125.7131 | 1120596.965 | 170272911.435 | 54683158.1434 | 61826882.206 | 0
32 |  |  |  | Plant Held For Future Use |  |  | 1602180.0675 | 581874.9645 | 426556.6195 | 127516.5053 | 2877.6696 | 277349.62 | 14319.693 | 396.2311 | 667.5661 | 101435.599 | 32353.864 | 36831.7355 | 0
33 |  |  |  | Electric Plant Acquisition Adj |  |  | 0 | 0 | 0 | 0 | 0 | 0 | 0 | 0 | 0 | 0 | 0 | 0 | 0
34 |  |  |  | Pensions |  |  | 0 | 0 | 0 | 0 | 0 | 0 | 0 | 0 | 0 | 0 | 0 | 0 | 0
35 |  |  |  | Prepayments |  |  | 3272048.2729 | 1183451.8861 | 867556.2048 | 259350.6473 | 5852.7755 | 577077.2853 | 29124.2427 | 805.8784 | 1357.7356 | 206305.7499 | 66255.2945 | 74910.5726 | 0
36 |  |  |  | Fuel Stock |  |  | 0 | 0 | 0 | 0 | 0 | 0 | 0 | 0 | 0 | 0 | 0 | 0 | 0
37 |  |  |  | Materials & Supplies |  |  | 672318.7562 | 243167.8367 | 178259.6893 | 53289.6492 | 1202.5895 | 118574.0094 | 5984.256 | 165.5865 | 278.9785 | 42390.3358 | 13613.6981 | 15392.1271 | 0
38 |  |  |  | Misc Deferred Debits |  |  | 22696915.3755 | 8209141.5133 | 6017897.0854 | 1799013.7073 | 40598.4078 | 4002958.7641 | 202023.4472 | 5590.0623 | 9418.0794 | 1431062.0619 | 459586.9889 | 519625.258 | 0
39 |  |  |  | Cash Working Capital |  |  | 3786971.2196 | 1340077.1908 | 1067724.2972 | 311091.7665 | 9252.6371 | 620399.6599 | 32987.6453 | 1042.5467 | 2113.6618 | 252302.388 | 64040.91 | 85938.5161 | 0
40 |  |  |  | Weatherization Loans |  |  | 0 | 0 | 0 | 0 | 0 | 0 | 0 | 0 | 0 | 0 | 0 | 0 | 0
41 |  |  |  | Miscellaneous Rate Base |  |  | 0 | 0 | 0 | 0 | 0 | 0 | 0 | 0 | 0 | 0 | 0 | 0 | 0
42
43 |  |  |  | Total Rate Base Additions |  |  | 2732586458.6714 | 988310897.6807 | 724589034.5744 | 216603383.9486 | 4890328.6623 | 481878342.2317 | 24321915.6851 | 673126.0182 | 1134432.9865 | 172306407.5696 | 55319008.8989 | 62559580.4154 | 0
44
45 |  |  |  | Rate Base Deductions :
46 |  |  |  | Accum Provision For Depreciation |  |  | -698064001.0711 | -252480372.9937 | -185086454.9339 | -55330469.2217 | -1248644.7115 | -123112713.5683 | -6213433.5522 | -171927.9659 | -289662.4698 | -44013747.6707 | -14134978.498 | -15981595.4854 | 0
47 |  |  |  | Accum Provision For Amortization |  |  | -37967055.417 | -13732133.2657 | -10066651.2597 | -3009364.126 | -67912.4297 | -6696075.5631 | -337941.9024 | -9350.9753 | -15754.4271 | -2393859.932 | -768789.9152 | -869221.6207 | 0
48 |  |  |  | Accum Deferred Income Taxes |  |  | -449757841.3204 | -162670999.2793 | -119249659.7663 | -35648960.0049 | -804491.3771 | -79321485.9087 | -4003263.4336 | -110771.755 | -186627.1142 | -28357690.6621 | -9107083.2935 | -10296808.7256 | 0
49 |  |  |  | Unamortized ITC |  |  | -45315.9561 | -16390.1354 | -12015.1599 | -3591.8589 | -81.0576 | -7992.1428 | -403.3542 | -11.161 | -18.8039 | -2857.2173 | -917.5964 | -1037.4688 | 0
50 |  |  |  | Customer Advance For Construction |  |  | -9775700.5395 | -3661463.7146 | -610055.0061 | -297716.9718 | -32948.7975 | -3566094.3119 | -45999.1816 | -26832.2379 | -46494.5511 | -1488095.767 | 0 | 0 | 0
51 |  |  |  | Customer Service Deposits |  |  | 0 | 0 | 0 | 0 | 0 | 0 | 0 | 0 | 0 | 0 | 0 | 0 | 0
52 |  |  |  | Misc Rate Base Deductions |  |  | -23125429.671 | -8365271.2865 | -6132351.5512 | -1833229.1733 | -41370.5494 | -4076038.7004 | -205865.7339 | -5696.3797 | -9597.202 | -1458279.4505 | -468221.6262 | -529508.0178 | 0
53 | [18 empty] | 0
54 |  |  |  | Total Rate Base Deductions |  |  | -1218735343.9751 | -440926630.6753 | -321157187.677 | -96123331.3566 | -2195448.9229 | -216780400.1952 | -10806907.1579 | -324590.4748 | -548154.568 | -77714530.6996 | -24479990.9294 | -27678171.3183 | 0
55 | [18 empty] | 0
56 |  |  |  | Total Rate Base |  |  | 1513851114.6963 | 547384267.0054 | 403431846.8974 | 120480052.592 | 2694879.7394 | 265097942.0366 | 13515008.5272 | 348535.5434 | 586278.4185 | 94591876.8699 | 30839017.9695 | 34881409.097 | 0
57
58
59 |  |  |  | Return On Rate Base |  |  | 7.538% | 6.876% | 9.033% | 8.347% | 14.33% | 6.245% | 6.704% | 10.74% | 16.89% | 8.903% | 3.599% | 7.074%
60
61 |  |  |  | Return On Equity |  |  | 9.815% | 8.522% | 12.74% | 11.4% | 23.08% | 7.288% | 8.186% | 16.08% | 28.09% | 12.48% | 2.119% | 8.908%
Rocky Mountain Power
Cost Of Service By Rate Schedule
State of Utah
2010 Protocol (Non Wgt)
12 Months Ended Dec 2015
|  | A |  | B | C |  | D | E | F | G | H | I | J | K | L | M | N | O
|  |  |  | DESCRIPTION | COS Factor |  | Utah Jurisdiction Normalized | Residential Sch 1 | General Large Dist. Sch 6 | General +1 MW Sch 8 | Street & Area Lighting Sch. 7,11,12 | General Trans Sch 9 | Irrigation Sch 10 | Traffic Signals Sch 15 | Outdoor Lighting Sch 15 | General Small Dist. Sch 23 | Industrial Cust 1 | Industrial Cust 2
79 |  |  |  | Total Rate Base |  |  | 1513851114.6963 | 547384267.0054 | 403431846.8974 | 120480052.592 | 2694879.7394 | 265097942.0366 | 13515008.5272 | 348535.5434 | 586278.4185 | 94591876.8699 | 30839017.9695 | 34881409.097 | 0
80
81
82 |  |  |  | Return On Ratebase ($$) | 7.583% |  | 114802043.5272 | 41510576.4608 | 30594026.0559 | 9136536.6829 | 204364.6817 | 20103552.5787 | 1024903.0318 | 26430.9959 | 44460.0924 | 7173321.5112 | 2338659.4949 | 2645211.941 | 0
83 |  |  |  | Operating & Maintenance Expense |  |  | 108395782.9931 | 39415262.7721 | 28774741.8115 | 8612155.5137 | 213967.0862 | 18774951.4409 | 976149.1279 | 27372.8594 | 46021.9227 | 6878597.3199 | 2175308.3204 | 2501254.8186 | 0
84 |  |  |  | Bad Debt to Produce ROR | F80 |  | 0 | 0 | 0 | 0 | 0 | 0 | 0 | 0 | 0 | 0 | 0 | 0 | 0
85 |  |  |  | Depreciation Expense |  |  | 48431126.026 | 17516884.1357 | 12841148.5919 | 3838783.2172 | 86629.9605 | 8541470.237 | 431082.996 | 11928.2233 | 20096.5479 | 3053638.2261 | 980673.7175 | 1108790.1729 | 0
86 |  |  |  | Amortization Expense |  |  | 131145.6767 | 47433.0087 | 34771.8412 | 10394.8303 | 234.5805 | 23130.6113 | 1167.306 | 32.2998 | 54.4183 | 8268.7793 | 2655.5694 | 3002.432 | 0
87 |  |  |  | Taxes Other Than Income |  |  | 15735867.9446 | 5689837.301 | 4193510.3167 | 1252341.2502 | 28012.1812 | 2755585.5181 | 140483.0286 | 3622.8855 | 6094.1262 | 983244.1702 | 320559.0759 | 362578.091 | 0
88 |  |  |  | Federal Income Taxes |  |  | -964394.4556 | -2306410.318 | 3081610.5009 | 469825.9478 | 96202.5876 | -2101055.2786 | -67499.7028 | 4694.9905 | 27262.9108 | 595899.1872 | -665474.1537 | -99451.1272 | 0
89 |  |  |  | FIT Adj to Produce Target ROR | F101 |  | 0 | 0 | 0 | 0 | 0 | 0 | 0 | 0 | 0 | 0 | 0 | 0 | 0
90 |  |  |  | State Income Taxes |  |  | -131045.1896 | -313402.8567 | 418739.6868 | 63841.5433 | 13072.3339 | -285498.5174 | -9172.0886 | 637.9712 | 3704.5768 | 80972.8027 | -90426.8851 | -13513.7565 | 0
91 |  |  |  | SIT Adj to Produce Target ROR | F101 |  | 0 | 0 | 0 | 0 | 0 | 0 | 0 | 0 | 0 | 0 | 0 | 0 | 0
92 |  |  |  | Deferred Income Taxes |  |  | 50972117.8403 | 18430699.7504 | 13583750.3708 | 4056623.124 | 90737.9374 | 8925979.1862 | 455057.04 | 11735.3646 | 19740.2851 | 3184955.4079 | 1038365.0299 | 1174474.3441 | 0
93 |  |  |  | Investment Tax Credit |  |  | -952523.819 | -344417.3257 | -253841.6359 | -75806.7413 | -1695.6338 | -166801.1482 | -8503.721 | -219.3006 | -368.8897 | -59517.7524 | -19404.0873 | -21947.583 | 0
94 |  |  |  | Misc Revenue & Expenses |  |  | -45.3366 | -16.4652 | -12.0702 | -3.6083 | -0.081429 | -7.8481 | -0.4052 | -0.011212 | -0.01889 | -2.8703 | -0.91551 | -1.0422 | 0
|  |  |  | Total Operating Expenses |  |  | 221618031.6799 | 78135870.0022 | 62674419.4136 | 18228155.0768 | 527160.9521 | 36467754.2011 | 1918763.5808 | 59805.2825 | 122605.8792 | 14726055.2705 | 3742255.6714 | 5015186.3497
|  |  |  | Total Op. exp. Adjusted for Taxes |  |  | 115223209.9014 | 43906005.0966 | 26974795.5401 | 8567033.1502 | 91897.6502 | 22299666.096 | 1098419.7111 | 19614.2781 | 10685.3487 | 6400842.3184 | 3099057.7936 | 2755192.9184
97 |  |  |  | Revenue Credits |  |  | -53705490.1408 | -19173391.3973 | -14429468.0926 | -4328852.4765 | -106742.3005 | -9376115.2337 | -483357.0782 | -13570.4701 | -24533.8337 | -3405284.1931 | -1076839.99 | -1287335.075 | 0
98
99 |  |  |  | Total Revenue Requirements |  |  | 283135751.4406 | 102868483.7016 | 75219746.8611 | 22466335.7505 | 512316.3017 | 49391305.0634 | 2533826.2138 | 65849.0905 | 108757.3942 | 17721613.3958 | 5764473.475 | 6483044.1931 | 0
100 |  |  |  | Operating Revenues |  |  | 282034046.7438 | 96602420.834 | 84687082.1034 | 23956067.0184 | 806512.2879 | 43646619.057 | 2341518.1954 | 83680.5473 | 197106.788 | 19742296.9234 | 3775391.6576 | 6195351.3315 | 0
101
102 |  |  |  | Increase / (Decrease) Required to
103 |  |  |  | Earn Equal Rates of Return |  |  | 1101704.6968 | 6266062.8676 | -9467335.2424 | -1489731.2679 | -294195.9862 | 5744686.0064 | 192308.0184 | -17831.4568 | -88349.3938 | -2020683.5276 | 1989081.8174 | 287692.8616 | 0
104
105 |  |  |  | Existing Revenues |  |  | 282034046.7438 | 96602420.834 | 84687082.1034 | 23956067.0184 | 806512.2879 | 43646619.057 | 2341518.1954 | 83680.5473 | 197106.788 | 19742296.9234 | 3775391.6576 | 6195351.3315 | 0
106 |  |  |  | check |  |  | 0 | 4.9174e-07 | 1.1474e-06 | 4.6194e-07 | -8.2655e-09 | 1.7136e-06 | 4.3772e-08 | 6.2573e-10 | 4.1327e-09 | 1.1921e-07 | 2.1979e-07 | 3.5204e-07 | 0
107 |  |  |  | Percent Increase / (Decrease)
108 |  |  |  | Over Existing Rates To
109 |  |  |  | Equal Authorized RoE & RoR |  |  | 0.3906% | 6.486% | -11.18% | -6.219% | -36.48% | 13.16% | 8.213% | -21.31% | -44.82% | -10.24% | 52.69% | 4.644%
[5 empty] | 2010 Protocol |  | E: ELECTRIC REVENUES
|  | Transmission - Total - Unbundled |  |  | (Non-Wgt)
|  | A |  | B | C |  | D | E | F | G | H | I | J | K | L | M | N | O
|  | FERC ACCT |  | DESCRIPTION | COS Factor |  | Utah Jurisdiction Normalized | Residential Sch 1 | General Large Dist. Sch 6 | General +1 MW Sch 8 | Street & Area Lighting Sch. 7,11,12 | General Trans Sch 9 | Irrigation Sch 10 | Traffic Signals Sch 15 | Outdoor Lighting Sch 15 | General Small Dist. Sch 23 | Industrial Cust 1 | Industrial Cust 2 |  | Func Study Row
122 |  | 440 | Residential Sales |  | A |  | 96602420.834 | 96602420.834 | 0 | 0 | 0 | 0 | 0 | 0 | 0 | 0 | 0 | 0 | 0
123
124 |  | 442 | Commercial & Industrial Sales |  | A |  | 184344326.2867 | 0 | 84687082.1034 | 23956067.0184 | 0 | 43646619.057 | 2341518.1954 | 0 | 0 | 19742296.9234 | 3775391.6576 | 6195351.3315 | 0
125 |  |  |  | Interruptible Demand | F10 |  | 0 | 0 | 0 | 0 | 0 | 0 | 0 | 0 | 0 | 0 | 0 | 0 | 0 | 100
126 |  |  |  | Interruptible Energy | F30 |  | 0 | 0 | 0 | 0 | 0 | 0 | 0 | 0 | 0 | 0 | 0 | 0 | 0 | 101
127 | [6 empty] | 184344326.2867 | 0 | 84687082.1034 | 23956067.0184 | 0 | 43646619.057 | 2341518.1954 | 0 | 0 | 19742296.9234 | 3775391.6576 | 6195351.3315 | 0
128
129 |  | 444 | Public Street & Highway Lighting |  | A |  | 1087299.6231 | 0 | 0 | 0 | 806512.2879 | 0 | 0 | 83680.5473 | 197106.788 | 0 | 0 | 0 | 0
130
131 |  | 445 | Other Sales to Public Authority |  | A |  | 0 | 0 | 0 | 0 | 0 | 0 | 0 | 0 | 0 | 0 | 0 | 0 | 0
132
133 |  | 448 | Interdepartmental |  | A | 0 | 0 | 0 | 0 | 0 | 0 | 0 | 0 | 0 | 0 | 0 | 0 | 0 | 0 | 114
134 |  |  |  | Demand | F10 |  | 0 | 0 | 0 | 0 | 0 | 0 | 0 | 0 | 0 | 0 | 0 | 0 | 0 | 115
135 | [6 empty] | 0 | 0 | 0 | 0 | 0 | 0 | 0 | 0 | 0 | 0 | 0 | 0 | 0
136
137 |  | Total Sales to Ultimate Customers |  |  |  |  | 282034046.7438 | 96602420.834 | 84687082.1034 | 23956067.0184 | 806512.2879 | 43646619.057 | 2341518.1954 | 83680.5473 | 197106.788 | 19742296.9234 | 3775391.6576 | 6195351.3315 | 0
138
139 |  | 447 | Sales for Resale |  | F11 |  | 0 | 0 | 0 | 0 | 0 | 0 | 0 | 0 | 0 | 0 | 0 | 0 | 0 | 121
140 |  |  |  | Demand | F10 |  | 0 | 0 | 0 | 0 | 0 | 0 | 0 | 0 | 0 | 0 | 0 | 0 | 0 | 122
141 |  |  |  | Demand | F10 |  | 0 | 0 | 0 | 0 | 0 | 0 | 0 | 0 | 0 | 0 | 0 | 0 |  | 123
142 |  |  |  | Energy | F30 |  | 0 | 0 | 0 | 0 | 0 | 0 | 0 | 0 | 0 | 0 | 0 | 0 | 0 | 124
143 | [6 empty] | 0 | 0 | 0 | 0 | 0 | 0 | 0 | 0 | 0 | 0 | 0 | 0 | 0
144
145 |  | 449 | Provision for Rate Refund |  | F11 |  | 0 | 0 | 0 | 0 | 0 | 0 | 0 | 0 | 0 | 0 | 0 | 0 | 0 | 128
146 |  |  |  |  | F10 |  | 0 | 0 | 0 | 0 | 0 | 0 | 0 | 0 | 0 | 0 | 0 | 0 |  | 129
147
148 |  | State Specific Revenue Credit |  |  | F140T |  | 9446853.94 | 3359735.6028 | 2619027.3604 | 768415.0418 | 20541.6273 | 1588552.2647 | 82659.718 | 2421.5604 | 4691.301 | 614946.1019 | 170755.3194 | 215108.0423 | 0 | 131
149
150 |  | AGA Revenue |  |  | A | 0 | 0 | 0 | 0 | 0 | 0 | 0 | 0 | 0 | 0 | 0 | 0 | 0 | 0 | 133
151
152 |  | Total Sales from Electricity |  |  |  |  | 291480900.6838 | 99962156.4368 | 87306109.4638 | 24724482.0602 | 827053.9152 | 45235171.3217 | 2424177.9133 | 86102.1077 | 201798.0889 | 20357243.0252 | 3946146.977 | 6410459.3738 | 0
153
154 |  | Other Electric Operating Revenues
155 |  | 450 | Forfeited Discounts & Interest |  | A | 0 | 0 | 0 | 0 | 0 | 0 | 0 | 0 | 0 | 0 | 0 | 0 | 0 | 0 | 139
156 |  |  |  | Customers | F40 |  | 0 | 0 | 0 | 0 | 0 | 0 | 0 | 0 | 0 | 0 | 0 | 0 | 0 | 140
157 | [6 empty] | 0 | 0 | 0 | 0 | 0 | 0 | 0 | 0 | 0 | 0 | 0 | 0 | 0
158
159 |  | 451 | Misc Electric Revenue |  | A | 0 | 0 | 0 | 0 | 0 | 0 | 0 | 0 | 0 | 0 | 0 | 0 | 0 | 0 | 144
160 |  |  |  | Demand | F10 |  | 0 | 0 | 0 | 0 | 0 | 0 | 0 | 0 | 0 | 0 | 0 | 0 | 0 | 145
161 |  |  |  | Customer | F40 |  | 0 | 0 | 0 | 0 | 0 | 0 | 0 | 0 | 0 | 0 | 0 | 0 | 0 | 146
162 | [6 empty] | 0 | 0 | 0 | 0 | 0 | 0 | 0 | 0 | 0 | 0 | 0 | 0 | 0
163
164 |  | 453 | Water Sales |  | F10 |  | 0 | 0 | 0 | 0 | 0 | 0 | 0 | 0 | 0 | 0 | 0 | 0 | 0 | 150
165
166 |  | 454 | Rent of Electric Property |  | A | 0 | 0 | 0 | 0 | 0 | 0 | 0 | 0 | 0 | 0 | 0 | 0 | 0 | 0 | 154
167 |  |  |  | Demand | F10 |  | 2706355.3204 | 982886.0301 | 720526.8622 | 215397.1201 | 4860.8746 | 468490.7988 | 24188.4031 | 669.3019 | 1127.633 | 171342.0224 | 54651.1929 | 62215.0813 | 0 | 155
168 |  |  |  | Demand | F10 |  | 7884.8857 | 2863.6092 | 2099.2336 | 627.5531 | 14.162 | 1364.934 | 70.4722 | 1.95 | 3.2853 | 499.1999 | 159.2246 | 181.2618 | 0 | 156
169 |  |  |  | System Overhead | F102T |  | 468952.9547 | 169613.408 | 124338.9497 | 37170.3723 | 838.8251 | 82707.245 | 4174.1131 | 115.4992 | 194.5919 | 29567.929 | 9495.7695 | 10736.2519 | 0 | 157
170 | [6 empty] | 3183193.1608 | 1155363.0473 | 846965.0454 | 253195.0455 | 5713.8618 | 552562.9778 | 28432.9884 | 786.7511 | 1325.5102 | 201409.1512 | 64306.187 | 73132.595 | 0
171
172 |  | 456 | Other Electric Revenue |  | A | 0 | 0 | 0 | 0 | 0 | 0 | 0 | 0 | 0 | 0 | 0 | 0 | 0 | 0 | 161
173 |  |  |  | Customer | F40 |  | 0 | 0 | 0 | 0 | 0 | 0 | 0 | 0 | 0 | 0 | 0 | 0 | 0 | 162
174 |  |  |  | Energy | F30 |  | 3580592.9158 | 1041025.2328 | 981029.3674 | 323050.8176 | 13142.4516 | 744354.7487 | 37149.2662 | 1089.4018 | 2894.3771 | 215093.0286 | 84620.5926 | 137143.6316 | 0 | 163
175 |  |  |  | Demand | F10 |  | 0 | 0 | 0 | 0 | 0 | 0 | 0 | 0 | 0 | 0 | 0 | 0 | 0 | 164
176 |  |  |  | Demand | F10 |  | 37494850.1242 | 13617267.5144 | 9982446.3194 | 2984191.5716 | 67344.3597 | 6490645.2426 | 335115.1056 | 9272.7568 | 15622.6454 | 2373835.9114 | 757157.891 | 861950.8061 | 0 | 165
177 | [6 empty] | 41075443.04 | 14658292.7472 | 10963475.6868 | 3307242.3892 | 80486.8114 | 7234999.9913 | 372264.3718 | 10362.1586 | 18517.0225 | 2588928.94 | 841778.4836 | 999094.4377 | 0
178 | [18 empty] | 0
179 |  | Total Other Electric Operating Revenues |  |  |  |  | 44258636.2008 | 15813655.7944 | 11810440.7322 | 3560437.4347 | 86200.6732 | 7787562.9691 | 400697.3602 | 11148.9098 | 19842.5327 | 2790338.0912 | 906084.6706 | 1072227.0327 | 0
180 | [18 empty] | 0
181 |  | Total Electric Operating Revenues |  |  |  |  | 335739536.8846 | 115775812.2313 | 99116550.1961 | 28284919.4949 | 913254.5884 | 53022734.2907 | 2824875.2736 | 97251.0174 | 221640.6216 | 23147581.1165 | 4852231.6476 | 7482686.4065 | 0
182
183 |  | Miscellaneous Revenues
184 |  | 41160 | Gain on Sale of Utility Plant - CR |  | F10 |  | 0 | 0 | 0 | 0 | 0 | 0 | 0 | 0 | 0 | 0 | 0 | 0 | 0 | 179
185 |  | 41170 | Loss on Sale of Utility Plant |  | F10 |  | 0 | 0 | 0 | 0 | 0 | 0 | 0 | 0 | 0 | 0 | 0 | 0 | 0 | 184
186 |  | 4118 | Gain from Emission Allowances |  | F30 |  | 0 | 0 | 0 | 0 | 0 | 0 | 0 | 0 | 0 | 0 | 0 | 0 | 0 | 187
187 |  | 41181 | Gain from Disposition of NOX Credits |  | F10 |  | 0 | 0 | 0 | 0 | 0 | 0 | 0 | 0 | 0 | 0 | 0 | 0 | 0 | 190
188 |  | 4194 | Impact Housing Interest Income |  | F10 |  | 0 | 0 | 0 | 0 | 0 | 0 | 0 | 0 | 0 | 0 | 0 | 0 | 0 | 194
189 |  | 421 | (Gain)/Loss on Sale of Utility Plant |  | F10 |  | -45.3366 | -16.4652 | -12.0702 | -3.6083 | -0.081429 | -7.8481 | -0.4052 | -0.011212 | -0.01889 | -2.8703 | -0.91551 | -1.0422 | 0 | 204
190
191 |  | Total Miscellaneous Revenues |  |  |  |  | -45.3366 | -16.4652 | -12.0702 | -3.6083 | -0.081429 | -7.8481 | -0.4052 | -0.011212 | -0.01889 | -2.8703 | -0.91551 | -1.0422 | 0
192
193 |  | Miscellaneous Expenses
194 |  | 4311 | Interest on Customer Deposits |  | F80 |  | 0 | 0 | 0 | 0 | 0 | 0 | 0 | 0 | 0 | 0 | 0 | 0 | 0 | 210
195
196 |  | DFA | Divergence Fairness Adjustment
197 |  |  |  | Production | F105 |  | 0 | 0 | 0 | 0 | 0 | 0 | 0 | 0 | 0 | 0 | 0 | 0 | 0 | 214
198 |  |  |  | Transmission | F105 |  | 0 | 0 | 0 | 0 | 0 | 0 | 0 | 0 | 0 | 0 | 0 | 0 | 0 | 215
199 |  |  |  | Distribution | F105 |  | 0 | 0 | 0 | 0 | 0 | 0 | 0 | 0 | 0 | 0 | 0 | 0 | 0 | 216
200 | [6 empty] | 0 | 0 | 0 | 0 | 0 | 0 | 0 | 0 | 0 | 0 | 0 | 0 | 0
201
202 |  | Net Miscellaneous Revenues And Expense |  |  |  |  | -45.3366 | -16.4652 | -12.0702 | -3.6083 | -0.081429 | -7.8481 | -0.4052 | -0.011212 | -0.01889 | -2.8703 | -0.91551 | -1.0422 | 0
203
204 |  | Distribution - METER - Unbundled
205 | [6 empty] | E: STEAM POWER GENERATION
206
207 |  | A |  | B | C |  | D | E | F | G | H | I | J | K | L | M | N | O
208 |  | FERC ACCT |  | DESCRIPTION | COS Factor |  | Utah Jurisdiction Normalized | Residential Sch 1 | General Large Dist. Sch 6 | General +1 MW Sch 8 | Street & Area Lighting Sch. 7,11,12 | General Trans Sch 9 | Irrigation Sch 10 | Traffic Signals Sch 15 | Outdoor Lighting Sch 15 | General Small Dist. Sch 23 | Industrial Cust 1 | Industrial Cust 2
209 |  | 500 | Operation Suprvn & Engineering |  | F10 |  | 0 | 0 | 0 | 0 | 0 | 0 | 0 | 0 | 0 | 0 | 0 | 0 | 0 | 225
210 |  |  |  | Cholla | F10 |  | 0 | 0 | 0 | 0 | 0 | 0 | 0 | 0 | 0 | 0 | 0 | 0 | 0 | 226
211 |  |  |  | Total 500 |  |  | 0 | 0 | 0 | 0 | 0 | 0 | 0 | 0 | 0 | 0 | 0 | 0 | 0
212
213 |  | 501 | Fuel Related |  | F30 |  | 0 | 0 | 0 | 0 | 0 | 0 | 0 | 0 | 0 | 0 | 0 | 0 | 0 | 237
214 |  |  |  | System Energy - Non NPC | F30 |  | 0 | 0 | 0 | 0 | 0 | 0 | 0 | 0 | 0 | 0 | 0 | 0 | 0 | 230
215 |  |  |  | System Energy - Non NPC | F30 |  | 0 | 0 | 0 | 0 | 0 | 0 | 0 | 0 | 0 | 0 | 0 | 0 | 0 | 233
216 |  |  |  | Cholla - Non NPC | F30 |  | 0 | 0 | 0 | 0 | 0 | 0 | 0 | 0 | 0 | 0 | 0 | 0 | 0 | 234
217 |  |  |  | Cholla | F30 |  | 0 | 0 | 0 | 0 | 0 | 0 | 0 | 0 | 0 | 0 | 0 | 0 | 0 | 240
218 |  |  |  | Total 501 |  |  | 0 | 0 | 0 | 0 | 0 | 0 | 0 | 0 | 0 | 0 | 0 | 0 | 0
219
220 |  | 502 | Steam Expenses |  | F10 |  | 0 | 0 | 0 | 0 | 0 | 0 | 0 | 0 | 0 | 0 | 0 | 0 | 0 | 244
221 |  |  |  | Cholla | F10 |  | 0 | 0 | 0 | 0 | 0 | 0 | 0 | 0 | 0 | 0 | 0 | 0 | 0 | 245
222 |  |  |  | Total 502 |  |  | 0 | 0 | 0 | 0 | 0 | 0 | 0 | 0 | 0 | 0 | 0 | 0 | 0
223
224 |  | 503 | Steam From Other Sources |  | F30 |  | 0 | 0 | 0 | 0 | 0 | 0 | 0 | 0 | 0 | 0 | 0 | 0 | 0 | 252
225 |  |  |  | System Energy - Non NPC | F30 |  | 0 | 0 | 0 | 0 | 0 | 0 | 0 | 0 | 0 | 0 | 0 | 0 | 0 | 249
226 |  |  |  | Total 503 |  |  | 0 | 0 | 0 | 0 | 0 | 0 | 0 | 0 | 0 | 0 | 0 | 0 | 0
227
228 |  | 505 | Electric Expenses |  | F10 |  | 0 | 0 | 0 | 0 | 0 | 0 | 0 | 0 | 0 | 0 | 0 | 0 | 0 | 256
229 |  |  |  | Cholla | F10 |  | 0 | 0 | 0 | 0 | 0 | 0 | 0 | 0 | 0 | 0 | 0 | 0 | 0 | 257
230 |  |  |  | Total 505 |  |  | 0 | 0 | 0 | 0 | 0 | 0 | 0 | 0 | 0 | 0 | 0 | 0 | 0
231
232 |  | 506 | Misc. Steam Expense |  | F10 |  | 0 | 0 | 0 | 0 | 0 | 0 | 0 | 0 | 0 | 0 | 0 | 0 | 0 | 261
233 |  |  |  | System Energy | F30 |  | 0 | 0 | 0 | 0 | 0 | 0 | 0 | 0 | 0 | 0 | 0 | 0 | 0 | 262
234 |  |  |  | Cholla | F10 |  | 0 | 0 | 0 | 0 | 0 | 0 | 0 | 0 | 0 | 0 | 0 | 0 | 0 | 263
235 |  |  |  | Total 506 |  |  | 0 | 0 | 0 | 0 | 0 | 0 | 0 | 0 | 0 | 0 | 0 | 0 | 0
236
237 |  | 507 | Rents |  | F10 |  | 0 | 0 | 0 | 0 | 0 | 0 | 0 | 0 | 0 | 0 | 0 | 0 | 0 | 267
238 |  |  |  | Cholla | F10 |  | 0 | 0 | 0 | 0 | 0 | 0 | 0 | 0 | 0 | 0 | 0 | 0 | 0 | 268
239 |  |  |  | Total 507 |  |  | 0 | 0 | 0 | 0 | 0 | 0 | 0 | 0 | 0 | 0 | 0 | 0 | 0
240
241 |  | 510 | Maint Supervision & Engineering |  | F10 |  | 0 | 0 | 0 | 0 | 0 | 0 | 0 | 0 | 0 | 0 | 0 | 0 | 0 | 272
242 |  |  |  | Cholla | F10 |  | 0 | 0 | 0 | 0 | 0 | 0 | 0 | 0 | 0 | 0 | 0 | 0 | 0 | 273
243 |  |  |  | Total 510 |  |  | 0 | 0 | 0 | 0 | 0 | 0 | 0 | 0 | 0 | 0 | 0 | 0 | 0
244
245 |  | 511 | Maintenance of Structures |  | F10 |  | 0 | 0 | 0 | 0 | 0 | 0 | 0 | 0 | 0 | 0 | 0 | 0 | 0 | 277
246 |  |  |  | Cholla | F10 |  | 0 | 0 | 0 | 0 | 0 | 0 | 0 | 0 | 0 | 0 | 0 | 0 | 0 | 278
247 |  |  |  | Total 511 |  |  | 0 | 0 | 0 | 0 | 0 | 0 | 0 | 0 | 0 | 0 | 0 | 0 | 0
248
249 |  | 512 | Maintenance of Boiler Plant |  | F10 |  | 0 | 0 | 0 | 0 | 0 | 0 | 0 | 0 | 0 | 0 | 0 | 0 | 0 | 282
250 |  |  |  | Cholla | F10 |  | 0 | 0 | 0 | 0 | 0 | 0 | 0 | 0 | 0 | 0 | 0 | 0 | 0 | 283
251 |  |  |  | Total 512 |  |  | 0 | 0 | 0 | 0 | 0 | 0 | 0 | 0 | 0 | 0 | 0 | 0 | 0
252
253 |  | 513 | Maintenance of Electric Plant |  | F10 |  | 0 | 0 | 0 | 0 | 0 | 0 | 0 | 0 | 0 | 0 | 0 | 0 | 0 | 287
254 |  |  |  | Cholla | F10 |  | 0 | 0 | 0 | 0 | 0 | 0 | 0 | 0 | 0 | 0 | 0 | 0 | 0 | 288
255 |  |  |  | Total 513 |  |  | 0 | 0 | 0 | 0 | 0 | 0 | 0 | 0 | 0 | 0 | 0 | 0 | 0
256
257 |  | 514 | Maint of Misc. Steam Plant |  | F10 |  | 0 | 0 | 0 | 0 | 0 | 0 | 0 | 0 | 0 | 0 | 0 | 0 | 0 | 292
258 |  |  |  | Cholla | F10 |  | 0 | 0 | 0 | 0 | 0 | 0 | 0 | 0 | 0 | 0 | 0 | 0 | 0 | 293
259 |  |  |  | Total 514 |  |  | 0 | 0 | 0 | 0 | 0 | 0 | 0 | 0 | 0 | 0 | 0 | 0 | 0
260
261 |  | Total Steam Power Generation |  |  |  |  | 0 | 0 | 0 | 0 | 0 | 0 | 0 | 0 | 0 | 0 | 0 | 0 | 0
262
263
264 | [6 empty] | D: NUCLEAR POWER GENERATION
265
266
267 |  | 517 | Operation Super & Engineering |  | F10 |  | 0 | 0 | 0 | 0 | 0 | 0 | 0 | 0 | 0 | 0 | 0 | 0 | 0 | 299
268
269 |  | 518 | Nuclear Fuel Expense |  | F30 |  | 0 | 0 | 0 | 0 | 0 | 0 | 0 | 0 | 0 | 0 | 0 | 0 | 0 | 303
270
271 |  | 519 | Coolants and Water |  | F10 |  | 0 | 0 | 0 | 0 | 0 | 0 | 0 | 0 | 0 | 0 | 0 | 0 | 0 | 308
272
273 |  | 520 | Steam Expenses |  | F10 |  | 0 | 0 | 0 | 0 | 0 | 0 | 0 | 0 | 0 | 0 | 0 | 0 | 0 | 312
274
275 |  | 523 | Electric Expenses |  | F10 |  | 0 | 0 | 0 | 0 | 0 | 0 | 0 | 0 | 0 | 0 | 0 | 0 | 0 | 316
276
277 |  | 524 | Misc. Nuclear Expenses |  | F10 |  | 0 | 0 | 0 | 0 | 0 | 0 | 0 | 0 | 0 | 0 | 0 | 0 | 0 | 320
278
279 |  | 528 | Maint Supervision & Eng |  | F10 |  | 0 | 0 | 0 | 0 | 0 | 0 | 0 | 0 | 0 | 0 | 0 | 0 | 0 | 324
280
281 |  | 529 | Maintenance of Structures |  | F10 |  | 0 | 0 | 0 | 0 | 0 | 0 | 0 | 0 | 0 | 0 | 0 | 0 | 0 | 328
282
283 |  | 530 | Maintenance of Reactor Plant |  | F10 |  | 0 | 0 | 0 | 0 | 0 | 0 | 0 | 0 | 0 | 0 | 0 | 0 | 0 | 332
284
285 |  | 531 | Maintenance of Electric Plant |  | F10 |  | 0 | 0 | 0 | 0 | 0 | 0 | 0 | 0 | 0 | 0 | 0 | 0 | 0 | 336
286
287 |  | 532 | Maintenance of Misc Nuclear |  | F10 |  | 0 | 0 | 0 | 0 | 0 | 0 | 0 | 0 | 0 | 0 | 0 | 0 | 0 | 340
288
289 |  | Total Nuclear Power Generation |  |  |  |  | 0 | 0 | 0 | 0 | 0 | 0 | 0 | 0 | 0 | 0 | 0 | 0 | 0
290
291
292
293 |  | Distribution - METER - Unbundled |  |  |  |  | D: HYDRAULIC POWER GENERATION
294
295 |  | A |  | B | C |  | D | E | F | G | H | I | J | K | L | M | N | O
296 |  | FERC ACCT |  | DESCRIPTION | COS Factor |  | Utah Jurisdiction Normalized | Residential Sch 1 | General Large Dist. Sch 6 | General +1 MW Sch 8 | Street & Area Lighting Sch. 7,11,12 | General Trans Sch 9 | Irrigation Sch 10 | Traffic Signals Sch 15 | Outdoor Lighting Sch 15 | General Small Dist. Sch 23 | Industrial Cust 1 | Industrial Cust 2
297 |  | 535 | Operation Super & Engineering |  | F10 |  | 0 | 0 | 0 | 0 | 0 | 0 | 0 | 0 | 0 | 0 | 0 | 0 | 0 | 349
298
299 |  | 536 | Water For Power |  | F10 |  | 0 | 0 | 0 | 0 | 0 | 0 | 0 | 0 | 0 | 0 | 0 | 0 | 0 | 354
300
301 |  | 537 | Hydraulic Expenses |  | F10 |  | 0 | 0 | 0 | 0 | 0 | 0 | 0 | 0 | 0 | 0 | 0 | 0 | 0 | 359
302
303 |  | 538 | Electric Expenses |  | F10 |  | 0 | 0 | 0 | 0 | 0 | 0 | 0 | 0 | 0 | 0 | 0 | 0 | 0 | 363
304
305 |  | 539 | Misc. Hydro Expenses |  | F10 |  | 0 | 0 | 0 | 0 | 0 | 0 | 0 | 0 | 0 | 0 | 0 | 0 | 0 | 368
306
307 |  | 540 | Rents (Hydro Generation) |  | F10 |  | 0 | 0 | 0 | 0 | 0 | 0 | 0 | 0 | 0 | 0 | 0 | 0 | 0 | 373
308
309 |  | 541 | Maint Supervision & Engineering |  | F10 |  | 0 | 0 | 0 | 0 | 0 | 0 | 0 | 0 | 0 | 0 | 0 | 0 | 0 | 377
310
311 |  | 542 | Maintenance of Structures |  | F10 |  | 0 | 0 | 0 | 0 | 0 | 0 | 0 | 0 | 0 | 0 | 0 | 0 | 0 | 382
312
313 |  | 543 | Maint of Dams & Waterways |  | F10 |  | 0 | 0 | 0 | 0 | 0 | 0 | 0 | 0 | 0 | 0 | 0 | 0 | 0 | 387
314
315 |  | 544 | Maintenance of Electric Plant |  | F10 |  | 0 | 0 | 0 | 0 | 0 | 0 | 0 | 0 | 0 | 0 | 0 | 0 | 0 | 392
316
317 |  | 545 | Maint of Misc. Hydro Plant |  | F10 |  | 0 | 0 | 0 | 0 | 0 | 0 | 0 | 0 | 0 | 0 | 0 | 0 | 0 | 397
318
319 |  | Total Hydraulic Power Generation |  |  |  |  | 0 | 0 | 0 | 0 | 0 | 0 | 0 | 0 | 0 | 0 | 0 | 0 | 0
320
321
322 | [6 empty] | D: OTHER POWER GENERATION
323
324
325 |  | 546 | Operation Super & Engineering |  | F10 |  | 0 | 0 | 0 | 0 | 0 | 0 | 0 | 0 | 0 | 0 | 0 | 0 | 0 | 403
326
327 |  | 547 | Fuel |  | F30 |  | 0 | 0 | 0 | 0 | 0 | 0 | 0 | 0 | 0 | 0 | 0 | 0 | 0 | 407
328 |  |  |  | Simple Cycle Combustion Turbine | F30 |  | 0 | 0 | 0 | 0 | 0 | 0 | 0 | 0 | 0 | 0 | 0 | 0 | 0 | 408
329 |  |  |  | Total 547 |  |  | 0 | 0 | 0 | 0 | 0 | 0 | 0 | 0 | 0 | 0 | 0 | 0 | 0
330
331 |  | 548 | Generation Expense |  | F10 |  | 0 | 0 | 0 | 0 | 0 | 0 | 0 | 0 | 0 | 0 | 0 | 0 | 0 | 412
332 |  |  |  | Simple Cycle Combustion Turbine | F10 |  | 0 | 0 | 0 | 0 | 0 | 0 | 0 | 0 | 0 | 0 | 0 | 0 | 0 | 413
333 |  |  |  | Total 548 |  |  | 0 | 0 | 0 | 0 | 0 | 0 | 0 | 0 | 0 | 0 | 0 | 0 | 0
334
335 |  | 549 | Miscellaneous Other |  | F10 |  | 0 | 0 | 0 | 0 | 0 | 0 | 0 | 0 | 0 | 0 | 0 | 0 | 0 | 417
336 |  |  |  | Wind Generation | F10 |  | 0 | 0 | 0 | 0 | 0 | 0 | 0 | 0 | 0 | 0 | 0 | 0 | 0 | 418
337
338 |  | 550 | Maint Supervision & Engineering
339 |  |  |  | System Generation | F10 |  | 0 | 0 | 0 | 0 | 0 | 0 | 0 | 0 | 0 | 0 | 0 | 0 | 0 | 423
340 |  |  |  | Wind Generation | F10 |  | 0 | 0 | 0 | 0 | 0 | 0 | 0 | 0 | 0 | 0 | 0 | 0 | 0 | 424
341 |  |  |  | Total 550 |  |  | 0 | 0 | 0 | 0 | 0 | 0 | 0 | 0 | 0 | 0 | 0 | 0 | 0
342
343 |  | 551 | Maint Supervision & Engineering |  | F10 |  | 0 | 0 | 0 | 0 | 0 | 0 | 0 | 0 | 0 | 0 | 0 | 0 | 0 | 428
344
345 |  | 552 | Maintenance of Structures |  | F10 |  | 0 | 0 | 0 | 0 | 0 | 0 | 0 | 0 | 0 | 0 | 0 | 0 | 0 | 434
346
347 |  | 553 | Maint of Generation & Elect Plant |  | F10 |  | 0 | 0 | 0 | 0 | 0 | 0 | 0 | 0 | 0 | 0 | 0 | 0 | 0 | 438
348 |  |  |  | Simple Cycle Combustion Turbine | F10 |  | 0 | 0 | 0 | 0 | 0 | 0 | 0 | 0 | 0 | 0 | 0 | 0 | 0 | 439
349 |  |  |  | Wind Generation | F10 |  | 0 | 0 | 0 | 0 | 0 | 0 | 0 | 0 | 0 | 0 | 0 | 0 | 0 | 440
350 |  |  |  | Total 553 |  |  | 0 | 0 | 0 | 0 | 0 | 0 | 0 | 0 | 0 | 0 | 0 | 0 | 0
351
352 |  | 554 | Maintenance of Misc. Other |  | F10 |  | 0 | 0 | 0 | 0 | 0 | 0 | 0 | 0 | 0 | 0 | 0 | 0 | 0 | 444
353 |  |  |  | Simple Cycle Combustion Turbine | F10 |  | 0 | 0 | 0 | 0 | 0 | 0 | 0 | 0 | 0 | 0 | 0 | 0 | 0 | 445
354 |  |  |  | Wind Generation | F10 |  | 0 | 0 | 0 | 0 | 0 | 0 | 0 | 0 | 0 | 0 | 0 | 0 | 0 | 446
355 |  |  |  | Total 554 |  |  | 0 | 0 | 0 | 0 | 0 | 0 | 0 | 0 | 0 | 0 | 0 | 0 | 0
356
357 |  | Total Other Power Generation |  |  |  |  | 0 | 0 | 0 | 0 | 0 | 0 | 0 | 0 | 0 | 0 | 0 | 0 | 0
358
359
360 | [6 empty] | D: OTHER POWER SUPPLY
361
362
363 |  | 555 | Purchased Power |  | F10 |  | 0 | 0 | 0 | 0 | 0 | 0 | 0 | 0 | 0 | 0 | 0 | 0 | 0 | 452
364 |  |  |  | Demand | F10 |  | 0 | 0 | 0 | 0 | 0 | 0 | 0 | 0 | 0 | 0 | 0 | 0 | 0 | 453
365 |  |  |  | Energy | F30 |  | 0 | 0 | 0 | 0 | 0 | 0 | 0 | 0 | 0 | 0 | 0 | 0 | 0 | 454
366 |  |  |  | Seasonal Contracts | F10 |  | 0 | 0 | 0 | 0 | 0 | 0 | 0 | 0 | 0 | 0 | 0 | 0 | 0 | 455
367 |  |  |  | Demand | F10 |  | 0 | 0 | 0 | 0 | 0 | 0 | 0 | 0 | 0 | 0 | 0 | 0 | 0 | 456
368 |  |  |  | Total 555 |  |  | 0 | 0 | 0 | 0 | 0 | 0 | 0 | 0 | 0 | 0 | 0 | 0 | 0
369
370
371 |  | 556 | System Control & Load Dispatch |  | F10 |  | 0 | 0 | 0 | 0 | 0 | 0 | 0 | 0 | 0 | 0 | 0 | 0 | 0 | 460
372
373 |  | 557 | Other Expenses |  | F10 |  | 0 | 0 | 0 | 0 | 0 | 0 | 0 | 0 | 0 | 0 | 0 | 0 | 0 | 470
374
375
376 |  | 2010 Protocol Stipulated Embedded Cost Differential and Adjustment |  | Embedded Cost Differentials
377 |  |  |  | Company Owned Hydro | F10 |  | 0 | 0 | 0 | 0 | 0 | 0 | 0 | 0 | 0 | 0 | 0 | 0 | 0 | 473
378 |  |  |  | Company Owned Hydro | F10 |  | 0 | 0 | 0 | 0 | 0 | 0 | 0 | 0 | 0 | 0 | 0 | 0 | 0 | 474
379 |  |  |  | Mid-C Contract | F10 |  | 0 | 0 | 0 | 0 | 0 | 0 | 0 | 0 | 0 | 0 | 0 | 0 | 0 | 475
380 |  |  |  | Mid-C Contract | F10 |  | 0 | 0 | 0 | 0 | 0 | 0 | 0 | 0 | 0 | 0 | 0 | 0 | 0 | 476
381 |  |  |  | Existing QF Contracts | F10 |  | 0 | 0 | 0 | 0 | 0 | 0 | 0 | 0 | 0 | 0 | 0 | 0 | 0 | 477
382 | [6 empty] | 0 | 0 | 0 | 0 | 0 | 0 | 0 | 0 | 0 | 0 | 0 | 0 | 0
383
384 |  | Total Other Power Supply |  |  |  |  | 0 | 0 | 0 | 0 | 0 | 0 | 0 | 0 | 0 | 0 | 0 | 0 | 0
385
386 |  | TOTAL PRODUCTION EXPENSE |  |  |  |  | 0 | 0 | 0 | 0 | 0 | 0 | 0 | 0 | 0 | 0 | 0 | 0 | 0
387
388 |  | Distribution - METER - Unbundled |  |  |  |  | D: TRANSMISSION EXPENSE
389
390
391 |  | A |  | B | C |  | D | E | F | G | H | I | J | K | L | M | N | O
392 |  | FERC ACCT |  | DESCRIPTION | COS Factor |  | Utah Jurisdiction Normalized | Residential Sch 1 | General Large Dist. Sch 6 | General +1 MW Sch 8 | Street & Area Lighting Sch. 7,11,12 | General Trans Sch 9 | Irrigation Sch 10 | Traffic Signals Sch 15 | Outdoor Lighting Sch 15 | General Small Dist. Sch 23 | Industrial Cust 1 | Industrial Cust 2
393 |  | 560 | Operation Supervision & Eng |  | F106 |  | 4065391.6521 | 1470392.5546 | 1077904.5597 | 322233.0077 | 7271.844 | 716995.8946 | 36185.7293 | 1001.2723 | 1686.9333 | 256326.8032 | 82319.605 | 93073.4486 | 0 | 494
394
395 |  | 561 | Load Dispatching |  | F106 |  | 8217410.9074 | 2972117.043 | 2178777.7031 | 651332.3338 | 14698.6405 | 1449269.9323 | 73142.5241 | 2023.8802 | 3409.8126 | 518115.559 | 166393.3214 | 188130.1574 | 0 | 498
396
397 |  | 562 | Station Expense |  | F106 |  | 1346113.2144 | 486869.4132 | 356910.6487 | 106696.2662 | 2407.8185 | 237408.2821 | 11981.6472 | 331.5365 | 558.5693 | 84873.7161 | 27257.2774 | 30818.0391 | 0 | 502
398
399 |  | 563 | Overhead Line Expense |  | F106 |  | 179385.2667 | 64881.0208 | 47562.5016 | 14218.5204 | 320.8699 | 31637.4192 | 1596.6941 | 44.1811 | 74.4359 | 11310.4114 | 3632.3497 | 4106.8627 | 0 | 506
400
401 |  | 564 | Underground Line Expense |  | F106 |  | 0 | 0 | 0 | 0 | 0 | 0 | 0 | 0 | 0 | 0 | 0 | 0 | 0 | 510
402
403 |  | 565 | Transm of Electricity by Others |  | F10 |  | 63038219.9852 | 22894032.1757 | 16782988.7302 | 5017172.3356 | 113222.7106 | 10912397.8705 | 563412.3001 | 15589.8232 | 26265.5739 | 3991011.8295 | 1272971.7692 | 1449154.8667 | 0 | 514
404 |  |  | Energy |  | F30 |  | 1943511.1186 | 565058.403 | 532493.2289 | 175348.8516 | 7133.5953 | 404028.5406 | 20164.2615 | 591.3167 | 1571.0398 | 116750.4104 | 45931.2372 | 74440.2335 | 0 | 515
405 | [6 empty] | 64981731.1037 | 23459090.5787 | 17315481.9591 | 5192521.1872 | 120356.3059 | 11316426.4111 | 583576.5615 | 16181.14 | 27836.6137 | 4107762.24 | 1318903.0064 | 1523595.1002 | 0
406
407 |  | 566 | Misc. Transmission Expense |  | F106 |  | 1051545.6955 | 380328.6605 | 278808.5373 | 83348.1153 | 1880.92 | 185456.6574 | 9359.725 | 258.987 | 436.3386 | 66300.9544 | 21292.6167 | 24074.1834 | 0 | 519
408
409 |  | 567 | Rents - Transmission |  | F106 |  | 985070.4585 | 356285.5419 | 261183.1847 | 78079.1234 | 1762.0144 | 173732.7015 | 8768.0342 | 242.6147 | 408.7547 | 62109.6276 | 19946.568 | 22552.2932 | 0 | 523
410
411 |  | 568 | Maint Supervision & Engineering |  | F106 |  | 519746.5063 | 187984.6909 | 137806.4346 | 41196.3949 | 929.6805 | 91665.4884 | 4626.2225 | 128.0093 | 215.6687 | 32770.5106 | 10524.2817 | 11899.1241 | 0 | 527
412
413 |  | 569 | Maintenance of Structures |  | F106 |  | 1821002.777 | 658630.0052 | 482823.6402 | 144337.1887 | 3257.2626 | 321162.5415 | 16208.6016 | 448.4979 | 755.6247 | 114815.9539 | 36873.2565 | 41690.2042 | 0 | 531
414
415 |  | 570 | Maint of Station Equipment |  | F106 |  | 3520736.0429 | 1273398.6063 | 933493.685 | 279062.2557 | 6297.6081 | 620937.2933 | 31337.7928 | 867.1281 | 1460.9286 | 221985.7499 | 71290.942 | 80604.0532 | 0 | 535
416
417 |  | 571 | Maintenance of Overhead Lines |  | F106 |  | 7486853.6422 | 2707885.1915 | 1985076.5607 | 593426.5562 | 13391.8787 | 1320424.6439 | 66639.8917 | 1843.95 | 3106.6681 | 472053.2298 | 151600.3591 | 171404.7125 | 0 | 539
418
419 |  | 572 | Maint of Underground Lines |  | F106 |  | 22621.7852 | 8181.968 | 5997.9769 | 1793.0587 | 40.464 | 3989.7084 | 201.3547 | 5.5716 | 9.3869 | 1426.325 | 458.0657 | 517.9052 | 0 | 543
420
421 |  | 573 | Maint of Misc Transmission Plant |  | F106 |  | 238159.4191 | 86138.77 | 63145.976 | 18877.1052 | 426.0003 | 42003.1673 | 2119.8381 | 58.6567 | 98.8242 | 15016.1775 | 4822.4602 | 5452.4435 | 0 | 547
422
423
424 |  | TOTAL TRANSMISSION EXPENSE |  |  |  |  | 94435768.471 | 34112184.0447 | 25124973.3676 | 7527121.1133 | 173041.3074 | 16511110.1409 | 845744.6168 | 23435.4254 | 40058.5593 | 5964867.2584 | 1915314.1099 | 2197918.5275 | 0
425
426
427
428
429
430
431
432
433
434
435
436 |  | Distribution - METER - Unbundled |  |  |  |  | D: DISTRIBUTION EXPENSE
437
438
439 |  | A |  | B | C |  | D | E | F | G | H | I | J | K | L | M | N | O
440 |  | FERC ACCT |  | DESCRIPTION | COS Factor |  | Utah Jurisdiction Normalized | Residential Sch 1 | General Large Dist. Sch 6 | General +1 MW Sch 8 | Street & Area Lighting Sch. 7,11,12 | General Trans Sch 9 | Irrigation Sch 10 | Traffic Signals Sch 15 | Outdoor Lighting Sch 15 | General Small Dist. Sch 23 | Industrial Cust 1 | Industrial Cust 2
441 |  | 580 | Operation Supervision & Eng |  | F131 |  | 0 | 0 | 0 | 0 | 0 | 0 | 0 | 0 | 0 | 0 | 0 | 0 | 0 | 555
442
443 |  | 581 | Load Dispatching |  | F20 |  | 0 | 0 | 0 | 0 | 0 | 0 | 0 | 0 | 0 | 0 | 0 | 0 | 0 | 560
444
445 |  | 582 | Station Expense |  | F120 |  | 0 | 0 | 0 | 0 | 0 | 0 | 0 | 0 | 0 | 0 | 0 | 0 | 0 | 565
446
447 |  | 583 | Overhead Line Expenses |  | F132 |  | 0 | 0 | 0 | 0 | 0 | 0 | 0 | 0 | 0 | 0 | 0 | 0 | 0 | 570
448
449 |  | 584 | Underground Line Expense |  | F133 |  | 0 | 0 | 0 | 0 | 0 | 0 | 0 | 0 | 0 | 0 | 0 | 0 | 0 | 575
450
451 |  | 585 | Street Lighting & Signal Systems |  | F130 |  | 0 | 0 | 0 | 0 | 0 | 0 | 0 | 0 | 0 | 0 | 0 | 0 | 0 | 580
452
453 |  | 586 | Meter Expenses |  | F127 |  | 0 | 0 | 0 | 0 | 0 | 0 | 0 | 0 | 0 | 0 | 0 | 0 | 0 | 585
454
455 |  | 587 | Customer Installation Expenses |  | F20 |  | 0 | 0 | 0 | 0 | 0 | 0 | 0 | 0 | 0 | 0 | 0 | 0 | 0 | 590
456
457 |  | 588 | Misc. Distribution Expenses |  | F131 |  | 0 | 0 | 0 | 0 | 0 | 0 | 0 | 0 | 0 | 0 | 0 | 0 | 0 | 595
458
459 |  | 589 | Rents |  | F131 |  | 0 | 0 | 0 | 0 | 0 | 0 | 0 | 0 | 0 | 0 | 0 | 0 | 0 | 600
460
461 |  | 590 | Maint Supervision & Engineering |  | F131 |  | 0 | 0 | 0 | 0 | 0 | 0 | 0 | 0 | 0 | 0 | 0 | 0 | 0 | 605
462
463 |  | 591 | Maintenance of Structures |  | F119 |  | 0 | 0 | 0 | 0 | 0 | 0 | 0 | 0 | 0 | 0 | 0 | 0 | 0 | 610
464
465 |  | 592 | Maint of Station Equipment |  | F120 |  | 0 | 0 | 0 | 0 | 0 | 0 | 0 | 0 | 0 | 0 | 0 | 0 | 0 | 615
466
467 |  | 593 | Maintenance of Overhead Lines |  | F134 |  | 0 | 0 | 0 | 0 | 0 | 0 | 0 | 0 | 0 | 0 | 0 | 0 | 0 | 620
468
469 |  | 594 | Maint of Underground Lines |  | F135 |  | 0 | 0 | 0 | 0 | 0 | 0 | 0 | 0 | 0 | 0 | 0 | 0 | 0 | 625
470
471 |  | 595 | Maint of Line Transformers |  | F125 |  | 0 | 0 | 0 | 0 | 0 | 0 | 0 | 0 | 0 | 0 | 0 | 0 | 0 | 630
472
473 |  | 596 | Maint of Street Lighting & Signals |  | F130 |  | 0 | 0 | 0 | 0 | 0 | 0 | 0 | 0 | 0 | 0 | 0 | 0 | 0 | 635
474
475 |  | 597 | Maintenance of Meters |  | F127 |  | 0 | 0 | 0 | 0 | 0 | 0 | 0 | 0 | 0 | 0 | 0 | 0 | 0 | 640
476
477 |  | 598 | Maint of Misc. Distribution Plant |  | F131 |  | 0 | 0 | 0 | 0 | 0 | 0 | 0 | 0 | 0 | 0 | 0 | 0 | 0 | 645
478
479 |  | TOTAL DISTRIBUTION EXPENSE |  |  |  |  | 0 | 0 | 0 | 0 | 0 | 0 | 0 | 0 | 0 | 0 | 0 | 0 | 0
480
481
482 | [6 empty] | D: CUSTOMER ACCOUNTS EXPENSE
483
484
485 |  | 901 | Supervision |  | F136 |  | 0 | 0 | 0 | 0 | 0 | 0 | 0 | 0 | 0 | 0 | 0 | 0 | 0 | 652
486
487 |  | 902 | Meter Reading Expense |  | F47 |  | 0 | 0 | 0 | 0 | 0 | 0 | 0 | 0 | 0 | 0 | 0 | 0 | 0 | 657
488
489 |  | 903 | Customer Receipts & Collections |  | F48 |  | 0 | 0 | 0 | 0 | 0 | 0 | 0 | 0 | 0 | 0 | 0 | 0 | 0 | 662
490
491 |  | 904 | Uncollectible Accounts |  | F80 |  | 0 | 0 | 0 | 0 | 0 | 0 | 0 | 0 | 0 | 0 | 0 | 0 | 0 | 668
492
493 |  | 905 | Misc. Customer Accounts Exp |  | F136 |  | 0 | 0 | 0 | 0 | 0 | 0 | 0 | 0 | 0 | 0 | 0 | 0 | 0 | 673
494
495 |  | TOTAL CUSTOMER ACCOUNTS EXPENSE |  |  |  |  | 0 | 0 | 0 | 0 | 0 | 0 | 0 | 0 | 0 | 0 | 0 | 0 | 0
496
497 |  | Distribution - METER - Unbundled |  |  |  |  | D: CUSTOMER SERVICE EXPENSE
498
499 |  | A |  | B | C |  | D | E | F | G | H | I | J | K | L | M | N | O
500 |  | FERC ACCT |  | DESCRIPTION | COS Factor |  | Utah Jurisdiction Normalized | Residential Sch 1 | General Large Dist. Sch 6 | General +1 MW Sch 8 | Street & Area Lighting Sch. 7,11,12 | General Trans Sch 9 | Irrigation Sch 10 | Traffic Signals Sch 15 | Outdoor Lighting Sch 15 | General Small Dist. Sch 23 | Industrial Cust 1 | Industrial Cust 2
501 |  | 907 | Supervision |  | F40 |  | 0 | 0 | 0 | 0 | 0 | 0 | 0 | 0 | 0 | 0 | 0 | 0 | 0 | 680
502
503 |  | 908 | Customer Assistance |  | F40 |  | 0 | 0 | 0 | 0 | 0 | 0 | 0 | 0 | 0 | 0 | 0 | 0 | 0 | 685
504
505 |  | 909 | Informational & Instructional Adv |  | F40 |  | 0 | 0 | 0 | 0 | 0 | 0 | 0 | 0 | 0 | 0 | 0 | 0 | 0 | 690
506
507 |  | 910 | Misc. Customer Service |  | F40 |  | 0 | 0 | 0 | 0 | 0 | 0 | 0 | 0 | 0 | 0 | 0 | 0 | 0 | 695
508
509 |  | TOTAL CUSTOMER SERVICE EXPENSE |  |  |  |  | 0 | 0 | 0 | 0 | 0 | 0 | 0 | 0 | 0 | 0 | 0 | 0 | 0
510
511
512 | [6 empty] | D: SALES EXPENSE
513
514
515 |  | 911 | Supervision |  | F40 |  | 0 | 0 | 0 | 0 | 0 | 0 | 0 | 0 | 0 | 0 | 0 | 0 | 0 | 702
516
517 |  | 912 | Demonstration & Selling Expense |  | F40 |  | 0 | 0 | 0 | 0 | 0 | 0 | 0 | 0 | 0 | 0 | 0 | 0 | 0 | 707
518
519 |  | 913 | Advertising Expense |  | F40 |  | 0 | 0 | 0 | 0 | 0 | 0 | 0 | 0 | 0 | 0 | 0 | 0 | 0 | 712
520
521 |  | 916 | Misc. Sales Expense |  | F40 |  | 0 | 0 | 0 | 0 | 0 | 0 | 0 | 0 | 0 | 0 | 0 | 0 | 0 | 717
522
523 |  | TOTAL SALES EXPENSE |  |  |  |  | 0 | 0 | 0 | 0 | 0 | 0 | 0 | 0 | 0 | 0 | 0 | 0 | 0
524
525
526 | [6 empty] | D: ADMINISTRATION & GENERAL EXPENSE
527
528
529 |  | 920 | Administrative & General Salaries |  | F102T |  | 134471.2549 | 48636.2813 | 35653.9274 | 10658.5246 | 240.5313 | 23716.1253 | 1196.918 | 33.1192 | 55.7988 | 8478.5403 | 2722.8916 | 3078.5972 | 0 | 723
530 |  |  |  | Customer - System | F42 |  | 0 | 0 | 0 | 0 | 0 | 0 | 0 | 0 | 0 | 0 | 0 | 0 | 0 | 724
531 |  |  |  | System Overheads | F102T |  | 8128333.6866 | 2939899.1183 | 2155159.6238 | 644271.8527 | 14539.3063 | 1433559.7604 | 72349.6548 | 2001.9413 | 3372.8501 | 512499.1556 | 164589.608 | 186090.8154 | 0 | 725
532 |  |  |  | Administrative & General Salaries |  |  | 8262804.9415 | 2988535.3996 | 2190813.5512 | 654930.3773 | 14779.8376 | 1457275.8857 | 73546.5728 | 2035.0604 | 3428.6489 | 520977.6959 | 167312.4995 | 189169.4126 | 0
533
534 |  | 921 | Office Supplies & expenses |  | F102T |  | 30319.335 | 10966.0589 | 8038.9178 | 2403.1856 | 54.2328 | 5347.2926 | 269.87 | 7.4674 | 12.581 | 1911.6629 | 613.9324 | 694.1336 | 0 | 729
535 |  |  |  | Customer - System | F42 |  | 0 | 0 | 0 | 0 | 0 | 0 | 0 | 0 | 0 | 0 | 0 | 0 | 0 | 730
536 |  |  |  | System Overheads | F102T |  | 845059.7234 | 305645.7118 | 224060.5105 | 66981.5259 | 1511.5745 | 149039.6016 | 7521.8097 | 208.1312 | 350.6573 | 53281.8178 | 17111.5082 | 19346.8747 | 0 | 731
537 |  |  |  | Office Supplies & expenses |  |  | 875379.0584 | 316611.7708 | 232099.4284 | 69384.7115 | 1565.8073 | 154386.8942 | 7791.6797 | 215.5986 | 363.2383 | 55193.4807 | 17725.4406 | 20041.0083 | 0
538
539 |  | 922 | A&G Expenses Transferred |  | F102T |  | -3914653.5102 | -1415872.7787 | -1037937.6034 | -310285.1294 | -7002.2158 | -690410.8474 | -34844.021 | -964.1467 | -1624.3845 | -246822.6202 | -79267.3273 | -89622.4358 | 0 | 735
540
541 |  | 923 | Outside Services |  | F102T |  | 2030.063 | 734.244 | 538.2542 | 160.9078 | 3.6312 | 358.0336 | 18.0694 | 0.49999 | 0.84237 | 127.9974 | 41.1065 | 46.4764 | 0 | 738
542 |  |  |  | Customer - System | F42 |  | 0 | 0 | 0 | 0 | 0 | 0 | 0 | 0 | 0 | 0 | 0 | 0 | 0 | 739
543 |  |  |  | System Overheads | F102T |  | 1723226.3226 | 623265.6953 | 456899.032 | 136587.1848 | 3082.368 | 303918.1226 | 15338.3011 | 424.4164 | 715.0523 | 108651.0556 | 34893.3934 | 39451.7011 | 0 | 740
544 |  |  |  | Outside Services |  |  | 1725256.3856 | 623999.9393 | 457437.2862 | 136748.0926 | 3085.9992 | 304276.1562 | 15356.3705 | 424.9164 | 715.8947 | 108779.053 | 34934.4999 | 39498.1776 | 0
545
546 |  | 924 | Property Insurance |  | F102T |  | 691782.6574 | 250207.6444 | 183420.3798 | 54832.4062 | 1237.4049 | 122006.7752 | 6157.5027 | 170.3803 | 287.055 | 43617.5533 | 14007.8201 | 15837.7355 | 0 | 744
547 |  |  |  | System Generation | F10 |  | 0 | 0 | 0 | 0 | 0 | 0 | 0 | 0 | 0 | 0 | 0 | 0 | 0 | 745
548 |  |  |  | System Overheads | F102T |  | 676113.2131 | 244540.2361 | 179265.7578 | 53590.4072 | 1209.3767 | 119243.2217 | 6018.0302 | 166.5211 | 280.553 | 42629.58 | 13690.5315 | 15478.9978 |  | 746
549
550 |  | 925 | Injuries & Damages |  | F102T |  | 1084001.4143 | 392067.4181 | 287413.8994 | 85920.6359 | 1938.9741 | 191180.7349 | 9648.6108 | 266.9806 | 449.8061 | 68347.3183 | 21949.8085 | 24817.2276 | 0 | 750
551
552 |  | 926 | Employee Pensions & Benefits |  | F138T |  | 0 | 0 | 0 | 0 | 0 | 0 | 0 | 0 | 0 | 0 | 0 | 0 | 0 | 757
553
554 |  | 927 | Franchise Requirements |  | F102 |  | 0 | 0 | 0 | 0 | 0 | 0 | 0 | 0 | 0 | 0 | 0 | 0 | 0 | 762
555
556 |  | 928 | Regulatory Commission Expense |  | F102 |  | 876292.9882 | 370491.2686 | 223966.5102 | 64639.7459 | 4195.2675 | 113703.5037 | 8786.269 | 277.4025 | 335.8921 | 61744.06 | 13182.1109 | 14970.9578 | 0 | 769
557 |  |  |  | Regulatory Expense | F103 |  | 0 | 0 | 0 | 0 | 0 | 0 | 0 | 0 | 0 | 0 | 0 | 0 | 0 | 771
558
559 |  | 929 | Duplicate Charges |  | F102T |  | -180470.3587 | -65273.4827 | -47850.2047 | -14304.5275 | -322.8108 | -31828.7922 | -1606.3524 | -44.4484 | -74.8861 | -11378.8274 | -3654.3216 | -4131.7049 | 0 | 776
560
561 |  | 930 | Misc General Expenses
562 |  |  |  | Situs | F102T |  | 10890.3277 | 3938.8719 | 2887.4792 | 863.1943 | 19.4797 | 1920.6809 | 96.9339 | 2.6822 | 4.5189 | 686.6455 | 220.5169 | 249.3242 | 0 | 779
563 |  |  |  | Customer | F42 |  | 0 | 0 | 0 | 0 | 0 | 0 | 0 | 0 | 0 | 0 | 0 | 0 | 0 | 780
564 |  |  |  | Labor | F138T |  | 75736.7298 | 27392.8647 | 20080.9598 | 6003.0807 | 135.4717 | 13357.366 | 674.1266 | 18.6533 | 31.4269 | 4775.2727 | 1533.5835 | 1733.9236 | 0 | 781
565
566 |  | 931 | Rents |  | F102T |  | 478363.0939 | 173016.9174 | 126833.9693 | 37916.2432 | 855.6572 | 84366.8713 | 4257.872 | 117.8169 | 198.4966 | 30161.2472 | 9686.3142 | 10951.6885 | 0 | 787
567
568 |  | 935 | Maintenance of General Plant |  | F108 |  | 3298517.581 | 1393422.6579 | 831337.0308 | 244795.1623 | 19227.5294 | 424362.8496 | 34520.9162 | 1250.0168 | 1567.1033 | 235019.6027 | 48672.7336 | 64341.9784 | 0 | 793
569
570 |  | TOTAL ADMINISTRATIVE & GEN EXPENSE |  |  |  |  | 13960014.5221 | 5303078.7274 | 3649768.4439 | 1085034.4004 | 40925.7788 | 2263841.3 | 130404.5111 | 3937.434 | 5963.3634 | 913730.0615 | 259994.2105 | 303336.2911 | 0
571
572
573 |  | TOTAL O & M EXPENSE |  |  |  |  | 108395782.9931 | 39415262.7721 | 28774741.8115 | 8612155.5137 | 213967.0862 | 18774951.4409 | 976149.1279 | 27372.8594 | 46021.9227 | 6878597.3199 | 2175308.3204 | 2501254.8186 | 0
574
575 |  | Distribution - METER - Unbundled |  |  |  |  | D: DEPRECIATION EXPENSE
576
577 |  | A |  | B | C |  | D | E | F | G | H | I | J | K | L | M | N | O
578 |  | FERC ACCT |  | DESCRIPTION | COS Factor |  | Utah Jurisdiction Normalized | Residential Sch 1 | General Large Dist. Sch 6 | General +1 MW Sch 8 | Street & Area Lighting Sch. 7,11,12 | General Trans Sch 9 | Irrigation Sch 10 | Traffic Signals Sch 15 | Outdoor Lighting Sch 15 | General Small Dist. Sch 23 | Industrial Cust 1 | Industrial Cust 2
579 |  | 403SP | Steam Depreciation |  | F10 |  | 0 | 0 | 0 | 0 | 0 | 0 | 0 | 0 | 0 | 0 | 0 | 0 | 0 | 805
580
581 |  | 403NP | Nuclear Depreciation |  | F10 |  | 0 | 0 | 0 | 0 | 0 | 0 | 0 | 0 | 0 | 0 | 0 | 0 | 0 | 809
582
583 |  | 403HP | Hydro Depreciation |  | F10 |  | 0 | 0 | 0 | 0 | 0 | 0 | 0 | 0 | 0 | 0 | 0 | 0 | 0 | 816
584
585 |  | 403OP | Other Production Depreciation |  | F10 |  | 0 | 0 | 0 | 0 | 0 | 0 | 0 | 0 | 0 | 0 | 0 | 0 | 0 | 819
586 |  |  |  | Simple Cycle Combustion Turbine | F10 |  | 0 | 0 | 0 | 0 | 0 | 0 | 0 | 0 | 0 | 0 | 0 | 0 | 0 | 820
587 |  |  |  | System Generation | F10 |  | 0 | 0 | 0 | 0 | 0 | 0 | 0 | 0 | 0 | 0 | 0 | 0 | 0 | 821
588 |  |  |  | Wind Generation | F10 |  | 0 | 0 | 0 | 0 | 0 | 0 | 0 | 0 | 0 | 0 | 0 | 0 | 0 | 822
589 |  |  |  | Total 403OP |  |  | 0 | 0 | 0 | 0 | 0 | 0 | 0 | 0 | 0 | 0 | 0 | 0 | 0
590
591 |  | 403TP | Transmission Depreciation |  | F106 |  | 43330996.9873 | 15672186.2991 | 11488851.069 | 3434522.1032 | 77506.9852 | 7642104.2806 | 385685.7744 | 10672.0656 | 17980.1865 | 2732060.4966 | 877403.9161 | 992023.8109 | 0 | 829
592
593 |  | 403 | Distribution Depreciation
594 |  |  |  | Land Rights | F118 |  | 0 | 0 | 0 | 0 | 0 | 0 | 0 | 0 | 0 | 0 | 0 | 0 | 0 | 832
595 |  |  |  | Structures | F119 |  | 0 | 0 | 0 | 0 | 0 | 0 | 0 | 0 | 0 | 0 | 0 | 0 | 0 | 833
596 |  |  |  | Station Equip | F120 |  | 0 | 0 | 0 | 0 | 0 | 0 | 0 | 0 | 0 | 0 | 0 | 0 | 0 | 834
597 |  |  |  | Poles & Towers | F121 |  | 0 | 0 | 0 | 0 | 0 | 0 | 0 | 0 | 0 | 0 | 0 | 0 | 0 | 836
598 |  |  |  | OH Conductors | F122 |  | 0 | 0 | 0 | 0 | 0 | 0 | 0 | 0 | 0 | 0 | 0 | 0 | 0 | 837
599 |  |  |  | UG Conduit | F123 |  | 0 | 0 | 0 | 0 | 0 | 0 | 0 | 0 | 0 | 0 | 0 | 0 | 0 | 838
600 |  |  |  | UG Conductor | F124 |  | 0 | 0 | 0 | 0 | 0 | 0 | 0 | 0 | 0 | 0 | 0 | 0 | 0 | 839
601 |  |  |  | Line Transformer | F125 |  | 0 | 0 | 0 | 0 | 0 | 0 | 0 | 0 | 0 | 0 | 0 | 0 | 0 | 840
602 |  |  |  | Services | F126 |  | 0 | 0 | 0 | 0 | 0 | 0 | 0 | 0 | 0 | 0 | 0 | 0 | 0 | 841
603 |  |  |  | Meters | F127 |  | 0 | 0 | 0 | 0 | 0 | 0 | 0 | 0 | 0 | 0 | 0 | 0 | 0 | 842
604 |  |  |  | Inst Cust Premises | F128 |  | 0 | 0 | 0 | 0 | 0 | 0 | 0 | 0 | 0 | 0 | 0 | 0 | 0 | 843
605 |  |  |  | Leased Property | F129 |  | 0 | 0 | 0 | 0 | 0 | 0 | 0 | 0 | 0 | 0 | 0 | 0 | 0 | 844
606 |  |  |  | Street Lighting | F130 |  | 0 | 0 | 0 | 0 | 0 | 0 | 0 | 0 | 0 | 0 | 0 | 0 | 0 | 845
607 |  |  | Total Distribution Expense |  |  |  | 0 | 0 | 0 | 0 | 0 | 0 | 0 | 0 | 0 | 0 | 0 | 0 | 0
608
609 |  | 403GP | General Depreciation
610 |  |  |  | Situs | F107T |  | 1410788.9595 | 510261.6819 | 374058.881 | 111822.6259 | 2523.5053 | 248814.8692 | 12557.3209 | 347.4656 | 585.4065 | 88951.5832 | 28566.8885 | 32298.7316 | 0 | 849
611 |  |  |  | System Generation | F105T |  | 5105.0836 | 1846.4339 | 1353.5702 | 404.6416 | 9.1316 | 900.362 | 45.4399 | 1.2573 | 2.1184 | 321.8804 | 103.3722 | 116.8763 | 0 | 850
612 |  |  |  | System Generation | F105T |  | 11671.0449 | 4221.2458 | 3094.4798 | 925.0759 | 20.8762 | 2058.3727 | 103.883 | 2.8745 | 4.8429 | 735.8705 | 236.3255 | 267.198 | 0 | 851
613 |  |  |  | Energy | F30 |  | 0 | 0 | 0 | 0 | 0 | 0 | 0 | 0 | 0 | 0 | 0 | 0 | 0 | 852
614 |  |  |  | Customer - System | F42 |  | 0 | 0 | 0 | 0 | 0 | 0 | 0 | 0 | 0 | 0 | 0 | 0 | 0 | 853
615 |  |  |  | System Generation | F105T |  | 2134544.5645 | 772033.4727 | 565956.6201 | 169189.287 | 3818.1008 | 376460.5776 | 18999.4122 | 525.7206 | 885.7287 | 134585.0612 | 43222.1248 | 48868.4586 | 0 | 854
616 |  |  |  | System Overheads | F102T |  | 1500517.5552 | 542715.1994 | 397849.6669 | 118934.7365 | 2684.0045 | 264639.9213 | 13355.988 | 369.565 | 622.6394 | 94609.0564 | 30383.7915 | 34352.9862 | 0 | 855
617 |  |  |  | Simple Cycle Combustion Turbine | F10 |  | 1803.5916 | 655.023 | 480.1794 | 143.5467 | 3.2394 | 312.2155 | 16.1198 | 0.44604 | 0.75149 | 114.1872 | 36.4211 | 41.4619 | 0 | 856
618 |  |  |  | Cholla | F10 |  | 35698.2394 | 12964.7798 | 9504.1254 | 2841.2005 | 64.1175 | 6179.6382 | 319.0577 | 8.8284 | 14.8741 | 2260.0907 | 720.8778 | 820.6494 | 0 | 857
619 |  |  | Total General Expense |  |  |  | 5100129.0387 | 1844697.8365 | 1352297.5229 | 404261.1141 | 9122.9753 | 899365.9564 | 45397.2216 | 1256.1576 | 2116.3615 | 321577.7296 | 103269.8014 | 116766.3619 | 0
620
621 |  | 403GV0 | General Vehicles |  | F105T |  | 0 | 0 | 0 | 0 | 0 | 0 | 0 | 0 | 0 | 0 | 0 | 0 | 0 | 862
622
623 |  | 403MP | Mining Depreciation |  | F30 |  | 0 | 0 | 0 | 0 | 0 | 0 | 0 | 0 | 0 | 0 | 0 | 0 | 0 | 866
624
625 |  | 403EP | Experimental Plant Depreciation |  | F10 |  | 0 | 0 | 0 | 0 | 0 | 0 | 0 | 0 | 0 | 0 | 0 | 0 | 0 | 871
626
627
628 |  | TOTAL DEPRECIATION EXPENSE |  |  |  |  | 48431126.026 | 17516884.1357 | 12841148.5919 | 3838783.2172 | 86629.9605 | 8541470.237 | 431082.996 | 11928.2233 | 20096.5479 | 3053638.2261 | 980673.7175 | 1108790.1729 | 0
629
630 | [6 empty] | D: AMORTIZATION EXPENSE
631
632
633 |  | 404CLG | Amort of LT Plant - Cap. Lease Gen
634 |  |  | Situs |  | F10 |  | -308.1886 | -111.927 | -82.0506 | -24.5285 | -0.55354 | -53.3498 | -2.7545 | -0.076217 | -0.12841 | -19.5117 | -6.2235 | -7.0848 | 0 | 876
635 |  |  | System Generation |  | F10 |  | 0 | 0 | 0 | 0 | 0 | 0 | 0 | 0 | 0 | 0 | 0 | 0 | 0 | 877
636 |  |  | System Overheads |  | F102T |  | 60904.6821 | 22028.3305 | 16148.3665 | 4827.4559 | 108.9414 | 10741.5006 | 542.1078 | 15.0003 | 25.2724 | 3840.098 | 1233.2513 | 1394.3574 | 0 | 878
637 |  |  | System Generation |  | F10 |  | 0 | 0 | 0 | 0 | 0 | 0 | 0 | 0 | 0 | 0 | 0 | 0 | 0 | 879
638 |  |  | Customer - System |  | F42 |  | 0 | 0 | 0 | 0 | 0 | 0 | 0 | 0 | 0 | 0 | 0 | 0 | 0 | 880
639 |  |  | System Generation |  | F10 |  | 0 | 0 | 0 | 0 | 0 | 0 | 0 | 0 | 0 | 0 | 0 | 0 | 0 | 881
640 |  |  | Total Amort. Cap. Lease General |  |  |  | 60596.4935 | 21916.4035 | 16066.3159 | 4802.9274 | 108.3878 | 10688.1508 | 539.3533 | 14.9241 | 25.144 | 3820.5863 | 1227.0278 | 1387.2726 | 0
641
642 |  | 404CLS | Amort of LT Plant - Cap Lease Steam |  | F10 |  | 0 | 0 | 0 | 0 | 0 | 0 | 0 | 0 | 0 | 0 | 0 | 0 | 0 | 886
643
644 |  | 404IP | Amort of LT Plant - Intangible Plant
645 |  |  |  | Situs | F107T |  | -1899190.0766 | -686909.2051 | -503554.3481 | -150534.5076 | -3397.1177 | -334952.1041 | -16904.5405 | -467.7548 | -788.0685 | -119745.7373 | -38456.4613 | -43480.2314 | 0 | 889
646 |  |  |  | Energy | F30 |  | 0 | 0 | 0 | 0 | 0 | 0 | 0 | 0 | 0 | 0 | 0 | 0 | 0 | 890
647 |  |  |  | System Generation | F105T |  | 812757.3519 | 293962.4177 | 215495.8072 | 64421.16 | 1453.7947 | 143342.5693 | 7234.2889 | 200.1754 | 337.2535 | 51245.1226 | 16457.4215 | 18607.3412 | 0 | 891
648 |  |  |  | System Overheads | F102T |  | 936852.4882 | 338845.809 | 248398.5936 | 74257.2477 | 1675.766 | 165228.7025 | 8338.8498 | 230.739 | 388.7467 | 59069.4388 | 18970.2084 | 21448.3866 | 0 | 892
649 |  |  |  | Customer - System | F42 |  | 0 | 0 | 0 | 0 | 0 | 0 | 0 | 0 | 0 | 0 | 0 | 0 | 0 | 893
650 |  |  |  | System Generation | F105T |  | 180842.9369 | 65408.2388 | 47948.9906 | 14334.0589 | 323.4772 | 31894.5023 | 1609.6687 | 44.5401 | 75.0407 | 11402.3189 | 3661.8659 | 4140.2347 | 0 | 894
651 |  |  |  | System Generation | F105T |  | 21543.1716 | 7791.8493 | 5711.9916 | 1707.5651 | 38.5347 | 3799.4779 | 191.7541 | 5.3059 | 8.9393 | 1358.3174 | 436.225 | 493.2113 | 0 | 895
652 |  |  |  | System Generation | F105T |  | 0 | 0 | 0 | 0 | 0 | 0 | 0 | 0 | 0 | 0 | 0 | 0 | 0 | 896
653 |  |  |  | System Generation | F105T |  | 0 | 0 | 0 | 0 | 0 | 0 | 0 | 0 | 0 | 0 | 0 | 0 | 0 | 897
654 |  |  |  | System Generation | F105T |  | 17743.3113 | 6417.4955 | 4704.4904 | 1406.3788 | 31.7378 | 3129.3126 | 157.9318 | 4.37 | 7.3626 | 1118.7326 | 359.2821 | 406.217 | 0 | 898
655 |  |  |  | System Generation | F10 |  | 0 | 0 | 0 | 0 | 0 | 0 | 0 | 0 | 0 | 0 | 0 | 0 | 0 | 899
656 |  |  | Total Amort. Intangible Plant |  |  |  | 70549.1832 | 25516.6052 | 18705.5253 | 5591.9029 | 126.1927 | 12442.4604 | 627.9527 | 17.3757 | 29.2744 | 4448.193 | 1428.5416 | 1615.1595 | 0
657
658 |  | Distribution - METER - Unbundled |  |  |  |  | D: AMORTIZATION EXPENSE (continued)
659
660
661 |  | A |  | B | C |  | D | E | F | G | H | I | J | K | L | M | N | O
662 |  | FERC ACCT |  | DESCRIPTION | COS Factor |  | Utah Jurisdiction Normalized | Residential Sch 1 | General Large Dist. Sch 6 | General +1 MW Sch 8 | Street & Area Lighting Sch. 7,11,12 | General Trans Sch 9 | Irrigation Sch 10 | Traffic Signals Sch 15 | Outdoor Lighting Sch 15 | General Small Dist. Sch 23 | Industrial Cust 1 | Industrial Cust 2
663 |  | 404O | Amort of LT Plant - Other Plant |  | F10 |  | 0 | 0 | 0 | 0 | 0 | 0 | 0 | 0 | 0 | 0 | 0 | 0 | 0 | 904
664
665 |  | 404HP | Amort of Other Electric Plant |  | F10 |  | 0 | 0 | 0 | 0 | 0 | 0 | 0 | 0 | 0 | 0 | 0 | 0 | 0 | 909
666
667 |  | 405 | Amort of Other Electric Plant |  | F10 |  | 0 | 0 | 0 | 0 | 0 | 0 | 0 | 0 | 0 | 0 | 0 | 0 | 0 | 917
668
669 |  | 406 | Amort of Plant Acquisition Adj |  | F10 |  | 0 | 0 | 0 | 0 | 0 | 0 | 0 | 0 | 0 | 0 | 0 | 0 | 0 | 925
670
671 |  | 407 | Amort of Prop Losses, Unrec Plant, |  | F151 |  | 0 | 0 | 0 | 0 | 0 | 0 | 0 | 0 | 0 | 0 | 0 | 0 | 0 | 934
672
673
674 |  | TOTAL AMORTIZATION EXPENSE |  |  |  |  | 131145.6767 | 47433.0087 | 34771.8412 | 10394.8303 | 234.5805 | 23130.6113 | 1167.306 | 32.2998 | 54.4183 | 8268.7793 | 2655.5694 | 3002.432 | 0
675
676
677 | [6 empty] | D: TAX OTHER THAN INCOME
678
679
680 |  | 408 | Total Taxes Other Than Income |  | F101T |  | 15735867.9446 | 5689837.301 | 4193510.3167 | 1252341.2502 | 28012.1812 | 2755585.5181 | 140483.0286 | 3622.8855 | 6094.1262 | 983244.1702 | 320559.0759 | 362578.091 | 0 | 947
681
682
683 | [6 empty] | D: DEFERRED ITC
684
685
686 |  | 41140 | Deferred I T C - Federal |  | F101T |  | -952523.819 | -344417.3257 | -253841.6359 | -75806.7413 | -1695.6338 | -166801.1482 | -8503.721 | -219.3006 | -368.8897 | -59517.7524 | -19404.0873 | -21947.583 | 0 | 952
687
688 |  | 41141 | Deferred I T C - Idaho |  | F101T |  | 0 | 0 | 0 | 0 | 0 | 0 | 0 | 0 | 0 | 0 | 0 | 0 | 0 | 955
689
690 |  | TOTAL DEFERRED ITC |  |  |  |  | -952523.819 | -344417.3257 | -253841.6359 | -75806.7413 | -1695.6338 | -166801.1482 | -8503.721 | -219.3006 | -368.8897 | -59517.7524 | -19404.0873 | -21947.583 | 0
691
692 |  | 427 | Interest on Long-Term Debt |  |  |  | 38062453.2486 | 13762772.2235 | 10143405.5585 | 3029205.6627 | 67756.8178 | 6665304.0891 | 339805.1336 | 8763.1589 | 14740.68 | 2378304.4819 | 775379.2089 | 877016.2337 | 0
693
694 |  | 428-432 |  | Electric Interest Deductions for Tax | F104T |  | 191007.5849 | 69084.7208 | 50644.119 | 15139.7511 | 341.6593 | 33687.0282 | 1700.1453 | 47.0436 | 79.2586 | 12043.2231 | 3867.6857 | 4372.9501 | 0 | 984
695
696 | [6 empty] | D: DEFERRED INCOME TAXES
697
698
699 |  | 41010 | Deferred Income Tax - Federal-DR |  | F101T |  | 81612289.1355 | 29509693.9411 | 21749164.2446 | 6495125.4398 | 145281.9913 | 14291530.8412 | 728599.2479 | 18789.6836 | 31606.4924 | 5099484.0444 | 1662543.1832 | 1880470.0258 | 0 | 1010
700
701 |  | 41020 | Deferred Income Tax - State-DR |  | F101T |  | 0 | 0 | 0 | 0 | 0 | 0 | 0 | 0 | 0 | 0 | 0 | 0 | 0 | 1025
702
703 |  | 41120 | Deferred Income Tax - Federal-CR |  | F101T |  | -30640171.2952 | -11078994.1907 | -8165413.8738 | -2438502.3159 | -54544.0539 | -5365551.6551 | -273542.2079 | -7054.319 | -11866.2073 | -1914528.6365 | -624178.1533 | -705995.6817 | 0 | 1044
704
705 |  | 41111 | Deferred Income Tax - State-CR |  | F101T |  | 0 | 0 | 0 | 0 | 0 | 0 | 0 | 0 | 0 | 0 | 0 | 0 | 0 | 1059
706
707 |  | TOTAL DEFERRED INCOME TAXES |  |  |  |  | 50972117.8403 | 18430699.7504 | 13583750.3708 | 4056623.124 | 90737.9374 | 8925979.1862 | 455057.04 | 11735.3646 | 19740.2851 | 3184955.4079 | 1038365.0299 | 1174474.3441 | 0
708
709 |  | SCHMAF | Additions - Flow Through
710 |  |  |  | S | F101T |  | 0 | 0 | 0 | 0 | 0 | 0 | 0 | 0 | 0 | 0 | 0 | 0 | 0 | 1064
711 |  |  |  | SNP | F104T |  | 0 | 0 | 0 | 0 | 0 | 0 | 0 | 0 | 0 | 0 | 0 | 0 | 0 | 1065
712 |  |  |  | SO | F102T |  | 0 | 0 | 0 | 0 | 0 | 0 | 0 | 0 | 0 | 0 | 0 | 0 | 0 | 1066
713 |  |  |  | SE | F30 |  | 0 | 0 | 0 | 0 | 0 | 0 | 0 | 0 | 0 | 0 | 0 | 0 | 0 | 1067
714 |  |  |  | TROJP | F10 |  | 0 | 0 | 0 | 0 | 0 | 0 | 0 | 0 | 0 | 0 | 0 | 0 | 0 | 1068
715 |  |  |  | SG | F10 |  | 0 | 0 | 0 | 0 | 0 | 0 | 0 | 0 | 0 | 0 | 0 | 0 | 0 | 1069
716
717
718 |  | SCHMAP | Additions - Permanent
719 |  |  |  | S | F101T |  | 0 | 0 | 0 | 0 | 0 | 0 | 0 | 0 | 0 | 0 | 0 | 0 | 0 | 1073
720 |  |  |  | SE | F30 |  | 0 | 0 | 0 | 0 | 0 | 0 | 0 | 0 | 0 | 0 | 0 | 0 | 0 | 1074
721 |  |  |  | SNP | F104T |  | 0 | 0 | 0 | 0 | 0 | 0 | 0 | 0 | 0 | 0 | 0 | 0 | 0 | 1075
722 |  |  |  | SO | F102T |  | 0 | 0 | 0 | 0 | 0 | 0 | 0 | 0 | 0 | 0 | 0 | 0 | 0 | 1076
723 |  |  |  | SG | F10 |  | 0 | 0 | 0 | 0 | 0 | 0 | 0 | 0 | 0 | 0 | 0 | 0 | 0 | 1077
724 |  |  |  | BADDEBT | F80 |  | 3886.4233 | 3501.8153 | 181.5614 | 52.5599 | 0 | 93.421 | 10.5923 | 0 | 0 | 46.4734 | 0 | 0 | 0 | 1078
725
726
727 |  | SCHMAT | Additions - Temporary
728 |  |  |  | S | F101T |  | 66676.703 | 24109.2257 | 17768.924 | 5306.4747 | 118.6944 | 11676.0866 | 595.2608 | 15.351 | 25.8223 | 4166.2449 | 1358.2868 | 1536.3316 | 0 | 1082
729 |  |  |  | SGCT | F10 |  | 0 | 0 | 0 | 0 | 0 | 0 | 0 | 0 | 0 | 0 | 0 | 0 | 0 | 1083
730 |  |  |  | CIAC | F104T |  | 0 | 0 | 0 | 0 | 0 | 0 | 0 | 0 | 0 | 0 | 0 | 0 | 0 | 1084
731 |  |  |  | SNP | F104T |  | 2596164.1919 | 938995.5815 | 688351.9749 | 205778.6334 | 4643.8139 | 457872.1643 | 23108.278 | 639.4145 | 1077.2789 | 163690.8014 | 52569.3635 | 59436.8876 | 0 | 1085
732 |  |  |  | TROJD | F10 |  | 0 | 0 | 0 | 0 | 0 | 0 | 0 | 0 | 0 | 0 | 0 | 0 | 0 | 1086
733 |  |  |  | SG | F10 |  | 0 | 0 | 0 | 0 | 0 | 0 | 0 | 0 | 0 | 0 | 0 | 0 | 0 | 1087
734 |  |  |  | SE | F30 |  | 0 | 0 | 0 | 0 | 0 | 0 | 0 | 0 | 0 | 0 | 0 | 0 | 0 | 1088
735 |  |  |  | SG | F10 |  | 0 | 0 | 0 | 0 | 0 | 0 | 0 | 0 | 0 | 0 | 0 | 0 | 0 | 1089
736 |  |  |  | GPS | F102T |  | 22030.1013 | 7967.9647 | 5841.0969 | 1746.1604 | 39.4057 | 3885.3556 | 196.0882 | 5.4258 | 9.1414 | 1389.0188 | 446.0848 | 504.3592 | 0 | 1090
737 |  |  |  | SO | F102T |  | 2001444.2372 | 723893.0358 | 530666.1827 | 158639.4256 | 3580.0217 | 352986.237 | 17814.6967 | 492.9391 | 830.4988 | 126192.9592 | 40526.993 | 45821.2476 | 0 | 1091
738 |  |  |  | SNPD | F104T |  | 161437.879 | 58389.7796 | 42803.9502 | 12795.9804 | 288.7674 | 28471.9708 | 1436.9474 | 39.7609 | 66.9887 | 10178.823 | 3268.9329 | 3695.9777 | 0 | 1092
739 |  |  |  | BADDEBT | F80 |  | 0 | 0 | 0 | 0 | 0 | 0 | 0 | 0 | 0 | 0 | 0 | 0 | 0 | 1093
740 |  |  |  | TAXDEPR | F151T |  | 0 | 0 | 0 | 0 | 0 | 0 | 0 | 0 | 0 | 0 | 0 | 0 | 0 | 1094
741 |  |  |  | SCHMDEXP | F151T |  | 50239949.2342 | 18171111.0587 | 13320744.4531 | 3982155.481 | 89865.4476 | 8860480.1561 | 447183.2396 | 12373.7229 | 20847.1211 | 3167686.6109 | 1017300.2741 | 1150201.6692 | 0 | 1095
742
743
744 |  | TOTAL SCHEDULE - M ADDITIONS |  |  |  |  | 55091588.77 | 19927968.4613 | 14606358.1433 | 4366474.7154 | 98536.1506 | 9715465.3914 | 490345.1031 | 13566.6142 | 22856.8511 | 3473350.9316 | 1115469.9351 | 1261196.4729 | 0
745
746 |  | SCHMDF | Deductions - Flow Through
747 |  |  |  | S | F101T |  | 0 | 0 | 0 | 0 | 0 | 0 | 0 | 0 | 0 | 0 | 0 | 0 | 0 | 1101
748 |  |  |  | DGP | F10 |  | 0 | 0 | 0 | 0 | 0 | 0 | 0 | 0 | 0 | 0 | 0 | 0 | 0 | 1102
749 |  |  |  | DGU | F10 |  | 0 | 0 | 0 | 0 | 0 | 0 | 0 | 0 | 0 | 0 | 0 | 0 | 0 | 1103
750
751 |  | SCHMDP | Deductions - Permanent
752 |  |  |  | S | F101T |  | 0 | 0 | 0 | 0 | 0 | 0 | 0 | 0 | 0 | 0 | 0 | 0 | 0 | 1106
753 |  |  |  | SE | F30 |  | 0 | 0 | 0 | 0 | 0 | 0 | 0 | 0 | 0 | 0 | 0 | 0 | 0 | 1107
754 |  |  |  | SNP | F104T |  | 6902.0873 | 2496.3866 | 1830.0327 | 547.0771 | 12.3459 | 1217.2857 | 61.435 | 1.6999 | 2.864 | 435.1836 | 139.7594 | 158.0172 | 0 | 1108
755 |  |  |  | IBT | F150T |  | 60.8981 | 145.6418 | -194.593 | -29.6679 | -6.0749 | 132.6743 | 4.2624 | -0.29647 | -1.7216 | -37.629 | 42.0224 | 6.28 | 0 | 1109
756 |  |  |  | SG | F10 |  | 0 | 0 | 0 | 0 | 0 | 0 | 0 | 0 | 0 | 0 | 0 | 0 | 0 | 1110
757 |  |  |  | SO | F102T |  | -1021.5118 | -369.4658 | -270.8453 | -80.9676 | -1.8272 | -180.1597 | -9.0924 | -0.25159 | -0.42388 | -64.4073 | -20.6845 | -23.3866 | 0 | 1111
758
759
760 |  | SCHMDT | Deductions - Temporary
761 |  |  |  | S | F101T |  | 981683.8195 | 354961.1139 | 261612.5936 | 78127.444 | 1747.5429 | 171907.4999 | 8764.0489 | 226.0141 | 380.1827 | 61339.7936 | 19998.1125 | 22619.4733 | 0 | 1115
762 |  |  |  | BADDEBT | F80 |  | 0 | 0 | 0 | 0 | 0 | 0 | 0 | 0 | 0 | 0 | 0 | 0 | 0 | 1116
763 |  |  |  | SNP | F104T |  | 5435964.7259 | 1966110.9551 | 1441302.1589 | 430868.5083 | 9723.4253 | 958713.2207 | 48385.1463 | 1338.8346 | 2255.6548 | 342743.1227 | 110072.085 | 124451.6142 | 0 | 1117
764 |  |  |  | CN | F40 |  | 0 | 0 | 0 | 0 | 0 | 0 | 0 | 0 | 0 | 0 | 0 | 0 | 0 | 1118
765 |  |  |  | TROJD | F10 |  | 25809.3923 | 9373.3779 | 6871.3669 | 2054.1533 | 46.3562 | 4467.8031 | 230.6748 | 6.3829 | 10.7538 | 1634.0181 | 521.1858 | 593.3195 | 0 | 1119
766 |  |  |  | DGP | F10 |  | 0 | 0 | 0 | 0 | 0 | 0 | 0 | 0 | 0 | 0 | 0 | 0 | 0 | 1120
767 |  |  |  | SE | F30 |  | 0 | 0 | 0 | 0 | 0 | 0 | 0 | 0 | 0 | 0 | 0 | 0 | 0 | 1121
768 |  |  |  | SG | F10 |  | 52387.9426 | 19026.0963 | 13947.5107 | 4169.5234 | 94.0938 | 9068.7534 | 468.2241 | 12.9559 | 21.828 | 3316.7323 | 1057.9038 | 1204.3208 | 0 | 1122
769 |  |  |  | GPS | F102T |  | -4212138.4846 | -1523468.7323 | -1116813.2537 | -333864.525 | -7534.3329 | -742877.0114 | -37491.9113 | -1037.4148 | -1747.8258 | -265579.3303 | -85291.0632 | -96433.084 | 0 | 1123
770 |  |  |  | SO | F102T |  | 2153983.3332 | 779064.1903 | 571110.6469 | 170730.052 | 3852.8713 | 379888.9108 | 19172.4352 | 530.5083 | 893.7949 | 135810.6941 | 43615.738 | 49313.4916 | 0 | 1124
771 |  |  |  | TAXDEPR | F151T |  | 181889635.8524 | 65787024.5469 | 48226668.1155 | 14417068.914 | 325350.5186 | 32078645.2542 | 1618990.422 | 44798.0537 | 75475.3004 | 11468350.8428 | 3683052.615 | 4164211.2693 | 0 | 1125
772 |  |  |  | SNPD | F104T |  | 0 | 0 | 0 | 0 | 0 | 0 | 0 | 0 | 0 | 0 | 0 | 0 | 0 | 1126
773
774
775 |  | TOTAL SCHEDULE - M DEDUCTIONS |  |  |  |  | 186333268.0551 | 67394364.1107 | 49406063.7333 | 14769590.5118 | 333284.919 | 32860984.2311 | 1658575.6449 | 45876.4865 | 77290.4073 | 11747949.0207 | 3773187.6744 | 4266101.3154 | 0
776
777 |  | TOTAL SCHEDULE - M ADJUSTMENTS |  |  |  |  | -131241679.2851 | -47466395.6494 | -34799705.5901 | -10403115.7964 | -234748.7684 | -23145518.8397 | -1168230.5418 | -32309.8723 | -54433.5562 | -8274598.0891 | -2657717.7393 | -3004904.8425 | 0
778
779
780
781 | [6 empty] | D: INCOME TAXES
782
783 |  |  | State Income Taxes Before Credits |  | F150T |  | -131045.1896 | -313402.8567 | 418739.6868 | 63841.5433 | 13072.3339 | -285498.5174 | -9172.0886 | 637.9712 | 3704.5768 | 80972.8027 | -90426.8851 | -13513.7565 | 0 | 1134
784 |  |  | Renewable Energy Credits |  | F10 |  | 0 | 0 | 0 | 0 | 0 | 0 | 0 | 0 | 0 | 0 | 0 | 0 | 0 | 1136
785 |  | 40911 | State Income Taxes |  |  |  | -131045.1896 | -313402.8567 | 418739.6868 | 63841.5433 | 13072.3339 | -285498.5174 | -9172.0886 | 637.9712 | 3704.5768 | 80972.8027 | -90426.8851 | -13513.7565 | 0
786
787 |  | Calculation of Taxable Income
788
789 |  |  | Operating Revenues |  |  |  | 335739536.8846 | 115775812.2313 | 99116550.1961 | 28284919.4949 | 913254.5884 | 53022734.2907 | 2824875.2736 | 97251.0174 | 221640.6216 | 23147581.1165 | 4852231.6476 | 7482686.4065 | 0
790 |  |  | Operating Deductions
791 |  |  | O & M Expenses |  |  |  | 108395782.9931 | 39415262.7721 | 28774741.8115 | 8612155.5137 | 213967.0862 | 18774951.4409 | 976149.1279 | 27372.8594 | 46021.9227 | 6878597.3199 | 2175308.3204 | 2501254.8186 | 0
792 |  |  | Depreciation Expense |  |  |  | 48431126.026 | 17516884.1357 | 12841148.5919 | 3838783.2172 | 86629.9605 | 8541470.237 | 431082.996 | 11928.2233 | 20096.5479 | 3053638.2261 | 980673.7175 | 1108790.1729 | 0
793 |  |  | Amortization Expense |  |  |  | 131145.6767 | 47433.0087 | 34771.8412 | 10394.8303 | 234.5805 | 23130.6113 | 1167.306 | 32.2998 | 54.4183 | 8268.7793 | 2655.5694 | 3002.432 | 0
794 |  |  | Taxes Other Than Income |  |  |  | 15735867.9446 | 5689837.301 | 4193510.3167 | 1252341.2502 | 28012.1812 | 2755585.5181 | 140483.0286 | 3622.8855 | 6094.1262 | 983244.1702 | 320559.0759 | 362578.091 | 0
795 |  |  | Interest & Dividends (AFUDC-Equity) |  | F104T |  | -3563022.6179 | -1288694.4922 | -944706.6805 | -282414.3124 | -6373.2541 | -628392.0264 | -31714.218 | -877.5439 | -1478.477 | -224652.2117 | -72147.1438 | -81572.2578 | 0 | 1147
796 |  |  | Misc Revenue & Expense |  |  |  | -45.3366 | -16.4652 | -12.0702 | -3.6083 | -0.081429 | -7.8481 | -0.4052 | -0.011212 | -0.01889 | -2.8703 | -0.91551 | -1.0422 | 0
797 |  |  | Total Operating Deductions |  |  |  | 169130854.6859 | 61380706.26 | 44899453.8106 | 13431256.8907 | 322470.4729 | 29466737.9328 | 1517167.8352 | 42078.7128 | 70788.5193 | 10699093.4134 | 3407048.6237 | 3894052.2145 | 0
798 |  |  | Other Deductions
799 |  |  | Interest Deductions |  | F101T |  | 38253460.8335 | 13831856.9443 | 10194049.6775 | 3044345.4139 | 68098.4771 | 6698991.1173 | 341505.2789 | 8810.2025 | 14819.9387 | 2390347.7051 | 779246.8946 | 881389.1838 | 0
800 |  |  | Interest on PCRBS |  |  |  | 0 | 0 | 0 | 0 | 0 | 0 | 0 | 0 | 0 | 0 | 0 | 0 | 0
801 |  |  | Schedule M Adjustments |  |  |  | -131241679.2851 | -47466395.6494 | -34799705.5901 | -10403115.7964 | -234748.7684 | -23145518.8397 | -1168230.5418 | -32309.8723 | -54433.5562 | -8274598.0891 | -2657717.7393 | -3004904.8425 | 0
802
803 |  |  | Income Before State Taxes |  |  |  | -2886457.9199 | -6903146.6224 | 9223341.1179 | 1406201.394 | 287936.87 | -6288513.599 | -202028.3824 | 14052.2299 | 81598.6075 | 1783541.9088 | -1991781.61 | -297659.8342 | 0
804
805 |  |  | State Income Taxes |  |  |  | -131045.1896 | -313402.8567 | 418739.6868 | 63841.5433 | 13072.3339 | -285498.5174 | -9172.0886 | 637.9712 | 3704.5768 | 80972.8027 | -90426.8851 | -13513.7565 | 0
806
807 |  |  | Adjustments to Calculated Tax:
808 |  |  |  | PMI | F30 |  | 0 | 0 | 0 | 0 | 0 | 0 | 0 | 0 | 0 | 0 | 0 | 0 | 0 | 1166
809 |  |  |  | Renewable Energy Credits | F10 |  | 0 | 0 | 0 | 0 | 0 | 0 | 0 | 0 | 0 | 0 | 0 | 0 | 0 | 1167
810 |  |  |  | System Overheads | F102T |  | 0 | 0 | 0 | 0 | 0 | 0 | 0 | 0 | 0 | 0 | 0 | 0 | 0 | 1168
811 |  |  |  | Situs | F107T |  | 0 | 0 | 0 | 0 | 0 | 0 | 0 | 0 | 0 | 0 | 0 | 0 | 0 | 1169
812 |  |  |  | Total Adjustments |  |  | 0 | 0 | 0 | 0 | 0 | 0 | 0 | 0 | 0 | 0 | 0 | 0 | 0
813
814 |  |  | 35%
815
816 |  | 40910 | Federal Income Tax |  |  |  | -964394.4556 | -2306410.318 | 3081610.5009 | 469825.9478 | 96202.5876 | -2101055.2786 | -67499.7028 | 4694.9905 | 27262.9108 | 595899.1872 | -665474.1537 | -99451.1272 | 0
817
818
819 |  | TOTAL OPERATING EXPENSES |  |  |  |  | 221618031.6799 | 78135870.0022 | 62674419.4136 | 18228155.0768 | 527160.9521 | 36467754.2011 | 1918763.5808 | 59805.2825 | 122605.8792 | 14726055.2705 | 3742255.6714 | 5015186.3497 | 0
820
821
822 |  | Distribution - METER - Unbundled |  |  |  |  | D: STEAM PRODUCTION PLANT
823
824 |  | A |  | B | C |  | D | E | F | G | H | I | J | K | L | M | N | O
825 |  | FERC ACCT |  | DESCRIPTION | COS Factor |  | Utah Jurisdiction Normalized | Residential Sch 1 | General Large Dist. Sch 6 | General +1 MW Sch 8 | Street & Area Lighting Sch. 7,11,12 | General Trans Sch 9 | Irrigation Sch 10 | Traffic Signals Sch 15 | Outdoor Lighting Sch 15 | General Small Dist. Sch 23 | Industrial Cust 1 | Industrial Cust 2
826 |  | 310 | Land and Land Rights |  | F10 |  | 0 | 0 | 0 | 0 | 0 | 0 | 0 | 0 | 0 | 0 | 0 | 0 | 0 | 1186
827 |  |  |  | Total 310 |  |  | 0 | 0 | 0 | 0 | 0 | 0 | 0 | 0 | 0 | 0 | 0 | 0 | 0
828
829 |  | 311 | Structures and Improvements |  | F10 |  | 0 | 0 | 0 | 0 | 0 | 0 | 0 | 0 | 0 | 0 | 0 | 0 | 0 | 1193
830 |  |  |  | Total 311 |  |  | 0 | 0 | 0 | 0 | 0 | 0 | 0 | 0 | 0 | 0 | 0 | 0 | 0
831
832 |  | 312 | Boiler Plant Equipment |  | F10 |  | 0 | 0 | 0 | 0 | 0 | 0 | 0 | 0 | 0 | 0 | 0 | 0 | 0 | 1200
833 |  |  |  | Total 312 |  |  | 0 | 0 | 0 | 0 | 0 | 0 | 0 | 0 | 0 | 0 | 0 | 0 | 0
834
835 |  | 314 | Turbogenerator Units |  | F10 |  | 0 | 0 | 0 | 0 | 0 | 0 | 0 | 0 | 0 | 0 | 0 | 0 | 0 | 1207
836 |  |  |  | Total 314 |  |  | 0 | 0 | 0 | 0 | 0 | 0 | 0 | 0 | 0 | 0 | 0 | 0 | 0
837
838 |  | 315 | Accessory Electric Equipment |  | F10 |  | 0 | 0 | 0 | 0 | 0 | 0 | 0 | 0 | 0 | 0 | 0 | 0 | 0 | 1214
839 |  |  |  | Total 316 |  |  | 0 | 0 | 0 | 0 | 0 | 0 | 0 | 0 | 0 | 0 | 0 | 0 | 0
840
841 |  | 316 | Misc Power Plant Equipment |  | F10 |  | 0 | 0 | 0 | 0 | 0 | 0 | 0 | 0 | 0 | 0 | 0 | 0 | 0 | 1221
842 |  |  |  | Total 316 |  |  | 0 | 0 | 0 | 0 | 0 | 0 | 0 | 0 | 0 | 0 | 0 | 0 | 0
843
844 |  | S00 | Unclassified Steam Plant - Acct 300 |  | F10 |  | 0 | 0 | 0 | 0 | 0 | 0 | 0 | 0 | 0 | 0 | 0 | 0 | 0 | 1226
845
846
847
848 |  | Total Steam Production Plant |  |  |  |  | 0 | 0 | 0 | 0 | 0 | 0 | 0 | 0 | 0 | 0 | 0 | 0 | 0
849
850
851 | [6 empty] | D: NUCLEAR PRODUCTION
852
853
854 |  | 320 | Land and Land Rights |  | F10 |  | 0 | 0 | 0 | 0 | 0 | 0 | 0 | 0 | 0 | 0 | 0 | 0 | 0 | 1232
855
856 |  | 321 | Structures and Improvements |  | F10 |  | 0 | 0 | 0 | 0 | 0 | 0 | 0 | 0 | 0 | 0 | 0 | 0 | 0 | 1236
857
858 |  | 322 | Reactor Plant Equipment |  | F10 |  | 0 | 0 | 0 | 0 | 0 | 0 | 0 | 0 | 0 | 0 | 0 | 0 | 0 | 1240
859
860 |  | 323 | Turbogenerator Units |  | F10 |  | 0 | 0 | 0 | 0 | 0 | 0 | 0 | 0 | 0 | 0 | 0 | 0 | 0 | 1244
861
862 |  | 324 | Land and Land Rights |  | F10 |  | 0 | 0 | 0 | 0 | 0 | 0 | 0 | 0 | 0 | 0 | 0 | 0 | 0 | 1248
863
864 |  | 325 | Misc. Power Plant Equipment |  | F10 |  | 0 | 0 | 0 | 0 | 0 | 0 | 0 | 0 | 0 | 0 | 0 | 0 | 0 | 1252
865
866 |  | N00 | Unclassified Nuclear Plt - Acct 300 |  | F10 |  | 0 | 0 | 0 | 0 | 0 | 0 | 0 | 0 | 0 | 0 | 0 | 0 | 0 | 1258
867
868 |  | Total Nuclear Production Plant |  |  |  |  | 0 | 0 | 0 | 0 | 0 | 0 | 0 | 0 | 0 | 0 | 0 | 0 | 0
869
870
871 | [6 empty] | D: HYDRAULIC PRODUCTION PLANT
872
873
874 |  | 330 | Land and Land Rights |  | F10 |  | 0 | 0 | 0 | 0 | 0 | 0 | 0 | 0 | 0 | 0 | 0 | 0 | 0 | 1268
875
876 |  | 331 | Structures and Improvements |  | F10 |  | 0 | 0 | 0 | 0 | 0 | 0 | 0 | 0 | 0 | 0 | 0 | 0 | 0 | 1275
877
878 |  | 332 | Reservoirs, Dams & Waterways |  | F10 |  | 0 | 0 | 0 | 0 | 0 | 0 | 0 | 0 | 0 | 0 | 0 | 0 | 0 | 1282
879
880 |  | 333 | Water Wheel, Turbines, & Generators |  | F10 |  | 0 | 0 | 0 | 0 | 0 | 0 | 0 | 0 | 0 | 0 | 0 | 0 | 0 | 1289
881
882 |  | 334 | Accessory Electric Equipment |  | F10 |  | 0 | 0 | 0 | 0 | 0 | 0 | 0 | 0 | 0 | 0 | 0 | 0 | 0 | 1296
883
884 |  | 335 | Misc. Power Plant Equipment |  | F10 |  | 0 | 0 | 0 | 0 | 0 | 0 | 0 | 0 | 0 | 0 | 0 | 0 | 0 | 1303
885
886 |  | 336 | Roads, Railroads & Bridges |  | F10 |  | 0 | 0 | 0 | 0 | 0 | 0 | 0 | 0 | 0 | 0 | 0 | 0 | 0 | 1310
887
888 |  | H00 | Unclassified Hydro Plant - Acct 300 |  | F10 |  | 0 | 0 | 0 | 0 | 0 | 0 | 0 | 0 | 0 | 0 | 0 | 0 | 0 | 1316
889
890 |  | Total Hydraulic Plant |  |  |  |  | 0 | 0 | 0 | 0 | 0 | 0 | 0 | 0 | 0 | 0 | 0 | 0 | 0
891
892 |  | Distribution - METER - Unbundled
893 |  | A |  | B | C |  | D | E | F | G | H | I | J | K | L | M | N | O
894 |  | FERC ACCT |  | DESCRIPTION | COS Factor |  | Utah Jurisdiction Normalized | Residential Sch 1 | General Large Dist. Sch 6 | General +1 MW Sch 8 | Street & Area Lighting Sch. 7,11,12 | General Trans Sch 9 | Irrigation Sch 10 | Traffic Signals Sch 15 | Outdoor Lighting Sch 15 | General Small Dist. Sch 23 | Industrial Cust 1 | Industrial Cust 2
895 |  | 340 | Land and Land Rights |  | F10 |  | 0 | 0 | 0 | 0 | 0 | 0 | 0 | 0 | 0 | 0 | 0 | 0 | 0 | 1322
896 |  |  |  | Wind Generation | F10 |  | 0 | 0 | 0 | 0 | 0 | 0 | 0 | 0 | 0 | 0 | 0 | 0 | 0 | 1323
897 |  |  |  | Simple Cycle Combustion Turbine | F10 |  | 0 | 0 | 0 | 0 | 0 | 0 | 0 | 0 | 0 | 0 | 0 | 0 | 0 | 1324
898 |  |  |  | Total 340 |  |  | 0 | 0 | 0 | 0 | 0 | 0 | 0 | 0 | 0 | 0 | 0 | 0 | 0
899
900 |  | 341 | Structures and Improvements |  | F10 |  | 0 | 0 | 0 | 0 | 0 | 0 | 0 | 0 | 0 | 0 | 0 | 0 | 0 | 1328
901 |  |  |  | Wind Generation | F10 |  | 0 | 0 | 0 | 0 | 0 | 0 | 0 | 0 | 0 | 0 | 0 | 0 | 0 | 1330
902 |  |  |  | Simple Cycle Combustion Turbine | F10 |  | 0 | 0 | 0 | 0 | 0 | 0 | 0 | 0 | 0 | 0 | 0 | 0 | 0 | 1331
903 |  |  |  | Total 341 |  |  | 0 | 0 | 0 | 0 | 0 | 0 | 0 | 0 | 0 | 0 | 0 | 0 | 0
904
905 |  | 342 | Fuel Holders, Producers & Access |  | F10 |  | 0 | 0 | 0 | 0 | 0 | 0 | 0 | 0 | 0 | 0 | 0 | 0 | 0 | 1335
906 |  |  |  | Simple Cycle Combustion Turbine | F10 |  | 0 | 0 | 0 | 0 | 0 | 0 | 0 | 0 | 0 | 0 | 0 | 0 | 0 | 1337
907 |  |  |  | Total 342 |  |  | 0 | 0 | 0 | 0 | 0 | 0 | 0 | 0 | 0 | 0 | 0 | 0 | 0
908
909 |  | 343 | Prime Movers |  | F10 |  | 0 | 0 | 0 | 0 | 0 | 0 | 0 | 0 | 0 | 0 | 0 | 0 | 0 | 1342
910 |  |  |  | Wind Generation | F10 |  | 0 | 0 | 0 | 0 | 0 | 0 | 0 | 0 | 0 | 0 | 0 | 0 | 0 | 1343
911 |  |  |  | Simple Cycle Combustion Turbine | F10 |  | 0 | 0 | 0 | 0 | 0 | 0 | 0 | 0 | 0 | 0 | 0 | 0 | 0 | 1344
912 |  |  |  | Total 343 |  |  | 0 | 0 | 0 | 0 | 0 | 0 | 0 | 0 | 0 | 0 | 0 | 0 | 0
913
914 |  | 344 | Generators |  | F10 |  | 0 | 0 | 0 | 0 | 0 | 0 | 0 | 0 | 0 | 0 | 0 | 0 | 0 | 1349
915 |  |  |  | Wind Generation | F10 |  | 0 | 0 | 0 | 0 | 0 | 0 | 0 | 0 | 0 | 0 | 0 | 0 | 0 | 1350
916 |  |  |  | Simple Cycle Combustion Turbine | F10 |  | 0 | 0 | 0 | 0 | 0 | 0 | 0 | 0 | 0 | 0 | 0 | 0 | 0 | 1351
917 |  |  |  | Total 344 |  |  | 0 | 0 | 0 | 0 | 0 | 0 | 0 | 0 | 0 | 0 | 0 | 0 | 0
918
919 |  | 345 | Accessory Electric Plant |  | F10 |  | 0 | 0 | 0 | 0 | 0 | 0 | 0 | 0 | 0 | 0 | 0 | 0 | 0 | 1355
920 |  |  |  | Wind Generation | F10 |  | 0 | 0 | 0 | 0 | 0 | 0 | 0 | 0 | 0 | 0 | 0 | 0 | 0 | 1356
921 |  |  |  | Simple Cycle Combustion Turbine | F10 |  | 0 | 0 | 0 | 0 | 0 | 0 | 0 | 0 | 0 | 0 | 0 | 0 | 0 | 1358
922 |  |  |  | Total 345 |  |  | 0 | 0 | 0 | 0 | 0 | 0 | 0 | 0 | 0 | 0 | 0 | 0 | 0
923
924 |  | 346 | Misc. Power Plant Equipment |  | F10 |  | 0 | 0 | 0 | 0 | 0 | 0 | 0 | 0 | 0 | 0 | 0 | 0 | 0 | 1362
925 |  |  |  | Wind Generation | F10 |  | 0 | 0 | 0 | 0 | 0 | 0 | 0 | 0 | 0 | 0 | 0 | 0 | 0 | 1363
926
927 |  | O00 | Unclassified Other Prod - Acct 300 |  | F10 |  | 0 | 0 | 0 | 0 | 0 | 0 | 0 | 0 | 0 | 0 | 0 | 0 | 0 | 1370
928
929 |  | Total Other Production Plant |  |  |  |  | 0 | 0 | 0 | 0 | 0 | 0 | 0 | 0 | 0 | 0 | 0 | 0 | 0
930
931 |  | Experimental Plant
932 |  | 103 | Experimental Plant |  | F10 |  | 0 | 0 | 0 | 0 | 0 | 0 | 0 | 0 | 0 | 0 | 0 | 0 | 0 | 1376
933
934 |  | TOTAL PRODUCTION PLANT |  |  |  |  | 0 | 0 | 0 | 0 | 0 | 0 | 0 | 0 | 0 | 0 | 0 | 0 | 0
935
936 | [6 empty] | D: TRANSMISSION PLANT
937 |  | 350 | Land and Land Rights
938 |  |  |  | Demand | F10 |  | 104929645.9858 | 38108034.9659 | 27935958.0022 | 8351284.6198 | 188463.7438 | 18164124.0137 | 937822.3751 | 25949.8862 | 43720.1015 | 6643199.2924 | 2118912.5759 | 2412176.4094 | 0 | 1385
939 |  |  |  | Direct Assigned | A | 1 | 712808.72 | 0 | 0 | 0 | 0 | 687900.67 | 0 | 0 | 0 | 0 | 24908.05 | 0 | 0
940 | [6 empty] | 105642454.7058 | 38108034.9659 | 27935958.0022 | 8351284.6198 | 188463.7438 | 18852024.6837 | 937822.3751 | 25949.8862 | 43720.1015 | 6643199.2924 | 2143820.6259 | 2412176.4094 | 0
941 |  | 352 | Structures and Improvements
942 |  |  |  | Demand | F10 |  | 96118003.8195 | 34907849.1212 | 25589989.2993 | 7649971.5542 | 172637.1863 | 16638761.3807 | 859067.1758 | 23770.7011 | 40048.633 | 6085325.5432 | 1940973.3555 | 2209609.8691 | 0 | 1392
943 |  |  |  | Direct Assigned | A | 1 | 480.63 | 0 | 0 | 0 | 0 | 480.63 | 0 | 0 | 0 | 0 | 0 | 0 | 0
944 | [6 empty] | 96118484.4495 | 34907849.1212 | 25589989.2993 | 7649971.5542 | 172637.1863 | 16639242.0107 | 859067.1758 | 23770.7011 | 40048.633 | 6085325.5432 | 1940973.3555 | 2209609.8691 | 0
945 |  | 353 | Station Equipment
946 |  |  |  | Demand | F10 |  | 824735218.4674 | 299524869.7136 | 219573488.5944 | 65640158.0381 | 1481303.8341 | 142767972.2535 | 7371178.4133 | 203963.1872 | 343635.0814 | 52214799.4331 | 16654414.5819 | 18959435.3368 | 0 | 1398
947 |  |  |  | Direct Assigned | A | 1 | 287956.02 | 0 | 0 | 0 | 0 | 287956.02 | 0 | 0 | 0 | 0 | 0 | 0 | 0
948 | [6 empty] | 825023174.4874 | 299524869.7136 | 219573488.5944 | 65640158.0381 | 1481303.8341 | 143055928.2735 | 7371178.4133 | 203963.1872 | 343635.0814 | 52214799.4331 | 16654414.5819 | 18959435.3368 | 0
949 |  | 354 | Towers and Fixtures
950 |  |  |  | Demand | F10 |  | 542742089.3016 | 197111448.5547 | 144497011.0242 | 43196502.002 | 974817.0319 | 93952805.4716 | 4850828.0998 | 134224.1775 | 226139.5146 | 34361536.5298 | 10959943.9479 | 12476832.9474 | 0 | 1404
951 |  |  |  | Direct Assigned | A | 1 | 1829854.15 | 0 | 0 | 0 | 0 | 1829854.15 | 0 | 0 | 0 | 0 | 0 | 0 | 0
952 | [6 empty] | 544571943.4516 | 197111448.5547 | 144497011.0242 | 43196502.002 | 974817.0319 | 95782659.6216 | 4850828.0998 | 134224.1775 | 226139.5146 | 34361536.5298 | 10959943.9479 | 12476832.9474 | 0
953 |  | 355 | Poles and Fixtures
954 |  |  |  | Demand | F10 |  | 340609200.1275 | 123701430.4798 | 90682134.8776 | 27108872.3083 | 611766.9075 | 58962056.8447 | 3044239.0808 | 84235.2024 | 141918.6032 | 21564304.1203 | 6878143.0722 | 7830098.6309 | 0 | 1410
955 |  |  |  | Direct Assigned | A | 1 | 4143223.3 | 0 | 0 | 0 | 0 | 3928670.84 | 0 | 0 | 0 | 0 | 214552.46 | 0 | 0
956 | [6 empty] | 344752423.4275 | 123701430.4798 | 90682134.8776 | 27108872.3083 | 611766.9075 | 62890727.6847 | 3044239.0808 | 84235.2024 | 141918.6032 | 21564304.1203 | 7092695.5322 | 7830098.6309 | 0
957 |  | 356 | Overhead Conductors
958 |  |  |  | Demand | F10 |  | 483575685.5562 | 175623571.0196 | 128744835.7963 | 38487485.0892 | 868548.476 | 83710648.5961 | 4322020.6616 | 119591.8834 | 201487.1759 | 30615653.202 | 9765158.2819 | 11116685.3742 | 0 | 1416
959 |  |  |  | Direct Assigned | A | 1 | 3235222.73 | 0 | 0 | 0 | 0 | 3130812.87 | 0 | 0 | 0 | 0 | 104409.86 | 0 | 0
960 | [6 empty] | 486810908.2862 | 175623571.0196 | 128744835.7963 | 38487485.0892 | 868548.476 | 86841461.4661 | 4322020.6616 | 119591.8834 | 201487.1759 | 30615653.202 | 9869568.1419 | 11116685.3742 | 0
961 |  | 357 | Underground Conduit
962 |  |  |  | Demand | F10 |  | 1541742.9226 | 559925.583 | 410466.1283 | 122706.3509 | 2769.1187 | 266887.4881 | 13779.5281 | 381.2846 | 642.3843 | 97609.2638 | 31133.4174 | 35442.3754 | 0 | 1422
963 |  |  |  | Direct Assigned | A | 1 | 0 | 0 | 0 | 0 | 0 | 0 | 0 | 0 | 0 | 0 | 0 | 0 | 0
964 | [6 empty] | 1541742.9226 | 559925.583 | 410466.1283 | 122706.3509 | 2769.1187 | 266887.4881 | 13779.5281 | 381.2846 | 642.3843 | 97609.2638 | 31133.4174 | 35442.3754 | 0
965 |  | 358 | Underground Conductors
966 |  |  |  | Demand | F10 |  | 3519880.4058 | 1278339.6372 | 937115.8195 | 280145.0707 | 6322.044 | 609318.2113 | 31459.3895 | 870.4927 | 1466.5972 | 222847.0972 | 71079.234 | 80916.8124 | 0 | 1428
967 |  |  |  | Direct Assigned | A | 1 | 0 | 0 | 0 | 0 | 0 | 0 | 0 | 0 | 0 | 0 | 0 | 0 | 0
968 | [6 empty] | 3519880.4058 | 1278339.6372 | 937115.8195 | 280145.0707 | 6322.044 | 609318.2113 | 31459.3895 | 870.4927 | 1466.5972 | 222847.0972 | 71079.234 | 80916.8124 | 0
969 |  | 359 | Roads and Trails
970 |  |  |  | Demand | F10 |  | 5216274.7354 | 1894431.0556 | 1388755.5854 | 415160.0299 | 9368.9315 | 902977.0404 | 46621.1347 | 1290.0238 | 2173.4188 | 330247.494 | 105335.6278 | 119914.3935 | 0 | 1434
971 |  |  |  | Direct Assigned | A | 1 | 12806.38 | 0 | 0 | 0 | 0 | 12806.38 | 0 | 0 | 0 | 0 | 0 | 0 | 0
972 | [6 empty] | 5229081.1154 | 1894431.0556 | 1388755.5854 | 415160.0299 | 9368.9315 | 915783.4204 | 46621.1347 | 1290.0238 | 2173.4188 | 330247.494 | 105335.6278 | 119914.3935 | 0
973
974 |  | T00 | Unclassified Trans Plant - Acct 300 |  | F10 |  | 75625644.645 | 27465495.4125 | 20134203.3783 | 6018997.5583 | 135830.9368 | 13091377.3228 | 675914.0471 | 18702.7875 | 31510.2641 | 4787934.0893 | 1527157.8208 | 1738521.0275 | 0 | 1438
975 |  | TS0 | Unclassified Trans Sub - Acct 300 |  | F10 |  | 0 | 0 | 0 | 0 | 0 | 0 | 0 | 0 | 0 | 0 | 0 | 0 | 0 | 1442
976
977 |  | TOTAL TRANSMISSION PLANT |  |  |  |  | 2488835737.8968 | 900175395.543 | 659893958.5056 | 197271282.6214 | 4451828.2105 | 438945410.1829 | 22152929.9059 | 612979.6263 | 1032741.7739 | 156923456.0651 | 50396122.2853 | 56979633.1767 | 0
978 |  | Distribution - METER - Unbundled |  |  |  |  | D: DISTRIBUTION PLANT
979 |  | A |  | B | C |  | D | E | F | G | H | I | J | K | L | M | N | O
980 |  | FERC ACCT |  | DESCRIPTION | COS Factor |  | Utah Jurisdiction Normalized | Residential Sch 1 | General Large Dist. Sch 6 | General +1 MW Sch 8 | Street & Area Lighting Sch. 7,11,12 | General Trans Sch 9 | Irrigation Sch 10 | Traffic Signals Sch 15 | Outdoor Lighting Sch 15 | General Small Dist. Sch 23 | Industrial Cust 1 | Industrial Cust 2
981
982 |  | 360 | Land and Land Rights
983 |  |  |  | Demand Primary | F20 |  | 0 | 0 | 0 | 0 | 0 | 0 | 0 | 0 | 0 | 0 | 0 | 0 | 0 | 1447
984 |  |  |  | Assigned | A | 0 | 0 | 0 | 0 | 0 | 0 | 0 | 0 | 0 | 0 | 0 | 0 | 0 | 0
985 | [6 empty] | 0 | 0 | 0 | 0 | 0 | 0 | 0 | 0 | 0 | 0 | 0 | 0 | 0
986 |  | 361 | Structures and Improvements
987 |  |  |  | Demand Primary | F20 |  | 0 | 0 | 0 | 0 | 0 | 0 | 0 | 0 | 0 | 0 | 0 | 0 | 0 | 1451
988 |  |  |  | Assigned | A | 0 | 0 | 0 | 0 | 0 | 0 | 0 | 0 | 0 | 0 | 0 | 0 | 0 | 0
989 | [6 empty] | 0 | 0 | 0 | 0 | 0 | 0 | 0 | 0 | 0 | 0 | 0 | 0 | 0
990 |  | 362 | Station Equipment
991 |  |  |  | Demand Primary | F20 |  | 0 | 0 | 0 | 0 | 0 | 0 | 0 | 0 | 0 | 0 | 0 | 0 | 0 | 1455
992 |  |  |  | Assigned | A | 0 | 0 | 0 | 0 | 0 | 0 | 0 | 0 | 0 | 0 | 0 | 0 | 0 | 0
993 | [6 empty] | 0 | 0 | 0 | 0 | 0 | 0 | 0 | 0 | 0 | 0 | 0 | 0 | 0
994 |  | 364 | Poles, Towers & Fixtures
995 |  |  |  | Demand Primary | F20 | 0 | 0 | 0 | 0 | 0 | 0 | 0 | 0 | 0 | 0 | 0 | 0 | 0 | 0 | 1459
996 |  |  |  | Demand Secondary | F22 | 0 | 0 | 0 | 0 | 0 | 0 | 0 | 0 | 0 | 0 | 0 | 0 | 0 | 0
997 |  |  |  | Assigned | A | 0 | 0 | 0 | 0 | 0 | 0 | 0 | 0 | 0 | 0 | 0 | 0 | 0 | 0
998 | [6 empty] | 0 | 0 | 0 | 0 | 0 | 0 | 0 | 0 | 0 | 0 | 0 | 0 | 0
999 |  | 365 | Overhead Conductors
1000 |  |  |  | Demand Primary | F20 | 0 | 0 | 0 | 0 | 0 | 0 | 0 | 0 | 0 | 0 | 0 | 0 | 0 | 0 | 1463
1001 |  |  |  | Demand Secondary | F22 | 0 | 0 | 0 | 0 | 0 | 0 | 0 | 0 | 0 | 0 | 0 | 0 | 0 | 0
1002 |  |  |  | Assigned | A | 0 | 0 | 0 | 0 | 0 | 0 | 0 | 0 | 0 | 0 | 0 | 0 | 0 | 0
1003 | [6 empty] | 0 | 0 | 0 | 0 | 0 | 0 | 0 | 0 | 0 | 0 | 0 | 0 | 0
1004 |  | 366 | Underground Conduit
1005 |  |  |  | Demand Primary | F20 | 0 | 0 | 0 | 0 | 0 | 0 | 0 | 0 | 0 | 0 | 0 | 0 | 0 | 0 | 1467
1006 |  |  |  | Demand Secondary | F22 | 0 | 0 | 0 | 0 | 0 | 0 | 0 | 0 | 0 | 0 | 0 | 0 | 0 | 0
1007 |  |  |  | Assigned | A | 0 | 0 | 0 | 0 | 0 | 0 | 0 | 0 | 0 | 0 | 0 | 0 | 0 | 0
1008 | [6 empty] | 0 | 0 | 0 | 0 | 0 | 0 | 0 | 0 | 0 | 0 | 0 | 0 | 0
1009 |  | 367 | Underground Conductors
1010 |  |  |  | Demand Primary | F20 | 0 | 0 | 0 | 0 | 0 | 0 | 0 | 0 | 0 | 0 | 0 | 0 | 0 | 0 | 1471
1011 |  |  |  | Demand Secondary | F22 | 0 | 0 | 0 | 0 | 0 | 0 | 0 | 0 | 0 | 0 | 0 | 0 | 0 | 0
1012 |  |  |  | Assigned | A | 0 | 0 | 0 | 0 | 0 | 0 | 0 | 0 | 0 | 0 | 0 | 0 | 0 | 0
1013 | [6 empty] | 0 | 0 | 0 | 0 | 0 | 0 | 0 | 0 | 0 | 0 | 0 | 0 | 0
1014 |  | 368 | Line Transformers
1015 |  |  |  | Demand Secondary | F21 |  | 0 | 0 | 0 | 0 | 0 | 0 | 0 | 0 | 0 | 0 | 0 | 0 | 0 | 1475
1016 |  |  |  | Assigned | A | 0 | 0 | 0 | 0 | 0 | 0 | 0 | 0 | 0 | 0 | 0 | 0 | 0 | 0
1017 | [6 empty] | 0 | 0 | 0 | 0 | 0 | 0 | 0 | 0 | 0 | 0 | 0 | 0 | 0
1018 |  | 369 | Services
1019 |  |  |  | Customer | F70 |  | 0 | 0 | 0 | 0 | 0 | 0 | 0 | 0 | 0 | 0 | 0 | 0 | 0 | 1479
1020 |  |  |  | Assigned | A | 0 | 0 | 0 | 0 | 0 | 0 | 0 | 0 | 0 | 0 | 0 | 0 | 0 | 0
1021 | [6 empty] | 0 | 0 | 0 | 0 | 0 | 0 | 0 | 0 | 0 | 0 | 0 | 0 | 0
1022 |  | 370 | Meters
1023 |  |  |  | Customer | F60 |  | 0 | 0 | 0 | 0 | 0 | 0 | 0 | 0 | 0 | 0 | 0 | 0 | 0 | 1483
1024 |  |  |  | Assigned | A | 0 | 0 | 0 | 0 | 0 | 0 | 0 | 0 | 0 | 0 | 0 | 0 | 0 | 0
1025 | [6 empty] | 0 | 0 | 0 | 0 | 0 | 0 | 0 | 0 | 0 | 0 | 0 | 0 | 0
1026 |  | 371 | Install on Customers' Premises
1027 |  |  |  | Demand Primary | F20 | 0 | 0 | 0 | 0 | 0 | 0 | 0 | 0 | 0 | 0 | 0 | 0 | 0 | 0 | 1487
1028 |  |  |  | Demand Secondary | F22 | 0 | 0 | 0 | 0 | 0 | 0 | 0 | 0 | 0 | 0 | 0 | 0 | 0 | 0
1029 |  |  |  | Assigned | A | 0 | 0 | 0 | 0 | 0 | 0 | 0 | 0 | 0 | 0 | 0 | 0 | 0 | 0
1030 | [6 empty] | 0 | 0 | 0 | 0 | 0 | 0 | 0 | 0 | 0 | 0 | 0 | 0 | 0
1031 |  | 372 | Leased Property
1032 |  |  |  | Demand Primary | F20 | 0.32204 | 0 | 0 | 0 | 0 | 0 | 0 | 0 | 0 | 0 | 0 | 0 | 0 | 0 | 1491
1033 |  |  |  | Demand Secondary | F22 | 0.24308 | 0 | 0 | 0 | 0 | 0 | 0 | 0 | 0 | 0 | 0 | 0 | 0 | 0
1034 |  |  |  | Assigned | A | 0 | 0 | 0 | 0 | 0 | 0 | 0 | 0 | 0 | 0 | 0 | 0 | 0 | 0
1035 | [6 empty] | 0 | 0 | 0 | 0 | 0 | 0 | 0 | 0 | 0 | 0 | 0 | 0 | 0
1036
1037 |  | 373 | Street Lights |  | A | 0 | 0 | 0 | 0 | 0 | 0 | 0 | 0 | 0 | 0 | 0 | 0 | 0 | 0 | 1496
1038
1039
1040 |  | D00 | Unclassified Dist Plant - Acct 300 |  | F22 |  | 0 | 0 | 0 | 0 | 0 | 0 | 0 | 0 | 0 | 0 | 0 | 0 | 0 | 1499
1041 |  | DS0 | Unclassified Dist Sub - Acct 300 |  | F20 |  | 0 | 0 | 0 | 0 | 0 | 0 | 0 | 0 | 0 | 0 | 0 | 0 | 0 | 1503
1042 |  | TOTAL DISTRIBUTION PLANT |  |  |  |  | 0 | 0 | 0 | 0 | 0 | 0 | 0 | 0 | 0 | 0 | 0 | 0 | 0
1043
1044 |  | Distribution - METER - Unbundled |  |  |  |  | DISTRIBUTION PLANT D: GENERAL PLANT
1045
1046 |  | A |  | B | C |  | D | E | F | G | H | I | J | K | L | M | N | O
1047 |  | FERC ACCT |  | DESCRIPTION | COS Factor |  | Utah Jurisdiction Normalized | Residential Sch 1 | General Large Dist. Sch 6 | General +1 MW Sch 8 | Street & Area Lighting Sch. 7,11,12 | General Trans Sch 9 | Irrigation Sch 10 | Traffic Signals Sch 15 | Outdoor Lighting Sch 15 | General Small Dist. Sch 23 | Industrial Cust 1 | Industrial Cust 2
1048 |  | 389 | Land and Land Rights
1049 |  |  |  | Situs | F107T |  | 1205991.2375 | 436189.3486 | 319758.4797 | 95589.8514 | 2157.1797 | 212695.563 | 10734.4325 | 297.0257 | 500.4258 | 76038.8924 | 24419.9651 | 27610.0738 | 0 | 1510
1050 |  |  |  | Customer - System | F42 |  | 0 | 0 | 0 | 0 | 0 | 0 | 0 | 0 | 0 | 0 | 0 | 0 | 0 | 1511
1051 |  |  |  | System Generation | F105T |  | 46.8804 | 16.9559 | 12.4299 | 3.7159 | 0.083856 | 8.2681 | 0.41728 | 0.011546 | 0.019453 | 2.9559 | 0.94928 | 1.0733 | 0 | 1512
1052 |  |  |  | System Generation | F105T |  | 300.0312 | 108.5169 | 79.5507 | 23.7812 | 0.53667 | 52.9152 | 2.6706 | 0.073895 | 0.1245 | 18.9172 | 6.0753 | 6.8689 | 0 | 1513
1053 |  |  |  | System Overheads | F102T |  | 778959.1492 | 281738.1033 | 206534.4967 | 61742.2308 | 1393.3392 | 137381.7235 | 6933.4537 | 191.8512 | 323.2289 | 49114.1139 | 15773.046 | 17833.5621 | 0 | 1514
1054 |  |  | Total Land & Land Rights |  |  |  | 1985297.2983 | 718052.9247 | 526384.9571 | 157359.5792 | 3551.1393 | 350138.4698 | 17670.9741 | 488.9623 | 823.7986 | 125174.8794 | 40200.0357 | 45451.5781 | 0
1055
1056 |  | 390 | Structures and Improvements
1057 |  |  |  | Situs | F107T |  | 12781927.2452 | 4623035.6783 | 3389020.9943 | 1013127.1999 | 22863.2784 | 2254294.3321 | 113770.9227 | 3148.0828 | 5303.8575 | 805912.6474 | 258819.6395 | 292630.6122 | 0 | 1518
1058 |  |  |  | System Generation | F105T |  | 48581.8215 | 17571.3325 | 12881.0632 | 3850.7155 | 86.8992 | 8568.1699 | 432.4229 | 11.9653 | 20.159 | 3063.13 | 983.7272 | 1112.2367 | 0 | 1519
1059 |  |  |  | System Generation | F105T |  | 231172.3481 | 83611.6489 | 61293.4127 | 18323.2927 | 413.5024 | 40770.8872 | 2057.6468 | 56.9358 | 95.9249 | 14575.636 | 4680.9798 | 5292.4809 | 0 | 1520
1060 |  |  |  | System Generation | F105T |  | 0 | 0 | 0 | 0 | 0 | 0 | 0 | 0 | 0 | 0 | 0 | 0 | 0 | 1521
1061 |  |  |  | Customer - System | F42 |  | 0 | 0 | 0 | 0 | 0 | 0 | 0 | 0 | 0 | 0 | 0 | 0 | 0 | 1522
1062 |  |  |  | System Generation | F102T |  | 1388478.1576 | 502192.192 | 368143.3587 | 110054.2165 | 2483.5975 | 244880.0076 | 12358.7342 | 341.9707 | 576.1487 | 87544.866 | 28115.1198 | 31787.946 | 0 | 1523
1063 |  |  |  | System Overheads | F102T |  | 10134589.9554 | 3665532.5954 | 2687101.6764 | 803292.6918 | 18127.9354 | 1787394.6751 | 90207.183 | 2496.0656 | 4205.3456 | 638995.518 | 205214.0392 | 232022.23 | 0 | 1524
1064
1065 |  |  | Total Structures and Improvements |  |  |  | 24584749.5278 | 8891943.4471 | 6518440.5052 | 1948648.1162 | 43975.2129 | 4335908.072 | 218826.9096 | 6055.0202 | 10201.4357 | 1550091.7974 | 497813.5056 | 562845.5058 | 0
1066
1067 |  | 391 | Office Furniture & Equipment
1068 |  |  |  | Situs | F107T |  | 674782.1929 | 244058.8257 | 178912.8489 | 53484.9073 | 1206.9958 | 119008.4753 | 6006.1829 | 166.1933 | 280.0007 | 42545.6579 | 13663.5799 | 15448.5253 | 0 | 1528
1069 |  |  |  | System Generation | F105T |  | 521.3313 | 188.5579 | 138.2266 | 41.322 | 0.93252 | 91.945 | 4.6403 | 0.1284 | 0.21633 | 32.8704 | 10.5564 | 11.9354 | 0 | 1529
1070 |  |  |  | System Generation | F105T |  | 0 | 0 | 0 | 0 | 0 | 0 | 0 | 0 | 0 | 0 | 0 | 0 | 0 | 1530
1071 |  |  |  | Customer - System | F42 |  | 0 | 0 | 0 | 0 | 0 | 0 | 0 | 0 | 0 | 0 | 0 | 0 | 0 | 1531
1072 |  |  |  | System Generation | F105T |  | 907236.3621 | 328134.0905 | 240546.1257 | 71909.8003 | 1622.7911 | 160005.4319 | 8075.239 | 223.4448 | 376.4575 | 57202.1139 | 18370.5152 | 20770.3523 | 0 | 1532
1073 |  |  |  | Energy | F30 |  | 0 | 0 | 0 | 0 | 0 | 0 | 0 | 0 | 0 | 0 | 0 | 0 | 0 | 1533
1074 |  |  |  | System Overheads | F102T |  | 6297438.3167 | 2277691.1073 | 1669713.0453 | 499150.5526 | 11264.3487 | 1110652.5043 | 56053 | 1551.0069 | 2613.1205 | 397059.4644 | 127516.0376 | 144174.1292 | 0 | 1534
1075 |  |  |  | Cholla | F10 |  | 22160.3734 | 8048.1381 | 5899.8699 | 1763.7302 | 39.8022 | 3836.1301 | 198.0612 | 5.4804 | 9.2334 | 1402.9951 | 447.4988 | 509.434 | 0 | 1535
1076 |  |  |  | Simple Cycle Combustion Turbine | F10 |  | 0 | 0 | 0 | 0 | 0 | 0 | 0 | 0 | 0 | 0 | 0 | 0 | 0 | 1536
1077 |  |  | Total Office Furniture & Equipment |  |  |  | 7902138.5765 | 2858120.7194 | 2095210.1165 | 626350.3124 | 14134.8703 | 1393594.4865 | 70337.1235 | 1946.2538 | 3279.0284 | 498243.1017 | 160008.1878 | 180914.3762 | 0
1078
1079 |  | 392 | Transportation Equipment
1080 |  |  |  | Situs | F107T |  | 9887607.1071 | 3576202.5203 | 2621616.242 | 783716.2197 | 17686.1524 | 1743835.3569 | 88008.8082 | 2435.2357 | 4102.8601 | 623423.015 | 200212.9145 | 226367.7821 | 0 | 1540
1081 |  |  |  | System Overheads | F102T |  | 749432.9479 | 271058.9092 | 198705.8716 | 59401.9109 | 1340.5251 | 132174.3125 | 6670.6433 | 184.5791 | 310.977 | 47252.4588 | 15175.1736 | 17157.5865 | 0 | 1541
1082 |  |  |  | System Generation | F105T |  | 4648359.3495 | 1681243.4233 | 1232473.5638 | 368440.4708 | 8314.6095 | 819811.4364 | 41374.6786 | 1144.8524 | 1928.8356 | 293083.4699 | 94124.0447 | 106419.9644 | 0 | 1542
1083 |  |  |  | Customer - System | F42 |  | 0 | 0 | 0 | 0 | 0 | 0 | 0 | 0 | 0 | 0 | 0 | 0 | 0 | 1543
1084 |  |  |  | System Generation | F105T |  | 86167.9845 | 31165.6966 | 22846.7197 | 6829.8878 | 154.1303 | 15197.0822 | 766.9744 | 21.2225 | 35.7554 | 5432.9732 | 1744.8047 | 1972.7377 | 0 | 1544
1085 |  |  |  | Energy | F30 |  | 0 | 0 | 0 | 0 | 0 | 0 | 0 | 0 | 0 | 0 | 0 | 0 | 0 | 1545
1086 |  |  |  | System Generation | F105T |  | 10714.4793 | 3875.2701 | 2840.8545 | 849.2562 | 19.1652 | 1889.6673 | 95.3687 | 2.6389 | 4.446 | 675.5581 | 216.9561 | 245.2983 | 0 | 1546
1087 |  |  |  | Cholla | F10 |  | 80424.9333 | 29208.4867 | 21411.9426 | 6400.9699 | 144.4509 | 13922.1709 | 718.8083 | 19.8897 | 33.5099 | 5091.7818 | 1624.073 | 1848.8495 | 0 | 1547
1088 |  |  |  | Simple Cycle Combustion Turbine | F10 |  | 6454.8764 | 2344.2627 | 1718.5149 | 513.7396 | 11.5936 | 1117.3885 | 57.6913 | 1.5963 | 2.6895 | 408.6646 | 130.3475 | 148.388 | 0 | 1548
1089 |  |  | Total Transportation Equipment |  |  |  | 15469161.6778 | 5595098.5689 | 4101613.709 | 1226152.4549 | 27670.6271 | 2727947.4148 | 137692.973 | 3810.0146 | 6419.0735 | 975367.9214 | 313228.3142 | 354160.6065 | 0
1090
1091 |  | 393 | Stores Equipment
1092 |  |  |  | Situs | F107T |  | 1115203.3639 | 403352.7058 | 295686.8351 | 88393.7797 | 1994.7856 | 196683.6905 | 9926.3369 | 274.6654 | 462.7534 | 70314.6308 | 22581.6129 | 25531.5679 | 0 | 1552
1093 |  |  |  | System Generation | F105T |  | 0 | 0 | 0 | 0 | 0 | 0 | 0 | 0 | 0 | 0 | 0 | 0 | 0 | 1553
1094 |  |  |  | System Generation | F105T |  | 0 | 0 | 0 | 0 | 0 | 0 | 0 | 0 | 0 | 0 | 0 | 0 | 0 | 1554
1095 |  |  |  | System Overheads | F102T |  | 19876.282 | 7188.9598 | 5270.0298 | 1575.4433 | 35.5531 | 3505.4956 | 176.9172 | 4.8954 | 8.2477 | 1253.2184 | 402.4723 | 455.0494 | 0 | 1555
1096 |  |  |  | System Generation | F105T |  | 1374501.9135 | 497137.1894 | 364437.6746 | 108946.4248 | 2458.5979 | 242415.0767 | 12234.3327 | 338.5284 | 570.3492 | 86663.6505 | 27832.1166 | 31467.9726 | 0 | 1556
1097 |  |  |  | Simple Cycle Combustion Turbine | F10 |  | 7801.4529 | 2833.3083 | 2077.0208 | 620.9127 | 14.0122 | 1350.4912 | 69.7265 | 1.9294 | 3.2506 | 493.9177 | 157.5398 | 179.3438 | 0 | 1557
1098 |  |  | Total Stores Equipment |  |  |  | 2517383.0123 | 910512.1634 | 667471.5602 | 199536.5605 | 4502.9488 | 443954.7539 | 22407.3133 | 620.0185 | 1044.6008 | 158725.4175 | 50973.7416 | 57633.9337 | 0 | 1558
1099
1100 |  | 394 | Tools, Shop & Garage Equipment
1101 |  |  |  | Situs | F107T |  | 3900535.5837 | 1410766.5317 | 1034194.3534 | 309166.1076 | 6976.9628 | 687920.9285 | 34718.3585 | 960.6696 | 1618.5263 | 245932.4715 | 78981.4552 | 89299.2187 | 0 | 1561
1102 |  |  |  | System Generation | F105T |  | 17658.1341 | 6386.6882 | 4681.9064 | 1399.6274 | 31.5854 | 3114.2903 | 157.1737 | 4.3491 | 7.3272 | 1113.3621 | 357.5573 | 404.2669 | 0 | 1562
1103 |  |  |  | System Generation | F105T |  | 5640579.8049 | 2040115.0143 | 1495552.5104 | 447086.3207 | 10089.4133 | 994805.1526 | 50206.3544 | 1389.2281 | 2340.5572 | 355643.9116 | 114215.3921 | 129135.9503 | 0 | 1563
1104 |  |  |  | System Overheads | F102T |  | 385345.8294 | 139373.9366 | 102171.2204 | 30543.4645 | 689.2755 | 67961.8106 | 3429.9327 | 94.9075 | 159.8992 | 24296.4204 | 7802.8193 | 8822.1427 | 0 | 1564
1105 |  |  |  | Energy | F30 |  | 0 | 0 | 0 | 0 | 0 | 0 | 0 | 0 | 0 | 0 | 0 | 0 | 0 | 1565
1106 |  |  |  | System Generation | F105T |  | 1478.3046 | 534.6811 | 391.9601 | 117.1741 | 2.6443 | 260.7223 | 13.1583 | 0.36409 | 0.61342 | 93.2085 | 29.934 | 33.8444 | 0 | 1566
1107 |  |  |  | Cholla | F10 |  | 399468.7912 | 145077.8807 | 106352.6258 | 31793.4702 | 717.4844 | 69151.1021 | 3570.3043 | 98.7916 | 166.4431 | 25290.7628 | 8066.7331 | 9183.193 | 0 | 1567
1108 |  |  |  | Simple Cycle Combustion Turbine | F10 |  | 21976.1434 | 7981.23 | 5850.8214 | 1749.0675 | 39.4713 | 3804.2385 | 196.4146 | 5.4349 | 9.1566 | 1391.3313 | 443.7786 | 505.1988 | 0 | 1568
1109 |  |  | Total Tools, Shop & Garage Equipment |  |  |  | 10367042.5913 | 3750235.9626 | 2749195.3979 | 821855.2319 | 18546.8369 | 1827018.2449 | 92291.6965 | 2553.7448 | 4302.523 | 653761.4683 | 209897.6695 | 237383.8149 | 0
1110
1111 |  | 395 | Laboratory Equipment
1112 |  |  |  | Situs | F107T |  | 2214712.1126 | 801028.8994 | 587212.3743 | 175543.5654 | 3961.498 | 390599.3883 | 19712.9772 | 545.4652 | 918.9942 | 139639.7012 | 44845.4274 | 50703.8218 | 0 | 1572
1113 |  |  |  | System Generation | F105T |  | 214.0991 | 77.4365 | 56.7666 | 16.97 | 0.38296 | 37.7598 | 1.9057 | 0.052731 | 0.08884 | 13.4992 | 4.3353 | 4.9016 | 0 | 1573
1114 |  |  |  | System Generation | F105T |  | 0 | 0 | 0 | 0 | 0 | 0 | 0 | 0 | 0 | 0 | 0 | 0 | 0 | 1574
1115 |  |  |  | System Overheads | F102T |  | 478482.4617 | 173060.091 | 126865.6187 | 37925.7046 | 855.8708 | 84387.9237 | 4258.9345 | 117.8463 | 198.5462 | 30168.7735 | 9688.7313 | 10954.4213 | 0 | 1575
1116 |  |  |  | Energy | F30 |  | 0 | 0 | 0 | 0 | 0 | 0 | 0 | 0 | 0 | 0 | 0 | 0 | 0 | 1576
1117 |  |  |  | System Generation | F105T |  | 1473269.142 | 532859.8478 | 390624.9783 | 116774.9598 | 2635.2648 | 259834.2341 | 13113.452 | 362.854 | 611.3327 | 92891.0181 | 29832.0418 | 33729.1586 | 0 | 1577
1118 |  |  |  | Cholla | F10 |  | 55543.4678 | 20172.1105 | 14787.6224 | 4420.6697 | 99.7614 | 9614.999 | 496.427 | 13.7363 | 23.1428 | 3516.5117 | 1121.6254 | 1276.8617 | 0 | 1578
1119 |  |  |  | Simple Cycle Combustion Turbine | F10 |  | 3427.0619 | 1244.6301 | 912.4043 | 272.7577 | 6.1553 | 593.2506 | 30.6298 | 0.84754 | 1.4279 | 216.9707 | 69.2049 | 78.7831 | 0 | 1579
1120 |  |  | Total Laboratory Equipment |  |  |  | 4225648.3451 | 1528443.0153 | 1120459.7645 | 334954.6272 | 7558.9333 | 745067.5554 | 37614.3262 | 1040.8021 | 1753.5327 | 266446.4743 | 85561.366 | 96747.948 | 0
1121
1122 |  | 396 | Power Operated Equipment
1123 |  |  |  | Situs | F107T |  | 13824126.8262 | 4999983.9862 | 3665351.4876 | 1095734.519 | 24727.4807 | 2438102.6549 | 123047.4587 | 3404.7679 | 5736.318 | 871624.3204 | 279923.0079 | 316490.8248 | 0 | 1583
1124 |  |  |  | System Generation | F105T |  | 97394.5945 | 35226.1969 | 25823.3613 | 7719.7367 | 174.2116 | 17177.0718 | 866.9016 | 23.9875 | 40.4139 | 6140.8216 | 1972.1309 | 2229.7608 | 0 | 1584
1125 |  |  |  | System Generation | F105T |  | 9947716.09 | 3597943.0582 | 2637553.6355 | 788480.6066 | 17793.6705 | 1754436.5235 | 88543.8335 | 2450.0401 | 4127.8023 | 627212.9434 | 201430.0538 | 227743.9226 | 0 | 1585
1126 |  |  |  | System Overheads | F102T |  | 202721.8714 | 73321.5286 | 53750.0069 | 16068.2374 | 362.6125 | 35753.1972 | 1804.4113 | 49.9287 | 84.1194 | 12781.8064 | 4104.8897 | 4641.1331 | 0 | 1586
1127 |  |  |  | System Generation | F105T |  | 198624.7858 | 71839.6728 | 52663.699 | 15743.4923 | 355.284 | 35030.6116 | 1767.9435 | 48.9196 | 82.4193 | 12523.4813 | 4021.9283 | 4547.334 | 0 | 1587
1128 |  |  |  | Energy | F30 |  | 0 | 0 | 0 | 0 | 0 | 0 | 0 | 0 | 0 | 0 | 0 | 0 | 0 | 1588
1129 |  |  |  | Cholla | F10 |  | 0 | 0 | 0 | 0 | 0 | 0 | 0 | 0 | 0 | 0 | 0 | 0 | 0 | 1589
1130 |  |  |  | Simple Cycle Combustion Turbine | F10 |  | 233437.003 | 84778.9525 | 62149.131 | 18579.1045 | 419.2753 | 40409.7301 | 2086.3736 | 57.7307 | 97.2641 | 14779.1267 | 4713.9452 | 5366.3693 | 0 | 1590
1131 |  |  | Total Power Operated Equipment |  |  |  | 24504021.1709 | 8863093.3952 | 6497291.3213 | 1942325.6964 | 43832.5346 | 4320909.7891 | 218116.9222 | 6035.3746 | 10168.337 | 1545062.4999 | 496165.9559 | 561019.3446 | 0
1132
1133 |  | 397 | Communication Equipment
1134 |  |  |  | Situs | F107T |  | 16513122.3331 | 5972554.2355 | 4378316.133 | 1308870.9605 | 29537.3386 | 2912349.3952 | 146981.9948 | 4067.0452 | 6852.116 | 1041168.0399 | 334372.1403 | 378052.9341 | 0 | 1594
1135 |  |  |  | System Generation | F105T |  | 97481.2113 | 35257.5249 | 25846.327 | 7726.6022 | 174.3665 | 17192.3481 | 867.6725 | 24.0088 | 40.4498 | 6146.2829 | 1973.8848 | 2231.7438 | 0 | 1595
1136 |  |  |  | System Generation | F105T |  | 188199.4444 | 68068.9797 | 49899.507 | 14917.1539 | 336.636 | 33191.9383 | 1675.1484 | 46.352 | 78.0933 | 11866.1536 | 3810.8269 | 4308.6553 | 0 | 1596
1137 |  |  |  | System Overheads | F102T |  | 8209024.0501 | 2969083.6397 | 2176553.9981 | 650667.5707 | 14683.6387 | 1447790.7778 | 73067.8733 | 2021.8146 | 3406.3325 | 517586.7596 | 166223.497 | 187938.1479 | 0 | 1597
1138 |  |  |  | Customer - System | F42 |  | 0 | 0 | 0 | 0 | 0 | 0 | 0 | 0 | 0 | 0 | 0 | 0 | 0 | 1598
1139 |  |  |  | System Generation | F105T |  | 36864279.2174 | 13333269.2956 | 9774254.9939 | 2921954.042 | 65939.8431 | 6501596.6766 | 328126.0314 | 9079.3666 | 15296.8235 | 2324327.802 | 746460.1601 | 843974.1824 | 0 | 1599
1140 |  |  |  | Energy | F30 |  | 0 | 0 | 0 | 0 | 0 | 0 | 0 | 0 | 0 | 0 | 0 | 0 | 0 | 1600
1141 |  |  |  | Cholla | F10 |  | 281514.0926 | 102239.4461 | 74948.9412 | 22405.5298 | 505.6264 | 48732.2419 | 2516.0689 | 69.6205 | 117.296 | 17822.9346 | 5684.7971 | 6471.5901 | 0 | 1601
1142 |  |  |  | Simple Cycle Combustion Turbine | F10 |  | 4065.3164 | 1476.4294 | 1082.33 | 323.556 | 7.3017 | 703.7373 | 36.3343 | 1.0054 | 1.6939 | 257.3792 | 82.0936 | 93.4556 | 0 | 1602
1143 |  |  | Total Communication Equipment |  |  |  | 62157685.6653 | 22481949.551 | 16480902.2303 | 4926865.415 | 111184.751 | 10961557.1153 | 553271.1236 | 15309.2132 | 25792.805 | 3919175.3519 | 1258607.3998 | 1423070.7092 | 0
1144
1145 |  | Distribution - METER - Unbundled |  |  |  |  | D: GENERAL PLANT
1146
1147 |  | A |  | B | C |  | D | E | F | G | H | I | J | K | L | M | N | O
1148 |  | FERC ACCT |  | DESCRIPTION | COS Factor |  | Utah Jurisdiction Normalized | Residential Sch 1 | General Large Dist. Sch 6 | General +1 MW Sch 8 | Street & Area Lighting Sch. 7,11,12 | General Trans Sch 9 | Irrigation Sch 10 | Traffic Signals Sch 15 | Outdoor Lighting Sch 15 | General Small Dist. Sch 23 | Industrial Cust 1 | Industrial Cust 2
1149 |  | 398 | Misc. Equipment
1150 |  |  |  | Situs | F107T |  | 291240.5629 | 105337.4415 | 77219.9969 | 23084.4481 | 520.9476 | 51364.8637 | 2592.3092 | 71.7301 | 120.8502 | 18362.994 | 5897.2936 | 6667.6881 | 0 | 1606
1151 |  |  |  | System Generation | F105T |  | 0 | 0 | 0 | 0 | 0 | 0 | 0 | 0 | 0 | 0 | 0 | 0 | 0 | 1607
1152 |  |  |  | System Generation | F105T |  | 0 | 0 | 0 | 0 | 0 | 0 | 0 | 0 | 0 | 0 | 0 | 0 | 0 | 1608
1153 |  |  |  | Customer - System | F42 |  | 0 | 0 | 0 | 0 | 0 | 0 | 0 | 0 | 0 | 0 | 0 | 0 | 0 | 1609
1154 |  |  |  | System Overheads | F102T |  | 261920.4708 | 94732.7941 | 69446.02 | 20760.465 | 468.5022 | 46193.8033 | 2331.3334 | 64.5088 | 108.6838 | 16514.3343 | 5303.5947 | 5996.4312 | 0 | 1610
1155 |  |  |  | System Energy | F30 |  | 0 | 0 | 0 | 0 | 0 | 0 | 0 | 0 | 0 | 0 | 0 | 0 | 0 | 1611
1156 |  |  |  | Simple Cycle Combustion Turbine | F105T |  | 578913.2048 | 209384.4182 | 153493.9894 | 45886.0939 | 1035.5132 | 102100.4682 | 5152.8606 | 142.5815 | 240.2199 | 36501.0272 | 11722.3408 | 13253.6919 | 0 | 1612
1157 |  |  | Total Misc. Equipment |  |  |  | 1132074.2385 | 409454.6538 | 300160.0062 | 89731.007 | 2024.9629 | 199659.1351 | 10076.5032 | 278.8205 | 469.7539 | 71378.3555 | 22923.2291 | 25917.8112 | 0
1158
1159 |  | 399 | Coal Mine |  | F30 |  | 0 | 0 | 0 | 0 | 0 | 0 | 0 | 0 | 0 | 0 | 0 | 0 | 0 | 1620
1160 |  | 399L | WIDCO Capital Lease |  | F30 |  | 0 | 0 | 0 | 0 | 0 | 0 | 0 | 0 | 0 | 0 | 0 | 0 | 0 | 1623
1161 |  |  | Remove Capital Lease |  | F30 |  | 0 | 0 | 0 | 0 | 0 | 0 | 0 | 0 | 0 | 0 | 0 | 0 | 0 | 1626
1162
1163 |  | 390L | General Capital Lease
1164 |  |  |  | Situs | F107T |  | 1983381.8268 | 717360.1268 | 525877.0858 | 157207.7542 | 3547.7131 | 349800.6462 | 17653.9247 | 488.4905 | 823.0038 | 125054.1071 | 40161.2495 | 45407.7251 | 0 | 1631
1165 |  |  |  | System Generation | F105T |  | 0 | 0 | 0 | 0 | 0 | 0 | 0 | 0 | 0 | 0 | 0 | 0 | 0 | 1632
1166 |  |  |  | System Overheads | F102T |  | 214244.6024 | 77489.1315 | 56805.1626 | 16981.5576 | 383.2234 | 37785.4125 | 1906.9742 | 52.7667 | 88.9007 | 13508.3256 | 4338.212 | 4904.9355 | 0 | 1633
1167
1168 |  |  | Remove Capital Lease |  |  |  | -2197626.4292 | -794849.2582 | -582682.2484 | -174189.3118 | -3930.9365 | -387586.0587 | -19560.8989 | -541.2572 | -911.9045 | -138562.4327 | -44499.4616 | -50312.6606
1169
1170 |  | 392L | General Vehicles Capital Lease |  | F30 |  | 0 | 0 | 0 | 0 | 0 | 0 | 0 | 0 | 0 | 0 | 0 | 0 | 0 | 1640
1171 |  |  | Remove Capital Lease |  | F30 |  | 0 | 0 | 0 | 0 | 0 | 0 | 0 | 0 | 0 | 0 | 0 | 0 | 0 | 1643
1172
1173 |  | G00 | Unclassified Gen Plant - Acct 300 |  | F102T |  | 824827.9344 | 298328.1704 | 218696.2211 | 65377.9042 | 1475.3855 | 145471.4068 | 7341.7282 | 203.1483 | 342.2621 | 52006.1843 | 16701.8373 | 18883.6862 | 0 | 1653
1174 |  | GV0 | Unclassified Gen Veh - Acct 300 |  | F102T |  | 0 | 0 | 0 | 0 | 0 | 0 | 0 | 0 | 0 | 0 | 0 | 0 | 0 | 1661
1175
1176 |  | TOTAL GENERAL PLANT |  |  |  |  | 155670030.0382 | 56305232.5717 | 41275825.7894 | 12339156.9051 | 278458.2027 | 27451226.4437 | 1385647.5934 | 38341.3728 | 64597.1508 | 9815433.4516 | 3152081.2425 | 3564029.3145 | 0
1177
1178
1179
1180 | [6 empty] | D: INTANGIBLE PLANT
1181
1182 |  | 301 | Organization
1183 |  |  |  | Situs | F107T |  | 0 | 0 | 0 | 0 | 0 | 0 | 0 | 0 | 0 | 0 | 0 | 0 | 0 | 1666
1184 |  |  |  | System Overheads | F102T |  | 0 | 0 | 0 | 0 | 0 | 0 | 0 | 0 | 0 | 0 | 0 | 0 | 0 | 1667
1185 |  |  |  | System Generation | F105T |  | 0 | 0 | 0 | 0 | 0 | 0 | 0 | 0 | 0 | 0 | 0 | 0 | 0 | 1668
1186 |  |  | Total Organization |  |  |  | 0 | 0 | 0 | 0 | 0 | 0 | 0 | 0 | 0 | 0 | 0 | 0 | 0
1187
1188 |  | 302 | Franchise & Consent
1189 |  |  |  | Situs | F107T |  | 0 | 0 | 0 | 0 | 0 | 0 | 0 | 0 | 0 | 0 | 0 | 0 | 0 | 1671
1190 |  |  |  | System Generation | F105T |  | 736432.8156 | 266356.9519 | 195258.9954 | 58371.4883 | 1317.2715 | 129881.5343 | 6554.9302 | 181.3773 | 305.5826 | 46432.7882 | 14911.9356 | 16859.9603 | 0 | 1672
1191 |  |  |  | System Generation | F105T |  | 6922839.6395 | 2503889.5962 | 1835532.97 | 548721.4099 | 12383.016 | 1220951.8848 | 61619.6477 | 1705.0381 | 2872.6306 | 436491.6115 | 140179.7104 | 158492.1243 | 0 | 1673
1192 |  |  |  | System Generation | F105T |  | 644481.9342 | 233099.6663 | 170878.989 | 51083.2338 | 1152.7972 | 113664.5471 | 5736.4827 | 158.7306 | 267.4276 | 40635.1978 | 13050.0337 | 14754.8284 | 0 | 1674
1193 |  |  |  | System Generation | F105T |  | 0 | 0 | 0 | 0 | 0 | 0 | 0 | 0 | 0 | 0 | 0 | 0 | 0 | 1675
1194 |  |  |  | System Generation | F105T |  | 0 | 0 | 0 | 0 | 0 | 0 | 0 | 0 | 0 | 0 | 0 | 0 | 0 | 1676
1195 |  |  | Total Franchise & Consent |  |  |  | 8303754.3893 | 3003346.2145 | 2201670.9544 | 658176.1319 | 14853.0847 | 1464497.9662 | 73911.0606 | 2045.1459 | 3445.6408 | 523559.5975 | 168141.6798 | 190106.913 | 0
1196
1197 |  | 303 | Miscellaneous Intangible Plant
1198 |  |  |  | Situs | F107T |  | -1383329.8595 | -500330.1281 | -366778.3305 | -109646.1496 | -2474.3886 | -243972.0241 | -12312.9096 | -340.7027 | -574.0124 | -87220.2609 | -28010.8726 | -31670.0804 | 0 | 1680
1199 |  |  |  | System Generation | F105T |  | 11247215.325 | 4067952.8785 | 2982104.9778 | 891482.1333 | 20118.1097 | 1983623.6956 | 100110.5734 | 2770.096 | 4667.0292 | 709147.6039 | 227743.4506 | 257494.7771 | 0 | 1681
1200 |  |  |  | System Overheads | F102T |  | 37882617.1899 | 13701587.2096 | 10044258.7815 | 3002670.0309 | 67761.3638 | 6681196.6286 | 337190.1771 | 9330.1748 | 15719.3826 | 2388534.9779 | 767080.3578 | 867288.1052 | 0 | 1682
1201 |  |  |  | Energy | F30 |  | 0 | 0 | 0 | 0 | 0 | 0 | 0 | 0 | 0 | 0 | 0 | 0 | 0 | 1683
1202 |  |  |  | Customer - System | F42 |  | 0 | 0 | 0 | 0 | 0 | 0 | 0 | 0 | 0 | 0 | 0 | 0 | 0 | 1684
1203 |  |  |  | Simple Cycle Combustion Turbine | F10 |  | 0 | 0 | 0 | 0 | 0 | 0 | 0 | 0 | 0 | 0 | 0 | 0 | 0 | 1685
1204 |  |  |  | System Generation | F105T |  | 0 | 0 | 0 | 0 | 0 | 0 | 0 | 0 | 0 | 0 | 0 | 0 | 0 | 1686
1205 |  |  | Total Miscellaneous Intangible Plant |  |  |  | 47746502.6554 | 17269209.96 | 12659585.4288 | 3784506.0146 | 85405.0849 | 8420848.3002 | 424987.8409 | 11759.5681 | 19812.3995 | 3010462.3208 | 966812.9358 | 1093112.8018 | 0
1206
1207 |  | I00 | Unclass Intangible Plant - Acct 300 |  | F102T |  | 0 | 0 | 0 | 0 | 0 | 0 | 0 | 0 | 0 | 0 | 0 | 0 | 0 | 1697
1208
1209 |  | TOTAL INTANGIBLE PLANT |  |  |  |  | 56050257.0447 | 20272556.1745 | 14861256.3832 | 4442682.1466 | 100258.1696 | 9885346.2664 | 498898.9014 | 13804.714 | 23258.0403 | 3534021.9183 | 1134954.6156 | 1283219.7148 | 0
1210
1211
1212 |  | TOTAL ELECTRIC PLANT IN SERVICE |  |  |  |  | 2700556024.9797 | 976753184.2892 | 716031040.6782 | 214053121.6731 | 4830544.5829 | 476281982.893 | 24037476.4008 | 665125.7131 | 1120596.965 | 170272911.435 | 54683158.1434 | 61826882.206 | 0
1213
1214
1215 |  | Distribution - METER - Unbundled |  |  |  |  | D: MISC RATE BASE
1216
1217 |  | A |  | B | C |  | D | E | F | G | H | I | J | K | L | M | N | O
1218 |  | FERC ACCT |  | DESCRIPTION | COS Factor |  | Utah Jurisdiction Normalized | Residential Sch 1 | General Large Dist. Sch 6 | General +1 MW Sch 8 | Street & Area Lighting Sch. 7,11,12 | General Trans Sch 9 | Irrigation Sch 10 | Traffic Signals Sch 15 | Outdoor Lighting Sch 15 | General Small Dist. Sch 23 | Industrial Cust 1 | Industrial Cust 2
1219 |  | 105 | Plant Held For Future Use
1220 |  |  |  | Situs | F20 |  | 0 | 0 | 0 | 0 | 0 | 0 | 0 | 0 | 0 | 0 | 0 | 0 | 0 | 1705
1221 |  |  |  | System Generation | F10 |  | 0 | 0 | 0 | 0 | 0 | 0 | 0 | 0 | 0 | 0 | 0 | 0 | 0 | 1706
1222 |  |  |  | System Generation | F10 |  | 1602180.0675 | 581874.9645 | 426556.6195 | 127516.5053 | 2877.6696 | 277349.62 | 14319.693 | 396.2311 | 667.5661 | 101435.599 | 32353.864 | 36831.7355 | 0 | 1707
1223 |  |  |  | System Generation | F10 |  | 0 | 0 | 0 | 0 | 0 | 0 | 0 | 0 | 0 | 0 | 0 | 0 | 0 | 1708
1224 |  |  |  | Energy | F30 |  | 0 | 0 | 0 | 0 | 0 | 0 | 0 | 0 | 0 | 0 | 0 | 0 | 0 | 1709
1225 |  |  |  | General | F102 |  | 0 | 0 | 0 | 0 | 0 | 0 | 0 | 0 | 0 | 0 | 0 | 0 | 0 | 1710
1226 |  |  | Total Plant Held For Future Use |  |  |  | 1602180.0675 | 581874.9645 | 426556.6195 | 127516.5053 | 2877.6696 | 277349.62 | 14319.693 | 396.2311 | 667.5661 | 101435.599 | 32353.864 | 36831.7355 | 0
1227
1228 |  | 114 | Electric Plant Acquisition Adjust |  | F10 |  | 0 | 0 | 0 | 0 | 0 | 0 | 0 | 0 | 0 | 0 | 0 | 0 | 0 | 1717
1229
1230 |  | 115 | Accum Prov for Asset Acquisition Adj |  | F10 |  | 0 | 0 | 0 | 0 | 0 | 0 | 0 | 0 | 0 | 0 | 0 | 0 | 0 | 1723
1231
1232 |  | 128 | Pensions |  | F102T |  | 0 | 0 | 0 | 0 | 0 | 0 | 0 | 0 | 0 | 0 | 0 | 0 | 0 | 1726
1233
1234 |  | 124 | Weatherization |  | F11 |  | 0 | 0 | 0 | 0 | 0 | 0 | 0 | 0 | 0 | 0 | 0 | 0 | 0 | 1748
1235
1236 |  | 151 | Fuel Stock |  | F30 |  | 0 | 0 | 0 | 0 | 0 | 0 | 0 | 0 | 0 | 0 | 0 | 0 | 0 | 1751
1237 |  |  |  | Cholla | F30 |  | 0 | 0 | 0 | 0 | 0 | 0 | 0 | 0 | 0 | 0 | 0 | 0 | 0 | 1753
1238 |  |  |  | Total Fuel Stock |  |  | 0 | 0 | 0 | 0 | 0 | 0 | 0 | 0 | 0 | 0 | 0 | 0 | 0
1239
1240 |  | 152 | Fuel Stock - Undistributed |  | F30 |  | 0 | 0 | 0 | 0 | 0 | 0 | 0 | 0 | 0 | 0 | 0 | 0 | 0 | 1757
1241
1242 |  | 25316 | DG&T Working Capital Deposit |  | F30 |  | 0 | 0 | 0 | 0 | 0 | 0 | 0 | 0 | 0 | 0 | 0 | 0 | 0 | 1762
1243
1244 |  | 25317 | DG&T Working Capital Deposit |  | F30 |  | 0 | 0 | 0 | 0 | 0 | 0 | 0 | 0 | 0 | 0 | 0 | 0 | 0 | 1766
1245
1246 |  | 25319 | Provo Working Capital Deposit |  | F30 |  | 0 | 0 | 0 | 0 | 0 | 0 | 0 | 0 | 0 | 0 | 0 | 0 | 0 | 1770
1247
1248 |  | 154 | Materials and Supplies |  | F102T |  | 673113.3357 | 243455.2245 | 178470.3654 | 53352.6295 | 1204.0107 | 118714.146 | 5991.3285 | 165.7822 | 279.3082 | 42440.4348 | 13629.7874 | 15410.3183 | 0 | 1788
1249
1250 |  | 163 | Stores Expense Undistributed |  | F102T |  | 0 | 0 | 0 | 0 | 0 | 0 | 0 | 0 | 0 | 0 | 0 | 0 | 0 | 1791
1251
1252 |  | 25318 | Provo Working Capital Deposit |  | F102T |  | -794.5795 | -287.3877 | -210.6761 | -62.9803 | -1.4213 | -140.1366 | -7.0725 | -0.1957 | -0.32971 | -50.099 | -16.0893 | -18.1912 | 0 | 1796
1253
1254 |  | 165 | Prepayments |  | F102T |  | 0 | 0 | 0 | 0 | 0 | 0 | 0 | 0 | 0 | 0 | 0 | 0 | 0 | 1803
1255 |  |  |  | General Plant | F102T |  | 554550.0226 | 200572.6125 | 147034.2956 | 43955.0078 | 991.9343 | 97803.637 | 4936.0059 | 136.5811 | 230.1104 | 34964.9054 | 11229.0138 | 12695.919 | 0 | 1804
1256 |  |  |  | System Generation | F102T |  | 563980.1788 | 203983.3617 | 149534.6226 | 44702.4653 | 1008.8022 | 99466.7937 | 5019.9429 | 138.9036 | 234.0234 | 35559.4857 | 11419.9638 | 12911.8138 | 0 | 1805
1257 |  |  |  | System Energy | F30 |  | 0 | 0 | 0 | 0 | 0 | 0 | 0 | 0 | 0 | 0 | 0 | 0 | 0 | 1806
1258 |  |  |  | System Overheads | F102T |  | 2153518.0715 | 778895.912 | 570987.2866 | 170693.1742 | 3852.0391 | 379806.8546 | 19168.2939 | 530.3937 | 893.6018 | 135781.3589 | 43606.317 | 49302.8398 | 0 | 1807
1259 |  |  |  | Total Prepayments |  |  | 3272048.2729 | 1183451.8861 | 867556.2048 | 259350.6473 | 5852.7755 | 577077.2853 | 29124.2427 | 805.8784 | 1357.7356 | 206305.7499 | 66255.2945 | 74910.5726 | 0
1260
1261 |  | 182 | Misc Regulatory Assets |  | F102T |  | -83984.8288 | -30376.0812 | -22267.8742 | -6656.8455 | -150.2253 | -14812.0483 | -747.5423 | -20.6848 | -34.8495 | -5295.3232 | -1700.5983 | -1922.7564 | 0 | 1811
1262 |  |  |  | System Generation | F102T |  | 0 | 0 | 0 | 0 | 0 | 0 | 0 | 0 | 0 | 0 | 0 | 0 | 0 | 1812
1263 |  |  |  | Simple Cycle Combustion Turbine | F102T |  | 0 | 0 | 0 | 0 | 0 | 0 | 0 | 0 | 0 | 0 | 0 | 0 | 0 | 1813
1264 |  |  |  | System Generation | F102T |  | 0 | 0 | 0 | 0 | 0 | 0 | 0 | 0 | 0 | 0 | 0 | 0 | 0 | 1814
1265 |  |  |  | Energy | F30 |  | 0 | 0 | 0 | 0 | 0 | 0 | 0 | 0 | 0 | 0 | 0 | 0 | 0 | 1815
1266 |  |  |  | System Generation | F102T |  | 0 | 0 | 0 | 0 | 0 | 0 | 0 | 0 | 0 | 0 | 0 | 0 | 0 | 1816
1267 |  |  |  | System Overheads | F102T |  | 16926617.4622 | 6122109.3611 | 4487950.9046 | 1341645.6082 | 30276.9652 | 2985275.7785 | 150662.4823 | 4168.8857 | 7023.6957 | 1067239.3004 | 342744.9512 | 387519.5294 | 0 | 1817
1268 |  |  |  | Total Misc Regulatory Assets |  |  | 16842632.6334 | 6091733.2799 | 4465683.0304 | 1334988.7627 | 30126.74 | 2970463.7302 | 149914.9399 | 4148.2009 | 6988.8462 | 1061943.9772 | 341044.3529 | 385596.773 | 0
1269
1270 |  | 186 | Misc Deferred Debits |  | F102T |  | 0 | 0 | 0 | 0 | 0 | 0 | 0 | 0 | 0 | 0 | 0 | 0 | 0 | 1821
1271 |  |  |  | System Generation | F102T |  | 0 | 0 | 0 | 0 | 0 | 0 | 0 | 0 | 0 | 0 | 0 | 0 | 0 | 1822
1272 |  |  |  | System Generation | F102T |  | 0 | 0 | 0 | 0 | 0 | 0 | 0 | 0 | 0 | 0 | 0 | 0 | 0 | 1823
1273 |  |  |  | System Generation | F102T |  | 5852064.6289 | 2116605.9744 | 1551625.9408 | 463849.1314 | 10467.7002 | 1032103.8347 | 52088.7641 | 1441.315 | 2428.3128 | 368978.2305 | 118497.7217 | 133977.7032 | 0 | 1824
1274 |  |  |  | System Overheads | F102T |  | 2218.1132 | 802.259 | 588.1141 | 175.8131 | 3.9676 | 391.1992 | 19.7433 | 0.5463 | 0.92041 | 139.8541 | 44.9143 | 50.7817 | 0 | 1825
1275 |  |  |  | System Energy | F30 |  | 0 | 0 | 0 | 0 | 0 | 0 | 0 | 0 | 0 | 0 | 0 | 0 | 0 | 1826
1276 |  |  |  | System Net Steam Plant | F102T |  | 0 | 0 | 0 | 0 | 0 | 0 | 0 | 0 | 0 | 0 | 0 | 0 | 0 | 1827
1277 |  |  |  | Excise Tax | F102T |  | 0 | 0 | 0 | 0 | 0 | 0 | 0 | 0 | 0 | 0 | 0 | 0 | 0 | 1828
1278 |  |  |  | Total Misc Deferred Debits |  |  | 5854282.7421 | 2117408.2334 | 1552214.055 | 464024.9446 | 10471.6678 | 1032495.0339 | 52108.5073 | 1441.8613 | 2429.2332 | 369118.0847 | 118542.636 | 134028.4849 | 0
1279
1280 |  | CWC | Cash Working Capital |  |  |  | 2017581.9927 | 696685.5441 | 598022.2778 | 170511.9878 | 5759.9638 | 313928.3573 | 17053.5591 | 595.7282 | 1362.4269 | 140020.1971 | 28532.452 | 45109.4985 | 0
1281
1282 |  | OWC | Other Working Capital |  | F137T |  | 1769389.2269 | 643391.6468 | 469702.0194 | 140579.7787 | 3492.6733 | 306471.3026 | 15934.0862 | 446.8185 | 751.2349 | 112282.1909 | 35508.458 | 40829.0176 | 0 | 1848
1283 |  |  |  | Total Other Working Capital |  |  | 1769389.2269 | 643391.6468 | 469702.0194 | 140579.7787 | 3492.6733 | 306471.3026 | 15934.0862 | 446.8185 | 751.2349 | 112282.1909 | 35508.458 | 40829.0176 | 0
1284
1285 |  | 18222 | Nuclear Plant |  | F10 |  | 0 | 0 | 0 | 0 | 0 | 0 | 0 | 0 | 0 | 0 | 0 | 0 | 0 | 1862
1286
1287 |  | 1869 | Misc Deferred Debits-Trojan |  | F10 |  | 0 | 0 | 0 | 0 | 0 | 0 | 0 | 0 | 0 | 0 | 0 | 0 | 0 | 1867
1288
1289 |  | 141 | Impact Housing - Notes Receivable |  | F30 |  | 0 | 0 | 0 | 0 | 0 | 0 | 0 | 0 | 0 | 0 | 0 | 0 | 0 | 1870
1290 |  | TOTAL RATE BASE ADDITIONS |  |  |  |  | 32030433.6917 | 11557713.3915 | 8557993.8963 | 2550262.2755 | 59784.0795 | 5596359.3388 | 284439.2843 | 8000.305 | 13836.0215 | 2033496.1346 | 635850.7555 | 732698.2093 | 0
1291
1292 |  | Distribution - METER - Unbundled
1293
1294 |  | A |  | B | C |  | D | E | F | G | H | I | J | K | L | M | N | O
1295 |  | FERC ACCT |  | DESCRIPTION | COS Factor |  | Utah Jurisdiction Normalized | Residential Sch 1 | General Large Dist. Sch 6 | General +1 MW Sch 8 | Street & Area Lighting Sch. 7,11,12 | General Trans Sch 9 | Irrigation Sch 10 | Traffic Signals Sch 15 | Outdoor Lighting Sch 15 | General Small Dist. Sch 23 | Industrial Cust 1 | Industrial Cust 2
1296
1297 |  | 235 | Customer Service Deposits |  | F51 |  | 0 | 0 | 0 | 0 | 0 | 0 | 0 | 0 | 0 | 0 | 0 | 0 | 0 | 1880
1298
1299 |  | 2281 | Accum Prov for Property Insurance |  | F102T |  | 0 | 0 | 0 | 0 | 0 | 0 | 0 | 0 | 0 | 0 | 0 | 0 | 0 | 1885
1300
1301 |  | 2282 | Accum Prov for Injuries & Damages |  | F102T |  | 8.262e-08 | 2.9882e-08 | 2.1906e-08 | 6.5487e-09 | 1.4778e-10 | 1.4571e-08 | 7.3539e-10 | 2.0349e-11 | 3.4283e-11 | 5.2093e-09 | 1.673e-09 | 1.8915e-09 | 0 | 1889
1302
1303 |  | 2283 | Accum Prov for Pension & Benefits |  | F102T |  | -22359553.2813 | -8087122.5902 | -5928448.3506 | -1772273.5524 | -39994.9617 | -3943459.6414 | -199020.6139 | -5506.9728 | -9278.0911 | -1409791.0616 | -452755.7863 | -511901.6593 | 0 | 1894
1304
1305 |  | 25335 | Accum Prov for Pension & Benefits |  | F30 |  | 0 | 0 | 0 | 0 | 0 | 0 | 0 | 0 | 0 | 0 | 0 | 0 | 0 | 1899
1306
1307 |  | 22844 | Accum Hydro Relicensing Obligation |  | F10 |  | 0 | 0 | 0 | 0 | 0 | 0 | 0 | 0 | 0 | 0 | 0 | 0 | 0 | 1903
1308
1309 |  | 254 | Reg Liabilities - Insurance Provision |  | F30 |  | 0 | 0 | 0 | 0 | 0 | 0 | 0 | 0 | 0 | 0 | 0 | 0 | 0 | 1906
1310 |  | 254 |  | Situs | F102T |  | 0 | 0 | 0 | 0 | 0 | 0 | 0 | 0 | 0 | 0 | 0 | 0 | 0 | 1907
1311
1312 |  | 22842 | Accum Misc Oper Prov - Trojan |  | F10 |  | 0 | 0 | 0 | 0 | 0 | 0 | 0 | 0 | 0 | 0 | 0 | 0 | 0 | 1912
1313
1314 |  | 252 | Customer Advances for Const |  | F50 |  | -9775700.5395 | -3661463.7146 | -610055.0061 | -297716.9718 | -32948.7975 | -3566094.3119 | -45999.1816 | -26832.2379 | -46494.5511 | -1488095.767 | 0 | 0 | 0 | 1920
1315
1316 |  | 25398 | SO2 Emissions |  | F30 |  | 0 | 0 | 0 | 0 | 0 | 0 | 0 | 0 | 0 | 0 | 0 | 0 | 0 | 1923
1317
1318 |  | 25399 | Other Deferred Credits |  | F10 |  | -765876.3897 | -278148.6963 | -203903.2006 | -60955.6208 | -1375.5877 | -132579.059 | -6845.12 | -189.407 | -319.1109 | -48488.389 | -15465.84 | -17606.3585 | 0 | 1931
1319
1320 |  | 190 | Accum Deferred Income Taxes |  | F104T |  | 0 | 0 | 0 | 0 | 0 | 0 | 0 | 0 | 0 | 0 | 0 | 0 | 0 | 1934
1321 |  |  |  | Customer System | F42 |  | 0 | 0 | 0 | 0 | 0 | 0 | 0 | 0 | 0 | 0 | 0 | 0 | 0 | 1935
1322 |  |  |  | Labor | F138T |  | 4583921.5922 | 1657937.2313 | 1215388.432 | 363332.9746 | 8199.3485 | 808446.8223 | 40801.1233 | 1128.9819 | 1902.0971 | 289020.6082 | 92819.2526 | 104944.7205 | 0 | 1936
1323 |  |  |  | System Generation | F104T |  | 0 | 0 | 0 | 0 | 0 | 0 | 0 | 0 | 0 | 0 | 0 | 0 | 0 | 1937
1324 |  |  |  | IBT | F141 |  | 0 | 0 | 0 | 0 | 0 | 0 | 0 | 0 | 0 | 0 | 0 | 0 | 0 | 1938
1325 |  |  |  | Bad Debt Expense | F104T |  | 0 | 0 | 0 | 0 | 0 | 0 | 0 | 0 | 0 | 0 | 0 | 0 | 0 | 1941
1326 |  |  |  | TROJP | F104T |  | 0 | 0 | 0 | 0 | 0 | 0 | 0 | 0 | 0 | 0 | 0 | 0 | 0 | 1942
1327 |  |  |  | System Generation | F104T |  | 0 | 0 | 0 | 0 | 0 | 0 | 0 | 0 | 0 | 0 | 0 | 0 | 0 | 1943
1328 |  |  |  | Energy | F104T |  | 0 | 0 | 0 | 0 | 0 | 0 | 0 | 0 | 0 | 0 | 0 | 0 | 0 | 1944
1329 |  |  |  | System Net Plant | F104T |  | 0 | 0 | 0 | 0 | 0 | 0 | 0 | 0 | 0 | 0 | 0 | 0 | 0 | 1945
1330 |  |  |  | Division Net Plant Distribution | F104T |  | 0 | 0 | 0 | 0 | 0 | 0 | 0 | 0 | 0 | 0 | 0 | 0 | 0 | 1946
1331 |  |  |  | Simple Cycle Combustion Turbine | F10 |  | 0 | 0 | 0 | 0 | 0 | 0 | 0 | 0 | 0 | 0 | 0 | 0 | 0 | 1947
1332 |  |  |  | Total Accum Deferred Income Taxes |  |  | 4583921.5922 | 1657937.2313 | 1215388.432 | 363332.9746 | 8199.3485 | 808446.8223 | 40801.1233 | 1128.9819 | 1902.0971 | 289020.6082 | 92819.2526 | 104944.7205 | 0
1333
1334 |  | 281 | Accum Deferred Income Taxes |  | F104T |  | 0 | 0 | 0 | 0 | 0 | 0 | 0 | 0 | 0 | 0 | 0 | 0 | 0 | 1954
1335
1336 |  | 282 | Accum Deferred Income Taxes |  | F104T |  | -444705219.9281 | -160843539.0535 | -117909998.6642 | -35248476.472 | -795453.6507 | -78430378.9986 | -3958290.4222 | -109527.3354 | -184530.5289 | -28039117.8863 | -9004773.44 | -10181133.4763 | 0 | 1957
1337 |  |  |  | DITBAL | F104T |  | -0.013096 | -0.0047368 | -0.0034724 | -0.0010381 | -2.3426e-05 | -0.0023097 | -0.00011657 | -3.2255e-06 | -5.4344e-06 | -0.00082574 | -0.00026519 | -0.00029983 | 0 | 1958
1338 |  |  |  | System Net Plant | F104T |  | 576434.6465 | 208488.1949 | 152836.9926 | 45689.6887 | 1031.0809 | 101662.8224 | 5130.8049 | 141.9712 | 239.1917 | 36344.7926 | 11672.1441 | 13196.9624 | 0 | 1959
1339 |  |  |  | Labor | F138T |  | -41636.9744 | -15059.4832 | -11039.6952 | -3300.2497 | -74.4769 | -7343.3367 | -370.6074 | -10.2548 | -17.2773 | -2625.2508 | -843.1019 | -953.2407 | 0 | 1960
1340 |  |  |  | GPS | F104T |  | 0 | 0 | 0 | 0 | 0 | 0 | 0 | 0 | 0 | 0 | 0 | 0 | 0 | 1961
1341 |  |  |  | CIAC | F104T |  | 0 | 0 | 0 | 0 | 0 | 0 | 0 | 0 | 0 | 0 | 0 | 0 | 0 | 1962
1342 |  |  |  | SNPD | F104T |  | 0 | 0 | 0 | 0 | 0 | 0 | 0 | 0 | 0 | 0 | 0 | 0 | 0 | 1963
1343 |  |  |  | SCHMDEXP | F104T |  | 0 | 0 | 0 | 0 | 0 | 0 | 0 | 0 | 0 | 0 | 0 | 0 | 0 | 1964
1344 |  |  |  | TAXDEPR | F104T |  | 0 | 0 | 0 | 0 | 0 | 0 | 0 | 0 | 0 | 0 | 0 | 0 | 0 | 1965
1345 |  |  |  | DGP | F104T |  | 0 | 0 | 0 | 0 | 0 | 0 | 0 | 0 | 0 | 0 | 0 | 0 | 0 | 1966
1346 |  |  |  | IBT | F104T |  | 0 | 0 | 0 | 0 | 0 | 0 | 0 | 0 | 0 | 0 | 0 | 0 | 0 | 1967
1347 |  |  |  | SSGCT | F104T |  | 0 | 0 | 0 | 0 | 0 | 0 | 0 | 0 | 0 | 0 | 0 | 0 | 0 | 1968
1348 |  |  |  | SSGCH | F104T |  | 0 | 0 | 0 | 0 | 0 | 0 | 0 | 0 | 0 | 0 | 0 | 0 | 0 | 1969
1349 |  |  |  | SE | F104T |  | 0 | 0 | 0 | 0 | 0 | 0 | 0 | 0 | 0 | 0 | 0 | 0 | 0 | 1970
1350 |  |  |  | SG | F104T |  | 0 | 0 | 0 | 0 | 0 | 0 | 0 | 0 | 0 | 0 | 0 | 0 | 0 | 1971
1351 |  |  |  | Total Accum Deferred Income Taxes |  |  | -444170422.2691 | -160650110.3465 | -117768201.3703 | -35206087.034 | -794497.0467 | -78336059.5152 | -3953530.2248 | -109395.619 | -184308.6145 | -28005398.3453 | -8993944.3981 | -10168889.7549 | 0
1352
1353
1354 |  | 283 | Accum Deferred Income Taxes |  | F104T |  | -2241109.6267 | -810577.4064 | -594212.1236 | -177636.0978 | -4008.7203 | -395253.0115 | -19947.9619 | -551.9674 | -929.9489 | -141304.2488 | -45379.9136 | -51308.2267 | 0 | 1975
1355 |  |  |  | System Generation | F104T |  | 0 | 0 | 0 | 0 | 0 | 0 | 0 | 0 | 0 | 0 | 0 | 0 | 0 | 1976
1356 |  |  |  | Energy | F104T |  | 0 | 0 | 0 | 0 | 0 | 0 | 0 | 0 | 0 | 0 | 0 | 0 | 0 | 1977
1357 |  |  |  | Labor | F138T |  | -6775229.9979 | -2450501.3531 | -1796395.5094 | -537021.5042 | -12118.9838 | -1194918.598 | -60305.7859 | -1668.683 | -2811.38 | -427184.6835 | -137190.7813 | -155112.7357 | 0 | 1978
1358 |  |  |  | General Plant | F104T |  | -881901.9391 | -318971.3604 | -233829.179 | -69901.8099 | -1577.4767 | -155536.5222 | -7849.7482 | -217.2054 | -365.9454 | -55604.8171 | -17857.5083 | -20190.3665 | 0 | 1979
1359 |  |  |  | System Net Plant | F104T |  | -273099.0798 | -98776.0443 | -72410.0161 | -21646.5336 | -488.4981 | -48165.0841 | -2430.836 | -67.2621 | -113.3225 | -17219.1756 | -5529.9448 | -6252.3624 | 0 | 1980
1360 |  |  |  | TROJP | F104T |  | 0 | 0 | 0 | 0 | 0 | 0 | 0 | 0 | 0 | 0 | 0 | 0 | 0 | 1981
1361 |  |  |  | System Generation | F104T |  | 0 | 0 | 0 | 0 | 0 | 0 | 0 | 0 | 0 | 0 | 0 | 0 | 0 | 1982
1362 |  |  |  | Simple Cycle Combustion Turbine | F104T |  | 0 | 0 | 0 | 0 | 0 | 0 | 0 | 0 | 0 | 0 | 0 | 0 | 0 | 1983
1363 |  |  |  | System Generation | F104T |  | 0 | 0 | 0 | 0 | 0 | 0 | 0 | 0 | 0 | 0 | 0 | 0 | 0 | 1984
1364 |  |  |  | Total Accum Deferred Income Taxes |  |  | -10171340.6435 | -3678826.1641 | -2696846.828 | -806205.9456 | -18193.6789 | -1793873.2158 | -90534.332 | -2505.1179 | -4220.5969 | -641312.925 | -205958.148 | -232863.6912 | 0
1365
1366 |  | 255 | Accum Investment Tax Credit |  | F104T |  | -45315.9561 | -16390.1354 | -12015.1599 | -3591.8589 | -81.0576 | -7992.1428 | -403.3542 | -11.161 | -18.8039 | -2857.2173 | -917.5964 | -1037.4688 | 0 | 1998
1367 |  | TOTAL MISC RATE BASE DEDUCTIONS |  |  |  |  | -482704287.487 | -174714124.4158 | -126004081.4835 | -37783498.0089 | -878891.7817 | -86971611.0638 | -4255531.7032 | -143311.5336 | -242737.6712 | -31306923.0969 | -9576222.5162 | -10827354.2122 | 0
1368
1369 | [6 empty] | D: ACCUMULATED DEPRECIATION
1370 | [6 empty] | D: PRODUCTION PLANT
1371
1372 |  | 108SP | Steam Prod Accumulated Depr |  | F10 |  | 0 | 0 | 0 | 0 | 0 | 0 | 0 | 0 | 0 | 0 | 0 | 0 | 0 | 2010
1373
1374 |  | 108NP | Nuclear Prod Accumulated Depr |  | F10 |  | 0 | 0 | 0 | 0 | 0 | 0 | 0 | 0 | 0 | 0 | 0 | 0 | 0 | 2016
1375
1376 |  | 108HP | Hydraulic Prod Accum Depr |  | F10 |  | 0 | 0 | 0 | 0 | 0 | 0 | 0 | 0 | 0 | 0 | 0 | 0 | 0 | 2024
1377
1378 |  | 108OP | Other Production - Accum Depr |  | F10 |  | 0 | 0 | 0 | 0 | 0 | 0 | 0 | 0 | 0 | 0 | 0 | 0 | 0 | 2027
1379 |  |  |  | Simple Cycle Combustion Turbine | F10 |  | 0 | 0 | 0 | 0 | 0 | 0 | 0 | 0 | 0 | 0 | 0 | 0 | 0 | 2028
1380 |  |  |  | Wind Generation | F10 |  | 0 | 0 | 0 | 0 | 0 | 0 | 0 | 0 | 0 | 0 | 0 | 0 | 0 | 2029
1381 |  |  |  | System Generation | F10 |  | 0 | 0 | 0 | 0 | 0 | 0 | 0 | 0 | 0 | 0 | 0 | 0 | 0 | 2030
1382 |  |  |  | System Generation | F10 |  | 0 | 0 | 0 | 0 | 0 | 0 | 0 | 0 | 0 | 0 | 0 | 0 | 0 | 2031
1383 |  |  |  | Total Other Production - Accum Depr |  |  | 0 | 0 | 0 | 0 | 0 | 0 | 0 | 0 | 0 | 0 | 0 | 0 | 0
1384
1385 |  | 108EP | Experimental Plant - Accum Depr |  | F10 |  | 0 | 0 | 0 | 0 | 0 | 0 | 0 | 0 | 0 | 0 | 0 | 0 | 0 | 2037
1386
1387
1388
1389 |  | TOTAL PRODUCTION PLANT DEPRECIATION |  |  |  |  | 0 | 0 | 0 | 0 | 0 | 0 | 0 | 0 | 0 | 0 | 0 | 0 | 0
1390
1391
1392 | [6 empty] | D: TRANSMISSION PLANT
1393
1394 |  | 108TP | Transmission Plant Accum Depr |  | F106 |  | -644077183.6999 | -232953274.0024 | -170771672.82 | -51051152.2319 | -1152073.2094 | -113593162.9733 | -5732880.0319 | -158630.8752 | -267259.6681 | -40609677.8907 | -13041838.0035 | -14745561.9935 | 0 | 2045
1395
1396
1397 | [6 empty] | D: DISTRIBUTION PLANT
1398
1399 |  | 108360 | Land and Land Rights |  | F118 |  | 0 | 0 | 0 | 0 | 0 | 0 | 0 | 0 | 0 | 0 | 0 | 0 | 0 | 2049
1400
1401 |  | 108361 | Structures and Improvements |  | F119 |  | 0 | 0 | 0 | 0 | 0 | 0 | 0 | 0 | 0 | 0 | 0 | 0 | 0 | 2053
1402
1403 |  | 108362 | Station Equipment |  | F120 |  | 0 | 0 | 0 | 0 | 0 | 0 | 0 | 0 | 0 | 0 | 0 | 0 | 0 | 2057
1404
1405 |  | Distribution - METER - Unbundled
1406
1407 |  | A |  | B | C |  | D | E | F | G | H | I | J | K | L | M | N | O
1408 |  | FERC ACCT |  | DESCRIPTION | COS Factor |  | Utah Jurisdiction Normalized | Residential Sch 1 | General Large Dist. Sch 6 | General +1 MW Sch 8 | Street & Area Lighting Sch. 7,11,12 | General Trans Sch 9 | Irrigation Sch 10 | Traffic Signals Sch 15 | Outdoor Lighting Sch 15 | General Small Dist. Sch 23 | Industrial Cust 1 | Industrial Cust 2
1409
1410 |  | 108364 | Poles, Towers & Fixtures |  | F121 |  | 0 | 0 | 0 | 0 | 0 | 0 | 0 | 0 | 0 | 0 | 0 | 0 | 0 | 2061
1411
1412 |  | 108365 | Overhead Conductors |  | F122 |  | 0 | 0 | 0 | 0 | 0 | 0 | 0 | 0 | 0 | 0 | 0 | 0 | 0 | 2065
1413
1414 |  | 108366 | Underground Conduit |  | F123 |  | 0 | 0 | 0 | 0 | 0 | 0 | 0 | 0 | 0 | 0 | 0 | 0 | 0 | 2069
1415
1416 |  | 108367 | Underground Conductors |  | F124 |  | 0 | 0 | 0 | 0 | 0 | 0 | 0 | 0 | 0 | 0 | 0 | 0 | 0 | 2073
1417
1418 |  | 108368 | Line Transformers |  | F125 |  | 0 | 0 | 0 | 0 | 0 | 0 | 0 | 0 | 0 | 0 | 0 | 0 | 0 | 2077
1419
1420 |  | 108369 | Services |  | F126 |  | 0 | 0 | 0 | 0 | 0 | 0 | 0 | 0 | 0 | 0 | 0 | 0 | 0 | 2081
1421
1422 |  | 108370 | Meters |  | F127 |  | 0 | 0 | 0 | 0 | 0 | 0 | 0 | 0 | 0 | 0 | 0 | 0 | 0 | 2085
1423
1424 |  | 108371 | Install on Customers' Premises |  | F128 |  | 0 | 0 | 0 | 0 | 0 | 0 | 0 | 0 | 0 | 0 | 0 | 0 | 0 | 2089
1425
1426 |  | 108372 | Leased Property |  | F129 |  | 0 | 0 | 0 | 0 | 0 | 0 | 0 | 0 | 0 | 0 | 0 | 0 | 0 | 2093
1427
1428 |  | 108373 | Street Lights |  | F130 |  | 0 | 0 | 0 | 0 | 0 | 0 | 0 | 0 | 0 | 0 | 0 | 0 | 0 | 2097
1429
1430 |  | 108D00 | Unclassified Dist Plant - Acct 300 |  | F121 |  | 0 | 0 | 0 | 0 | 0 | 0 | 0 | 0 | 0 | 0 | 0 | 0 | 0 | 2101
1431
1432 |  | 108DS | Unclassified Dist Sub - Acct 300 |  | F120 |  | 0 | 0 | 0 | 0 | 0 | 0 | 0 | 0 | 0 | 0 | 0 | 0 | 0 | 2105
1433
1434 |  | 108D | Unclassified Dist Sub - Acct 300 |  | F102T |  | 0 | 0 | 0 | 0 | 0 | 0 | 0 | 0 | 0 | 0 | 0 | 0 | 0 | 2109
1435
1436
1437 |  | TOTAL DISTRIBUTION PLANT DEPR |  |  |  |  | 0 | 0 | 0 | 0 | 0 | 0 | 0 | 0 | 0 | 0 | 0 | 0 | 0
1438
1439 | [6 empty] | D: GENERAL PLANT
1440 |  | 108GP | General Plant Accumulated Depr
1441 |  |  |  | Situs | F107T |  | -22029514.0494 | -7967752.239 | -5840941.2115 | -1746113.8258 | -39404.6142 | -3885252.021 | -196082.9609 | -5425.6868 | -9141.1414 | -1388981.7747 | -446072.8633 | -504345.7109 | 0 | 2115
1442 |  |  |  | System Generation | F105T |  | -188616.6606 | -68219.8807 | -50010.1284 | -14950.2235 | -337.3822 | -33265.521 | -1678.862 | -46.4547 | -78.2664 | -11892.4595 | -3819.2751 | -4318.2071 | 0 | 2116
1443 |  |  |  | System Generation | F105T |  | -476828.2457 | -172461.7853 | -126427.0172 | -37794.5873 | -852.9118 | -84096.1767 | -4244.2105 | -117.4388 | -197.8598 | -30064.4736 | -9655.2353 | -10916.5495 | 0 | 2117
1444 |  |  |  | System Generation | F105T |  | -20652619.9135 | -7469749.8178 | -5475869.2591 | -1636977.7876 | -36941.7373 | -3642415.0382 | -183827.3351 | -5086.5692 | -8569.7995 | -1302167.2922 | -418192.3069 | -472822.9706 | 0 | 2118
1445 |  |  |  | Customer - System | F42 |  | 0 | 0 | 0 | 0 | 0 | 0 | 0 | 0 | 0 | 0 | 0 | 0 | 0 | 2119
1446 |  |  |  | System Overheads | F102T |  | -10063579.9385 | -3639849.3134 | -2668273.9649 | -797664.2621 | -18000.9184 | -1774870.9394 | -89575.1285 | -2478.5764 | -4175.88 | -634518.269 | -203776.1663 | -230396.5202 | 0 | 2120
1447 |  |  |  | Energy | F30 |  | 0 | 0 | 0 | 0 | 0 | 0 | 0 | 0 | 0 | 0 | 0 | 0 | 0 | 2121
1448 |  |  |  | Simple Cycle Combustion Turbine | F10 |  | -18953.0158 | -6883.2996 | -5045.9586 | -1508.4586 | -34.0414 | -3280.912 | -169.395 | -4.6872 | -7.897 | -1199.9341 | -382.7306 | -435.7016 | 0 | 2122
1449 |  |  |  | Cholla | F10 |  | -556705.5477 | -202182.6556 | -148214.5742 | -44307.8449 | -999.8967 | -96369.9869 | -4975.6283 | -137.6774 | -231.9575 | -35245.5768 | -11241.9171 | -12797.8321 | 0 | 2123
1450 |  |  | Total General Plant Accumulated Depr |  |  |  | -53986817.3712 | -19527098.9913 | -14314782.1139 | -4279316.9897 | -96571.5022 | -9519550.595 | -480553.5203 | -13297.0907 | -22402.8017 | -3404069.78 | -1093140.4945 | -1236033.492 | 0
1451
1452 |  | 108MP | Mining Plant Accumulated Depr. |  | F30 |  | 0 | 0 | 0 | 0 | 0 | 0 | 0 | 0 | 0 | 0 | 0 | 0 | 0 | 2131
1453
1454 |  | 1081390 | Accum Depr - Capital Lease |  | F30 |  | 0 | 0 | 0 | 0 | 0 | 0 | 0 | 0 | 0 | 0 | 0 | 0 | 0 | 2138
1455 |  |  | Remove Capital Lease |  | F30 |  | 0 | 0 | 0 | 0 | 0 | 0 | 0 | 0 | 0 | 0 | 0 | 0 | 0 | 2141
1456
1457 |  | 1081399L | Accum Depr - Capital Lease |  | F30 |  | 0 | 0 | 0 | 0 | 0 | 0 | 0 | 0 | 0 | 0 | 0 | 0 | 0 | 2145
1458 |  |  |  | Energy | F30 |  | 0 | 0 | 0 | 0 | 0 | 0 | 0 | 0 | 0 | 0 | 0 | 0 | 0 | 2146
1459 |  |  | Remove Capital Lease |  | F30 |  | 0 | 0 | 0 | 0 | 0 | 0 | 0 | 0 | 0 | 0 | 0 | 0 | 0 | 2149
1460
1461 |  | TOTAL GENERAL PLANT ACCUM DEPR |  |  |  |  | -53986817.3712 | -19527098.9913 | -14314782.1139 | -4279316.9897 | -96571.5022 | -9519550.595 | -480553.5203 | -13297.0907 | -22402.8017 | -3404069.78 | -1093140.4945 | -1236033.492 | 0
1462
1463
1464 |  | TOTAL ACCUM DEPR - PLANT IN SERVICE |  |  |  |  | -698064001.0711 | -252480372.9937 | -185086454.9339 | -55330469.2217 | -1248644.7115 | -123112713.5683 | -6213433.5522 | -171927.9659 | -289662.4698 | -44013747.6707 | -14134978.498 | -15981595.4854 | 0
1465
1466
1467 | [6 empty] | D: ACCUMULATED AMORTIZATION
1468
1469 |  | 111CLS | Accum Prov for Amort-Steam |  | F10 |  | 0 | 0 | 0 | 0 | 0 | 0 | 0 | 0 | 0 | 0 | 0 | 0 | 0 | 2162
1470
1471 |  | 111CLG | Accum Prov for Amort-General
1472 |  |  | Situs |  | F108T |  | -4456.0462 | -1611.7343 | -1181.5183 | -353.2077 | -7.9709 | -785.7899 | -39.6641 | -1.0975 | -1.8491 | -280.9663 | -90.2282 | -102.0201 | 0 | 2166
1473 |  |  | Customer - System |  | F40 |  | 0 | 0 | 0 | 0 | 0 | 0 | 0 | 0 | 0 | 0 | 0 | 0 | 0 | 2167
1474 |  |  | System Generation |  | F108T |  | -10509.9677 | -3801.4136 | -2786.7123 | -833.0707 | -18.7999 | -1853.3529 | -93.5512 | -2.5886 | -4.3612 | -662.683 | -212.8109 | -240.6233 | 0 | 2168
1475 |  |  | System Overheads |  | F108T |  | -544792.7779 | -197049.3875 | -144451.5157 | -43182.9015 | -974.5101 | -96070.065 | -4849.3008 | -134.1819 | -226.0683 | -34350.7177 | -11031.2248 | -12472.9046 | 0 | 2169
1476 |  |  | Energy |  | F108T |  | 0 | 0 | 0 | 0 | 0 | 0 | 0 | 0 | 0 | 0 | 0 | 0 | 0 | 2170
1477 |  |  | Total Accum Prov for Amort-General |  |  |  | -559758.7918 | -202462.5353 | -148419.7464 | -44369.1799 | -1001.2809 | -98709.2078 | -4982.516 | -137.868 | -232.2786 | -35294.367 | -11334.2638 | -12815.548 | 0 | 2171
1478
1479 |  | 111CLH | Accum Prov for Amort-Hydro |  | F10 |  | 0 | 0 | 0 | 0 | 0 | 0 | 0 | 0 | 0 | 0 | 0 | 0 | 0 | 2179
1480
1481 |  | 111IP | Accum Prov for Amort-Intangible
1482 |  |  |  | Situs | F107T |  | 11275.8941 | 4078.3256 | 2989.7089 | 893.7553 | 20.1694 | 1988.6816 | 100.3658 | 2.7772 | 4.6789 | 710.9558 | 228.3242 | 258.1514 | 0 | 2183
1483 |  |  |  | System Generation | F105T |  | 0 | 0 | 0 | 0 | 0 | 0 | 0 | 0 | 0 | 0 | 0 | 0 | 0 | 2184
1484 |  |  |  | System Generation | F105T |  | 0 | 0 | 0 | 0 | 0 | 0 | 0 | 0 | 0 | 0 | 0 | 0 | 0 | 2185
1485 |  |  |  | Energy | F30 |  | 0 | 0 | 0 | 0 | 0 | 0 | 0 | 0 | 0 | 0 | 0 | 0 | 0 | 2186
1486 |  |  |  | System Generation | F105T |  | -4746152.1032 | -1716613.6285 | -1258402.4937 | -376191.7666 | -8489.5333 | -837058.7299 | -42245.1242 | -1168.9379 | -1969.4146 | -299249.3959 | -96104.2379 | -108658.8406 | 0 | 2187
1487 |  |  |  | System Generation | F105T |  | -1750054.5486 | -632969.0712 | -464012.3115 | -138713.6564 | -3130.3561 | -308649.7031 | -15577.097 | -431.0239 | -726.1847 | -110342.6007 | -35436.6348 | -40065.909 | 0 | 2188
1488 |  |  |  | System Generation | F105T |  | -333402.3345 | -120586.7361 | -88398.8376 | -26426.2945 | -596.3631 | -58800.7566 | -2967.5878 | -82.1142 | -138.3452 | -21021.3337 | -6751.022 | -7632.9436 | 0 | 2189
1489 |  |  |  | Customer - System | F42 |  | 0 | 0 | 0 | 0 | 0 | 0 | 0 | 0 | 0 | 0 | 0 | 0 | 0 | 2190
1490 |  |  |  | System Generation | F105T |  | 0 | 0 | 0 | 0 | 0 | 0 | 0 | 0 | 0 | 0 | 0 | 0 | 0 | 2191
1491 |  |  |  | Cholla | F10 |  | 0 | 0 | 0 | 0 | 0 | 0 | 0 | 0 | 0 | 0 | 0 | 0 | 0 | 2192
1492 |  |  |  | System Overheads | F102T |  | -30588963.533 | -11063579.6201 | -8110407.5793 | -2424556.9839 | -54715.0656 | -5394845.8472 | -272269.9432 | -7533.8083 | -12692.8829 | -1928663.1906 | -619392.0809 | -700306.5308 | 0 | 2193
1493 |  |  | Total Accum Prov for Amort-Intangible |  |  |  | -37407296.6252 | -13529670.7304 | -9918231.5133 | -2964994.9461 | -66911.1488 | -6597366.3553 | -332959.3864 | -9213.1073 | -15522.1485 | -2358565.5651 | -757455.6514 | -856406.0727 | 0
1494
1495 |  | 111390 | Accum Prov for Amort-Capital Lease |  | F30 |  | 0 | 0 | 0 | 0 | 0 | 0 | 0 | 0 | 0 | 0 | 0 | 0 | 0 | 2204
1496
1497
1498 |  | TOTAL ACCUM PROV FOR AMORTIZATION |  |  |  |  | -37967055.417 | -13732133.2657 | -10066651.2597 | -3009364.126 | -67912.4297 | -6696075.5631 | -337941.9024 | -9350.9753 | -15754.4271 | -2393859.932 | -768789.9152 | -869221.6207 | 0

## Distribution
Distribution Total |  |  | - | Distribution - Total - Unbundled
Rocky Mountain Power
3 | Cost Of Service By Rate Schedule
4 | State of Utah
5 | 2010 Protocol (Non Wgt)
6 | 12 Months Ended Dec 2015
7
8
9 |  | A |  | B | C |  | D | E | F | G | H | I | J | K | L | M | N | O | Chk Total
12 |  |  |  | DESCRIPTION |  |  | Utah Jurisdiction Normalized | Residential Sch 1 | General Large Dist. Sch 6 | General +1 MW Sch 8 | Street & Area Lighting Sch. 7,11,12 | General Trans Sch 9 | Irrigation Sch 10 | Traffic Signals Sch 15 | Outdoor Lighting Sch 15 | General Small Dist. Sch 23 | Industrial Cust 1 | Industrial Cust 2 | 0
13
12 |  |  |  | Operating Revenues |  |  | 321840961.4931 | 177586789.3174 | 80912434.5478 | 19554728.5577 | 6652958.3357 | 740254.2879 | 3910563.2702 | 204750.9149 | 148071.0575 | 31948133.7633 | 80849.1492 | 101428.2915 | 0
13
14 |  |  |  | Operating Expenses
15 |  |  |  | Operation & Maintenance Expenses |  |  | 99126956.4615 | 56240199.6675 | 23075542.1248 | 5855346.1205 | 2621771.527 | 746668.1827 | 1251595.6122 | 56394.6238 | 19968.5128 | 9089413.8643 | 75294.6308 | 94761.5952 | 0
16 |  |  |  | Depreciation Expense |  |  | 51713993.866 | 32331244.1041 | 9745847.3449 | 2416525.1081 | 1671759.6917 | 135146.4194 | 599950.7081 | 33005.2438 | 17701.0504 | 4744554.541 | 9129.8272 | 9129.8272 | 0
17 |  |  |  | Amortization Expense |  |  | -877032.1623 | -523284.7777 | -198024.7214 | -50183.5795 | -11794.7779 | -1141.2664 | -11586.7397 | -454.186 | -252.9551 | -80148.7076 | -79.7839 | -80.667 | 0
18 |  |  |  | Taxes Other Than Income |  |  | 17039141.8018 | 10171613.4 | 3921780.7581 | 995103.6283 | 164190.9777 | -8372.6029 | 231082.351 | 8415.3606 | 4879.3513 | 1549658.1779 | 441.0285 | 349.3713 | 0
19 |  |  |  | Income Taxes - Federal |  |  | 38169646.4745 | 17848109.4852 | 12506465.6674 | 2888773.1767 | 162787.7261 | -68965.5582 | 468109.1428 | 26484.2917 | 30615.5279 | 4314001.011 | -3618.5237 | -3115.4725 | 0
20 |  |  |  | Income Taxes - State |  |  | 5186621.0228 | 2425261.6522 | 1699420.973 | 392536.2971 | 22120.1484 | -9371.274 | 63608.258 | 3598.7754 | 4160.1418 | 586201.0892 | -491.6973 | -423.341 | 0
21 |  |  |  | Income Taxes Deferred |  |  | -2242999.0183 | -1338971.1252 | -516255.4836 | -130993.4789 | -21613.7764 | 1102.1529 | -30419.2249 | -1107.7815 | -642.3082 | -203993.9459 | -58.0561 | -45.9905 | 0
22 |  |  |  | Investment Tax Credit Adj |  |  | -1021898.9471 | -610028.436 | -235203.3732 | -59679.9629 | -9847.1266 | 502.1353 | -13858.8442 | -504.6996 | -292.6323 | -92938.6045 | -26.4501 | -20.9531 | 0
23 |  |  |  | Misc Revenues & Expense |  |  | -55842.2686 | -20280.6281 | -14867.1737 | -4444.4511 | -100.2981 | -9666.7237 | -499.0975 | -13.8102 | -23.2673 | -3535.4291 | -1127.6592 | -1283.7307 | 0
24
25 |  |  |  | Total Operating Expenses |  |  | 207038587.2304 | 116523863.342 | 49984706.1164 | 12302982.8583 | 4599274.0917 | 785901.4652 | 2557982.1658 | 125817.818 | 76113.4213 | 19903211.9963 | 79463.3164 | 99270.639 | 0
26
27 |  |  |  | Operating Revenue For Return |  |  | 114802374.2627 | 61062925.9753 | 30927728.4314 | 7251745.6994 | 2053684.244 | -45647.1773 | 1352581.1044 | 78933.0969 | 71957.6362 | 12044921.767 | 1385.8329 | 2157.6525 | 0
28
29
30 |  |  |  | Rate Base :
31 |  |  |  | Electric Plant In Service |  |  | 2887770262.8238 | 1723242769.9482 | 651986333.4942 | 165214271.9496 | 38848341.6588 | 3578995.5856 | 38155662.6827 | 1495762.587 | 832761.9563 | 263931804.2919 | 241779.3347 | 241779.3347 | 0
32 |  |  |  | Plant Held For Future Use |  |  | 4847342.38 | 2419545.4964 | 1517419.7134 | 394929.8603 | 2309.3453 | 0 | 82671.5635 | 1125.6984 | 593.8257 | 428746.8771 | 0 | 0 | 0
33 |  |  |  | Electric Plant Acquisition Adj |  |  | 0 | 0 | 0 | 0 | 0 | 0 | 0 | 0 | 0 | 0 | 0 | 0 | 0
34 |  |  |  | Pensions |  |  | 0 | 0 | 0 | 0 | 0 | 0 | 0 | 0 | 0 | 0 | 0 | 0 | 0
35 |  |  |  | Prepayments |  |  | 2910844.0517 | 1737011.7807 | 657195.8182 | 166534.3628 | 39158.7467 | 3607.5924 | 38460.5331 | 1507.714 | 839.4159 | 266040.6655 | 243.7112 | 243.7112 | 0
36 |  |  |  | Fuel Stock |  |  | 0 | 0 | 0 | 0 | 0 | 0 | 0 | 0 | 0 | 0 | 0 | 0 | 0
37 |  |  |  | Materials & Supplies |  |  | 13137544.1086 | 7839674.1567 | 2966129.0321 | 751621.3506 | 176735.5972 | 16282.1859 | 173584.3422 | 6804.782 | 3788.5448 | 1200724.2284 | 1099.9444 | 1099.9444 | 0
38 |  |  |  | Misc Deferred Debits |  |  | 69981971.0452 | 41760914.0113 | 15800179.571 | 4003788.163 | 941447.3014 | 86733.0648 | 924660.9799 | 36248.1792 | 20181.0801 | 6396100.1758 | 5859.2592 | 5859.2592 | 0
39 |  |  |  | Cash Working Capital |  |  | 4572468.134 | 2531561.4435 | 1131128.6356 | 281716.7084 | 100465.9008 | 25559.9851 | 57736.7125 | 2669.2044 | 1371.8634 | 434224.9369 | 2660.7055 | 3372.0378 | 0
40 |  |  |  | Weatherization Loans |  |  | 0 | 0 | 0 | 0 | 0 | 0 | 0 | 0 | 0 | 0 | 0 | 0 | 0
41 |  |  |  | Miscellaneous Rate Base |  |  | 0 | 0 | 0 | 0 | 0 | 0 | 0 | 0 | 0 | 0 | 0 | 0 | 0
42
43 |  |  |  | Total Rate Base Additions |  |  | 2983220432.5432 | 1779531476.8369 | 674058386.2645 | 170812862.3948 | 40108458.5502 | 3711178.4139 | 39432776.8139 | 1544118.1649 | 859536.6863 | 272657641.1757 | 251642.955 | 252354.2873 | 0
44
45 |  |  |  | Rate Base Deductions :
46 |  |  |  | Accum Provision For Depreciation |  |  | -936763841.0844 | -560327567.9157 | -204215124.8862 | -51465781.2481 | -20091737.1357 | -1653851.8294 | -11780758.5008 | -518312.203 | -246413.6942 | -86240841.4844 | -111726.0934 | -111726.0934 | 0
47 |  |  |  | Accum Provision For Amortization |  |  | -33400335.2691 | -19931255.2689 | -7540960.7232 | -1910890.2621 | -449325.091 | -41395.1394 | -441313.4737 | -17300.1892 | -9631.8356 | -3052670.3821 | -2796.452 | -2796.452 | 0
48 |  |  |  | Accum Deferred Income Taxes |  |  | -493723525.9631 | -294056224.9672 | -113373159.2596 | -28796704.416 | -4888682.4152 | -498102.1604 | -6669297.3785 | -247960.2309 | -147381.1013 | -44978715.3709 | -33649.3315 | -33649.3315 | 0
49 |  |  |  | Unamortized ITC |  |  | -48616.4513 | -28977.705 | -11161.0161 | -2835.3828 | -464.1386 | -47.7581 | -657.486 | -24.3424 | -14.6213 | -4427.5485 | -3.2263 | -3.2263 | 0
50 |  |  |  | Customer Advance For Construction |  |  | -4603515.3738 | -1724234.9469 | -287283.5136 | -140199.1245 | -15516.0538 | -1679324.149 | -21661.6639 | -12635.6796 | -21894.9404 | -700765.302 | 0 | 0 | 0
51 |  |  |  | Customer Service Deposits |  |  | 0 | 0 | 0 | 0 | 0 | 0 | 0 | 0 | 0 | 0 | 0 | 0 | 0
52 |  |  |  | Misc Rate Base Deductions |  |  | -27105687.1244 | -15446843.0846 | -6245925.9003 | -1620527.7653 | -328304.0874 | -569414.0258 | -344814.7564 | -13195.9784 | -8216.56 | -2389802.5182 | -64964.5639 | -73677.8841 | 0
53 | [18 empty] | 0
54 |  |  |  | Total Rate Base Deductions |  |  | -1495645521.2661 | -891515103.8883 | -331673615.299 | -83936938.1988 | -25774028.9217 | -4442135.0621 | -19258503.2594 | -809428.6235 | -433552.7529 | -137367222.6061 | -213139.6671 | -221852.9873 | 0
55 | [18 empty] | 0
56 |  |  |  | Total Rate Base |  |  | 1487574911.2771 | 888016372.9486 | 342384770.9655 | 86875924.196 | 14334429.6285 | -730956.6483 | 20174273.5546 | 734689.5415 | 425983.9334 | 135290418.5695 | 38503.2879 | 30501.3 | 0
57
58
59 |  |  |  | Return On Rate Base |  |  | 7.717% | 6.876% | 9.033% | 8.347% | 14.33% | 6.245% | 6.704% | 10.74% | 16.89% | 8.903% | 3.599% | 7.074%
60
61 |  |  |  | Return On Equity |  |  | 10.17% | 8.522% | 12.74% | 11.4% | 23.08% | 7.288% | 8.186% | 16.08% | 28.09% | 12.48% | 2.119% | 8.908%
Rocky Mountain Power
Cost Of Service By Rate Schedule
State of Utah
2010 Protocol (Non Wgt)
12 Months Ended Dec 2015
|  | A |  | B | C |  | D | E | F | G | H | I | J | K | L | M | N | O
|  |  |  | DESCRIPTION | COS Factor |  | Utah Jurisdiction Normalized | Residential Sch 1 | General Large Dist. Sch 6 | General +1 MW Sch 8 | Street & Area Lighting Sch. 7,11,12 | General Trans Sch 9 | Irrigation Sch 10 | Traffic Signals Sch 15 | Outdoor Lighting Sch 15 | General Small Dist. Sch 23 | Industrial Cust 1 | Industrial Cust 2
79 |  |  |  | Total Rate Base |  |  | 1487574911.2771 | 888016372.9486 | 342384770.9655 | 86875924.196 | 14334429.6285 | -730956.6483 | 20174273.5546 | 734689.5415 | 425983.9334 | 135290418.5695 | 38503.2879 | 30501.3 | 0
80
81
82 |  |  |  | Return On Ratebase ($$) | 7.583% |  | 112809402.4944 | 67342219.6611 | 25964555.5615 | 6588186.6018 | 1087043.3679 | -55431.6842 | 1529904.6308 | 55714.7661 | 32304.2508 | 10259672.4147 | 2919.8751 | 2313.0488 | 0
83 |  |  |  | Operating & Maintenance Expense |  |  | 99126956.4615 | 56240199.6675 | 23075542.1248 | 5855346.1205 | 2621771.527 | 746668.1827 | 1251595.6122 | 56394.6238 | 19968.5128 | 9089413.8643 | 75294.6308 | 94761.5952 | 0
84 |  |  |  | Bad Debt to Produce ROR | F80 |  | 0 | 0 | 0 | 0 | 0 | 0 | 0 | 0 | 0 | 0 | 0 | 0 | 0
85 |  |  |  | Depreciation Expense |  |  | 51713993.866 | 32331244.1041 | 9745847.3449 | 2416525.1081 | 1671759.6917 | 135146.4194 | 599950.7081 | 33005.2438 | 17701.0504 | 4744554.541 | 9129.8272 | 9129.8272 | 0
86 |  |  |  | Amortization Expense |  |  | -877032.1623 | -523284.7777 | -198024.7214 | -50183.5795 | -11794.7779 | -1141.2664 | -11586.7397 | -454.186 | -252.9551 | -80148.7076 | -79.7839 | -80.667 | 0
87 |  |  |  | Taxes Other Than Income |  |  | 17039141.8018 | 10171613.4 | 3921780.7581 | 995103.6283 | 164190.9777 | -8372.6029 | 231082.351 | 8415.3606 | 4879.3513 | 1549658.1779 | 441.0285 | 349.3713 | 0
88 |  |  |  | Federal Income Taxes |  |  | 38169646.4745 | 17848109.4852 | 12506465.6674 | 2888773.1767 | 162787.7261 | -68965.5582 | 468109.1428 | 26484.2917 | 30615.5279 | 4314001.011 | -3618.5237 | -3115.4725 | 0
89 |  |  |  | FIT Adj to Produce Target ROR | F101 |  | 0 | 0 | 0 | 0 | 0 | 0 | 0 | 0 | 0 | 0 | 0 | 0 | 0
90 |  |  |  | State Income Taxes |  |  | 5186621.0228 | 2425261.6522 | 1699420.973 | 392536.2971 | 22120.1484 | -9371.274 | 63608.258 | 3598.7754 | 4160.1418 | 586201.0892 | -491.6973 | -423.341 | 0
91 |  |  |  | SIT Adj to Produce Target ROR | F101 |  | 0 | 0 | 0 | 0 | 0 | 0 | 0 | 0 | 0 | 0 | 0 | 0 | 0
92 |  |  |  | Deferred Income Taxes |  |  | -2242999.0183 | -1338971.1252 | -516255.4836 | -130993.4789 | -21613.7764 | 1102.1529 | -30419.2249 | -1107.7815 | -642.3082 | -203993.9459 | -58.0561 | -45.9905 | 0
93 |  |  |  | Investment Tax Credit |  |  | -1021898.9471 | -610028.436 | -235203.3732 | -59679.9629 | -9847.1266 | 502.1353 | -13858.8442 | -504.6996 | -292.6323 | -92938.6045 | -26.4501 | -20.9531 | 0
94 |  |  |  | Misc Revenue & Expenses |  |  | -55842.2686 | -20280.6281 | -14867.1737 | -4444.4511 | -100.2981 | -9666.7237 | -499.0975 | -13.8102 | -23.2673 | -3535.4291 | -1127.6592 | -1283.7307 | 0
|  |  |  | Total Operating Expenses |  |  | 207038587.2304 | 116523863.342 | 49984706.1164 | 12302982.8583 | 4599274.0917 | 785901.4652 | 2557982.1658 | 125817.818 | 76113.4213 | 19903211.9963 | 79463.3164 | 99270.639
|  |  |  | Total Op. exp. Adjusted for Taxes |  |  | 111576007.3043 | 71228301.1162 | 22892984.9338 | 6177528.201 | 488816.0241 | -61487.0454 | 1639645.2644 | 41345.5823 | 7763.8656 | 9154830.8915 | 3869.2514 | 2409.2193
97 |  |  |  | Revenue Credits |  |  | -15753615.6123 | -6950174.3601 | -4859724.6935 | -1188009.3579 | -167111.4513 | -541348.6036 | -423246.6683 | -10685.0675 | -3538.5554 | -1604552.0296 | -2344.1941 | -2880.631 | 0
98
99 |  |  |  | Total Revenue Requirements |  |  | 302860978.9224 | 180801990.0982 | 68017966.3567 | 17292501.7014 | 4920978.6645 | 183065.8162 | 3774380.7619 | 156478.3327 | 80338.7316 | 27453490.8581 | 80988.3736 | 98799.2274 | 0
100 |  |  |  | Operating Revenues |  |  | 306087345.8808 | 170636614.9573 | 76052709.8544 | 18366719.1998 | 6485846.8844 | 198905.6843 | 3487316.6019 | 194065.8474 | 144532.5021 | 30343581.7337 | 78504.9551 | 98547.6605 | 0
101
102 |  |  |  | Increase / (Decrease) Required to
103 |  |  |  | Earn Equal Rates of Return |  |  | -3226366.9585 | 10165375.1409 | -8034743.4977 | -1074217.4984 | -1564868.2199 | -15839.8681 | 287064.16 | -37587.5147 | -64193.7705 | -2890090.8756 | 2483.4186 | 251.5669 | 0
104
105 |  |  |  | Existing Revenues |  |  | 306087345.8808 | 170636614.9573 | 76052709.8544 | 18366719.1998 | 6485846.8844 | 198905.6843 | 3487316.6019 | 194065.8474 | 144532.5021 | 30343581.7337 | 78504.9551 | 98547.6605 | 0
106 |  |  |  | check |  |  | 0 | -1.0431e-06 | -1.1921e-06 | -4.0606e-07 | 5.2154e-08 | 5.3551e-09 | -8.1025e-08 | -1.5134e-09 | -3.638e-09 | -2.1234e-07 | -3.7835e-10 | -4.0745e-10 | 0
107 |  |  |  | Percent Increase / (Decrease)
108 |  |  |  | Over Existing Rates To
109 |  |  |  | Equal Authorized RoE & RoR |  |  | -1.054% | 5.957% | -10.56% | -5.849% | -24.13% | -7.964% | 8.232% | -19.37% | -44.41% | -9.525% | 3.163% | 0.2553%
[5 empty] | 2010 Protocol |  | E: ELECTRIC REVENUES
|  | Distribution - Total - Unbundled |  |  | (Non-Wgt)
|  | A |  | B | C |  | D | E | F | G | H | I | J | K | L | M | N | O
|  | FERC ACCT |  | DESCRIPTION | COS Factor |  | Utah Jurisdiction Normalized | Residential Sch 1 | General Large Dist. Sch 6 | General +1 MW Sch 8 | Street & Area Lighting Sch. 7,11,12 | General Trans Sch 9 | Irrigation Sch 10 | Traffic Signals Sch 15 | Outdoor Lighting Sch 15 | General Small Dist. Sch 23 | Industrial Cust 1 | Industrial Cust 2 |  | Func Study Row
122 |  | 440 | Residential Sales |  | A |  | 170636614.9573 | 170636614.9573 | 0 | 0 | 0 | 0 | 0 | 0 | 0 | 0 | 0 | 0 | 0
123
124 |  | 442 | Commercial & Industrial Sales |  | A |  | 128626285.6896 | 0 | 76052709.8544 | 18366719.1998 | 0 | 198905.6843 | 3487316.6019 | 0 | 0 | 30343581.7337 | 78504.9551 | 98547.6605 | 0
125 |  |  |  | Interruptible Demand | F10 |  | 0 | 0 | 0 | 0 | 0 | 0 | 0 | 0 | 0 | 0 | 0 | 0 | 0 | 100
126 |  |  |  | Interruptible Energy | F30 |  | 0 | 0 | 0 | 0 | 0 | 0 | 0 | 0 | 0 | 0 | 0 | 0 | 0 | 101
127 | [6 empty] | 128626285.6896 | 0 | 76052709.8544 | 18366719.1998 | 0 | 198905.6843 | 3487316.6019 | 0 | 0 | 30343581.7337 | 78504.9551 | 98547.6605 | 0
128
129 |  | 444 | Public Street & Highway Lighting |  | A |  | 6824445.2339 | 0 | 0 | 0 | 6485846.8844 | 0 | 0 | 194065.8474 | 144532.5021 | 0 | 0 | 0 | 0
130
131 |  | 445 | Other Sales to Public Authority |  | A |  | 0 | 0 | 0 | 0 | 0 | 0 | 0 | 0 | 0 | 0 | 0 | 0 | 0
132
133 |  | 448 | Interdepartmental |  | A | 0 | 0 | 0 | 0 | 0 | 0 | 0 | 0 | 0 | 0 | 0 | 0 | 0 | 0 | 114
134 |  |  |  | Demand | F10 |  | 0 | 0 | 0 | 0 | 0 | 0 | 0 | 0 | 0 | 0 | 0 | 0 | 0 | 115
135 | [6 empty] | 0 | 0 | 0 | 0 | 0 | 0 | 0 | 0 | 0 | 0 | 0 | 0 | 0
136
137 |  | Total Sales to Ultimate Customers |  |  |  |  | 306087345.8808 | 170636614.9573 | 76052709.8544 | 18366719.1998 | 6485846.8844 | 198905.6843 | 3487316.6019 | 194065.8474 | 144532.5021 | 30343581.7337 | 78504.9551 | 98547.6605 | 0
138
139 |  | 447 | Sales for Resale |  | F11 |  | 0 | 0 | 0 | 0 | 0 | 0 | 0 | 0 | 0 | 0 | 0 | 0 | 0 | 121
140 |  |  |  | Demand | F10 |  | 0 | 0 | 0 | 0 | 0 | 0 | 0 | 0 | 0 | 0 | 0 | 0 | 0 | 122
141 |  |  |  | Demand | F10 |  | 0 | 0 | 0 | 0 | 0 | 0 | 0 | 0 | 0 | 0 | 0 | 0 |  | 123
142 |  |  |  | Energy | F30 |  | 0 | 0 | 0 | 0 | 0 | 0 | 0 | 0 | 0 | 0 | 0 | 0 | 0 | 124
143 | [6 empty] | 0 | 0 | 0 | 0 | 0 | 0 | 0 | 0 | 0 | 0 | 0 | 0 | 0
144
145 |  | 449 | Provision for Rate Refund |  | F11 |  | 0 | 0 | 0 | 0 | 0 | 0 | 0 | 0 | 0 | 0 | 0 | 0 | 0 | 128
146 |  |  |  |  | F10 |  | 0 | 0 | 0 | 0 | 0 | 0 | 0 | 0 | 0 | 0 | 0 | 0 |  | 129
147
148 |  | State Specific Revenue Credit |  |  | F140D |  | 8936136.2914 | 5136978.9083 | 2121923.4617 | 527794.6725 | 158868.3045 | 20408.3744 | 114210.2334 | 5071.784 | 3029.0486 | 842711.709 | 2301.6791 | 2838.1159 | 0 | 131
149
150 |  | AGA Revenue |  |  | A | 1 | 3345965.57 | 30838.15 | 1695386.4 | 389698.32 | 0 | 520310.89 | 251780.7 | 4662 | 0 | 453289.11 | 0 | 0 | 0 | 133
151
152 |  | Total Sales from Electricity |  |  |  |  | 318369447.7423 | 175804432.0156 | 79870019.7161 | 19284212.1924 | 6644715.1889 | 739624.9487 | 3853307.5353 | 203799.6314 | 147561.5507 | 31639582.5527 | 80806.6342 | 101385.7765 | 0
153
154 |  | Other Electric Operating Revenues
155 |  | 450 | Forfeited Discounts & Interest |  | A | 0 | 0 | 0 | 0 | 0 | 0 | 0 | 0 | 0 | 0 | 0 | 0 | 0 | 0 | 139
156 |  |  |  | Customers | F40 |  | 0 | 0 | 0 | 0 | 0 | 0 | 0 | 0 | 0 | 0 | 0 | 0 | 0 | 140
157 | [6 empty] | 0 | 0 | 0 | 0 | 0 | 0 | 0 | 0 | 0 | 0 | 0 | 0 | 0
158
159 |  | 451 | Misc Electric Revenue |  | A | 0 | 0 | 0 | 0 | 0 | 0 | 0 | 0 | 0 | 0 | 0 | 0 | 0 | 0 | 144
160 |  |  |  | Demand | F10 |  | 0 | 0 | 0 | 0 | 0 | 0 | 0 | 0 | 0 | 0 | 0 | 0 | 0 | 145
161 |  |  |  | Customer | F40 |  | 0 | 0 | 0 | 0 | 0 | 0 | 0 | 0 | 0 | 0 | 0 | 0 | 0 | 146
162 | [6 empty] | 0 | 0 | 0 | 0 | 0 | 0 | 0 | 0 | 0 | 0 | 0 | 0 | 0
163
164 |  | 453 | Water Sales |  | F10 |  | 0 | 0 | 0 | 0 | 0 | 0 | 0 | 0 | 0 | 0 | 0 | 0 | 0 | 150
165
166 |  | 454 | Rent of Electric Property |  | A | 1 | 2963721.24 | 1479338.1232 | 927767.9772 | 241464.688 | 1411.9604 | 0 | 50546.3509 | 688.265 | 363.0719 | 262140.8035 | 0 | 0 | 0 | 154
167 |  |  |  | Demand | F10 |  | 0 | 0 | 0 | 0 | 0 | 0 | 0 | 0 | 0 | 0 | 0 | 0 | 0 | 155
168 |  |  |  | Demand | F10 |  | 0 | 0 | 0 | 0 | 0 | 0 | 0 | 0 | 0 | 0 | 0 | 0 | 0 | 156
169 |  |  |  | System Overhead | F102D |  | 507792.5108 | 303019.1786 | 114646.8546 | 29051.6774 | 6831.1864 | 629.3392 | 6709.3841 | 263.0185 | 146.4349 | 46410.4071 | 42.5151 | 42.5151 | 0 | 157
170 | [6 empty] | 3471513.7508 | 1782357.3017 | 1042414.8317 | 270516.3653 | 8243.1468 | 629.3392 | 57255.7349 | 951.2835 | 509.5068 | 308551.2106 | 42.5151 | 42.5151 | 0
171
172 |  | 456 | Other Electric Revenue |  | A | 0 | 0 | 0 | 0 | 0 | 0 | 0 | 0 | 0 | 0 | 0 | 0 | 0 | 0 | 161
173 |  |  |  | Customer | F40 |  | 0 | 0 | 0 | 0 | 0 | 0 | 0 | 0 | 0 | 0 | 0 | 0 | 0 | 162
174 |  |  |  | Energy | F30 |  | 0 | 0 | 0 | 0 | 0 | 0 | 0 | 0 | 0 | 0 | 0 | 0 | 0 | 163
175 |  |  |  | Demand | F10 |  | 0 | 0 | 0 | 0 | 0 | 0 | 0 | 0 | 0 | 0 | 0 | 0 | 0 | 164
176 |  |  |  | Demand | F10 |  | 0 | 0 | 0 | 0 | 0 | 0 | 0 | 0 | 0 | 0 | 0 | 0 | 0 | 165
177 | [6 empty] | 0 | 0 | 0 | 0 | 0 | 0 | 0 | 0 | 0 | 0 | 0 | 0 | 0
178 | [18 empty] | 0
179 |  | Total Other Electric Operating Revenues |  |  |  |  | 3471513.7508 | 1782357.3017 | 1042414.8317 | 270516.3653 | 8243.1468 | 629.3392 | 57255.7349 | 951.2835 | 509.5068 | 308551.2106 | 42.5151 | 42.5151 | 0
180 | [18 empty] | 0
181 |  | Total Electric Operating Revenues |  |  |  |  | 321840961.4931 | 177586789.3174 | 80912434.5478 | 19554728.5577 | 6652958.3357 | 740254.2879 | 3910563.2702 | 204750.9149 | 148071.0575 | 31948133.7633 | 80849.1492 | 101428.2915 | 0
182
183 |  | Miscellaneous Revenues
184 |  | 41160 | Gain on Sale of Utility Plant - CR |  | F10 |  | 0 | 0 | 0 | 0 | 0 | 0 | 0 | 0 | 0 | 0 | 0 | 0 | 0 | 179
185 |  | 41170 | Loss on Sale of Utility Plant |  | F10 |  | 0 | 0 | 0 | 0 | 0 | 0 | 0 | 0 | 0 | 0 | 0 | 0 | 0 | 184
186 |  | 4118 | Gain from Emission Allowances |  | F30 |  | 0 | 0 | 0 | 0 | 0 | 0 | 0 | 0 | 0 | 0 | 0 | 0 | 0 | 187
187 |  | 41181 | Gain from Disposition of NOX Credits |  | F10 |  | 0 | 0 | 0 | 0 | 0 | 0 | 0 | 0 | 0 | 0 | 0 | 0 | 0 | 190
188 |  | 4194 | Impact Housing Interest Income |  | F10 |  | 0 | 0 | 0 | 0 | 0 | 0 | 0 | 0 | 0 | 0 | 0 | 0 | 0 | 194
189 |  | 421 | (Gain)/Loss on Sale of Utility Plant |  | F10 |  | -55842.2686 | -20280.6281 | -14867.1737 | -4444.4511 | -100.2981 | -9666.7237 | -499.0975 | -13.8102 | -23.2673 | -3535.4291 | -1127.6592 | -1283.7307 | 0 | 204
190
191 |  | Total Miscellaneous Revenues |  |  |  |  | -55842.2686 | -20280.6281 | -14867.1737 | -4444.4511 | -100.2981 | -9666.7237 | -499.0975 | -13.8102 | -23.2673 | -3535.4291 | -1127.6592 | -1283.7307 | 0
192
193 |  | Miscellaneous Expenses
194 |  | 4311 | Interest on Customer Deposits |  | F80 |  | 0 | 0 | 0 | 0 | 0 | 0 | 0 | 0 | 0 | 0 | 0 | 0 | 0 | 210
195
196 |  | DFA | Divergence Fairness Adjustment
197 |  |  |  | Production | F105 |  | 0 | 0 | 0 | 0 | 0 | 0 | 0 | 0 | 0 | 0 | 0 | 0 | 0 | 214
198 |  |  |  | Transmission | F105 |  | 0 | 0 | 0 | 0 | 0 | 0 | 0 | 0 | 0 | 0 | 0 | 0 | 0 | 215
199 |  |  |  | Distribution | F105 |  | 0 | 0 | 0 | 0 | 0 | 0 | 0 | 0 | 0 | 0 | 0 | 0 | 0 | 216
200 | [6 empty] | 0 | 0 | 0 | 0 | 0 | 0 | 0 | 0 | 0 | 0 | 0 | 0 | 0
201
202 |  | Net Miscellaneous Revenues And Expense |  |  |  |  | -55842.2686 | -20280.6281 | -14867.1737 | -4444.4511 | -100.2981 | -9666.7237 | -499.0975 | -13.8102 | -23.2673 | -3535.4291 | -1127.6592 | -1283.7307 | 0
203
204 |  | Distribution - METER - Unbundled
205 | [6 empty] | E: STEAM POWER GENERATION
206
207 |  | A |  | B | C |  | D | E | F | G | H | I | J | K | L | M | N | O
208 |  | FERC ACCT |  | DESCRIPTION | COS Factor |  | Utah Jurisdiction Normalized | Residential Sch 1 | General Large Dist. Sch 6 | General +1 MW Sch 8 | Street & Area Lighting Sch. 7,11,12 | General Trans Sch 9 | Irrigation Sch 10 | Traffic Signals Sch 15 | Outdoor Lighting Sch 15 | General Small Dist. Sch 23 | Industrial Cust 1 | Industrial Cust 2
209 |  | 500 | Operation Suprvn & Engineering |  | F10 |  | 0 | 0 | 0 | 0 | 0 | 0 | 0 | 0 | 0 | 0 | 0 | 0 | 0 | 225
210 |  |  |  | Cholla | F10 |  | 0 | 0 | 0 | 0 | 0 | 0 | 0 | 0 | 0 | 0 | 0 | 0 | 0 | 226
211 |  |  |  | Total 500 |  |  | 0 | 0 | 0 | 0 | 0 | 0 | 0 | 0 | 0 | 0 | 0 | 0 | 0
212
213 |  | 501 | Fuel Related |  | F30 |  | 0 | 0 | 0 | 0 | 0 | 0 | 0 | 0 | 0 | 0 | 0 | 0 | 0 | 237
214 |  |  |  | System Energy - Non NPC | F30 |  | 0 | 0 | 0 | 0 | 0 | 0 | 0 | 0 | 0 | 0 | 0 | 0 | 0 | 230
215 |  |  |  | System Energy - Non NPC | F30 |  | 0 | 0 | 0 | 0 | 0 | 0 | 0 | 0 | 0 | 0 | 0 | 0 | 0 | 233
216 |  |  |  | Cholla - Non NPC | F30 |  | 0 | 0 | 0 | 0 | 0 | 0 | 0 | 0 | 0 | 0 | 0 | 0 | 0 | 234
217 |  |  |  | Cholla | F30 |  | 0 | 0 | 0 | 0 | 0 | 0 | 0 | 0 | 0 | 0 | 0 | 0 | 0 | 240
218 |  |  |  | Total 501 |  |  | 0 | 0 | 0 | 0 | 0 | 0 | 0 | 0 | 0 | 0 | 0 | 0 | 0
219
220 |  | 502 | Steam Expenses |  | F10 |  | 0 | 0 | 0 | 0 | 0 | 0 | 0 | 0 | 0 | 0 | 0 | 0 | 0 | 244
221 |  |  |  | Cholla | F10 |  | 0 | 0 | 0 | 0 | 0 | 0 | 0 | 0 | 0 | 0 | 0 | 0 | 0 | 245
222 |  |  |  | Total 502 |  |  | 0 | 0 | 0 | 0 | 0 | 0 | 0 | 0 | 0 | 0 | 0 | 0 | 0
223
224 |  | 503 | Steam From Other Sources |  | F30 |  | 0 | 0 | 0 | 0 | 0 | 0 | 0 | 0 | 0 | 0 | 0 | 0 | 0 | 252
225 |  |  |  | System Energy - Non NPC | F30 |  | 0 | 0 | 0 | 0 | 0 | 0 | 0 | 0 | 0 | 0 | 0 | 0 | 0 | 249
226 |  |  |  | Total 503 |  |  | 0 | 0 | 0 | 0 | 0 | 0 | 0 | 0 | 0 | 0 | 0 | 0 | 0
227
228 |  | 505 | Electric Expenses |  | F10 |  | 0 | 0 | 0 | 0 | 0 | 0 | 0 | 0 | 0 | 0 | 0 | 0 | 0 | 256
229 |  |  |  | Cholla | F10 |  | 0 | 0 | 0 | 0 | 0 | 0 | 0 | 0 | 0 | 0 | 0 | 0 | 0 | 257
230 |  |  |  | Total 505 |  |  | 0 | 0 | 0 | 0 | 0 | 0 | 0 | 0 | 0 | 0 | 0 | 0 | 0
231
232 |  | 506 | Misc. Steam Expense |  | F10 |  | 0 | 0 | 0 | 0 | 0 | 0 | 0 | 0 | 0 | 0 | 0 | 0 | 0 | 261
233 |  |  |  | System Energy | F30 |  | 0 | 0 | 0 | 0 | 0 | 0 | 0 | 0 | 0 | 0 | 0 | 0 | 0 | 262
234 |  |  |  | Cholla | F10 |  | 0 | 0 | 0 | 0 | 0 | 0 | 0 | 0 | 0 | 0 | 0 | 0 | 0 | 263
235 |  |  |  | Total 506 |  |  | 0 | 0 | 0 | 0 | 0 | 0 | 0 | 0 | 0 | 0 | 0 | 0 | 0
236
237 |  | 507 | Rents |  | F10 |  | 0 | 0 | 0 | 0 | 0 | 0 | 0 | 0 | 0 | 0 | 0 | 0 | 0 | 267
238 |  |  |  | Cholla | F10 |  | 0 | 0 | 0 | 0 | 0 | 0 | 0 | 0 | 0 | 0 | 0 | 0 | 0 | 268
239 |  |  |  | Total 507 |  |  | 0 | 0 | 0 | 0 | 0 | 0 | 0 | 0 | 0 | 0 | 0 | 0 | 0
240
241 |  | 510 | Maint Supervision & Engineering |  | F10 |  | 0 | 0 | 0 | 0 | 0 | 0 | 0 | 0 | 0 | 0 | 0 | 0 | 0 | 272
242 |  |  |  | Cholla | F10 |  | 0 | 0 | 0 | 0 | 0 | 0 | 0 | 0 | 0 | 0 | 0 | 0 | 0 | 273
243 |  |  |  | Total 510 |  |  | 0 | 0 | 0 | 0 | 0 | 0 | 0 | 0 | 0 | 0 | 0 | 0 | 0
244
245 |  | 511 | Maintenance of Structures |  | F10 |  | 0 | 0 | 0 | 0 | 0 | 0 | 0 | 0 | 0 | 0 | 0 | 0 | 0 | 277
246 |  |  |  | Cholla | F10 |  | 0 | 0 | 0 | 0 | 0 | 0 | 0 | 0 | 0 | 0 | 0 | 0 | 0 | 278
247 |  |  |  | Total 511 |  |  | 0 | 0 | 0 | 0 | 0 | 0 | 0 | 0 | 0 | 0 | 0 | 0 | 0
248
249 |  | 512 | Maintenance of Boiler Plant |  | F10 |  | 0 | 0 | 0 | 0 | 0 | 0 | 0 | 0 | 0 | 0 | 0 | 0 | 0 | 282
250 |  |  |  | Cholla | F10 |  | 0 | 0 | 0 | 0 | 0 | 0 | 0 | 0 | 0 | 0 | 0 | 0 | 0 | 283
251 |  |  |  | Total 512 |  |  | 0 | 0 | 0 | 0 | 0 | 0 | 0 | 0 | 0 | 0 | 0 | 0 | 0
252
253 |  | 513 | Maintenance of Electric Plant |  | F10 |  | 0 | 0 | 0 | 0 | 0 | 0 | 0 | 0 | 0 | 0 | 0 | 0 | 0 | 287
254 |  |  |  | Cholla | F10 |  | 0 | 0 | 0 | 0 | 0 | 0 | 0 | 0 | 0 | 0 | 0 | 0 | 0 | 288
255 |  |  |  | Total 513 |  |  | 0 | 0 | 0 | 0 | 0 | 0 | 0 | 0 | 0 | 0 | 0 | 0 | 0
256
257 |  | 514 | Maint of Misc. Steam Plant |  | F10 |  | 0 | 0 | 0 | 0 | 0 | 0 | 0 | 0 | 0 | 0 | 0 | 0 | 0 | 292
258 |  |  |  | Cholla | F10 |  | 0 | 0 | 0 | 0 | 0 | 0 | 0 | 0 | 0 | 0 | 0 | 0 | 0 | 293
259 |  |  |  | Total 514 |  |  | 0 | 0 | 0 | 0 | 0 | 0 | 0 | 0 | 0 | 0 | 0 | 0 | 0
260
261 |  | Total Steam Power Generation |  |  |  |  | 0 | 0 | 0 | 0 | 0 | 0 | 0 | 0 | 0 | 0 | 0 | 0 | 0
262
263
264 | [6 empty] | D: NUCLEAR POWER GENERATION
265
266
267 |  | 517 | Operation Super & Engineering |  | F10 |  | 0 | 0 | 0 | 0 | 0 | 0 | 0 | 0 | 0 | 0 | 0 | 0 | 0 | 299
268
269 |  | 518 | Nuclear Fuel Expense |  | F30 |  | 0 | 0 | 0 | 0 | 0 | 0 | 0 | 0 | 0 | 0 | 0 | 0 | 0 | 303
270
271 |  | 519 | Coolants and Water |  | F10 |  | 0 | 0 | 0 | 0 | 0 | 0 | 0 | 0 | 0 | 0 | 0 | 0 | 0 | 308
272
273 |  | 520 | Steam Expenses |  | F10 |  | 0 | 0 | 0 | 0 | 0 | 0 | 0 | 0 | 0 | 0 | 0 | 0 | 0 | 312
274
275 |  | 523 | Electric Expenses |  | F10 |  | 0 | 0 | 0 | 0 | 0 | 0 | 0 | 0 | 0 | 0 | 0 | 0 | 0 | 316
276
277 |  | 524 | Misc. Nuclear Expenses |  | F10 |  | 0 | 0 | 0 | 0 | 0 | 0 | 0 | 0 | 0 | 0 | 0 | 0 | 0 | 320
278
279 |  | 528 | Maint Supervision & Eng |  | F10 |  | 0 | 0 | 0 | 0 | 0 | 0 | 0 | 0 | 0 | 0 | 0 | 0 | 0 | 324
280
281 |  | 529 | Maintenance of Structures |  | F10 |  | 0 | 0 | 0 | 0 | 0 | 0 | 0 | 0 | 0 | 0 | 0 | 0 | 0 | 328
282
283 |  | 530 | Maintenance of Reactor Plant |  | F10 |  | 0 | 0 | 0 | 0 | 0 | 0 | 0 | 0 | 0 | 0 | 0 | 0 | 0 | 332
284
285 |  | 531 | Maintenance of Electric Plant |  | F10 |  | 0 | 0 | 0 | 0 | 0 | 0 | 0 | 0 | 0 | 0 | 0 | 0 | 0 | 336
286
287 |  | 532 | Maintenance of Misc Nuclear |  | F10 |  | 0 | 0 | 0 | 0 | 0 | 0 | 0 | 0 | 0 | 0 | 0 | 0 | 0 | 340
288
289 |  | Total Nuclear Power Generation |  |  |  |  | 0 | 0 | 0 | 0 | 0 | 0 | 0 | 0 | 0 | 0 | 0 | 0 | 0
290
291
292
293 |  | Distribution - METER - Unbundled |  |  |  |  | D: HYDRAULIC POWER GENERATION
294
295 |  | A |  | B | C |  | D | E | F | G | H | I | J | K | L | M | N | O
296 |  | FERC ACCT |  | DESCRIPTION | COS Factor |  | Utah Jurisdiction Normalized | Residential Sch 1 | General Large Dist. Sch 6 | General +1 MW Sch 8 | Street & Area Lighting Sch. 7,11,12 | General Trans Sch 9 | Irrigation Sch 10 | Traffic Signals Sch 15 | Outdoor Lighting Sch 15 | General Small Dist. Sch 23 | Industrial Cust 1 | Industrial Cust 2
297 |  | 535 | Operation Super & Engineering |  | F10 |  | 0 | 0 | 0 | 0 | 0 | 0 | 0 | 0 | 0 | 0 | 0 | 0 | 0 | 349
298
299 |  | 536 | Water For Power |  | F10 |  | 0 | 0 | 0 | 0 | 0 | 0 | 0 | 0 | 0 | 0 | 0 | 0 | 0 | 354
300
301 |  | 537 | Hydraulic Expenses |  | F10 |  | 0 | 0 | 0 | 0 | 0 | 0 | 0 | 0 | 0 | 0 | 0 | 0 | 0 | 359
302
303 |  | 538 | Electric Expenses |  | F10 |  | 0 | 0 | 0 | 0 | 0 | 0 | 0 | 0 | 0 | 0 | 0 | 0 | 0 | 363
304
305 |  | 539 | Misc. Hydro Expenses |  | F10 |  | 0 | 0 | 0 | 0 | 0 | 0 | 0 | 0 | 0 | 0 | 0 | 0 | 0 | 368
306
307 |  | 540 | Rents (Hydro Generation) |  | F10 |  | 0 | 0 | 0 | 0 | 0 | 0 | 0 | 0 | 0 | 0 | 0 | 0 | 0 | 373
308
309 |  | 541 | Maint Supervision & Engineering |  | F10 |  | 0 | 0 | 0 | 0 | 0 | 0 | 0 | 0 | 0 | 0 | 0 | 0 | 0 | 377
310
311 |  | 542 | Maintenance of Structures |  | F10 |  | 0 | 0 | 0 | 0 | 0 | 0 | 0 | 0 | 0 | 0 | 0 | 0 | 0 | 382
312
313 |  | 543 | Maint of Dams & Waterways |  | F10 |  | 0 | 0 | 0 | 0 | 0 | 0 | 0 | 0 | 0 | 0 | 0 | 0 | 0 | 387
314
315 |  | 544 | Maintenance of Electric Plant |  | F10 |  | 0 | 0 | 0 | 0 | 0 | 0 | 0 | 0 | 0 | 0 | 0 | 0 | 0 | 392
316
317 |  | 545 | Maint of Misc. Hydro Plant |  | F10 |  | 0 | 0 | 0 | 0 | 0 | 0 | 0 | 0 | 0 | 0 | 0 | 0 | 0 | 397
318
319 |  | Total Hydraulic Power Generation |  |  |  |  | 0 | 0 | 0 | 0 | 0 | 0 | 0 | 0 | 0 | 0 | 0 | 0 | 0
320
321
322 | [6 empty] | D: OTHER POWER GENERATION
323
324
325 |  | 546 | Operation Super & Engineering |  | F10 |  | 0 | 0 | 0 | 0 | 0 | 0 | 0 | 0 | 0 | 0 | 0 | 0 | 0 | 403
326
327 |  | 547 | Fuel |  | F30 |  | 0 | 0 | 0 | 0 | 0 | 0 | 0 | 0 | 0 | 0 | 0 | 0 | 0 | 407
328 |  |  |  | Simple Cycle Combustion Turbine | F30 |  | 0 | 0 | 0 | 0 | 0 | 0 | 0 | 0 | 0 | 0 | 0 | 0 | 0 | 408
329 |  |  |  | Total 547 |  |  | 0 | 0 | 0 | 0 | 0 | 0 | 0 | 0 | 0 | 0 | 0 | 0 | 0
330
331 |  | 548 | Generation Expense |  | F10 |  | 0 | 0 | 0 | 0 | 0 | 0 | 0 | 0 | 0 | 0 | 0 | 0 | 0 | 412
332 |  |  |  | Simple Cycle Combustion Turbine | F10 |  | 0 | 0 | 0 | 0 | 0 | 0 | 0 | 0 | 0 | 0 | 0 | 0 | 0 | 413
333 |  |  |  | Total 548 |  |  | 0 | 0 | 0 | 0 | 0 | 0 | 0 | 0 | 0 | 0 | 0 | 0 | 0
334
335 |  | 549 | Miscellaneous Other |  | F10 |  | 0 | 0 | 0 | 0 | 0 | 0 | 0 | 0 | 0 | 0 | 0 | 0 | 0 | 417
336 |  |  |  | Wind Generation | F10 |  | 0 | 0 | 0 | 0 | 0 | 0 | 0 | 0 | 0 | 0 | 0 | 0 | 0 | 418
337
338 |  | 550 | Maint Supervision & Engineering
339 |  |  |  | System Generation | F10 |  | 0 | 0 | 0 | 0 | 0 | 0 | 0 | 0 | 0 | 0 | 0 | 0 | 0 | 423
340 |  |  |  | Wind Generation | F10 |  | 0 | 0 | 0 | 0 | 0 | 0 | 0 | 0 | 0 | 0 | 0 | 0 | 0 | 424
341 |  |  |  | Total 550 |  |  | 0 | 0 | 0 | 0 | 0 | 0 | 0 | 0 | 0 | 0 | 0 | 0 | 0
342
343 |  | 551 | Maint Supervision & Engineering |  | F10 |  | 0 | 0 | 0 | 0 | 0 | 0 | 0 | 0 | 0 | 0 | 0 | 0 | 0 | 428
344
345 |  | 552 | Maintenance of Structures |  | F10 |  | 0 | 0 | 0 | 0 | 0 | 0 | 0 | 0 | 0 | 0 | 0 | 0 | 0 | 434
346
347 |  | 553 | Maint of Generation & Elect Plant |  | F10 |  | 0 | 0 | 0 | 0 | 0 | 0 | 0 | 0 | 0 | 0 | 0 | 0 | 0 | 438
348 |  |  |  | Simple Cycle Combustion Turbine | F10 |  | 0 | 0 | 0 | 0 | 0 | 0 | 0 | 0 | 0 | 0 | 0 | 0 | 0 | 439
349 |  |  |  | Wind Generation | F10 |  | 0 | 0 | 0 | 0 | 0 | 0 | 0 | 0 | 0 | 0 | 0 | 0 | 0 | 440
350 |  |  |  | Total 553 |  |  | 0 | 0 | 0 | 0 | 0 | 0 | 0 | 0 | 0 | 0 | 0 | 0 | 0
351
352 |  | 554 | Maintenance of Misc. Other |  | F10 |  | 0 | 0 | 0 | 0 | 0 | 0 | 0 | 0 | 0 | 0 | 0 | 0 | 0 | 444
353 |  |  |  | Simple Cycle Combustion Turbine | F10 |  | 0 | 0 | 0 | 0 | 0 | 0 | 0 | 0 | 0 | 0 | 0 | 0 | 0 | 445
354 |  |  |  | Wind Generation | F10 |  | 0 | 0 | 0 | 0 | 0 | 0 | 0 | 0 | 0 | 0 | 0 | 0 | 0 | 446
355 |  |  |  | Total 554 |  |  | 0 | 0 | 0 | 0 | 0 | 0 | 0 | 0 | 0 | 0 | 0 | 0 | 0
356
357 |  | Total Other Power Generation |  |  |  |  | 0 | 0 | 0 | 0 | 0 | 0 | 0 | 0 | 0 | 0 | 0 | 0 | 0
358
359
360 | [6 empty] | D: OTHER POWER SUPPLY
361
362
363 |  | 555 | Purchased Power |  | F10 |  | 0 | 0 | 0 | 0 | 0 | 0 | 0 | 0 | 0 | 0 | 0 | 0 | 0 | 452
364 |  |  |  | Demand | F10 |  | 0 | 0 | 0 | 0 | 0 | 0 | 0 | 0 | 0 | 0 | 0 | 0 | 0 | 453
365 |  |  |  | Energy | F30 |  | 0 | 0 | 0 | 0 | 0 | 0 | 0 | 0 | 0 | 0 | 0 | 0 | 0 | 454
366 |  |  |  | Seasonal Contracts | F10 |  | 0 | 0 | 0 | 0 | 0 | 0 | 0 | 0 | 0 | 0 | 0 | 0 | 0 | 455
367 |  |  |  | Demand | F10 |  | 0 | 0 | 0 | 0 | 0 | 0 | 0 | 0 | 0 | 0 | 0 | 0 | 0 | 456
368 |  |  |  | Total 555 |  |  | 0 | 0 | 0 | 0 | 0 | 0 | 0 | 0 | 0 | 0 | 0 | 0 | 0
369
370
371 |  | 556 | System Control & Load Dispatch |  | F10 |  | 0 | 0 | 0 | 0 | 0 | 0 | 0 | 0 | 0 | 0 | 0 | 0 | 0 | 460
372
373 |  | 557 | Other Expenses |  | F10 |  | 0 | 0 | 0 | 0 | 0 | 0 | 0 | 0 | 0 | 0 | 0 | 0 | 0 | 470
374
375
376 |  | 2010 Protocol Stipulated Embedded Cost Differential and Adjustment |  | Embedded Cost Differentials
377 |  |  |  | Company Owned Hydro | F10 |  | 0 | 0 | 0 | 0 | 0 | 0 | 0 | 0 | 0 | 0 | 0 | 0 | 0 | 473
378 |  |  |  | Company Owned Hydro | F10 |  | 0 | 0 | 0 | 0 | 0 | 0 | 0 | 0 | 0 | 0 | 0 | 0 | 0 | 474
379 |  |  |  | Mid-C Contract | F10 |  | 0 | 0 | 0 | 0 | 0 | 0 | 0 | 0 | 0 | 0 | 0 | 0 | 0 | 475
380 |  |  |  | Mid-C Contract | F10 |  | 0 | 0 | 0 | 0 | 0 | 0 | 0 | 0 | 0 | 0 | 0 | 0 | 0 | 476
381 |  |  |  | Existing QF Contracts | F10 |  | 0 | 0 | 0 | 0 | 0 | 0 | 0 | 0 | 0 | 0 | 0 | 0 | 0 | 477
382 | [6 empty] | 0 | 0 | 0 | 0 | 0 | 0 | 0 | 0 | 0 | 0 | 0 | 0 | 0
383
384 |  | Total Other Power Supply |  |  |  |  | 0 | 0 | 0 | 0 | 0 | 0 | 0 | 0 | 0 | 0 | 0 | 0 | 0
385
386 |  | TOTAL PRODUCTION EXPENSE |  |  |  |  | 0 | 0 | 0 | 0 | 0 | 0 | 0 | 0 | 0 | 0 | 0 | 0 | 0
387
388 |  | Distribution - METER - Unbundled |  |  |  |  | D: TRANSMISSION EXPENSE
389
390
391 |  | A |  | B | C |  | D | E | F | G | H | I | J | K | L | M | N | O
392 |  | FERC ACCT |  | DESCRIPTION | COS Factor |  | Utah Jurisdiction Normalized | Residential Sch 1 | General Large Dist. Sch 6 | General +1 MW Sch 8 | Street & Area Lighting Sch. 7,11,12 | General Trans Sch 9 | Irrigation Sch 10 | Traffic Signals Sch 15 | Outdoor Lighting Sch 15 | General Small Dist. Sch 23 | Industrial Cust 1 | Industrial Cust 2
393 |  | 560 | Operation Supervision & Eng |  | F106 |  | 0 | 0 | 0 | 0 | 0 | 0 | 0 | 0 | 0 | 0 | 0 | 0 | 0 | 494
394
395 |  | 561 | Load Dispatching |  | F106 |  | 0 | 0 | 0 | 0 | 0 | 0 | 0 | 0 | 0 | 0 | 0 | 0 | 0 | 498
396
397 |  | 562 | Station Expense |  | F106 |  | 0 | 0 | 0 | 0 | 0 | 0 | 0 | 0 | 0 | 0 | 0 | 0 | 0 | 502
398
399 |  | 563 | Overhead Line Expense |  | F106 |  | 0 | 0 | 0 | 0 | 0 | 0 | 0 | 0 | 0 | 0 | 0 | 0 | 0 | 506
400
401 |  | 564 | Underground Line Expense |  | F106 |  | 0 | 0 | 0 | 0 | 0 | 0 | 0 | 0 | 0 | 0 | 0 | 0 | 0 | 510
402
403 |  | 565 | Transm of Electricity by Others |  | F10 |  | 0 | 0 | 0 | 0 | 0 | 0 | 0 | 0 | 0 | 0 | 0 | 0 | 0 | 514
404 |  |  | Energy |  | F30 |  | 0 | 0 | 0 | 0 | 0 | 0 | 0 | 0 | 0 | 0 | 0 | 0 | 0 | 515
405 | [6 empty] | 0 | 0 | 0 | 0 | 0 | 0 | 0 | 0 | 0 | 0 | 0 | 0 | 0
406
407 |  | 566 | Misc. Transmission Expense |  | F106 |  | 0 | 0 | 0 | 0 | 0 | 0 | 0 | 0 | 0 | 0 | 0 | 0 | 0 | 519
408
409 |  | 567 | Rents - Transmission |  | F106 |  | 0 | 0 | 0 | 0 | 0 | 0 | 0 | 0 | 0 | 0 | 0 | 0 | 0 | 523
410
411 |  | 568 | Maint Supervision & Engineering |  | F106 |  | 0 | 0 | 0 | 0 | 0 | 0 | 0 | 0 | 0 | 0 | 0 | 0 | 0 | 527
412
413 |  | 569 | Maintenance of Structures |  | F106 |  | 0 | 0 | 0 | 0 | 0 | 0 | 0 | 0 | 0 | 0 | 0 | 0 | 0 | 531
414
415 |  | 570 | Maint of Station Equipment |  | F106 |  | 0 | 0 | 0 | 0 | 0 | 0 | 0 | 0 | 0 | 0 | 0 | 0 | 0 | 535
416
417 |  | 571 | Maintenance of Overhead Lines |  | F106 |  | 0 | 0 | 0 | 0 | 0 | 0 | 0 | 0 | 0 | 0 | 0 | 0 | 0 | 539
418
419 |  | 572 | Maint of Underground Lines |  | F106 |  | 0 | 0 | 0 | 0 | 0 | 0 | 0 | 0 | 0 | 0 | 0 | 0 | 0 | 543
420
421 |  | 573 | Maint of Misc Transmission Plant |  | F106 |  | 0 | 0 | 0 | 0 | 0 | 0 | 0 | 0 | 0 | 0 | 0 | 0 | 0 | 547
422
423
424 |  | TOTAL TRANSMISSION EXPENSE |  |  |  |  | 0 | 0 | 0 | 0 | 0 | 0 | 0 | 0 | 0 | 0 | 0 | 0 | 0
425
426
427
428
429
430
431
432
433
434
435
436 |  | Distribution - METER - Unbundled |  |  |  |  | D: DISTRIBUTION EXPENSE
437
438
439 |  | A |  | B | C |  | D | E | F | G | H | I | J | K | L | M | N | O
440 |  | FERC ACCT |  | DESCRIPTION | COS Factor |  | Utah Jurisdiction Normalized | Residential Sch 1 | General Large Dist. Sch 6 | General +1 MW Sch 8 | Street & Area Lighting Sch. 7,11,12 | General Trans Sch 9 | Irrigation Sch 10 | Traffic Signals Sch 15 | Outdoor Lighting Sch 15 | General Small Dist. Sch 23 | Industrial Cust 1 | Industrial Cust 2
441 |  | 580 | Operation Supervision & Eng |  | F131 |  | 5254067.8758 | 3000832.9359 | 1222176.3049 | 307594.8865 | 151391.9514 | 12731.1525 | 66552.6867 | 3065.1856 | 941.2385 | 487061.4256 | 860.054 | 860.054 | 0 | 555
442
443 |  | 581 | Load Dispatching |  | F20 |  | 5625124.1359 | 2807774.3849 | 1760897.7425 | 458298.4479 | 2679.8919 | 0 | 95936.6537 | 1306.3226 | 689.1082 | 497541.5842 | 0 | 0 | 0 | 560
444
445 |  | 582 | Station Expense |  | F120 |  | 1758833.3047 | 877919.6656 | 550587.9552 | 143298.2729 | 837.9341 | 0 | 29996.9525 | 408.4539 | 215.4666 | 155568.6039 | 0 | 0 | 0 | 565
446
447 |  | 583 | Overhead Line Expenses |  | F132 |  | 4152038.3814 | 2296280.2317 | 1090415.8608 | 283796.0913 | 42882.2399 | 0 | 59407.6795 | 808.9254 | 426.7224 | 378020.6304 | 0 | 0 | 0 | 570
448
449 |  | 584 | Underground Line Expense |  | F133 |  | 2991.315 | 1883.8706 | 618.2286 | 160.9027 | 6.6271 | 0 | 33.6821 | 0.45863 | 0.24194 | 287.3033 | 0 | 0 | 0 | 575
450
451 |  | 585 | Street Lighting & Signal Systems |  | F130 |  | 107247.6833 | 0 | 0 | 0 | 107247.6833 | 0 | 0 | 0 | 0 | 0 | 0 | 0 | 0 | 580
452
453 |  | 586 | Meter Expenses |  | F127 |  | 2197364.9335 | 1530585.5771 | 237413.7497 | 29049.0488 | 0 | 95123.0365 | 25785.3155 | 5149.5998 | 1087.5438 | 260318.9738 | 6426.0444 | 6426.0444 | 0 | 585
454
455 |  | 587 | Customer Installation Expenses |  | F20 |  | 3746958.73 | 1870290.2353 | 1172953.8779 | 305277.7732 | 1785.1063 | 0 | 63904.4887 | 870.1563 | 459.0228 | 331418.0696 | 0 | 0 | 0 | 590
456
457 |  | 588 | Misc. Distribution Expenses |  | F131 |  | 2675246.5199 | 1527952.8279 | 622303.1342 | 156620.0074 | 77085.1844 | 6482.4003 | 33887.0467 | 1560.7197 | 479.2563 | 248000.1048 | 437.9191 | 437.9191 | 0 | 595
458
459 |  | 589 | Rents |  | F131 |  | 641826.1834 | 366575.6126 | 149298.5572 | 37575.1621 | 18493.7311 | 1555.2115 | 8129.9401 | 374.4368 | 114.9798 | 59498.4274 | 105.0624 | 105.0624 | 0 | 600
460
461 |  | 590 | Maint Supervision & Engineering |  | F131 |  | 2502149.0415 | 1429089.1233 | 582038.0212 | 146486.1644 | 72097.5128 | 6062.9672 | 31694.4404 | 1459.7358 | 448.2468 | 231953.6611 | 409.5842 | 409.5842 | 0 | 605
462
463 |  | 591 | Maintenance of Structures |  | F119 |  | 741712.2588 | 370224.8396 | 232186.7768 | 60429.8801 | 353.3626 | 0 | 12649.9239 | 172.2478 | 90.8638 | 65604.3642 | 0 | 0 | 0 | 610
464
465 |  | 592 | Maint of Station Equipment |  | F120 |  | 4133669.3103 | 2063316.3864 | 1294010.3686 | 336784.4306 | 1969.3409 | 0 | 70499.8488 | 959.9621 | 506.3969 | 365622.576 | 0 | 0 | 0 | 615
466
467 |  | 593 | Maintenance of Overhead Lines |  | F134 |  | 33255817.2687 | 19497455.8101 | 7891408.9137 | 2000622.6241 | 298077.2444 | 0 | 412946.6525 | 18837.5583 | 5756.9798 | 3130711.4857 | 0 | 0 | 0 | 620
468
469 |  | 594 | Maint of Underground Lines |  | F135 |  | 12484373.3835 | 8307023.8973 | 2234986.463 | 550877.8909 | 22023.0953 | 0 | 111931.5015 | 9172.9174 | 2419.3483 | 1245938.2697 | 0 | 0 | 0 | 625
470
471 |  | 595 | Maint of Line Transformers |  | F125 |  | 441696.1242 | 267044.6708 | 103535.664 | 27134.6532 | 1671.7343 | 0 | 8409.5251 | 59.8968 | 352.1508 | 33487.8291 | 0 | 0 | 0 | 630
472
473 |  | 596 | Maint of Street Lighting & Signals |  | F130 |  | 1597474.07 | 0 | 0 | 0 | 1597474.07 | 0 | 0 | 0 | 0 | 0 | 0 | 0 | 0 | 635
474
475 |  | 597 | Maintenance of Meters |  | F127 |  | 1837413.1749 | 1279859.3723 | 198522.8511 | 24290.5055 | 0 | 79540.8709 | 21561.4064 | 4306.0406 | 909.3925 | 217675.9558 | 5373.3899 | 5373.3899 | 0 | 640
476
477 |  | 598 | Maint of Misc. Distribution Plant |  | F131 |  | 2431232.0175 | 1388585.2421 | 565541.6401 | 142334.3882 | 70054.093 | 5891.1278 | 30796.1425 | 1418.3634 | 435.5424 | 225379.527 | 397.9756 | 397.9756 | 0 | 645
478
479 |  | TOTAL DISTRIBUTION EXPENSE |  |  |  |  | 85587235.7124 | 48882694.6835 | 19908896.1094 | 5010631.1298 | 2466130.803 | 207386.7668 | 1084123.8867 | 49930.9808 | 15332.5015 | 7934088.7915 | 14010.0297 | 14010.0297 | 0
480
481
482 | [6 empty] | D: CUSTOMER ACCOUNTS EXPENSE
483
484
485 |  | 901 | Supervision |  | F136 |  | 0 | 0 | 0 | 0 | 0 | 0 | 0 | 0 | 0 | 0 | 0 | 0 | 0 | 652
486
487 |  | 902 | Meter Reading Expense |  | F47 |  | 0 | 0 | 0 | 0 | 0 | 0 | 0 | 0 | 0 | 0 | 0 | 0 | 0 | 657
488
489 |  | 903 | Customer Receipts & Collections |  | F48 |  | 0 | 0 | 0 | 0 | 0 | 0 | 0 | 0 | 0 | 0 | 0 | 0 | 0 | 662
490
491 |  | 904 | Uncollectible Accounts |  | F80 |  | 0 | 0 | 0 | 0 | 0 | 0 | 0 | 0 | 0 | 0 | 0 | 0 | 0 | 668
492
493 |  | 905 | Misc. Customer Accounts Exp |  | F136 |  | 0 | 0 | 0 | 0 | 0 | 0 | 0 | 0 | 0 | 0 | 0 | 0 | 0 | 673
494
495 |  | TOTAL CUSTOMER ACCOUNTS EXPENSE |  |  |  |  | 0 | 0 | 0 | 0 | 0 | 0 | 0 | 0 | 0 | 0 | 0 | 0 | 0
496
497 |  | Distribution - METER - Unbundled |  |  |  |  | D: CUSTOMER SERVICE EXPENSE
498
499 |  | A |  | B | C |  | D | E | F | G | H | I | J | K | L | M | N | O
500 |  | FERC ACCT |  | DESCRIPTION | COS Factor |  | Utah Jurisdiction Normalized | Residential Sch 1 | General Large Dist. Sch 6 | General +1 MW Sch 8 | Street & Area Lighting Sch. 7,11,12 | General Trans Sch 9 | Irrigation Sch 10 | Traffic Signals Sch 15 | Outdoor Lighting Sch 15 | General Small Dist. Sch 23 | Industrial Cust 1 | Industrial Cust 2
501 |  | 907 | Supervision |  | F40 |  | 0 | 0 | 0 | 0 | 0 | 0 | 0 | 0 | 0 | 0 | 0 | 0 | 0 | 680
502
503 |  | 908 | Customer Assistance |  | F40 |  | 0 | 0 | 0 | 0 | 0 | 0 | 0 | 0 | 0 | 0 | 0 | 0 | 0 | 685
504
505 |  | 909 | Informational & Instructional Adv |  | F40 |  | 0 | 0 | 0 | 0 | 0 | 0 | 0 | 0 | 0 | 0 | 0 | 0 | 0 | 690
506
507 |  | 910 | Misc. Customer Service |  | F40 |  | 0 | 0 | 0 | 0 | 0 | 0 | 0 | 0 | 0 | 0 | 0 | 0 | 0 | 695
508
509 |  | TOTAL CUSTOMER SERVICE EXPENSE |  |  |  |  | 0 | 0 | 0 | 0 | 0 | 0 | 0 | 0 | 0 | 0 | 0 | 0 | 0
510
511
512 | [6 empty] | D: SALES EXPENSE
513
514
515 |  | 911 | Supervision |  | F40 |  | 0 | 0 | 0 | 0 | 0 | 0 | 0 | 0 | 0 | 0 | 0 | 0 | 0 | 702
516
517 |  | 912 | Demonstration & Selling Expense |  | F40 |  | 0 | 0 | 0 | 0 | 0 | 0 | 0 | 0 | 0 | 0 | 0 | 0 | 0 | 707
518
519 |  | 913 | Advertising Expense |  | F40 |  | 0 | 0 | 0 | 0 | 0 | 0 | 0 | 0 | 0 | 0 | 0 | 0 | 0 | 712
520
521 |  | 916 | Misc. Sales Expense |  | F40 |  | 0 | 0 | 0 | 0 | 0 | 0 | 0 | 0 | 0 | 0 | 0 | 0 | 0 | 717
522
523 |  | TOTAL SALES EXPENSE |  |  |  |  | 0 | 0 | 0 | 0 | 0 | 0 | 0 | 0 | 0 | 0 | 0 | 0 | 0
524
525
526 | [6 empty] | D: ADMINISTRATION & GENERAL EXPENSE
527
528
529 |  | 920 | Administrative & General Salaries |  | F102D |  | 144265.1943 | 86088.5494 | 32571.4744 | 8253.6583 | 1940.7581 | 178.7969 | 1906.1537 | 74.7243 | 41.6025 | 13185.3193 | 12.0786 | 12.0786 | 0 | 723
530 |  |  |  | Customer - System | F42 |  | 0 | 0 | 0 | 0 | 0 | 0 | 0 | 0 | 0 | 0 | 0 | 0 | 0 | 724
531 |  |  |  | System Overheads | F102D |  | 8720344.2797 | 5203762.3716 | 1968835.737 | 498905.7994 | 117312.2801 | 10807.672 | 115220.5628 | 4516.8291 | 2514.7329 | 797008.0686 | 730.1131 | 730.1131 | 0 | 725
532 |  |  |  | Administrative & General Salaries |  |  | 8864609.4739 | 5289850.921 | 2001407.2114 | 507159.4577 | 119253.0382 | 10986.4689 | 117126.7165 | 4591.5533 | 2556.3355 | 810193.3879 | 742.1918 | 742.1918 | 0
533
534 |  | 921 | Office Supplies & expenses |  | F102D |  | 32527.5819 | 19410.45 | 7343.9148 | 1860.9586 | 437.5842 | 40.3135 | 429.7819 | 16.8481 | 9.3802 | 2972.9039 | 2.7234 | 2.7234 | 0 | 729
535 |  |  |  | Customer - System | F42 |  | 0 | 0 | 0 | 0 | 0 | 0 | 0 | 0 | 0 | 0 | 0 | 0 | 0 | 730
536 |  |  |  | System Overheads | F102D |  | 906607.9235 | 541007.5619 | 204689.4047 | 51868.5887 | 12196.3353 | 1123.6163 | 11978.8705 | 469.5908 | 261.4434 | 82860.6999 | 75.906 | 75.906 | 0 | 731
537 |  |  |  | Office Supplies & expenses |  |  | 939135.5054 | 560418.0119 | 212033.3195 | 53729.5472 | 12633.9195 | 1163.9298 | 12408.6525 | 486.4389 | 270.8236 | 85833.6037 | 78.6294 | 78.6294 | 0
538
539 |  | 922 | A&G Expenses Transferred |  | F102D |  | -4199769.3082 | -2506162.692 | -948202.9191 | -240275.9795 | -56498.287 | -5205.0386 | -55490.9035 | -2175.3316 | -1211.1102 | -383843.793 | -351.6268 | -351.6268 | 0 | 735
540
541 |  | 923 | Outside Services |  | F102D |  | 2177.9185 | 1299.6471 | 491.7196 | 124.6024 | 29.2989 | 2.6992 | 28.7765 | 1.1281 | 0.62806 | 199.0539 | 0.18235 | 0.18235 | 0 | 738
542 |  |  |  | Customer - System | F42 |  | 0 | 0 | 0 | 0 | 0 | 0 | 0 | 0 | 0 | 0 | 0 | 0 | 0 | 739
543 |  |  |  | System Overheads | F102D |  | 1848733.9945 | 1103210.1586 | 417397.9191 | 105769.2313 | 24870.486 | 2291.2525 | 24427.0369 | 957.5786 | 533.1294 | 168967.6305 | 154.7857 | 154.7857 | 0 | 740
544 |  |  |  | Outside Services |  |  | 1850911.913 | 1104509.8057 | 417889.6387 | 105893.8338 | 24899.7849 | 2293.9517 | 24455.8134 | 958.7067 | 533.7575 | 169166.6844 | 154.9681 | 154.9681 | 0
545
546 |  | 924 | Property Insurance |  | F102D |  | 0 | 0 | 0 | 0 | 0 | 0 | 0 | 0 | 0 | 0 | 0 | 0 | 0 | 744
547 |  |  |  | System Generation | F10 |  | 0 | 0 | 0 | 0 | 0 | 0 | 0 | 0 | 0 | 0 | 0 | 0 | 0 | 745
548 |  |  |  | System Overheads | F102D |  | 725356.539 | 432847.9407 | 163767.3732 | 41498.8872 | 9758.0126 | 898.98 | 9584.024 | 375.709 | 209.175 | 66294.9759 | 60.7307 | 60.7307 |  | 746
549
550 |  | 925 | Injuries & Damages |  | F102D |  | 1162952.4447 | 693978.1249 | 262565.5892 | 66534.4969 | 15644.8643 | 1441.3202 | 15365.9111 | 602.3681 | 335.3669 | 106289.6661 | 97.3685 | 97.3685 | 0 | 750
551
552 |  | 926 | Employee Pensions & Benefits |  | F138D |  | 0 | 0 | 0 | 0 | 0 | 0 | 0 | 0 | 0 | 0 | 0 | 0 | 0 | 757
553
554 |  | 927 | Franchise Requirements |  | F102 |  | 0 | 0 | 0 | 0 | 0 | 0 | 0 | 0 | 0 | 0 | 0 | 0 | 0 | 762
555
556 |  | 928 | Regulatory Commission Expense |  | F102 |  | 0 | 0 | 0 | 0 | 0 | 0 | 0 | 0 | 0 | 0 | 0 | 0 | 0 | 769
557 |  |  |  | Regulatory Expense | F103 |  | 0 | 0 | 0 | 0 | 0 | 0 | 0 | 0 | 0 | 0 | 0 | 0 | 0 | 771
558
559 |  | 929 | Duplicate Charges |  | F102D |  | -734633.243 | -438383.7042 | -165861.8211 | -42029.6233 | -9882.8094 | -910.4773 | -9706.5956 | -380.514 | -211.8502 | -67142.8333 | -61.5074 | -61.5074 | 0 | 776
560
561 |  | 930 | Misc General Expenses
562 |  |  |  | Situs | F102D |  | 11683.5025 | 6971.992 | 2637.8428 | 668.4331 | 157.1748 | 14.4801 | 154.3723 | 6.0516 | 3.3692 | 1067.8301 | 0.9782 | 0.9782 | 0 | 779
563 |  |  |  | Customer | F42 |  | 0 | 0 | 0 | 0 | 0 | 0 | 0 | 0 | 0 | 0 | 0 | 0 | 0 | 780
564 |  |  |  | Labor | F138D |  | 308298.3811 | 176082.9814 | 71714.9045 | 18049.0637 | 8883.3823 | 747.039 | 3905.1809 | 179.8591 | 55.23 | 28579.8076 | 50.4663 | 50.4663 | 0 | 781
565
566 |  | 931 | Rents |  | F102D |  | 513203.6935 | 306248.2378 | 115868.5643 | 29361.2604 | 6903.9815 | 636.0457 | 6780.8812 | 265.8213 | 147.9953 | 46904.9697 | 42.9681 | 42.9681 | 0 | 787
567
568 |  | 935 | Maintenance of General Plant |  | F108 |  | 4097971.8474 | 1731143.3647 | 1032826.3119 | 304125.6137 | 23887.6623 | 527214.7164 | 42887.6728 | 1552.9805 | 1946.9186 | 291980.7737 | 60469.4343 | 79936.3986 | 0 | 793
569
570 |  | TOTAL ADMINISTRATIVE & GEN EXPENSE |  |  |  |  | 13539720.7491 | 7357504.9839 | 3166646.0153 | 844714.9907 | 155640.724 | 539281.4159 | 167471.7255 | 6463.643 | 4636.0113 | 1155325.0729 | 61284.6011 | 80751.5655 | 0
571
572
573 |  | TOTAL O & M EXPENSE |  |  |  |  | 99126956.4615 | 56240199.6675 | 23075542.1248 | 5855346.1205 | 2621771.527 | 746668.1827 | 1251595.6122 | 56394.6238 | 19968.5128 | 9089413.8643 | 75294.6308 | 94761.5952 | 0
574
575 |  | Distribution - METER - Unbundled |  |  |  |  | D: DEPRECIATION EXPENSE
576
577 |  | A |  | B | C |  | D | E | F | G | H | I | J | K | L | M | N | O
578 |  | FERC ACCT |  | DESCRIPTION | COS Factor |  | Utah Jurisdiction Normalized | Residential Sch 1 | General Large Dist. Sch 6 | General +1 MW Sch 8 | Street & Area Lighting Sch. 7,11,12 | General Trans Sch 9 | Irrigation Sch 10 | Traffic Signals Sch 15 | Outdoor Lighting Sch 15 | General Small Dist. Sch 23 | Industrial Cust 1 | Industrial Cust 2
579 |  | 403SP | Steam Depreciation |  | F10 |  | 0 | 0 | 0 | 0 | 0 | 0 | 0 | 0 | 0 | 0 | 0 | 0 | 0 | 805
580
581 |  | 403NP | Nuclear Depreciation |  | F10 |  | 0 | 0 | 0 | 0 | 0 | 0 | 0 | 0 | 0 | 0 | 0 | 0 | 0 | 809
582
583 |  | 403HP | Hydro Depreciation |  | F10 |  | 0 | 0 | 0 | 0 | 0 | 0 | 0 | 0 | 0 | 0 | 0 | 0 | 0 | 816
584
585 |  | 403OP | Other Production Depreciation |  | F10 |  | 0 | 0 | 0 | 0 | 0 | 0 | 0 | 0 | 0 | 0 | 0 | 0 | 0 | 819
586 |  |  |  | Simple Cycle Combustion Turbine | F10 |  | 0 | 0 | 0 | 0 | 0 | 0 | 0 | 0 | 0 | 0 | 0 | 0 | 0 | 820
587 |  |  |  | System Generation | F10 |  | 0 | 0 | 0 | 0 | 0 | 0 | 0 | 0 | 0 | 0 | 0 | 0 | 0 | 821
588 |  |  |  | Wind Generation | F10 |  | 0 | 0 | 0 | 0 | 0 | 0 | 0 | 0 | 0 | 0 | 0 | 0 | 0 | 822
589 |  |  |  | Total 403OP |  |  | 0 | 0 | 0 | 0 | 0 | 0 | 0 | 0 | 0 | 0 | 0 | 0 | 0
590
591 |  | 403TP | Transmission Depreciation |  | F106 |  | 0 | 0 | 0 | 0 | 0 | 0 | 0 | 0 | 0 | 0 | 0 | 0 | 0 | 829
592
593 |  | 403 | Distribution Depreciation
594 |  |  |  | Land Rights | F118 |  | 186387.69 | 93035.2058 | 58347.0968 | 15185.654 | 88.7978 | 0 | 3178.8474 | 43.2848 | 22.8335 | 16485.9698 | 0 | 0 | 0 | 832
595 |  |  |  | Structures | F119 |  | 890454.03 | 444469.1274 | 278749.1357 | 72548.39 | 424.2254 | 0 | 15186.7191 | 206.7901 | 109.0854 | 78760.5567 | 0 | 0 | 0 | 833
596 |  |  |  | Station Equip | F120 |  | -11928366.06 | -5954030.5011 | -3734074.5482 | -971845.5129 | -5682.8492 | 0 | -203438.6257 | -2770.1245 | -1461.2895 | -1055062.6088 | 0 | 0 | 0 | 834
597 |  |  |  | Poles & Towers | F121 |  | 12691433.49 | 6277068.6909 | 3916216.4661 | 1019250.5134 | 150481.7695 | 0 | 213362.022 | 2905.2466 | 1532.5688 | 1110616.2128 | 0 | 0 | 0 | 836
598 |  |  |  | OH Conductors | F122 |  | 6206212.1 | 4005779.4087 | 1179143.5314 | 306888.7177 | 49099.4705 | 0 | 64241.7114 | 874.7481 | 461.445 | 599723.0672 | 0 | 0 | 0 | 837
599 |  |  |  | UG Conduit | F123 |  | 4621938.77 | 3014292.5654 | 877860.909 | 228475.6703 | 1983.0628 | 0 | 47827.3303 | 651.2414 | 343.5413 | 450504.4494 | 0 | 0 | 0 | 838
600 |  |  |  | UG Conductor | F124 |  | 12576576.05 | 7817002.7929 | 2676623.9516 | 696629.0961 | 36118.4549 | 0 | 145826.9489 | 1985.6544 | 1047.4677 | 1201341.6835 | 0 | 0 | 0 | 839
601 |  |  |  | Line Transformer | F125 |  | 11202456.65 | 6772883.4012 | 2625908.91 | 688198.8768 | 42399.1304 | 0 | 213285.4136 | 1519.1245 | 8931.3747 | 849330.4187 | 0 | 0 | 0 | 840
602 |  |  |  | Services | F126 |  | 5998623.12 | 4826306.8229 | 425672.2705 | 38133.5359 | 0 | 0 | 0 | 18037.4754 | 3809.3336 | 686663.6817 | 0 | 0 | 0 | 841
603 |  |  |  | Meters | F127 |  | 2979964.4269 | 2075709.1835 | 321969.518 | 39394.9729 | 0 | 129001.451 | 34968.8491 | 6983.6484 | 1474.8764 | 353032.5207 | 8714.7034 | 8714.7034 | 0 | 842
604 |  |  |  | Inst Cust Premises | F128 |  | 277051.66 | 0 | 0 | 0 | 277051.66 | 0 | 0 | 0 | 0 | 0 | 0 | 0 | 0 | 843
605 |  |  |  | Leased Property | F129 |  | 0 | 0 | 0 | 0 | 0 | 0 | 0 | 0 | 0 | 0 | 0 | 0 | 0 | 844
606 |  |  |  | Street Lighting | F130 |  | 1053095.18 | 0 | 0 | 0 | 1053095.18 | 0 | 0 | 0 | 0 | 0 | 0 | 0 | 0 | 845
607 |  |  | Total Distribution Expense |  |  |  | 46755827.1069 | 29372516.6978 | 8626417.2407 | 2132859.9142 | 1605058.9022 | 129001.451 | 534439.2161 | 30437.0893 | 16271.237 | 4291395.9517 | 8714.7034 | 8714.7034 | 0
608
609 |  | 403GP | General Depreciation
610 |  |  |  | Situs | F107D |  | 3348362.0705 | 1998095.4868 | 755976.4492 | 191565.5164 | 45044.5506 | 4149.836 | 44241.3911 | 1734.3328 | 965.5853 | 306028.2371 | 280.3425 | 280.3425 | 0 | 849
611 |  |  |  | System Generation | F105D |  | 0 | 0 | 0 | 0 | 0 | 0 | 0 | 0 | 0 | 0 | 0 | 0 | 0 | 850
612 |  |  |  | System Generation | F105D |  | 0 | 0 | 0 | 0 | 0 | 0 | 0 | 0 | 0 | 0 | 0 | 0 | 0 | 851
613 |  |  |  | Energy | F30 |  | 0 | 0 | 0 | 0 | 0 | 0 | 0 | 0 | 0 | 0 | 0 | 0 | 0 | 852
614 |  |  |  | Customer - System | F42 |  | 0 | 0 | 0 | 0 | 0 | 0 | 0 | 0 | 0 | 0 | 0 | 0 | 0 | 853
615 |  |  |  | System Generation | F105D |  | 0 | 0 | 0 | 0 | 0 | 0 | 0 | 0 | 0 | 0 | 0 | 0 | 0 | 854
616 |  |  |  | System Overheads | F102D |  | 1609804.6886 | 960631.9195 | 363453.6549 | 92099.6774 | 21656.2388 | 1995.1324 | 21270.1008 | 833.8217 | 464.2281 | 147130.3523 | 134.7813 | 134.7813 | 0 | 855
617 |  |  |  | Simple Cycle Combustion Turbine | F10 |  | 0 | 0 | 0 | 0 | 0 | 0 | 0 | 0 | 0 | 0 | 0 | 0 | 0 | 856
618 |  |  |  | Cholla | F10 |  | 0 | 0 | 0 | 0 | 0 | 0 | 0 | 0 | 0 | 0 | 0 | 0 | 0 | 857
619 |  |  | Total General Expense |  |  |  | 4958166.7591 | 2958727.4063 | 1119430.1042 | 283665.1938 | 66700.7894 | 6144.9684 | 65511.492 | 2568.1545 | 1429.8134 | 453158.5894 | 415.1238 | 415.1238 | 0
620
621 |  | 403GV0 | General Vehicles |  | F105D |  | 0 | 0 | 0 | 0 | 0 | 0 | 0 | 0 | 0 | 0 | 0 | 0 | 0 | 862
622
623 |  | 403MP | Mining Depreciation |  | F30 |  | 0 | 0 | 0 | 0 | 0 | 0 | 0 | 0 | 0 | 0 | 0 | 0 | 0 | 866
624
625 |  | 403EP | Experimental Plant Depreciation |  | F10 |  | 0 | 0 | 0 | 0 | 0 | 0 | 0 | 0 | 0 | 0 | 0 | 0 | 0 | 871
626
627
628 |  | TOTAL DEPRECIATION EXPENSE |  |  |  |  | 51713993.866 | 32331244.1041 | 9745847.3449 | 2416525.1081 | 1671759.6917 | 135146.4194 | 599950.7081 | 33005.2438 | 17701.0504 | 4744554.541 | 9129.8272 | 9129.8272 | 0
629
630 | [6 empty] | D: AMORTIZATION EXPENSE
631
632
633 |  | 404CLG | Amort of LT Plant - Cap. Lease Gen
634 |  |  | Situs |  | F10 |  | -315.9701 | -114.7531 | -84.1223 | -25.1479 | -0.56751 | -54.6968 | -2.824 | -0.078142 | -0.13165 | -20.0044 | -6.3806 | -7.2637 | 0 | 876
635 |  |  | System Generation |  | F10 |  | 0 | 0 | 0 | 0 | 0 | 0 | 0 | 0 | 0 | 0 | 0 | 0 | 0 | 877
636 |  |  | System Overheads |  | F102D |  | 65340.5503 | 38991.2011 | 14752.2628 | 3738.2446 | 879.0076 | 80.9807 | 863.3346 | 33.8441 | 18.8426 | 5971.891 | 5.4707 | 5.4707 | 0 | 878
637 |  |  | System Generation |  | F10 |  | 0 | 0 | 0 | 0 | 0 | 0 | 0 | 0 | 0 | 0 | 0 | 0 | 0 | 879
638 |  |  | Customer - System |  | F42 |  | 0 | 0 | 0 | 0 | 0 | 0 | 0 | 0 | 0 | 0 | 0 | 0 | 0 | 880
639 |  |  | System Generation |  | F10 |  | 0 | 0 | 0 | 0 | 0 | 0 | 0 | 0 | 0 | 0 | 0 | 0 | 0 | 881
640 |  |  | Total Amort. Cap. Lease General |  |  |  | 65024.5802 | 38876.448 | 14668.1405 | 3713.0967 | 878.4401 | 26.2838 | 860.5106 | 33.7659 | 18.711 | 5951.8867 | -0.90993 | -1.793 | 0
641
642 |  | 404CLS | Amort of LT Plant - Cap Lease Steam |  | F10 |  | 0 | 0 | 0 | 0 | 0 | 0 | 0 | 0 | 0 | 0 | 0 | 0 | 0 | 886
643
644 |  | 404IP | Amort of LT Plant - Intangible Plant
645 |  |  |  | Situs | F107D |  | -1947142.9695 | -1161934.5512 | -439616.2056 | -111399.377 | -26194.3536 | -2413.2169 | -25727.2995 | -1008.551 | -561.5082 | -177961.8565 | -163.0251 | -163.0251 | 0 | 889
646 |  |  |  | Energy | F30 |  | 0 | 0 | 0 | 0 | 0 | 0 | 0 | 0 | 0 | 0 | 0 | 0 | 0 | 890
647 |  |  |  | System Generation | F105D |  | 0 | 0 | 0 | 0 | 0 | 0 | 0 | 0 | 0 | 0 | 0 | 0 | 0 | 891
648 |  |  |  | System Overheads | F102D |  | 1005086.227 | 599773.3255 | 226923.3437 | 57502.7007 | 13521.1355 | 1245.6667 | 13280.0492 | 520.599 | 289.8422 | 91861.2622 | 84.1511 | 84.1511 | 0 | 892
649 |  |  |  | Customer - System | F42 |  | 0 | 0 | 0 | 0 | 0 | 0 | 0 | 0 | 0 | 0 | 0 | 0 | 0 | 893
650 |  |  |  | System Generation | F105D |  | 0 | 0 | 0 | 0 | 0 | 0 | 0 | 0 | 0 | 0 | 0 | 0 | 0 | 894
651 |  |  |  | System Generation | F105D |  | 0 | 0 | 0 | 0 | 0 | 0 | 0 | 0 | 0 | 0 | 0 | 0 | 0 | 895
652 |  |  |  | System Generation | F105D |  | 0 | 0 | 0 | 0 | 0 | 0 | 0 | 0 | 0 | 0 | 0 | 0 | 0 | 896
653 |  |  |  | System Generation | F105D |  | 0 | 0 | 0 | 0 | 0 | 0 | 0 | 0 | 0 | 0 | 0 | 0 | 0 | 897
654 |  |  |  | System Generation | F105D |  | 0 | 0 | 0 | 0 | 0 | 0 | 0 | 0 | 0 | 0 | 0 | 0 | 0 | 898
655 |  |  |  | System Generation | F10 |  | 0 | 0 | 0 | 0 | 0 | 0 | 0 | 0 | 0 | 0 | 0 | 0 | 0 | 899
656 |  |  | Total Amort. Intangible Plant |  |  |  | -942056.7425 | -562161.2257 | -212692.8618 | -53896.6762 | -12673.218 | -1167.5503 | -12447.2503 | -487.952 | -271.666 | -86100.5943 | -78.874 | -78.874 | 0
657
658 |  | Distribution - METER - Unbundled |  |  |  |  | D: AMORTIZATION EXPENSE (continued)
659
660
661 |  | A |  | B | C |  | D | E | F | G | H | I | J | K | L | M | N | O
662 |  | FERC ACCT |  | DESCRIPTION | COS Factor |  | Utah Jurisdiction Normalized | Residential Sch 1 | General Large Dist. Sch 6 | General +1 MW Sch 8 | Street & Area Lighting Sch. 7,11,12 | General Trans Sch 9 | Irrigation Sch 10 | Traffic Signals Sch 15 | Outdoor Lighting Sch 15 | General Small Dist. Sch 23 | Industrial Cust 1 | Industrial Cust 2
663 |  | 404O | Amort of LT Plant - Other Plant |  | F10 |  | 0 | 0 | 0 | 0 | 0 | 0 | 0 | 0 | 0 | 0 | 0 | 0 | 0 | 904
664
665 |  | 404HP | Amort of Other Electric Plant |  | F10 |  | 0 | 0 | 0 | 0 | 0 | 0 | 0 | 0 | 0 | 0 | 0 | 0 | 0 | 909
666
667 |  | 405 | Amort of Other Electric Plant |  | F10 |  | 0 | 0 | 0 | 0 | 0 | 0 | 0 | 0 | 0 | 0 | 0 | 0 | 0 | 917
668
669 |  | 406 | Amort of Plant Acquisition Adj |  | F10 |  | 0 | 0 | 0 | 0 | 0 | 0 | 0 | 0 | 0 | 0 | 0 | 0 | 0 | 925
670
671 |  | 407 | Amort of Prop Losses, Unrec Plant, |  | F151 |  | 0 | 0 | 0 | 0 | 0 | 0 | 0 | 0 | 0 | 0 | 0 | 0 | 0 | 934
672
673
674 |  | TOTAL AMORTIZATION EXPENSE |  |  |  |  | -877032.1623 | -523284.7777 | -198024.7214 | -50183.5795 | -11794.7779 | -1141.2664 | -11586.7397 | -454.186 | -252.9551 | -80148.7076 | -79.7839 | -80.667 | 0
675
676
677 | [6 empty] | D: TAX OTHER THAN INCOME
678
679
680 |  | 408 | Total Taxes Other Than Income |  | F101D |  | 17039141.8018 | 10171613.4 | 3921780.7581 | 995103.6283 | 164190.9777 | -8372.6029 | 231082.351 | 8415.3606 | 4879.3513 | 1549658.1779 | 441.0285 | 349.3713 | 0 | 947
681
682
683 | [6 empty] | D: DEFERRED ITC
684
685
686 |  | 41140 | Deferred I T C - Federal |  | F101D |  | -1021898.9471 | -610028.436 | -235203.3732 | -59679.9629 | -9847.1266 | 502.1353 | -13858.8442 | -504.6996 | -292.6323 | -92938.6045 | -26.4501 | -20.9531 | 0 | 952
687
688 |  | 41141 | Deferred I T C - Idaho |  | F101D |  | 0 | 0 | 0 | 0 | 0 | 0 | 0 | 0 | 0 | 0 | 0 | 0 | 0 | 955
689
690 |  | TOTAL DEFERRED ITC |  |  |  |  | -1021898.9471 | -610028.436 | -235203.3732 | -59679.9629 | -9847.1266 | 502.1353 | -13858.8442 | -504.6996 | -292.6323 | -92938.6045 | -26.4501 | -20.9531 | 0
691
692 |  | 427 | Interest on Long-Term Debt |  |  |  | 37401795.9657 | 22327216.5613 | 8608511.2409 | 2184303.8401 | 360407.673 | -18378.2956 | 507237.691 | 18472.151 | 10710.4281 | 3401579.7074 | 968.0804 | 766.888 | 0
693
694 |  | 428-432 |  | Electric Interest Deductions for Tax | F104D |  | 206827.1884 | 123278.789 | 47481.9021 | 12062.4651 | 1974.5677 | 203.1754 | 2797.1186 | 103.5589 | 62.2029 | 18835.9576 | 13.7255 | 13.7255 | 0 | 984
695
696 | [6 empty] | D: DEFERRED INCOME TAXES
697
698
699 |  | 41010 | Deferred Income Tax - Federal-DR |  | F101D |  | 52545187.853 | 31367151.1797 | 12093960.4265 | 3068693.6988 | 506331.0035 | -25819.3749 | 712610.1588 | 25951.2309 | 15046.91 | 4778825.1903 | 1360.0407 | 1077.3888 | 0 | 1010
700
701 |  | 41020 | Deferred Income Tax - State-DR |  | F101D |  | 0 | 0 | 0 | 0 | 0 | 0 | 0 | 0 | 0 | 0 | 0 | 0 | 0 | 1025
702
703 |  | 41120 | Deferred Income Tax - Federal-CR |  | F101D |  | -54788186.8713 | -32706122.3049 | -12610215.91 | -3199687.1777 | -527944.7799 | 26921.5279 | -743029.3837 | -27059.0123 | -15689.2182 | -4982819.1362 | -1418.0969 | -1123.3793 | 0 | 1044
704
705 |  | 41111 | Deferred Income Tax - State-CR |  | F101D |  | 0 | 0 | 0 | 0 | 0 | 0 | 0 | 0 | 0 | 0 | 0 | 0 | 0 | 1059
706
707 |  | TOTAL DEFERRED INCOME TAXES |  |  |  |  | -2242999.0183 | -1338971.1252 | -516255.4836 | -130993.4789 | -21613.7764 | 1102.1529 | -30419.2249 | -1107.7815 | -642.3082 | -203993.9459 | -58.0561 | -45.9905 | 0
708
709 |  | SCHMAF | Additions - Flow Through
710 |  |  |  | S | F101D |  | 0 | 0 | 0 | 0 | 0 | 0 | 0 | 0 | 0 | 0 | 0 | 0 | 0 | 1064
711 |  |  |  | SNP | F104D |  | 0 | 0 | 0 | 0 | 0 | 0 | 0 | 0 | 0 | 0 | 0 | 0 | 0 | 1065
712 |  |  |  | SO | F102D |  | 0 | 0 | 0 | 0 | 0 | 0 | 0 | 0 | 0 | 0 | 0 | 0 | 0 | 1066
713 |  |  |  | SE | F30 |  | 0 | 0 | 0 | 0 | 0 | 0 | 0 | 0 | 0 | 0 | 0 | 0 | 0 | 1067
714 |  |  |  | TROJP | F10 |  | 0 | 0 | 0 | 0 | 0 | 0 | 0 | 0 | 0 | 0 | 0 | 0 | 0 | 1068
715 |  |  |  | SG | F10 |  | 0 | 0 | 0 | 0 | 0 | 0 | 0 | 0 | 0 | 0 | 0 | 0 | 0 | 1069
716
717
718 |  | SCHMAP | Additions - Permanent
719 |  |  |  | S | F101D |  | 0 | 0 | 0 | 0 | 0 | 0 | 0 | 0 | 0 | 0 | 0 | 0 | 0 | 1073
720 |  |  |  | SE | F30 |  | 0 | 0 | 0 | 0 | 0 | 0 | 0 | 0 | 0 | 0 | 0 | 0 | 0 | 1074
721 |  |  |  | SNP | F104D |  | 0 | 0 | 0 | 0 | 0 | 0 | 0 | 0 | 0 | 0 | 0 | 0 | 0 | 1075
722 |  |  |  | SO | F102D |  | 0 | 0 | 0 | 0 | 0 | 0 | 0 | 0 | 0 | 0 | 0 | 0 | 0 | 1076
723 |  |  |  | SG | F10 |  | 0 | 0 | 0 | 0 | 0 | 0 | 0 | 0 | 0 | 0 | 0 | 0 | 0 | 1077
724 |  |  |  | BADDEBT | F80 |  | 5412.4887 | 4876.8583 | 252.8543 | 73.1984 | 0 | 130.1043 | 14.7516 | 0 | 0 | 64.7219 | 0 | 0 | 0 | 1078
725
726
727 |  | SCHMAT | Additions - Temporary
728 |  |  |  | S | F101D |  | 1664894.8328 | 993868.5169 | 383197.264 | 97231.5923 | 16043.1032 | -818.0872 | 22579.0604 | 822.265 | 476.7615 | 151417.1267 | 43.0929 | 34.1371 | 0 | 1082
729 |  |  |  | SGCT | F10 |  | 0 | 0 | 0 | 0 | 0 | 0 | 0 | 0 | 0 | 0 | 0 | 0 | 0 | 1083
730 |  |  |  | CIAC | F104D |  | 51876474.4716 | 30920832.9876 | 11909428.8327 | 3025512.1034 | 495261.8376 | 50960.5376 | 701574.3566 | 25974.6814 | 15601.7522 | 4724442.0962 | 3442.6432 | 3442.6432 | 0 | 1084
731 |  |  |  | SNP | F104D |  | 2810959.3684 | 1675464.7661 | 645319.8852 | 163939.2746 | 26836.0739 | 2761.3288 | 38015.2474 | 1407.4544 | 845.3907 | 255996.8638 | 186.5418 | 186.5418 | 0 | 1085
732 |  |  |  | TROJD | F10 |  | 0 | 0 | 0 | 0 | 0 | 0 | 0 | 0 | 0 | 0 | 0 | 0 | 0 | 1086
733 |  |  |  | SG | F10 |  | 0 | 0 | 0 | 0 | 0 | 0 | 0 | 0 | 0 | 0 | 0 | 0 | 0 | 1087
734 |  |  |  | SE | F30 |  | 0 | 0 | 0 | 0 | 0 | 0 | 0 | 0 | 0 | 0 | 0 | 0 | 0 | 1088
735 |  |  |  | SG | F10 |  | 0 | 0 | 0 | 0 | 0 | 0 | 0 | 0 | 0 | 0 | 0 | 0 | 0 | 1089
736 |  |  |  | GPS | F102D |  | 36810.6144 | 21966.299 | 8310.9165 | 2105.9982 | 495.2026 | 45.6217 | 486.373 | 19.0666 | 10.6153 | 3364.3576 | 3.082 | 3.082 | 0 | 1090
737 |  |  |  | SO | F102D |  | 5624561.0955 | 3356390.3496 | 1269885.286 | 321790.7527 | 75665.6005 | 6970.8729 | 74316.4575 | 2913.3232 | 1621.9852 | 514064.6323 | 470.9179 | 470.9179 | 0 | 1091
738 |  |  |  | SNPD | F104D |  | 174794.5372 | 104185.8134 | 40128.0758 | 10194.2739 | 1668.7538 | 171.7083 | 2363.9109 | 87.5201 | 52.5691 | 15918.7122 | 11.5998 | 11.5998 | 0 | 1092
739 |  |  |  | BADDEBT | F80 |  | 0 | 0 | 0 | 0 | 0 | 0 | 0 | 0 | 0 | 0 | 0 | 0 | 0 | 1093
740 |  |  |  | TAXDEPR | F151D |  | 0 | 0 | 0 | 0 | 0 | 0 | 0 | 0 | 0 | 0 | 0 | 0 | 0 | 1094
741 |  |  |  | SCHMDEXP | F151D |  | 69967457.4909 | 43743187.837 | 13185834.4104 | 3269484.8171 | 2261839.9086 | 182848.9863 | 811715.0219 | 44655.0889 | 23948.9817 | 6419237.683 | 12352.378 | 12352.378 | 0 | 1095
742
743
744 |  | TOTAL SCHEDULE - M ADDITIONS |  |  |  |  | 132161364.8995 | 80820773.4278 | 27442357.5249 | 6890332.0104 | 2877810.4802 | 243071.0726 | 1651065.1793 | 75879.3996 | 42558.0557 | 12084506.1937 | 16510.2555 | 16501.2997 | 0
745
746 |  | SCHMDF | Deductions - Flow Through
747 |  |  |  | S | F101D |  | 0 | 0 | 0 | 0 | 0 | 0 | 0 | 0 | 0 | 0 | 0 | 0 | 0 | 1101
748 |  |  |  | DGP | F10 |  | 0 | 0 | 0 | 0 | 0 | 0 | 0 | 0 | 0 | 0 | 0 | 0 | 0 | 1102
749 |  |  |  | DGU | F10 |  | 0 | 0 | 0 | 0 | 0 | 0 | 0 | 0 | 0 | 0 | 0 | 0 | 0 | 1103
750
751 |  | SCHMDP | Deductions - Permanent
752 |  |  |  | S | F101D |  | 0 | 0 | 0 | 0 | 0 | 0 | 0 | 0 | 0 | 0 | 0 | 0 | 0 | 1106
753 |  |  |  | SE | F30 |  | 0 | 0 | 0 | 0 | 0 | 0 | 0 | 0 | 0 | 0 | 0 | 0 | 0 | 1107
754 |  |  |  | SNP | F104D |  | 7404.7868 | 4413.6032 | 1699.9378 | 431.858 | 70.6931 | 7.274 | 100.1419 | 3.7076 | 2.227 | 674.3613 | 0.4914 | 0.4914 | 0 | 1108
755 |  |  |  | IBT | F150D |  | -3779.2073 | -1767.1556 | -1238.2752 | -286.0198 | -16.1177 | 6.8283 | -46.3479 | -2.6222 | -3.0313 | -427.1327 | 0.35827 | 0.30847 | 0 | 1109
756 |  |  |  | SG | F10 |  | 0 | 0 | 0 | 0 | 0 | 0 | 0 | 0 | 0 | 0 | 0 | 0 | 0 | 1110
757 |  |  |  | SO | F102D |  | -4158.226 | -2481.3722 | -938.8235 | -237.8992 | -55.9394 | -5.1536 | -54.942 | -2.1538 | -1.1991 | -380.0469 | -0.34815 | -0.34815 | 0 | 1111
758
759
760 |  | SCHMDT | Deductions - Temporary
761 |  |  |  | S | F101D |  | 1062988.6997 | 634557.1994 | 244660.7157 | 62079.6472 | 10243.0719 | -522.3257 | 14416.0974 | 524.9932 | 304.3989 | 96675.5926 | 27.5136 | 21.7956 | 0 | 1115
762 |  |  |  | BADDEBT | F80 |  | 0 | 0 | 0 | 0 | 0 | 0 | 0 | 0 | 0 | 0 | 0 | 0 | 0 | 1116
763 |  |  |  | SNP | F104D |  | 5885695.6192 | 3508153.033 | 1351195.7746 | 343262.4039 | 56190.4111 | 5781.7771 | 79597.7976 | 2946.9826 | 1770.1119 | 536016.1505 | 390.5884 | 390.5884 | 0 | 1117
764 |  |  |  | CN | F40 |  | 0 | 0 | 0 | 0 | 0 | 0 | 0 | 0 | 0 | 0 | 0 | 0 | 0 | 1118
765 |  |  |  | TROJD | F10 |  | 19016.5873 | 6906.3873 | 5062.8836 | 1513.5182 | 34.1556 | 3291.9167 | 169.9632 | 4.7029 | 7.9235 | 1203.9589 | 384.0143 | 437.163 | 0 | 1119
766 |  |  |  | DGP | F10 |  | 0 | 0 | 0 | 0 | 0 | 0 | 0 | 0 | 0 | 0 | 0 | 0 | 0 | 1120
767 |  |  |  | SE | F30 |  | 0 | 0 | 0 | 0 | 0 | 0 | 0 | 0 | 0 | 0 | 0 | 0 | 0 | 1121
768 |  |  |  | SG | F10 |  | 0 | 0 | 0 | 0 | 0 | 0 | 0 | 0 | 0 | 0 | 0 | 0 | 0 | 1122
769 |  |  |  | GPS | F102D |  | -4560619.1865 | -2721495.5915 | -1029673.8006 | -260920.8178 | -61352.6964 | -5652.2626 | -60258.7573 | -2362.239 | -1315.1705 | -416824.1726 | -381.8391 | -381.8391 | 0 | 1123
770 |  |  |  | SO | F102D |  | 7950123.8807 | 4744142.4527 | 1794939.2258 | 454840.174 | 106950.7269 | 9853.0893 | 105043.7595 | 4117.8822 | 2292.6203 | 726612.6974 | 665.6262 | 665.6262 | 0 | 1124
771 |  |  |  | TAXDEPR | F151D |  | 128680799.7024 | 80450377.8507 | 24250755.673 | 6013080.0226 | 4159867.7254 | 336287.1058 | 1492867.4258 | 82127.5027 | 44045.8212 | 11805954.7703 | 22717.9025 | 22717.9025 | 0 | 1125
772 |  |  |  | SNPD | F104D |  | 24377.8562 | 14530.3556 | 5596.4933 | 1421.7523 | 232.734 | 23.9474 | 329.6847 | 12.2061 | 7.3316 | 2220.1156 | 1.6178 | 1.6178 | 0 | 1126
773
774
775 |  | TOTAL SCHEDULE - M DEDUCTIONS |  |  |  |  | 139061850.5125 | 86637336.7626 | 26622059.8046 | 6615184.6396 | 4272164.7644 | 349072.1968 | 1632164.823 | 87370.9622 | 47111.0334 | 12751726.2944 | 23805.9253 | 23853.3062 | 0
776
777 |  | TOTAL SCHEDULE - M ADJUSTMENTS |  |  |  |  | -6900485.613 | -5816563.3347 | 820297.7204 | 275147.3708 | -1394354.2842 | -106001.1242 | 18900.3562 | -11491.5627 | -4552.9777 | -667220.1006 | -7295.6698 | -7352.0065 | 0
778
779
780
781 | [6 empty] | D: INCOME TAXES
782
783 |  |  | State Income Taxes Before Credits |  | F150D |  | 5186621.0228 | 2425261.6522 | 1699420.973 | 392536.2971 | 22120.1484 | -9371.274 | 63608.258 | 3598.7754 | 4160.1418 | 586201.0892 | -491.6973 | -423.341 | 0 | 1134
784 |  |  | Renewable Energy Credits |  | F10 |  | 0 | 0 | 0 | 0 | 0 | 0 | 0 | 0 | 0 | 0 | 0 | 0 | 0 | 1136
785 |  | 40911 | State Income Taxes |  |  |  | 5186621.0228 | 2425261.6522 | 1699420.973 | 392536.2971 | 22120.1484 | -9371.274 | 63608.258 | 3598.7754 | 4160.1418 | 586201.0892 | -491.6973 | -423.341 | 0
786
787 |  | Calculation of Taxable Income
788
789 |  |  | Operating Revenues |  |  |  | 321840961.4931 | 177586789.3174 | 80912434.5478 | 19554728.5577 | 6652958.3357 | 740254.2879 | 3910563.2702 | 204750.9149 | 148071.0575 | 31948133.7633 | 80849.1492 | 101428.2915 | 0
790 |  |  | Operating Deductions
791 |  |  | O & M Expenses |  |  |  | 99126956.4615 | 56240199.6675 | 23075542.1248 | 5855346.1205 | 2621771.527 | 746668.1827 | 1251595.6122 | 56394.6238 | 19968.5128 | 9089413.8643 | 75294.6308 | 94761.5952 | 0
792 |  |  | Depreciation Expense |  |  |  | 51713993.866 | 32331244.1041 | 9745847.3449 | 2416525.1081 | 1671759.6917 | 135146.4194 | 599950.7081 | 33005.2438 | 17701.0504 | 4744554.541 | 9129.8272 | 9129.8272 | 0
793 |  |  | Amortization Expense |  |  |  | -877032.1623 | -523284.7777 | -198024.7214 | -50183.5795 | -11794.7779 | -1141.2664 | -11586.7397 | -454.186 | -252.9551 | -80148.7076 | -79.7839 | -80.667 | 0
794 |  |  | Taxes Other Than Income |  |  |  | 17039141.8018 | 10171613.4 | 3921780.7581 | 995103.6283 | 164190.9777 | -8372.6029 | 231082.351 | 8415.3606 | 4879.3513 | 1549658.1779 | 441.0285 | 349.3713 | 0
795 |  |  | Interest & Dividends (AFUDC-Equity) |  | F104D |  | -3858118.7795 | -2299621.3147 | -885719.2302 | -225011.1478 | -36833.247 | -3789.9994 | -52176.969 | -1931.7698 | -1160.322 | -351362.7123 | -256.0337 | -256.0337 | 0 | 1147
796 |  |  | Misc Revenue & Expense |  |  |  | -55842.2686 | -20280.6281 | -14867.1737 | -4444.4511 | -100.2981 | -9666.7237 | -499.0975 | -13.8102 | -23.2673 | -3535.4291 | -1127.6592 | -1283.7307 | 0
797 |  |  | Total Operating Deductions |  |  |  | 163089098.919 | 95899870.4511 | 35644559.1025 | 8987335.6784 | 4408993.8733 | 858844.0097 | 2018365.865 | 95415.4622 | 41112.3702 | 14948579.7343 | 83402.0098 | 102620.3624 | 0
798 |  |  | Other Deductions
799 |  |  | Interest Deductions |  | F101D |  | 37608623.1541 | 22450495.3503 | 8655993.143 | 2196366.3052 | 362382.2408 | -18175.1202 | 510034.8096 | 18575.7099 | 10772.631 | 3420415.665 | 981.8059 | 780.6136 | 0
800 |  |  | Interest on PCRBS |  |  |  | 0 | 0 | 0 | 0 | 0 | 0 | 0 | 0 | 0 | 0 | 0 | 0 | 0
801 |  |  | Schedule M Adjustments |  |  |  | -6900485.613 | -5816563.3347 | 820297.7204 | 275147.3708 | -1394354.2842 | -106001.1242 | 18900.3562 | -11491.5627 | -4552.9777 | -667220.1006 | -7295.6698 | -7352.0065 | 0
802
803 |  |  | Income Before State Taxes |  |  |  | 114242753.8071 | 53419860.1813 | 37432180.0227 | 8646173.9448 | 487227.9374 | -206415.7258 | 1401062.9518 | 79268.1802 | 91633.0786 | 12911918.2633 | -10830.3363 | -9324.6909 | 0
804
805 |  |  | State Income Taxes |  |  |  | 5186621.0228 | 2425261.6522 | 1699420.973 | 392536.2971 | 22120.1484 | -9371.274 | 63608.258 | 3598.7754 | 4160.1418 | 586201.0892 | -491.6973 | -423.341 | 0
806
807 |  |  | Adjustments to Calculated Tax:
808 |  |  |  | PMI | F30 |  | 0 | 0 | 0 | 0 | 0 | 0 | 0 | 0 | 0 | 0 | 0 | 0 | 0 | 1166
809 |  |  |  | Renewable Energy Credits | F10 |  | 0 | 0 | 0 | 0 | 0 | 0 | 0 | 0 | 0 | 0 | 0 | 0 | 0 | 1167
810 |  |  |  | System Overheads | F102D |  | 0 | 0 | 0 | 0 | 0 | 0 | 0 | 0 | 0 | 0 | 0 | 0 | 0 | 1168
811 |  |  |  | Situs | F107D |  | 0 | 0 | 0 | 0 | 0 | 0 | 0 | 0 | 0 | 0 | 0 | 0 | 0 | 1169
812 |  |  |  | Total Adjustments |  |  | 0 | 0 | 0 | 0 | 0 | 0 | 0 | 0 | 0 | 0 | 0 | 0 | 0
813
814 |  |  | 35%
815
816 |  | 40910 | Federal Income Tax |  |  |  | 38169646.4745 | 17848109.4852 | 12506465.6674 | 2888773.1767 | 162787.7261 | -68965.5582 | 468109.1428 | 26484.2917 | 30615.5279 | 4314001.011 | -3618.5237 | -3115.4725 | 0
817
818
819 |  | TOTAL OPERATING EXPENSES |  |  |  |  | 207038587.2304 | 116523863.342 | 49984706.1164 | 12302982.8583 | 4599274.0917 | 785901.4652 | 2557982.1658 | 125817.818 | 76113.4213 | 19903211.9963 | 79463.3164 | 99270.639 | 0
820
821
822 |  | Distribution - METER - Unbundled |  |  |  |  | D: STEAM PRODUCTION PLANT
823
824 |  | A |  | B | C |  | D | E | F | G | H | I | J | K | L | M | N | O
825 |  | FERC ACCT |  | DESCRIPTION | COS Factor |  | Utah Jurisdiction Normalized | Residential Sch 1 | General Large Dist. Sch 6 | General +1 MW Sch 8 | Street & Area Lighting Sch. 7,11,12 | General Trans Sch 9 | Irrigation Sch 10 | Traffic Signals Sch 15 | Outdoor Lighting Sch 15 | General Small Dist. Sch 23 | Industrial Cust 1 | Industrial Cust 2
826 |  | 310 | Land and Land Rights |  | F10 |  | 0 | 0 | 0 | 0 | 0 | 0 | 0 | 0 | 0 | 0 | 0 | 0 | 0 | 1186
827 |  |  |  | Total 310 |  |  | 0 | 0 | 0 | 0 | 0 | 0 | 0 | 0 | 0 | 0 | 0 | 0 | 0
828
829 |  | 311 | Structures and Improvements |  | F10 |  | 0 | 0 | 0 | 0 | 0 | 0 | 0 | 0 | 0 | 0 | 0 | 0 | 0 | 1193
830 |  |  |  | Total 311 |  |  | 0 | 0 | 0 | 0 | 0 | 0 | 0 | 0 | 0 | 0 | 0 | 0 | 0
831
832 |  | 312 | Boiler Plant Equipment |  | F10 |  | 0 | 0 | 0 | 0 | 0 | 0 | 0 | 0 | 0 | 0 | 0 | 0 | 0 | 1200
833 |  |  |  | Total 312 |  |  | 0 | 0 | 0 | 0 | 0 | 0 | 0 | 0 | 0 | 0 | 0 | 0 | 0
834
835 |  | 314 | Turbogenerator Units |  | F10 |  | 0 | 0 | 0 | 0 | 0 | 0 | 0 | 0 | 0 | 0 | 0 | 0 | 0 | 1207
836 |  |  |  | Total 314 |  |  | 0 | 0 | 0 | 0 | 0 | 0 | 0 | 0 | 0 | 0 | 0 | 0 | 0
837
838 |  | 315 | Accessory Electric Equipment |  | F10 |  | 0 | 0 | 0 | 0 | 0 | 0 | 0 | 0 | 0 | 0 | 0 | 0 | 0 | 1214
839 |  |  |  | Total 316 |  |  | 0 | 0 | 0 | 0 | 0 | 0 | 0 | 0 | 0 | 0 | 0 | 0 | 0
840
841 |  | 316 | Misc Power Plant Equipment |  | F10 |  | 0 | 0 | 0 | 0 | 0 | 0 | 0 | 0 | 0 | 0 | 0 | 0 | 0 | 1221
842 |  |  |  | Total 316 |  |  | 0 | 0 | 0 | 0 | 0 | 0 | 0 | 0 | 0 | 0 | 0 | 0 | 0
843
844 |  | S00 | Unclassified Steam Plant - Acct 300 |  | F10 |  | 0 | 0 | 0 | 0 | 0 | 0 | 0 | 0 | 0 | 0 | 0 | 0 | 0 | 1226
845
846
847
848 |  | Total Steam Production Plant |  |  |  |  | 0 | 0 | 0 | 0 | 0 | 0 | 0 | 0 | 0 | 0 | 0 | 0 | 0
849
850
851 | [6 empty] | D: NUCLEAR PRODUCTION
852
853
854 |  | 320 | Land and Land Rights |  | F10 |  | 0 | 0 | 0 | 0 | 0 | 0 | 0 | 0 | 0 | 0 | 0 | 0 | 0 | 1232
855
856 |  | 321 | Structures and Improvements |  | F10 |  | 0 | 0 | 0 | 0 | 0 | 0 | 0 | 0 | 0 | 0 | 0 | 0 | 0 | 1236
857
858 |  | 322 | Reactor Plant Equipment |  | F10 |  | 0 | 0 | 0 | 0 | 0 | 0 | 0 | 0 | 0 | 0 | 0 | 0 | 0 | 1240
859
860 |  | 323 | Turbogenerator Units |  | F10 |  | 0 | 0 | 0 | 0 | 0 | 0 | 0 | 0 | 0 | 0 | 0 | 0 | 0 | 1244
861
862 |  | 324 | Land and Land Rights |  | F10 |  | 0 | 0 | 0 | 0 | 0 | 0 | 0 | 0 | 0 | 0 | 0 | 0 | 0 | 1248
863
864 |  | 325 | Misc. Power Plant Equipment |  | F10 |  | 0 | 0 | 0 | 0 | 0 | 0 | 0 | 0 | 0 | 0 | 0 | 0 | 0 | 1252
865
866 |  | N00 | Unclassified Nuclear Plt - Acct 300 |  | F10 |  | 0 | 0 | 0 | 0 | 0 | 0 | 0 | 0 | 0 | 0 | 0 | 0 | 0 | 1258
867
868 |  | Total Nuclear Production Plant |  |  |  |  | 0 | 0 | 0 | 0 | 0 | 0 | 0 | 0 | 0 | 0 | 0 | 0 | 0
869
870
871 | [6 empty] | D: HYDRAULIC PRODUCTION PLANT
872
873
874 |  | 330 | Land and Land Rights |  | F10 |  | 0 | 0 | 0 | 0 | 0 | 0 | 0 | 0 | 0 | 0 | 0 | 0 | 0 | 1268
875
876 |  | 331 | Structures and Improvements |  | F10 |  | 0 | 0 | 0 | 0 | 0 | 0 | 0 | 0 | 0 | 0 | 0 | 0 | 0 | 1275
877
878 |  | 332 | Reservoirs, Dams & Waterways |  | F10 |  | 0 | 0 | 0 | 0 | 0 | 0 | 0 | 0 | 0 | 0 | 0 | 0 | 0 | 1282
879
880 |  | 333 | Water Wheel, Turbines, & Generators |  | F10 |  | 0 | 0 | 0 | 0 | 0 | 0 | 0 | 0 | 0 | 0 | 0 | 0 | 0 | 1289
881
882 |  | 334 | Accessory Electric Equipment |  | F10 |  | 0 | 0 | 0 | 0 | 0 | 0 | 0 | 0 | 0 | 0 | 0 | 0 | 0 | 1296
883
884 |  | 335 | Misc. Power Plant Equipment |  | F10 |  | 0 | 0 | 0 | 0 | 0 | 0 | 0 | 0 | 0 | 0 | 0 | 0 | 0 | 1303
885
886 |  | 336 | Roads, Railroads & Bridges |  | F10 |  | 0 | 0 | 0 | 0 | 0 | 0 | 0 | 0 | 0 | 0 | 0 | 0 | 0 | 1310
887
888 |  | H00 | Unclassified Hydro Plant - Acct 300 |  | F10 |  | 0 | 0 | 0 | 0 | 0 | 0 | 0 | 0 | 0 | 0 | 0 | 0 | 0 | 1316
889
890 |  | Total Hydraulic Plant |  |  |  |  | 0 | 0 | 0 | 0 | 0 | 0 | 0 | 0 | 0 | 0 | 0 | 0 | 0
891
892 |  | Distribution - METER - Unbundled
893 |  | A |  | B | C |  | D | E | F | G | H | I | J | K | L | M | N | O
894 |  | FERC ACCT |  | DESCRIPTION | COS Factor |  | Utah Jurisdiction Normalized | Residential Sch 1 | General Large Dist. Sch 6 | General +1 MW Sch 8 | Street & Area Lighting Sch. 7,11,12 | General Trans Sch 9 | Irrigation Sch 10 | Traffic Signals Sch 15 | Outdoor Lighting Sch 15 | General Small Dist. Sch 23 | Industrial Cust 1 | Industrial Cust 2
895 |  | 340 | Land and Land Rights |  | F10 |  | 0 | 0 | 0 | 0 | 0 | 0 | 0 | 0 | 0 | 0 | 0 | 0 | 0 | 1322
896 |  |  |  | Wind Generation | F10 |  | 0 | 0 | 0 | 0 | 0 | 0 | 0 | 0 | 0 | 0 | 0 | 0 | 0 | 1323
897 |  |  |  | Simple Cycle Combustion Turbine | F10 |  | 0 | 0 | 0 | 0 | 0 | 0 | 0 | 0 | 0 | 0 | 0 | 0 | 0 | 1324
898 |  |  |  | Total 340 |  |  | 0 | 0 | 0 | 0 | 0 | 0 | 0 | 0 | 0 | 0 | 0 | 0 | 0
899
900 |  | 341 | Structures and Improvements |  | F10 |  | 0 | 0 | 0 | 0 | 0 | 0 | 0 | 0 | 0 | 0 | 0 | 0 | 0 | 1328
901 |  |  |  | Wind Generation | F10 |  | 0 | 0 | 0 | 0 | 0 | 0 | 0 | 0 | 0 | 0 | 0 | 0 | 0 | 1330
902 |  |  |  | Simple Cycle Combustion Turbine | F10 |  | 0 | 0 | 0 | 0 | 0 | 0 | 0 | 0 | 0 | 0 | 0 | 0 | 0 | 1331
903 |  |  |  | Total 341 |  |  | 0 | 0 | 0 | 0 | 0 | 0 | 0 | 0 | 0 | 0 | 0 | 0 | 0
904
905 |  | 342 | Fuel Holders, Producers & Access |  | F10 |  | 0 | 0 | 0 | 0 | 0 | 0 | 0 | 0 | 0 | 0 | 0 | 0 | 0 | 1335
906 |  |  |  | Simple Cycle Combustion Turbine | F10 |  | 0 | 0 | 0 | 0 | 0 | 0 | 0 | 0 | 0 | 0 | 0 | 0 | 0 | 1337
907 |  |  |  | Total 342 |  |  | 0 | 0 | 0 | 0 | 0 | 0 | 0 | 0 | 0 | 0 | 0 | 0 | 0
908
909 |  | 343 | Prime Movers |  | F10 |  | 0 | 0 | 0 | 0 | 0 | 0 | 0 | 0 | 0 | 0 | 0 | 0 | 0 | 1342
910 |  |  |  | Wind Generation | F10 |  | 0 | 0 | 0 | 0 | 0 | 0 | 0 | 0 | 0 | 0 | 0 | 0 | 0 | 1343
911 |  |  |  | Simple Cycle Combustion Turbine | F10 |  | 0 | 0 | 0 | 0 | 0 | 0 | 0 | 0 | 0 | 0 | 0 | 0 | 0 | 1344
912 |  |  |  | Total 343 |  |  | 0 | 0 | 0 | 0 | 0 | 0 | 0 | 0 | 0 | 0 | 0 | 0 | 0
913
914 |  | 344 | Generators |  | F10 |  | 0 | 0 | 0 | 0 | 0 | 0 | 0 | 0 | 0 | 0 | 0 | 0 | 0 | 1349
915 |  |  |  | Wind Generation | F10 |  | 0 | 0 | 0 | 0 | 0 | 0 | 0 | 0 | 0 | 0 | 0 | 0 | 0 | 1350
916 |  |  |  | Simple Cycle Combustion Turbine | F10 |  | 0 | 0 | 0 | 0 | 0 | 0 | 0 | 0 | 0 | 0 | 0 | 0 | 0 | 1351
917 |  |  |  | Total 344 |  |  | 0 | 0 | 0 | 0 | 0 | 0 | 0 | 0 | 0 | 0 | 0 | 0 | 0
918
919 |  | 345 | Accessory Electric Plant |  | F10 |  | 0 | 0 | 0 | 0 | 0 | 0 | 0 | 0 | 0 | 0 | 0 | 0 | 0 | 1355
920 |  |  |  | Wind Generation | F10 |  | 0 | 0 | 0 | 0 | 0 | 0 | 0 | 0 | 0 | 0 | 0 | 0 | 0 | 1356
921 |  |  |  | Simple Cycle Combustion Turbine | F10 |  | 0 | 0 | 0 | 0 | 0 | 0 | 0 | 0 | 0 | 0 | 0 | 0 | 0 | 1358
922 |  |  |  | Total 345 |  |  | 0 | 0 | 0 | 0 | 0 | 0 | 0 | 0 | 0 | 0 | 0 | 0 | 0
923
924 |  | 346 | Misc. Power Plant Equipment |  | F10 |  | 0 | 0 | 0 | 0 | 0 | 0 | 0 | 0 | 0 | 0 | 0 | 0 | 0 | 1362
925 |  |  |  | Wind Generation | F10 |  | 0 | 0 | 0 | 0 | 0 | 0 | 0 | 0 | 0 | 0 | 0 | 0 | 0 | 1363
926
927 |  | O00 | Unclassified Other Prod - Acct 300 |  | F10 |  | 0 | 0 | 0 | 0 | 0 | 0 | 0 | 0 | 0 | 0 | 0 | 0 | 0 | 1370
928
929 |  | Total Other Production Plant |  |  |  |  | 0 | 0 | 0 | 0 | 0 | 0 | 0 | 0 | 0 | 0 | 0 | 0 | 0
930
931 |  | Experimental Plant
932 |  | 103 | Experimental Plant |  | F10 |  | 0 | 0 | 0 | 0 | 0 | 0 | 0 | 0 | 0 | 0 | 0 | 0 | 0 | 1376
933
934 |  | TOTAL PRODUCTION PLANT |  |  |  |  | 0 | 0 | 0 | 0 | 0 | 0 | 0 | 0 | 0 | 0 | 0 | 0 | 0
935
936 | [6 empty] | D: TRANSMISSION PLANT
937 |  | 350 | Land and Land Rights
938 |  |  |  | Demand | F10 |  | 0 | 0 | 0 | 0 | 0 | 0 | 0 | 0 | 0 | 0 | 0 | 0 | 0 | 1385
939 |  |  |  | Direct Assigned | A | 0 | 0 | 0 | 0 | 0 | 0 | 0 | 0 | 0 | 0 | 0 | 0 | 0 | 0
940 | [6 empty] | 0 | 0 | 0 | 0 | 0 | 0 | 0 | 0 | 0 | 0 | 0 | 0 | 0
941 |  | 352 | Structures and Improvements
942 |  |  |  | Demand | F10 |  | 0 | 0 | 0 | 0 | 0 | 0 | 0 | 0 | 0 | 0 | 0 | 0 | 0 | 1392
943 |  |  |  | Direct Assigned | A | 0 | 0 | 0 | 0 | 0 | 0 | 0 | 0 | 0 | 0 | 0 | 0 | 0 | 0
944 | [6 empty] | 0 | 0 | 0 | 0 | 0 | 0 | 0 | 0 | 0 | 0 | 0 | 0 | 0
945 |  | 353 | Station Equipment
946 |  |  |  | Demand | F10 |  | 0 | 0 | 0 | 0 | 0 | 0 | 0 | 0 | 0 | 0 | 0 | 0 | 0 | 1398
947 |  |  |  | Direct Assigned | A | 0 | 0 | 0 | 0 | 0 | 0 | 0 | 0 | 0 | 0 | 0 | 0 | 0 | 0
948 | [6 empty] | 0 | 0 | 0 | 0 | 0 | 0 | 0 | 0 | 0 | 0 | 0 | 0 | 0
949 |  | 354 | Towers and Fixtures
950 |  |  |  | Demand | F10 |  | 0 | 0 | 0 | 0 | 0 | 0 | 0 | 0 | 0 | 0 | 0 | 0 | 0 | 1404
951 |  |  |  | Direct Assigned | A | 0 | 0 | 0 | 0 | 0 | 0 | 0 | 0 | 0 | 0 | 0 | 0 | 0 | 0
952 | [6 empty] | 0 | 0 | 0 | 0 | 0 | 0 | 0 | 0 | 0 | 0 | 0 | 0 | 0
953 |  | 355 | Poles and Fixtures
954 |  |  |  | Demand | F10 |  | 0 | 0 | 0 | 0 | 0 | 0 | 0 | 0 | 0 | 0 | 0 | 0 | 0 | 1410
955 |  |  |  | Direct Assigned | A | 0 | 0 | 0 | 0 | 0 | 0 | 0 | 0 | 0 | 0 | 0 | 0 | 0 | 0
956 | [6 empty] | 0 | 0 | 0 | 0 | 0 | 0 | 0 | 0 | 0 | 0 | 0 | 0 | 0
957 |  | 356 | Overhead Conductors
958 |  |  |  | Demand | F10 |  | 0 | 0 | 0 | 0 | 0 | 0 | 0 | 0 | 0 | 0 | 0 | 0 | 0 | 1416
959 |  |  |  | Direct Assigned | A | 0 | 0 | 0 | 0 | 0 | 0 | 0 | 0 | 0 | 0 | 0 | 0 | 0 | 0
960 | [6 empty] | 0 | 0 | 0 | 0 | 0 | 0 | 0 | 0 | 0 | 0 | 0 | 0 | 0
961 |  | 357 | Underground Conduit
962 |  |  |  | Demand | F10 |  | 0 | 0 | 0 | 0 | 0 | 0 | 0 | 0 | 0 | 0 | 0 | 0 | 0 | 1422
963 |  |  |  | Direct Assigned | A | 0 | 0 | 0 | 0 | 0 | 0 | 0 | 0 | 0 | 0 | 0 | 0 | 0 | 0
964 | [6 empty] | 0 | 0 | 0 | 0 | 0 | 0 | 0 | 0 | 0 | 0 | 0 | 0 | 0
965 |  | 358 | Underground Conductors
966 |  |  |  | Demand | F10 |  | 0 | 0 | 0 | 0 | 0 | 0 | 0 | 0 | 0 | 0 | 0 | 0 | 0 | 1428
967 |  |  |  | Direct Assigned | A | 0 | 0 | 0 | 0 | 0 | 0 | 0 | 0 | 0 | 0 | 0 | 0 | 0 | 0
968 | [6 empty] | 0 | 0 | 0 | 0 | 0 | 0 | 0 | 0 | 0 | 0 | 0 | 0 | 0
969 |  | 359 | Roads and Trails
970 |  |  |  | Demand | F10 |  | 0 | 0 | 0 | 0 | 0 | 0 | 0 | 0 | 0 | 0 | 0 | 0 | 0 | 1434
971 |  |  |  | Direct Assigned | A | 0 | 0 | 0 | 0 | 0 | 0 | 0 | 0 | 0 | 0 | 0 | 0 | 0 | 0
972 | [6 empty] | 0 | 0 | 0 | 0 | 0 | 0 | 0 | 0 | 0 | 0 | 0 | 0 | 0
973
974 |  | T00 | Unclassified Trans Plant - Acct 300 |  | F10 |  | 0 | 0 | 0 | 0 | 0 | 0 | 0 | 0 | 0 | 0 | 0 | 0 | 0 | 1438
975 |  | TS0 | Unclassified Trans Sub - Acct 300 |  | F10 |  | 0 | 0 | 0 | 0 | 0 | 0 | 0 | 0 | 0 | 0 | 0 | 0 | 0 | 1442
976
977 |  | TOTAL TRANSMISSION PLANT |  |  |  |  | 0 | 0 | 0 | 0 | 0 | 0 | 0 | 0 | 0 | 0 | 0 | 0 | 0
978 |  | Distribution - METER - Unbundled |  |  |  |  | D: DISTRIBUTION PLANT
979 |  | A |  | B | C |  | D | E | F | G | H | I | J | K | L | M | N | O
980 |  | FERC ACCT |  | DESCRIPTION | COS Factor |  | Utah Jurisdiction Normalized | Residential Sch 1 | General Large Dist. Sch 6 | General +1 MW Sch 8 | Street & Area Lighting Sch. 7,11,12 | General Trans Sch 9 | Irrigation Sch 10 | Traffic Signals Sch 15 | Outdoor Lighting Sch 15 | General Small Dist. Sch 23 | Industrial Cust 1 | Industrial Cust 2
981
982 |  | 360 | Land and Land Rights
983 |  |  |  | Demand Primary | F20 |  | 36848138.0508 | 18392706.6589 | 11534999.3245 | 3002146.0981 | 17554.9954 | 0 | 628446.0527 | 8557.2434 | 4514.0967 | 3259213.5811 | 0 | 0 | 0 | 1447
984 |  |  |  | Assigned | A | 1 | 0 | 0 | 0 | 0 | 0 | 0 | 0 | 0 | 0 | 0 | 0 | 0 | 0
985 | [6 empty] | 36848138.0508 | 18392706.6589 | 11534999.3245 | 3002146.0981 | 17554.9954 | 0 | 628446.0527 | 8557.2434 | 4514.0967 | 3259213.5811 | 0 | 0 | 0
986 |  | 361 | Structures and Improvements
987 |  |  |  | Demand Primary | F20 |  | 53649356.9546 | 26779016.1757 | 16794479.422 | 4370999.8976 | 25559.3434 | 0 | 914991.3236 | 12458.9906 | 6572.3371 | 4745279.4646 | 0 | 0 | 0 | 1451
988 |  |  |  | Assigned | A | 1 | 0 | 0 | 0 | 0 | 0 | 0 | 0 | 0 | 0 | 0 | 0 | 0 | 0
989 | [6 empty] | 53649356.9546 | 26779016.1757 | 16794479.422 | 4370999.8976 | 25559.3434 | 0 | 914991.3236 | 12458.9906 | 6572.3371 | 4745279.4646 | 0 | 0 | 0
990 |  | 362 | Station Equipment
991 |  |  |  | Demand Primary | F20 |  | 449954043.4123 | 224594054.6321 | 140854324.299 | 36659322.4846 | 214364.7302 | 0 | 7673979.1323 | 104492.8311 | 55121.81 | 39798383.4929 | 0 | 0 | 0 | 1455
992 |  |  |  | Assigned | A | 1 | 0 | 0 | 0 | 0 | 0 | 0 | 0 | 0 | 0 | 0 | 0 | 0 | 0
993 | [6 empty] | 449954043.4123 | 224594054.6321 | 140854324.299 | 36659322.4846 | 214364.7302 | 0 | 7673979.1323 | 104492.8311 | 55121.81 | 39798383.4929 | 0 | 0 | 0
994 |  | 364 | Poles, Towers & Fixtures
995 |  |  |  | Demand Primary | F20 | 1 | 347963694.7718 | 173685686.8335 | 108927104.5015 | 28349813.6895 | 165775.0267 | 0 | 5934530.8072 | 80807.6116 | 42627.4393 | 30777348.8624 | 0 | 0 | 0 | 1459
996 |  |  |  | Demand Secondary | F22 | 1 | 1020785.8713 | 907041.4249 | 0 | 0 | 0 | 0 | 0 | 0 | 0 | 113744.4464 | 0 | 0 | 0
997 |  |  |  | Assigned | A | 1 | 4019781 | 0 | 0 | 0 | 4019781 | 0 | 0 | 0 | 0 | 0 | 0 | 0 | 0
998 | [6 empty] | 353004261.6431 | 174592728.2584 | 108927104.5015 | 28349813.6895 | 4185556.0267 | 0 | 5934530.8072 | 80807.6116 | 42627.4393 | 30891093.3088 | 0 | 0 | 0
999 |  | 365 | Overhead Conductors
1000 |  |  |  | Demand Primary | F20 | 1 | 135549934.9304 | 67659597.5453 | 42432765.6856 | 11043725.1318 | 64577.9845 | 0 | 2311808.033 | 31478.7625 | 16605.602 | 11989376.1858 | 0 | 0 | 0 | 1463
1001 |  |  |  | Demand Secondary | F22 | 1 | 86085054.5926 | 76492742.2819 | 0 | 0 | 0 | 0 | 0 | 0 | 0 | 9592312.3107 | 0 | 0 | 0
1002 |  |  |  | Assigned | A | 1 | 1702320 | 0 | 0 | 0 | 1702320 | 0 | 0 | 0 | 0 | 0 | 0 | 0 | 0
1003 | [6 empty] | 223337309.5231 | 144152339.8272 | 42432765.6856 | 11043725.1318 | 1766897.9845 | 0 | 2311808.033 | 31478.7625 | 16605.602 | 21581688.4965 | 0 | 0 | 0
1004 |  | 366 | Underground Conduit
1005 |  |  |  | Demand Primary | F20 | 1 | 112556580.2788 | 56182490.4353 | 35234889.6353 | 9170376.4743 | 53623.6118 | 0 | 1919655.7091 | 26139.0155 | 13788.7914 | 9955616.6061 | 0 | 0 | 0 | 1467
1006 |  |  |  | Demand Secondary | F22 | 1 | 72929186.1612 | 64802810.061 | 0 | 0 | 0 | 0 | 0 | 0 | 0 | 8126376.1002 | 0 | 0 | 0
1007 |  |  |  | Assigned | A | 1 | 25971 | 0 | 0 | 0 | 25971 | 0 | 0 | 0 | 0 | 0 | 0 | 0 | 0
1008 | [6 empty] | 185511737.44 | 120985300.4963 | 35234889.6353 | 9170376.4743 | 79594.6118 | 0 | 1919655.7091 | 26139.0155 | 13788.7914 | 18081992.7063 | 0 | 0 | 0
1009 |  | 367 | Underground Conductors
1010 |  |  |  | Demand Primary | F20 | 1 | 343232349.1667 | 171324040.9968 | 107445996.6018 | 27964334.4903 | 163520.944 | 0 | 5853837.5721 | 79708.8512 | 42047.8238 | 30358861.8867 | 0 | 0 | 0 | 1471
1011 |  |  |  | Demand Secondary | F22 | 1 | 160334708.6649 | 142468882.7437 | 0 | 0 | 0 | 0 | 0 | 0 | 0 | 17865825.9211 | 0 | 0 | 0
1012 |  |  |  | Assigned | A | 1 | 1286359 | 0 | 0 | 0 | 1286359 | 0 | 0 | 0 | 0 | 0 | 0 | 0 | 0
1013 | [6 empty] | 504853416.8315 | 313792923.7406 | 107445996.6018 | 27964334.4903 | 1449879.944 | 0 | 5853837.5721 | 79708.8512 | 42047.8238 | 48224687.8078 | 0 | 0 | 0
1014 |  | 368 | Line Transformers
1015 |  |  |  | Demand Secondary | F21 |  | 480346340.5369 | 290412171.0367 | 112595457.8436 | 29509046.3081 | 1818017.938 | 0 | 9145392.938 | 65138.0252 | 382965.3873 | 36418151.06 | 0 | 0 | 0 | 1475
1016 |  |  |  | Assigned | A | 1 | 0 | 0 | 0 | 0 | 0 | 0 | 0 | 0 | 0 | 0 | 0 | 0 | 0
1017 | [6 empty] | 480346340.5369 | 290412171.0367 | 112595457.8436 | 29509046.3081 | 1818017.938 | 0 | 9145392.938 | 65138.0252 | 382965.3873 | 36418151.06 | 0 | 0 | 0
1018 |  | 369 | Services
1019 |  |  |  | Customer | F70 |  | 264418427.8831 | 212742897.339 | 18763571.2899 | 1680920.6736 | 0 | 0 | 0 | 795089.2704 | 167914.8686 | 30268034.4416 | 0 | 0 | 0 | 1479
1020 |  |  |  | Assigned | A | 1 | 0 | 0 | 0 | 0 | 0 | 0 | 0 | 0 | 0 | 0 | 0 | 0 | 0
1021 | [6 empty] | 264418427.8831 | 212742897.339 | 18763571.2899 | 1680920.6736 | 0 | 0 | 0 | 795089.2704 | 167914.8686 | 30268034.4416 | 0 | 0 | 0
1022 |  | 370 | Meters
1023 |  |  |  | Customer | F60 |  | 76443990.2902 | 53247445.25 | 8259371.9852 | 1010585.5284 | 0 | 3309229.3257 | 897043.7156 | 179149.103 | 37834.4913 | 9056220.3843 | 223555.2534 | 223555.2534 | 0 | 1483
1024 |  |  |  | Assigned | A | 1 | 0 | 0 | 0 | 0 | 0 | 0 | 0 | 0 | 0 | 0 | 0 | 0 | 0
1025 | [6 empty] | 76443990.2902 | 53247445.25 | 8259371.9852 | 1010585.5284 | 0 | 3309229.3257 | 897043.7156 | 179149.103 | 37834.4913 | 9056220.3843 | 223555.2534 | 223555.2534 | 0
1026 |  | 371 | Install on Customers' Premises
1027 |  |  |  | Demand Primary | F20 | 1 | 0 | 0 | 0 | 0 | 0 | 0 | 0 | 0 | 0 | 0 | 0 | 0 | 0 | 1487
1028 |  |  |  | Demand Secondary | F22 | 1 | 0 | 0 | 0 | 0 | 0 | 0 | 0 | 0 | 0 | 0 | 0 | 0 | 0
1029 |  |  |  | Assigned | A | 1 | 4339903.5046 | 0 | 0 | 0 | 4339903.5046 | 0 | 0 | 0 | 0 | 0 | 0 | 0 | 0
1030 | [6 empty] | 4339903.5046 | 0 | 0 | 0 | 4339903.5046 | 0 | 0 | 0 | 0 | 0 | 0 | 0 | 0
1031 |  | 372 | Leased Property
1032 |  |  |  | Demand Primary | F20 | 0 | 0 | 0 | 0 | 0 | 0 | 0 | 0 | 0 | 0 | 0 | 0 | 0 | 0 | 1491
1033 |  |  |  | Demand Secondary | F22 | 0.26321 | 0 | 0 | 0 | 0 | 0 | 0 | 0 | 0 | 0 | 0 | 0 | 0 | 0
1034 |  |  |  | Assigned | A | 0 | 0 | 0 | 0 | 0 | 0 | 0 | 0 | 0 | 0 | 0 | 0 | 0 | 0
1035 | [6 empty] | 0 | 0 | 0 | 0 | 0 | 0 | 0 | 0 | 0 | 0 | 0 | 0 | 0
1036
1037 |  | 373 | Street Lights |  | A | 1 | 22022824.6062 | 0 | 0 | 0 | 22022824.6062 | 0 | 0 | 0 | 0 | 0 | 0 | 0 | 0 | 1496
1038
1039
1040 |  | D00 | Unclassified Dist Plant - Acct 300 |  | F22 |  | 15375258.1346 | 13662019.0761 | 0 | 0 | 0 | 0 | 0 | 0 | 0 | 1713239.0585 | 0 | 0 | 0 | 1499
1041 |  | DS0 | Unclassified Dist Sub - Acct 300 |  | F20 |  | 0 | 0 | 0 | 0 | 0 | 0 | 0 | 0 | 0 | 0 | 0 | 0 | 0 | 1503
1042 |  | TOTAL DISTRIBUTION PLANT |  |  |  |  | 2670105008.811 | 1593353602.4908 | 602842960.5882 | 152761270.7765 | 35920153.6848 | 3309229.3257 | 35279685.2835 | 1383019.7045 | 769992.6477 | 244037983.8025 | 223555.2534 | 223555.2534 | 0
1043
1044 |  | Distribution - METER - Unbundled |  |  |  |  | DISTRIBUTION PLANT D: GENERAL PLANT
1045
1046 |  | A |  | B | C |  | D | E | F | G | H | I | J | K | L | M | N | O
1047 |  | FERC ACCT |  | DESCRIPTION | COS Factor |  | Utah Jurisdiction Normalized | Residential Sch 1 | General Large Dist. Sch 6 | General +1 MW Sch 8 | Street & Area Lighting Sch. 7,11,12 | General Trans Sch 9 | Irrigation Sch 10 | Traffic Signals Sch 15 | Outdoor Lighting Sch 15 | General Small Dist. Sch 23 | Industrial Cust 1 | Industrial Cust 2
1048 |  | 389 | Land and Land Rights
1049 |  |  |  | Situs | F107D |  | 2862295.8025 | 1708041.1868 | 646234.8372 | 163756.8345 | 38505.6411 | 3547.4235 | 37819.0726 | 1482.5677 | 825.4157 | 261603.5303 | 239.6465 | 239.6465 | 0 | 1510
1050 |  |  |  | Customer - System | F42 |  | 0 | 0 | 0 | 0 | 0 | 0 | 0 | 0 | 0 | 0 | 0 | 0 | 0 | 1511
1051 |  |  |  | System Generation | F105D |  | 0 | 0 | 0 | 0 | 0 | 0 | 0 | 0 | 0 | 0 | 0 | 0 | 0 | 1512
1052 |  |  |  | System Generation | F105D |  | 0 | 0 | 0 | 0 | 0 | 0 | 0 | 0 | 0 | 0 | 0 | 0 | 0 | 1513
1053 |  |  |  | System Overheads | F102D |  | 835693.0489 | 498689.9488 | 188678.5988 | 47811.4275 | 11242.3379 | 1035.727 | 11041.8832 | 432.8594 | 240.9933 | 76379.3357 | 69.9686 | 69.9686 | 0 | 1514
1054 |  |  | Total Land & Land Rights |  |  |  | 3697988.8514 | 2206731.1356 | 834913.436 | 211568.2621 | 49747.979 | 4583.1505 | 48860.9558 | 1915.4271 | 1066.4091 | 337982.866 | 309.6151 | 309.6151 | 0
1055
1056 |  | 390 | Structures and Improvements
1057 |  |  |  | Situs | F107D |  | 30336585.841 | 18102999.0122 | 6849242.6935 | 1735607.9213 | 408109.3523 | 37598.0417 | 400832.6255 | 15713.2756 | 8748.3256 | 2772654.7157 | 2539.9387 | 2539.9387 | 0 | 1518
1058 |  |  |  | System Generation | F105D |  | 0 | 0 | 0 | 0 | 0 | 0 | 0 | 0 | 0 | 0 | 0 | 0 | 0 | 1519
1059 |  |  |  | System Generation | F105D |  | 0 | 0 | 0 | 0 | 0 | 0 | 0 | 0 | 0 | 0 | 0 | 0 | 0 | 1520
1060 |  |  |  | System Generation | F105D |  | 0 | 0 | 0 | 0 | 0 | 0 | 0 | 0 | 0 | 0 | 0 | 0 | 0 | 1521
1061 |  |  |  | Customer - System | F42 |  | 0 | 0 | 0 | 0 | 0 | 0 | 0 | 0 | 0 | 0 | 0 | 0 | 0 | 1522
1062 |  |  |  | System Generation | F102D |  | 0 | 0 | 0 | 0 | 0 | 0 | 0 | 0 | 0 | 0 | 0 | 0 | 0 | 1523
1063 |  |  |  | System Overheads | F102D |  | 10872722.1287 | 6488168.4112 | 2454788.8477 | 622047.0145 | 146267.5994 | 13475.2494 | 143659.599 | 5631.6845 | 3135.4258 | 993727.6541 | 910.3216 | 910.3216 | 0 | 1524
1064
1065 |  |  | Total Structures and Improvements |  |  |  | 41209307.9697 | 24591167.4234 | 9304031.5412 | 2357654.9359 | 554376.9517 | 51073.2911 | 544492.2245 | 21344.9601 | 11883.7514 | 3766382.3698 | 3450.2603 | 3450.2603 | 0
1066
1067 |  | 391 | Office Furniture & Equipment
1068 |  |  |  | Situs | F107D |  | 1601525.9301 | 955691.6682 | 361584.5182 | 91626.0355 | 21544.8671 | 1984.872 | 21160.7149 | 829.5336 | 461.8407 | 146373.7035 | 134.0882 | 134.0882 | 0 | 1528
1069 |  |  |  | System Generation | F105D |  | 0 | 0 | 0 | 0 | 0 | 0 | 0 | 0 | 0 | 0 | 0 | 0 | 0 | 1529
1070 |  |  |  | System Generation | F105D |  | 0 | 0 | 0 | 0 | 0 | 0 | 0 | 0 | 0 | 0 | 0 | 0 | 0 | 1530
1071 |  |  |  | Customer - System | F42 |  | 0 | 0 | 0 | 0 | 0 | 0 | 0 | 0 | 0 | 0 | 0 | 0 | 0 | 1531
1072 |  |  |  | System Generation | F105D |  | 0 | 0 | 0 | 0 | 0 | 0 | 0 | 0 | 0 | 0 | 0 | 0 | 0 | 1532
1073 |  |  |  | Energy | F30 |  | 0 | 0 | 0 | 0 | 0 | 0 | 0 | 0 | 0 | 0 | 0 | 0 | 0 | 1533
1074 |  |  |  | System Overheads | F102D |  | 6756099.3826 | 4031622.4473 | 1525358.3437 | 386527.9919 | 90887.8592 | 8373.2595 | 89267.2982 | 3499.4199 | 1948.293 | 617483.1575 | 565.6562 | 565.6562 | 0 | 1534
1075 |  |  |  | Cholla | F10 |  | 0 | 0 | 0 | 0 | 0 | 0 | 0 | 0 | 0 | 0 | 0 | 0 | 0 | 1535
1076 |  |  |  | Simple Cycle Combustion Turbine | F10 |  | 0 | 0 | 0 | 0 | 0 | 0 | 0 | 0 | 0 | 0 | 0 | 0 | 0 | 1536
1077 |  |  | Total Office Furniture & Equipment |  |  |  | 8357625.3127 | 4987314.1155 | 1886942.8619 | 478154.0274 | 112432.7263 | 10358.1315 | 110428.013 | 4328.9535 | 2410.1337 | 763856.861 | 699.7444 | 699.7444 | 0
1078
1079 |  | 392 | Transportation Equipment
1080 |  |  |  | Situs | F107D |  | 23467215.5468 | 14003783.4874 | 5298310.6096 | 1342599.507 | 315697.6921 | 29084.3984 | 310068.6963 | 12155.1854 | 6767.3681 | 2144819.0047 | 1964.7989 | 1964.7989 | 0 | 1540
1081 |  |  |  | System Overheads | F102D |  | 804016.3669 | 479787.2632 | 181526.7959 | 45999.1504 | 10816.2006 | 996.4681 | 10623.3441 | 416.452 | 231.8586 | 73484.201 | 67.3165 | 67.3165 | 0 | 1541
1082 |  |  |  | System Generation | F105D |  | 0 | 0 | 0 | 0 | 0 | 0 | 0 | 0 | 0 | 0 | 0 | 0 | 0 | 1542
1083 |  |  |  | Customer - System | F42 |  | 0 | 0 | 0 | 0 | 0 | 0 | 0 | 0 | 0 | 0 | 0 | 0 | 0 | 1543
1084 |  |  |  | System Generation | F105D |  | 0 | 0 | 0 | 0 | 0 | 0 | 0 | 0 | 0 | 0 | 0 | 0 | 0 | 1544
1085 |  |  |  | Energy | F30 |  | 0 | 0 | 0 | 0 | 0 | 0 | 0 | 0 | 0 | 0 | 0 | 0 | 0 | 1545
1086 |  |  |  | System Generation | F105D |  | 0 | 0 | 0 | 0 | 0 | 0 | 0 | 0 | 0 | 0 | 0 | 0 | 0 | 1546
1087 |  |  |  | Cholla | F10 |  | 0 | 0 | 0 | 0 | 0 | 0 | 0 | 0 | 0 | 0 | 0 | 0 | 0 | 1547
1088 |  |  |  | Simple Cycle Combustion Turbine | F10 |  | 0 | 0 | 0 | 0 | 0 | 0 | 0 | 0 | 0 | 0 | 0 | 0 | 0 | 1548
1089 |  |  | Total Transportation Equipment |  |  |  | 24271231.9137 | 14483570.7506 | 5479837.4055 | 1388598.6574 | 326513.8927 | 30080.8665 | 320692.0404 | 12571.6374 | 6999.2266 | 2218303.2057 | 2032.1154 | 2032.1154 | 0
1090
1091 |  | 393 | Stores Equipment
1092 |  |  |  | Situs | F107D |  | 2646820.1492 | 1579458.6378 | 597585.8214 | 151429.1042 | 35606.9092 | 3280.3709 | 34972.026 | 1370.959 | 763.2779 | 241909.8315 | 221.6057 | 221.6057 | 0 | 1552
1093 |  |  |  | System Generation | F105D |  | 0 | 0 | 0 | 0 | 0 | 0 | 0 | 0 | 0 | 0 | 0 | 0 | 0 | 1553
1094 |  |  |  | System Generation | F105D |  | 0 | 0 | 0 | 0 | 0 | 0 | 0 | 0 | 0 | 0 | 0 | 0 | 0 | 1554
1095 |  |  |  | System Overheads | F102D |  | 21323.9304 | 12724.8034 | 4814.4104 | 1219.9785 | 286.8647 | 26.4281 | 281.7498 | 11.045 | 6.1493 | 1948.9305 | 1.7854 | 1.7854 | 0 | 1555
1096 |  |  |  | System Generation | F105D |  | 0 | 0 | 0 | 0 | 0 | 0 | 0 | 0 | 0 | 0 | 0 | 0 | 0 | 1556
1097 |  |  |  | Simple Cycle Combustion Turbine | F10 |  | 0 | 0 | 0 | 0 | 0 | 0 | 0 | 0 | 0 | 0 | 0 | 0 | 0 | 1557
1098 |  |  | Total Stores Equipment |  |  |  | 2668144.0796 | 1592183.4412 | 602400.2318 | 152649.0827 | 35893.7739 | 3306.799 | 35253.7758 | 1382.004 | 769.4272 | 243858.7619 | 223.3911 | 223.3911 | 0 | 1558
1099
1100 |  | 394 | Tools, Shop & Garage Equipment
1101 |  |  |  | Situs | F107D |  | 9257518.8617 | 5524314.9538 | 2090116.3287 | 529638.4752 | 124538.7351 | 11473.4263 | 122318.1676 | 4795.0665 | 2669.6409 | 846103.8913 | 775.0882 | 775.0882 | 0 | 1561
1102 |  |  |  | System Generation | F105D |  | 0 | 0 | 0 | 0 | 0 | 0 | 0 | 0 | 0 | 0 | 0 | 0 | 0 | 1562
1103 |  |  |  | System Generation | F105D |  | 0 | 0 | 0 | 0 | 0 | 0 | 0 | 0 | 0 | 0 | 0 | 0 | 0 | 1563
1104 |  |  |  | System Overheads | F102D |  | 413411.7063 | 246698.5491 | 93338.0283 | 23651.9902 | 5561.5086 | 512.3672 | 5462.3451 | 214.1326 | 119.2178 | 37784.3414 | 34.613 | 34.613 | 0 | 1564
1105 |  |  |  | Energy | F30 |  | 0 | 0 | 0 | 0 | 0 | 0 | 0 | 0 | 0 | 0 | 0 | 0 | 0 | 1565
1106 |  |  |  | System Generation | F105D |  | 0 | 0 | 0 | 0 | 0 | 0 | 0 | 0 | 0 | 0 | 0 | 0 | 0 | 1566
1107 |  |  |  | Cholla | F10 |  | 0 | 0 | 0 | 0 | 0 | 0 | 0 | 0 | 0 | 0 | 0 | 0 | 0 | 1567
1108 |  |  |  | Simple Cycle Combustion Turbine | F10 |  | 0 | 0 | 0 | 0 | 0 | 0 | 0 | 0 | 0 | 0 | 0 | 0 | 0 | 1568
1109 |  |  | Total Tools, Shop & Garage Equipment |  |  |  | 9670930.568 | 5771013.5029 | 2183454.357 | 553290.4655 | 130100.2437 | 11985.7934 | 127780.5126 | 5009.1991 | 2788.8586 | 883888.2327 | 809.7012 | 809.7012 | 0
1110
1111 |  | 395 | Laboratory Equipment
1112 |  |  |  | Situs | F107D |  | 5256390.7482 | 3136689.0467 | 1186761.6256 | 300727.0979 | 70712.7109 | 6514.5762 | 69451.8795 | 2722.624 | 1515.8139 | 480415.1882 | 440.0927 | 440.0927 | 0 | 1572
1113 |  |  |  | System Generation | F105D |  | 0 | 0 | 0 | 0 | 0 | 0 | 0 | 0 | 0 | 0 | 0 | 0 | 0 | 1573
1114 |  |  |  | System Generation | F105D |  | 0 | 0 | 0 | 0 | 0 | 0 | 0 | 0 | 0 | 0 | 0 | 0 | 0 | 1574
1115 |  |  |  | System Overheads | F102D |  | 513331.7552 | 306324.6572 | 115897.4775 | 29368.587 | 6905.7043 | 636.2044 | 6782.5732 | 265.8876 | 148.0323 | 46916.6741 | 42.9788 | 42.9788 | 0 | 1575
1116 |  |  |  | Energy | F30 |  | 0 | 0 | 0 | 0 | 0 | 0 | 0 | 0 | 0 | 0 | 0 | 0 | 0 | 1576
1117 |  |  |  | System Generation | F105D |  | 0 | 0 | 0 | 0 | 0 | 0 | 0 | 0 | 0 | 0 | 0 | 0 | 0 | 1577
1118 |  |  |  | Cholla | F10 |  | 0 | 0 | 0 | 0 | 0 | 0 | 0 | 0 | 0 | 0 | 0 | 0 | 0 | 1578
1119 |  |  |  | Simple Cycle Combustion Turbine | F10 |  | 0 | 0 | 0 | 0 | 0 | 0 | 0 | 0 | 0 | 0 | 0 | 0 | 0 | 1579
1120 |  |  | Total Laboratory Equipment |  |  |  | 5769722.5034 | 3443013.7039 | 1302659.103 | 330095.6849 | 77618.4151 | 7150.7805 | 76234.4527 | 2988.5116 | 1663.8461 | 527331.8623 | 483.0716 | 483.0716 | 0
1121
1122 |  | 396 | Power Operated Equipment
1123 |  |  |  | Situs | F107D |  | 32810139.0422 | 19579062.6468 | 7407709.1696 | 1877124.1273 | 441385.3511 | 40663.672 | 433515.3021 | 16994.4885 | 9461.6376 | 2998728.572 | 2747.0376 | 2747.0376 | 0 | 1583
1124 |  |  |  | System Generation | F105D |  | 0 | 0 | 0 | 0 | 0 | 0 | 0 | 0 | 0 | 0 | 0 | 0 | 0 | 1584
1125 |  |  |  | System Generation | F105D |  | 0 | 0 | 0 | 0 | 0 | 0 | 0 | 0 | 0 | 0 | 0 | 0 | 0 | 1585
1126 |  |  |  | System Overheads | F102D |  | 217486.7051 | 129782.6205 | 49103.061 | 12442.7861 | 2925.786 | 269.545 | 2873.6183 | 112.6504 | 62.7178 | 19877.5018 | 18.2091 | 18.2091 | 0 | 1586
1127 |  |  |  | System Generation | F105D |  | 0 | 0 | 0 | 0 | 0 | 0 | 0 | 0 | 0 | 0 | 0 | 0 | 0 | 1587
1128 |  |  |  | Energy | F30 |  | 0 | 0 | 0 | 0 | 0 | 0 | 0 | 0 | 0 | 0 | 0 | 0 | 0 | 1588
1129 |  |  |  | Cholla | F10 |  | 0 | 0 | 0 | 0 | 0 | 0 | 0 | 0 | 0 | 0 | 0 | 0 | 0 | 1589
1130 |  |  |  | Simple Cycle Combustion Turbine | F10 |  | 0 | 0 | 0 | 0 | 0 | 0 | 0 | 0 | 0 | 0 | 0 | 0 | 0 | 1590
1131 |  |  | Total Power Operated Equipment |  |  |  | 33027625.7473 | 19708845.2673 | 7456812.2306 | 1889566.9134 | 444311.1371 | 40933.217 | 436388.9204 | 17107.1389 | 9524.3554 | 3018606.0738 | 2765.2468 | 2765.2468 | 0
1132
1133 |  | 397 | Communication Equipment
1134 |  |  |  | Situs | F107D |  | 39192192.5038 | 23387477.6121 | 8848617.2952 | 2242252.3128 | 527241.2783 | 48573.3529 | 517840.3893 | 20300.1658 | 11302.0649 | 3582025.2791 | 3281.3768 | 3281.3768 | 0 | 1594
1135 |  |  |  | System Generation | F105D |  | 0 | 0 | 0 | 0 | 0 | 0 | 0 | 0 | 0 | 0 | 0 | 0 | 0 | 1595
1136 |  |  |  | System Generation | F105D |  | 0 | 0 | 0 | 0 | 0 | 0 | 0 | 0 | 0 | 0 | 0 | 0 | 0 | 1596
1137 |  |  |  | System Overheads | F102D |  | 8806911.5611 | 5255420.3735 | 1988380.465 | 503858.4615 | 118476.8448 | 10914.9602 | 116364.3629 | 4561.6679 | 2539.6968 | 804920.0064 | 737.361 | 737.361 | 0 | 1597
1138 |  |  |  | Customer - System | F42 |  | 0 | 0 | 0 | 0 | 0 | 0 | 0 | 0 | 0 | 0 | 0 | 0 | 0 | 1598
1139 |  |  |  | System Generation | F105D |  | 0 | 0 | 0 | 0 | 0 | 0 | 0 | 0 | 0 | 0 | 0 | 0 | 0 | 1599
1140 |  |  |  | Energy | F30 |  | 0 | 0 | 0 | 0 | 0 | 0 | 0 | 0 | 0 | 0 | 0 | 0 | 0 | 1600
1141 |  |  |  | Cholla | F10 |  | 0 | 0 | 0 | 0 | 0 | 0 | 0 | 0 | 0 | 0 | 0 | 0 | 0 | 1601
1142 |  |  |  | Simple Cycle Combustion Turbine | F10 |  | 0 | 0 | 0 | 0 | 0 | 0 | 0 | 0 | 0 | 0 | 0 | 0 | 0 | 1602
1143 |  |  | Total Communication Equipment |  |  |  | 47999104.0649 | 28642897.9856 | 10836997.7602 | 2746110.7743 | 645718.1231 | 59488.3131 | 634204.7521 | 24861.8337 | 13841.7617 | 4386945.2855 | 4018.7378 | 4018.7378 | 0
1144
1145 |  | Distribution - METER - Unbundled |  |  |  |  | D: GENERAL PLANT
1146
1147 |  | A |  | B | C |  | D | E | F | G | H | I | J | K | L | M | N | O
1148 |  | FERC ACCT |  | DESCRIPTION | COS Factor |  | Utah Jurisdiction Normalized | Residential Sch 1 | General Large Dist. Sch 6 | General +1 MW Sch 8 | Street & Area Lighting Sch. 7,11,12 | General Trans Sch 9 | Irrigation Sch 10 | Traffic Signals Sch 15 | Outdoor Lighting Sch 15 | General Small Dist. Sch 23 | Industrial Cust 1 | Industrial Cust 2
1149 |  | 398 | Misc. Equipment
1150 |  |  |  | Situs | F107D |  | 691229.4341 | 412482.9942 | 156062.326 | 39546.4172 | 9298.9105 | 856.6842 | 9133.1078 | 358.0323 | 199.3336 | 63175.8814 | 57.8734 | 57.8734 | 0 | 1606
1151 |  |  |  | System Generation | F105D |  | 0 | 0 | 0 | 0 | 0 | 0 | 0 | 0 | 0 | 0 | 0 | 0 | 0 | 1607
1152 |  |  |  | System Generation | F105D |  | 0 | 0 | 0 | 0 | 0 | 0 | 0 | 0 | 0 | 0 | 0 | 0 | 0 | 1608
1153 |  |  |  | Customer - System | F42 |  | 0 | 0 | 0 | 0 | 0 | 0 | 0 | 0 | 0 | 0 | 0 | 0 | 0 | 1609
1154 |  |  |  | System Overheads | F102D |  | 280996.9137 | 167681.5868 | 63442.0784 | 16076.3137 | 3780.1706 | 348.2572 | 3712.7688 | 145.5464 | 81.0326 | 25682.1062 | 23.5265 | 23.5265 | 0 | 1610
1155 |  |  |  | System Energy | F30 |  | 0 | 0 | 0 | 0 | 0 | 0 | 0 | 0 | 0 | 0 | 0 | 0 | 0 | 1611
1156 |  |  |  | Simple Cycle Combustion Turbine | F105D |  | 0 | 0 | 0 | 0 | 0 | 0 | 0 | 0 | 0 | 0 | 0 | 0 | 0 | 1612
1157 |  |  | Total Misc. Equipment |  |  |  | 972226.3478 | 580164.581 | 219504.4045 | 55622.7309 | 13079.0811 | 1204.9414 | 12845.8766 | 503.5788 | 280.3662 | 88857.9876 | 81.3999 | 81.3999 | 0
1158
1159 |  | 399 | Coal Mine |  | F30 |  | 0 | 0 | 0 | 0 | 0 | 0 | 0 | 0 | 0 | 0 | 0 | 0 | 0 | 1620
1160 |  | 399L | WIDCO Capital Lease |  | F30 |  | 0 | 0 | 0 | 0 | 0 | 0 | 0 | 0 | 0 | 0 | 0 | 0 | 0 | 1623
1161 |  |  | Remove Capital Lease |  | F30 |  | 0 | 0 | 0 | 0 | 0 | 0 | 0 | 0 | 0 | 0 | 0 | 0 | 0 | 1626
1162
1163 |  | 390L | General Capital Lease
1164 |  |  |  | Situs | F107D |  | 4707352.177 | 2809056.7692 | 1062802.4417 | 269315.6629 | 63326.6531 | 5834.1181 | 62197.5176 | 2438.2415 | 1357.4847 | 430235.0396 | 394.1243 | 394.1243 | 0 | 1631
1165 |  |  |  | System Generation | F105D |  | 0 | 0 | 0 | 0 | 0 | 0 | 0 | 0 | 0 | 0 | 0 | 0 | 0 | 1632
1166 |  |  |  | System Overheads | F102D |  | 229848.6707 | 137159.4774 | 51894.0838 | 13150.0353 | 3092.088 | 284.8659 | 3036.955 | 119.0535 | 66.2827 | 21007.3409 | 19.2441 | 19.2441 | 0 | 1633
1167
1168 |  |  | Remove Capital Lease |  |  |  | -4937200.8478 | -2946216.2466 | -1114696.5255 | -282465.6982 | -66418.7411 | -6118.984 | -65234.4726 | -2557.295 | -1423.7674 | -451242.3806 | -413.3685 | -413.3685
1169
1170 |  | 392L | General Vehicles Capital Lease |  | F30 |  | 0 | 0 | 0 | 0 | 0 | 0 | 0 | 0 | 0 | 0 | 0 | 0 | 0 | 1640
1171 |  |  | Remove Capital Lease |  | F30 |  | 0 | 0 | 0 | 0 | 0 | 0 | 0 | 0 | 0 | 0 | 0 | 0 | 0 | 1643
1172
1173 |  | G00 | Unclassified Gen Plant - Acct 300 |  | F102D |  | 797884.0968 | 476127.9035 | 180142.2826 | 45648.3128 | 10733.705 | 988.868 | 10542.3194 | 413.2757 | 230.0902 | 72923.7336 | 66.8031 | 66.8031 | 0 | 1653
1174 |  | GV0 | Unclassified Gen Veh - Acct 300 |  | F102D |  | 0 | 0 | 0 | 0 | 0 | 0 | 0 | 0 | 0 | 0 | 0 | 0 | 0 | 1661
1175
1176 |  | TOTAL GENERAL PLANT |  |  |  |  | 178441791.4553 | 106483029.8105 | 40287695.6144 | 10208959.847 | 2400526.0286 | 221154.1521 | 2357723.8435 | 92426.5199 | 51458.2262 | 16308937.24 | 14940.0865 | 14940.0865 | 0
1177
1178
1179
1180 | [6 empty] | D: INTANGIBLE PLANT
1181
1182 |  | 301 | Organization
1183 |  |  |  | Situs | F107D |  | 0 | 0 | 0 | 0 | 0 | 0 | 0 | 0 | 0 | 0 | 0 | 0 | 0 | 1666
1184 |  |  |  | System Overheads | F102D |  | 0 | 0 | 0 | 0 | 0 | 0 | 0 | 0 | 0 | 0 | 0 | 0 | 0 | 1667
1185 |  |  |  | System Generation | F105D |  | 0 | 0 | 0 | 0 | 0 | 0 | 0 | 0 | 0 | 0 | 0 | 0 | 0 | 1668
1186 |  |  | Total Organization |  |  |  | 0 | 0 | 0 | 0 | 0 | 0 | 0 | 0 | 0 | 0 | 0 | 0 | 0
1187
1188 |  | 302 | Franchise & Consent
1189 |  |  |  | Situs | F107D |  | 0 | 0 | 0 | 0 | 0 | 0 | 0 | 0 | 0 | 0 | 0 | 0 | 0 | 1671
1190 |  |  |  | System Generation | F105D |  | 0 | 0 | 0 | 0 | 0 | 0 | 0 | 0 | 0 | 0 | 0 | 0 | 0 | 1672
1191 |  |  |  | System Generation | F105D |  | 0 | 0 | 0 | 0 | 0 | 0 | 0 | 0 | 0 | 0 | 0 | 0 | 0 | 1673
1192 |  |  |  | System Generation | F105D |  | 0 | 0 | 0 | 0 | 0 | 0 | 0 | 0 | 0 | 0 | 0 | 0 | 0 | 1674
1193 |  |  |  | System Generation | F105D |  | 0 | 0 | 0 | 0 | 0 | 0 | 0 | 0 | 0 | 0 | 0 | 0 | 0 | 1675
1194 |  |  |  | System Generation | F105D |  | 0 | 0 | 0 | 0 | 0 | 0 | 0 | 0 | 0 | 0 | 0 | 0 | 0 | 1676
1195 |  |  | Total Franchise & Consent |  |  |  | 0 | 0 | 0 | 0 | 0 | 0 | 0 | 0 | 0 | 0 | 0 | 0 | 0
1196
1197 |  | 303 | Miscellaneous Intangible Plant
1198 |  |  |  | Situs | F107D |  | -1418257.7319 | -846328.5372 | -320207.1406 | -81140.9486 | -19079.4128 | -1757.7361 | -18739.2205 | -734.6072 | -408.9907 | -129623.6501 | -118.744 | -118.744 | 0 | 1680
1199 |  |  |  | System Generation | F105D |  | 0 | 0 | 0 | 0 | 0 | 0 | 0 | 0 | 0 | 0 | 0 | 0 | 0 | 1681
1200 |  |  |  | System Overheads | F102D |  | 40641720.2893 | 24252466.1842 | 9175884.4322 | 2325182.2746 | 546741.3581 | 50369.844 | 536992.7761 | 21050.9698 | 11720.0731 | 3714506.8995 | 3402.7389 | 3402.7389 | 0 | 1682
1201 |  |  |  | Energy | F30 |  | 0 | 0 | 0 | 0 | 0 | 0 | 0 | 0 | 0 | 0 | 0 | 0 | 0 | 1683
1202 |  |  |  | Customer - System | F42 |  | 0 | 0 | 0 | 0 | 0 | 0 | 0 | 0 | 0 | 0 | 0 | 0 | 0 | 1684
1203 |  |  |  | Simple Cycle Combustion Turbine | F10 |  | 0 | 0 | 0 | 0 | 0 | 0 | 0 | 0 | 0 | 0 | 0 | 0 | 0 | 1685
1204 |  |  |  | System Generation | F105D |  | 0 | 0 | 0 | 0 | 0 | 0 | 0 | 0 | 0 | 0 | 0 | 0 | 0 | 1686
1205 |  |  | Total Miscellaneous Intangible Plant |  |  |  | 39223462.5575 | 23406137.647 | 8855677.2916 | 2244041.326 | 527661.9453 | 48612.1078 | 518253.5556 | 20316.3626 | 11311.0824 | 3584883.2494 | 3283.9949 | 3283.9949 | 0
1206
1207 |  | I00 | Unclass Intangible Plant - Acct 300 |  | F102D |  | 0 | 0 | 0 | 0 | 0 | 0 | 0 | 0 | 0 | 0 | 0 | 0 | 0 | 1697
1208
1209 |  | TOTAL INTANGIBLE PLANT |  |  |  |  | 39223462.5575 | 23406137.647 | 8855677.2916 | 2244041.326 | 527661.9453 | 48612.1078 | 518253.5556 | 20316.3626 | 11311.0824 | 3584883.2494 | 3283.9949 | 3283.9949 | 0
1210
1211
1212 |  | TOTAL ELECTRIC PLANT IN SERVICE |  |  |  |  | 2887770262.8238 | 1723242769.9482 | 651986333.4942 | 165214271.9496 | 38848341.6588 | 3578995.5856 | 38155662.6827 | 1495762.587 | 832761.9563 | 263931804.2919 | 241779.3347 | 241779.3347 | 0
1213
1214
1215 |  | Distribution - METER - Unbundled |  |  |  |  | D: MISC RATE BASE
1216
1217 |  | A |  | B | C |  | D | E | F | G | H | I | J | K | L | M | N | O
1218 |  | FERC ACCT |  | DESCRIPTION | COS Factor |  | Utah Jurisdiction Normalized | Residential Sch 1 | General Large Dist. Sch 6 | General +1 MW Sch 8 | Street & Area Lighting Sch. 7,11,12 | General Trans Sch 9 | Irrigation Sch 10 | Traffic Signals Sch 15 | Outdoor Lighting Sch 15 | General Small Dist. Sch 23 | Industrial Cust 1 | Industrial Cust 2
1219 |  | 105 | Plant Held For Future Use
1220 |  |  |  | Situs | F20 |  | 4847342.38 | 2419545.4964 | 1517419.7134 | 394929.8603 | 2309.3453 | 0 | 82671.5635 | 1125.6984 | 593.8257 | 428746.8771 | 0 | 0 | 0 | 1705
1221 |  |  |  | System Generation | F10 |  | 0 | 0 | 0 | 0 | 0 | 0 | 0 | 0 | 0 | 0 | 0 | 0 | 0 | 1706
1222 |  |  |  | System Generation | F10 |  | 0 | 0 | 0 | 0 | 0 | 0 | 0 | 0 | 0 | 0 | 0 | 0 | 0 | 1707
1223 |  |  |  | System Generation | F10 |  | 0 | 0 | 0 | 0 | 0 | 0 | 0 | 0 | 0 | 0 | 0 | 0 | 0 | 1708
1224 |  |  |  | Energy | F30 |  | 0 | 0 | 0 | 0 | 0 | 0 | 0 | 0 | 0 | 0 | 0 | 0 | 0 | 1709
1225 |  |  |  | General | F102 |  | 0 | 0 | 0 | 0 | 0 | 0 | 0 | 0 | 0 | 0 | 0 | 0 | 0 | 1710
1226 |  |  | Total Plant Held For Future Use |  |  |  | 4847342.38 | 2419545.4964 | 1517419.7134 | 394929.8603 | 2309.3453 | 0 | 82671.5635 | 1125.6984 | 593.8257 | 428746.8771 | 0 | 0 | 0
1227
1228 |  | 114 | Electric Plant Acquisition Adjust |  | F10 |  | 0 | 0 | 0 | 0 | 0 | 0 | 0 | 0 | 0 | 0 | 0 | 0 | 0 | 1717
1229
1230 |  | 115 | Accum Prov for Asset Acquisition Adj |  | F10 |  | 0 | 0 | 0 | 0 | 0 | 0 | 0 | 0 | 0 | 0 | 0 | 0 | 0 | 1723
1231
1232 |  | 128 | Pensions |  | F102D |  | 0 | 0 | 0 | 0 | 0 | 0 | 0 | 0 | 0 | 0 | 0 | 0 | 0 | 1726
1233
1234 |  | 124 | Weatherization |  | F11 |  | 0 | 0 | 0 | 0 | 0 | 0 | 0 | 0 | 0 | 0 | 0 | 0 | 0 | 1748
1235
1236 |  | 151 | Fuel Stock |  | F30 |  | 0 | 0 | 0 | 0 | 0 | 0 | 0 | 0 | 0 | 0 | 0 | 0 | 0 | 1751
1237 |  |  |  | Cholla | F30 |  | 0 | 0 | 0 | 0 | 0 | 0 | 0 | 0 | 0 | 0 | 0 | 0 | 0 | 1753
1238 |  |  |  | Total Fuel Stock |  |  | 0 | 0 | 0 | 0 | 0 | 0 | 0 | 0 | 0 | 0 | 0 | 0 | 0
1239
1240 |  | 152 | Fuel Stock - Undistributed |  | F30 |  | 0 | 0 | 0 | 0 | 0 | 0 | 0 | 0 | 0 | 0 | 0 | 0 | 0 | 1757
1241
1242 |  | 25316 | DG&T Working Capital Deposit |  | F30 |  | 0 | 0 | 0 | 0 | 0 | 0 | 0 | 0 | 0 | 0 | 0 | 0 | 0 | 1762
1243
1244 |  | 25317 | DG&T Working Capital Deposit |  | F30 |  | 0 | 0 | 0 | 0 | 0 | 0 | 0 | 0 | 0 | 0 | 0 | 0 | 0 | 1766
1245
1246 |  | 25319 | Provo Working Capital Deposit |  | F30 |  | 0 | 0 | 0 | 0 | 0 | 0 | 0 | 0 | 0 | 0 | 0 | 0 | 0 | 1770
1247
1248 |  | 154 | Materials and Supplies |  | F102D |  | 13153070.7063 | 7848939.4704 | 2969634.5497 | 752509.6538 | 176944.4721 | 16301.429 | 173789.4927 | 6812.8242 | 3793.0223 | 1202143.3035 | 1101.2443 | 1101.2443 | 0 | 1788
1249
1250 |  | 163 | Stores Expense Undistributed |  | F102D |  | 0 | 0 | 0 | 0 | 0 | 0 | 0 | 0 | 0 | 0 | 0 | 0 | 0 | 1791
1251
1252 |  | 25318 | Provo Working Capital Deposit |  | F102D |  | -15526.5977 | -9265.3137 | -3505.5176 | -888.3032 | -208.8748 | -19.2431 | -205.1505 | -8.0422 | -4.4775 | -1419.0751 | -1.3 | -1.3 | 0 | 1796
1253
1254 |  | 165 | Prepayments |  | F102D |  | 0 | 0 | 0 | 0 | 0 | 0 | 0 | 0 | 0 | 0 | 0 | 0 | 0 | 1803
1255 |  |  |  | General Plant | F102D |  | 600478.8871 | 358328.678 | 135573.1212 | 34354.4234 | 8078.0695 | 744.2113 | 7934.0348 | 311.0268 | 173.1633 | 54881.6082 | 50.2753 | 50.2753 | 0 | 1804
1256 |  |  |  | System Generation | F102D |  | 0 | 0 | 0 | 0 | 0 | 0 | 0 | 0 | 0 | 0 | 0 | 0 | 0 | 1805
1257 |  |  |  | System Energy | F30 |  | 0 | 0 | 0 | 0 | 0 | 0 | 0 | 0 | 0 | 0 | 0 | 0 | 0 | 1806
1258 |  |  |  | System Overheads | F102D |  | 2310365.1646 | 1378683.1027 | 521622.697 | 132179.9395 | 31080.6772 | 2863.3811 | 30526.4983 | 1196.6872 | 666.2525 | 211159.0573 | 193.4359 | 193.4359 | 0 | 1807
1259 |  |  |  | Total Prepayments |  |  | 2910844.0517 | 1737011.7807 | 657195.8182 | 166534.3628 | 39158.7467 | 3607.5924 | 38460.5331 | 1507.714 | 839.4159 | 266040.6655 | 243.7112 | 243.7112 | 0
1260
1261 |  | 182 | Misc Regulatory Assets |  | F102D |  | -347816.1162 | -207555.1561 | -78528.1839 | -19899.1544 | -4679.07 | -431.0704 | -4595.6406 | -180.1564 | -100.3016 | -31789.1407 | -29.121 | -29.121 | 0 | 1811
1262 |  |  |  | System Generation | F102D |  | 0 | 0 | 0 | 0 | 0 | 0 | 0 | 0 | 0 | 0 | 0 | 0 | 0 | 1812
1263 |  |  |  | Simple Cycle Combustion Turbine | F102D |  | 0 | 0 | 0 | 0 | 0 | 0 | 0 | 0 | 0 | 0 | 0 | 0 | 0 | 1813
1264 |  |  |  | System Generation | F102D |  | 0 | 0 | 0 | 0 | 0 | 0 | 0 | 0 | 0 | 0 | 0 | 0 | 0 | 1814
1265 |  |  |  | Energy | F30 |  | 0 | 0 | 0 | 0 | 0 | 0 | 0 | 0 | 0 | 0 | 0 | 0 | 0 | 1815
1266 |  |  |  | System Generation | F102D |  | 0 | 0 | 0 | 0 | 0 | 0 | 0 | 0 | 0 | 0 | 0 | 0 | 0 | 1816
1267 |  |  |  | System Overheads | F102D |  | 70320757.9795 | 41963081.1098 | 15876669.1914 | 4023170.7425 | 946004.9045 | 87152.9448 | 929137.3194 | 36423.6588 | 20278.778 | 6427064.0818 | 5887.6242 | 5887.6242 | 0 | 1817
1268 |  |  |  | Total Misc Regulatory Assets |  |  | 69972941.8632 | 41755525.9538 | 15798141.0075 | 4003271.5881 | 941325.8345 | 86721.8744 | 924541.6788 | 36243.5024 | 20178.4764 | 6395274.9411 | 5858.5032 | 5858.5032 | 0
1269
1270 |  | 186 | Misc Deferred Debits |  | F102D |  | 0 | 0 | 0 | 0 | 0 | 0 | 0 | 0 | 0 | 0 | 0 | 0 | 0 | 1821
1271 |  |  |  | System Generation | F102D |  | 0 | 0 | 0 | 0 | 0 | 0 | 0 | 0 | 0 | 0 | 0 | 0 | 0 | 1822
1272 |  |  |  | System Generation | F102D |  | 0 | 0 | 0 | 0 | 0 | 0 | 0 | 0 | 0 | 0 | 0 | 0 | 0 | 1823
1273 |  |  |  | System Generation | F102D |  | 0 | 0 | 0 | 0 | 0 | 0 | 0 | 0 | 0 | 0 | 0 | 0 | 0 | 1824
1274 |  |  |  | System Overheads | F102D |  | 9029.1819 | 5388.0576 | 2038.5636 | 516.5749 | 121.467 | 11.1904 | 119.3012 | 4.6768 | 2.6038 | 825.2347 | 0.75597 | 0.75597 | 0 | 1825
1275 |  |  |  | System Energy | F30 |  | 0 | 0 | 0 | 0 | 0 | 0 | 0 | 0 | 0 | 0 | 0 | 0 | 0 | 1826
1276 |  |  |  | System Net Steam Plant | F102D |  | 0 | 0 | 0 | 0 | 0 | 0 | 0 | 0 | 0 | 0 | 0 | 0 | 0 | 1827
1277 |  |  |  | Excise Tax | F102D |  | 0 | 0 | 0 | 0 | 0 | 0 | 0 | 0 | 0 | 0 | 0 | 0 | 0 | 1828
1278 |  |  |  | Total Misc Deferred Debits |  |  | 9029.1819 | 5388.0576 | 2038.5636 | 516.5749 | 121.467 | 11.1904 | 119.3012 | 4.6768 | 2.6038 | 825.2347 | 0.75597 | 0.75597 | 0
1279
1280 |  | CWC | Cash Working Capital |  |  |  | 2615892.0956 | 1421487.7462 | 675661.6829 | 166143.404 | 48717.1583 | 10822.187 | 33032.6151 | 1556.0826 | 977.7233 | 254817.3368 | 1174.5338 | 1501.6256 | 0
1281
1282 |  | OWC | Other Working Capital |  | F137D |  | 1956576.0384 | 1110073.6973 | 455466.9527 | 115573.3044 | 51748.7425 | 14737.7981 | 24704.0974 | 1113.1217 | 394.1402 | 179407.6002 | 1486.1716 | 1870.4122 | 0 | 1848
1283 |  |  |  | Total Other Working Capital |  |  | 1956576.0384 | 1110073.6973 | 455466.9527 | 115573.3044 | 51748.7425 | 14737.7981 | 24704.0974 | 1113.1217 | 394.1402 | 179407.6002 | 1486.1716 | 1870.4122 | 0
1284
1285 |  | 18222 | Nuclear Plant |  | F10 |  | 0 | 0 | 0 | 0 | 0 | 0 | 0 | 0 | 0 | 0 | 0 | 0 | 0 | 1862
1286
1287 |  | 1869 | Misc Deferred Debits-Trojan |  | F10 |  | 0 | 0 | 0 | 0 | 0 | 0 | 0 | 0 | 0 | 0 | 0 | 0 | 0 | 1867
1288
1289 |  | 141 | Impact Housing - Notes Receivable |  | F30 |  | 0 | 0 | 0 | 0 | 0 | 0 | 0 | 0 | 0 | 0 | 0 | 0 | 0 | 1870
1290 |  | TOTAL RATE BASE ADDITIONS |  |  |  |  | 95450169.7194 | 56288706.8886 | 22072052.7702 | 5598590.4452 | 1260116.8915 | 132182.8283 | 1277114.1312 | 48355.5779 | 26774.7299 | 8725836.8838 | 9863.6202 | 10574.9525 | 0
1291
1292 |  | Distribution - METER - Unbundled
1293
1294 |  | A |  | B | C |  | D | E | F | G | H | I | J | K | L | M | N | O
1295 |  | FERC ACCT |  | DESCRIPTION | COS Factor |  | Utah Jurisdiction Normalized | Residential Sch 1 | General Large Dist. Sch 6 | General +1 MW Sch 8 | Street & Area Lighting Sch. 7,11,12 | General Trans Sch 9 | Irrigation Sch 10 | Traffic Signals Sch 15 | Outdoor Lighting Sch 15 | General Small Dist. Sch 23 | Industrial Cust 1 | Industrial Cust 2
1296
1297 |  | 235 | Customer Service Deposits |  | F51 |  | 0 | 0 | 0 | 0 | 0 | 0 | 0 | 0 | 0 | 0 | 0 | 0 | 0 | 1880
1298
1299 |  | 2281 | Accum Prov for Property Insurance |  | F102D |  | 0 | 0 | 0 | 0 | 0 | 0 | 0 | 0 | 0 | 0 | 0 | 0 | 0 | 1885
1300
1301 |  | 2282 | Accum Prov for Injuries & Damages |  | F102D |  | 8.8637e-08 | 5.2893e-08 | 2.0012e-08 | 5.0711e-09 | 1.1924e-09 | 1.0985e-10 | 1.1712e-09 | 4.5911e-11 | 2.5561e-11 | 8.1011e-09 | 7.4212e-12 | 7.4212e-12 | 0 | 1889
1302
1303 |  | 2283 | Accum Prov for Pension & Benefits |  | F102D |  | -23988065.7056 | -14314594.663 | -5415905.5547 | -1372398.2347 | -322704.5393 | -29729.9208 | -316950.609 | -12424.9673 | -6917.5685 | -2192422.8339 | -2008.4072 | -2008.4072 | 0 | 1894
1304
1305 |  | 25335 | Accum Prov for Pension & Benefits |  | F30 |  | 0 | 0 | 0 | 0 | 0 | 0 | 0 | 0 | 0 | 0 | 0 | 0 | 0 | 1899
1306
1307 |  | 22844 | Accum Hydro Relicensing Obligation |  | F10 |  | 0 | 0 | 0 | 0 | 0 | 0 | 0 | 0 | 0 | 0 | 0 | 0 | 0 | 1903
1308
1309 |  | 254 | Reg Liabilities - Insurance Provision |  | F30 |  | 0 | 0 | 0 | 0 | 0 | 0 | 0 | 0 | 0 | 0 | 0 | 0 | 0 | 1906
1310 |  | 254 |  | Situs | F102D |  | 0 | 0 | 0 | 0 | 0 | 0 | 0 | 0 | 0 | 0 | 0 | 0 | 0 | 1907
1311
1312 |  | 22842 | Accum Misc Oper Prov - Trojan |  | F10 |  | 0 | 0 | 0 | 0 | 0 | 0 | 0 | 0 | 0 | 0 | 0 | 0 | 0 | 1912
1313
1314 |  | 252 | Customer Advances for Const |  | F50 |  | -4603515.3738 | -1724234.9469 | -287283.5136 | -140199.1245 | -15516.0538 | -1679324.149 | -21661.6639 | -12635.6796 | -21894.9404 | -700765.302 | 0 | 0 | 0 | 1920
1315
1316 |  | 25398 | SO2 Emissions |  | F30 |  | 0 | 0 | 0 | 0 | 0 | 0 | 0 | 0 | 0 | 0 | 0 | 0 | 0 | 1923
1317
1318 |  | 25399 | Other Deferred Credits |  | F10 |  | -3117621.4188 | -1132248.4215 | -830020.3456 | -248129.5306 | -5599.5481 | -539684.105 | -27864.1474 | -771.0111 | -1298.9916 | -197379.6843 | -62956.1567 | -71669.4769 | 0 | 1931
1319
1320 |  | 190 | Accum Deferred Income Taxes |  | F104D |  | 0 | 0 | 0 | 0 | 0 | 0 | 0 | 0 | 0 | 0 | 0 | 0 | 0 | 1934
1321 |  |  |  | Customer System | F42 |  | 0 | 0 | 0 | 0 | 0 | 0 | 0 | 0 | 0 | 0 | 0 | 0 | 0 | 1935
1322 |  |  |  | Labor | F138D |  | 18659580.4898 | 10657320.1999 | 4340502.9538 | 1092409.0969 | 537661.5547 | 45214.1027 | 236358.807 | 10885.8657 | 3342.7653 | 1729776.2591 | 3054.4423 | 3054.4423 | 0 | 1936
1323 |  |  |  | System Generation | F104D |  | 0 | 0 | 0 | 0 | 0 | 0 | 0 | 0 | 0 | 0 | 0 | 0 | 0 | 1937
1324 |  |  |  | IBT | F141 |  | 0 | 0 | 0 | 0 | 0 | 0 | 0 | 0 | 0 | 0 | 0 | 0 | 0 | 1938
1325 |  |  |  | Bad Debt Expense | F104D |  | 0 | 0 | 0 | 0 | 0 | 0 | 0 | 0 | 0 | 0 | 0 | 0 | 0 | 1941
1326 |  |  |  | TROJP | F104D |  | 0 | 0 | 0 | 0 | 0 | 0 | 0 | 0 | 0 | 0 | 0 | 0 | 0 | 1942
1327 |  |  |  | System Generation | F104D |  | 0 | 0 | 0 | 0 | 0 | 0 | 0 | 0 | 0 | 0 | 0 | 0 | 0 | 1943
1328 |  |  |  | Energy | F104D |  | 0 | 0 | 0 | 0 | 0 | 0 | 0 | 0 | 0 | 0 | 0 | 0 | 0 | 1944
1329 |  |  |  | System Net Plant | F104D |  | 0 | 0 | 0 | 0 | 0 | 0 | 0 | 0 | 0 | 0 | 0 | 0 | 0 | 1945
1330 |  |  |  | Division Net Plant Distribution | F104D |  | 539619.5757 | 321638.7957 | 123881.9908 | 31471.4054 | 5151.7183 | 530.092 | 7297.7831 | 270.1889 | 162.2896 | 49143.6911 | 35.8104 | 35.8104 | 0 | 1946
1331 |  |  |  | Simple Cycle Combustion Turbine | F10 |  | 0 | 0 | 0 | 0 | 0 | 0 | 0 | 0 | 0 | 0 | 0 | 0 | 0 | 1947
1332 |  |  |  | Total Accum Deferred Income Taxes |  |  | 19199200.0655 | 10978958.9956 | 4464384.9446 | 1123880.5023 | 542813.273 | 45744.1947 | 243656.59 | 11156.0546 | 3505.0549 | 1778919.9503 | 3090.2528 | 3090.2528 | 0
1333
1334 |  | 281 | Accum Deferred Income Taxes |  | F104D |  | 0 | 0 | 0 | 0 | 0 | 0 | 0 | 0 | 0 | 0 | 0 | 0 | 0 | 1954
1335
1336 |  | 282 | Accum Deferred Income Taxes |  | F104D |  | -481536533.5454 | -287018554.8043 | -110547702.6924 | -28083917.1379 | -4597202.699 | -473034.4701 | -6512271.4514 | -241106.5546 | -144821.2074 | -43854010.7649 | -31955.8817 | -31955.8817 | 0 | 1957
1337 |  |  |  | DITBAL | F104D |  | -0.012088 | -0.0072052 | -0.0027752 | -0.00070501 | -0.00011541 | -1.1875e-05 | -0.00016348 | -6.0527e-06 | -3.6356e-06 | -0.0011009 | -8.0221e-07 | -8.0221e-07 | 0 | 1958
1338 |  |  |  | System Net Plant | F104D |  | 0 | 0 | 0 | 0 | 0 | 0 | 0 | 0 | 0 | 0 | 0 | 0 | 0 | 1959
1339 |  |  |  | Labor | F138D |  | -169489.9137 | -96803.2632 | -39425.9384 | -9922.6413 | -4883.7224 | -410.6917 | -2146.9097 | -98.8792 | -30.3632 | -15712.0161 | -27.7443 | -27.7443 | 0 | 1960
1340 |  |  |  | GPS | F104D |  | 0 | 0 | 0 | 0 | 0 | 0 | 0 | 0 | 0 | 0 | 0 | 0 | 0 | 1961
1341 |  |  |  | CIAC | F104D |  | 37601.5322 | 22412.2921 | 8632.29 | 2192.9765 | 358.9798 | 36.9376 | 508.5209 | 18.8272 | 11.3086 | 3424.4089 | 2.4953 | 2.4953 | 0 | 1962
1342 |  |  |  | SNPD | F104D |  | 0 | 0 | 0 | 0 | 0 | 0 | 0 | 0 | 0 | 0 | 0 | 0 | 0 | 1963
1343 |  |  |  | SCHMDEXP | F104D |  | 0 | 0 | 0 | 0 | 0 | 0 | 0 | 0 | 0 | 0 | 0 | 0 | 0 | 1964
1344 |  |  |  | TAXDEPR | F104D |  | 0 | 0 | 0 | 0 | 0 | 0 | 0 | 0 | 0 | 0 | 0 | 0 | 0 | 1965
1345 |  |  |  | DGP | F104D |  | 0 | 0 | 0 | 0 | 0 | 0 | 0 | 0 | 0 | 0 | 0 | 0 | 0 | 1966
1346 |  |  |  | IBT | F104D |  | 0 | 0 | 0 | 0 | 0 | 0 | 0 | 0 | 0 | 0 | 0 | 0 | 0 | 1967
1347 |  |  |  | SSGCT | F104D |  | 0 | 0 | 0 | 0 | 0 | 0 | 0 | 0 | 0 | 0 | 0 | 0 | 0 | 1968
1348 |  |  |  | SSGCH | F104D |  | 0 | 0 | 0 | 0 | 0 | 0 | 0 | 0 | 0 | 0 | 0 | 0 | 0 | 1969
1349 |  |  |  | SE | F104D |  | 0 | 0 | 0 | 0 | 0 | 0 | 0 | 0 | 0 | 0 | 0 | 0 | 0 | 1970
1350 |  |  |  | SG | F104D |  | 0 | 0 | 0 | 0 | 0 | 0 | 0 | 0 | 0 | 0 | 0 | 0 | 0 | 1971
1351 |  |  |  | Total Accum Deferred Income Taxes |  |  | -481668421.9391 | -287092945.7826 | -110578496.3436 | -28091646.8034 | -4601727.4417 | -473408.2242 | -6513909.8404 | -241186.6066 | -144840.2621 | -43866298.3731 | -31981.1307 | -31981.1307 | 0
1352
1353
1354 |  | 283 | Accum Deferred Income Taxes |  | F104D |  | -2426722.4952 | -1446441.412 | -557109.5405 | -141530.0164 | -23167.7857 | -2383.876 | -32818.8508 | -1215.0661 | -729.8322 | -221004.0298 | -161.0429 | -161.0429 | 0 | 1975
1355 |  |  |  | System Generation | F104D |  | 0 | 0 | 0 | 0 | 0 | 0 | 0 | 0 | 0 | 0 | 0 | 0 | 0 | 1976
1356 |  |  |  | Energy | F104D |  | 0 | 0 | 0 | 0 | 0 | 0 | 0 | 0 | 0 | 0 | 0 | 0 | 0 | 1977
1357 |  |  |  | Labor | F138D |  | -27579649.2022 | -15751970.0246 | -6415446.9546 | -1614626.8505 | -794686.5192 | -66828.3562 | -349348.3139 | -16089.77 | -4940.7486 | -2556682.4747 | -4514.595 | -4514.595 | 0 | 1978
1358 |  |  |  | General Plant | F104D |  | -954942.6983 | -569191.0252 | -219228.8937 | -55693.6592 | -9116.7852 | -938.0821 | -12914.5883 | -478.1422 | -287.1972 | -86967.5808 | -63.3722 | -63.3722 | 0 | 1979
1359 |  |  |  | System Net Plant | F104D |  | -292989.6938 | -174635.7185 | -67262.4719 | -17087.5888 | -2797.1564 | -287.8166 | -3962.3752 | -146.7007 | -88.1161 | -26682.8627 | -19.4435 | -19.4435 | 0 | 1980
1360 |  |  |  | TROJP | F104D |  | 0 | 0 | 0 | 0 | 0 | 0 | 0 | 0 | 0 | 0 | 0 | 0 | 0 | 1981
1361 |  |  |  | System Generation | F104D |  | 0 | 0 | 0 | 0 | 0 | 0 | 0 | 0 | 0 | 0 | 0 | 0 | 0 | 1982
1362 |  |  |  | Simple Cycle Combustion Turbine | F104D |  | 0 | 0 | 0 | 0 | 0 | 0 | 0 | 0 | 0 | 0 | 0 | 0 | 0 | 1983
1363 |  |  |  | System Generation | F104D |  | 0 | 0 | 0 | 0 | 0 | 0 | 0 | 0 | 0 | 0 | 0 | 0 | 0 | 1984
1364 |  |  |  | Total Accum Deferred Income Taxes |  |  | -31254304.0895 | -17942238.1802 | -7259047.8606 | -1828938.1149 | -829768.2465 | -70438.131 | -399044.1281 | -17929.6789 | -6045.8941 | -2891336.948 | -4758.4536 | -4758.4536 | 0
1365
1366 |  | 255 | Accum Investment Tax Credit |  | F104D |  | -48616.4513 | -28977.705 | -11161.0161 | -2835.3828 | -464.1386 | -47.7581 | -657.486 | -24.3424 | -14.6213 | -4427.5485 | -3.2263 | -3.2263 | 0 | 1998
1367 |  | TOTAL MISC RATE BASE DEDUCTIONS |  |  |  |  | -525481344.9127 | -311256280.7037 | -119917529.6896 | -30560266.6886 | -5232966.6951 | -2746888.0933 | -7036431.2848 | -273816.2313 | -177507.223 | -48073710.7397 | -98617.1217 | -107330.4419 | 0
1368
1369 | [6 empty] | D: ACCUMULATED DEPRECIATION
1370 | [6 empty] | D: PRODUCTION PLANT
1371
1372 |  | 108SP | Steam Prod Accumulated Depr |  | F10 |  | 0 | 0 | 0 | 0 | 0 | 0 | 0 | 0 | 0 | 0 | 0 | 0 | 0 | 2010
1373
1374 |  | 108NP | Nuclear Prod Accumulated Depr |  | F10 |  | 0 | 0 | 0 | 0 | 0 | 0 | 0 | 0 | 0 | 0 | 0 | 0 | 0 | 2016
1375
1376 |  | 108HP | Hydraulic Prod Accum Depr |  | F10 |  | 0 | 0 | 0 | 0 | 0 | 0 | 0 | 0 | 0 | 0 | 0 | 0 | 0 | 2024
1377
1378 |  | 108OP | Other Production - Accum Depr |  | F10 |  | 0 | 0 | 0 | 0 | 0 | 0 | 0 | 0 | 0 | 0 | 0 | 0 | 0 | 2027
1379 |  |  |  | Simple Cycle Combustion Turbine | F10 |  | 0 | 0 | 0 | 0 | 0 | 0 | 0 | 0 | 0 | 0 | 0 | 0 | 0 | 2028
1380 |  |  |  | Wind Generation | F10 |  | 0 | 0 | 0 | 0 | 0 | 0 | 0 | 0 | 0 | 0 | 0 | 0 | 0 | 2029
1381 |  |  |  | System Generation | F10 |  | 0 | 0 | 0 | 0 | 0 | 0 | 0 | 0 | 0 | 0 | 0 | 0 | 0 | 2030
1382 |  |  |  | System Generation | F10 |  | 0 | 0 | 0 | 0 | 0 | 0 | 0 | 0 | 0 | 0 | 0 | 0 | 0 | 2031
1383 |  |  |  | Total Other Production - Accum Depr |  |  | 0 | 0 | 0 | 0 | 0 | 0 | 0 | 0 | 0 | 0 | 0 | 0 | 0
1384
1385 |  | 108EP | Experimental Plant - Accum Depr |  | F10 |  | 0 | 0 | 0 | 0 | 0 | 0 | 0 | 0 | 0 | 0 | 0 | 0 | 0 | 2037
1386
1387
1388
1389 |  | TOTAL PRODUCTION PLANT DEPRECIATION |  |  |  |  | 0 | 0 | 0 | 0 | 0 | 0 | 0 | 0 | 0 | 0 | 0 | 0 | 0
1390
1391
1392 | [6 empty] | D: TRANSMISSION PLANT
1393
1394 |  | 108TP | Transmission Plant Accum Depr |  | F106 |  | 0 | 0 | 0 | 0 | 0 | 0 | 0 | 0 | 0 | 0 | 0 | 0 | 0 | 2045
1395
1396
1397 | [6 empty] | D: DISTRIBUTION PLANT
1398
1399 |  | 108360 | Land and Land Rights |  | F118 |  | -2775978.3985 | -1385626.495 | -868996.6616 | -226168.625 | -1322.517 | 0 | -47344.3913 | -644.6655 | -340.0724 | -245534.9707 | 0 | 0 | 0 | 2049
1400
1401 |  | 108361 | Structures and Improvements |  | F119 |  | -10038789.6108 | -5010850.5419 | -3142558.5526 | -817895.1408 | -4782.6272 | 0 | -171211.8451 | -2331.3082 | -1229.8062 | -887929.7888 | 0 | 0 | 0 | 2053
1402
1403 |  | 108362 | Station Equipment |  | F120 |  | -101201888.8062 | -50514808.9592 | -31680399.0858 | -8245270.2273 | -48214.0697 | 0 | -1726001.1199 | -23502.1154 | -12397.7801 | -8951295.4487 | 0 | 0 | 0 | 2057
1404
1405 |  | Distribution - METER - Unbundled
1406
1407 |  | A |  | B | C |  | D | E | F | G | H | I | J | K | L | M | N | O
1408 |  | FERC ACCT |  | DESCRIPTION | COS Factor |  | Utah Jurisdiction Normalized | Residential Sch 1 | General Large Dist. Sch 6 | General +1 MW Sch 8 | Street & Area Lighting Sch. 7,11,12 | General Trans Sch 9 | Irrigation Sch 10 | Traffic Signals Sch 15 | Outdoor Lighting Sch 15 | General Small Dist. Sch 23 | Industrial Cust 1 | Industrial Cust 2
1409
1410 |  | 108364 | Poles, Towers & Fixtures |  | F121 |  | -141692722.2415 | -70079944.1779 | -43722355.9026 | -11379359.1556 | -1680044.3846 | 0 | -2382067.0645 | -32435.4454 | -17110.2691 | -12399405.8416 | 0 | 0 | 0 | 2061
1411
1412 |  | 108365 | Overhead Conductors |  | F122 |  | -79175529.07 | -51103587.649 | -15042881.4614 | -3915121.849 | -626384.7408 | 0 | -819561.3376 | -11159.567 | -5886.8683 | -7650945.597 | 0 | 0 | 0 | 2065
1413
1414 |  | 108366 | Underground Conduit |  | F123 |  | -74060943.1285 | -48300369.4703 | -14066652.5656 | -3661044.5242 | -31776.1674 | 0 | -766374.7548 | -10435.3513 | -5504.8317 | -7218785.4631 | 0 | 0 | 0 | 2069
1415
1416 |  | 108367 | Underground Conductors |  | F124 |  | -204994588.2315 | -127414907.0752 | -43628203.9423 | -11354854.7814 | -588720.4725 | 0 | -2376937.5083 | -32365.5988 | -17073.4238 | -19581525.4293 | 0 | 0 | 0 | 2073
1417
1418 |  | 108368 | Line Transformers |  | F125 |  | -116966251.07 | -70716522.735 | -27417443.3738 | -7185570.552 | -442694.6239 | 0 | -2226939.6813 | -15861.3691 | -93253.6003 | -8867965.1346 | 0 | 0 | 0 | 2077
1419
1420 |  | 108369 | Services |  | F126 |  | -90281930.19 | -72638051.5902 | -6406555.8776 | -573926.5759 | 0 | 0 | 0 | -271471.9794 | -57332.1556 | -10334592.0113 | 0 | 0 | 0 | 2081
1421
1422 |  | 108370 | Meters |  | F127 |  | -36390122.7493 | -25347722.7102 | -3931761.7936 | -481075.5076 | 0 | -1575313.65 | -427025.4705 | -85281.496 | -18010.5954 | -4311090.6453 | -106420.4404 | -106420.4404 | 0 | 2085
1423
1424 |  | 108371 | Install on Customers' Premises |  | F128 |  | -3449623.5185 | 0 | 0 | 0 | -3449623.5185 | 0 | 0 | 0 | 0 | 0 | 0 | 0 | 0 | 2089
1425
1426 |  | 108372 | Leased Property |  | F129 |  | 0 | 0 | 0 | 0 | 0 | 0 | 0 | 0 | 0 | 0 | 0 | 0 | 0 | 2093
1427
1428 |  | 108373 | Street Lights |  | F130 |  | -12365678.4038 | 0 | 0 | 0 | -12365678.4038 | 0 | 0 | 0 | 0 | 0 | 0 | 0 | 0 | 2097
1429
1430 |  | 108D00 | Unclassified Dist Plant - Acct 300 |  | F121 |  | 0 | 0 | 0 | 0 | 0 | 0 | 0 | 0 | 0 | 0 | 0 | 0 | 0 | 2101
1431
1432 |  | 108DS | Unclassified Dist Sub - Acct 300 |  | F120 |  | 0 | 0 | 0 | 0 | 0 | 0 | 0 | 0 | 0 | 0 | 0 | 0 | 0 | 2105
1433
1434 |  | 108D | Unclassified Dist Sub - Acct 300 |  | F102D |  | -288476.2054 | -172144.7657 | -65130.7155 | -16504.2167 | -3880.7873 | -357.5267 | -3811.5916 | -149.4204 | -83.1894 | -26365.6865 | -24.1527 | -24.1527 | 0 | 2109
1435
1436
1437 |  | TOTAL DISTRIBUTION PLANT DEPR |  |  |  |  | -873682521.624 | -522684536.1696 | -189972939.9325 | -47856791.1555 | -19243122.3126 | -1575671.1768 | -10947274.765 | -485638.3165 | -228222.5924 | -80475436.0169 | -106444.5931 | -106444.5931 | 0
1438
1439 | [6 empty] | D: GENERAL PLANT
1440 |  | 108GP | General Plant Accumulated Depr
1441 |  |  |  | Situs | F107D |  | -52284779.2183 | -31200323.9752 | -11804596.0715 | -2991301.574 | -703372.0766 | -64799.8203 | -690830.7163 | -27081.6615 | -15077.6451 | -4778640.5635 | -4377.5571 | -4377.5571 | 0 | 2115
1442 |  |  |  | System Generation | F105D |  | 0 | 0 | 0 | 0 | 0 | 0 | 0 | 0 | 0 | 0 | 0 | 0 | 0 | 2116
1443 |  |  |  | System Generation | F105D |  | 0 | 0 | 0 | 0 | 0 | 0 | 0 | 0 | 0 | 0 | 0 | 0 | 0 | 2117
1444 |  |  |  | System Generation | F105D |  | 0 | 0 | 0 | 0 | 0 | 0 | 0 | 0 | 0 | 0 | 0 | 0 | 0 | 2118
1445 |  |  |  | Customer - System | F42 |  | 0 | 0 | 0 | 0 | 0 | 0 | 0 | 0 | 0 | 0 | 0 | 0 | 0 | 2119
1446 |  |  |  | System Overheads | F102D |  | -10796540.2422 | -6442707.7709 | -2437588.8822 | -617688.5186 | -145242.7464 | -13380.8324 | -142653.0195 | -5592.225 | -3113.4568 | -986764.904 | -903.9432 | -903.9432 | 0 | 2120
1447 |  |  |  | Energy | F30 |  | 0 | 0 | 0 | 0 | 0 | 0 | 0 | 0 | 0 | 0 | 0 | 0 | 0 | 2121
1448 |  |  |  | Simple Cycle Combustion Turbine | F10 |  | 0 | 0 | 0 | 0 | 0 | 0 | 0 | 0 | 0 | 0 | 0 | 0 | 0 | 2122
1449 |  |  |  | Cholla | F10 |  | 0 | 0 | 0 | 0 | 0 | 0 | 0 | 0 | 0 | 0 | 0 | 0 | 0 | 2123
1450 |  |  | Total General Plant Accumulated Depr |  |  |  | -63081319.4604 | -37643031.7461 | -14242184.9537 | -3608990.0926 | -848614.8231 | -78180.6527 | -833483.7358 | -32673.8864 | -18191.1019 | -5765405.4675 | -5281.5003 | -5281.5003 | 0
1451
1452 |  | 108MP | Mining Plant Accumulated Depr. |  | F30 |  | 0 | 0 | 0 | 0 | 0 | 0 | 0 | 0 | 0 | 0 | 0 | 0 | 0 | 2131
1453
1454 |  | 1081390 | Accum Depr - Capital Lease |  | F30 |  | 0 | 0 | 0 | 0 | 0 | 0 | 0 | 0 | 0 | 0 | 0 | 0 | 0 | 2138
1455 |  |  | Remove Capital Lease |  | F30 |  | 0 | 0 | 0 | 0 | 0 | 0 | 0 | 0 | 0 | 0 | 0 | 0 | 0 | 2141
1456
1457 |  | 1081399L | Accum Depr - Capital Lease |  | F30 |  | 0 | 0 | 0 | 0 | 0 | 0 | 0 | 0 | 0 | 0 | 0 | 0 | 0 | 2145
1458 |  |  |  | Energy | F30 |  | 0 | 0 | 0 | 0 | 0 | 0 | 0 | 0 | 0 | 0 | 0 | 0 | 0 | 2146
1459 |  |  | Remove Capital Lease |  | F30 |  | 0 | 0 | 0 | 0 | 0 | 0 | 0 | 0 | 0 | 0 | 0 | 0 | 0 | 2149
1460
1461 |  | TOTAL GENERAL PLANT ACCUM DEPR |  |  |  |  | -63081319.4604 | -37643031.7461 | -14242184.9537 | -3608990.0926 | -848614.8231 | -78180.6527 | -833483.7358 | -32673.8864 | -18191.1019 | -5765405.4675 | -5281.5003 | -5281.5003 | 0
1462
1463
1464 |  | TOTAL ACCUM DEPR - PLANT IN SERVICE |  |  |  |  | -936763841.0844 | -560327567.9157 | -204215124.8862 | -51465781.2481 | -20091737.1357 | -1653851.8294 | -11780758.5008 | -518312.203 | -246413.6942 | -86240841.4844 | -111726.0934 | -111726.0934 | 0
1465
1466
1467 | [6 empty] | D: ACCUMULATED AMORTIZATION
1468
1469 |  | 111CLS | Accum Prov for Amort-Steam |  | F10 |  | 0 | 0 | 0 | 0 | 0 | 0 | 0 | 0 | 0 | 0 | 0 | 0 | 0 | 2162
1470
1471 |  | 111CLG | Accum Prov for Amort-General
1472 |  |  | Situs |  | F108D |  | -10575.9661 | -6311.0827 | -2387.7888 | -605.0691 | -142.2754 | -13.1075 | -139.7386 | -5.478 | -3.0498 | -966.6052 | -0.88548 | -0.88548 | 0 | 2166
1473 |  |  | Customer - System |  | F40 |  | 0 | 0 | 0 | 0 | 0 | 0 | 0 | 0 | 0 | 0 | 0 | 0 | 0 | 2167
1474 |  |  | System Generation |  | F108D |  | 0 | 0 | 0 | 0 | 0 | 0 | 0 | 0 | 0 | 0 | 0 | 0 | 0 | 2168
1475 |  |  | System Overheads |  | F108D |  | -584471.6479 | -348776.5472 | -131959.0868 | -33438.6218 | -7862.7287 | -724.3725 | -7722.5337 | -302.7356 | -168.5473 | -53418.6042 | -48.935 | -48.935 | 0 | 2169
1476 |  |  | Energy |  | F108D |  | 0 | 0 | 0 | 0 | 0 | 0 | 0 | 0 | 0 | 0 | 0 | 0 | 0 | 2170
1477 |  |  | Total Accum Prov for Amort-General |  |  |  | -595047.614 | -355087.63 | -134346.8755 | -34043.6909 | -8005.0042 | -737.48 | -7862.2723 | -308.2136 | -171.5971 | -54385.2094 | -49.8205 | -49.8205 | 0 | 2171
1478
1479 |  | 111CLH | Accum Prov for Amort-Hydro |  | F10 |  | 0 | 0 | 0 | 0 | 0 | 0 | 0 | 0 | 0 | 0 | 0 | 0 | 0 | 2179
1480
1481 |  | 111IP | Accum Prov for Amort-Intangible
1482 |  |  |  | Situs | F107D |  | 11560.6006 | 6898.6517 | 2610.0946 | 661.4017 | 155.5214 | 14.3278 | 152.7484 | 5.988 | 3.3338 | 1056.5973 | 0.96791 | 0.96791 | 0 | 2183
1483 |  |  |  | System Generation | F105D |  | 0 | 0 | 0 | 0 | 0 | 0 | 0 | 0 | 0 | 0 | 0 | 0 | 0 | 2184
1484 |  |  |  | System Generation | F105D |  | 0 | 0 | 0 | 0 | 0 | 0 | 0 | 0 | 0 | 0 | 0 | 0 | 0 | 2185
1485 |  |  |  | Energy | F30 |  | 0 | 0 | 0 | 0 | 0 | 0 | 0 | 0 | 0 | 0 | 0 | 0 | 0 | 2186
1486 |  |  |  | System Generation | F105D |  | 0 | 0 | 0 | 0 | 0 | 0 | 0 | 0 | 0 | 0 | 0 | 0 | 0 | 2187
1487 |  |  |  | System Generation | F105D |  | 0 | 0 | 0 | 0 | 0 | 0 | 0 | 0 | 0 | 0 | 0 | 0 | 0 | 2188
1488 |  |  |  | System Generation | F105D |  | 0 | 0 | 0 | 0 | 0 | 0 | 0 | 0 | 0 | 0 | 0 | 0 | 0 | 2189
1489 |  |  |  | Customer - System | F42 |  | 0 | 0 | 0 | 0 | 0 | 0 | 0 | 0 | 0 | 0 | 0 | 0 | 0 | 2190
1490 |  |  |  | System Generation | F105D |  | 0 | 0 | 0 | 0 | 0 | 0 | 0 | 0 | 0 | 0 | 0 | 0 | 0 | 2191
1491 |  |  |  | Cholla | F10 |  | 0 | 0 | 0 | 0 | 0 | 0 | 0 | 0 | 0 | 0 | 0 | 0 | 0 | 2192
1492 |  |  |  | System Overheads | F102D |  | -32816848.2556 | -19583066.2906 | -7409223.9423 | -1877507.9729 | -441475.6082 | -40671.9872 | -433603.9499 | -16997.9636 | -9463.5723 | -2999341.7699 | -2747.5994 | -2747.5994 | 0 | 2193
1493 |  |  | Total Accum Prov for Amort-Intangible |  |  |  | -32805287.6551 | -19576167.6389 | -7406613.8476 | -1876846.5711 | -441320.0868 | -40657.6594 | -433451.2015 | -16991.9756 | -9460.2385 | -2998285.1727 | -2746.6315 | -2746.6315 | 0
1494
1495 |  | 111390 | Accum Prov for Amort-Capital Lease |  | F30 |  | 0 | 0 | 0 | 0 | 0 | 0 | 0 | 0 | 0 | 0 | 0 | 0 | 0 | 2204
1496
1497
1498 |  | TOTAL ACCUM PROV FOR AMORTIZATION |  |  |  |  | -33400335.2691 | -19931255.2689 | -7540960.7232 | -1910890.2621 | -449325.091 | -41395.1394 | -441313.4737 | -17300.1892 | -9631.8356 | -3052670.3821 | -2796.452 | -2796.452 | 0

## Retail
Retail Total |  |  | - | Retail - Total - Unbundled
Rocky Mountain Power
3 | Cost Of Service By Rate Schedule
4 | State of Utah
5 | 2010 Protocol (Non Wgt)
6 | 12 Months Ended Dec 2015
7
8
9 |  | A |  | B | C |  | D | E | F | G | H | I | J | K | L | M | N | O | Chk Total
12 |  |  |  | DESCRIPTION |  |  | Utah Jurisdiction Normalized | Residential Sch 1 | General Large Dist. Sch 6 | General +1 MW Sch 8 | Street & Area Lighting Sch. 7,11,12 | General Trans Sch 9 | Irrigation Sch 10 | Traffic Signals Sch 15 | Outdoor Lighting Sch 15 | General Small Dist. Sch 23 | Industrial Cust 1 | Industrial Cust 2 | 0
13
12 |  |  |  | Operating Revenues |  |  | 41306691.5872 | 35740690.9536 | 2342115.8802 | 106227.0511 | 339040.9781 | 67864.3693 | 125458.9738 | 98605.6067 | 23681.6559 | 2309230.4353 | 59433.8495 | 94341.8336 | 0
13
14 |  |  |  | Operating Expenses
15 |  |  |  | Operation & Maintenance Expenses |  |  | 36738176.4716 | 32064082.5005 | 777882.7982 | 144084.0892 | 280054.9508 | 150787.6407 | 83122.7316 | 92005.5979 | 19408.9115 | 3129056.8132 | -1301.2153 | -1008.3465 | 0
16 |  |  |  | Depreciation Expense |  |  | 558247.8873 | 486001.357 | 10814.8988 | 173.2875 | 5373.9505 | 363.4395 | 2078.1692 | 1517.7026 | 320.5235 | 51600.0458 | 2.2565 | 2.2565 | 0
17 |  |  |  | Amortization Expense |  |  | 1562955.6972 | 1360683.3218 | 30279.0355 | 485.1622 | 15045.7293 | 1017.5404 | 5818.3585 | 4249.1909 | 897.3864 | 144467.3368 | 6.3177 | 6.3177 | 0
18 |  |  |  | Taxes Other Than Income |  |  | 380344.7342 | 279057.2776 | 176466.0415 | -2708.8529 | 4270.8983 | -7807.7993 | 5216.6845 | 420.6699 | 284.4579 | -99077.7581 | 11340.6492 | 12882.4657 | 0
19 |  |  |  | Income Taxes - Federal |  |  | -429983.9107 | -387293.2643 | 407728.6753 | -32510.2165 | 5073.7865 | -62532.7274 | 5475.5737 | -1626.2107 | 531.249 | -407620.1574 | 15909.1097 | 26880.2714 | 0
20 |  |  |  | Income Taxes - State |  |  | -58427.6722 | -52626.7223 | 55403.5553 | -4417.5985 | 689.4433 | -8497.1591 | 744.0395 | -220.975 | 72.1879 | -55388.8095 | 2161.7838 | 3652.5824 | 0
21 |  |  |  | Income Taxes Deferred |  |  | 550102.818 | 403608.0454 | 255227.5816 | -3917.8867 | 6177.115 | -11292.63 | 7545.031 | 608.4262 | 411.4191 | -143298.8262 | 16402.2859 | 18632.2566 | 0
22 |  |  |  | Investment Tax Credit Adj |  |  | 0 | 0 | 0 | 0 | 0 | 0 | 0 | 0 | 0 | 0 | 0 | 0 | 0
23 |  |  |  | Misc Revenues & Expense |  |  | 983443.5 | 886120.0167 | 45943.3574 | 13300.0695 | 0 | 23639.8068 | 2680.3472 | 0 | 0 | 11759.9024 | 0 | 0 | 0
24
25 |  |  |  | Total Operating Expenses |  |  | 40284859.5254 | 35039632.5323 | 1759745.9435 | 114488.0538 | 316685.8737 | 85678.1116 | 112680.9351 | 96954.4018 | 21926.1354 | 2631498.547 | 44521.1875 | 61047.8037 | 0
26
27 |  |  |  | Operating Revenue For Return |  |  | 1021832.0618 | 701058.4213 | 582369.9367 | -8261.0027 | 22355.1044 | -17813.7423 | 12778.0387 | 1651.205 | 1755.5204 | -322268.1117 | 14912.662 | 33294.0299 | 0
28
29
30 |  |  |  | Rate Base :
31 |  |  |  | Electric Plant In Service |  |  | 71938270.7063 | 62628265.9978 | 1393655.277 | 22330.5932 | 692510.8295 | 46834.4043 | 267801.9902 | 195577.8071 | 41304.0686 | 6649408.172 | 290.7833 | 290.7833 | 0
32 |  |  |  | Plant Held For Future Use |  |  | 0 | 0 | 0 | 0 | 0 | 0 | 0 | 0 | 0 | 0 | 0 | 0 | 0
33 |  |  |  | Electric Plant Acquisition Adj |  |  | 0 | 0 | 0 | 0 | 0 | 0 | 0 | 0 | 0 | 0 | 0 | 0 | 0
34 |  |  |  | Pensions |  |  | 0 | 0 | 0 | 0 | 0 | 0 | 0 | 0 | 0 | 0 | 0 | 0 | 0
35 |  |  |  | Prepayments |  |  | 13403.7844 | 5667.0373 | 3425.7935 | 988.7301 | 64.1708 | 1739.2097 | 134.3948 | 4.2432 | 5.1378 | 944.4376 | 201.6337 | 228.9959 | 0
36 |  |  |  | Fuel Stock |  |  | 0 | 0 | 0 | 0 | 0 | 0 | 0 | 0 | 0 | 0 | 0 | 0 | 0
37 |  |  |  | Materials & Supplies |  |  | 0 | 0 | 0 | 0 | 0 | 0 | 0 | 0 | 0 | 0 | 0 | 0 | 0
38 |  |  |  | Misc Deferred Debits |  |  | 29291515.8377 | 12384272.1635 | 7486444.2229 | 2160688.453 | 140233.6279 | 3800724.2159 | 293695.3069 | 9272.6304 | 11227.7394 | 2063895.4493 | 440633.4596 | 500428.569 | 0
39 |  |  |  | Cash Working Capital |  |  | 663063.2966 | 577612.4127 | 24565.3298 | 1957.4564 | 5232.5797 | 1435.9386 | 1691.7729 | 1641.5944 | 365.7949 | 47407.9775 | 458.7511 | 693.6889 | 0
40 |  |  |  | Weatherization Loans |  |  | 0 | 0 | 0 | 0 | 0 | 0 | 0 | 0 | 0 | 0 | 0 | 0 | 0
41 |  |  |  | Miscellaneous Rate Base |  |  | 0 | 0 | 0 | 0 | 0 | 0 | 0 | 0 | 0 | 0 | 0 | 0 | 0
42
43 |  |  |  | Total Rate Base Additions |  |  | 101906253.625 | 75595817.6113 | 8908090.6232 | 2185965.2327 | 838041.2079 | 3850733.7684 | 563323.4648 | 206496.275 | 52902.7407 | 8761656.0363 | 441584.6277 | 501642.0371 | 0
44
45 |  |  |  | Rate Base Deductions :
46 |  |  |  | Accum Provision For Depreciation |  |  | -3376134.9969 | -2939207.1641 | -65405.6361 | -1047.9971 | -32500.2259 | -2197.9854 | -12568.2153 | -9178.6621 | -1938.4413 | -312063.3762 | -13.6468 | -13.6468 | 0
47 |  |  |  | Accum Provision For Amortization |  |  | -53504806.6874 | -46579921.4841 | -1036388.5185 | -16606.0939 | -515166.0811 | -34783.496 | -199194.3543 | -145492.2111 | -30726.4938 | -4946096.0303 | -215.9622 | -215.9622 | 0
48 |  |  |  | Accum Deferred Income Taxes |  |  | -13612538.4573 | -11854099.8701 | -273810.9642 | -19144.2794 | -123117.179 | -23921.3864 | -45069.2701 | -36126.5408 | -7629.5626 | -1229429.7234 | -94.8407 | -94.8407 | 0
49 |  |  |  | Unamortized ITC |  |  | 0 | 0 | 0 | 0 | 0 | 0 | 0 | 0 | 0 | 0 | 0 | 0 | 0
50 |  |  |  | Customer Advance For Construction |  |  | 0 | 0 | 0 | 0 | 0 | 0 | 0 | 0 | 0 | 0 | 0 | 0 | 0
51 |  |  |  | Customer Service Deposits |  |  | -16183238.2962 | -3542941.9454 | -730267.7212 | -2141977.6344 | -8826.5834 | -3844195.2028 | -103981.2225 | 0 | -1659.9496 | -5809388.0369 | 0 | 0 | 0
52 |  |  |  | Misc Rate Base Deductions |  |  | -1333796.8365 | -484404.3455 | -355103.575 | -106156.0525 | -2395.6275 | -230890.4306 | -11920.9829 | -329.8579 | -555.7413 | -84443.9921 | -26934.2269 | -30662.0044 | 0
53 | [18 empty] | 0
54 |  |  |  | Total Rate Base Deductions |  |  | -88010515.2743 | -65400574.8091 | -2460976.4149 | -2284932.0573 | -682005.6969 | -4135988.5014 | -372734.045 | -191127.2719 | -42510.1885 | -12381421.159 | -27258.6765 | -30986.454 | 0
55 | [18 empty] | 0
56 |  |  |  | Total Rate Base |  |  | 13895738.3507 | 10195242.8022 | 6447114.2082 | -98966.8246 | 156035.5111 | -285254.733 | 190589.4198 | 15369.0031 | 10392.5522 | -3619765.1227 | 414325.9512 | 470655.5831 | 0
57
58
59 |  |  |  | Return On Rate Base |  |  | 7.354% | 6.876% | 9.033% | 8.347% | 14.33% | 6.245% | 6.704% | 10.74% | 16.89% | 8.903% | 3.599% | 7.074%
60
61 |  |  |  | Return On Equity |  |  | 9.454% | 8.522% | 12.74% | 11.4% | 23.08% | 7.288% | 8.186% | 16.08% | 28.09% | 12.48% | 2.119% | 8.908%
Rocky Mountain Power
Cost Of Service By Rate Schedule
State of Utah
2010 Protocol (Non Wgt)
12 Months Ended Dec 2015
|  | A |  | B | C |  | D | E | F | G | H | I | J | K | L | M | N | O
|  |  |  | DESCRIPTION | COS Factor |  | Utah Jurisdiction Normalized | Residential Sch 1 | General Large Dist. Sch 6 | General +1 MW Sch 8 | Street & Area Lighting Sch. 7,11,12 | General Trans Sch 9 | Irrigation Sch 10 | Traffic Signals Sch 15 | Outdoor Lighting Sch 15 | General Small Dist. Sch 23 | Industrial Cust 1 | Industrial Cust 2
79 |  |  |  | Total Rate Base |  |  | 13895738.3507 | 10195242.8022 | 6447114.2082 | -98966.8246 | 156035.5111 | -285254.733 | 190589.4198 | 15369.0031 | 10392.5522 | -3619765.1227 | 414325.9512 | 470655.5831 | 0
80
81
82 |  |  |  | Return On Ratebase ($$) | 7.583% |  | 1053775.4628 | 773150.4747 | 488913.2615 | -7505.0932 | 11832.8648 | -21632.1314 | 14453.2409 | 1165.4997 | 788.1133 | -274502.8419 | 31420.1743 | 35691.9001 | 0
83 |  |  |  | Operating & Maintenance Expense |  |  | 36738176.4716 | 32064082.5005 | 777882.7982 | 144084.0892 | 280054.9508 | 150787.6407 | 83122.7316 | 92005.5979 | 19408.9115 | 3129056.8132 | -1301.2153 | -1008.3465 | 0
84 |  |  |  | Bad Debt to Produce ROR | F80 |  | 0 | 0 | 0 | 0 | 0 | 0 | 0 | 0 | 0 | 0 | 0 | 0 | 0
85 |  |  |  | Depreciation Expense |  |  | 558247.8873 | 486001.357 | 10814.8988 | 173.2875 | 5373.9505 | 363.4395 | 2078.1692 | 1517.7026 | 320.5235 | 51600.0458 | 2.2565 | 2.2565 | 0
86 |  |  |  | Amortization Expense |  |  | 1562955.6972 | 1360683.3218 | 30279.0355 | 485.1622 | 15045.7293 | 1017.5404 | 5818.3585 | 4249.1909 | 897.3864 | 144467.3368 | 6.3177 | 6.3177 | 0
87 |  |  |  | Taxes Other Than Income |  |  | 380344.7342 | 279057.2776 | 176466.0415 | -2708.8529 | 4270.8983 | -7807.7993 | 5216.6845 | 420.6699 | 284.4579 | -99077.7581 | 11340.6492 | 12882.4657 | 0
88 |  |  |  | Federal Income Taxes |  |  | -429983.9107 | -387293.2643 | 407728.6753 | -32510.2165 | 5073.7865 | -62532.7274 | 5475.5737 | -1626.2107 | 531.249 | -407620.1574 | 15909.1097 | 26880.2714 | 0
89 |  |  |  | FIT Adj to Produce Target ROR | F101 |  | 0 | 0 | 0 | 0 | 0 | 0 | 0 | 0 | 0 | 0 | 0 | 0 | 0
90 |  |  |  | State Income Taxes |  |  | -58427.6722 | -52626.7223 | 55403.5553 | -4417.5985 | 689.4433 | -8497.1591 | 744.0395 | -220.975 | 72.1879 | -55388.8095 | 2161.7838 | 3652.5824 | 0
91 |  |  |  | SIT Adj to Produce Target ROR | F101 |  | 0 | 0 | 0 | 0 | 0 | 0 | 0 | 0 | 0 | 0 | 0 | 0 | 0
92 |  |  |  | Deferred Income Taxes |  |  | 550102.818 | 403608.0454 | 255227.5816 | -3917.8867 | 6177.115 | -11292.63 | 7545.031 | 608.4262 | 411.4191 | -143298.8262 | 16402.2859 | 18632.2566 | 0
93 |  |  |  | Investment Tax Credit |  |  | 0 | 0 | 0 | 0 | 0 | 0 | 0 | 0 | 0 | 0 | 0 | 0 | 0
94 |  |  |  | Misc Revenue & Expenses |  |  | 983443.5 | 886120.0167 | 45943.3574 | 13300.0695 | 0 | 23639.8068 | 2680.3472 | 0 | 0 | 11759.9024 | 0 | 0 | 0
|  |  |  | Total Operating Expenses |  |  | 40284859.5254 | 35039632.5323 | 1759745.9435 | 114488.0538 | 316685.8737 | 85678.1116 | 112680.9351 | 96954.4018 | 21926.1354 | 2631498.547 | 44521.1875 | 61047.8037
|  |  |  | Total Op. exp. Adjusted for Taxes |  |  | 1073544.3515 | 817766.2557 | 431075.5061 | -7037.2817 | 5320.9413 | -23995.227 | 15489.9773 | 864.9101 | 189.4118 | -244942.2355 | 41636.2178 | 37175.8757
97 |  |  |  | Revenue Credits |  |  | -8251151.4245 | -5971280.892 | -651205.5604 | -100881.8965 | -67020.6657 | -18391.023 | -132695.6081 | -17834.1847 | -4833.6975 | -1281736.65 | -2332.263 | -2938.9834 | 0
98
99 |  |  |  | Total Revenue Requirements |  |  | 33107252.4525 | 29886117.8959 | 1539615.8893 | 6568.8756 | 254986.1493 | 43291.8616 | -4524.6957 | 79985.1271 | 17281.8497 | 1104819.6615 | 83825.1422 | 95284.696 | 0
100 |  |  |  | Operating Revenues |  |  | 33055540.1627 | 29769410.0616 | 1690910.3199 | 5345.1546 | 272020.3124 | 49473.3463 | -7236.6343 | 80771.422 | 18847.9583 | 1027493.7853 | 57101.5865 | 91402.8502 | 0
101
102 |  |  |  | Increase / (Decrease) Required to
103 |  |  |  | Earn Equal Rates of Return |  |  | 51712.2898 | 116707.8343 | -151294.4306 | 1223.721 | -17034.1631 | -6181.4847 | 2711.9386 | -786.2949 | -1566.1086 | 77325.8762 | 26723.5558 | 3881.8458 | 0
104
105 |  |  |  | Existing Revenues |  |  | 33055540.1627 | 29769410.0616 | 1690910.3199 | 5345.1546 | 272020.3124 | 49473.3463 | -7236.6343 | 80771.422 | 18847.9583 | 1027493.7853 | 57101.5865 | 91402.8502 | 0
106 |  |  |  | check |  |  | 0 | 0 | 1.7229e-08 | -3.4925e-10 | -4.6566e-10 | -1.7899e-09 | 5.9663e-10 | 0 | 7.276e-11 | -4.8894e-09 | 2.9104e-09 | 4.7148e-09 | 0
107 |  |  |  | Percent Increase / (Decrease)
108 |  |  |  | Over Existing Rates To
109 |  |  |  | Equal Authorized RoE & RoR |  |  | 0.1564% | 0.392% | -8.948% | 22.89% | -6.262% | -12.49% | -37.48% | -0.9735% | -8.309% | 7.526% | 46.8% | 4.247%
[5 empty] | 2010 Protocol |  | E: ELECTRIC REVENUES
|  | Retail - Total - Unbundled |  |  | (Non-Wgt)
|  | A |  | B | C |  | D | E | F | G | H | I | J | K | L | M | N | O
|  | FERC ACCT |  | DESCRIPTION | COS Factor |  | Utah Jurisdiction Normalized | Residential Sch 1 | General Large Dist. Sch 6 | General +1 MW Sch 8 | Street & Area Lighting Sch. 7,11,12 | General Trans Sch 9 | Irrigation Sch 10 | Traffic Signals Sch 15 | Outdoor Lighting Sch 15 | General Small Dist. Sch 23 | Industrial Cust 1 | Industrial Cust 2 |  | Func Study Row
122 |  | 440 | Residential Sales |  | A |  | 29769410.0616 | 29769410.0616 | 0 | 0 | 0 | 0 | 0 | 0 | 0 | 0 | 0 | 0 | 0
123
124 |  | 442 | Commercial & Industrial Sales |  | A |  | 2914490.4084 | 0 | 1690910.3199 | 5345.1546 | 0 | 49473.3463 | -7236.6343 | 0 | 0 | 1027493.7853 | 57101.5865 | 91402.8502 | 0
125 |  |  |  | Interruptible Demand | F10 |  | 0 | 0 | 0 | 0 | 0 | 0 | 0 | 0 | 0 | 0 | 0 | 0 | 0 | 100
126 |  |  |  | Interruptible Energy | F30 |  | 0 | 0 | 0 | 0 | 0 | 0 | 0 | 0 | 0 | 0 | 0 | 0 | 0 | 101
127 | [6 empty] | 2914490.4084 | 0 | 1690910.3199 | 5345.1546 | 0 | 49473.3463 | -7236.6343 | 0 | 0 | 1027493.7853 | 57101.5865 | 91402.8502 | 0
128
129 |  | 444 | Public Street & Highway Lighting |  | A |  | 371639.6927 | 0 | 0 | 0 | 272020.3124 | 0 | 0 | 80771.422 | 18847.9583 | 0 | 0 | 0 | 0
130
131 |  | 445 | Other Sales to Public Authority |  | A |  | 0 | 0 | 0 | 0 | 0 | 0 | 0 | 0 | 0 | 0 | 0 | 0 | 0
132
133 |  | 448 | Interdepartmental |  | A | 0 | 0 | 0 | 0 | 0 | 0 | 0 | 0 | 0 | 0 | 0 | 0 | 0 | 0 | 114
134 |  |  |  | Demand | F10 |  | 0 | 0 | 0 | 0 | 0 | 0 | 0 | 0 | 0 | 0 | 0 | 0 | 0 | 115
135 | [6 empty] | 0 | 0 | 0 | 0 | 0 | 0 | 0 | 0 | 0 | 0 | 0 | 0 | 0
136
137 |  | Total Sales to Ultimate Customers |  |  |  |  | 33055540.1627 | 29769410.0616 | 1690910.3199 | 5345.1546 | 272020.3124 | 49473.3463 | -7236.6343 | 80771.422 | 18847.9583 | 1027493.7853 | 57101.5865 | 91402.8502 | 0
138
139 |  | 447 | Sales for Resale |  | F11 |  | 0 | 0 | 0 | 0 | 0 | 0 | 0 | 0 | 0 | 0 | 0 | 0 | 0 | 121
140 |  |  |  | Demand | F10 |  | 0 | 0 | 0 | 0 | 0 | 0 | 0 | 0 | 0 | 0 | 0 | 0 | 0 | 122
141 |  |  |  | Demand | F10 |  | 0 | 0 | 0 | 0 | 0 | 0 | 0 | 0 | 0 | 0 | 0 | 0 |  | 123
142 |  |  |  | Energy | F30 |  | 0 | 0 | 0 | 0 | 0 | 0 | 0 | 0 | 0 | 0 | 0 | 0 | 0 | 124
143 | [6 empty] | 0 | 0 | 0 | 0 | 0 | 0 | 0 | 0 | 0 | 0 | 0 | 0 | 0
144
145 |  | 449 | Provision for Rate Refund |  | F11 |  | 0 | 0 | 0 | 0 | 0 | 0 | 0 | 0 | 0 | 0 | 0 | 0 | 0 | 128
146 |  |  |  |  | F10 |  | 0 | 0 | 0 | 0 | 0 | 0 | 0 | 0 | 0 | 0 | 0 | 0 |  | 129
147
148 |  | State Specific Revenue Credit |  |  | F140R |  | 1159922.721 | 1004872.578 | 63095.2354 | 3001.84 | 9217.9229 | 1797.0692 | 3567.2639 | 2753.151 | 637.3402 | 66135.0544 | 2130.8423 | 2714.4239 | 0 | 131
149
150 |  | AGA Revenue |  |  | A | 0 | 0 | 0 | 0 | 0 | 0 | 0 | 0 | 0 | 0 | 0 | 0 | 0 | 0 | 133
151
152 |  | Total Sales from Electricity |  |  |  |  | 34215462.8837 | 30774282.6396 | 1754005.5552 | 8346.9946 | 281238.2352 | 51270.4155 | -3669.3704 | 83524.573 | 19485.2985 | 1093628.8397 | 59232.4288 | 94117.2741 | 0
153
154 |  | Other Electric Operating Revenues
155 |  | 450 | Forfeited Discounts & Interest |  | A | 1 | 3479500.68 | 2450539.4385 | 147687.9932 | 4267.0459 | 46833.2101 | 4165.2092 | 101508.2103 | 13219.3923 | 2791.8029 | 708427.8479 | 30.2648 | 30.2648 | 0 | 139
156 |  |  |  | Customers | F40 |  | 0 | 0 | 0 | 0 | 0 | 0 | 0 | 0 | 0 | 0 | 0 | 0 | 0 | 140
157 | [6 empty] | 3479500.68 | 2450539.4385 | 147687.9932 | 4267.0459 | 46833.2101 | 4165.2092 | 101508.2103 | 13219.3923 | 2791.8029 | 708427.8479 | 30.2648 | 30.2648 | 0
158
159 |  | 451 | Misc Electric Revenue |  | A | 1 | 3596319.8 | 2507548.4237 | 437452.3452 | 92775.7258 | 10872.1019 | 10957.2354 | 27490.7906 | 1845.8693 | 1397.6366 | 505978.3904 | 0.64056 | 0.64056 | 0 | 144
160 |  |  |  | Demand | F10 |  | 0 | 0 | 0 | 0 | 0 | 0 | 0 | 0 | 0 | 0 | 0 | 0 | 0 | 145
161 |  |  |  | Customer | F40 |  | 4073.3681 | 3528.1449 | 72.9784 | 1.1693 | 43.1651 | 0.75359 | 15.6928 | 12.184 | 2.5731 | 396.6975 | 0.0046788 | 0.0046788 | 0 | 146
162 | [6 empty] | 3600393.1681 | 2511076.5685 | 437525.3236 | 92776.8952 | 10915.2669 | 10957.989 | 27506.4835 | 1858.0533 | 1400.2097 | 506375.088 | 0.64524 | 0.64524 | 0
163
164 |  | 453 | Water Sales |  | F10 |  | 0 | 0 | 0 | 0 | 0 | 0 | 0 | 0 | 0 | 0 | 0 | 0 | 0 | 150
165
166 |  | 454 | Rent of Electric Property |  | A | 0 | 0 | 0 | 0 | 0 | 0 | 0 | 0 | 0 | 0 | 0 | 0 | 0 | 0 | 154
167 |  |  |  | Demand | F10 |  | 0 | 0 | 0 | 0 | 0 | 0 | 0 | 0 | 0 | 0 | 0 | 0 | 0 | 155
168 |  |  |  | Demand | F10 |  | 0 | 0 | 0 | 0 | 0 | 0 | 0 | 0 | 0 | 0 | 0 | 0 | 0 | 156
169 |  |  |  | System Overhead | F102R |  | 11334.8553 | 4792.3069 | 2897.0082 | 836.1155 | 54.2658 | 1470.7555 | 113.6504 | 3.5882 | 4.3448 | 798.6598 | 170.5107 | 193.6494 | 0 | 157
170 | [6 empty] | 11334.8553 | 4792.3069 | 2897.0082 | 836.1155 | 54.2658 | 1470.7555 | 113.6504 | 3.5882 | 4.3448 | 798.6598 | 170.5107 | 193.6494 | 0
171
172 |  | 456 | Other Electric Revenue |  | A | 0 | 0 | 0 | 0 | 0 | 0 | 0 | 0 | 0 | 0 | 0 | 0 | 0 | 0 | 161
173 |  |  |  | Customer | F40 |  | 0 | 0 | 0 | 0 | 0 | 0 | 0 | 0 | 0 | 0 | 0 | 0 | 0 | 162
174 |  |  |  | Energy | F30 |  | 0 | 0 | 0 | 0 | 0 | 0 | 0 | 0 | 0 | 0 | 0 | 0 | 0 | 163
175 |  |  |  | Demand | F10 |  | 0 | 0 | 0 | 0 | 0 | 0 | 0 | 0 | 0 | 0 | 0 | 0 | 0 | 164
176 |  |  |  | Demand | F10 |  | 0 | 0 | 0 | 0 | 0 | 0 | 0 | 0 | 0 | 0 | 0 | 0 | 0 | 165
177 | [6 empty] | 0 | 0 | 0 | 0 | 0 | 0 | 0 | 0 | 0 | 0 | 0 | 0 | 0
178 | [18 empty] | 0
179 |  | Total Other Electric Operating Revenues |  |  |  |  | 7091228.7035 | 4966408.314 | 588110.325 | 97880.0566 | 57802.7429 | 16593.9538 | 129128.3442 | 15081.0338 | 4196.3574 | 1215601.5956 | 201.4208 | 224.5595 | 0
180 | [18 empty] | 0
181 |  | Total Electric Operating Revenues |  |  |  |  | 41306691.5872 | 35740690.9536 | 2342115.8802 | 106227.0511 | 339040.9781 | 67864.3693 | 125458.9738 | 98605.6067 | 23681.6559 | 2309230.4353 | 59433.8495 | 94341.8336 | 0
182
183 |  | Miscellaneous Revenues
184 |  | 41160 | Gain on Sale of Utility Plant - CR |  | F10 |  | 0 | 0 | 0 | 0 | 0 | 0 | 0 | 0 | 0 | 0 | 0 | 0 | 0 | 179
185 |  | 41170 | Loss on Sale of Utility Plant |  | F10 |  | 0 | 0 | 0 | 0 | 0 | 0 | 0 | 0 | 0 | 0 | 0 | 0 | 0 | 184
186 |  | 4118 | Gain from Emission Allowances |  | F30 |  | 0 | 0 | 0 | 0 | 0 | 0 | 0 | 0 | 0 | 0 | 0 | 0 | 0 | 187
187 |  | 41181 | Gain from Disposition of NOX Credits |  | F10 |  | 0 | 0 | 0 | 0 | 0 | 0 | 0 | 0 | 0 | 0 | 0 | 0 | 0 | 190
188 |  | 4194 | Impact Housing Interest Income |  | F10 |  | 0 | 0 | 0 | 0 | 0 | 0 | 0 | 0 | 0 | 0 | 0 | 0 | 0 | 194
189 |  | 421 | (Gain)/Loss on Sale of Utility Plant |  | F10 |  | 0 | 0 | 0 | 0 | 0 | 0 | 0 | 0 | 0 | 0 | 0 | 0 | 0 | 204
190
191 |  | Total Miscellaneous Revenues |  |  |  |  | 0 | 0 | 0 | 0 | 0 | 0 | 0 | 0 | 0 | 0 | 0 | 0 | 0
192
193 |  | Miscellaneous Expenses
194 |  | 4311 | Interest on Customer Deposits |  | F80 |  | 983443.5 | 886120.0167 | 45943.3574 | 13300.0695 | 0 | 23639.8068 | 2680.3472 | 0 | 0 | 11759.9024 | 0 | 0 | 0 | 210
195
196 |  | DFA | Divergence Fairness Adjustment
197 |  |  |  | Production | F105 |  | 0 | 0 | 0 | 0 | 0 | 0 | 0 | 0 | 0 | 0 | 0 | 0 | 0 | 214
198 |  |  |  | Transmission | F105 |  | 0 | 0 | 0 | 0 | 0 | 0 | 0 | 0 | 0 | 0 | 0 | 0 | 0 | 215
199 |  |  |  | Distribution | F105 |  | 0 | 0 | 0 | 0 | 0 | 0 | 0 | 0 | 0 | 0 | 0 | 0 | 0 | 216
200 | [6 empty] | 0 | 0 | 0 | 0 | 0 | 0 | 0 | 0 | 0 | 0 | 0 | 0 | 0
201
202 |  | Net Miscellaneous Revenues And Expense |  |  |  |  | 983443.5 | 886120.0167 | 45943.3574 | 13300.0695 | 0 | 23639.8068 | 2680.3472 | 0 | 0 | 11759.9024 | 0 | 0 | 0
203
204 |  | Distribution - METER - Unbundled
205 | [6 empty] | E: STEAM POWER GENERATION
206
207 |  | A |  | B | C |  | D | E | F | G | H | I | J | K | L | M | N | O
208 |  | FERC ACCT |  | DESCRIPTION | COS Factor |  | Utah Jurisdiction Normalized | Residential Sch 1 | General Large Dist. Sch 6 | General +1 MW Sch 8 | Street & Area Lighting Sch. 7,11,12 | General Trans Sch 9 | Irrigation Sch 10 | Traffic Signals Sch 15 | Outdoor Lighting Sch 15 | General Small Dist. Sch 23 | Industrial Cust 1 | Industrial Cust 2
209 |  | 500 | Operation Suprvn & Engineering |  | F10 |  | 0 | 0 | 0 | 0 | 0 | 0 | 0 | 0 | 0 | 0 | 0 | 0 | 0 | 225
210 |  |  |  | Cholla | F10 |  | 0 | 0 | 0 | 0 | 0 | 0 | 0 | 0 | 0 | 0 | 0 | 0 | 0 | 226
211 |  |  |  | Total 500 |  |  | 0 | 0 | 0 | 0 | 0 | 0 | 0 | 0 | 0 | 0 | 0 | 0 | 0
212
213 |  | 501 | Fuel Related |  | F30 |  | 0 | 0 | 0 | 0 | 0 | 0 | 0 | 0 | 0 | 0 | 0 | 0 | 0 | 237
214 |  |  |  | System Energy - Non NPC | F30 |  | 0 | 0 | 0 | 0 | 0 | 0 | 0 | 0 | 0 | 0 | 0 | 0 | 0 | 230
215 |  |  |  | System Energy - Non NPC | F30 |  | 0 | 0 | 0 | 0 | 0 | 0 | 0 | 0 | 0 | 0 | 0 | 0 | 0 | 233
216 |  |  |  | Cholla - Non NPC | F30 |  | 0 | 0 | 0 | 0 | 0 | 0 | 0 | 0 | 0 | 0 | 0 | 0 | 0 | 234
217 |  |  |  | Cholla | F30 |  | 0 | 0 | 0 | 0 | 0 | 0 | 0 | 0 | 0 | 0 | 0 | 0 | 0 | 240
218 |  |  |  | Total 501 |  |  | 0 | 0 | 0 | 0 | 0 | 0 | 0 | 0 | 0 | 0 | 0 | 0 | 0
219
220 |  | 502 | Steam Expenses |  | F10 |  | 0 | 0 | 0 | 0 | 0 | 0 | 0 | 0 | 0 | 0 | 0 | 0 | 0 | 244
221 |  |  |  | Cholla | F10 |  | 0 | 0 | 0 | 0 | 0 | 0 | 0 | 0 | 0 | 0 | 0 | 0 | 0 | 245
222 |  |  |  | Total 502 |  |  | 0 | 0 | 0 | 0 | 0 | 0 | 0 | 0 | 0 | 0 | 0 | 0 | 0
223
224 |  | 503 | Steam From Other Sources |  | F30 |  | 0 | 0 | 0 | 0 | 0 | 0 | 0 | 0 | 0 | 0 | 0 | 0 | 0 | 252
225 |  |  |  | System Energy - Non NPC | F30 |  | 0 | 0 | 0 | 0 | 0 | 0 | 0 | 0 | 0 | 0 | 0 | 0 | 0 | 249
226 |  |  |  | Total 503 |  |  | 0 | 0 | 0 | 0 | 0 | 0 | 0 | 0 | 0 | 0 | 0 | 0 | 0
227
228 |  | 505 | Electric Expenses |  | F10 |  | 0 | 0 | 0 | 0 | 0 | 0 | 0 | 0 | 0 | 0 | 0 | 0 | 0 | 256
229 |  |  |  | Cholla | F10 |  | 0 | 0 | 0 | 0 | 0 | 0 | 0 | 0 | 0 | 0 | 0 | 0 | 0 | 257
230 |  |  |  | Total 505 |  |  | 0 | 0 | 0 | 0 | 0 | 0 | 0 | 0 | 0 | 0 | 0 | 0 | 0
231
232 |  | 506 | Misc. Steam Expense |  | F10 |  | 0 | 0 | 0 | 0 | 0 | 0 | 0 | 0 | 0 | 0 | 0 | 0 | 0 | 261
233 |  |  |  | System Energy | F30 |  | 0 | 0 | 0 | 0 | 0 | 0 | 0 | 0 | 0 | 0 | 0 | 0 | 0 | 262
234 |  |  |  | Cholla | F10 |  | 0 | 0 | 0 | 0 | 0 | 0 | 0 | 0 | 0 | 0 | 0 | 0 | 0 | 263
235 |  |  |  | Total 506 |  |  | 0 | 0 | 0 | 0 | 0 | 0 | 0 | 0 | 0 | 0 | 0 | 0 | 0
236
237 |  | 507 | Rents |  | F10 |  | 0 | 0 | 0 | 0 | 0 | 0 | 0 | 0 | 0 | 0 | 0 | 0 | 0 | 267
238 |  |  |  | Cholla | F10 |  | 0 | 0 | 0 | 0 | 0 | 0 | 0 | 0 | 0 | 0 | 0 | 0 | 0 | 268
239 |  |  |  | Total 507 |  |  | 0 | 0 | 0 | 0 | 0 | 0 | 0 | 0 | 0 | 0 | 0 | 0 | 0
240
241 |  | 510 | Maint Supervision & Engineering |  | F10 |  | 0 | 0 | 0 | 0 | 0 | 0 | 0 | 0 | 0 | 0 | 0 | 0 | 0 | 272
242 |  |  |  | Cholla | F10 |  | 0 | 0 | 0 | 0 | 0 | 0 | 0 | 0 | 0 | 0 | 0 | 0 | 0 | 273
243 |  |  |  | Total 510 |  |  | 0 | 0 | 0 | 0 | 0 | 0 | 0 | 0 | 0 | 0 | 0 | 0 | 0
244
245 |  | 511 | Maintenance of Structures |  | F10 |  | 0 | 0 | 0 | 0 | 0 | 0 | 0 | 0 | 0 | 0 | 0 | 0 | 0 | 277
246 |  |  |  | Cholla | F10 |  | 0 | 0 | 0 | 0 | 0 | 0 | 0 | 0 | 0 | 0 | 0 | 0 | 0 | 278
247 |  |  |  | Total 511 |  |  | 0 | 0 | 0 | 0 | 0 | 0 | 0 | 0 | 0 | 0 | 0 | 0 | 0
248
249 |  | 512 | Maintenance of Boiler Plant |  | F10 |  | 0 | 0 | 0 | 0 | 0 | 0 | 0 | 0 | 0 | 0 | 0 | 0 | 0 | 282
250 |  |  |  | Cholla | F10 |  | 0 | 0 | 0 | 0 | 0 | 0 | 0 | 0 | 0 | 0 | 0 | 0 | 0 | 283
251 |  |  |  | Total 512 |  |  | 0 | 0 | 0 | 0 | 0 | 0 | 0 | 0 | 0 | 0 | 0 | 0 | 0
252
253 |  | 513 | Maintenance of Electric Plant |  | F10 |  | 0 | 0 | 0 | 0 | 0 | 0 | 0 | 0 | 0 | 0 | 0 | 0 | 0 | 287
254 |  |  |  | Cholla | F10 |  | 0 | 0 | 0 | 0 | 0 | 0 | 0 | 0 | 0 | 0 | 0 | 0 | 0 | 288
255 |  |  |  | Total 513 |  |  | 0 | 0 | 0 | 0 | 0 | 0 | 0 | 0 | 0 | 0 | 0 | 0 | 0
256
257 |  | 514 | Maint of Misc. Steam Plant |  | F10 |  | 0 | 0 | 0 | 0 | 0 | 0 | 0 | 0 | 0 | 0 | 0 | 0 | 0 | 292
258 |  |  |  | Cholla | F10 |  | 0 | 0 | 0 | 0 | 0 | 0 | 0 | 0 | 0 | 0 | 0 | 0 | 0 | 293
259 |  |  |  | Total 514 |  |  | 0 | 0 | 0 | 0 | 0 | 0 | 0 | 0 | 0 | 0 | 0 | 0 | 0
260
261 |  | Total Steam Power Generation |  |  |  |  | 0 | 0 | 0 | 0 | 0 | 0 | 0 | 0 | 0 | 0 | 0 | 0 | 0
262
263
264 | [6 empty] | D: NUCLEAR POWER GENERATION
265
266
267 |  | 517 | Operation Super & Engineering |  | F10 |  | 0 | 0 | 0 | 0 | 0 | 0 | 0 | 0 | 0 | 0 | 0 | 0 | 0 | 299
268
269 |  | 518 | Nuclear Fuel Expense |  | F30 |  | 0 | 0 | 0 | 0 | 0 | 0 | 0 | 0 | 0 | 0 | 0 | 0 | 0 | 303
270
271 |  | 519 | Coolants and Water |  | F10 |  | 0 | 0 | 0 | 0 | 0 | 0 | 0 | 0 | 0 | 0 | 0 | 0 | 0 | 308
272
273 |  | 520 | Steam Expenses |  | F10 |  | 0 | 0 | 0 | 0 | 0 | 0 | 0 | 0 | 0 | 0 | 0 | 0 | 0 | 312
274
275 |  | 523 | Electric Expenses |  | F10 |  | 0 | 0 | 0 | 0 | 0 | 0 | 0 | 0 | 0 | 0 | 0 | 0 | 0 | 316
276
277 |  | 524 | Misc. Nuclear Expenses |  | F10 |  | 0 | 0 | 0 | 0 | 0 | 0 | 0 | 0 | 0 | 0 | 0 | 0 | 0 | 320
278
279 |  | 528 | Maint Supervision & Eng |  | F10 |  | 0 | 0 | 0 | 0 | 0 | 0 | 0 | 0 | 0 | 0 | 0 | 0 | 0 | 324
280
281 |  | 529 | Maintenance of Structures |  | F10 |  | 0 | 0 | 0 | 0 | 0 | 0 | 0 | 0 | 0 | 0 | 0 | 0 | 0 | 328
282
283 |  | 530 | Maintenance of Reactor Plant |  | F10 |  | 0 | 0 | 0 | 0 | 0 | 0 | 0 | 0 | 0 | 0 | 0 | 0 | 0 | 332
284
285 |  | 531 | Maintenance of Electric Plant |  | F10 |  | 0 | 0 | 0 | 0 | 0 | 0 | 0 | 0 | 0 | 0 | 0 | 0 | 0 | 336
286
287 |  | 532 | Maintenance of Misc Nuclear |  | F10 |  | 0 | 0 | 0 | 0 | 0 | 0 | 0 | 0 | 0 | 0 | 0 | 0 | 0 | 340
288
289 |  | Total Nuclear Power Generation |  |  |  |  | 0 | 0 | 0 | 0 | 0 | 0 | 0 | 0 | 0 | 0 | 0 | 0 | 0
290
291
292
293 |  | Distribution - METER - Unbundled |  |  |  |  | D: HYDRAULIC POWER GENERATION
294
295 |  | A |  | B | C |  | D | E | F | G | H | I | J | K | L | M | N | O
296 |  | FERC ACCT |  | DESCRIPTION | COS Factor |  | Utah Jurisdiction Normalized | Residential Sch 1 | General Large Dist. Sch 6 | General +1 MW Sch 8 | Street & Area Lighting Sch. 7,11,12 | General Trans Sch 9 | Irrigation Sch 10 | Traffic Signals Sch 15 | Outdoor Lighting Sch 15 | General Small Dist. Sch 23 | Industrial Cust 1 | Industrial Cust 2
297 |  | 535 | Operation Super & Engineering |  | F10 |  | 0 | 0 | 0 | 0 | 0 | 0 | 0 | 0 | 0 | 0 | 0 | 0 | 0 | 349
298
299 |  | 536 | Water For Power |  | F10 |  | 0 | 0 | 0 | 0 | 0 | 0 | 0 | 0 | 0 | 0 | 0 | 0 | 0 | 354
300
301 |  | 537 | Hydraulic Expenses |  | F10 |  | 0 | 0 | 0 | 0 | 0 | 0 | 0 | 0 | 0 | 0 | 0 | 0 | 0 | 359
302
303 |  | 538 | Electric Expenses |  | F10 |  | 0 | 0 | 0 | 0 | 0 | 0 | 0 | 0 | 0 | 0 | 0 | 0 | 0 | 363
304
305 |  | 539 | Misc. Hydro Expenses |  | F10 |  | 0 | 0 | 0 | 0 | 0 | 0 | 0 | 0 | 0 | 0 | 0 | 0 | 0 | 368
306
307 |  | 540 | Rents (Hydro Generation) |  | F10 |  | 0 | 0 | 0 | 0 | 0 | 0 | 0 | 0 | 0 | 0 | 0 | 0 | 0 | 373
308
309 |  | 541 | Maint Supervision & Engineering |  | F10 |  | 0 | 0 | 0 | 0 | 0 | 0 | 0 | 0 | 0 | 0 | 0 | 0 | 0 | 377
310
311 |  | 542 | Maintenance of Structures |  | F10 |  | 0 | 0 | 0 | 0 | 0 | 0 | 0 | 0 | 0 | 0 | 0 | 0 | 0 | 382
312
313 |  | 543 | Maint of Dams & Waterways |  | F10 |  | 0 | 0 | 0 | 0 | 0 | 0 | 0 | 0 | 0 | 0 | 0 | 0 | 0 | 387
314
315 |  | 544 | Maintenance of Electric Plant |  | F10 |  | 0 | 0 | 0 | 0 | 0 | 0 | 0 | 0 | 0 | 0 | 0 | 0 | 0 | 392
316
317 |  | 545 | Maint of Misc. Hydro Plant |  | F10 |  | 0 | 0 | 0 | 0 | 0 | 0 | 0 | 0 | 0 | 0 | 0 | 0 | 0 | 397
318
319 |  | Total Hydraulic Power Generation |  |  |  |  | 0 | 0 | 0 | 0 | 0 | 0 | 0 | 0 | 0 | 0 | 0 | 0 | 0
320
321
322 | [6 empty] | D: OTHER POWER GENERATION
323
324
325 |  | 546 | Operation Super & Engineering |  | F10 |  | 0 | 0 | 0 | 0 | 0 | 0 | 0 | 0 | 0 | 0 | 0 | 0 | 0 | 403
326
327 |  | 547 | Fuel |  | F30 |  | 0 | 0 | 0 | 0 | 0 | 0 | 0 | 0 | 0 | 0 | 0 | 0 | 0 | 407
328 |  |  |  | Simple Cycle Combustion Turbine | F30 |  | 0 | 0 | 0 | 0 | 0 | 0 | 0 | 0 | 0 | 0 | 0 | 0 | 0 | 408
329 |  |  |  | Total 547 |  |  | 0 | 0 | 0 | 0 | 0 | 0 | 0 | 0 | 0 | 0 | 0 | 0 | 0
330
331 |  | 548 | Generation Expense |  | F10 |  | 0 | 0 | 0 | 0 | 0 | 0 | 0 | 0 | 0 | 0 | 0 | 0 | 0 | 412
332 |  |  |  | Simple Cycle Combustion Turbine | F10 |  | 0 | 0 | 0 | 0 | 0 | 0 | 0 | 0 | 0 | 0 | 0 | 0 | 0 | 413
333 |  |  |  | Total 548 |  |  | 0 | 0 | 0 | 0 | 0 | 0 | 0 | 0 | 0 | 0 | 0 | 0 | 0
334
335 |  | 549 | Miscellaneous Other |  | F10 |  | 0 | 0 | 0 | 0 | 0 | 0 | 0 | 0 | 0 | 0 | 0 | 0 | 0 | 417
336 |  |  |  | Wind Generation | F10 |  | 0 | 0 | 0 | 0 | 0 | 0 | 0 | 0 | 0 | 0 | 0 | 0 | 0 | 418
337
338 |  | 550 | Maint Supervision & Engineering
339 |  |  |  | System Generation | F10 |  | 0 | 0 | 0 | 0 | 0 | 0 | 0 | 0 | 0 | 0 | 0 | 0 | 0 | 423
340 |  |  |  | Wind Generation | F10 |  | 0 | 0 | 0 | 0 | 0 | 0 | 0 | 0 | 0 | 0 | 0 | 0 | 0 | 424
341 |  |  |  | Total 550 |  |  | 0 | 0 | 0 | 0 | 0 | 0 | 0 | 0 | 0 | 0 | 0 | 0 | 0
342
343 |  | 551 | Maint Supervision & Engineering |  | F10 |  | 0 | 0 | 0 | 0 | 0 | 0 | 0 | 0 | 0 | 0 | 0 | 0 | 0 | 428
344
345 |  | 552 | Maintenance of Structures |  | F10 |  | 0 | 0 | 0 | 0 | 0 | 0 | 0 | 0 | 0 | 0 | 0 | 0 | 0 | 434
346
347 |  | 553 | Maint of Generation & Elect Plant |  | F10 |  | 0 | 0 | 0 | 0 | 0 | 0 | 0 | 0 | 0 | 0 | 0 | 0 | 0 | 438
348 |  |  |  | Simple Cycle Combustion Turbine | F10 |  | 0 | 0 | 0 | 0 | 0 | 0 | 0 | 0 | 0 | 0 | 0 | 0 | 0 | 439
349 |  |  |  | Wind Generation | F10 |  | 0 | 0 | 0 | 0 | 0 | 0 | 0 | 0 | 0 | 0 | 0 | 0 | 0 | 440
350 |  |  |  | Total 553 |  |  | 0 | 0 | 0 | 0 | 0 | 0 | 0 | 0 | 0 | 0 | 0 | 0 | 0
351
352 |  | 554 | Maintenance of Misc. Other |  | F10 |  | 0 | 0 | 0 | 0 | 0 | 0 | 0 | 0 | 0 | 0 | 0 | 0 | 0 | 444
353 |  |  |  | Simple Cycle Combustion Turbine | F10 |  | 0 | 0 | 0 | 0 | 0 | 0 | 0 | 0 | 0 | 0 | 0 | 0 | 0 | 445
354 |  |  |  | Wind Generation | F10 |  | 0 | 0 | 0 | 0 | 0 | 0 | 0 | 0 | 0 | 0 | 0 | 0 | 0 | 446
355 |  |  |  | Total 554 |  |  | 0 | 0 | 0 | 0 | 0 | 0 | 0 | 0 | 0 | 0 | 0 | 0 | 0
356
357 |  | Total Other Power Generation |  |  |  |  | 0 | 0 | 0 | 0 | 0 | 0 | 0 | 0 | 0 | 0 | 0 | 0 | 0
358
359
360 | [6 empty] | D: OTHER POWER SUPPLY
361
362
363 |  | 555 | Purchased Power |  | F10 |  | 0 | 0 | 0 | 0 | 0 | 0 | 0 | 0 | 0 | 0 | 0 | 0 | 0 | 452
364 |  |  |  | Demand | F10 |  | 0 | 0 | 0 | 0 | 0 | 0 | 0 | 0 | 0 | 0 | 0 | 0 | 0 | 453
365 |  |  |  | Energy | F30 |  | 0 | 0 | 0 | 0 | 0 | 0 | 0 | 0 | 0 | 0 | 0 | 0 | 0 | 454
366 |  |  |  | Seasonal Contracts | F10 |  | 0 | 0 | 0 | 0 | 0 | 0 | 0 | 0 | 0 | 0 | 0 | 0 | 0 | 455
367 |  |  |  | Demand | F10 |  | 0 | 0 | 0 | 0 | 0 | 0 | 0 | 0 | 0 | 0 | 0 | 0 | 0 | 456
368 |  |  |  | Total 555 |  |  | 0 | 0 | 0 | 0 | 0 | 0 | 0 | 0 | 0 | 0 | 0 | 0 | 0
369
370
371 |  | 556 | System Control & Load Dispatch |  | F10 |  | 0 | 0 | 0 | 0 | 0 | 0 | 0 | 0 | 0 | 0 | 0 | 0 | 0 | 460
372
373 |  | 557 | Other Expenses |  | F10 |  | 0 | 0 | 0 | 0 | 0 | 0 | 0 | 0 | 0 | 0 | 0 | 0 | 0 | 470
374
375
376 |  | 2010 Protocol Stipulated Embedded Cost Differential and Adjustment |  | Embedded Cost Differentials
377 |  |  |  | Company Owned Hydro | F10 |  | 0 | 0 | 0 | 0 | 0 | 0 | 0 | 0 | 0 | 0 | 0 | 0 | 0 | 473
378 |  |  |  | Company Owned Hydro | F10 |  | 0 | 0 | 0 | 0 | 0 | 0 | 0 | 0 | 0 | 0 | 0 | 0 | 0 | 474
379 |  |  |  | Mid-C Contract | F10 |  | 0 | 0 | 0 | 0 | 0 | 0 | 0 | 0 | 0 | 0 | 0 | 0 | 0 | 475
380 |  |  |  | Mid-C Contract | F10 |  | 0 | 0 | 0 | 0 | 0 | 0 | 0 | 0 | 0 | 0 | 0 | 0 | 0 | 476
381 |  |  |  | Existing QF Contracts | F10 |  | 0 | 0 | 0 | 0 | 0 | 0 | 0 | 0 | 0 | 0 | 0 | 0 | 0 | 477
382 | [6 empty] | 0 | 0 | 0 | 0 | 0 | 0 | 0 | 0 | 0 | 0 | 0 | 0 | 0
383
384 |  | Total Other Power Supply |  |  |  |  | 0 | 0 | 0 | 0 | 0 | 0 | 0 | 0 | 0 | 0 | 0 | 0 | 0
385
386 |  | TOTAL PRODUCTION EXPENSE |  |  |  |  | 0 | 0 | 0 | 0 | 0 | 0 | 0 | 0 | 0 | 0 | 0 | 0 | 0
387
388 |  | Distribution - METER - Unbundled |  |  |  |  | D: TRANSMISSION EXPENSE
389
390
391 |  | A |  | B | C |  | D | E | F | G | H | I | J | K | L | M | N | O
392 |  | FERC ACCT |  | DESCRIPTION | COS Factor |  | Utah Jurisdiction Normalized | Residential Sch 1 | General Large Dist. Sch 6 | General +1 MW Sch 8 | Street & Area Lighting Sch. 7,11,12 | General Trans Sch 9 | Irrigation Sch 10 | Traffic Signals Sch 15 | Outdoor Lighting Sch 15 | General Small Dist. Sch 23 | Industrial Cust 1 | Industrial Cust 2
393 |  | 560 | Operation Supervision & Eng |  | F106 |  | 0 | 0 | 0 | 0 | 0 | 0 | 0 | 0 | 0 | 0 | 0 | 0 | 0 | 494
394
395 |  | 561 | Load Dispatching |  | F106 |  | 0 | 0 | 0 | 0 | 0 | 0 | 0 | 0 | 0 | 0 | 0 | 0 | 0 | 498
396
397 |  | 562 | Station Expense |  | F106 |  | 0 | 0 | 0 | 0 | 0 | 0 | 0 | 0 | 0 | 0 | 0 | 0 | 0 | 502
398
399 |  | 563 | Overhead Line Expense |  | F106 |  | 0 | 0 | 0 | 0 | 0 | 0 | 0 | 0 | 0 | 0 | 0 | 0 | 0 | 506
400
401 |  | 564 | Underground Line Expense |  | F106 |  | 0 | 0 | 0 | 0 | 0 | 0 | 0 | 0 | 0 | 0 | 0 | 0 | 0 | 510
402
403 |  | 565 | Transm of Electricity by Others |  | F10 |  | 0 | 0 | 0 | 0 | 0 | 0 | 0 | 0 | 0 | 0 | 0 | 0 | 0 | 514
404 |  |  | Energy |  | F30 |  | 0 | 0 | 0 | 0 | 0 | 0 | 0 | 0 | 0 | 0 | 0 | 0 | 0 | 515
405 | [6 empty] | 0 | 0 | 0 | 0 | 0 | 0 | 0 | 0 | 0 | 0 | 0 | 0 | 0
406
407 |  | 566 | Misc. Transmission Expense |  | F106 |  | 0 | 0 | 0 | 0 | 0 | 0 | 0 | 0 | 0 | 0 | 0 | 0 | 0 | 519
408
409 |  | 567 | Rents - Transmission |  | F106 |  | 0 | 0 | 0 | 0 | 0 | 0 | 0 | 0 | 0 | 0 | 0 | 0 | 0 | 523
410
411 |  | 568 | Maint Supervision & Engineering |  | F106 |  | 0 | 0 | 0 | 0 | 0 | 0 | 0 | 0 | 0 | 0 | 0 | 0 | 0 | 527
412
413 |  | 569 | Maintenance of Structures |  | F106 |  | 0 | 0 | 0 | 0 | 0 | 0 | 0 | 0 | 0 | 0 | 0 | 0 | 0 | 531
414
415 |  | 570 | Maint of Station Equipment |  | F106 |  | 0 | 0 | 0 | 0 | 0 | 0 | 0 | 0 | 0 | 0 | 0 | 0 | 0 | 535
416
417 |  | 571 | Maintenance of Overhead Lines |  | F106 |  | 0 | 0 | 0 | 0 | 0 | 0 | 0 | 0 | 0 | 0 | 0 | 0 | 0 | 539
418
419 |  | 572 | Maint of Underground Lines |  | F106 |  | 0 | 0 | 0 | 0 | 0 | 0 | 0 | 0 | 0 | 0 | 0 | 0 | 0 | 543
420
421 |  | 573 | Maint of Misc Transmission Plant |  | F106 |  | 0 | 0 | 0 | 0 | 0 | 0 | 0 | 0 | 0 | 0 | 0 | 0 | 0 | 547
422
423
424 |  | TOTAL TRANSMISSION EXPENSE |  |  |  |  | 0 | 0 | 0 | 0 | 0 | 0 | 0 | 0 | 0 | 0 | 0 | 0 | 0
425
426
427
428
429
430
431
432
433
434
435
436 |  | Distribution - METER - Unbundled |  |  |  |  | D: DISTRIBUTION EXPENSE
437
438
439 |  | A |  | B | C |  | D | E | F | G | H | I | J | K | L | M | N | O
440 |  | FERC ACCT |  | DESCRIPTION | COS Factor |  | Utah Jurisdiction Normalized | Residential Sch 1 | General Large Dist. Sch 6 | General +1 MW Sch 8 | Street & Area Lighting Sch. 7,11,12 | General Trans Sch 9 | Irrigation Sch 10 | Traffic Signals Sch 15 | Outdoor Lighting Sch 15 | General Small Dist. Sch 23 | Industrial Cust 1 | Industrial Cust 2
441 |  | 580 | Operation Supervision & Eng |  | F131 |  | 0 | 0 | 0 | 0 | 0 | 0 | 0 | 0 | 0 | 0 | 0 | 0 | 0 | 555
442
443 |  | 581 | Load Dispatching |  | F20 |  | 0 | 0 | 0 | 0 | 0 | 0 | 0 | 0 | 0 | 0 | 0 | 0 | 0 | 560
444
445 |  | 582 | Station Expense |  | F120 |  | 0 | 0 | 0 | 0 | 0 | 0 | 0 | 0 | 0 | 0 | 0 | 0 | 0 | 565
446
447 |  | 583 | Overhead Line Expenses |  | F132 |  | 0 | 0 | 0 | 0 | 0 | 0 | 0 | 0 | 0 | 0 | 0 | 0 | 0 | 570
448
449 |  | 584 | Underground Line Expense |  | F133 |  | 0 | 0 | 0 | 0 | 0 | 0 | 0 | 0 | 0 | 0 | 0 | 0 | 0 | 575
450
451 |  | 585 | Street Lighting & Signal Systems |  | F130 |  | 0 | 0 | 0 | 0 | 0 | 0 | 0 | 0 | 0 | 0 | 0 | 0 | 0 | 580
452
453 |  | 586 | Meter Expenses |  | F127 |  | 0 | 0 | 0 | 0 | 0 | 0 | 0 | 0 | 0 | 0 | 0 | 0 | 0 | 585
454
455 |  | 587 | Customer Installation Expenses |  | F20 |  | 0 | 0 | 0 | 0 | 0 | 0 | 0 | 0 | 0 | 0 | 0 | 0 | 0 | 590
456
457 |  | 588 | Misc. Distribution Expenses |  | F131 |  | 0 | 0 | 0 | 0 | 0 | 0 | 0 | 0 | 0 | 0 | 0 | 0 | 0 | 595
458
459 |  | 589 | Rents |  | F131 |  | 0 | 0 | 0 | 0 | 0 | 0 | 0 | 0 | 0 | 0 | 0 | 0 | 0 | 600
460
461 |  | 590 | Maint Supervision & Engineering |  | F131 |  | 0 | 0 | 0 | 0 | 0 | 0 | 0 | 0 | 0 | 0 | 0 | 0 | 0 | 605
462
463 |  | 591 | Maintenance of Structures |  | F119 |  | 0 | 0 | 0 | 0 | 0 | 0 | 0 | 0 | 0 | 0 | 0 | 0 | 0 | 610
464
465 |  | 592 | Maint of Station Equipment |  | F120 |  | 0 | 0 | 0 | 0 | 0 | 0 | 0 | 0 | 0 | 0 | 0 | 0 | 0 | 615
466
467 |  | 593 | Maintenance of Overhead Lines |  | F134 |  | 0 | 0 | 0 | 0 | 0 | 0 | 0 | 0 | 0 | 0 | 0 | 0 | 0 | 620
468
469 |  | 594 | Maint of Underground Lines |  | F135 |  | 0 | 0 | 0 | 0 | 0 | 0 | 0 | 0 | 0 | 0 | 0 | 0 | 0 | 625
470
471 |  | 595 | Maint of Line Transformers |  | F125 |  | 0 | 0 | 0 | 0 | 0 | 0 | 0 | 0 | 0 | 0 | 0 | 0 | 0 | 630
472
473 |  | 596 | Maint of Street Lighting & Signals |  | F130 |  | 0 | 0 | 0 | 0 | 0 | 0 | 0 | 0 | 0 | 0 | 0 | 0 | 0 | 635
474
475 |  | 597 | Maintenance of Meters |  | F127 |  | 0 | 0 | 0 | 0 | 0 | 0 | 0 | 0 | 0 | 0 | 0 | 0 | 0 | 640
476
477 |  | 598 | Maint of Misc. Distribution Plant |  | F131 |  | 0 | 0 | 0 | 0 | 0 | 0 | 0 | 0 | 0 | 0 | 0 | 0 | 0 | 645
478
479 |  | TOTAL DISTRIBUTION EXPENSE |  |  |  |  | 0 | 0 | 0 | 0 | 0 | 0 | 0 | 0 | 0 | 0 | 0 | 0 | 0
480
481
482 | [6 empty] | D: CUSTOMER ACCOUNTS EXPENSE
483
484
485 |  | 901 | Supervision |  | F136 |  | 811718.7801 | 707852.913 | 18253.8756 | 3789.4418 | 5845.7833 | 4140.5222 | 1681.2659 | 1972.435 | 416.5585 | 67740.0116 | 12.9866 | 12.9866 | 0 | 652
486
487 |  | 902 | Meter Reading Expense |  | F47 |  | 4266524.6669 | 3611048.4326 | 78584.6456 | 89559.2267 | 0 | 56187.4318 | 9204.9052 | 12470.3028 | 2633.6027 | 406019.0353 | 408.5421 | 408.5421 | 0 | 657
488
489 |  | 903 | Customer Receipts & Collections |  | F48 |  | 23514227.5203 | 20507469.7376 | 456348.9498 | 7312.0971 | 226760.9465 | 15335.8091 | 45911.0204 | 64041.4659 | 13524.9144 | 2177332.1469 | 95.2163 | 95.2163 | 0 | 662
490
491 |  | 904 | Uncollectible Accounts |  | F80 |  | 3706237.3229 | 3339460.8621 | 173143.6388 | 50123.0768 | 0 | 89089.7486 | 10101.2441 | 0 | 0 | 44318.7525 | 0 | 0 | 0 | 668
492
493 |  | 905 | Misc. Customer Accounts Exp |  | F136 |  | 15350.6595 | 13386.4207 | 345.2046 | 71.6633 | 110.5514 | 78.3027 | 31.7949 | 37.3013 | 7.8777 | 1281.0519 | 0.24559 | 0.24559 | 0 | 673
494
495 |  | TOTAL CUSTOMER ACCOUNTS EXPENSE |  |  |  |  | 32314058.9498 | 28179218.3659 | 726676.3143 | 150855.5057 | 232717.2813 | 164831.8144 | 66930.2306 | 78521.5049 | 16582.9532 | 2696690.9981 | 516.9906 | 516.9906 | 0
496
497 |  | Distribution - METER - Unbundled |  |  |  |  | D: CUSTOMER SERVICE EXPENSE
498
499 |  | A |  | B | C |  | D | E | F | G | H | I | J | K | L | M | N | O
500 |  | FERC ACCT |  | DESCRIPTION | COS Factor |  | Utah Jurisdiction Normalized | Residential Sch 1 | General Large Dist. Sch 6 | General +1 MW Sch 8 | Street & Area Lighting Sch. 7,11,12 | General Trans Sch 9 | Irrigation Sch 10 | Traffic Signals Sch 15 | Outdoor Lighting Sch 15 | General Small Dist. Sch 23 | Industrial Cust 1 | Industrial Cust 2
501 |  | 907 | Supervision |  | F40 |  | 126916.0065 | 109928.2075 | 2273.8246 | 36.4336 | 1344.9163 | 23.4799 | 488.95 | 379.6233 | 80.1726 | 12360.1069 | 0.14578 | 0.14578 | 0 | 680
502
503 |  | 908 | Customer Assistance |  | F40 |  | 3065527.3128 | 2655204.2731 | 54921.9259 | 880.0162 | 32485.0888 | 567.1341 | 11810.092 | 9169.4149 | 1936.4883 | 298545.8372 | 3.5212 | 3.5212 | 0 | 685
504
505 |  | 909 | Informational & Instructional Adv |  | F40 |  | 1170788.5156 | 1014077.6291 | 20975.8236 | 336.0964 | 12406.7297 | 216.6003 | 4510.5193 | 3501.9899 | 739.5851 | 114020.8525 | 1.3448 | 1.3448 | 0 | 690
506
507 |  | 910 | Misc. Customer Service |  | F40 |  | 7635.294 | 6613.3044 | 136.7938 | 2.1919 | 80.9105 | 1.4126 | 29.4153 | 22.8382 | 4.8232 | 743.5867 | 0.0087702 | 0.0087702 | 0 | 695
508
509 |  | TOTAL CUSTOMER SERVICE EXPENSE |  |  |  |  | 4370867.1289 | 3785823.4143 | 78308.3679 | 1254.7381 | 46317.6453 | 808.6268 | 16838.9767 | 13073.8662 | 2761.0692 | 425670.3833 | 5.0206 | 5.0206 | 0
510
511
512 | [6 empty] | D: SALES EXPENSE
513
514
515 |  | 911 | Supervision |  | F40 |  | 0 | 0 | 0 | 0 | 0 | 0 | 0 | 0 | 0 | 0 | 0 | 0 | 0 | 702
516
517 |  | 912 | Demonstration & Selling Expense |  | F40 |  | 0 | 0 | 0 | 0 | 0 | 0 | 0 | 0 | 0 | 0 | 0 | 0 | 0 | 707
518
519 |  | 913 | Advertising Expense |  | F40 |  | 0 | 0 | 0 | 0 | 0 | 0 | 0 | 0 | 0 | 0 | 0 | 0 | 0 | 712
520
521 |  | 916 | Misc. Sales Expense |  | F40 |  | 0 | 0 | 0 | 0 | 0 | 0 | 0 | 0 | 0 | 0 | 0 | 0 | 0 | 717
522
523 |  | TOTAL SALES EXPENSE |  |  |  |  | 0 | 0 | 0 | 0 | 0 | 0 | 0 | 0 | 0 | 0 | 0 | 0 | 0
524
525
526 | [6 empty] | D: ADMINISTRATION & GENERAL EXPENSE
527
528
529 |  | 920 | Administrative & General Salaries |  | F102R |  | 0 | 0 | 0 | 0 | 0 | 0 | 0 | 0 | 0 | 0 | 0 | 0 | 0 | 723
530 |  |  |  | Customer - System | F42 |  | 0 | 0 | 0 | 0 | 0 | 0 | 0 | 0 | 0 | 0 | 0 | 0 | 0 | 724
531 |  |  |  | System Overheads | F102R |  | 0 | 0 | 0 | 0 | 0 | 0 | 0 | 0 | 0 | 0 | 0 | 0 | 0 | 725
532 |  |  |  | Administrative & General Salaries |  |  | 0 | 0 | 0 | 0 | 0 | 0 | 0 | 0 | 0 | 0 | 0 | 0 | 0
533
534 |  | 921 | Office Supplies & expenses |  | F102R |  | 0 | 0 | 0 | 0 | 0 | 0 | 0 | 0 | 0 | 0 | 0 | 0 | 0 | 729
535 |  |  |  | Customer - System | F42 |  | 38934.1883 | 33895.4589 | 754.2694 | 12.0857 | 374.7984 | 25.3476 | 144.9389 | 105.85 | 22.3544 | 3598.7703 | 0.15738 | 0.15738 | 0 | 730
536 |  |  |  | System Overheads | F102R |  | 0 | 0 | 0 | 0 | 0 | 0 | 0 | 0 | 0 | 0 | 0 | 0 | 0 | 731
537 |  |  |  | Office Supplies & expenses |  |  | 38934.1883 | 33895.4589 | 754.2694 | 12.0857 | 374.7984 | 25.3476 | 144.9389 | 105.85 | 22.3544 | 3598.7703 | 0.15738 | 0.15738 | 0
538
539 |  | 922 | A&G Expenses Transferred |  | F102R |  | 0 | 0 | 0 | 0 | 0 | 0 | 0 | 0 | 0 | 0 | 0 | 0 | 0 | 735
540
541 |  | 923 | Outside Services |  | F102R |  | 0 | 0 | 0 | 0 | 0 | 0 | 0 | 0 | 0 | 0 | 0 | 0 | 0 | 738
542 |  |  |  | Customer - System | F42 |  | 0 | 0 | 0 | 0 | 0 | 0 | 0 | 0 | 0 | 0 | 0 | 0 | 0 | 739
543 |  |  |  | System Overheads | F102R |  | 0 | 0 | 0 | 0 | 0 | 0 | 0 | 0 | 0 | 0 | 0 | 0 | 0 | 740
544 |  |  |  | Outside Services |  |  | 0 | 0 | 0 | 0 | 0 | 0 | 0 | 0 | 0 | 0 | 0 | 0 | 0
545
546 |  | 924 | Property Insurance |  | F102R |  | 0 | 0 | 0 | 0 | 0 | 0 | 0 | 0 | 0 | 0 | 0 | 0 | 0 | 744
547 |  |  |  | System Generation | F10 |  | 0 | 0 | 0 | 0 | 0 | 0 | 0 | 0 | 0 | 0 | 0 | 0 | 0 | 745
548 |  |  |  | System Overheads | F102R |  | 0 | 0 | 0 | 0 | 0 | 0 | 0 | 0 | 0 | 0 | 0 | 0 |  | 746
549
550 |  | 925 | Injuries & Damages |  | F102R |  | 0 | 0 | 0 | 0 | 0 | 0 | 0 | 0 | 0 | 0 | 0 | 0 | 0 | 750
551
552 |  | 926 | Employee Pensions & Benefits |  | F138R |  | 0 | 0 | 0 | 0 | 0 | 0 | 0 | 0 | 0 | 0 | 0 | 0 | 0 | 757
553
554 |  | 927 | Franchise Requirements |  | F102 |  | 0 | 0 | 0 | 0 | 0 | 0 | 0 | 0 | 0 | 0 | 0 | 0 | 0 | 762
555
556 |  | 928 | Regulatory Commission Expense |  | F102 |  | 0 | 0 | 0 | 0 | 0 | 0 | 0 | 0 | 0 | 0 | 0 | 0 | 0 | 769
557 |  |  |  | Regulatory Expense | F103 |  | 0 | 0 | 0 | 0 | 0 | 0 | 0 | 0 | 0 | 0 | 0 | 0 | 0 | 771
558
559 |  | 929 | Duplicate Charges |  | F102R |  | -314294.5739 | -132881.8066 | -80328.6798 | -23183.937 | -1504.6906 | -40781.3308 | -3151.3166 | -99.4943 | -120.4723 | -22145.3592 | -4727.946 | -5369.5406 | 0 | 776
560
561 |  | 930 | Misc General Expenses
562 |  |  |  | Situs | F102R |  | 0 | 0 | 0 | 0 | 0 | 0 | 0 | 0 | 0 | 0 | 0 | 0 | 0 | 779
563 |  |  |  | Customer | F42 |  | 0 | 0 | 0 | 0 | 0 | 0 | 0 | 0 | 0 | 0 | 0 | 0 | 0 | 780
564 |  |  |  | Labor | F138R |  | 131897.7997 | 114927.8226 | 2894.2598 | 546.9006 | 1003.2484 | 595.5473 | 301.1857 | 329.324 | 69.5499 | 11226.2076 | 1.8769 | 1.8769 | 0 | 781
565
566 |  | 931 | Rents |  | F102R |  | 0 | 0 | 0 | 0 | 0 | 0 | 0 | 0 | 0 | 0 | 0 | 0 | 0 | 787
567
568 |  | 935 | Maintenance of General Plant |  | F108 |  | 196712.9789 | 83099.2454 | 49578.2665 | 14598.7961 | 1146.668 | 25307.6354 | 2058.7164 | 74.547 | 93.457 | 14015.8132 | 2902.6853 | 3837.1486 | 0 | 793
569
570 |  | TOTAL ADMINISTRATIVE & GEN EXPENSE |  |  |  |  | 53250.3929 | 99040.7203 | -27101.884 | -8026.1546 | 1020.0242 | -14852.8006 | -646.4757 | 410.2267 | 64.889 | 6695.4318 | -1823.2265 | -1530.3577 | 0
571
572
573 |  | TOTAL O & M EXPENSE |  |  |  |  | 36738176.4716 | 32064082.5005 | 777882.7982 | 144084.0892 | 280054.9508 | 150787.6407 | 83122.7316 | 92005.5979 | 19408.9115 | 3129056.8132 | -1301.2153 | -1008.3465 | 0
574
575 |  | Distribution - METER - Unbundled |  |  |  |  | D: DEPRECIATION EXPENSE
576
577 |  | A |  | B | C |  | D | E | F | G | H | I | J | K | L | M | N | O
578 |  | FERC ACCT |  | DESCRIPTION | COS Factor |  | Utah Jurisdiction Normalized | Residential Sch 1 | General Large Dist. Sch 6 | General +1 MW Sch 8 | Street & Area Lighting Sch. 7,11,12 | General Trans Sch 9 | Irrigation Sch 10 | Traffic Signals Sch 15 | Outdoor Lighting Sch 15 | General Small Dist. Sch 23 | Industrial Cust 1 | Industrial Cust 2
579 |  | 403SP | Steam Depreciation |  | F10 |  | 0 | 0 | 0 | 0 | 0 | 0 | 0 | 0 | 0 | 0 | 0 | 0 | 0 | 805
580
581 |  | 403NP | Nuclear Depreciation |  | F10 |  | 0 | 0 | 0 | 0 | 0 | 0 | 0 | 0 | 0 | 0 | 0 | 0 | 0 | 809
582
583 |  | 403HP | Hydro Depreciation |  | F10 |  | 0 | 0 | 0 | 0 | 0 | 0 | 0 | 0 | 0 | 0 | 0 | 0 | 0 | 816
584
585 |  | 403OP | Other Production Depreciation |  | F10 |  | 0 | 0 | 0 | 0 | 0 | 0 | 0 | 0 | 0 | 0 | 0 | 0 | 0 | 819
586 |  |  |  | Simple Cycle Combustion Turbine | F10 |  | 0 | 0 | 0 | 0 | 0 | 0 | 0 | 0 | 0 | 0 | 0 | 0 | 0 | 820
587 |  |  |  | System Generation | F10 |  | 0 | 0 | 0 | 0 | 0 | 0 | 0 | 0 | 0 | 0 | 0 | 0 | 0 | 821
588 |  |  |  | Wind Generation | F10 |  | 0 | 0 | 0 | 0 | 0 | 0 | 0 | 0 | 0 | 0 | 0 | 0 | 0 | 822
589 |  |  |  | Total 403OP |  |  | 0 | 0 | 0 | 0 | 0 | 0 | 0 | 0 | 0 | 0 | 0 | 0 | 0
590
591 |  | 403TP | Transmission Depreciation |  | F106 |  | 0 | 0 | 0 | 0 | 0 | 0 | 0 | 0 | 0 | 0 | 0 | 0 | 0 | 829
592
593 |  | 403 | Distribution Depreciation
594 |  |  |  | Land Rights | F118 |  | 0 | 0 | 0 | 0 | 0 | 0 | 0 | 0 | 0 | 0 | 0 | 0 | 0 | 832
595 |  |  |  | Structures | F119 |  | 0 | 0 | 0 | 0 | 0 | 0 | 0 | 0 | 0 | 0 | 0 | 0 | 0 | 833
596 |  |  |  | Station Equip | F120 |  | 0 | 0 | 0 | 0 | 0 | 0 | 0 | 0 | 0 | 0 | 0 | 0 | 0 | 834
597 |  |  |  | Poles & Towers | F121 |  | 0 | 0 | 0 | 0 | 0 | 0 | 0 | 0 | 0 | 0 | 0 | 0 | 0 | 836
598 |  |  |  | OH Conductors | F122 |  | 0 | 0 | 0 | 0 | 0 | 0 | 0 | 0 | 0 | 0 | 0 | 0 | 0 | 837
599 |  |  |  | UG Conduit | F123 |  | 0 | 0 | 0 | 0 | 0 | 0 | 0 | 0 | 0 | 0 | 0 | 0 | 0 | 838
600 |  |  |  | UG Conductor | F124 |  | 0 | 0 | 0 | 0 | 0 | 0 | 0 | 0 | 0 | 0 | 0 | 0 | 0 | 839
601 |  |  |  | Line Transformer | F125 |  | 0 | 0 | 0 | 0 | 0 | 0 | 0 | 0 | 0 | 0 | 0 | 0 | 0 | 840
602 |  |  |  | Services | F126 |  | 0 | 0 | 0 | 0 | 0 | 0 | 0 | 0 | 0 | 0 | 0 | 0 | 0 | 841
603 |  |  |  | Meters | F127 |  | 0 | 0 | 0 | 0 | 0 | 0 | 0 | 0 | 0 | 0 | 0 | 0 | 0 | 842
604 |  |  |  | Inst Cust Premises | F128 |  | 0 | 0 | 0 | 0 | 0 | 0 | 0 | 0 | 0 | 0 | 0 | 0 | 0 | 843
605 |  |  |  | Leased Property | F129 |  | 0 | 0 | 0 | 0 | 0 | 0 | 0 | 0 | 0 | 0 | 0 | 0 | 0 | 844
606 |  |  |  | Street Lighting | F130 |  | 0 | 0 | 0 | 0 | 0 | 0 | 0 | 0 | 0 | 0 | 0 | 0 | 0 | 845
607 |  |  | Total Distribution Expense |  |  |  | 0 | 0 | 0 | 0 | 0 | 0 | 0 | 0 | 0 | 0 | 0 | 0 | 0
608
609 |  | 403GP | General Depreciation
610 |  |  |  | Situs | F107R |  | 0 | 0 | 0 | 0 | 0 | 0 | 0 | 0 | 0 | 0 | 0 | 0 | 0 | 849
611 |  |  |  | System Generation | F105R |  | 0 | 0 | 0 | 0 | 0 | 0 | 0 | 0 | 0 | 0 | 0 | 0 | 0 | 850
612 |  |  |  | System Generation | F105R |  | 0 | 0 | 0 | 0 | 0 | 0 | 0 | 0 | 0 | 0 | 0 | 0 | 0 | 851
613 |  |  |  | Energy | F30 |  | 0 | 0 | 0 | 0 | 0 | 0 | 0 | 0 | 0 | 0 | 0 | 0 | 0 | 852
614 |  |  |  | Customer - System | F42 |  | 558247.8873 | 486001.357 | 10814.8988 | 173.2875 | 5373.9505 | 363.4395 | 2078.1692 | 1517.7026 | 320.5235 | 51600.0458 | 2.2565 | 2.2565 | 0 | 853
615 |  |  |  | System Generation | F105R |  | 0 | 0 | 0 | 0 | 0 | 0 | 0 | 0 | 0 | 0 | 0 | 0 | 0 | 854
616 |  |  |  | System Overheads | F102R |  | 0 | 0 | 0 | 0 | 0 | 0 | 0 | 0 | 0 | 0 | 0 | 0 | 0 | 855
617 |  |  |  | Simple Cycle Combustion Turbine | F10 |  | 0 | 0 | 0 | 0 | 0 | 0 | 0 | 0 | 0 | 0 | 0 | 0 | 0 | 856
618 |  |  |  | Cholla | F10 |  | 0 | 0 | 0 | 0 | 0 | 0 | 0 | 0 | 0 | 0 | 0 | 0 | 0 | 857
619 |  |  | Total General Expense |  |  |  | 558247.8873 | 486001.357 | 10814.8988 | 173.2875 | 5373.9505 | 363.4395 | 2078.1692 | 1517.7026 | 320.5235 | 51600.0458 | 2.2565 | 2.2565 | 0
620
621 |  | 403GV0 | General Vehicles |  | F105R |  | 0 | 0 | 0 | 0 | 0 | 0 | 0 | 0 | 0 | 0 | 0 | 0 | 0 | 862
622
623 |  | 403MP | Mining Depreciation |  | F30 |  | 0 | 0 | 0 | 0 | 0 | 0 | 0 | 0 | 0 | 0 | 0 | 0 | 0 | 866
624
625 |  | 403EP | Experimental Plant Depreciation |  | F10 |  | 0 | 0 | 0 | 0 | 0 | 0 | 0 | 0 | 0 | 0 | 0 | 0 | 0 | 871
626
627
628 |  | TOTAL DEPRECIATION EXPENSE |  |  |  |  | 558247.8873 | 486001.357 | 10814.8988 | 173.2875 | 5373.9505 | 363.4395 | 2078.1692 | 1517.7026 | 320.5235 | 51600.0458 | 2.2565 | 2.2565 | 0
629
630 | [6 empty] | D: AMORTIZATION EXPENSE
631
632
633 |  | 404CLG | Amort of LT Plant - Cap. Lease Gen
634 |  |  | Situs |  | F10 |  | 0 | 0 | 0 | 0 | 0 | 0 | 0 | 0 | 0 | 0 | 0 | 0 | 0 | 876
635 |  |  | System Generation |  | F10 |  | 0 | 0 | 0 | 0 | 0 | 0 | 0 | 0 | 0 | 0 | 0 | 0 | 0 | 877
636 |  |  | System Overheads |  | F102R |  | 0 | 0 | 0 | 0 | 0 | 0 | 0 | 0 | 0 | 0 | 0 | 0 | 0 | 878
637 |  |  | System Generation |  | F10 |  | 0 | 0 | 0 | 0 | 0 | 0 | 0 | 0 | 0 | 0 | 0 | 0 | 0 | 879
638 |  |  | Customer - System |  | F42 |  | 1053.2904 | 916.9771 | 20.4053 | 0.32696 | 10.1395 | 0.68573 | 3.921 | 2.8636 | 0.60476 | 97.3579 | 0.0042575 | 0.0042575 | 0 | 880
639 |  |  | System Generation |  | F10 |  | 0 | 0 | 0 | 0 | 0 | 0 | 0 | 0 | 0 | 0 | 0 | 0 | 0 | 881
640 |  |  | Total Amort. Cap. Lease General |  |  |  | 1053.2904 | 916.9771 | 20.4053 | 0.32696 | 10.1395 | 0.68573 | 3.921 | 2.8636 | 0.60476 | 97.3579 | 0.0042575 | 0.0042575 | 0
641
642 |  | 404CLS | Amort of LT Plant - Cap Lease Steam |  | F10 |  | 0 | 0 | 0 | 0 | 0 | 0 | 0 | 0 | 0 | 0 | 0 | 0 | 0 | 886
643
644 |  | 404IP | Amort of LT Plant - Intangible Plant
645 |  |  |  | Situs | F107R |  | 0 | 0 | 0 | 0 | 0 | 0 | 0 | 0 | 0 | 0 | 0 | 0 | 0 | 889
646 |  |  |  | Energy | F30 |  | 0 | 0 | 0 | 0 | 0 | 0 | 0 | 0 | 0 | 0 | 0 | 0 | 0 | 890
647 |  |  |  | System Generation | F105R |  | 0 | 0 | 0 | 0 | 0 | 0 | 0 | 0 | 0 | 0 | 0 | 0 | 0 | 891
648 |  |  |  | System Overheads | F102R |  | 0 | 0 | 0 | 0 | 0 | 0 | 0 | 0 | 0 | 0 | 0 | 0 | 0 | 892
649 |  |  |  | Customer - System | F42 |  | 1561902.4068 | 1359766.3446 | 30258.6302 | 484.8352 | 15035.5898 | 1016.8547 | 5814.4374 | 4246.3274 | 896.7817 | 144369.979 | 6.3134 | 6.3134 | 0 | 893
650 |  |  |  | System Generation | F105R |  | 0 | 0 | 0 | 0 | 0 | 0 | 0 | 0 | 0 | 0 | 0 | 0 | 0 | 894
651 |  |  |  | System Generation | F105R |  | 0 | 0 | 0 | 0 | 0 | 0 | 0 | 0 | 0 | 0 | 0 | 0 | 0 | 895
652 |  |  |  | System Generation | F105R |  | 0 | 0 | 0 | 0 | 0 | 0 | 0 | 0 | 0 | 0 | 0 | 0 | 0 | 896
653 |  |  |  | System Generation | F105R |  | 0 | 0 | 0 | 0 | 0 | 0 | 0 | 0 | 0 | 0 | 0 | 0 | 0 | 897
654 |  |  |  | System Generation | F105R |  | 0 | 0 | 0 | 0 | 0 | 0 | 0 | 0 | 0 | 0 | 0 | 0 | 0 | 898
655 |  |  |  | System Generation | F10 |  | 0 | 0 | 0 | 0 | 0 | 0 | 0 | 0 | 0 | 0 | 0 | 0 | 0 | 899
656 |  |  | Total Amort. Intangible Plant |  |  |  | 1561902.4068 | 1359766.3446 | 30258.6302 | 484.8352 | 15035.5898 | 1016.8547 | 5814.4374 | 4246.3274 | 896.7817 | 144369.979 | 6.3134 | 6.3134 | 0
657
658 |  | Distribution - METER - Unbundled |  |  |  |  | D: AMORTIZATION EXPENSE (continued)
659
660
661 |  | A |  | B | C |  | D | E | F | G | H | I | J | K | L | M | N | O
662 |  | FERC ACCT |  | DESCRIPTION | COS Factor |  | Utah Jurisdiction Normalized | Residential Sch 1 | General Large Dist. Sch 6 | General +1 MW Sch 8 | Street & Area Lighting Sch. 7,11,12 | General Trans Sch 9 | Irrigation Sch 10 | Traffic Signals Sch 15 | Outdoor Lighting Sch 15 | General Small Dist. Sch 23 | Industrial Cust 1 | Industrial Cust 2
663 |  | 404O | Amort of LT Plant - Other Plant |  | F10 |  | 0 | 0 | 0 | 0 | 0 | 0 | 0 | 0 | 0 | 0 | 0 | 0 | 0 | 904
664
665 |  | 404HP | Amort of Other Electric Plant |  | F10 |  | 0 | 0 | 0 | 0 | 0 | 0 | 0 | 0 | 0 | 0 | 0 | 0 | 0 | 909
666
667 |  | 405 | Amort of Other Electric Plant |  | F10 |  | 0 | 0 | 0 | 0 | 0 | 0 | 0 | 0 | 0 | 0 | 0 | 0 | 0 | 917
668
669 |  | 406 | Amort of Plant Acquisition Adj |  | F10 |  | 0 | 0 | 0 | 0 | 0 | 0 | 0 | 0 | 0 | 0 | 0 | 0 | 0 | 925
670
671 |  | 407 | Amort of Prop Losses, Unrec Plant, |  | F151 |  | 0 | 0 | 0 | 0 | 0 | 0 | 0 | 0 | 0 | 0 | 0 | 0 | 0 | 934
672
673
674 |  | TOTAL AMORTIZATION EXPENSE |  |  |  |  | 1562955.6972 | 1360683.3218 | 30279.0355 | 485.1622 | 15045.7293 | 1017.5404 | 5818.3585 | 4249.1909 | 897.3864 | 144467.3368 | 6.3177 | 6.3177 | 0
675
676
677 | [6 empty] | D: TAX OTHER THAN INCOME
678
679
680 |  | 408 | Total Taxes Other Than Income |  | F101R |  | 380344.7342 | 279057.2776 | 176466.0415 | -2708.8529 | 4270.8983 | -7807.7993 | 5216.6845 | 420.6699 | 284.4579 | -99077.7581 | 11340.6492 | 12882.4657 | 0 | 947
681
682
683 | [6 empty] | D: DEFERRED ITC
684
685
686 |  | 41140 | Deferred I T C - Federal |  | F101R |  | 0 | 0 | 0 | 0 | 0 | 0 | 0 | 0 | 0 | 0 | 0 | 0 | 0 | 952
687
688 |  | 41141 | Deferred I T C - Idaho |  | F101R |  | 0 | 0 | 0 | 0 | 0 | 0 | 0 | 0 | 0 | 0 | 0 | 0 | 0 | 955
689
690 |  | TOTAL DEFERRED ITC |  |  |  |  | 0 | 0 | 0 | 0 | 0 | 0 | 0 | 0 | 0 | 0 | 0 | 0 | 0
691
692 |  | 427 | Interest on Long-Term Debt |  |  |  | 349377.7467 | 256336.9335 | 162098.4922 | -2488.3029 | 3923.1694 | -7172.1022 | 4791.9513 | 386.4197 | 261.2978 | -91011.0244 | 10417.3138 | 11833.5984 | 0
693
694 |  | 428-432 |  | Electric Interest Deductions for Tax | F104R |  | 4616.7602 | 4019.421 | 89.4882 | 1.4339 | 44.4111 | 3.021 | 17.1824 | 12.5426 | 2.6489 | 426.5738 | 0.018757 | 0.018757 | 0 | 984
695
696 | [6 empty] | D: DEFERRED INCOME TAXES
697
698
699 |  | 41010 | Deferred Income Tax - Federal-DR |  | F101R |  | 2216858.2892 | 1626499.2867 | 1028541.1407 | -15788.6843 | 24893.144 | -45508.1481 | 30405.706 | 2451.8958 | 1657.9771 | -577479.6642 | 66099.5405 | 75086.0951 | 0 | 1010
700
701 |  | 41020 | Deferred Income Tax - State-DR |  | F101R |  | 0 | 0 | 0 | 0 | 0 | 0 | 0 | 0 | 0 | 0 | 0 | 0 | 0 | 1025
702
703 |  | 41120 | Deferred Income Tax - Federal-CR |  | F101R |  | -1666755.4712 | -1222891.2413 | -773313.5591 | 11870.7975 | -18716.029 | 34215.5181 | -22860.675 | -1843.4695 | -1246.558 | 434180.8381 | -49697.2546 | -56453.8385 | 0 | 1044
704
705 |  | 41111 | Deferred Income Tax - State-CR |  | F101R |  | 0 | 0 | 0 | 0 | 0 | 0 | 0 | 0 | 0 | 0 | 0 | 0 | 0 | 1059
706
707 |  | TOTAL DEFERRED INCOME TAXES |  |  |  |  | 550102.818 | 403608.0454 | 255227.5816 | -3917.8867 | 6177.115 | -11292.63 | 7545.031 | 608.4262 | 411.4191 | -143298.8262 | 16402.2859 | 18632.2566 | 0
708
709 |  | SCHMAF | Additions - Flow Through
710 |  |  |  | S | F101R |  | 0 | 0 | 0 | 0 | 0 | 0 | 0 | 0 | 0 | 0 | 0 | 0 | 0 | 1064
711 |  |  |  | SNP | F104R |  | 0 | 0 | 0 | 0 | 0 | 0 | 0 | 0 | 0 | 0 | 0 | 0 | 0 | 1065
712 |  |  |  | SO | F102R |  | 0 | 0 | 0 | 0 | 0 | 0 | 0 | 0 | 0 | 0 | 0 | 0 | 0 | 1066
713 |  |  |  | SE | F30 |  | 0 | 0 | 0 | 0 | 0 | 0 | 0 | 0 | 0 | 0 | 0 | 0 | 0 | 1067
714 |  |  |  | TROJP | F10 |  | 0 | 0 | 0 | 0 | 0 | 0 | 0 | 0 | 0 | 0 | 0 | 0 | 0 | 1068
715 |  |  |  | SG | F10 |  | 0 | 0 | 0 | 0 | 0 | 0 | 0 | 0 | 0 | 0 | 0 | 0 | 0 | 1069
716
717
718 |  | SCHMAP | Additions - Permanent
719 |  |  |  | S | F101R |  | 0 | 0 | 0 | 0 | 0 | 0 | 0 | 0 | 0 | 0 | 0 | 0 | 0 | 1073
720 |  |  |  | SE | F30 |  | 0 | 0 | 0 | 0 | 0 | 0 | 0 | 0 | 0 | 0 | 0 | 0 | 0 | 1074
721 |  |  |  | SNP | F104R |  | 0 | 0 | 0 | 0 | 0 | 0 | 0 | 0 | 0 | 0 | 0 | 0 | 0 | 1075
722 |  |  |  | SO | F102R |  | 0 | 0 | 0 | 0 | 0 | 0 | 0 | 0 | 0 | 0 | 0 | 0 | 0 | 1076
723 |  |  |  | SG | F10 |  | 0 | 0 | 0 | 0 | 0 | 0 | 0 | 0 | 0 | 0 | 0 | 0 | 0 | 1077
724 |  |  |  | BADDEBT | F80 |  | 45.3449 | 40.8575 | 2.1184 | 0.61324 | 0 | 1.09 | 0.12359 | 0 | 0 | 0.54223 | 0 | 0 | 0 | 1078
725
726
727 |  | SCHMAT | Additions - Temporary
728 |  |  |  | S | F101R |  | 624081.5418 | 457885.9134 | 289551.0029 | -4444.7705 | 7007.8235 | -12811.2813 | 8559.6991 | 690.2484 | 466.7474 | -162569.8859 | 18608.0921 | 21137.9528 | 0 | 1082
729 |  |  |  | SGCT | F10 |  | 0 | 0 | 0 | 0 | 0 | 0 | 0 | 0 | 0 | 0 | 0 | 0 | 0 | 1083
730 |  |  |  | CIAC | F104R |  | 0 | 0 | 0 | 0 | 0 | 0 | 0 | 0 | 0 | 0 | 0 | 0 | 0 | 1084
731 |  |  |  | SNP | F104R |  | 2177.2483 | 1895.5451 | 42.2023 | 0.67621 | 20.9441 | 1.4247 | 8.1031 | 5.915 | 1.2492 | 201.1707 | 0.0088456 | 0.0088456 | 0 | 1085
732 |  |  |  | TROJD | F10 |  | 0 | 0 | 0 | 0 | 0 | 0 | 0 | 0 | 0 | 0 | 0 | 0 | 0 | 1086
733 |  |  |  | SG | F10 |  | 0 | 0 | 0 | 0 | 0 | 0 | 0 | 0 | 0 | 0 | 0 | 0 | 0 | 1087
734 |  |  |  | SE | F30 |  | 0 | 0 | 0 | 0 | 0 | 0 | 0 | 0 | 0 | 0 | 0 | 0 | 0 | 1088
735 |  |  |  | SG | F10 |  | 0 | 0 | 0 | 0 | 0 | 0 | 0 | 0 | 0 | 0 | 0 | 0 | 0 | 1089
736 |  |  |  | GPS | F102R |  | 1042.9224 | 440.9412 | 266.5543 | 76.9312 | 4.993 | 135.3245 | 10.457 | 0.33015 | 0.39976 | 73.4849 | 15.6887 | 17.8177 | 0 | 1090
737 |  |  |  | SO | F102R |  | 2015242.835 | 852032.2363 | 515063.9237 | 148654.3731 | 9648.0092 | 261488.0802 | 20206.1022 | 637.9527 | 772.4633 | 141995.0589 | 30315.3796 | 34429.2557 | 0 | 1091
738 |  |  |  | SNPD | F104R |  | 135.3883 | 117.8711 | 2.6243 | 0.042049 | 1.3024 | 0.088593 | 0.50388 | 0.36782 | 0.077679 | 12.5094 | 0.00055005 | 0.00055005 | 0 | 1092
739 |  |  |  | BADDEBT | F80 |  | -34547.6469 | -31128.7445 | -1613.9564 | -467.2217 | 0 | -830.449 | -94.1586 | 0 | 0 | -413.1167 | 0 | 0 | 0 | 1093
740 |  |  |  | TAXDEPR | F151R |  | 0 | 0 | 0 | 0 | 0 | 0 | 0 | 0 | 0 | 0 | 0 | 0 | 0 | 1094
741 |  |  |  | SCHMDEXP | F151R |  | 586175.5001 | 510314.6737 | 11355.9385 | 181.9566 | 5642.7945 | 381.6214 | 2182.1343 | 1593.6291 | 336.5585 | 54181.4548 | 2.3694 | 2.3694 | 0 | 1095
742
743
744 |  | TOTAL SCHEDULE - M ADDITIONS |  |  |  |  | 3194353.1339 | 1791599.2938 | 814670.4081 | 144002.6002 | 22325.8668 | 248365.899 | 30872.9646 | 2928.4432 | 1577.4958 | 33481.2183 | 48941.5392 | 55587.405 | 0
745
746 |  | SCHMDF | Deductions - Flow Through
747 |  |  |  | S | F101R |  | 0 | 0 | 0 | 0 | 0 | 0 | 0 | 0 | 0 | 0 | 0 | 0 | 0 | 1101
748 |  |  |  | DGP | F10 |  | 0 | 0 | 0 | 0 | 0 | 0 | 0 | 0 | 0 | 0 | 0 | 0 | 0 | 1102
749 |  |  |  | DGU | F10 |  | 0 | 0 | 0 | 0 | 0 | 0 | 0 | 0 | 0 | 0 | 0 | 0 | 0 | 1103
750
751 |  | SCHMDP | Deductions - Permanent
752 |  |  |  | S | F101R |  | 0 | 0 | 0 | 0 | 0 | 0 | 0 | 0 | 0 | 0 | 0 | 0 | 0 | 1106
753 |  |  |  | SE | F30 |  | 0 | 0 | 0 | 0 | 0 | 0 | 0 | 0 | 0 | 0 | 0 | 0 | 0 | 1107
754 |  |  |  | SNP | F104R |  | 0 | 0 | 0 | 0 | 0 | 0 | 0 | 0 | 0 | 0 | 0 | 0 | 0 | 1108
755 |  |  |  | IBT | F150R |  | 42.0521 | 37.877 | -39.8755 | 3.1795 | -0.49621 | 6.1156 | -0.53551 | 0.15904 | -0.051956 | 39.8649 | -1.5559 | -2.6289 | 0 | 1109
756 |  |  |  | SG | F10 |  | 0 | 0 | 0 | 0 | 0 | 0 | 0 | 0 | 0 | 0 | 0 | 0 | 0 | 1110
757 |  |  |  | SO | F102R |  | -1778.9936 | -752.1475 | -454.6824 | -131.2275 | -8.517 | -230.8335 | -17.8373 | -0.56316 | -0.68191 | -125.3488 | -26.7615 | -30.3931 | 0 | 1111
758
759
760 |  | SCHMDT | Deductions - Temporary
761 |  |  |  | S | F101R |  | 23727.8473 | 17409.0184 | 11008.853 | -168.9921 | 266.4404 | -487.0904 | 325.4434 | 26.2435 | 17.7459 | -6180.9766 | 707.4876 | 803.674 | 0 | 1115
762 |  |  |  | BADDEBT | F80 |  | 0 | 0 | 0 | 0 | 0 | 0 | 0 | 0 | 0 | 0 | 0 | 0 | 0 | 1116
763 |  |  |  | SNP | F104R |  | 0 | 0 | 0 | 0 | 0 | 0 | 0 | 0 | 0 | 0 | 0 | 0 | 0 | 1117
764 |  |  |  | CN | F40 |  | 0 | 0 | 0 | 0 | 0 | 0 | 0 | 0 | 0 | 0 | 0 | 0 | 0 | 1118
765 |  |  |  | TROJD | F10 |  | 647.8133 | 235.2709 | 172.4706 | 51.5591 | 1.1635 | 112.1414 | 5.7899 | 0.16021 | 0.26992 | 41.0137 | 13.0817 | 14.8923 | 0 | 1119
766 |  |  |  | DGP | F10 |  | 0 | 0 | 0 | 0 | 0 | 0 | 0 | 0 | 0 | 0 | 0 | 0 | 0 | 1120
767 |  |  |  | SE | F30 |  | 0 | 0 | 0 | 0 | 0 | 0 | 0 | 0 | 0 | 0 | 0 | 0 | 0 | 1121
768 |  |  |  | SG | F10 |  | 0 | 0 | 0 | 0 | 0 | 0 | 0 | 0 | 0 | 0 | 0 | 0 | 0 | 1122
769 |  |  |  | GPS | F102R |  | 0 | 0 | 0 | 0 | 0 | 0 | 0 | 0 | 0 | 0 | 0 | 0 | 0 | 1123
770 |  |  |  | SO | F102R |  | 2631853.6967 | 1112731.5041 | 672659.8245 | 194138.6688 | 12600.0441 | 341496.4979 | 26388.6336 | 833.1493 | 1008.8166 | 185441.7811 | 39591.0818 | 44963.6948 | 0 | 1124
771 |  |  |  | TAXDEPR | F151R |  | 2642462.8901 | 2300484.3896 | 51192.2557 | 820.2555 | 25437.5613 | 1720.3385 | 9837.0007 | 7184.0356 | 1517.1962 | 244248.4948 | 10.6812 | 10.6812 | 0 | 1125
772 |  |  |  | SNPD | F104R |  | 0 | 0 | 0 | 0 | 0 | 0 | 0 | 0 | 0 | 0 | 0 | 0 | 0 | 1126
773
774
775 |  | TOTAL SCHEDULE - M DEDUCTIONS |  |  |  |  | 5296955.3058 | 3430145.9123 | 734538.846 | 194713.4433 | 38296.1962 | 342617.1695 | 36538.4948 | 8043.1845 | 2543.2948 | 423464.829 | 40294.0149 | 45759.9203 | 0
776
777 |  | TOTAL SCHEDULE - M ADJUSTMENTS |  |  |  |  | -2102602.1719 | -1638546.6185 | 80131.5621 | -50710.8431 | -15970.3294 | -94251.2705 | -5665.5303 | -5114.7414 | -965.7989 | -389983.6107 | 8647.5243 | 9827.4847 | 0
778
779
780
781 | [6 empty] | D: INCOME TAXES
782
783 |  |  | State Income Taxes Before Credits |  | F150R |  | -58427.6722 | -52626.7223 | 55403.5553 | -4417.5985 | 689.4433 | -8497.1591 | 744.0395 | -220.975 | 72.1879 | -55388.8095 | 2161.7838 | 3652.5824 | 0 | 1134
784 |  |  | Renewable Energy Credits |  | F10 |  | 0 | 0 | 0 | 0 | 0 | 0 | 0 | 0 | 0 | 0 | 0 | 0 | 0 | 1136
785 |  | 40911 | State Income Taxes |  |  |  | -58427.6722 | -52626.7223 | 55403.5553 | -4417.5985 | 689.4433 | -8497.1591 | 744.0395 | -220.975 | 72.1879 | -55388.8095 | 2161.7838 | 3652.5824 | 0
786
787 |  | Calculation of Taxable Income
788
789 |  |  | Operating Revenues |  |  |  | 41306691.5872 | 35740690.9536 | 2342115.8802 | 106227.0511 | 339040.9781 | 67864.3693 | 125458.9738 | 98605.6067 | 23681.6559 | 2309230.4353 | 59433.8495 | 94341.8336 | 0
790 |  |  | Operating Deductions
791 |  |  | O & M Expenses |  |  |  | 36738176.4716 | 32064082.5005 | 777882.7982 | 144084.0892 | 280054.9508 | 150787.6407 | 83122.7316 | 92005.5979 | 19408.9115 | 3129056.8132 | -1301.2153 | -1008.3465 | 0
792 |  |  | Depreciation Expense |  |  |  | 558247.8873 | 486001.357 | 10814.8988 | 173.2875 | 5373.9505 | 363.4395 | 2078.1692 | 1517.7026 | 320.5235 | 51600.0458 | 2.2565 | 2.2565 | 0
793 |  |  | Amortization Expense |  |  |  | 1562955.6972 | 1360683.3218 | 30279.0355 | 485.1622 | 15045.7293 | 1017.5404 | 5818.3585 | 4249.1909 | 897.3864 | 144467.3368 | 6.3177 | 6.3177 | 0
794 |  |  | Taxes Other Than Income |  |  |  | 380344.7342 | 279057.2776 | 176466.0415 | -2708.8529 | 4270.8983 | -7807.7993 | 5216.6845 | 420.6699 | 284.4579 | -99077.7581 | 11340.6492 | 12882.4657 | 0
795 |  |  | Interest & Dividends (AFUDC-Equity) |  | F104R |  | -86120.2506 | -74977.5868 | -1669.2969 | -26.7472 | -828.4369 | -56.3537 | -320.5169 | -233.9668 | -49.4114 | -7957.2341 | -0.34989 | -0.34989 | 0 | 1147
796 |  |  | Misc Revenue & Expense |  |  |  | 983443.5 | 886120.0167 | 45943.3574 | 13300.0695 | 0 | 23639.8068 | 2680.3472 | 0 | 0 | 11759.9024 | 0 | 0 | 0
797 |  |  | Total Operating Deductions |  |  |  | 40137048.0398 | 35000966.8867 | 1039716.8345 | 155307.0084 | 303917.092 | 167944.2744 | 98595.7739 | 97959.1945 | 20861.868 | 3229849.106 | 10047.6582 | 11882.3434 | 0
798 |  |  | Other Deductions
799 |  |  | Interest Deductions |  | F101R |  | 353994.5069 | 260356.3545 | 162187.9804 | -2486.869 | 3967.5805 | -7169.0812 | 4809.1337 | 398.9623 | 263.9467 | -90584.4506 | 10417.3326 | 11833.6172 | 0
800 |  |  | Interest on PCRBS |  |  |  | 0 | 0 | 0 | 0 | 0 | 0 | 0 | 0 | 0 | 0 | 0 | 0 | 0
801 |  |  | Schedule M Adjustments |  |  |  | -2102602.1719 | -1638546.6185 | 80131.5621 | -50710.8431 | -15970.3294 | -94251.2705 | -5665.5303 | -5114.7414 | -965.7989 | -389983.6107 | 8647.5243 | 9827.4847 | 0
802
803 |  |  | Income Before State Taxes |  |  |  | -1286953.1314 | -1159178.9061 | 1220342.6275 | -97303.9313 | 15185.9762 | -187162.0944 | 16388.5359 | -4867.2914 | 1590.0423 | -1220017.8308 | 47616.383 | 80453.3578 | 0
804
805 |  |  | State Income Taxes |  |  |  | -58427.6722 | -52626.7223 | 55403.5553 | -4417.5985 | 689.4433 | -8497.1591 | 744.0395 | -220.975 | 72.1879 | -55388.8095 | 2161.7838 | 3652.5824 | 0
806
807 |  |  | Adjustments to Calculated Tax:
808 |  |  |  | PMI | F30 |  | 0 | 0 | 0 | 0 | 0 | 0 | 0 | 0 | 0 | 0 | 0 | 0 | 0 | 1166
809 |  |  |  | Renewable Energy Credits | F10 |  | 0 | 0 | 0 | 0 | 0 | 0 | 0 | 0 | 0 | 0 | 0 | 0 | 0 | 1167
810 |  |  |  | System Overheads | F102R |  | 0 | 0 | 0 | 0 | 0 | 0 | 0 | 0 | 0 | 0 | 0 | 0 | 0 | 1168
811 |  |  |  | Situs | F107R |  | 0 | 0 | 0 | 0 | 0 | 0 | 0 | 0 | 0 | 0 | 0 | 0 | 0 | 1169
812 |  |  |  | Total Adjustments |  |  | 0 | 0 | 0 | 0 | 0 | 0 | 0 | 0 | 0 | 0 | 0 | 0 | 0
813
814 |  |  | 35%
815
816 |  | 40910 | Federal Income Tax |  |  |  | -429983.9107 | -387293.2643 | 407728.6753 | -32510.2165 | 5073.7865 | -62532.7274 | 5475.5737 | -1626.2107 | 531.249 | -407620.1574 | 15909.1097 | 26880.2714 | 0
817
818
819 |  | TOTAL OPERATING EXPENSES |  |  |  |  | 40284859.5254 | 35039632.5323 | 1759745.9435 | 114488.0538 | 316685.8737 | 85678.1116 | 112680.9351 | 96954.4018 | 21926.1354 | 2631498.547 | 44521.1875 | 61047.8037 | 0
820
821
822 |  | Distribution - METER - Unbundled |  |  |  |  | D: STEAM PRODUCTION PLANT
823
824 |  | A |  | B | C |  | D | E | F | G | H | I | J | K | L | M | N | O
825 |  | FERC ACCT |  | DESCRIPTION | COS Factor |  | Utah Jurisdiction Normalized | Residential Sch 1 | General Large Dist. Sch 6 | General +1 MW Sch 8 | Street & Area Lighting Sch. 7,11,12 | General Trans Sch 9 | Irrigation Sch 10 | Traffic Signals Sch 15 | Outdoor Lighting Sch 15 | General Small Dist. Sch 23 | Industrial Cust 1 | Industrial Cust 2
826 |  | 310 | Land and Land Rights |  | F10 |  | 0 | 0 | 0 | 0 | 0 | 0 | 0 | 0 | 0 | 0 | 0 | 0 | 0 | 1186
827 |  |  |  | Total 310 |  |  | 0 | 0 | 0 | 0 | 0 | 0 | 0 | 0 | 0 | 0 | 0 | 0 | 0
828
829 |  | 311 | Structures and Improvements |  | F10 |  | 0 | 0 | 0 | 0 | 0 | 0 | 0 | 0 | 0 | 0 | 0 | 0 | 0 | 1193
830 |  |  |  | Total 311 |  |  | 0 | 0 | 0 | 0 | 0 | 0 | 0 | 0 | 0 | 0 | 0 | 0 | 0
831
832 |  | 312 | Boiler Plant Equipment |  | F10 |  | 0 | 0 | 0 | 0 | 0 | 0 | 0 | 0 | 0 | 0 | 0 | 0 | 0 | 1200
833 |  |  |  | Total 312 |  |  | 0 | 0 | 0 | 0 | 0 | 0 | 0 | 0 | 0 | 0 | 0 | 0 | 0
834
835 |  | 314 | Turbogenerator Units |  | F10 |  | 0 | 0 | 0 | 0 | 0 | 0 | 0 | 0 | 0 | 0 | 0 | 0 | 0 | 1207
836 |  |  |  | Total 314 |  |  | 0 | 0 | 0 | 0 | 0 | 0 | 0 | 0 | 0 | 0 | 0 | 0 | 0
837
838 |  | 315 | Accessory Electric Equipment |  | F10 |  | 0 | 0 | 0 | 0 | 0 | 0 | 0 | 0 | 0 | 0 | 0 | 0 | 0 | 1214
839 |  |  |  | Total 316 |  |  | 0 | 0 | 0 | 0 | 0 | 0 | 0 | 0 | 0 | 0 | 0 | 0 | 0
840
841 |  | 316 | Misc Power Plant Equipment |  | F10 |  | 0 | 0 | 0 | 0 | 0 | 0 | 0 | 0 | 0 | 0 | 0 | 0 | 0 | 1221
842 |  |  |  | Total 316 |  |  | 0 | 0 | 0 | 0 | 0 | 0 | 0 | 0 | 0 | 0 | 0 | 0 | 0
843
844 |  | S00 | Unclassified Steam Plant - Acct 300 |  | F10 |  | 0 | 0 | 0 | 0 | 0 | 0 | 0 | 0 | 0 | 0 | 0 | 0 | 0 | 1226
845
846
847
848 |  | Total Steam Production Plant |  |  |  |  | 0 | 0 | 0 | 0 | 0 | 0 | 0 | 0 | 0 | 0 | 0 | 0 | 0
849
850
851 | [6 empty] | D: NUCLEAR PRODUCTION
852
853
854 |  | 320 | Land and Land Rights |  | F10 |  | 0 | 0 | 0 | 0 | 0 | 0 | 0 | 0 | 0 | 0 | 0 | 0 | 0 | 1232
855
856 |  | 321 | Structures and Improvements |  | F10 |  | 0 | 0 | 0 | 0 | 0 | 0 | 0 | 0 | 0 | 0 | 0 | 0 | 0 | 1236
857
858 |  | 322 | Reactor Plant Equipment |  | F10 |  | 0 | 0 | 0 | 0 | 0 | 0 | 0 | 0 | 0 | 0 | 0 | 0 | 0 | 1240
859
860 |  | 323 | Turbogenerator Units |  | F10 |  | 0 | 0 | 0 | 0 | 0 | 0 | 0 | 0 | 0 | 0 | 0 | 0 | 0 | 1244
861
862 |  | 324 | Land and Land Rights |  | F10 |  | 0 | 0 | 0 | 0 | 0 | 0 | 0 | 0 | 0 | 0 | 0 | 0 | 0 | 1248
863
864 |  | 325 | Misc. Power Plant Equipment |  | F10 |  | 0 | 0 | 0 | 0 | 0 | 0 | 0 | 0 | 0 | 0 | 0 | 0 | 0 | 1252
865
866 |  | N00 | Unclassified Nuclear Plt - Acct 300 |  | F10 |  | 0 | 0 | 0 | 0 | 0 | 0 | 0 | 0 | 0 | 0 | 0 | 0 | 0 | 1258
867
868 |  | Total Nuclear Production Plant |  |  |  |  | 0 | 0 | 0 | 0 | 0 | 0 | 0 | 0 | 0 | 0 | 0 | 0 | 0
869
870
871 | [6 empty] | D: HYDRAULIC PRODUCTION PLANT
872
873
874 |  | 330 | Land and Land Rights |  | F10 |  | 0 | 0 | 0 | 0 | 0 | 0 | 0 | 0 | 0 | 0 | 0 | 0 | 0 | 1268
875
876 |  | 331 | Structures and Improvements |  | F10 |  | 0 | 0 | 0 | 0 | 0 | 0 | 0 | 0 | 0 | 0 | 0 | 0 | 0 | 1275
877
878 |  | 332 | Reservoirs, Dams & Waterways |  | F10 |  | 0 | 0 | 0 | 0 | 0 | 0 | 0 | 0 | 0 | 0 | 0 | 0 | 0 | 1282
879
880 |  | 333 | Water Wheel, Turbines, & Generators |  | F10 |  | 0 | 0 | 0 | 0 | 0 | 0 | 0 | 0 | 0 | 0 | 0 | 0 | 0 | 1289
881
882 |  | 334 | Accessory Electric Equipment |  | F10 |  | 0 | 0 | 0 | 0 | 0 | 0 | 0 | 0 | 0 | 0 | 0 | 0 | 0 | 1296
883
884 |  | 335 | Misc. Power Plant Equipment |  | F10 |  | 0 | 0 | 0 | 0 | 0 | 0 | 0 | 0 | 0 | 0 | 0 | 0 | 0 | 1303
885
886 |  | 336 | Roads, Railroads & Bridges |  | F10 |  | 0 | 0 | 0 | 0 | 0 | 0 | 0 | 0 | 0 | 0 | 0 | 0 | 0 | 1310
887
888 |  | H00 | Unclassified Hydro Plant - Acct 300 |  | F10 |  | 0 | 0 | 0 | 0 | 0 | 0 | 0 | 0 | 0 | 0 | 0 | 0 | 0 | 1316
889
890 |  | Total Hydraulic Plant |  |  |  |  | 0 | 0 | 0 | 0 | 0 | 0 | 0 | 0 | 0 | 0 | 0 | 0 | 0
891
892 |  | Distribution - METER - Unbundled
893 |  | A |  | B | C |  | D | E | F | G | H | I | J | K | L | M | N | O
894 |  | FERC ACCT |  | DESCRIPTION | COS Factor |  | Utah Jurisdiction Normalized | Residential Sch 1 | General Large Dist. Sch 6 | General +1 MW Sch 8 | Street & Area Lighting Sch. 7,11,12 | General Trans Sch 9 | Irrigation Sch 10 | Traffic Signals Sch 15 | Outdoor Lighting Sch 15 | General Small Dist. Sch 23 | Industrial Cust 1 | Industrial Cust 2
895 |  | 340 | Land and Land Rights |  | F10 |  | 0 | 0 | 0 | 0 | 0 | 0 | 0 | 0 | 0 | 0 | 0 | 0 | 0 | 1322
896 |  |  |  | Wind Generation | F10 |  | 0 | 0 | 0 | 0 | 0 | 0 | 0 | 0 | 0 | 0 | 0 | 0 | 0 | 1323
897 |  |  |  | Simple Cycle Combustion Turbine | F10 |  | 0 | 0 | 0 | 0 | 0 | 0 | 0 | 0 | 0 | 0 | 0 | 0 | 0 | 1324
898 |  |  |  | Total 340 |  |  | 0 | 0 | 0 | 0 | 0 | 0 | 0 | 0 | 0 | 0 | 0 | 0 | 0
899
900 |  | 341 | Structures and Improvements |  | F10 |  | 0 | 0 | 0 | 0 | 0 | 0 | 0 | 0 | 0 | 0 | 0 | 0 | 0 | 1328
901 |  |  |  | Wind Generation | F10 |  | 0 | 0 | 0 | 0 | 0 | 0 | 0 | 0 | 0 | 0 | 0 | 0 | 0 | 1330
902 |  |  |  | Simple Cycle Combustion Turbine | F10 |  | 0 | 0 | 0 | 0 | 0 | 0 | 0 | 0 | 0 | 0 | 0 | 0 | 0 | 1331
903 |  |  |  | Total 341 |  |  | 0 | 0 | 0 | 0 | 0 | 0 | 0 | 0 | 0 | 0 | 0 | 0 | 0
904
905 |  | 342 | Fuel Holders, Producers & Access |  | F10 |  | 0 | 0 | 0 | 0 | 0 | 0 | 0 | 0 | 0 | 0 | 0 | 0 | 0 | 1335
906 |  |  |  | Simple Cycle Combustion Turbine | F10 |  | 0 | 0 | 0 | 0 | 0 | 0 | 0 | 0 | 0 | 0 | 0 | 0 | 0 | 1337
907 |  |  |  | Total 342 |  |  | 0 | 0 | 0 | 0 | 0 | 0 | 0 | 0 | 0 | 0 | 0 | 0 | 0
908
909 |  | 343 | Prime Movers |  | F10 |  | 0 | 0 | 0 | 0 | 0 | 0 | 0 | 0 | 0 | 0 | 0 | 0 | 0 | 1342
910 |  |  |  | Wind Generation | F10 |  | 0 | 0 | 0 | 0 | 0 | 0 | 0 | 0 | 0 | 0 | 0 | 0 | 0 | 1343
911 |  |  |  | Simple Cycle Combustion Turbine | F10 |  | 0 | 0 | 0 | 0 | 0 | 0 | 0 | 0 | 0 | 0 | 0 | 0 | 0 | 1344
912 |  |  |  | Total 343 |  |  | 0 | 0 | 0 | 0 | 0 | 0 | 0 | 0 | 0 | 0 | 0 | 0 | 0
913
914 |  | 344 | Generators |  | F10 |  | 0 | 0 | 0 | 0 | 0 | 0 | 0 | 0 | 0 | 0 | 0 | 0 | 0 | 1349
915 |  |  |  | Wind Generation | F10 |  | 0 | 0 | 0 | 0 | 0 | 0 | 0 | 0 | 0 | 0 | 0 | 0 | 0 | 1350
916 |  |  |  | Simple Cycle Combustion Turbine | F10 |  | 0 | 0 | 0 | 0 | 0 | 0 | 0 | 0 | 0 | 0 | 0 | 0 | 0 | 1351
917 |  |  |  | Total 344 |  |  | 0 | 0 | 0 | 0 | 0 | 0 | 0 | 0 | 0 | 0 | 0 | 0 | 0
918
919 |  | 345 | Accessory Electric Plant |  | F10 |  | 0 | 0 | 0 | 0 | 0 | 0 | 0 | 0 | 0 | 0 | 0 | 0 | 0 | 1355
920 |  |  |  | Wind Generation | F10 |  | 0 | 0 | 0 | 0 | 0 | 0 | 0 | 0 | 0 | 0 | 0 | 0 | 0 | 1356
921 |  |  |  | Simple Cycle Combustion Turbine | F10 |  | 0 | 0 | 0 | 0 | 0 | 0 | 0 | 0 | 0 | 0 | 0 | 0 | 0 | 1358
922 |  |  |  | Total 345 |  |  | 0 | 0 | 0 | 0 | 0 | 0 | 0 | 0 | 0 | 0 | 0 | 0 | 0
923
924 |  | 346 | Misc. Power Plant Equipment |  | F10 |  | 0 | 0 | 0 | 0 | 0 | 0 | 0 | 0 | 0 | 0 | 0 | 0 | 0 | 1362
925 |  |  |  | Wind Generation | F10 |  | 0 | 0 | 0 | 0 | 0 | 0 | 0 | 0 | 0 | 0 | 0 | 0 | 0 | 1363
926
927 |  | O00 | Unclassified Other Prod - Acct 300 |  | F10 |  | 0 | 0 | 0 | 0 | 0 | 0 | 0 | 0 | 0 | 0 | 0 | 0 | 0 | 1370
928
929 |  | Total Other Production Plant |  |  |  |  | 0 | 0 | 0 | 0 | 0 | 0 | 0 | 0 | 0 | 0 | 0 | 0 | 0
930
931 |  | Experimental Plant
932 |  | 103 | Experimental Plant |  | F10 |  | 0 | 0 | 0 | 0 | 0 | 0 | 0 | 0 | 0 | 0 | 0 | 0 | 0 | 1376
933
934 |  | TOTAL PRODUCTION PLANT |  |  |  |  | 0 | 0 | 0 | 0 | 0 | 0 | 0 | 0 | 0 | 0 | 0 | 0 | 0
935
936 | [6 empty] | D: TRANSMISSION PLANT
937 |  | 350 | Land and Land Rights
938 |  |  |  | Demand | F10 |  | 0 | 0 | 0 | 0 | 0 | 0 | 0 | 0 | 0 | 0 | 0 | 0 | 0 | 1385
939 |  |  |  | Direct Assigned | A | 0 | 0 | 0 | 0 | 0 | 0 | 0 | 0 | 0 | 0 | 0 | 0 | 0 | 0
940 | [6 empty] | 0 | 0 | 0 | 0 | 0 | 0 | 0 | 0 | 0 | 0 | 0 | 0 | 0
941 |  | 352 | Structures and Improvements
942 |  |  |  | Demand | F10 |  | 0 | 0 | 0 | 0 | 0 | 0 | 0 | 0 | 0 | 0 | 0 | 0 | 0 | 1392
943 |  |  |  | Direct Assigned | A | 0 | 0 | 0 | 0 | 0 | 0 | 0 | 0 | 0 | 0 | 0 | 0 | 0 | 0
944 | [6 empty] | 0 | 0 | 0 | 0 | 0 | 0 | 0 | 0 | 0 | 0 | 0 | 0 | 0
945 |  | 353 | Station Equipment
946 |  |  |  | Demand | F10 |  | 0 | 0 | 0 | 0 | 0 | 0 | 0 | 0 | 0 | 0 | 0 | 0 | 0 | 1398
947 |  |  |  | Direct Assigned | A | 0 | 0 | 0 | 0 | 0 | 0 | 0 | 0 | 0 | 0 | 0 | 0 | 0 | 0
948 | [6 empty] | 0 | 0 | 0 | 0 | 0 | 0 | 0 | 0 | 0 | 0 | 0 | 0 | 0
949 |  | 354 | Towers and Fixtures
950 |  |  |  | Demand | F10 |  | 0 | 0 | 0 | 0 | 0 | 0 | 0 | 0 | 0 | 0 | 0 | 0 | 0 | 1404
951 |  |  |  | Direct Assigned | A | 0 | 0 | 0 | 0 | 0 | 0 | 0 | 0 | 0 | 0 | 0 | 0 | 0 | 0
952 | [6 empty] | 0 | 0 | 0 | 0 | 0 | 0 | 0 | 0 | 0 | 0 | 0 | 0 | 0
953 |  | 355 | Poles and Fixtures
954 |  |  |  | Demand | F10 |  | 0 | 0 | 0 | 0 | 0 | 0 | 0 | 0 | 0 | 0 | 0 | 0 | 0 | 1410
955 |  |  |  | Direct Assigned | A | 0 | 0 | 0 | 0 | 0 | 0 | 0 | 0 | 0 | 0 | 0 | 0 | 0 | 0
956 | [6 empty] | 0 | 0 | 0 | 0 | 0 | 0 | 0 | 0 | 0 | 0 | 0 | 0 | 0
957 |  | 356 | Overhead Conductors
958 |  |  |  | Demand | F10 |  | 0 | 0 | 0 | 0 | 0 | 0 | 0 | 0 | 0 | 0 | 0 | 0 | 0 | 1416
959 |  |  |  | Direct Assigned | A | 0 | 0 | 0 | 0 | 0 | 0 | 0 | 0 | 0 | 0 | 0 | 0 | 0 | 0
960 | [6 empty] | 0 | 0 | 0 | 0 | 0 | 0 | 0 | 0 | 0 | 0 | 0 | 0 | 0
961 |  | 357 | Underground Conduit
962 |  |  |  | Demand | F10 |  | 0 | 0 | 0 | 0 | 0 | 0 | 0 | 0 | 0 | 0 | 0 | 0 | 0 | 1422
963 |  |  |  | Direct Assigned | A | 0 | 0 | 0 | 0 | 0 | 0 | 0 | 0 | 0 | 0 | 0 | 0 | 0 | 0
964 | [6 empty] | 0 | 0 | 0 | 0 | 0 | 0 | 0 | 0 | 0 | 0 | 0 | 0 | 0
965 |  | 358 | Underground Conductors
966 |  |  |  | Demand | F10 |  | 0 | 0 | 0 | 0 | 0 | 0 | 0 | 0 | 0 | 0 | 0 | 0 | 0 | 1428
967 |  |  |  | Direct Assigned | A | 0 | 0 | 0 | 0 | 0 | 0 | 0 | 0 | 0 | 0 | 0 | 0 | 0 | 0
968 | [6 empty] | 0 | 0 | 0 | 0 | 0 | 0 | 0 | 0 | 0 | 0 | 0 | 0 | 0
969 |  | 359 | Roads and Trails
970 |  |  |  | Demand | F10 |  | 0 | 0 | 0 | 0 | 0 | 0 | 0 | 0 | 0 | 0 | 0 | 0 | 0 | 1434
971 |  |  |  | Direct Assigned | A | 0 | 0 | 0 | 0 | 0 | 0 | 0 | 0 | 0 | 0 | 0 | 0 | 0 | 0
972 | [6 empty] | 0 | 0 | 0 | 0 | 0 | 0 | 0 | 0 | 0 | 0 | 0 | 0 | 0
973
974 |  | T00 | Unclassified Trans Plant - Acct 300 |  | F10 |  | 0 | 0 | 0 | 0 | 0 | 0 | 0 | 0 | 0 | 0 | 0 | 0 | 0 | 1438
975 |  | TS0 | Unclassified Trans Sub - Acct 300 |  | F10 |  | 0 | 0 | 0 | 0 | 0 | 0 | 0 | 0 | 0 | 0 | 0 | 0 | 0 | 1442
976
977 |  | TOTAL TRANSMISSION PLANT |  |  |  |  | 0 | 0 | 0 | 0 | 0 | 0 | 0 | 0 | 0 | 0 | 0 | 0 | 0
978 |  | Distribution - METER - Unbundled |  |  |  |  | D: DISTRIBUTION PLANT
979 |  | A |  | B | C |  | D | E | F | G | H | I | J | K | L | M | N | O
980 |  | FERC ACCT |  | DESCRIPTION | COS Factor |  | Utah Jurisdiction Normalized | Residential Sch 1 | General Large Dist. Sch 6 | General +1 MW Sch 8 | Street & Area Lighting Sch. 7,11,12 | General Trans Sch 9 | Irrigation Sch 10 | Traffic Signals Sch 15 | Outdoor Lighting Sch 15 | General Small Dist. Sch 23 | Industrial Cust 1 | Industrial Cust 2
981
982 |  | 360 | Land and Land Rights
983 |  |  |  | Demand Primary | F20 |  | 0 | 0 | 0 | 0 | 0 | 0 | 0 | 0 | 0 | 0 | 0 | 0 | 0 | 1447
984 |  |  |  | Assigned | A | 0 | 0 | 0 | 0 | 0 | 0 | 0 | 0 | 0 | 0 | 0 | 0 | 0 | 0
985 | [6 empty] | 0 | 0 | 0 | 0 | 0 | 0 | 0 | 0 | 0 | 0 | 0 | 0 | 0
986 |  | 361 | Structures and Improvements
987 |  |  |  | Demand Primary | F20 |  | 0 | 0 | 0 | 0 | 0 | 0 | 0 | 0 | 0 | 0 | 0 | 0 | 0 | 1451
988 |  |  |  | Assigned | A | 0 | 0 | 0 | 0 | 0 | 0 | 0 | 0 | 0 | 0 | 0 | 0 | 0 | 0
989 | [6 empty] | 0 | 0 | 0 | 0 | 0 | 0 | 0 | 0 | 0 | 0 | 0 | 0 | 0
990 |  | 362 | Station Equipment
991 |  |  |  | Demand Primary | F20 |  | 0 | 0 | 0 | 0 | 0 | 0 | 0 | 0 | 0 | 0 | 0 | 0 | 0 | 1455
992 |  |  |  | Assigned | A | 0 | 0 | 0 | 0 | 0 | 0 | 0 | 0 | 0 | 0 | 0 | 0 | 0 | 0
993 | [6 empty] | 0 | 0 | 0 | 0 | 0 | 0 | 0 | 0 | 0 | 0 | 0 | 0 | 0
994 |  | 364 | Poles, Towers & Fixtures
995 |  |  |  | Demand Primary | F20 | 0 | 0 | 0 | 0 | 0 | 0 | 0 | 0 | 0 | 0 | 0 | 0 | 0 | 0 | 1459
996 |  |  |  | Demand Secondary | F22 | 0 | 0 | 0 | 0 | 0 | 0 | 0 | 0 | 0 | 0 | 0 | 0 | 0 | 0
997 |  |  |  | Assigned | A | 0 | 0 | 0 | 0 | 0 | 0 | 0 | 0 | 0 | 0 | 0 | 0 | 0 | 0
998 | [6 empty] | 0 | 0 | 0 | 0 | 0 | 0 | 0 | 0 | 0 | 0 | 0 | 0 | 0
999 |  | 365 | Overhead Conductors
1000 |  |  |  | Demand Primary | F20 | 0 | 0 | 0 | 0 | 0 | 0 | 0 | 0 | 0 | 0 | 0 | 0 | 0 | 0 | 1463
1001 |  |  |  | Demand Secondary | F22 | 0 | 0 | 0 | 0 | 0 | 0 | 0 | 0 | 0 | 0 | 0 | 0 | 0 | 0
1002 |  |  |  | Assigned | A | 0 | 0 | 0 | 0 | 0 | 0 | 0 | 0 | 0 | 0 | 0 | 0 | 0 | 0
1003 | [6 empty] | 0 | 0 | 0 | 0 | 0 | 0 | 0 | 0 | 0 | 0 | 0 | 0 | 0
1004 |  | 366 | Underground Conduit
1005 |  |  |  | Demand Primary | F20 | 0 | 0 | 0 | 0 | 0 | 0 | 0 | 0 | 0 | 0 | 0 | 0 | 0 | 0 | 1467
1006 |  |  |  | Demand Secondary | F22 | 0 | 0 | 0 | 0 | 0 | 0 | 0 | 0 | 0 | 0 | 0 | 0 | 0 | 0
1007 |  |  |  | Assigned | A | 0 | 0 | 0 | 0 | 0 | 0 | 0 | 0 | 0 | 0 | 0 | 0 | 0 | 0
1008 | [6 empty] | 0 | 0 | 0 | 0 | 0 | 0 | 0 | 0 | 0 | 0 | 0 | 0 | 0
1009 |  | 367 | Underground Conductors
1010 |  |  |  | Demand Primary | F20 | 0 | 0 | 0 | 0 | 0 | 0 | 0 | 0 | 0 | 0 | 0 | 0 | 0 | 0 | 1471
1011 |  |  |  | Demand Secondary | F22 | 0 | 0 | 0 | 0 | 0 | 0 | 0 | 0 | 0 | 0 | 0 | 0 | 0 | 0
1012 |  |  |  | Assigned | A | 0 | 0 | 0 | 0 | 0 | 0 | 0 | 0 | 0 | 0 | 0 | 0 | 0 | 0
1013 | [6 empty] | 0 | 0 | 0 | 0 | 0 | 0 | 0 | 0 | 0 | 0 | 0 | 0 | 0
1014 |  | 368 | Line Transformers
1015 |  |  |  | Demand Secondary | F21 |  | 0 | 0 | 0 | 0 | 0 | 0 | 0 | 0 | 0 | 0 | 0 | 0 | 0 | 1475
1016 |  |  |  | Assigned | A | 0 | 0 | 0 | 0 | 0 | 0 | 0 | 0 | 0 | 0 | 0 | 0 | 0 | 0
1017 | [6 empty] | 0 | 0 | 0 | 0 | 0 | 0 | 0 | 0 | 0 | 0 | 0 | 0 | 0
1018 |  | 369 | Services
1019 |  |  |  | Customer | F70 |  | 0 | 0 | 0 | 0 | 0 | 0 | 0 | 0 | 0 | 0 | 0 | 0 | 0 | 1479
1020 |  |  |  | Assigned | A | 0 | 0 | 0 | 0 | 0 | 0 | 0 | 0 | 0 | 0 | 0 | 0 | 0 | 0
1021 | [6 empty] | 0 | 0 | 0 | 0 | 0 | 0 | 0 | 0 | 0 | 0 | 0 | 0 | 0
1022 |  | 370 | Meters
1023 |  |  |  | Customer | F60 |  | 0 | 0 | 0 | 0 | 0 | 0 | 0 | 0 | 0 | 0 | 0 | 0 | 0 | 1483
1024 |  |  |  | Assigned | A | 0 | 0 | 0 | 0 | 0 | 0 | 0 | 0 | 0 | 0 | 0 | 0 | 0 | 0
1025 | [6 empty] | 0 | 0 | 0 | 0 | 0 | 0 | 0 | 0 | 0 | 0 | 0 | 0 | 0
1026 |  | 371 | Install on Customers' Premises
1027 |  |  |  | Demand Primary | F20 | 0 | 0 | 0 | 0 | 0 | 0 | 0 | 0 | 0 | 0 | 0 | 0 | 0 | 0 | 1487
1028 |  |  |  | Demand Secondary | F22 | 0 | 0 | 0 | 0 | 0 | 0 | 0 | 0 | 0 | 0 | 0 | 0 | 0 | 0
1029 |  |  |  | Assigned | A | 0 | 0 | 0 | 0 | 0 | 0 | 0 | 0 | 0 | 0 | 0 | 0 | 0 | 0
1030 | [6 empty] | 0 | 0 | 0 | 0 | 0 | 0 | 0 | 0 | 0 | 0 | 0 | 0 | 0
1031 |  | 372 | Leased Property
1032 |  |  |  | Demand Primary | F20 | 0 | 0 | 0 | 0 | 0 | 0 | 0 | 0 | 0 | 0 | 0 | 0 | 0 | 0 | 1491
1033 |  |  |  | Demand Secondary | F22 | 0.0058753 | 0 | 0 | 0 | 0 | 0 | 0 | 0 | 0 | 0 | 0 | 0 | 0 | 0
1034 |  |  |  | Assigned | A | 0 | 0 | 0 | 0 | 0 | 0 | 0 | 0 | 0 | 0 | 0 | 0 | 0 | 0
1035 | [6 empty] | 0 | 0 | 0 | 0 | 0 | 0 | 0 | 0 | 0 | 0 | 0 | 0 | 0
1036
1037 |  | 373 | Street Lights |  | A | 0 | 0 | 0 | 0 | 0 | 0 | 0 | 0 | 0 | 0 | 0 | 0 | 0 | 0 | 1496
1038
1039
1040 |  | D00 | Unclassified Dist Plant - Acct 300 |  | F22 |  | 0 | 0 | 0 | 0 | 0 | 0 | 0 | 0 | 0 | 0 | 0 | 0 | 0 | 1499
1041 |  | DS0 | Unclassified Dist Sub - Acct 300 |  | F20 |  | 0 | 0 | 0 | 0 | 0 | 0 | 0 | 0 | 0 | 0 | 0 | 0 | 0 | 1503
1042 |  | TOTAL DISTRIBUTION PLANT |  |  |  |  | 0 | 0 | 0 | 0 | 0 | 0 | 0 | 0 | 0 | 0 | 0 | 0 | 0
1043
1044 |  | Distribution - METER - Unbundled |  |  |  |  | DISTRIBUTION PLANT D: GENERAL PLANT
1045
1046 |  | A |  | B | C |  | D | E | F | G | H | I | J | K | L | M | N | O
1047 |  | FERC ACCT |  | DESCRIPTION | COS Factor |  | Utah Jurisdiction Normalized | Residential Sch 1 | General Large Dist. Sch 6 | General +1 MW Sch 8 | Street & Area Lighting Sch. 7,11,12 | General Trans Sch 9 | Irrigation Sch 10 | Traffic Signals Sch 15 | Outdoor Lighting Sch 15 | General Small Dist. Sch 23 | Industrial Cust 1 | Industrial Cust 2
1048 |  | 389 | Land and Land Rights
1049 |  |  |  | Situs | F107R |  | 0 | 0 | 0 | 0 | 0 | 0 | 0 | 0 | 0 | 0 | 0 | 0 | 0 | 1510
1050 |  |  |  | Customer - System | F42 |  | 527009.8196 | 458806.013 | 10209.7258 | 163.5908 | 5073.2385 | 343.1024 | 1961.8803 | 1432.776 | 302.5879 | 48712.6444 | 2.1302 | 2.1302 | 0 | 1511
1051 |  |  |  | System Generation | F105R |  | 0 | 0 | 0 | 0 | 0 | 0 | 0 | 0 | 0 | 0 | 0 | 0 | 0 | 1512
1052 |  |  |  | System Generation | F105R |  | 0 | 0 | 0 | 0 | 0 | 0 | 0 | 0 | 0 | 0 | 0 | 0 | 0 | 1513
1053 |  |  |  | System Overheads | F102R |  | 0 | 0 | 0 | 0 | 0 | 0 | 0 | 0 | 0 | 0 | 0 | 0 | 0 | 1514
1054 |  |  | Total Land & Land Rights |  |  |  | 527009.8196 | 458806.013 | 10209.7258 | 163.5908 | 5073.2385 | 343.1024 | 1961.8803 | 1432.776 | 302.5879 | 48712.6444 | 2.1302 | 2.1302 | 0
1055
1056 |  | 390 | Structures and Improvements
1057 |  |  |  | Situs | F107R |  | 0 | 0 | 0 | 0 | 0 | 0 | 0 | 0 | 0 | 0 | 0 | 0 | 0 | 1518
1058 |  |  |  | System Generation | F105R |  | 0 | 0 | 0 | 0 | 0 | 0 | 0 | 0 | 0 | 0 | 0 | 0 | 0 | 1519
1059 |  |  |  | System Generation | F105R |  | 0 | 0 | 0 | 0 | 0 | 0 | 0 | 0 | 0 | 0 | 0 | 0 | 0 | 1520
1060 |  |  |  | System Generation | F105R |  | 0 | 0 | 0 | 0 | 0 | 0 | 0 | 0 | 0 | 0 | 0 | 0 | 0 | 1521
1061 |  |  |  | Customer - System | F42 |  | 3863659.953 | 3363638.3094 | 74850.4242 | 1199.3313 | 37193.365 | 2515.3817 | 14383.1067 | 10504.091 | 2218.3585 | 357126.3503 | 15.6174 | 15.6174 | 0 | 1522
1062 |  |  |  | System Generation | F102R |  | 0 | 0 | 0 | 0 | 0 | 0 | 0 | 0 | 0 | 0 | 0 | 0 | 0 | 1523
1063 |  |  |  | System Overheads | F102R |  | 0 | 0 | 0 | 0 | 0 | 0 | 0 | 0 | 0 | 0 | 0 | 0 | 0 | 1524
1064
1065 |  |  | Total Structures and Improvements |  |  |  | 3863659.953 | 3363638.3094 | 74850.4242 | 1199.3313 | 37193.365 | 2515.3817 | 14383.1067 | 10504.091 | 2218.3585 | 357126.3503 | 15.6174 | 15.6174 | 0
1066
1067 |  | 391 | Office Furniture & Equipment
1068 |  |  |  | Situs | F107R |  | 0 | 0 | 0 | 0 | 0 | 0 | 0 | 0 | 0 | 0 | 0 | 0 | 0 | 1528
1069 |  |  |  | System Generation | F105R |  | 0 | 0 | 0 | 0 | 0 | 0 | 0 | 0 | 0 | 0 | 0 | 0 | 0 | 1529
1070 |  |  |  | System Generation | F105R |  | 0 | 0 | 0 | 0 | 0 | 0 | 0 | 0 | 0 | 0 | 0 | 0 | 0 | 1530
1071 |  |  |  | Customer - System | F42 |  | 3050444.6745 | 2655666.5682 | 59096.0594 | 946.8985 | 29364.9813 | 1985.9493 | 11355.7797 | 8293.2113 | 1751.4429 | 281959.1234 | 12.3303 | 12.3303 | 0 | 1531
1072 |  |  |  | System Generation | F105R |  | 0 | 0 | 0 | 0 | 0 | 0 | 0 | 0 | 0 | 0 | 0 | 0 | 0 | 1532
1073 |  |  |  | Energy | F30 |  | 0 | 0 | 0 | 0 | 0 | 0 | 0 | 0 | 0 | 0 | 0 | 0 | 0 | 1533
1074 |  |  |  | System Overheads | F102R |  | 0 | 0 | 0 | 0 | 0 | 0 | 0 | 0 | 0 | 0 | 0 | 0 | 0 | 1534
1075 |  |  |  | Cholla | F10 |  | 0 | 0 | 0 | 0 | 0 | 0 | 0 | 0 | 0 | 0 | 0 | 0 | 0 | 1535
1076 |  |  |  | Simple Cycle Combustion Turbine | F10 |  | 0 | 0 | 0 | 0 | 0 | 0 | 0 | 0 | 0 | 0 | 0 | 0 | 0 | 1536
1077 |  |  | Total Office Furniture & Equipment |  |  |  | 3050444.6745 | 2655666.5682 | 59096.0594 | 946.8985 | 29364.9813 | 1985.9493 | 11355.7797 | 8293.2113 | 1751.4429 | 281959.1234 | 12.3303 | 12.3303 | 0
1078
1079 |  | 392 | Transportation Equipment
1080 |  |  |  | Situs | F107R |  | 0 | 0 | 0 | 0 | 0 | 0 | 0 | 0 | 0 | 0 | 0 | 0 | 0 | 1540
1081 |  |  |  | System Overheads | F102R |  | 0 | 0 | 0 | 0 | 0 | 0 | 0 | 0 | 0 | 0 | 0 | 0 | 0 | 1541
1082 |  |  |  | System Generation | F105R |  | 0 | 0 | 0 | 0 | 0 | 0 | 0 | 0 | 0 | 0 | 0 | 0 | 0 | 1542
1083 |  |  |  | Customer - System | F42 |  | 0 | 0 | 0 | 0 | 0 | 0 | 0 | 0 | 0 | 0 | 0 | 0 | 0 | 1543
1084 |  |  |  | System Generation | F105R |  | 0 | 0 | 0 | 0 | 0 | 0 | 0 | 0 | 0 | 0 | 0 | 0 | 0 | 1544
1085 |  |  |  | Energy | F30 |  | 0 | 0 | 0 | 0 | 0 | 0 | 0 | 0 | 0 | 0 | 0 | 0 | 0 | 1545
1086 |  |  |  | System Generation | F105R |  | 0 | 0 | 0 | 0 | 0 | 0 | 0 | 0 | 0 | 0 | 0 | 0 | 0 | 1546
1087 |  |  |  | Cholla | F10 |  | 0 | 0 | 0 | 0 | 0 | 0 | 0 | 0 | 0 | 0 | 0 | 0 | 0 | 1547
1088 |  |  |  | Simple Cycle Combustion Turbine | F10 |  | 0 | 0 | 0 | 0 | 0 | 0 | 0 | 0 | 0 | 0 | 0 | 0 | 0 | 1548
1089 |  |  | Total Transportation Equipment |  |  |  | 0 | 0 | 0 | 0 | 0 | 0 | 0 | 0 | 0 | 0 | 0 | 0 | 0
1090
1091 |  | 393 | Stores Equipment
1092 |  |  |  | Situs | F107R |  | 0 | 0 | 0 | 0 | 0 | 0 | 0 | 0 | 0 | 0 | 0 | 0 | 0 | 1552
1093 |  |  |  | System Generation | F105R |  | 0 | 0 | 0 | 0 | 0 | 0 | 0 | 0 | 0 | 0 | 0 | 0 | 0 | 1553
1094 |  |  |  | System Generation | F105R |  | 0 | 0 | 0 | 0 | 0 | 0 | 0 | 0 | 0 | 0 | 0 | 0 | 0 | 1554
1095 |  |  |  | System Overheads | F102R |  | 0 | 0 | 0 | 0 | 0 | 0 | 0 | 0 | 0 | 0 | 0 | 0 | 0 | 1555
1096 |  |  |  | System Generation | F105R |  | 0 | 0 | 0 | 0 | 0 | 0 | 0 | 0 | 0 | 0 | 0 | 0 | 0 | 1556
1097 |  |  |  | Simple Cycle Combustion Turbine | F10 |  | 0 | 0 | 0 | 0 | 0 | 0 | 0 | 0 | 0 | 0 | 0 | 0 | 0 | 1557
1098 |  |  | Total Stores Equipment |  |  |  | 0 | 0 | 0 | 0 | 0 | 0 | 0 | 0 | 0 | 0 | 0 | 0 | 0 | 1558
1099
1100 |  | 394 | Tools, Shop & Garage Equipment
1101 |  |  |  | Situs | F107R |  | 0 | 0 | 0 | 0 | 0 | 0 | 0 | 0 | 0 | 0 | 0 | 0 | 0 | 1561
1102 |  |  |  | System Generation | F105R |  | 0 | 0 | 0 | 0 | 0 | 0 | 0 | 0 | 0 | 0 | 0 | 0 | 0 | 1562
1103 |  |  |  | System Generation | F105R |  | 0 | 0 | 0 | 0 | 0 | 0 | 0 | 0 | 0 | 0 | 0 | 0 | 0 | 1563
1104 |  |  |  | System Overheads | F102R |  | 0 | 0 | 0 | 0 | 0 | 0 | 0 | 0 | 0 | 0 | 0 | 0 | 0 | 1564
1105 |  |  |  | Energy | F30 |  | 0 | 0 | 0 | 0 | 0 | 0 | 0 | 0 | 0 | 0 | 0 | 0 | 0 | 1565
1106 |  |  |  | System Generation | F105R |  | 0 | 0 | 0 | 0 | 0 | 0 | 0 | 0 | 0 | 0 | 0 | 0 | 0 | 1566
1107 |  |  |  | Cholla | F10 |  | 0 | 0 | 0 | 0 | 0 | 0 | 0 | 0 | 0 | 0 | 0 | 0 | 0 | 1567
1108 |  |  |  | Simple Cycle Combustion Turbine | F10 |  | 0 | 0 | 0 | 0 | 0 | 0 | 0 | 0 | 0 | 0 | 0 | 0 | 0 | 1568
1109 |  |  | Total Tools, Shop & Garage Equipment |  |  |  | 0 | 0 | 0 | 0 | 0 | 0 | 0 | 0 | 0 | 0 | 0 | 0 | 0
1110
1111 |  | 395 | Laboratory Equipment
1112 |  |  |  | Situs | F107R |  | 0 | 0 | 0 | 0 | 0 | 0 | 0 | 0 | 0 | 0 | 0 | 0 | 0 | 1572
1113 |  |  |  | System Generation | F105R |  | 0 | 0 | 0 | 0 | 0 | 0 | 0 | 0 | 0 | 0 | 0 | 0 | 0 | 1573
1114 |  |  |  | System Generation | F105R |  | 0 | 0 | 0 | 0 | 0 | 0 | 0 | 0 | 0 | 0 | 0 | 0 | 0 | 1574
1115 |  |  |  | System Overheads | F102R |  | 0 | 0 | 0 | 0 | 0 | 0 | 0 | 0 | 0 | 0 | 0 | 0 | 0 | 1575
1116 |  |  |  | Energy | F30 |  | 0 | 0 | 0 | 0 | 0 | 0 | 0 | 0 | 0 | 0 | 0 | 0 | 0 | 1576
1117 |  |  |  | System Generation | F105R |  | 0 | 0 | 0 | 0 | 0 | 0 | 0 | 0 | 0 | 0 | 0 | 0 | 0 | 1577
1118 |  |  |  | Cholla | F10 |  | 0 | 0 | 0 | 0 | 0 | 0 | 0 | 0 | 0 | 0 | 0 | 0 | 0 | 1578
1119 |  |  |  | Simple Cycle Combustion Turbine | F10 |  | 0 | 0 | 0 | 0 | 0 | 0 | 0 | 0 | 0 | 0 | 0 | 0 | 0 | 1579
1120 |  |  | Total Laboratory Equipment |  |  |  | 0 | 0 | 0 | 0 | 0 | 0 | 0 | 0 | 0 | 0 | 0 | 0 | 0
1121
1122 |  | 396 | Power Operated Equipment
1123 |  |  |  | Situs | F107R |  | 0 | 0 | 0 | 0 | 0 | 0 | 0 | 0 | 0 | 0 | 0 | 0 | 0 | 1583
1124 |  |  |  | System Generation | F105R |  | 0 | 0 | 0 | 0 | 0 | 0 | 0 | 0 | 0 | 0 | 0 | 0 | 0 | 1584
1125 |  |  |  | System Generation | F105R |  | 0 | 0 | 0 | 0 | 0 | 0 | 0 | 0 | 0 | 0 | 0 | 0 | 0 | 1585
1126 |  |  |  | System Overheads | F102R |  | 0 | 0 | 0 | 0 | 0 | 0 | 0 | 0 | 0 | 0 | 0 | 0 | 0 | 1586
1127 |  |  |  | System Generation | F105R |  | 0 | 0 | 0 | 0 | 0 | 0 | 0 | 0 | 0 | 0 | 0 | 0 | 0 | 1587
1128 |  |  |  | Energy | F30 |  | 0 | 0 | 0 | 0 | 0 | 0 | 0 | 0 | 0 | 0 | 0 | 0 | 0 | 1588
1129 |  |  |  | Cholla | F10 |  | 0 | 0 | 0 | 0 | 0 | 0 | 0 | 0 | 0 | 0 | 0 | 0 | 0 | 1589
1130 |  |  |  | Simple Cycle Combustion Turbine | F10 |  | 0 | 0 | 0 | 0 | 0 | 0 | 0 | 0 | 0 | 0 | 0 | 0 | 0 | 1590
1131 |  |  | Total Power Operated Equipment |  |  |  | 0 | 0 | 0 | 0 | 0 | 0 | 0 | 0 | 0 | 0 | 0 | 0 | 0
1132
1133 |  | 397 | Communication Equipment
1134 |  |  |  | Situs | F107R |  | 0 | 0 | 0 | 0 | 0 | 0 | 0 | 0 | 0 | 0 | 0 | 0 | 0 | 1594
1135 |  |  |  | System Generation | F105R |  | 0 | 0 | 0 | 0 | 0 | 0 | 0 | 0 | 0 | 0 | 0 | 0 | 0 | 1595
1136 |  |  |  | System Generation | F105R |  | 0 | 0 | 0 | 0 | 0 | 0 | 0 | 0 | 0 | 0 | 0 | 0 | 0 | 1596
1137 |  |  |  | System Overheads | F102R |  | 0 | 0 | 0 | 0 | 0 | 0 | 0 | 0 | 0 | 0 | 0 | 0 | 0 | 1597
1138 |  |  |  | Customer - System | F42 |  | 1637260.3256 | 1425371.6995 | 31718.5341 | 508.2273 | 15761.0198 | 1065.9154 | 6094.9696 | 4451.2021 | 940.0492 | 151335.4725 | 6.618 | 6.618 | 0 | 1598
1139 |  |  |  | System Generation | F105R |  | 0 | 0 | 0 | 0 | 0 | 0 | 0 | 0 | 0 | 0 | 0 | 0 | 0 | 1599
1140 |  |  |  | Energy | F30 |  | 0 | 0 | 0 | 0 | 0 | 0 | 0 | 0 | 0 | 0 | 0 | 0 | 0 | 1600
1141 |  |  |  | Cholla | F10 |  | 0 | 0 | 0 | 0 | 0 | 0 | 0 | 0 | 0 | 0 | 0 | 0 | 0 | 1601
1142 |  |  |  | Simple Cycle Combustion Turbine | F10 |  | 0 | 0 | 0 | 0 | 0 | 0 | 0 | 0 | 0 | 0 | 0 | 0 | 0 | 1602
1143 |  |  | Total Communication Equipment |  |  |  | 1637260.3256 | 1425371.6995 | 31718.5341 | 508.2273 | 15761.0198 | 1065.9154 | 6094.9696 | 4451.2021 | 940.0492 | 151335.4725 | 6.618 | 6.618 | 0
1144
1145 |  | Distribution - METER - Unbundled |  |  |  |  | D: GENERAL PLANT
1146
1147 |  | A |  | B | C |  | D | E | F | G | H | I | J | K | L | M | N | O
1148 |  | FERC ACCT |  | DESCRIPTION | COS Factor |  | Utah Jurisdiction Normalized | Residential Sch 1 | General Large Dist. Sch 6 | General +1 MW Sch 8 | Street & Area Lighting Sch. 7,11,12 | General Trans Sch 9 | Irrigation Sch 10 | Traffic Signals Sch 15 | Outdoor Lighting Sch 15 | General Small Dist. Sch 23 | Industrial Cust 1 | Industrial Cust 2
1149 |  | 398 | Misc. Equipment
1150 |  |  |  | Situs | F107R |  | 0 | 0 | 0 | 0 | 0 | 0 | 0 | 0 | 0 | 0 | 0 | 0 | 0 | 1606
1151 |  |  |  | System Generation | F105R |  | 0 | 0 | 0 | 0 | 0 | 0 | 0 | 0 | 0 | 0 | 0 | 0 | 0 | 1607
1152 |  |  |  | System Generation | F105R |  | 0 | 0 | 0 | 0 | 0 | 0 | 0 | 0 | 0 | 0 | 0 | 0 | 0 | 1608
1153 |  |  |  | Customer - System | F42 |  | 101097.7761 | 88014.048 | 1958.5604 | 31.3821 | 973.2136 | 65.8183 | 376.353 | 274.8534 | 58.0463 | 9344.6836 | 0.40865 | 0.40865 | 0 | 1609
1154 |  |  |  | System Overheads | F102R |  | 0 | 0 | 0 | 0 | 0 | 0 | 0 | 0 | 0 | 0 | 0 | 0 | 0 | 1610
1155 |  |  |  | System Energy | F30 |  | 0 | 0 | 0 | 0 | 0 | 0 | 0 | 0 | 0 | 0 | 0 | 0 | 0 | 1611
1156 |  |  |  | Simple Cycle Combustion Turbine | F105R |  | 0 | 0 | 0 | 0 | 0 | 0 | 0 | 0 | 0 | 0 | 0 | 0 | 0 | 1612
1157 |  |  | Total Misc. Equipment |  |  |  | 101097.7761 | 88014.048 | 1958.5604 | 31.3821 | 973.2136 | 65.8183 | 376.353 | 274.8534 | 58.0463 | 9344.6836 | 0.40865 | 0.40865 | 0
1158
1159 |  | 399 | Coal Mine |  | F30 |  | 0 | 0 | 0 | 0 | 0 | 0 | 0 | 0 | 0 | 0 | 0 | 0 | 0 | 1620
1160 |  | 399L | WIDCO Capital Lease |  | F30 |  | 0 | 0 | 0 | 0 | 0 | 0 | 0 | 0 | 0 | 0 | 0 | 0 | 0 | 1623
1161 |  |  | Remove Capital Lease |  | F30 |  | 0 | 0 | 0 | 0 | 0 | 0 | 0 | 0 | 0 | 0 | 0 | 0 | 0 | 1626
1162
1163 |  | 390L | General Capital Lease
1164 |  |  |  | Situs | F107R |  | 0 | 0 | 0 | 0 | 0 | 0 | 0 | 0 | 0 | 0 | 0 | 0 | 0 | 1631
1165 |  |  |  | System Generation | F105R |  | 0 | 0 | 0 | 0 | 0 | 0 | 0 | 0 | 0 | 0 | 0 | 0 | 0 | 1632
1166 |  |  |  | System Overheads | F102R |  | 0 | 0 | 0 | 0 | 0 | 0 | 0 | 0 | 0 | 0 | 0 | 0 | 0 | 1633
1167
1168 |  |  | Remove Capital Lease |  |  |  | 0 | 0 | 0 | 0 | 0 | 0 | 0 | 0 | 0 | 0 | 0 | 0
1169
1170 |  | 392L | General Vehicles Capital Lease |  | F30 |  | 0 | 0 | 0 | 0 | 0 | 0 | 0 | 0 | 0 | 0 | 0 | 0 | 0 | 1640
1171 |  |  | Remove Capital Lease |  | F30 |  | 0 | 0 | 0 | 0 | 0 | 0 | 0 | 0 | 0 | 0 | 0 | 0 | 0 | 1643
1172
1173 |  | G00 | Unclassified Gen Plant - Acct 300 |  | F102R |  | 0 | 0 | 0 | 0 | 0 | 0 | 0 | 0 | 0 | 0 | 0 | 0 | 0 | 1653
1174 |  | GV0 | Unclassified Gen Veh - Acct 300 |  | F102R |  | 0 | 0 | 0 | 0 | 0 | 0 | 0 | 0 | 0 | 0 | 0 | 0 | 0 | 1661
1175
1176 |  | TOTAL GENERAL PLANT |  |  |  |  | 9179472.5487 | 7991496.6381 | 177833.3039 | 2849.43 | 88365.8182 | 5976.1671 | 34172.0894 | 24956.1338 | 5270.4848 | 848478.2742 | 37.1046 | 37.1046 | 0
1177
1178
1179
1180 | [6 empty] | D: INTANGIBLE PLANT
1181
1182 |  | 301 | Organization
1183 |  |  |  | Situs | F107R |  | 0 | 0 | 0 | 0 | 0 | 0 | 0 | 0 | 0 | 0 | 0 | 0 | 0 | 1666
1184 |  |  |  | System Overheads | F102R |  | 0 | 0 | 0 | 0 | 0 | 0 | 0 | 0 | 0 | 0 | 0 | 0 | 0 | 1667
1185 |  |  |  | System Generation | F105R |  | 0 | 0 | 0 | 0 | 0 | 0 | 0 | 0 | 0 | 0 | 0 | 0 | 0 | 1668
1186 |  |  | Total Organization |  |  |  | 0 | 0 | 0 | 0 | 0 | 0 | 0 | 0 | 0 | 0 | 0 | 0 | 0
1187
1188 |  | 302 | Franchise & Consent
1189 |  |  |  | Situs | F107R |  | 0 | 0 | 0 | 0 | 0 | 0 | 0 | 0 | 0 | 0 | 0 | 0 | 0 | 1671
1190 |  |  |  | System Generation | F105R |  | 0 | 0 | 0 | 0 | 0 | 0 | 0 | 0 | 0 | 0 | 0 | 0 | 0 | 1672
1191 |  |  |  | System Generation | F105R |  | 0 | 0 | 0 | 0 | 0 | 0 | 0 | 0 | 0 | 0 | 0 | 0 | 0 | 1673
1192 |  |  |  | System Generation | F105R |  | 0 | 0 | 0 | 0 | 0 | 0 | 0 | 0 | 0 | 0 | 0 | 0 | 0 | 1674
1193 |  |  |  | System Generation | F105R |  | 0 | 0 | 0 | 0 | 0 | 0 | 0 | 0 | 0 | 0 | 0 | 0 | 0 | 1675
1194 |  |  |  | System Generation | F105R |  | 0 | 0 | 0 | 0 | 0 | 0 | 0 | 0 | 0 | 0 | 0 | 0 | 0 | 1676
1195 |  |  | Total Franchise & Consent |  |  |  | 0 | 0 | 0 | 0 | 0 | 0 | 0 | 0 | 0 | 0 | 0 | 0 | 0
1196
1197 |  | 303 | Miscellaneous Intangible Plant
1198 |  |  |  | Situs | F107R |  | 0 | 0 | 0 | 0 | 0 | 0 | 0 | 0 | 0 | 0 | 0 | 0 | 0 | 1680
1199 |  |  |  | System Generation | F105R |  | 0 | 0 | 0 | 0 | 0 | 0 | 0 | 0 | 0 | 0 | 0 | 0 | 0 | 1681
1200 |  |  |  | System Overheads | F102R |  | 0 | 0 | 0 | 0 | 0 | 0 | 0 | 0 | 0 | 0 | 0 | 0 | 0 | 1682
1201 |  |  |  | Energy | F30 |  | 0 | 0 | 0 | 0 | 0 | 0 | 0 | 0 | 0 | 0 | 0 | 0 | 0 | 1683
1202 |  |  |  | Customer - System | F42 |  | 62758798.1576 | 54636769.3597 | 1215821.9731 | 19481.1632 | 604145.0113 | 40858.2372 | 233629.9008 | 170621.6733 | 36033.5838 | 5800929.8978 | 253.6788 | 253.6788 | 0 | 1684
1203 |  |  |  | Simple Cycle Combustion Turbine | F10 |  | 0 | 0 | 0 | 0 | 0 | 0 | 0 | 0 | 0 | 0 | 0 | 0 | 0 | 1685
1204 |  |  |  | System Generation | F105R |  | 0 | 0 | 0 | 0 | 0 | 0 | 0 | 0 | 0 | 0 | 0 | 0 | 0 | 1686
1205 |  |  | Total Miscellaneous Intangible Plant |  |  |  | 62758798.1576 | 54636769.3597 | 1215821.9731 | 19481.1632 | 604145.0113 | 40858.2372 | 233629.9008 | 170621.6733 | 36033.5838 | 5800929.8978 | 253.6788 | 253.6788 | 0
1206
1207 |  | I00 | Unclass Intangible Plant - Acct 300 |  | F102R |  | 0 | 0 | 0 | 0 | 0 | 0 | 0 | 0 | 0 | 0 | 0 | 0 | 0 | 1697
1208
1209 |  | TOTAL INTANGIBLE PLANT |  |  |  |  | 62758798.1576 | 54636769.3597 | 1215821.9731 | 19481.1632 | 604145.0113 | 40858.2372 | 233629.9008 | 170621.6733 | 36033.5838 | 5800929.8978 | 253.6788 | 253.6788 | 0
1210
1211
1212 |  | TOTAL ELECTRIC PLANT IN SERVICE |  |  |  |  | 71938270.7063 | 62628265.9978 | 1393655.277 | 22330.5932 | 692510.8295 | 46834.4043 | 267801.9902 | 195577.8071 | 41304.0686 | 6649408.172 | 290.7833 | 290.7833 | 0
1213
1214
1215 |  | Distribution - METER - Unbundled |  |  |  |  | D: MISC RATE BASE
1216
1217 |  | A |  | B | C |  | D | E | F | G | H | I | J | K | L | M | N | O
1218 |  | FERC ACCT |  | DESCRIPTION | COS Factor |  | Utah Jurisdiction Normalized | Residential Sch 1 | General Large Dist. Sch 6 | General +1 MW Sch 8 | Street & Area Lighting Sch. 7,11,12 | General Trans Sch 9 | Irrigation Sch 10 | Traffic Signals Sch 15 | Outdoor Lighting Sch 15 | General Small Dist. Sch 23 | Industrial Cust 1 | Industrial Cust 2
1219 |  | 105 | Plant Held For Future Use
1220 |  |  |  | Situs | F20 |  | 0 | 0 | 0 | 0 | 0 | 0 | 0 | 0 | 0 | 0 | 0 | 0 | 0 | 1705
1221 |  |  |  | System Generation | F10 |  | 0 | 0 | 0 | 0 | 0 | 0 | 0 | 0 | 0 | 0 | 0 | 0 | 0 | 1706
1222 |  |  |  | System Generation | F10 |  | 0 | 0 | 0 | 0 | 0 | 0 | 0 | 0 | 0 | 0 | 0 | 0 | 0 | 1707
1223 |  |  |  | System Generation | F10 |  | 0 | 0 | 0 | 0 | 0 | 0 | 0 | 0 | 0 | 0 | 0 | 0 | 0 | 1708
1224 |  |  |  | Energy | F30 |  | 0 | 0 | 0 | 0 | 0 | 0 | 0 | 0 | 0 | 0 | 0 | 0 | 0 | 1709
1225 |  |  |  | General | F102 |  | 0 | 0 | 0 | 0 | 0 | 0 | 0 | 0 | 0 | 0 | 0 | 0 | 0 | 1710
1226 |  |  | Total Plant Held For Future Use |  |  |  | 0 | 0 | 0 | 0 | 0 | 0 | 0 | 0 | 0 | 0 | 0 | 0 | 0
1227
1228 |  | 114 | Electric Plant Acquisition Adjust |  | F10 |  | 0 | 0 | 0 | 0 | 0 | 0 | 0 | 0 | 0 | 0 | 0 | 0 | 0 | 1717
1229
1230 |  | 115 | Accum Prov for Asset Acquisition Adj |  | F10 |  | 0 | 0 | 0 | 0 | 0 | 0 | 0 | 0 | 0 | 0 | 0 | 0 | 0 | 1723
1231
1232 |  | 128 | Pensions |  | F102R |  | 0 | 0 | 0 | 0 | 0 | 0 | 0 | 0 | 0 | 0 | 0 | 0 | 0 | 1726
1233
1234 |  | 124 | Weatherization |  | F11 |  | 0 | 0 | 0 | 0 | 0 | 0 | 0 | 0 | 0 | 0 | 0 | 0 | 0 | 1748
1235
1236 |  | 151 | Fuel Stock |  | F30 |  | 0 | 0 | 0 | 0 | 0 | 0 | 0 | 0 | 0 | 0 | 0 | 0 | 0 | 1751
1237 |  |  |  | Cholla | F30 |  | 0 | 0 | 0 | 0 | 0 | 0 | 0 | 0 | 0 | 0 | 0 | 0 | 0 | 1753
1238 |  |  |  | Total Fuel Stock |  |  | 0 | 0 | 0 | 0 | 0 | 0 | 0 | 0 | 0 | 0 | 0 | 0 | 0
1239
1240 |  | 152 | Fuel Stock - Undistributed |  | F30 |  | 0 | 0 | 0 | 0 | 0 | 0 | 0 | 0 | 0 | 0 | 0 | 0 | 0 | 1757
1241
1242 |  | 25316 | DG&T Working Capital Deposit |  | F30 |  | 0 | 0 | 0 | 0 | 0 | 0 | 0 | 0 | 0 | 0 | 0 | 0 | 0 | 1762
1243
1244 |  | 25317 | DG&T Working Capital Deposit |  | F30 |  | 0 | 0 | 0 | 0 | 0 | 0 | 0 | 0 | 0 | 0 | 0 | 0 | 0 | 1766
1245
1246 |  | 25319 | Provo Working Capital Deposit |  | F30 |  | 0 | 0 | 0 | 0 | 0 | 0 | 0 | 0 | 0 | 0 | 0 | 0 | 0 | 1770
1247
1248 |  | 154 | Materials and Supplies |  | F102R |  | 0 | 0 | 0 | 0 | 0 | 0 | 0 | 0 | 0 | 0 | 0 | 0 | 0 | 1788
1249
1250 |  | 163 | Stores Expense Undistributed |  | F102R |  | 0 | 0 | 0 | 0 | 0 | 0 | 0 | 0 | 0 | 0 | 0 | 0 | 0 | 1791
1251
1252 |  | 25318 | Provo Working Capital Deposit |  | F102R |  | 0 | 0 | 0 | 0 | 0 | 0 | 0 | 0 | 0 | 0 | 0 | 0 | 0 | 1796
1253
1254 |  | 165 | Prepayments |  | F102R |  | 0 | 0 | 0 | 0 | 0 | 0 | 0 | 0 | 0 | 0 | 0 | 0 | 0 | 1803
1255 |  |  |  | General Plant | F102R |  | 13403.7844 | 5667.0373 | 3425.7935 | 988.7301 | 64.1708 | 1739.2097 | 134.3948 | 4.2432 | 5.1378 | 944.4376 | 201.6337 | 228.9959 | 0 | 1804
1256 |  |  |  | System Generation | F102R |  | 0 | 0 | 0 | 0 | 0 | 0 | 0 | 0 | 0 | 0 | 0 | 0 | 0 | 1805
1257 |  |  |  | System Energy | F30 |  | 0 | 0 | 0 | 0 | 0 | 0 | 0 | 0 | 0 | 0 | 0 | 0 | 0 | 1806
1258 |  |  |  | System Overheads | F102R |  | 0 | 0 | 0 | 0 | 0 | 0 | 0 | 0 | 0 | 0 | 0 | 0 | 0 | 1807
1259 |  |  |  | Total Prepayments |  |  | 13403.7844 | 5667.0373 | 3425.7935 | 988.7301 | 64.1708 | 1739.2097 | 134.3948 | 4.2432 | 5.1378 | 944.4376 | 201.6337 | 228.9959 | 0
1260
1261 |  | 182 | Misc Regulatory Assets |  | F102R |  | 1089651.1906 | 460697.8001 | 278497.4634 | 80378.1122 | 5216.7235 | 141387.8234 | 10925.5336 | 344.944 | 417.6745 | 76777.3899 | 16391.667 | 18616.059 | 0 | 1811
1262 |  |  |  | System Generation | F102R |  | 0 | 0 | 0 | 0 | 0 | 0 | 0 | 0 | 0 | 0 | 0 | 0 | 0 | 1812
1263 |  |  |  | Simple Cycle Combustion Turbine | F102R |  | 0 | 0 | 0 | 0 | 0 | 0 | 0 | 0 | 0 | 0 | 0 | 0 | 0 | 1813
1264 |  |  |  | System Generation | F102R |  | 0 | 0 | 0 | 0 | 0 | 0 | 0 | 0 | 0 | 0 | 0 | 0 | 0 | 1814
1265 |  |  |  | Energy | F30 |  | 0 | 0 | 0 | 0 | 0 | 0 | 0 | 0 | 0 | 0 | 0 | 0 | 0 | 1815
1266 |  |  |  | System Generation | F102R |  | 0 | 0 | 0 | 0 | 0 | 0 | 0 | 0 | 0 | 0 | 0 | 0 | 0 | 1816
1267 |  |  |  | System Overheads | F102R |  | 28198001.736 | 11921941.1484 | 7206959.461 | 2080025.3933 | 134998.4107 | 3658835.16 | 282731.0412 | 8926.4635 | 10808.5842 | 1986845.8766 | 424183.6827 | 481746.5144 | 0 | 1817
1268 |  |  |  | Total Misc Regulatory Assets |  |  | 29287652.9266 | 12382638.9485 | 7485456.9245 | 2160403.5054 | 140215.1342 | 3800222.9834 | 293656.5749 | 9271.4075 | 11226.2587 | 2063623.2665 | 440575.3497 | 500362.5734 | 0
1269
1270 |  | 186 | Misc Deferred Debits |  | F102R |  | 0 | 0 | 0 | 0 | 0 | 0 | 0 | 0 | 0 | 0 | 0 | 0 | 0 | 1821
1271 |  |  |  | System Generation | F102R |  | 0 | 0 | 0 | 0 | 0 | 0 | 0 | 0 | 0 | 0 | 0 | 0 | 0 | 1822
1272 |  |  |  | System Generation | F102R |  | 0 | 0 | 0 | 0 | 0 | 0 | 0 | 0 | 0 | 0 | 0 | 0 | 0 | 1823
1273 |  |  |  | System Generation | F102R |  | 0 | 0 | 0 | 0 | 0 | 0 | 0 | 0 | 0 | 0 | 0 | 0 | 0 | 1824
1274 |  |  |  | System Overheads | F102R |  | 3862.9111 | 1633.215 | 987.2985 | 284.9476 | 18.4938 | 501.2325 | 38.732 | 1.2229 | 1.4807 | 272.1827 | 58.1099 | 65.9956 | 0 | 1825
1275 |  |  |  | System Energy | F30 |  | 0 | 0 | 0 | 0 | 0 | 0 | 0 | 0 | 0 | 0 | 0 | 0 | 0 | 1826
1276 |  |  |  | System Net Steam Plant | F102R |  | 0 | 0 | 0 | 0 | 0 | 0 | 0 | 0 | 0 | 0 | 0 | 0 | 0 | 1827
1277 |  |  |  | Excise Tax | F102R |  | 0 | 0 | 0 | 0 | 0 | 0 | 0 | 0 | 0 | 0 | 0 | 0 | 0 | 1828
1278 |  |  |  | Total Misc Deferred Debits |  |  | 3862.9111 | 1633.215 | 987.2985 | 284.9476 | 18.4938 | 501.2325 | 38.732 | 1.2229 | 1.4807 | 272.1827 | 58.1099 | 65.9956 | 0
1279
1280 |  | CWC | Cash Working Capital |  |  |  | 600670.7195 | 523157.8662 | 23244.2486 | 1712.7578 | 4756.9614 | 1179.8554 | 1550.6052 | 1485.341 | 332.8327 | 42093.889 | 460.961 | 695.4013 | 0
1281
1282 |  | OWC | Other Working Capital |  | F137R |  | 62392.5771 | 54454.5465 | 1321.0812 | 244.6985 | 475.6183 | 256.0832 | 141.1676 | 156.2534 | 32.9622 | 5314.0884 | -2.2099 | -1.7125 | 0 | 1848
1283 |  |  |  | Total Other Working Capital |  |  | 62392.5771 | 54454.5465 | 1321.0812 | 244.6985 | 475.6183 | 256.0832 | 141.1676 | 156.2534 | 32.9622 | 5314.0884 | -2.2099 | -1.7125 | 0
1284
1285 |  | 18222 | Nuclear Plant |  | F10 |  | 0 | 0 | 0 | 0 | 0 | 0 | 0 | 0 | 0 | 0 | 0 | 0 | 0 | 1862
1286
1287 |  | 1869 | Misc Deferred Debits-Trojan |  | F10 |  | 0 | 0 | 0 | 0 | 0 | 0 | 0 | 0 | 0 | 0 | 0 | 0 | 0 | 1867
1288
1289 |  | 141 | Impact Housing - Notes Receivable |  | F30 |  | 0 | 0 | 0 | 0 | 0 | 0 | 0 | 0 | 0 | 0 | 0 | 0 | 0 | 1870
1290 |  | TOTAL RATE BASE ADDITIONS |  |  |  |  | 29967982.9187 | 12967551.6135 | 7514435.3462 | 2163634.6395 | 145530.3785 | 3803899.3641 | 295521.4746 | 10918.4679 | 11598.6721 | 2112247.8643 | 441293.8444 | 501351.2537 | 0
1291
1292 |  | Distribution - METER - Unbundled
1293
1294 |  | A |  | B | C |  | D | E | F | G | H | I | J | K | L | M | N | O
1295 |  | FERC ACCT |  | DESCRIPTION | COS Factor |  | Utah Jurisdiction Normalized | Residential Sch 1 | General Large Dist. Sch 6 | General +1 MW Sch 8 | Street & Area Lighting Sch. 7,11,12 | General Trans Sch 9 | Irrigation Sch 10 | Traffic Signals Sch 15 | Outdoor Lighting Sch 15 | General Small Dist. Sch 23 | Industrial Cust 1 | Industrial Cust 2
1296
1297 |  | 235 | Customer Service Deposits |  | F51 |  | -16183238.2962 | -3542941.9454 | -730267.7212 | -2141977.6344 | -8826.5834 | -3844195.2028 | -103981.2225 | 0 | -1659.9496 | -5809388.0369 | 0 | 0 | 0 | 1880
1298
1299 |  | 2281 | Accum Prov for Property Insurance |  | F102R |  | 0 | 0 | 0 | 0 | 0 | 0 | 0 | 0 | 0 | 0 | 0 | 0 | 0 | 1885
1300
1301 |  | 2282 | Accum Prov for Injuries & Damages |  | F102R |  | 0 | 0 | 0 | 0 | 0 | 0 | 0 | 0 | 0 | 0 | 0 | 0 | 0 | 1889
1302
1303 |  | 2283 | Accum Prov for Pension & Benefits |  | F102R |  | 0 | 0 | 0 | 0 | 0 | 0 | 0 | 0 | 0 | 0 | 0 | 0 | 0 | 1894
1304
1305 |  | 25335 | Accum Prov for Pension & Benefits |  | F30 |  | 0 | 0 | 0 | 0 | 0 | 0 | 0 | 0 | 0 | 0 | 0 | 0 | 0 | 1899
1306
1307 |  | 22844 | Accum Hydro Relicensing Obligation |  | F10 |  | 0 | 0 | 0 | 0 | 0 | 0 | 0 | 0 | 0 | 0 | 0 | 0 | 0 | 1903
1308
1309 |  | 254 | Reg Liabilities - Insurance Provision |  | F30 |  | 0 | 0 | 0 | 0 | 0 | 0 | 0 | 0 | 0 | 0 | 0 | 0 | 0 | 1906
1310 |  | 254 |  | Situs | F102R |  | 0 | 0 | 0 | 0 | 0 | 0 | 0 | 0 | 0 | 0 | 0 | 0 | 0 | 1907
1311
1312 |  | 22842 | Accum Misc Oper Prov - Trojan |  | F10 |  | 0 | 0 | 0 | 0 | 0 | 0 | 0 | 0 | 0 | 0 | 0 | 0 | 0 | 1912
1313
1314 |  | 252 | Customer Advances for Const |  | F50 |  | 0 | 0 | 0 | 0 | 0 | 0 | 0 | 0 | 0 | 0 | 0 | 0 | 0 | 1920
1315
1316 |  | 25398 | SO2 Emissions |  | F30 |  | 0 | 0 | 0 | 0 | 0 | 0 | 0 | 0 | 0 | 0 | 0 | 0 | 0 | 1923
1317
1318 |  | 25399 | Other Deferred Credits |  | F10 |  | -1333796.8365 | -484404.3455 | -355103.575 | -106156.0525 | -2395.6275 | -230890.4306 | -11920.9829 | -329.8579 | -555.7413 | -84443.9921 | -26934.2269 | -30662.0044 | 0 | 1931
1319
1320 |  | 190 | Accum Deferred Income Taxes |  | F104R |  | 0 | 0 | 0 | 0 | 0 | 0 | 0 | 0 | 0 | 0 | 0 | 0 | 0 | 1934
1321 |  |  |  | Customer System | F42 |  | 0 | 0 | 0 | 0 | 0 | 0 | 0 | 0 | 0 | 0 | 0 | 0 | 0 | 1935
1322 |  |  |  | Labor | F138R |  | 7983037.7344 | 6955939.7276 | 175173.3963 | 33100.8386 | 60721.0259 | 36045.1562 | 18229.0879 | 19932.146 | 4209.4691 | 679459.6962 | 113.5953 | 113.5953 | 0 | 1936
1323 |  |  |  | System Generation | F104R |  | 0 | 0 | 0 | 0 | 0 | 0 | 0 | 0 | 0 | 0 | 0 | 0 | 0 | 1937
1324 |  |  |  | IBT | F141 |  | 0 | 0 | 0 | 0 | 0 | 0 | 0 | 0 | 0 | 0 | 0 | 0 | 0 | 1938
1325 |  |  |  | Bad Debt Expense | F104R |  | 1100462.2491 | 958079.0026 | 21330.6189 | 341.7813 | 10585.9365 | 720.0991 | 4095.6312 | 2989.6761 | 631.3896 | 101679.1719 | 4.4709 | 4.4709 | 0 | 1941
1326 |  |  |  | TROJP | F104R |  | 0 | 0 | 0 | 0 | 0 | 0 | 0 | 0 | 0 | 0 | 0 | 0 | 0 | 1942
1327 |  |  |  | System Generation | F104R |  | 0 | 0 | 0 | 0 | 0 | 0 | 0 | 0 | 0 | 0 | 0 | 0 | 0 | 1943
1328 |  |  |  | Energy | F104R |  | 0 | 0 | 0 | 0 | 0 | 0 | 0 | 0 | 0 | 0 | 0 | 0 | 0 | 1944
1329 |  |  |  | System Net Plant | F104R |  | 0 | 0 | 0 | 0 | 0 | 0 | 0 | 0 | 0 | 0 | 0 | 0 | 0 | 1945
1330 |  |  |  | Division Net Plant Distribution | F104R |  | 0 | 0 | 0 | 0 | 0 | 0 | 0 | 0 | 0 | 0 | 0 | 0 | 0 | 1946
1331 |  |  |  | Simple Cycle Combustion Turbine | F10 |  | 0 | 0 | 0 | 0 | 0 | 0 | 0 | 0 | 0 | 0 | 0 | 0 | 0 | 1947
1332 |  |  |  | Total Accum Deferred Income Taxes |  |  | 9083499.9835 | 7914018.7301 | 196504.0152 | 33442.6199 | 71306.9625 | 36765.2554 | 22324.7191 | 22921.8221 | 4840.8586 | 781138.8681 | 118.0662 | 118.0662 | 0
1333
1334 |  | 281 | Accum Deferred Income Taxes |  | F104R |  | 0 | 0 | 0 | 0 | 0 | 0 | 0 | 0 | 0 | 0 | 0 | 0 | 0 | 1954
1335
1336 |  | 282 | Accum Deferred Income Taxes |  | F104R |  | -10748774.0291 | -9358044.5033 | -208346.9949 | -3338.3521 | -103398.2215 | -7033.5742 | -40004.1115 | -29201.6856 | -6167.1027 | -993152.1438 | -43.6697 | -43.6697 | 0 | 1957
1337 |  |  |  | DITBAL | F104R |  | -4.631e-05 | -4.0318e-05 | -8.9764e-07 | -1.4383e-08 | -4.4548e-07 | -3.0303e-08 | -1.7235e-07 | -1.2581e-07 | -2.657e-08 | -4.2789e-06 | -1.8815e-10 | -1.8815e-10 | 0 | 1958
1338 |  |  |  | System Net Plant | F104R |  | 0 | 0 | 0 | 0 | 0 | 0 | 0 | 0 | 0 | 0 | 0 | 0 | 0 | 1959
1339 |  |  |  | Labor | F138R |  | -72512.047 | -63182.6436 | -1591.1464 | -300.6637 | -551.5452 | -327.4077 | -165.5796 | -181.049 | -38.2357 | -6171.7125 | -1.0318 | -1.0318 | 0 | 1960
1340 |  |  |  | GPS | F104R |  | 0 | 0 | 0 | 0 | 0 | 0 | 0 | 0 | 0 | 0 | 0 | 0 | 0 | 1961
1341 |  |  |  | CIAC | F104R |  | 0 | 0 | 0 | 0 | 0 | 0 | 0 | 0 | 0 | 0 | 0 | 0 | 0 | 1962
1342 |  |  |  | SNPD | F104R |  | 0 | 0 | 0 | 0 | 0 | 0 | 0 | 0 | 0 | 0 | 0 | 0 | 0 | 1963
1343 |  |  |  | SCHMDEXP | F104R |  | 0 | 0 | 0 | 0 | 0 | 0 | 0 | 0 | 0 | 0 | 0 | 0 | 0 | 1964
1344 |  |  |  | TAXDEPR | F104R |  | 0 | 0 | 0 | 0 | 0 | 0 | 0 | 0 | 0 | 0 | 0 | 0 | 0 | 1965
1345 |  |  |  | DGP | F104R |  | 0 | 0 | 0 | 0 | 0 | 0 | 0 | 0 | 0 | 0 | 0 | 0 | 0 | 1966
1346 |  |  |  | IBT | F104R |  | 0 | 0 | 0 | 0 | 0 | 0 | 0 | 0 | 0 | 0 | 0 | 0 | 0 | 1967
1347 |  |  |  | SSGCT | F104R |  | 0 | 0 | 0 | 0 | 0 | 0 | 0 | 0 | 0 | 0 | 0 | 0 | 0 | 1968
1348 |  |  |  | SSGCH | F104R |  | 0 | 0 | 0 | 0 | 0 | 0 | 0 | 0 | 0 | 0 | 0 | 0 | 0 | 1969
1349 |  |  |  | SE | F104R |  | 0 | 0 | 0 | 0 | 0 | 0 | 0 | 0 | 0 | 0 | 0 | 0 | 0 | 1970
1350 |  |  |  | SG | F104R |  | 0 | 0 | 0 | 0 | 0 | 0 | 0 | 0 | 0 | 0 | 0 | 0 | 0 | 1971
1351 |  |  |  | Total Accum Deferred Income Taxes |  |  | -10821286.0762 | -9421227.147 | -209938.1413 | -3639.0158 | -103949.7667 | -7360.9819 | -40169.6912 | -29382.7346 | -6205.3385 | -999323.8562 | -44.7016 | -44.7016 | 0
1352
1353
1354 |  | 283 | Accum Deferred Income Taxes |  | F104R |  | -54168.8738 | -47160.2371 | -1049.973 | -16.8238 | -521.0794 | -35.446 | -201.6023 | -147.1631 | -31.0794 | -5005.0297 | -0.22008 | -0.22008 | 0 | 1975
1355 |  |  |  | System Generation | F104R |  | 0 | 0 | 0 | 0 | 0 | 0 | 0 | 0 | 0 | 0 | 0 | 0 | 0 | 1976
1356 |  |  |  | Energy | F104R |  | 0 | 0 | 0 | 0 | 0 | 0 | 0 | 0 | 0 | 0 | 0 | 0 | 0 | 1977
1357 |  |  |  | Labor | F138R |  | -11799267.4274 | -10281173.1304 | -258913.689 | -48924.4395 | -89748.2446 | -53276.2655 | -26943.363 | -29460.5549 | -6221.7733 | -1004270.1699 | -167.8987 | -167.8987 | 0 | 1978
1358 |  |  |  | General Plant | F104R |  | -21316.0634 | -18558.0857 | -413.1762 | -6.6203 | -205.0506 | -13.9484 | -79.3328 | -57.9103 | -12.2301 | -1969.5357 | -0.086602 | -0.086602 | 0 | 1979
1359 |  |  |  | System Net Plant | F104R |  | 0 | 0 | 0 | 0 | 0 | 0 | 0 | 0 | 0 | 0 | 0 | 0 | 0 | 1980
1360 |  |  |  | TROJP | F104R |  | 0 | 0 | 0 | 0 | 0 | 0 | 0 | 0 | 0 | 0 | 0 | 0 | 0 | 1981
1361 |  |  |  | System Generation | F104R |  | 0 | 0 | 0 | 0 | 0 | 0 | 0 | 0 | 0 | 0 | 0 | 0 | 0 | 1982
1362 |  |  |  | Simple Cycle Combustion Turbine | F104R |  | 0 | 0 | 0 | 0 | 0 | 0 | 0 | 0 | 0 | 0 | 0 | 0 | 0 | 1983
1363 |  |  |  | System Generation | F104R |  | 0 | 0 | 0 | 0 | 0 | 0 | 0 | 0 | 0 | 0 | 0 | 0 | 0 | 1984
1364 |  |  |  | Total Accum Deferred Income Taxes |  |  | -11874752.3646 | -10346891.4533 | -260376.8381 | -48947.8836 | -90474.3747 | -53325.6599 | -27224.2981 | -29665.6283 | -6265.0828 | -1011244.7352 | -168.2053 | -168.2053 | 0
1365
1366 |  | 255 | Accum Investment Tax Credit |  | F104R |  | 0 | 0 | 0 | 0 | 0 | 0 | 0 | 0 | 0 | 0 | 0 | 0 | 0 | 1998
1367 |  | TOTAL MISC RATE BASE DEDUCTIONS |  |  |  |  | -31129573.59 | -15881446.1609 | -1359182.2603 | -2267277.9663 | -134339.3899 | -4099007.0199 | -160971.4755 | -36456.3987 | -9845.2534 | -7123261.7524 | -27029.0675 | -30756.845 | 0
1368
1369 | [6 empty] | D: ACCUMULATED DEPRECIATION
1370 | [6 empty] | D: PRODUCTION PLANT
1371
1372 |  | 108SP | Steam Prod Accumulated Depr |  | F10 |  | 0 | 0 | 0 | 0 | 0 | 0 | 0 | 0 | 0 | 0 | 0 | 0 | 0 | 2010
1373
1374 |  | 108NP | Nuclear Prod Accumulated Depr |  | F10 |  | 0 | 0 | 0 | 0 | 0 | 0 | 0 | 0 | 0 | 0 | 0 | 0 | 0 | 2016
1375
1376 |  | 108HP | Hydraulic Prod Accum Depr |  | F10 |  | 0 | 0 | 0 | 0 | 0 | 0 | 0 | 0 | 0 | 0 | 0 | 0 | 0 | 2024
1377
1378 |  | 108OP | Other Production - Accum Depr |  | F10 |  | 0 | 0 | 0 | 0 | 0 | 0 | 0 | 0 | 0 | 0 | 0 | 0 | 0 | 2027
1379 |  |  |  | Simple Cycle Combustion Turbine | F10 |  | 0 | 0 | 0 | 0 | 0 | 0 | 0 | 0 | 0 | 0 | 0 | 0 | 0 | 2028
1380 |  |  |  | Wind Generation | F10 |  | 0 | 0 | 0 | 0 | 0 | 0 | 0 | 0 | 0 | 0 | 0 | 0 | 0 | 2029
1381 |  |  |  | System Generation | F10 |  | 0 | 0 | 0 | 0 | 0 | 0 | 0 | 0 | 0 | 0 | 0 | 0 | 0 | 2030
1382 |  |  |  | System Generation | F10 |  | 0 | 0 | 0 | 0 | 0 | 0 | 0 | 0 | 0 | 0 | 0 | 0 | 0 | 2031
1383 |  |  |  | Total Other Production - Accum Depr |  |  | 0 | 0 | 0 | 0 | 0 | 0 | 0 | 0 | 0 | 0 | 0 | 0 | 0
1384
1385 |  | 108EP | Experimental Plant - Accum Depr |  | F10 |  | 0 | 0 | 0 | 0 | 0 | 0 | 0 | 0 | 0 | 0 | 0 | 0 | 0 | 2037
1386
1387
1388
1389 |  | TOTAL PRODUCTION PLANT DEPRECIATION |  |  |  |  | 0 | 0 | 0 | 0 | 0 | 0 | 0 | 0 | 0 | 0 | 0 | 0 | 0
1390
1391
1392 | [6 empty] | D: TRANSMISSION PLANT
1393
1394 |  | 108TP | Transmission Plant Accum Depr |  | F106 |  | 0 | 0 | 0 | 0 | 0 | 0 | 0 | 0 | 0 | 0 | 0 | 0 | 0 | 2045
1395
1396
1397 | [6 empty] | D: DISTRIBUTION PLANT
1398
1399 |  | 108360 | Land and Land Rights |  | F118 |  | 0 | 0 | 0 | 0 | 0 | 0 | 0 | 0 | 0 | 0 | 0 | 0 | 0 | 2049
1400
1401 |  | 108361 | Structures and Improvements |  | F119 |  | 0 | 0 | 0 | 0 | 0 | 0 | 0 | 0 | 0 | 0 | 0 | 0 | 0 | 2053
1402
1403 |  | 108362 | Station Equipment |  | F120 |  | 0 | 0 | 0 | 0 | 0 | 0 | 0 | 0 | 0 | 0 | 0 | 0 | 0 | 2057
1404
1405 |  | Distribution - METER - Unbundled
1406
1407 |  | A |  | B | C |  | D | E | F | G | H | I | J | K | L | M | N | O
1408 |  | FERC ACCT |  | DESCRIPTION | COS Factor |  | Utah Jurisdiction Normalized | Residential Sch 1 | General Large Dist. Sch 6 | General +1 MW Sch 8 | Street & Area Lighting Sch. 7,11,12 | General Trans Sch 9 | Irrigation Sch 10 | Traffic Signals Sch 15 | Outdoor Lighting Sch 15 | General Small Dist. Sch 23 | Industrial Cust 1 | Industrial Cust 2
1409
1410 |  | 108364 | Poles, Towers & Fixtures |  | F121 |  | 0 | 0 | 0 | 0 | 0 | 0 | 0 | 0 | 0 | 0 | 0 | 0 | 0 | 2061
1411
1412 |  | 108365 | Overhead Conductors |  | F122 |  | 0 | 0 | 0 | 0 | 0 | 0 | 0 | 0 | 0 | 0 | 0 | 0 | 0 | 2065
1413
1414 |  | 108366 | Underground Conduit |  | F123 |  | 0 | 0 | 0 | 0 | 0 | 0 | 0 | 0 | 0 | 0 | 0 | 0 | 0 | 2069
1415
1416 |  | 108367 | Underground Conductors |  | F124 |  | 0 | 0 | 0 | 0 | 0 | 0 | 0 | 0 | 0 | 0 | 0 | 0 | 0 | 2073
1417
1418 |  | 108368 | Line Transformers |  | F125 |  | 0 | 0 | 0 | 0 | 0 | 0 | 0 | 0 | 0 | 0 | 0 | 0 | 0 | 2077
1419
1420 |  | 108369 | Services |  | F126 |  | 0 | 0 | 0 | 0 | 0 | 0 | 0 | 0 | 0 | 0 | 0 | 0 | 0 | 2081
1421
1422 |  | 108370 | Meters |  | F127 |  | 0 | 0 | 0 | 0 | 0 | 0 | 0 | 0 | 0 | 0 | 0 | 0 | 0 | 2085
1423
1424 |  | 108371 | Install on Customers' Premises |  | F128 |  | 0 | 0 | 0 | 0 | 0 | 0 | 0 | 0 | 0 | 0 | 0 | 0 | 0 | 2089
1425
1426 |  | 108372 | Leased Property |  | F129 |  | 0 | 0 | 0 | 0 | 0 | 0 | 0 | 0 | 0 | 0 | 0 | 0 | 0 | 2093
1427
1428 |  | 108373 | Street Lights |  | F130 |  | 0 | 0 | 0 | 0 | 0 | 0 | 0 | 0 | 0 | 0 | 0 | 0 | 0 | 2097
1429
1430 |  | 108D00 | Unclassified Dist Plant - Acct 300 |  | F121 |  | 0 | 0 | 0 | 0 | 0 | 0 | 0 | 0 | 0 | 0 | 0 | 0 | 0 | 2101
1431
1432 |  | 108DS | Unclassified Dist Sub - Acct 300 |  | F120 |  | 0 | 0 | 0 | 0 | 0 | 0 | 0 | 0 | 0 | 0 | 0 | 0 | 0 | 2105
1433
1434 |  | 108D | Unclassified Dist Sub - Acct 300 |  | F102R |  | 0 | 0 | 0 | 0 | 0 | 0 | 0 | 0 | 0 | 0 | 0 | 0 | 0 | 2109
1435
1436
1437 |  | TOTAL DISTRIBUTION PLANT DEPR |  |  |  |  | 0 | 0 | 0 | 0 | 0 | 0 | 0 | 0 | 0 | 0 | 0 | 0 | 0
1438
1439 | [6 empty] | D: GENERAL PLANT
1440 |  | 108GP | General Plant Accumulated Depr
1441 |  |  |  | Situs | F107R |  | 0 | 0 | 0 | 0 | 0 | 0 | 0 | 0 | 0 | 0 | 0 | 0 | 0 | 2115
1442 |  |  |  | System Generation | F105R |  | 0 | 0 | 0 | 0 | 0 | 0 | 0 | 0 | 0 | 0 | 0 | 0 | 0 | 2116
1443 |  |  |  | System Generation | F105R |  | 0 | 0 | 0 | 0 | 0 | 0 | 0 | 0 | 0 | 0 | 0 | 0 | 0 | 2117
1444 |  |  |  | System Generation | F105R |  | 0 | 0 | 0 | 0 | 0 | 0 | 0 | 0 | 0 | 0 | 0 | 0 | 0 | 2118
1445 |  |  |  | Customer - System | F42 |  | -3376134.9969 | -2939207.1641 | -65405.6361 | -1047.9971 | -32500.2259 | -2197.9854 | -12568.2153 | -9178.6621 | -1938.4413 | -312063.3762 | -13.6468 | -13.6468 | 0 | 2119
1446 |  |  |  | System Overheads | F102R |  | 0 | 0 | 0 | 0 | 0 | 0 | 0 | 0 | 0 | 0 | 0 | 0 | 0 | 2120
1447 |  |  |  | Energy | F30 |  | 0 | 0 | 0 | 0 | 0 | 0 | 0 | 0 | 0 | 0 | 0 | 0 | 0 | 2121
1448 |  |  |  | Simple Cycle Combustion Turbine | F10 |  | 0 | 0 | 0 | 0 | 0 | 0 | 0 | 0 | 0 | 0 | 0 | 0 | 0 | 2122
1449 |  |  |  | Cholla | F10 |  | 0 | 0 | 0 | 0 | 0 | 0 | 0 | 0 | 0 | 0 | 0 | 0 | 0 | 2123
1450 |  |  | Total General Plant Accumulated Depr |  |  |  | -3376134.9969 | -2939207.1641 | -65405.6361 | -1047.9971 | -32500.2259 | -2197.9854 | -12568.2153 | -9178.6621 | -1938.4413 | -312063.3762 | -13.6468 | -13.6468 | 0
1451
1452 |  | 108MP | Mining Plant Accumulated Depr. |  | F30 |  | 0 | 0 | 0 | 0 | 0 | 0 | 0 | 0 | 0 | 0 | 0 | 0 | 0 | 2131
1453
1454 |  | 1081390 | Accum Depr - Capital Lease |  | F30 |  | 0 | 0 | 0 | 0 | 0 | 0 | 0 | 0 | 0 | 0 | 0 | 0 | 0 | 2138
1455 |  |  | Remove Capital Lease |  | F30 |  | 0 | 0 | 0 | 0 | 0 | 0 | 0 | 0 | 0 | 0 | 0 | 0 | 0 | 2141
1456
1457 |  | 1081399L | Accum Depr - Capital Lease |  | F30 |  | 0 | 0 | 0 | 0 | 0 | 0 | 0 | 0 | 0 | 0 | 0 | 0 | 0 | 2145
1458 |  |  |  | Energy | F30 |  | 0 | 0 | 0 | 0 | 0 | 0 | 0 | 0 | 0 | 0 | 0 | 0 | 0 | 2146
1459 |  |  | Remove Capital Lease |  | F30 |  | 0 | 0 | 0 | 0 | 0 | 0 | 0 | 0 | 0 | 0 | 0 | 0 | 0 | 2149
1460
1461 |  | TOTAL GENERAL PLANT ACCUM DEPR |  |  |  |  | -3376134.9969 | -2939207.1641 | -65405.6361 | -1047.9971 | -32500.2259 | -2197.9854 | -12568.2153 | -9178.6621 | -1938.4413 | -312063.3762 | -13.6468 | -13.6468 | 0
1462
1463
1464 |  | TOTAL ACCUM DEPR - PLANT IN SERVICE |  |  |  |  | -3376134.9969 | -2939207.1641 | -65405.6361 | -1047.9971 | -32500.2259 | -2197.9854 | -12568.2153 | -9178.6621 | -1938.4413 | -312063.3762 | -13.6468 | -13.6468 | 0
1465
1466
1467 | [6 empty] | D: ACCUMULATED AMORTIZATION
1468
1469 |  | 111CLS | Accum Prov for Amort-Steam |  | F10 |  | 0 | 0 | 0 | 0 | 0 | 0 | 0 | 0 | 0 | 0 | 0 | 0 | 0 | 2162
1470
1471 |  | 111CLG | Accum Prov for Amort-General
1472 |  |  | Situs |  | F108R |  | 0 | 0 | 0 | 0 | 0 | 0 | 0 | 0 | 0 | 0 | 0 | 0 | 0 | 2166
1473 |  |  | Customer - System |  | F40 |  | -107416.3919 | -93038.6304 | -1924.4699 | -30.8359 | -1138.2808 | -19.8724 | -413.8268 | -321.2972 | -67.8547 | -10461.0768 | -0.12338 | -0.12338 | 0 | 2167
1474 |  |  | System Generation |  | F108R |  | 0 | 0 | 0 | 0 | 0 | 0 | 0 | 0 | 0 | 0 | 0 | 0 | 0 | 2168
1475 |  |  | System Overheads |  | F108R |  | 0 | 0 | 0 | 0 | 0 | 0 | 0 | 0 | 0 | 0 | 0 | 0 | 0 | 2169
1476 |  |  | Energy |  | F108R |  | 0 | 0 | 0 | 0 | 0 | 0 | 0 | 0 | 0 | 0 | 0 | 0 | 0 | 2170
1477 |  |  | Total Accum Prov for Amort-General |  |  |  | -107416.3919 | -93038.6304 | -1924.4699 | -30.8359 | -1138.2808 | -19.8724 | -413.8268 | -321.2972 | -67.8547 | -10461.0768 | -0.12338 | -0.12338 | 0 | 2171
1478
1479 |  | 111CLH | Accum Prov for Amort-Hydro |  | F10 |  | 0 | 0 | 0 | 0 | 0 | 0 | 0 | 0 | 0 | 0 | 0 | 0 | 0 | 2179
1480
1481 |  | 111IP | Accum Prov for Amort-Intangible
1482 |  |  |  | Situs | F107R |  | 0 | 0 | 0 | 0 | 0 | 0 | 0 | 0 | 0 | 0 | 0 | 0 | 0 | 2183
1483 |  |  |  | System Generation | F105R |  | 0 | 0 | 0 | 0 | 0 | 0 | 0 | 0 | 0 | 0 | 0 | 0 | 0 | 2184
1484 |  |  |  | System Generation | F105R |  | 0 | 0 | 0 | 0 | 0 | 0 | 0 | 0 | 0 | 0 | 0 | 0 | 0 | 2185
1485 |  |  |  | Energy | F30 |  | 0 | 0 | 0 | 0 | 0 | 0 | 0 | 0 | 0 | 0 | 0 | 0 | 0 | 2186
1486 |  |  |  | System Generation | F105R |  | 0 | 0 | 0 | 0 | 0 | 0 | 0 | 0 | 0 | 0 | 0 | 0 | 0 | 2187
1487 |  |  |  | System Generation | F105R |  | 0 | 0 | 0 | 0 | 0 | 0 | 0 | 0 | 0 | 0 | 0 | 0 | 0 | 2188
1488 |  |  |  | System Generation | F105R |  | 0 | 0 | 0 | 0 | 0 | 0 | 0 | 0 | 0 | 0 | 0 | 0 | 0 | 2189
1489 |  |  |  | Customer - System | F42 |  | -53397390.2956 | -46486882.8537 | -1034464.0486 | -16575.258 | -514027.8003 | -34763.6236 | -198780.5274 | -145170.9138 | -30658.639 | -4935634.9535 | -215.8388 | -215.8388 | 0 | 2190
1490 |  |  |  | System Generation | F105R |  | 0 | 0 | 0 | 0 | 0 | 0 | 0 | 0 | 0 | 0 | 0 | 0 | 0 | 2191
1491 |  |  |  | Cholla | F10 |  | 0 | 0 | 0 | 0 | 0 | 0 | 0 | 0 | 0 | 0 | 0 | 0 | 0 | 2192
1492 |  |  |  | System Overheads | F102R |  | 0 | 0 | 0 | 0 | 0 | 0 | 0 | 0 | 0 | 0 | 0 | 0 | 0 | 2193
1493 |  |  | Total Accum Prov for Amort-Intangible |  |  |  | -53397390.2956 | -46486882.8537 | -1034464.0486 | -16575.258 | -514027.8003 | -34763.6236 | -198780.5274 | -145170.9138 | -30658.639 | -4935634.9535 | -215.8388 | -215.8388 | 0
1494
1495 |  | 111390 | Accum Prov for Amort-Capital Lease |  | F30 |  | 0 | 0 | 0 | 0 | 0 | 0 | 0 | 0 | 0 | 0 | 0 | 0 | 0 | 2204
1496
1497
1498 |  | TOTAL ACCUM PROV FOR AMORTIZATION |  |  |  |  | -53504806.6874 | -46579921.4841 | -1036388.5185 | -16606.0939 | -515166.0811 | -34783.496 | -199194.3543 | -145492.2111 | -30726.4938 | -4946096.0303 | -215.9622 | -215.9622 | 0

## Misc
Misc Total |  |  | - | Misc - Total - Unbundled
Rocky Mountain Power
3 | Cost Of Service By Rate Schedule
4 | State of Utah
5 | 2010 Protocol (Non Wgt)
6 | 12 Months Ended Dec 2015
7
8
9 |  | A |  | B | C |  | D | E | F | G | H | I | J | K | L | M | N | O | Chk Total
12 |  |  |  | DESCRIPTION |  |  | Utah Jurisdiction Normalized | Residential Sch 1 | General Large Dist. Sch 6 | General +1 MW Sch 8 | Street & Area Lighting Sch. 7,11,12 | General Trans Sch 9 | Irrigation Sch 10 | Traffic Signals Sch 15 | Outdoor Lighting Sch 15 | General Small Dist. Sch 23 | Industrial Cust 1 | Industrial Cust 2 | 0
13
12 |  |  |  | Operating Revenues |  |  | 7317321.4587 | 3043648.9257 | 1915165.1542 | 548474.2881 | 37512.1921 | 940443.4386 | 72277.4823 | 2410.377 | 3291.8376 | 523661.0193 | 104029.0997 | 126407.6441 | 0
13
14 |  |  |  | Operating Expenses
15 |  |  |  | Operation & Maintenance Expenses |  |  | 6583332.681 | 2783392.4375 | 1682594.8234 | 485619.4874 | 31517.8167 | 854221.1363 | 66008.6669 | 2084.0441 | 2523.4591 | 463865.0467 | 99033.3403 | 112472.4228 | 0
16 |  |  |  | Depreciation Expense |  |  | 0 | 0 | 0 | 0 | 0 | 0 | 0 | 0 | 0 | 0 | 0 | 0 | 0
17 |  |  |  | Amortization Expense |  |  | 0 | 0 | 0 | 0 | 0 | 0 | 0 | 0 | 0 | 0 | 0 | 0 | 0
18 |  |  |  | Taxes Other Than Income |  |  | 609.72 | 241.7116 | 158.3949 | 46.7756 | 2.467 | 89.6354 | 5.996 | 0.18344 | 0.26538 | 41.3891 | 10.3751 | 12.5264 | 0
19 |  |  |  | Income Taxes - Federal |  |  | 187426.8245 | 64043.9433 | 62686.4463 | 16565.1657 | 1769.1706 | 20305.0997 | 1526.0778 | 91.6468 | 231.5606 | 16055.2109 | 684.9134 | 3467.5895 | 0
20 |  |  |  | Income Taxes - State |  |  | 25468.1926 | 8702.5082 | 8518.0469 | 2250.9309 | 240.4009 | 2759.1258 | 207.3686 | 12.4533 | 31.4652 | 2181.6365 | 93.0683 | 471.1878 | 0
21 |  |  |  | Income Taxes Deferred |  |  | 0 | 0 | 0 | 0 | 0 | 0 | 0 | 0 | 0 | 0 | 0 | 0 | 0
22 |  |  |  | Investment Tax Credit Adj |  |  | 0 | 0 | 0 | 0 | 0 | 0 | 0 | 0 | 0 | 0 | 0 | 0 | 0
23 |  |  |  | Misc Revenues & Expense |  |  | 0 | 0 | 0 | 0 | 0 | 0 | 0 | 0 | 0 | 0 | 0 | 0 | 0
24
25 |  |  |  | Total Operating Expenses |  |  | 6796837.4181 | 2856380.6006 | 1753957.7116 | 504482.3596 | 33529.8551 | 877374.9972 | 67748.1094 | 2188.3276 | 2786.7503 | 482143.2833 | 99821.697 | 116423.7265 | 0
26
27 |  |  |  | Operating Revenue For Return |  |  | 520484.0405 | 187268.3251 | 161207.4426 | 43991.9285 | 3982.3369 | 63068.4415 | 4529.3729 | 222.0494 | 505.0873 | 41517.7361 | 4207.4027 | 9983.9176 | 0
28
29
30 |  |  |  | Rate Base :
31 |  |  |  | Electric Plant In Service |  |  | 0 | 0 | 0 | 0 | 0 | 0 | 0 | 0 | 0 | 0 | 0 | 0 | 0
32 |  |  |  | Plant Held For Future Use |  |  | 0 | 0 | 0 | 0 | 0 | 0 | 0 | 0 | 0 | 0 | 0 | 0 | 0
33 |  |  |  | Electric Plant Acquisition Adj |  |  | 0 | 0 | 0 | 0 | 0 | 0 | 0 | 0 | 0 | 0 | 0 | 0 | 0
34 |  |  |  | Pensions |  |  | 0 | 0 | 0 | 0 | 0 | 0 | 0 | 0 | 0 | 0 | 0 | 0 | 0
35 |  |  |  | Prepayments |  |  | 2918735.8523 | 1234023.5094 | 745982.3275 | 215300.5289 | 13973.4973 | 378720.9271 | 29265.096 | 923.9658 | 1118.7815 | 205655.6471 | 43906.6617 | 49864.9102 | 0
36 |  |  |  | Fuel Stock |  |  | 0 | 0 | 0 | 0 | 0 | 0 | 0 | 0 | 0 | 0 | 0 | 0 | 0
37 |  |  |  | Materials & Supplies |  |  | 0 | 0 | 0 | 0 | 0 | 0 | 0 | 0 | 0 | 0 | 0 | 0 | 0
38 |  |  |  | Misc Deferred Debits |  |  | 1680744.73 | 710608.5014 | 429571.5437 | 123980.1228 | 8046.5938 | 218085.2378 | 16852.2122 | 532.0628 | 644.2467 | 118426.1483 | 25283.5111 | 28714.5495 | 0
39 |  |  |  | Cash Working Capital |  |  | 111456.4293 | 46839.7231 | 28761.8861 | 8272.642 | 549.8319 | 14387.4391 | 1110.9523 | 35.8848 | 45.6979 | 7906.3196 | 1636.9039 | 1909.1486 | 0
40 |  |  |  | Weatherization Loans |  |  | 2158809.4308 | 731904.7857 | 580327.8652 | 179470.0745 | 5226.2333 | 398732.9532 | 20329.0998 | 574.867 | 1181.3534 | 134345.4982 | 46069.298 | 60647.4025 | 0
41 |  |  |  | Miscellaneous Rate Base |  |  | 0 | 0 | 0 | 0 | 0 | 0 | 0 | 0 | 0 | 0 | 0 | 0 | 0
42
43 |  |  |  | Total Rate Base Additions |  |  | 6869746.4425 | 2723376.5195 | 1784643.6224 | 527023.3682 | 27796.1563 | 1009926.5571 | 67557.3602 | 2066.7804 | 2990.0796 | 466333.6132 | 116896.3747 | 141136.0108 | 0
44
45 |  |  |  | Rate Base Deductions :
46 |  |  |  | Accum Provision For Depreciation |  |  | 0 | 0 | 0 | 0 | 0 | 0 | 0 | 0 | 0 | 0 | 0 | 0 | 0
47 |  |  |  | Accum Provision For Amortization |  |  | 0 | 0 | 0 | 0 | 0 | 0 | 0 | 0 | 0 | 0 | 0 | 0 | 0
48 |  |  |  | Accum Deferred Income Taxes |  |  | 0 | 0 | 0 | 0 | 0 | 0 | 0 | 0 | 0 | 0 | 0 | 0 | 0
49 |  |  |  | Unamortized ITC |  |  | 0 | 0 | 0 | 0 | 0 | 0 | 0 | 0 | 0 | 0 | 0 | 0 | 0
50 |  |  |  | Customer Advance For Construction |  |  | 0 | 0 | 0 | 0 | 0 | 0 | 0 | 0 | 0 | 0 | 0 | 0 | 0
51 |  |  |  | Customer Service Deposits |  |  | 0 | 0 | 0 | 0 | 0 | 0 | 0 | 0 | 0 | 0 | 0 | 0 | 0
52 |  |  |  | Misc Rate Base Deductions |  |  | 0 | 0 | 0 | 0 | 0 | 0 | 0 | 0 | 0 | 0 | 0 | 0 | 0
53 | [18 empty] | 0
54 |  |  |  | Total Rate Base Deductions |  |  | 0 | 0 | 0 | 0 | 0 | 0 | 0 | 0 | 0 | 0 | 0 | 0 | 0
55 | [18 empty] | 0
56 |  |  |  | Total Rate Base |  |  | 6869746.4425 | 2723376.5195 | 1784643.6224 | 527023.3682 | 27796.1563 | 1009926.5571 | 67557.3602 | 2066.7804 | 2990.0796 | 466333.6132 | 116896.3747 | 141136.0108 | 0
57
58
59 |  |  |  | Return On Rate Base |  |  | 7.576% | 6.876% | 9.033% | 8.347% | 14.33% | 6.245% | 6.704% | 10.74% | 16.89% | 8.903% | 3.599% | 7.074%
60
61 |  |  |  | Return On Equity |  |  | 9.89% | 8.522% | 12.74% | 11.4% | 23.08% | 7.288% | 8.186% | 16.08% | 28.09% | 12.48% | 2.119% | 8.908%
Rocky Mountain Power
Cost Of Service By Rate Schedule
State of Utah
2010 Protocol (Non Wgt)
12 Months Ended Dec 2015
|  | A |  | B | C |  | D | E | F | G | H | I | J | K | L | M | N | O
|  |  |  | DESCRIPTION | COS Factor |  | Utah Jurisdiction Normalized | Residential Sch 1 | General Large Dist. Sch 6 | General +1 MW Sch 8 | Street & Area Lighting Sch. 7,11,12 | General Trans Sch 9 | Irrigation Sch 10 | Traffic Signals Sch 15 | Outdoor Lighting Sch 15 | General Small Dist. Sch 23 | Industrial Cust 1 | Industrial Cust 2
79 |  |  |  | Total Rate Base |  |  | 6869746.4425 | 2723376.5195 | 1784643.6224 | 527023.3682 | 27796.1563 | 1009926.5571 | 67557.3602 | 2066.7804 | 2990.0796 | 466333.6132 | 116896.3747 | 141136.0108 | 0
80
81
82 |  |  |  | Return On Ratebase ($$) | 7.583% |  | 520963.3381 | 206525.7189 | 135337.4403 | 39966.5192 | 2107.9058 | 76587.2096 | 5123.1742 | 156.7331 | 226.751 | 35364.1459 | 8864.7705 | 10702.9696 | 0
83 |  |  |  | Operating & Maintenance Expense |  |  | 6583332.681 | 2783392.4375 | 1682594.8234 | 485619.4874 | 31517.8167 | 854221.1363 | 66008.6669 | 2084.0441 | 2523.4591 | 463865.0467 | 99033.3403 | 112472.4228 | 0
84 |  |  |  | Bad Debt to Produce ROR | F80 |  | 0 | 0 | 0 | 0 | 0 | 0 | 0 | 0 | 0 | 0 | 0 | 0 | 0
85 |  |  |  | Depreciation Expense |  |  | 0 | 0 | 0 | 0 | 0 | 0 | 0 | 0 | 0 | 0 | 0 | 0 | 0
86 |  |  |  | Amortization Expense |  |  | 0 | 0 | 0 | 0 | 0 | 0 | 0 | 0 | 0 | 0 | 0 | 0 | 0
87 |  |  |  | Taxes Other Than Income |  |  | 609.72 | 241.7116 | 158.3949 | 46.7756 | 2.467 | 89.6354 | 5.996 | 0.18344 | 0.26538 | 41.3891 | 10.3751 | 12.5264 | 0
88 |  |  |  | Federal Income Taxes |  |  | 187426.8245 | 64043.9433 | 62686.4463 | 16565.1657 | 1769.1706 | 20305.0997 | 1526.0778 | 91.6468 | 231.5606 | 16055.2109 | 684.9134 | 3467.5895 | 0
89 |  |  |  | FIT Adj to Produce Target ROR | F101 |  | 0 | 0 | 0 | 0 | 0 | 0 | 0 | 0 | 0 | 0 | 0 | 0 | 0
90 |  |  |  | State Income Taxes |  |  | 25468.1926 | 8702.5082 | 8518.0469 | 2250.9309 | 240.4009 | 2759.1258 | 207.3686 | 12.4533 | 31.4652 | 2181.6365 | 93.0683 | 471.1878 | 0
91 |  |  |  | SIT Adj to Produce Target ROR | F101 |  | 0 | 0 | 0 | 0 | 0 | 0 | 0 | 0 | 0 | 0 | 0 | 0 | 0
92 |  |  |  | Deferred Income Taxes |  |  | 0 | 0 | 0 | 0 | 0 | 0 | 0 | 0 | 0 | 0 | 0 | 0 | 0
93 |  |  |  | Investment Tax Credit |  |  | 0 | 0 | 0 | 0 | 0 | 0 | 0 | 0 | 0 | 0 | 0 | 0 | 0
94 |  |  |  | Misc Revenue & Expenses |  |  | 0 | 0 | 0 | 0 | 0 | 0 | 0 | 0 | 0 | 0 | 0 | 0 | 0
|  |  |  | Total Operating Expenses |  |  | 6796837.4181 | 2856380.6006 | 1753957.7116 | 504482.3596 | 33529.8551 | 877374.9972 | 67748.1094 | 2188.3276 | 2786.7503 | 482143.2833 | 99821.697 | 116423.7265
|  |  |  | Total Op. exp. Adjusted for Taxes |  |  | 521259.9621 | 218443.5881 | 119327.2103 | 37475.3046 | 947.8721 | 84953.6018 | 5490.6614 | 116.3107 | 54.4964 | 31555.859 | 11747.0868 | 11147.971
97 |  |  |  | Revenue Credits |  |  | 995334.5547 | 350116.6411 | 266646.6838 | 80283.0007 | 1156.8218 | 181073.2322 | 8686.4924 | 231.1398 | 415.714 | 61495.1823 | 21195.6968 | 24033.9498 | 0
98
99 |  |  |  | Total Revenue Requirements |  |  | 8313431.935 | 3424940.8298 | 2139931.6056 | 622240.6649 | 35634.5491 | 1143401.8312 | 81925.2632 | 2535.778 | 3256.9607 | 575194.3245 | 132764.4807 | 151605.6473 | 0
100 |  |  |  | Operating Revenues |  |  | 8312656.0134 | 3393765.5668 | 2181811.8379 | 628757.2888 | 38669.0138 | 1121516.6709 | 80963.9747 | 2641.5168 | 3707.5516 | 585156.2016 | 125224.7966 | 150441.5939 | 0
101
102 |  |  |  | Increase / (Decrease) Required to
103 |  |  |  | Earn Equal Rates of Return |  |  | 775.9216 | 31175.263 | -41880.2323 | -6516.6239 | -3034.4648 | 21885.1603 | 961.2885 | -105.7387 | -450.5909 | -9961.8771 | 7539.6841 | 1164.0534 | 0
104
105 |  |  |  | Existing Revenues |  |  | 8312656.0134 | 3393765.5668 | 2181811.8379 | 628757.2888 | 38669.0138 | 1121516.6709 | 80963.9747 | 2641.5168 | 3707.5516 | 585156.2016 | 125224.7966 | 150441.5939 | 0
106 |  |  |  | check |  |  | 0 | 0 | -6.0536e-09 | -2.4447e-09 | 1.1642e-10 | -8.1491e-09 | -2.6193e-10 | -4.5475e-12 | -2.5921e-11 | 0 | -1.0186e-09 | -1.7462e-09 | 0
107 |  |  |  | Percent Increase / (Decrease)
108 |  |  |  | Over Existing Rates To
109 |  |  |  | Equal Authorized RoE & RoR |  |  | 0.009334% | 0.9186% | -1.92% | -1.036% | -7.847% | 1.951% | 1.187% | -4.003% | -12.15% | -1.702% | 6.021% | 0.7738%
[5 empty] | 2010 Protocol |  | E: ELECTRIC REVENUES
|  | Misc - Total - Unbundled |  |  | (Non-Wgt)
|  | A |  | B | C |  | D | E | F | G | H | I | J | K | L | M | N | O
|  | FERC ACCT |  | DESCRIPTION | COS Factor |  | Utah Jurisdiction Normalized | Residential Sch 1 | General Large Dist. Sch 6 | General +1 MW Sch 8 | Street & Area Lighting Sch. 7,11,12 | General Trans Sch 9 | Irrigation Sch 10 | Traffic Signals Sch 15 | Outdoor Lighting Sch 15 | General Small Dist. Sch 23 | Industrial Cust 1 | Industrial Cust 2 |  | Func Study Row
122 |  | 440 | Residential Sales |  | A |  | 3393765.5668 | 3393765.5668 | 0 | 0 | 0 | 0 | 0 | 0 | 0 | 0 | 0 | 0 | 0
123
124 |  | 442 | Commercial & Industrial Sales |  | A |  | 4873872.3644 | 0 | 2181811.8379 | 628757.2888 | 0 | 1121516.6709 | 80963.9747 | 0 | 0 | 585156.2016 | 125224.7966 | 150441.5939 | 0
125 |  |  |  | Interruptible Demand | F10 |  | 0 | 0 | 0 | 0 | 0 | 0 | 0 | 0 | 0 | 0 | 0 | 0 | 0 | 100
126 |  |  |  | Interruptible Energy | F30 |  | 0 | 0 | 0 | 0 | 0 | 0 | 0 | 0 | 0 | 0 | 0 | 0 | 0 | 101
127 | [6 empty] | 4873872.3644 | 0 | 2181811.8379 | 628757.2888 | 0 | 1121516.6709 | 80963.9747 | 0 | 0 | 585156.2016 | 125224.7966 | 150441.5939 | 0
128
129 |  | 444 | Public Street & Highway Lighting |  | A |  | 45018.0822 | 0 | 0 | 0 | 38669.0138 | 0 | 0 | 2641.5168 | 3707.5516 | 0 | 0 | 0 | 0
130
131 |  | 445 | Other Sales to Public Authority |  | A |  | 0 | 0 | 0 | 0 | 0 | 0 | 0 | 0 | 0 | 0 | 0 | 0 | 0
132
133 |  | 448 | Interdepartmental |  | A | 0 | 0 | 0 | 0 | 0 | 0 | 0 | 0 | 0 | 0 | 0 | 0 | 0 | 0 | 114
134 |  |  |  | Demand | F10 |  | 0 | 0 | 0 | 0 | 0 | 0 | 0 | 0 | 0 | 0 | 0 | 0 | 0 | 115
135 | [6 empty] | 0 | 0 | 0 | 0 | 0 | 0 | 0 | 0 | 0 | 0 | 0 | 0 | 0
136
137 |  | Total Sales to Ultimate Customers |  |  |  |  | 8312656.0134 | 3393765.5668 | 2181811.8379 | 628757.2888 | 38669.0138 | 1121516.6709 | 80963.9747 | 2641.5168 | 3707.5516 | 585156.2016 | 125224.7966 | 150441.5939 | 0
138
139 |  | 447 | Sales for Resale |  | F11 |  | 0 | 0 | 0 | 0 | 0 | 0 | 0 | 0 | 0 | 0 | 0 | 0 | 0 | 121
140 |  |  |  | Demand | F10 |  | 0 | 0 | 0 | 0 | 0 | 0 | 0 | 0 | 0 | 0 | 0 | 0 | 0 | 122
141 |  |  |  | Demand | F10 |  | 0 | 0 | 0 | 0 | 0 | 0 | 0 | 0 | 0 | 0 | 0 | 0 |  | 123
142 |  |  |  | Energy | F30 |  | 0 | 0 | 0 | 0 | 0 | 0 | 0 | 0 | 0 | 0 | 0 | 0 | 0 | 124
143 | [6 empty] | 0 | 0 | 0 | 0 | 0 | 0 | 0 | 0 | 0 | 0 | 0 | 0 | 0
144
145 |  | 449 | Provision for Rate Refund |  | F11 |  | 0 | 0 | 0 | 0 | 0 | 0 | 0 | 0 | 0 | 0 | 0 | 0 | 0 | 128
146 |  |  |  |  | F10 |  | 0 | 0 | 0 | 0 | 0 | 0 | 0 | 0 | 0 | 0 | 0 | 0 |  | 129
147
148 |  | State Specific Revenue Credit |  |  | F140M |  | 205241.5871 | 85905.011 | 52988.8621 | 15270.1004 | 999.5285 | 26755.6775 | 2043.8132 | 65.7717 | 84.5194 | 14514.4764 | 3048.3179 | 3565.5091 | 0 | 131
149
150 |  | AGA Revenue |  |  | A | 0 | 0 | 0 | 0 | 0 | 0 | 0 | 0 | 0 | 0 | 0 | 0 | 0 | 0 | 133
151
152 |  | Total Sales from Electricity |  |  |  |  | 8517897.6005 | 3479670.5778 | 2234800.7001 | 644027.3892 | 39668.5424 | 1148272.3484 | 83007.7879 | 2707.2884 | 3792.071 | 599670.678 | 128273.1145 | 154007.1029 | 0
153
154 |  | Other Electric Operating Revenues
155 |  | 450 | Forfeited Discounts & Interest |  | A | 0 | 0 | 0 | 0 | 0 | 0 | 0 | 0 | 0 | 0 | 0 | 0 | 0 | 0 | 139
156 |  |  |  | Customers | F40 |  | 0 | 0 | 0 | 0 | 0 | 0 | 0 | 0 | 0 | 0 | 0 | 0 | 0 | 140
157 | [6 empty] | 0 | 0 | 0 | 0 | 0 | 0 | 0 | 0 | 0 | 0 | 0 | 0 | 0
158
159 |  | 451 | Misc Electric Revenue |  | A | 0 | 0 | 0 | 0 | 0 | 0 | 0 | 0 | 0 | 0 | 0 | 0 | 0 | 0 | 144
160 |  |  |  | Demand | F10 |  | 0 | 0 | 0 | 0 | 0 | 0 | 0 | 0 | 0 | 0 | 0 | 0 | 0 | 145
161 |  |  |  | Customer | F40 |  | 0 | 0 | 0 | 0 | 0 | 0 | 0 | 0 | 0 | 0 | 0 | 0 | 0 | 146
162 | [6 empty] | 0 | 0 | 0 | 0 | 0 | 0 | 0 | 0 | 0 | 0 | 0 | 0 | 0
163
164 |  | 453 | Water Sales |  | F10 |  | 0 | 0 | 0 | 0 | 0 | 0 | 0 | 0 | 0 | 0 | 0 | 0 | 0 | 150
165
166 |  | 454 | Rent of Electric Property |  | A | 0 | 0 | 0 | 0 | 0 | 0 | 0 | 0 | 0 | 0 | 0 | 0 | 0 | 0 | 154
167 |  |  |  | Demand | F10 |  | 0 | 0 | 0 | 0 | 0 | 0 | 0 | 0 | 0 | 0 | 0 | 0 | 0 | 155
168 |  |  |  | Demand | F10 |  | 0 | 0 | 0 | 0 | 0 | 0 | 0 | 0 | 0 | 0 | 0 | 0 | 0 | 156
169 |  |  |  | System Overhead | F102M |  | 0 | 0 | 0 | 0 | 0 | 0 | 0 | 0 | 0 | 0 | 0 | 0 | 0 | 157
170 | [6 empty] | 0 | 0 | 0 | 0 | 0 | 0 | 0 | 0 | 0 | 0 | 0 | 0 | 0
171
172 |  | 456 | Other Electric Revenue |  | A | 1 | -1838779.1134 | -667802.2571 | -489547.5672 | -146347.2657 | -3302.6241 | -318306.7042 | -16434.3268 | -454.7438 | -766.1477 | -116414.9106 | -37131.6601 | -42270.7928 | 0 | 161
173 |  |  |  | Customer | F40 |  | 0 | 0 | 0 | 0 | 0 | 0 | 0 | 0 | 0 | 0 | 0 | 0 | 0 | 162
174 |  |  |  | Energy | F30 |  | 0 | 0 | 0 | 0 | 0 | 0 | 0 | 0 | 0 | 0 | 0 | 0 | 0 | 163
175 |  |  |  | Demand | F10 |  | 638202.8582 | 231780.605 | 169912.0213 | 50794.1646 | 1146.2738 | 110477.7945 | 5704.0212 | 157.8323 | 265.9143 | 40405.2519 | 12887.6453 | 14671.334 | 0 | 164
176 |  |  |  | Demand | F10 |  | 0 | 0 | 0 | 0 | 0 | 0 | 0 | 0 | 0 | 0 | 0 | 0 | 0 | 165
177 | [6 empty] | -1200576.1418 | -436021.6521 | -319635.5459 | -95553.1011 | -2156.3503 | -207828.9098 | -10730.3056 | -296.9115 | -500.2334 | -76009.6587 | -24244.0148 | -27599.4589 | 0
178 | [18 empty] | 0
179 |  | Total Other Electric Operating Revenues |  |  |  |  | -1200576.1418 | -436021.6521 | -319635.5459 | -95553.1011 | -2156.3503 | -207828.9098 | -10730.3056 | -296.9115 | -500.2334 | -76009.6587 | -24244.0148 | -27599.4589 | 0
180 | [18 empty] | 0
181 |  | Total Electric Operating Revenues |  |  |  |  | 7317321.4587 | 3043648.9257 | 1915165.1542 | 548474.2881 | 37512.1921 | 940443.4386 | 72277.4823 | 2410.377 | 3291.8376 | 523661.0193 | 104029.0997 | 126407.6441 | 0
182
183 |  | Miscellaneous Revenues
184 |  | 41160 | Gain on Sale of Utility Plant - CR |  | F10 |  | 0 | 0 | 0 | 0 | 0 | 0 | 0 | 0 | 0 | 0 | 0 | 0 | 0 | 179
185 |  | 41170 | Loss on Sale of Utility Plant |  | F10 |  | 0 | 0 | 0 | 0 | 0 | 0 | 0 | 0 | 0 | 0 | 0 | 0 | 0 | 184
186 |  | 4118 | Gain from Emission Allowances |  | F30 |  | 0 | 0 | 0 | 0 | 0 | 0 | 0 | 0 | 0 | 0 | 0 | 0 | 0 | 187
187 |  | 41181 | Gain from Disposition of NOX Credits |  | F10 |  | 0 | 0 | 0 | 0 | 0 | 0 | 0 | 0 | 0 | 0 | 0 | 0 | 0 | 190
188 |  | 4194 | Impact Housing Interest Income |  | F10 |  | 0 | 0 | 0 | 0 | 0 | 0 | 0 | 0 | 0 | 0 | 0 | 0 | 0 | 194
189 |  | 421 | (Gain)/Loss on Sale of Utility Plant |  | F10 |  | 0 | 0 | 0 | 0 | 0 | 0 | 0 | 0 | 0 | 0 | 0 | 0 | 0 | 204
190
191 |  | Total Miscellaneous Revenues |  |  |  |  | 0 | 0 | 0 | 0 | 0 | 0 | 0 | 0 | 0 | 0 | 0 | 0 | 0
192
193 |  | Miscellaneous Expenses
194 |  | 4311 | Interest on Customer Deposits |  | F80 |  | 0 | 0 | 0 | 0 | 0 | 0 | 0 | 0 | 0 | 0 | 0 | 0 | 0 | 210
195
196 |  | DFA | Divergence Fairness Adjustment
197 |  |  |  | Production | F105 |  | 0 | 0 | 0 | 0 | 0 | 0 | 0 | 0 | 0 | 0 | 0 | 0 | 0 | 214
198 |  |  |  | Transmission | F105 |  | 0 | 0 | 0 | 0 | 0 | 0 | 0 | 0 | 0 | 0 | 0 | 0 | 0 | 215
199 |  |  |  | Distribution | F105 |  | 0 | 0 | 0 | 0 | 0 | 0 | 0 | 0 | 0 | 0 | 0 | 0 | 0 | 216
200 | [6 empty] | 0 | 0 | 0 | 0 | 0 | 0 | 0 | 0 | 0 | 0 | 0 | 0 | 0
201
202 |  | Net Miscellaneous Revenues And Expense |  |  |  |  | 0 | 0 | 0 | 0 | 0 | 0 | 0 | 0 | 0 | 0 | 0 | 0 | 0
203
204 |  | Distribution - METER - Unbundled
205 | [6 empty] | E: STEAM POWER GENERATION
206
207 |  | A |  | B | C |  | D | E | F | G | H | I | J | K | L | M | N | O
208 |  | FERC ACCT |  | DESCRIPTION | COS Factor |  | Utah Jurisdiction Normalized | Residential Sch 1 | General Large Dist. Sch 6 | General +1 MW Sch 8 | Street & Area Lighting Sch. 7,11,12 | General Trans Sch 9 | Irrigation Sch 10 | Traffic Signals Sch 15 | Outdoor Lighting Sch 15 | General Small Dist. Sch 23 | Industrial Cust 1 | Industrial Cust 2
209 |  | 500 | Operation Suprvn & Engineering |  | F10 |  | 0 | 0 | 0 | 0 | 0 | 0 | 0 | 0 | 0 | 0 | 0 | 0 | 0 | 225
210 |  |  |  | Cholla | F10 |  | 0 | 0 | 0 | 0 | 0 | 0 | 0 | 0 | 0 | 0 | 0 | 0 | 0 | 226
211 |  |  |  | Total 500 |  |  | 0 | 0 | 0 | 0 | 0 | 0 | 0 | 0 | 0 | 0 | 0 | 0 | 0
212
213 |  | 501 | Fuel Related |  | F30 |  | 0 | 0 | 0 | 0 | 0 | 0 | 0 | 0 | 0 | 0 | 0 | 0 | 0 | 237
214 |  |  |  | System Energy - Non NPC | F30 |  | 0 | 0 | 0 | 0 | 0 | 0 | 0 | 0 | 0 | 0 | 0 | 0 | 0 | 230
215 |  |  |  | System Energy - Non NPC | F30 |  | 0 | 0 | 0 | 0 | 0 | 0 | 0 | 0 | 0 | 0 | 0 | 0 | 0 | 233
216 |  |  |  | Cholla - Non NPC | F30 |  | 0 | 0 | 0 | 0 | 0 | 0 | 0 | 0 | 0 | 0 | 0 | 0 | 0 | 234
217 |  |  |  | Cholla | F30 |  | 0 | 0 | 0 | 0 | 0 | 0 | 0 | 0 | 0 | 0 | 0 | 0 | 0 | 240
218 |  |  |  | Total 501 |  |  | 0 | 0 | 0 | 0 | 0 | 0 | 0 | 0 | 0 | 0 | 0 | 0 | 0
219
220 |  | 502 | Steam Expenses |  | F10 |  | 0 | 0 | 0 | 0 | 0 | 0 | 0 | 0 | 0 | 0 | 0 | 0 | 0 | 244
221 |  |  |  | Cholla | F10 |  | 0 | 0 | 0 | 0 | 0 | 0 | 0 | 0 | 0 | 0 | 0 | 0 | 0 | 245
222 |  |  |  | Total 502 |  |  | 0 | 0 | 0 | 0 | 0 | 0 | 0 | 0 | 0 | 0 | 0 | 0 | 0
223
224 |  | 503 | Steam From Other Sources |  | F30 |  | 0 | 0 | 0 | 0 | 0 | 0 | 0 | 0 | 0 | 0 | 0 | 0 | 0 | 252
225 |  |  |  | System Energy - Non NPC | F30 |  | 0 | 0 | 0 | 0 | 0 | 0 | 0 | 0 | 0 | 0 | 0 | 0 | 0 | 249
226 |  |  |  | Total 503 |  |  | 0 | 0 | 0 | 0 | 0 | 0 | 0 | 0 | 0 | 0 | 0 | 0 | 0
227
228 |  | 505 | Electric Expenses |  | F10 |  | 0 | 0 | 0 | 0 | 0 | 0 | 0 | 0 | 0 | 0 | 0 | 0 | 0 | 256
229 |  |  |  | Cholla | F10 |  | 0 | 0 | 0 | 0 | 0 | 0 | 0 | 0 | 0 | 0 | 0 | 0 | 0 | 257
230 |  |  |  | Total 505 |  |  | 0 | 0 | 0 | 0 | 0 | 0 | 0 | 0 | 0 | 0 | 0 | 0 | 0
231
232 |  | 506 | Misc. Steam Expense |  | F10 |  | 0 | 0 | 0 | 0 | 0 | 0 | 0 | 0 | 0 | 0 | 0 | 0 | 0 | 261
233 |  |  |  | System Energy | F30 |  | 0 | 0 | 0 | 0 | 0 | 0 | 0 | 0 | 0 | 0 | 0 | 0 | 0 | 262
234 |  |  |  | Cholla | F10 |  | 0 | 0 | 0 | 0 | 0 | 0 | 0 | 0 | 0 | 0 | 0 | 0 | 0 | 263
235 |  |  |  | Total 506 |  |  | 0 | 0 | 0 | 0 | 0 | 0 | 0 | 0 | 0 | 0 | 0 | 0 | 0
236
237 |  | 507 | Rents |  | F10 |  | 0 | 0 | 0 | 0 | 0 | 0 | 0 | 0 | 0 | 0 | 0 | 0 | 0 | 267
238 |  |  |  | Cholla | F10 |  | 0 | 0 | 0 | 0 | 0 | 0 | 0 | 0 | 0 | 0 | 0 | 0 | 0 | 268
239 |  |  |  | Total 507 |  |  | 0 | 0 | 0 | 0 | 0 | 0 | 0 | 0 | 0 | 0 | 0 | 0 | 0
240
241 |  | 510 | Maint Supervision & Engineering |  | F10 |  | 0 | 0 | 0 | 0 | 0 | 0 | 0 | 0 | 0 | 0 | 0 | 0 | 0 | 272
242 |  |  |  | Cholla | F10 |  | 0 | 0 | 0 | 0 | 0 | 0 | 0 | 0 | 0 | 0 | 0 | 0 | 0 | 273
243 |  |  |  | Total 510 |  |  | 0 | 0 | 0 | 0 | 0 | 0 | 0 | 0 | 0 | 0 | 0 | 0 | 0
244
245 |  | 511 | Maintenance of Structures |  | F10 |  | 0 | 0 | 0 | 0 | 0 | 0 | 0 | 0 | 0 | 0 | 0 | 0 | 0 | 277
246 |  |  |  | Cholla | F10 |  | 0 | 0 | 0 | 0 | 0 | 0 | 0 | 0 | 0 | 0 | 0 | 0 | 0 | 278
247 |  |  |  | Total 511 |  |  | 0 | 0 | 0 | 0 | 0 | 0 | 0 | 0 | 0 | 0 | 0 | 0 | 0
248
249 |  | 512 | Maintenance of Boiler Plant |  | F10 |  | 0 | 0 | 0 | 0 | 0 | 0 | 0 | 0 | 0 | 0 | 0 | 0 | 0 | 282
250 |  |  |  | Cholla | F10 |  | 0 | 0 | 0 | 0 | 0 | 0 | 0 | 0 | 0 | 0 | 0 | 0 | 0 | 283
251 |  |  |  | Total 512 |  |  | 0 | 0 | 0 | 0 | 0 | 0 | 0 | 0 | 0 | 0 | 0 | 0 | 0
252
253 |  | 513 | Maintenance of Electric Plant |  | F10 |  | 0 | 0 | 0 | 0 | 0 | 0 | 0 | 0 | 0 | 0 | 0 | 0 | 0 | 287
254 |  |  |  | Cholla | F10 |  | 0 | 0 | 0 | 0 | 0 | 0 | 0 | 0 | 0 | 0 | 0 | 0 | 0 | 288
255 |  |  |  | Total 513 |  |  | 0 | 0 | 0 | 0 | 0 | 0 | 0 | 0 | 0 | 0 | 0 | 0 | 0
256
257 |  | 514 | Maint of Misc. Steam Plant |  | F10 |  | 0 | 0 | 0 | 0 | 0 | 0 | 0 | 0 | 0 | 0 | 0 | 0 | 0 | 292
258 |  |  |  | Cholla | F10 |  | 0 | 0 | 0 | 0 | 0 | 0 | 0 | 0 | 0 | 0 | 0 | 0 | 0 | 293
259 |  |  |  | Total 514 |  |  | 0 | 0 | 0 | 0 | 0 | 0 | 0 | 0 | 0 | 0 | 0 | 0 | 0
260
261 |  | Total Steam Power Generation |  |  |  |  | 0 | 0 | 0 | 0 | 0 | 0 | 0 | 0 | 0 | 0 | 0 | 0 | 0
262
263
264 | [6 empty] | D: NUCLEAR POWER GENERATION
265
266
267 |  | 517 | Operation Super & Engineering |  | F10 |  | 0 | 0 | 0 | 0 | 0 | 0 | 0 | 0 | 0 | 0 | 0 | 0 | 0 | 299
268
269 |  | 518 | Nuclear Fuel Expense |  | F30 |  | 0 | 0 | 0 | 0 | 0 | 0 | 0 | 0 | 0 | 0 | 0 | 0 | 0 | 303
270
271 |  | 519 | Coolants and Water |  | F10 |  | 0 | 0 | 0 | 0 | 0 | 0 | 0 | 0 | 0 | 0 | 0 | 0 | 0 | 308
272
273 |  | 520 | Steam Expenses |  | F10 |  | 0 | 0 | 0 | 0 | 0 | 0 | 0 | 0 | 0 | 0 | 0 | 0 | 0 | 312
274
275 |  | 523 | Electric Expenses |  | F10 |  | 0 | 0 | 0 | 0 | 0 | 0 | 0 | 0 | 0 | 0 | 0 | 0 | 0 | 316
276
277 |  | 524 | Misc. Nuclear Expenses |  | F10 |  | 0 | 0 | 0 | 0 | 0 | 0 | 0 | 0 | 0 | 0 | 0 | 0 | 0 | 320
278
279 |  | 528 | Maint Supervision & Eng |  | F10 |  | 0 | 0 | 0 | 0 | 0 | 0 | 0 | 0 | 0 | 0 | 0 | 0 | 0 | 324
280
281 |  | 529 | Maintenance of Structures |  | F10 |  | 0 | 0 | 0 | 0 | 0 | 0 | 0 | 0 | 0 | 0 | 0 | 0 | 0 | 328
282
283 |  | 530 | Maintenance of Reactor Plant |  | F10 |  | 0 | 0 | 0 | 0 | 0 | 0 | 0 | 0 | 0 | 0 | 0 | 0 | 0 | 332
284
285 |  | 531 | Maintenance of Electric Plant |  | F10 |  | 0 | 0 | 0 | 0 | 0 | 0 | 0 | 0 | 0 | 0 | 0 | 0 | 0 | 336
286
287 |  | 532 | Maintenance of Misc Nuclear |  | F10 |  | 0 | 0 | 0 | 0 | 0 | 0 | 0 | 0 | 0 | 0 | 0 | 0 | 0 | 340
288
289 |  | Total Nuclear Power Generation |  |  |  |  | 0 | 0 | 0 | 0 | 0 | 0 | 0 | 0 | 0 | 0 | 0 | 0 | 0
290
291
292
293 |  | Distribution - METER - Unbundled |  |  |  |  | D: HYDRAULIC POWER GENERATION
294
295 |  | A |  | B | C |  | D | E | F | G | H | I | J | K | L | M | N | O
296 |  | FERC ACCT |  | DESCRIPTION | COS Factor |  | Utah Jurisdiction Normalized | Residential Sch 1 | General Large Dist. Sch 6 | General +1 MW Sch 8 | Street & Area Lighting Sch. 7,11,12 | General Trans Sch 9 | Irrigation Sch 10 | Traffic Signals Sch 15 | Outdoor Lighting Sch 15 | General Small Dist. Sch 23 | Industrial Cust 1 | Industrial Cust 2
297 |  | 535 | Operation Super & Engineering |  | F10 |  | 0 | 0 | 0 | 0 | 0 | 0 | 0 | 0 | 0 | 0 | 0 | 0 | 0 | 349
298
299 |  | 536 | Water For Power |  | F10 |  | 0 | 0 | 0 | 0 | 0 | 0 | 0 | 0 | 0 | 0 | 0 | 0 | 0 | 354
300
301 |  | 537 | Hydraulic Expenses |  | F10 |  | 0 | 0 | 0 | 0 | 0 | 0 | 0 | 0 | 0 | 0 | 0 | 0 | 0 | 359
302
303 |  | 538 | Electric Expenses |  | F10 |  | 0 | 0 | 0 | 0 | 0 | 0 | 0 | 0 | 0 | 0 | 0 | 0 | 0 | 363
304
305 |  | 539 | Misc. Hydro Expenses |  | F10 |  | 0 | 0 | 0 | 0 | 0 | 0 | 0 | 0 | 0 | 0 | 0 | 0 | 0 | 368
306
307 |  | 540 | Rents (Hydro Generation) |  | F10 |  | 0 | 0 | 0 | 0 | 0 | 0 | 0 | 0 | 0 | 0 | 0 | 0 | 0 | 373
308
309 |  | 541 | Maint Supervision & Engineering |  | F10 |  | 0 | 0 | 0 | 0 | 0 | 0 | 0 | 0 | 0 | 0 | 0 | 0 | 0 | 377
310
311 |  | 542 | Maintenance of Structures |  | F10 |  | 0 | 0 | 0 | 0 | 0 | 0 | 0 | 0 | 0 | 0 | 0 | 0 | 0 | 382
312
313 |  | 543 | Maint of Dams & Waterways |  | F10 |  | 0 | 0 | 0 | 0 | 0 | 0 | 0 | 0 | 0 | 0 | 0 | 0 | 0 | 387
314
315 |  | 544 | Maintenance of Electric Plant |  | F10 |  | 0 | 0 | 0 | 0 | 0 | 0 | 0 | 0 | 0 | 0 | 0 | 0 | 0 | 392
316
317 |  | 545 | Maint of Misc. Hydro Plant |  | F10 |  | 0 | 0 | 0 | 0 | 0 | 0 | 0 | 0 | 0 | 0 | 0 | 0 | 0 | 397
318
319 |  | Total Hydraulic Power Generation |  |  |  |  | 0 | 0 | 0 | 0 | 0 | 0 | 0 | 0 | 0 | 0 | 0 | 0 | 0
320
321
322 | [6 empty] | D: OTHER POWER GENERATION
323
324
325 |  | 546 | Operation Super & Engineering |  | F10 |  | 0 | 0 | 0 | 0 | 0 | 0 | 0 | 0 | 0 | 0 | 0 | 0 | 0 | 403
326
327 |  | 547 | Fuel |  | F30 |  | 0 | 0 | 0 | 0 | 0 | 0 | 0 | 0 | 0 | 0 | 0 | 0 | 0 | 407
328 |  |  |  | Simple Cycle Combustion Turbine | F30 |  | 0 | 0 | 0 | 0 | 0 | 0 | 0 | 0 | 0 | 0 | 0 | 0 | 0 | 408
329 |  |  |  | Total 547 |  |  | 0 | 0 | 0 | 0 | 0 | 0 | 0 | 0 | 0 | 0 | 0 | 0 | 0
330
331 |  | 548 | Generation Expense |  | F10 |  | 0 | 0 | 0 | 0 | 0 | 0 | 0 | 0 | 0 | 0 | 0 | 0 | 0 | 412
332 |  |  |  | Simple Cycle Combustion Turbine | F10 |  | 0 | 0 | 0 | 0 | 0 | 0 | 0 | 0 | 0 | 0 | 0 | 0 | 0 | 413
333 |  |  |  | Total 548 |  |  | 0 | 0 | 0 | 0 | 0 | 0 | 0 | 0 | 0 | 0 | 0 | 0 | 0
334
335 |  | 549 | Miscellaneous Other |  | F10 |  | 0 | 0 | 0 | 0 | 0 | 0 | 0 | 0 | 0 | 0 | 0 | 0 | 0 | 417
336 |  |  |  | Wind Generation | F10 |  | 0 | 0 | 0 | 0 | 0 | 0 | 0 | 0 | 0 | 0 | 0 | 0 | 0 | 418
337
338 |  | 550 | Maint Supervision & Engineering
339 |  |  |  | System Generation | F10 |  | 0 | 0 | 0 | 0 | 0 | 0 | 0 | 0 | 0 | 0 | 0 | 0 | 0 | 423
340 |  |  |  | Wind Generation | F10 |  | 0 | 0 | 0 | 0 | 0 | 0 | 0 | 0 | 0 | 0 | 0 | 0 | 0 | 424
341 |  |  |  | Total 550 |  |  | 0 | 0 | 0 | 0 | 0 | 0 | 0 | 0 | 0 | 0 | 0 | 0 | 0
342
343 |  | 551 | Maint Supervision & Engineering |  | F10 |  | 0 | 0 | 0 | 0 | 0 | 0 | 0 | 0 | 0 | 0 | 0 | 0 | 0 | 428
344
345 |  | 552 | Maintenance of Structures |  | F10 |  | 0 | 0 | 0 | 0 | 0 | 0 | 0 | 0 | 0 | 0 | 0 | 0 | 0 | 434
346
347 |  | 553 | Maint of Generation & Elect Plant |  | F10 |  | 0 | 0 | 0 | 0 | 0 | 0 | 0 | 0 | 0 | 0 | 0 | 0 | 0 | 438
348 |  |  |  | Simple Cycle Combustion Turbine | F10 |  | 0 | 0 | 0 | 0 | 0 | 0 | 0 | 0 | 0 | 0 | 0 | 0 | 0 | 439
349 |  |  |  | Wind Generation | F10 |  | 0 | 0 | 0 | 0 | 0 | 0 | 0 | 0 | 0 | 0 | 0 | 0 | 0 | 440
350 |  |  |  | Total 553 |  |  | 0 | 0 | 0 | 0 | 0 | 0 | 0 | 0 | 0 | 0 | 0 | 0 | 0
351
352 |  | 554 | Maintenance of Misc. Other |  | F10 |  | 0 | 0 | 0 | 0 | 0 | 0 | 0 | 0 | 0 | 0 | 0 | 0 | 0 | 444
353 |  |  |  | Simple Cycle Combustion Turbine | F10 |  | 0 | 0 | 0 | 0 | 0 | 0 | 0 | 0 | 0 | 0 | 0 | 0 | 0 | 445
354 |  |  |  | Wind Generation | F10 |  | 0 | 0 | 0 | 0 | 0 | 0 | 0 | 0 | 0 | 0 | 0 | 0 | 0 | 446
355 |  |  |  | Total 554 |  |  | 0 | 0 | 0 | 0 | 0 | 0 | 0 | 0 | 0 | 0 | 0 | 0 | 0
356
357 |  | Total Other Power Generation |  |  |  |  | 0 | 0 | 0 | 0 | 0 | 0 | 0 | 0 | 0 | 0 | 0 | 0 | 0
358
359
360 | [6 empty] | D: OTHER POWER SUPPLY
361
362
363 |  | 555 | Purchased Power |  | F10 |  | 0 | 0 | 0 | 0 | 0 | 0 | 0 | 0 | 0 | 0 | 0 | 0 | 0 | 452
364 |  |  |  | Demand | F10 |  | 0 | 0 | 0 | 0 | 0 | 0 | 0 | 0 | 0 | 0 | 0 | 0 | 0 | 453
365 |  |  |  | Energy | F30 |  | 0 | 0 | 0 | 0 | 0 | 0 | 0 | 0 | 0 | 0 | 0 | 0 | 0 | 454
366 |  |  |  | Seasonal Contracts | F10 |  | 0 | 0 | 0 | 0 | 0 | 0 | 0 | 0 | 0 | 0 | 0 | 0 | 0 | 455
367 |  |  |  | Demand | F10 |  | 0 | 0 | 0 | 0 | 0 | 0 | 0 | 0 | 0 | 0 | 0 | 0 | 0 | 456
368 |  |  |  | Total 555 |  |  | 0 | 0 | 0 | 0 | 0 | 0 | 0 | 0 | 0 | 0 | 0 | 0 | 0
369
370
371 |  | 556 | System Control & Load Dispatch |  | F10 |  | 0 | 0 | 0 | 0 | 0 | 0 | 0 | 0 | 0 | 0 | 0 | 0 | 0 | 460
372
373 |  | 557 | Other Expenses |  | F10 |  | 0 | 0 | 0 | 0 | 0 | 0 | 0 | 0 | 0 | 0 | 0 | 0 | 0 | 470
374
375
376 |  | 2010 Protocol Stipulated Embedded Cost Differential and Adjustment |  | Embedded Cost Differentials
377 |  |  |  | Company Owned Hydro | F10 |  | 0 | 0 | 0 | 0 | 0 | 0 | 0 | 0 | 0 | 0 | 0 | 0 | 0 | 473
378 |  |  |  | Company Owned Hydro | F10 |  | 0 | 0 | 0 | 0 | 0 | 0 | 0 | 0 | 0 | 0 | 0 | 0 | 0 | 474
379 |  |  |  | Mid-C Contract | F10 |  | 0 | 0 | 0 | 0 | 0 | 0 | 0 | 0 | 0 | 0 | 0 | 0 | 0 | 475
380 |  |  |  | Mid-C Contract | F10 |  | 0 | 0 | 0 | 0 | 0 | 0 | 0 | 0 | 0 | 0 | 0 | 0 | 0 | 476
381 |  |  |  | Existing QF Contracts | F10 |  | 0 | 0 | 0 | 0 | 0 | 0 | 0 | 0 | 0 | 0 | 0 | 0 | 0 | 477
382 | [6 empty] | 0 | 0 | 0 | 0 | 0 | 0 | 0 | 0 | 0 | 0 | 0 | 0 | 0
383
384 |  | Total Other Power Supply |  |  |  |  | 0 | 0 | 0 | 0 | 0 | 0 | 0 | 0 | 0 | 0 | 0 | 0 | 0
385
386 |  | TOTAL PRODUCTION EXPENSE |  |  |  |  | 0 | 0 | 0 | 0 | 0 | 0 | 0 | 0 | 0 | 0 | 0 | 0 | 0
387
388 |  | Distribution - METER - Unbundled |  |  |  |  | D: TRANSMISSION EXPENSE
389
390
391 |  | A |  | B | C |  | D | E | F | G | H | I | J | K | L | M | N | O
392 |  | FERC ACCT |  | DESCRIPTION | COS Factor |  | Utah Jurisdiction Normalized | Residential Sch 1 | General Large Dist. Sch 6 | General +1 MW Sch 8 | Street & Area Lighting Sch. 7,11,12 | General Trans Sch 9 | Irrigation Sch 10 | Traffic Signals Sch 15 | Outdoor Lighting Sch 15 | General Small Dist. Sch 23 | Industrial Cust 1 | Industrial Cust 2
393 |  | 560 | Operation Supervision & Eng |  | F106 |  | 0 | 0 | 0 | 0 | 0 | 0 | 0 | 0 | 0 | 0 | 0 | 0 | 0 | 494
394
395 |  | 561 | Load Dispatching |  | F106 |  | 0 | 0 | 0 | 0 | 0 | 0 | 0 | 0 | 0 | 0 | 0 | 0 | 0 | 498
396
397 |  | 562 | Station Expense |  | F106 |  | 0 | 0 | 0 | 0 | 0 | 0 | 0 | 0 | 0 | 0 | 0 | 0 | 0 | 502
398
399 |  | 563 | Overhead Line Expense |  | F106 |  | 0 | 0 | 0 | 0 | 0 | 0 | 0 | 0 | 0 | 0 | 0 | 0 | 0 | 506
400
401 |  | 564 | Underground Line Expense |  | F106 |  | 0 | 0 | 0 | 0 | 0 | 0 | 0 | 0 | 0 | 0 | 0 | 0 | 0 | 510
402
403 |  | 565 | Transm of Electricity by Others |  | F10 |  | 0 | 0 | 0 | 0 | 0 | 0 | 0 | 0 | 0 | 0 | 0 | 0 | 0 | 514
404 |  |  | Energy |  | F30 |  | 0 | 0 | 0 | 0 | 0 | 0 | 0 | 0 | 0 | 0 | 0 | 0 | 0 | 515
405 | [6 empty] | 0 | 0 | 0 | 0 | 0 | 0 | 0 | 0 | 0 | 0 | 0 | 0 | 0
406
407 |  | 566 | Misc. Transmission Expense |  | F106 |  | 0 | 0 | 0 | 0 | 0 | 0 | 0 | 0 | 0 | 0 | 0 | 0 | 0 | 519
408
409 |  | 567 | Rents - Transmission |  | F106 |  | 0 | 0 | 0 | 0 | 0 | 0 | 0 | 0 | 0 | 0 | 0 | 0 | 0 | 523
410
411 |  | 568 | Maint Supervision & Engineering |  | F106 |  | 0 | 0 | 0 | 0 | 0 | 0 | 0 | 0 | 0 | 0 | 0 | 0 | 0 | 527
412
413 |  | 569 | Maintenance of Structures |  | F106 |  | 0 | 0 | 0 | 0 | 0 | 0 | 0 | 0 | 0 | 0 | 0 | 0 | 0 | 531
414
415 |  | 570 | Maint of Station Equipment |  | F106 |  | 0 | 0 | 0 | 0 | 0 | 0 | 0 | 0 | 0 | 0 | 0 | 0 | 0 | 535
416
417 |  | 571 | Maintenance of Overhead Lines |  | F106 |  | 0 | 0 | 0 | 0 | 0 | 0 | 0 | 0 | 0 | 0 | 0 | 0 | 0 | 539
418
419 |  | 572 | Maint of Underground Lines |  | F106 |  | 0 | 0 | 0 | 0 | 0 | 0 | 0 | 0 | 0 | 0 | 0 | 0 | 0 | 543
420
421 |  | 573 | Maint of Misc Transmission Plant |  | F106 |  | 0 | 0 | 0 | 0 | 0 | 0 | 0 | 0 | 0 | 0 | 0 | 0 | 0 | 547
422
423
424 |  | TOTAL TRANSMISSION EXPENSE |  |  |  |  | 0 | 0 | 0 | 0 | 0 | 0 | 0 | 0 | 0 | 0 | 0 | 0 | 0
425
426
427
428
429
430
431
432
433
434
435
436 |  | Distribution - METER - Unbundled |  |  |  |  | D: DISTRIBUTION EXPENSE
437
438
439 |  | A |  | B | C |  | D | E | F | G | H | I | J | K | L | M | N | O
440 |  | FERC ACCT |  | DESCRIPTION | COS Factor |  | Utah Jurisdiction Normalized | Residential Sch 1 | General Large Dist. Sch 6 | General +1 MW Sch 8 | Street & Area Lighting Sch. 7,11,12 | General Trans Sch 9 | Irrigation Sch 10 | Traffic Signals Sch 15 | Outdoor Lighting Sch 15 | General Small Dist. Sch 23 | Industrial Cust 1 | Industrial Cust 2
441 |  | 580 | Operation Supervision & Eng |  | F131 |  | 0 | 0 | 0 | 0 | 0 | 0 | 0 | 0 | 0 | 0 | 0 | 0 | 0 | 555
442
443 |  | 581 | Load Dispatching |  | F20 |  | 0 | 0 | 0 | 0 | 0 | 0 | 0 | 0 | 0 | 0 | 0 | 0 | 0 | 560
444
445 |  | 582 | Station Expense |  | F120 |  | 0 | 0 | 0 | 0 | 0 | 0 | 0 | 0 | 0 | 0 | 0 | 0 | 0 | 565
446
447 |  | 583 | Overhead Line Expenses |  | F132 |  | 0 | 0 | 0 | 0 | 0 | 0 | 0 | 0 | 0 | 0 | 0 | 0 | 0 | 570
448
449 |  | 584 | Underground Line Expense |  | F133 |  | 0 | 0 | 0 | 0 | 0 | 0 | 0 | 0 | 0 | 0 | 0 | 0 | 0 | 575
450
451 |  | 585 | Street Lighting & Signal Systems |  | F130 |  | 0 | 0 | 0 | 0 | 0 | 0 | 0 | 0 | 0 | 0 | 0 | 0 | 0 | 580
452
453 |  | 586 | Meter Expenses |  | F127 |  | 0 | 0 | 0 | 0 | 0 | 0 | 0 | 0 | 0 | 0 | 0 | 0 | 0 | 585
454
455 |  | 587 | Customer Installation Expenses |  | F20 |  | 0 | 0 | 0 | 0 | 0 | 0 | 0 | 0 | 0 | 0 | 0 | 0 | 0 | 590
456
457 |  | 588 | Misc. Distribution Expenses |  | F131 |  | 0 | 0 | 0 | 0 | 0 | 0 | 0 | 0 | 0 | 0 | 0 | 0 | 0 | 595
458
459 |  | 589 | Rents |  | F131 |  | 0 | 0 | 0 | 0 | 0 | 0 | 0 | 0 | 0 | 0 | 0 | 0 | 0 | 600
460
461 |  | 590 | Maint Supervision & Engineering |  | F131 |  | 0 | 0 | 0 | 0 | 0 | 0 | 0 | 0 | 0 | 0 | 0 | 0 | 0 | 605
462
463 |  | 591 | Maintenance of Structures |  | F119 |  | 0 | 0 | 0 | 0 | 0 | 0 | 0 | 0 | 0 | 0 | 0 | 0 | 0 | 610
464
465 |  | 592 | Maint of Station Equipment |  | F120 |  | 0 | 0 | 0 | 0 | 0 | 0 | 0 | 0 | 0 | 0 | 0 | 0 | 0 | 615
466
467 |  | 593 | Maintenance of Overhead Lines |  | F134 |  | 0 | 0 | 0 | 0 | 0 | 0 | 0 | 0 | 0 | 0 | 0 | 0 | 0 | 620
468
469 |  | 594 | Maint of Underground Lines |  | F135 |  | 0 | 0 | 0 | 0 | 0 | 0 | 0 | 0 | 0 | 0 | 0 | 0 | 0 | 625
470
471 |  | 595 | Maint of Line Transformers |  | F125 |  | 0 | 0 | 0 | 0 | 0 | 0 | 0 | 0 | 0 | 0 | 0 | 0 | 0 | 630
472
473 |  | 596 | Maint of Street Lighting & Signals |  | F130 |  | 0 | 0 | 0 | 0 | 0 | 0 | 0 | 0 | 0 | 0 | 0 | 0 | 0 | 635
474
475 |  | 597 | Maintenance of Meters |  | F127 |  | 0 | 0 | 0 | 0 | 0 | 0 | 0 | 0 | 0 | 0 | 0 | 0 | 0 | 640
476
477 |  | 598 | Maint of Misc. Distribution Plant |  | F131 |  | 0 | 0 | 0 | 0 | 0 | 0 | 0 | 0 | 0 | 0 | 0 | 0 | 0 | 645
478
479 |  | TOTAL DISTRIBUTION EXPENSE |  |  |  |  | 0 | 0 | 0 | 0 | 0 | 0 | 0 | 0 | 0 | 0 | 0 | 0 | 0
480
481
482 | [6 empty] | D: CUSTOMER ACCOUNTS EXPENSE
483
484
485 |  | 901 | Supervision |  | F136 |  | 0 | 0 | 0 | 0 | 0 | 0 | 0 | 0 | 0 | 0 | 0 | 0 | 0 | 652
486
487 |  | 902 | Meter Reading Expense |  | F47 |  | 0 | 0 | 0 | 0 | 0 | 0 | 0 | 0 | 0 | 0 | 0 | 0 | 0 | 657
488
489 |  | 903 | Customer Receipts & Collections |  | F48 |  | 0 | 0 | 0 | 0 | 0 | 0 | 0 | 0 | 0 | 0 | 0 | 0 | 0 | 662
490
491 |  | 904 | Uncollectible Accounts |  | F80 |  | 0 | 0 | 0 | 0 | 0 | 0 | 0 | 0 | 0 | 0 | 0 | 0 | 0 | 668
492
493 |  | 905 | Misc. Customer Accounts Exp |  | F136 |  | 0 | 0 | 0 | 0 | 0 | 0 | 0 | 0 | 0 | 0 | 0 | 0 | 0 | 673
494
495 |  | TOTAL CUSTOMER ACCOUNTS EXPENSE |  |  |  |  | 0 | 0 | 0 | 0 | 0 | 0 | 0 | 0 | 0 | 0 | 0 | 0 | 0
496
497 |  | Distribution - METER - Unbundled |  |  |  |  | D: CUSTOMER SERVICE EXPENSE
498
499 |  | A |  | B | C |  | D | E | F | G | H | I | J | K | L | M | N | O
500 |  | FERC ACCT |  | DESCRIPTION | COS Factor |  | Utah Jurisdiction Normalized | Residential Sch 1 | General Large Dist. Sch 6 | General +1 MW Sch 8 | Street & Area Lighting Sch. 7,11,12 | General Trans Sch 9 | Irrigation Sch 10 | Traffic Signals Sch 15 | Outdoor Lighting Sch 15 | General Small Dist. Sch 23 | Industrial Cust 1 | Industrial Cust 2
501 |  | 907 | Supervision |  | F40 |  | 0 | 0 | 0 | 0 | 0 | 0 | 0 | 0 | 0 | 0 | 0 | 0 | 0 | 680
502
503 |  | 908 | Customer Assistance |  | F40 |  | 0 | 0 | 0 | 0 | 0 | 0 | 0 | 0 | 0 | 0 | 0 | 0 | 0 | 685
504
505 |  | 909 | Informational & Instructional Adv |  | F40 |  | 0 | 0 | 0 | 0 | 0 | 0 | 0 | 0 | 0 | 0 | 0 | 0 | 0 | 690
506
507 |  | 910 | Misc. Customer Service |  | F40 |  | 0 | 0 | 0 | 0 | 0 | 0 | 0 | 0 | 0 | 0 | 0 | 0 | 0 | 695
508
509 |  | TOTAL CUSTOMER SERVICE EXPENSE |  |  |  |  | 0 | 0 | 0 | 0 | 0 | 0 | 0 | 0 | 0 | 0 | 0 | 0 | 0
510
511
512 | [6 empty] | D: SALES EXPENSE
513
514
515 |  | 911 | Supervision |  | F40 |  | 0 | 0 | 0 | 0 | 0 | 0 | 0 | 0 | 0 | 0 | 0 | 0 | 0 | 702
516
517 |  | 912 | Demonstration & Selling Expense |  | F40 |  | 0 | 0 | 0 | 0 | 0 | 0 | 0 | 0 | 0 | 0 | 0 | 0 | 0 | 707
518
519 |  | 913 | Advertising Expense |  | F40 |  | 0 | 0 | 0 | 0 | 0 | 0 | 0 | 0 | 0 | 0 | 0 | 0 | 0 | 712
520
521 |  | 916 | Misc. Sales Expense |  | F40 |  | 0 | 0 | 0 | 0 | 0 | 0 | 0 | 0 | 0 | 0 | 0 | 0 | 0 | 717
522
523 |  | TOTAL SALES EXPENSE |  |  |  |  | 0 | 0 | 0 | 0 | 0 | 0 | 0 | 0 | 0 | 0 | 0 | 0 | 0
524
525
526 | [6 empty] | D: ADMINISTRATION & GENERAL EXPENSE
527
528
529 |  | 920 | Administrative & General Salaries |  | F102M |  | 0 | 0 | 0 | 0 | 0 | 0 | 0 | 0 | 0 | 0 | 0 | 0 | 0 | 723
530 |  |  |  | Customer - System | F42 |  | 0 | 0 | 0 | 0 | 0 | 0 | 0 | 0 | 0 | 0 | 0 | 0 | 0 | 724
531 |  |  |  | System Overheads | F102M |  | 0 | 0 | 0 | 0 | 0 | 0 | 0 | 0 | 0 | 0 | 0 | 0 | 0 | 725
532 |  |  |  | Administrative & General Salaries |  |  | 0 | 0 | 0 | 0 | 0 | 0 | 0 | 0 | 0 | 0 | 0 | 0 | 0
533
534 |  | 921 | Office Supplies & expenses |  | F102M |  | 0 | 0 | 0 | 0 | 0 | 0 | 0 | 0 | 0 | 0 | 0 | 0 | 0 | 729
535 |  |  |  | Customer - System | F42 |  | 0 | 0 | 0 | 0 | 0 | 0 | 0 | 0 | 0 | 0 | 0 | 0 | 0 | 730
536 |  |  |  | System Overheads | F102M |  | 0 | 0 | 0 | 0 | 0 | 0 | 0 | 0 | 0 | 0 | 0 | 0 | 0 | 731
537 |  |  |  | Office Supplies & expenses |  |  | 0 | 0 | 0 | 0 | 0 | 0 | 0 | 0 | 0 | 0 | 0 | 0 | 0
538
539 |  | 922 | A&G Expenses Transferred |  | F102M |  | 0 | 0 | 0 | 0 | 0 | 0 | 0 | 0 | 0 | 0 | 0 | 0 | 0 | 735
540
541 |  | 923 | Outside Services |  | F102M |  | 0 | 0 | 0 | 0 | 0 | 0 | 0 | 0 | 0 | 0 | 0 | 0 | 0 | 738
542 |  |  |  | Customer - System | F42 |  | 0 | 0 | 0 | 0 | 0 | 0 | 0 | 0 | 0 | 0 | 0 | 0 | 0 | 739
543 |  |  |  | System Overheads | F102M |  | 0 | 0 | 0 | 0 | 0 | 0 | 0 | 0 | 0 | 0 | 0 | 0 | 0 | 740
544 |  |  |  | Outside Services |  |  | 0 | 0 | 0 | 0 | 0 | 0 | 0 | 0 | 0 | 0 | 0 | 0 | 0
545
546 |  | 924 | Property Insurance |  | F102M |  | 0 | 0 | 0 | 0 | 0 | 0 | 0 | 0 | 0 | 0 | 0 | 0 | 0 | 744
547 |  |  |  | System Generation | F10 |  | 0 | 0 | 0 | 0 | 0 | 0 | 0 | 0 | 0 | 0 | 0 | 0 | 0 | 745
548 |  |  |  | System Overheads | F102M |  | 0 | 0 | 0 | 0 | 0 | 0 | 0 | 0 | 0 | 0 | 0 | 0 |  | 746
549
550 |  | 925 | Injuries & Damages |  | F102M |  | 0 | 0 | 0 | 0 | 0 | 0 | 0 | 0 | 0 | 0 | 0 | 0 | 0 | 750
551
552 |  | 926 | Employee Pensions & Benefits |  | F138M |  | 0 | 0 | 0 | 0 | 0 | 0 | 0 | 0 | 0 | 0 | 0 | 0 | 0 | 757
553
554 |  | 927 | Franchise Requirements |  | F102 |  | 0 | 0 | 0 | 0 | 0 | 0 | 0 | 0 | 0 | 0 | 0 | 0 | 0 | 762
555
556 |  | 928 | Regulatory Commission Expense |  | F102 |  | 6583332.681 | 2783392.4375 | 1682594.8234 | 485619.4874 | 31517.8167 | 854221.1363 | 66008.6669 | 2084.0441 | 2523.4591 | 463865.0467 | 99033.3403 | 112472.4228 | 0 | 769
557 |  |  |  | Regulatory Expense | F103 |  | 0 | 0 | 0 | 0 | 0 | 0 | 0 | 0 | 0 | 0 | 0 | 0 | 0 | 771
558
559 |  | 929 | Duplicate Charges |  | F102M |  | 0 | 0 | 0 | 0 | 0 | 0 | 0 | 0 | 0 | 0 | 0 | 0 | 0 | 776
560
561 |  | 930 | Misc General Expenses
562 |  |  |  | Situs | F102M |  | 0 | 0 | 0 | 0 | 0 | 0 | 0 | 0 | 0 | 0 | 0 | 0 | 0 | 779
563 |  |  |  | Customer | F42 |  | 0 | 0 | 0 | 0 | 0 | 0 | 0 | 0 | 0 | 0 | 0 | 0 | 0 | 780
564 |  |  |  | Labor | F138M |  | 0 | 0 | 0 | 0 | 0 | 0 | 0 | 0 | 0 | 0 | 0 | 0 | 0 | 781
565
566 |  | 931 | Rents |  | F102M |  | 0 | 0 | 0 | 0 | 0 | 0 | 0 | 0 | 0 | 0 | 0 | 0 | 0 | 787
567
568 |  | 935 | Maintenance of General Plant |  | F108 |  | 0 | 0 | 0 | 0 | 0 | 0 | 0 | 0 | 0 | 0 | 0 | 0 | 0 | 793
569
570 |  | TOTAL ADMINISTRATIVE & GEN EXPENSE |  |  |  |  | 6583332.681 | 2783392.4375 | 1682594.8234 | 485619.4874 | 31517.8167 | 854221.1363 | 66008.6669 | 2084.0441 | 2523.4591 | 463865.0467 | 99033.3403 | 112472.4228 | 0
571
572
573 |  | TOTAL O & M EXPENSE |  |  |  |  | 6583332.681 | 2783392.4375 | 1682594.8234 | 485619.4874 | 31517.8167 | 854221.1363 | 66008.6669 | 2084.0441 | 2523.4591 | 463865.0467 | 99033.3403 | 112472.4228 | 0
574
575 |  | Distribution - METER - Unbundled |  |  |  |  | D: DEPRECIATION EXPENSE
576
577 |  | A |  | B | C |  | D | E | F | G | H | I | J | K | L | M | N | O
578 |  | FERC ACCT |  | DESCRIPTION | COS Factor |  | Utah Jurisdiction Normalized | Residential Sch 1 | General Large Dist. Sch 6 | General +1 MW Sch 8 | Street & Area Lighting Sch. 7,11,12 | General Trans Sch 9 | Irrigation Sch 10 | Traffic Signals Sch 15 | Outdoor Lighting Sch 15 | General Small Dist. Sch 23 | Industrial Cust 1 | Industrial Cust 2
579 |  | 403SP | Steam Depreciation |  | F10 |  | 0 | 0 | 0 | 0 | 0 | 0 | 0 | 0 | 0 | 0 | 0 | 0 | 0 | 805
580
581 |  | 403NP | Nuclear Depreciation |  | F10 |  | 0 | 0 | 0 | 0 | 0 | 0 | 0 | 0 | 0 | 0 | 0 | 0 | 0 | 809
582
583 |  | 403HP | Hydro Depreciation |  | F10 |  | 0 | 0 | 0 | 0 | 0 | 0 | 0 | 0 | 0 | 0 | 0 | 0 | 0 | 816
584
585 |  | 403OP | Other Production Depreciation |  | F10 |  | 0 | 0 | 0 | 0 | 0 | 0 | 0 | 0 | 0 | 0 | 0 | 0 | 0 | 819
586 |  |  |  | Simple Cycle Combustion Turbine | F10 |  | 0 | 0 | 0 | 0 | 0 | 0 | 0 | 0 | 0 | 0 | 0 | 0 | 0 | 820
587 |  |  |  | System Generation | F10 |  | 0 | 0 | 0 | 0 | 0 | 0 | 0 | 0 | 0 | 0 | 0 | 0 | 0 | 821
588 |  |  |  | Wind Generation | F10 |  | 0 | 0 | 0 | 0 | 0 | 0 | 0 | 0 | 0 | 0 | 0 | 0 | 0 | 822
589 |  |  |  | Total 403OP |  |  | 0 | 0 | 0 | 0 | 0 | 0 | 0 | 0 | 0 | 0 | 0 | 0 | 0
590
591 |  | 403TP | Transmission Depreciation |  | F106 |  | 0 | 0 | 0 | 0 | 0 | 0 | 0 | 0 | 0 | 0 | 0 | 0 | 0 | 829
592
593 |  | 403 | Distribution Depreciation
594 |  |  |  | Land Rights | F118 |  | 0 | 0 | 0 | 0 | 0 | 0 | 0 | 0 | 0 | 0 | 0 | 0 | 0 | 832
595 |  |  |  | Structures | F119 |  | 0 | 0 | 0 | 0 | 0 | 0 | 0 | 0 | 0 | 0 | 0 | 0 | 0 | 833
596 |  |  |  | Station Equip | F120 |  | 0 | 0 | 0 | 0 | 0 | 0 | 0 | 0 | 0 | 0 | 0 | 0 | 0 | 834
597 |  |  |  | Poles & Towers | F121 |  | 0 | 0 | 0 | 0 | 0 | 0 | 0 | 0 | 0 | 0 | 0 | 0 | 0 | 836
598 |  |  |  | OH Conductors | F122 |  | 0 | 0 | 0 | 0 | 0 | 0 | 0 | 0 | 0 | 0 | 0 | 0 | 0 | 837
599 |  |  |  | UG Conduit | F123 |  | 0 | 0 | 0 | 0 | 0 | 0 | 0 | 0 | 0 | 0 | 0 | 0 | 0 | 838
600 |  |  |  | UG Conductor | F124 |  | 0 | 0 | 0 | 0 | 0 | 0 | 0 | 0 | 0 | 0 | 0 | 0 | 0 | 839
601 |  |  |  | Line Transformer | F125 |  | 0 | 0 | 0 | 0 | 0 | 0 | 0 | 0 | 0 | 0 | 0 | 0 | 0 | 840
602 |  |  |  | Services | F126 |  | 0 | 0 | 0 | 0 | 0 | 0 | 0 | 0 | 0 | 0 | 0 | 0 | 0 | 841
603 |  |  |  | Meters | F127 |  | 0 | 0 | 0 | 0 | 0 | 0 | 0 | 0 | 0 | 0 | 0 | 0 | 0 | 842
604 |  |  |  | Inst Cust Premises | F128 |  | 0 | 0 | 0 | 0 | 0 | 0 | 0 | 0 | 0 | 0 | 0 | 0 | 0 | 843
605 |  |  |  | Leased Property | F129 |  | 0 | 0 | 0 | 0 | 0 | 0 | 0 | 0 | 0 | 0 | 0 | 0 | 0 | 844
606 |  |  |  | Street Lighting | F130 |  | 0 | 0 | 0 | 0 | 0 | 0 | 0 | 0 | 0 | 0 | 0 | 0 | 0 | 845
607 |  |  | Total Distribution Expense |  |  |  | 0 | 0 | 0 | 0 | 0 | 0 | 0 | 0 | 0 | 0 | 0 | 0 | 0
608
609 |  | 403GP | General Depreciation
610 |  |  |  | Situs | F107M |  | 0 | 0 | 0 | 0 | 0 | 0 | 0 | 0 | 0 | 0 | 0 | 0 | 0 | 849
611 |  |  |  | System Generation | F105M |  | 0 | 0 | 0 | 0 | 0 | 0 | 0 | 0 | 0 | 0 | 0 | 0 | 0 | 850
612 |  |  |  | System Generation | F105M |  | 0 | 0 | 0 | 0 | 0 | 0 | 0 | 0 | 0 | 0 | 0 | 0 | 0 | 851
613 |  |  |  | Energy | F30 |  | 0 | 0 | 0 | 0 | 0 | 0 | 0 | 0 | 0 | 0 | 0 | 0 | 0 | 852
614 |  |  |  | Customer - System | F42 |  | 0 | 0 | 0 | 0 | 0 | 0 | 0 | 0 | 0 | 0 | 0 | 0 | 0 | 853
615 |  |  |  | System Generation | F105M |  | 0 | 0 | 0 | 0 | 0 | 0 | 0 | 0 | 0 | 0 | 0 | 0 | 0 | 854
616 |  |  |  | System Overheads | F102M |  | 0 | 0 | 0 | 0 | 0 | 0 | 0 | 0 | 0 | 0 | 0 | 0 | 0 | 855
617 |  |  |  | Simple Cycle Combustion Turbine | F10 |  | 0 | 0 | 0 | 0 | 0 | 0 | 0 | 0 | 0 | 0 | 0 | 0 | 0 | 856
618 |  |  |  | Cholla | F10 |  | 0 | 0 | 0 | 0 | 0 | 0 | 0 | 0 | 0 | 0 | 0 | 0 | 0 | 857
619 |  |  | Total General Expense |  |  |  | 0 | 0 | 0 | 0 | 0 | 0 | 0 | 0 | 0 | 0 | 0 | 0 | 0
620
621 |  | 403GV0 | General Vehicles |  | F105M |  | 0 | 0 | 0 | 0 | 0 | 0 | 0 | 0 | 0 | 0 | 0 | 0 | 0 | 862
622
623 |  | 403MP | Mining Depreciation |  | F30 |  | 0 | 0 | 0 | 0 | 0 | 0 | 0 | 0 | 0 | 0 | 0 | 0 | 0 | 866
624
625 |  | 403EP | Experimental Plant Depreciation |  | F10 |  | 0 | 0 | 0 | 0 | 0 | 0 | 0 | 0 | 0 | 0 | 0 | 0 | 0 | 871
626
627
628 |  | TOTAL DEPRECIATION EXPENSE |  |  |  |  | 0 | 0 | 0 | 0 | 0 | 0 | 0 | 0 | 0 | 0 | 0 | 0 | 0
629
630 | [6 empty] | D: AMORTIZATION EXPENSE
631
632
633 |  | 404CLG | Amort of LT Plant - Cap. Lease Gen
634 |  |  | Situs |  | F10 |  | 0 | 0 | 0 | 0 | 0 | 0 | 0 | 0 | 0 | 0 | 0 | 0 | 0 | 876
635 |  |  | System Generation |  | F10 |  | 0 | 0 | 0 | 0 | 0 | 0 | 0 | 0 | 0 | 0 | 0 | 0 | 0 | 877
636 |  |  | System Overheads |  | F102M |  | 0 | 0 | 0 | 0 | 0 | 0 | 0 | 0 | 0 | 0 | 0 | 0 | 0 | 878
637 |  |  | System Generation |  | F10 |  | 0 | 0 | 0 | 0 | 0 | 0 | 0 | 0 | 0 | 0 | 0 | 0 | 0 | 879
638 |  |  | Customer - System |  | F42 |  | 0 | 0 | 0 | 0 | 0 | 0 | 0 | 0 | 0 | 0 | 0 | 0 | 0 | 880
639 |  |  | System Generation |  | F10 |  | 0 | 0 | 0 | 0 | 0 | 0 | 0 | 0 | 0 | 0 | 0 | 0 | 0 | 881
640 |  |  | Total Amort. Cap. Lease General |  |  |  | 0 | 0 | 0 | 0 | 0 | 0 | 0 | 0 | 0 | 0 | 0 | 0 | 0
641
642 |  | 404CLS | Amort of LT Plant - Cap Lease Steam |  | F10 |  | 0 | 0 | 0 | 0 | 0 | 0 | 0 | 0 | 0 | 0 | 0 | 0 | 0 | 886
643
644 |  | 404IP | Amort of LT Plant - Intangible Plant
645 |  |  |  | Situs | F107M |  | 0 | 0 | 0 | 0 | 0 | 0 | 0 | 0 | 0 | 0 | 0 | 0 | 0 | 889
646 |  |  |  | Energy | F30 |  | 0 | 0 | 0 | 0 | 0 | 0 | 0 | 0 | 0 | 0 | 0 | 0 | 0 | 890
647 |  |  |  | System Generation | F105M |  | 0 | 0 | 0 | 0 | 0 | 0 | 0 | 0 | 0 | 0 | 0 | 0 | 0 | 891
648 |  |  |  | System Overheads | F102M |  | 0 | 0 | 0 | 0 | 0 | 0 | 0 | 0 | 0 | 0 | 0 | 0 | 0 | 892
649 |  |  |  | Customer - System | F42 |  | 0 | 0 | 0 | 0 | 0 | 0 | 0 | 0 | 0 | 0 | 0 | 0 | 0 | 893
650 |  |  |  | System Generation | F105M |  | 0 | 0 | 0 | 0 | 0 | 0 | 0 | 0 | 0 | 0 | 0 | 0 | 0 | 894
651 |  |  |  | System Generation | F105M |  | 0 | 0 | 0 | 0 | 0 | 0 | 0 | 0 | 0 | 0 | 0 | 0 | 0 | 895
652 |  |  |  | System Generation | F105M |  | 0 | 0 | 0 | 0 | 0 | 0 | 0 | 0 | 0 | 0 | 0 | 0 | 0 | 896
653 |  |  |  | System Generation | F105M |  | 0 | 0 | 0 | 0 | 0 | 0 | 0 | 0 | 0 | 0 | 0 | 0 | 0 | 897
654 |  |  |  | System Generation | F105M |  | 0 | 0 | 0 | 0 | 0 | 0 | 0 | 0 | 0 | 0 | 0 | 0 | 0 | 898
655 |  |  |  | System Generation | F10 |  | 0 | 0 | 0 | 0 | 0 | 0 | 0 | 0 | 0 | 0 | 0 | 0 | 0 | 899
656 |  |  | Total Amort. Intangible Plant |  |  |  | 0 | 0 | 0 | 0 | 0 | 0 | 0 | 0 | 0 | 0 | 0 | 0 | 0
657
658 |  | Distribution - METER - Unbundled |  |  |  |  | D: AMORTIZATION EXPENSE (continued)
659
660
661 |  | A |  | B | C |  | D | E | F | G | H | I | J | K | L | M | N | O
662 |  | FERC ACCT |  | DESCRIPTION | COS Factor |  | Utah Jurisdiction Normalized | Residential Sch 1 | General Large Dist. Sch 6 | General +1 MW Sch 8 | Street & Area Lighting Sch. 7,11,12 | General Trans Sch 9 | Irrigation Sch 10 | Traffic Signals Sch 15 | Outdoor Lighting Sch 15 | General Small Dist. Sch 23 | Industrial Cust 1 | Industrial Cust 2
663 |  | 404O | Amort of LT Plant - Other Plant |  | F10 |  | 0 | 0 | 0 | 0 | 0 | 0 | 0 | 0 | 0 | 0 | 0 | 0 | 0 | 904
664
665 |  | 404HP | Amort of Other Electric Plant |  | F10 |  | 0 | 0 | 0 | 0 | 0 | 0 | 0 | 0 | 0 | 0 | 0 | 0 | 0 | 909
666
667 |  | 405 | Amort of Other Electric Plant |  | F10 |  | 0 | 0 | 0 | 0 | 0 | 0 | 0 | 0 | 0 | 0 | 0 | 0 | 0 | 917
668
669 |  | 406 | Amort of Plant Acquisition Adj |  | F10 |  | 0 | 0 | 0 | 0 | 0 | 0 | 0 | 0 | 0 | 0 | 0 | 0 | 0 | 925
670
671 |  | 407 | Amort of Prop Losses, Unrec Plant, |  | F151 |  | 0 | 0 | 0 | 0 | 0 | 0 | 0 | 0 | 0 | 0 | 0 | 0 | 0 | 934
672
673
674 |  | TOTAL AMORTIZATION EXPENSE |  |  |  |  | 0 | 0 | 0 | 0 | 0 | 0 | 0 | 0 | 0 | 0 | 0 | 0 | 0
675
676
677 | [6 empty] | D: TAX OTHER THAN INCOME
678
679
680 |  | 408 | Total Taxes Other Than Income |  | F101M |  | 609.72 | 241.7116 | 158.3949 | 46.7756 | 2.467 | 89.6354 | 5.996 | 0.18344 | 0.26538 | 41.3891 | 10.3751 | 12.5264 | 0 | 947
681
682
683 | [6 empty] | D: DEFERRED ITC
684
685
686 |  | 41140 | Deferred I T C - Federal |  | F101M |  | 0 | 0 | 0 | 0 | 0 | 0 | 0 | 0 | 0 | 0 | 0 | 0 | 0 | 952
687
688 |  | 41141 | Deferred I T C - Idaho |  | F101M |  | 0 | 0 | 0 | 0 | 0 | 0 | 0 | 0 | 0 | 0 | 0 | 0 | 0 | 955
689
690 |  | TOTAL DEFERRED ITC |  |  |  |  | 0 | 0 | 0 | 0 | 0 | 0 | 0 | 0 | 0 | 0 | 0 | 0 | 0
691
692 |  | 427 | Interest on Long-Term Debt |  |  |  | 172724.6492 | 68473.3066 | 44870.9347 | 13250.8423 | 698.8732 | 25392.3797 | 1698.5811 | 51.9646 | 75.179 | 11724.932 | 2939.102 | 3548.5543 | 0
693
694 |  | 428-432 |  | Electric Interest Deductions for Tax | F104M |  | 0 | 0 | 0 | 0 | 0 | 0 | 0 | 0 | 0 | 0 | 0 | 0 | 0 | 984
695
696 | [6 empty] | D: DEFERRED INCOME TAXES
697
698
699 |  | 41010 | Deferred Income Tax - Federal-DR |  | F101M |  | 0 | 0 | 0 | 0 | 0 | 0 | 0 | 0 | 0 | 0 | 0 | 0 | 0 | 1010
700
701 |  | 41020 | Deferred Income Tax - State-DR |  | F101M |  | 0 | 0 | 0 | 0 | 0 | 0 | 0 | 0 | 0 | 0 | 0 | 0 | 0 | 1025
702
703 |  | 41120 | Deferred Income Tax - Federal-CR |  | F101M |  | 0 | 0 | 0 | 0 | 0 | 0 | 0 | 0 | 0 | 0 | 0 | 0 | 0 | 1044
704
705 |  | 41111 | Deferred Income Tax - State-CR |  | F101M |  | 0 | 0 | 0 | 0 | 0 | 0 | 0 | 0 | 0 | 0 | 0 | 0 | 0 | 1059
706
707 |  | TOTAL DEFERRED INCOME TAXES |  |  |  |  | 0 | 0 | 0 | 0 | 0 | 0 | 0 | 0 | 0 | 0 | 0 | 0 | 0
708
709 |  | SCHMAF | Additions - Flow Through
710 |  |  |  | S | F101M |  | 0 | 0 | 0 | 0 | 0 | 0 | 0 | 0 | 0 | 0 | 0 | 0 | 0 | 1064
711 |  |  |  | SNP | F104M |  | 0 | 0 | 0 | 0 | 0 | 0 | 0 | 0 | 0 | 0 | 0 | 0 | 0 | 1065
712 |  |  |  | SO | F102M |  | 0 | 0 | 0 | 0 | 0 | 0 | 0 | 0 | 0 | 0 | 0 | 0 | 0 | 1066
713 |  |  |  | SE | F30 |  | 0 | 0 | 0 | 0 | 0 | 0 | 0 | 0 | 0 | 0 | 0 | 0 | 0 | 1067
714 |  |  |  | TROJP | F10 |  | 0 | 0 | 0 | 0 | 0 | 0 | 0 | 0 | 0 | 0 | 0 | 0 | 0 | 1068
715 |  |  |  | SG | F10 |  | 0 | 0 | 0 | 0 | 0 | 0 | 0 | 0 | 0 | 0 | 0 | 0 | 0 | 1069
716
717
718 |  | SCHMAP | Additions - Permanent
719 |  |  |  | S | F101M |  | 0 | 0 | 0 | 0 | 0 | 0 | 0 | 0 | 0 | 0 | 0 | 0 | 0 | 1073
720 |  |  |  | SE | F30 |  | 0 | 0 | 0 | 0 | 0 | 0 | 0 | 0 | 0 | 0 | 0 | 0 | 0 | 1074
721 |  |  |  | SNP | F104M |  | 0 | 0 | 0 | 0 | 0 | 0 | 0 | 0 | 0 | 0 | 0 | 0 | 0 | 1075
722 |  |  |  | SO | F102M |  | 0 | 0 | 0 | 0 | 0 | 0 | 0 | 0 | 0 | 0 | 0 | 0 | 0 | 1076
723 |  |  |  | SG | F10 |  | 0 | 0 | 0 | 0 | 0 | 0 | 0 | 0 | 0 | 0 | 0 | 0 | 0 | 1077
724 |  |  |  | BADDEBT | F80 |  | 0 | 0 | 0 | 0 | 0 | 0 | 0 | 0 | 0 | 0 | 0 | 0 | 0 | 1078
725
726
727 |  | SCHMAT | Additions - Temporary
728 |  |  |  | S | F101M |  | 0 | 0 | 0 | 0 | 0 | 0 | 0 | 0 | 0 | 0 | 0 | 0 | 0 | 1082
729 |  |  |  | SGCT | F10 |  | 0 | 0 | 0 | 0 | 0 | 0 | 0 | 0 | 0 | 0 | 0 | 0 | 0 | 1083
730 |  |  |  | CIAC | F104M |  | 0 | 0 | 0 | 0 | 0 | 0 | 0 | 0 | 0 | 0 | 0 | 0 | 0 | 1084
731 |  |  |  | SNP | F104M |  | 0 | 0 | 0 | 0 | 0 | 0 | 0 | 0 | 0 | 0 | 0 | 0 | 0 | 1085
732 |  |  |  | TROJD | F10 |  | 0 | 0 | 0 | 0 | 0 | 0 | 0 | 0 | 0 | 0 | 0 | 0 | 0 | 1086
733 |  |  |  | SG | F10 |  | 0 | 0 | 0 | 0 | 0 | 0 | 0 | 0 | 0 | 0 | 0 | 0 | 0 | 1087
734 |  |  |  | SE | F30 |  | 0 | 0 | 0 | 0 | 0 | 0 | 0 | 0 | 0 | 0 | 0 | 0 | 0 | 1088
735 |  |  |  | SG | F10 |  | 0 | 0 | 0 | 0 | 0 | 0 | 0 | 0 | 0 | 0 | 0 | 0 | 0 | 1089
736 |  |  |  | GPS | F102M |  | 474.5576 | 200.64 | 121.2894 | 35.0057 | 2.272 | 61.5763 | 4.7582 | 0.15023 | 0.1819 | 33.4376 | 7.1388 | 8.1075 | 0 | 1090
737 |  |  |  | SO | F102M |  | 0 | 0 | 0 | 0 | 0 | 0 | 0 | 0 | 0 | 0 | 0 | 0 | 0 | 1091
738 |  |  |  | SNPD | F104M |  | 0 | 0 | 0 | 0 | 0 | 0 | 0 | 0 | 0 | 0 | 0 | 0 | 0 | 1092
739 |  |  |  | BADDEBT | F80 |  | 0 | 0 | 0 | 0 | 0 | 0 | 0 | 0 | 0 | 0 | 0 | 0 | 0 | 1093
740 |  |  |  | TAXDEPR | F151M |  | 0 | 0 | 0 | 0 | 0 | 0 | 0 | 0 | 0 | 0 | 0 | 0 | 0 | 1094
741 |  |  |  | SCHMDEXP | F151M |  | 0 | 0 | 0 | 0 | 0 | 0 | 0 | 0 | 0 | 0 | 0 | 0 | 0 | 1095
742
743
744 |  | TOTAL SCHEDULE - M ADDITIONS |  |  |  |  | 474.5576 | 200.64 | 121.2894 | 35.0057 | 2.272 | 61.5763 | 4.7582 | 0.15023 | 0.1819 | 33.4376 | 7.1388 | 8.1075 | 0
745
746 |  | SCHMDF | Deductions - Flow Through
747 |  |  |  | S | F101M |  | 0 | 0 | 0 | 0 | 0 | 0 | 0 | 0 | 0 | 0 | 0 | 0 | 0 | 1101
748 |  |  |  | DGP | F10 |  | 0 | 0 | 0 | 0 | 0 | 0 | 0 | 0 | 0 | 0 | 0 | 0 | 0 | 1102
749 |  |  |  | DGU | F10 |  | 0 | 0 | 0 | 0 | 0 | 0 | 0 | 0 | 0 | 0 | 0 | 0 | 0 | 1103
750
751 |  | SCHMDP | Deductions - Permanent
752 |  |  |  | S | F101M |  | 0 | 0 | 0 | 0 | 0 | 0 | 0 | 0 | 0 | 0 | 0 | 0 | 0 | 1106
753 |  |  |  | SE | F30 |  | 0 | 0 | 0 | 0 | 0 | 0 | 0 | 0 | 0 | 0 | 0 | 0 | 0 | 1107
754 |  |  |  | SNP | F104M |  | 0 | 0 | 0 | 0 | 0 | 0 | 0 | 0 | 0 | 0 | 0 | 0 | 0 | 1108
755 |  |  |  | IBT | F150M |  | -19.1207 | -6.5336 | -6.3951 | -1.6899 | -0.18049 | -2.0715 | -0.15569 | -0.0093495 | -0.023623 | -1.6379 | -0.069873 | -0.35375 | 0 | 1109
756 |  |  |  | SG | F10 |  | 0 | 0 | 0 | 0 | 0 | 0 | 0 | 0 | 0 | 0 | 0 | 0 | 0 | 1110
757 |  |  |  | SO | F102M |  | 0 | 0 | 0 | 0 | 0 | 0 | 0 | 0 | 0 | 0 | 0 | 0 | 0 | 1111
758
759
760 |  | SCHMDT | Deductions - Temporary
761 |  |  |  | S | F101M |  | 0 | 0 | 0 | 0 | 0 | 0 | 0 | 0 | 0 | 0 | 0 | 0 | 0 | 1115
762 |  |  |  | BADDEBT | F80 |  | 0 | 0 | 0 | 0 | 0 | 0 | 0 | 0 | 0 | 0 | 0 | 0 | 0 | 1116
763 |  |  |  | SNP | F104M |  | 0 | 0 | 0 | 0 | 0 | 0 | 0 | 0 | 0 | 0 | 0 | 0 | 0 | 1117
764 |  |  |  | CN | F40 |  | 0 | 0 | 0 | 0 | 0 | 0 | 0 | 0 | 0 | 0 | 0 | 0 | 0 | 1118
765 |  |  |  | TROJD | F10 |  | 174.6812 | 63.4402 | 46.5063 | 13.9028 | 0.31374 | 30.2387 | 1.5612 | 0.0432 | 0.072783 | 11.0592 | 3.5275 | 4.0157 | 0 | 1119
766 |  |  |  | DGP | F10 |  | 0 | 0 | 0 | 0 | 0 | 0 | 0 | 0 | 0 | 0 | 0 | 0 | 0 | 1120
767 |  |  |  | SE | F30 |  | 0 | 0 | 0 | 0 | 0 | 0 | 0 | 0 | 0 | 0 | 0 | 0 | 0 | 1121
768 |  |  |  | SG | F10 |  | 0 | 0 | 0 | 0 | 0 | 0 | 0 | 0 | 0 | 0 | 0 | 0 | 0 | 1122
769 |  |  |  | GPS | F102M |  | 0 | 0 | 0 | 0 | 0 | 0 | 0 | 0 | 0 | 0 | 0 | 0 | 0 | 1123
770 |  |  |  | SO | F102M |  | 0 | 0 | 0 | 0 | 0 | 0 | 0 | 0 | 0 | 0 | 0 | 0 | 0 | 1124
771 |  |  |  | TAXDEPR | F151M |  | 0 | 0 | 0 | 0 | 0 | 0 | 0 | 0 | 0 | 0 | 0 | 0 | 0 | 1125
772 |  |  |  | SNPD | F104M |  | 0 | 0 | 0 | 0 | 0 | 0 | 0 | 0 | 0 | 0 | 0 | 0 | 0 | 1126
773
774
775 |  | TOTAL SCHEDULE - M DEDUCTIONS |  |  |  |  | 155.5605 | 56.9066 | 40.1112 | 12.2128 | 0.13326 | 28.1672 | 1.4056 | 0.03385 | 0.04916 | 9.4213 | 3.4576 | 3.6619 | 0
776
777 |  | TOTAL SCHEDULE - M ADJUSTMENTS |  |  |  |  | 318.9971 | 143.7334 | 81.1782 | 22.7929 | 2.1387 | 33.4091 | 3.3527 | 0.11638 | 0.13274 | 24.0162 | 3.6812 | 4.4456 | 0
778
779
780
781 | [6 empty] | D: INCOME TAXES
782
783 |  |  | State Income Taxes Before Credits |  | F150M |  | 25468.1926 | 8702.5082 | 8518.0469 | 2250.9309 | 240.4009 | 2759.1258 | 207.3686 | 12.4533 | 31.4652 | 2181.6365 | 93.0683 | 471.1878 | 0 | 1134
784 |  |  | Renewable Energy Credits |  | F10 |  | 0 | 0 | 0 | 0 | 0 | 0 | 0 | 0 | 0 | 0 | 0 | 0 | 0 | 1136
785 |  | 40911 | State Income Taxes |  |  |  | 25468.1926 | 8702.5082 | 8518.0469 | 2250.9309 | 240.4009 | 2759.1258 | 207.3686 | 12.4533 | 31.4652 | 2181.6365 | 93.0683 | 471.1878 | 0
786
787 |  | Calculation of Taxable Income
788
789 |  |  | Operating Revenues |  |  |  | 7317321.4587 | 3043648.9257 | 1915165.1542 | 548474.2881 | 37512.1921 | 940443.4386 | 72277.4823 | 2410.377 | 3291.8376 | 523661.0193 | 104029.0997 | 126407.6441 | 0
790 |  |  | Operating Deductions
791 |  |  | O & M Expenses |  |  |  | 6583332.681 | 2783392.4375 | 1682594.8234 | 485619.4874 | 31517.8167 | 854221.1363 | 66008.6669 | 2084.0441 | 2523.4591 | 463865.0467 | 99033.3403 | 112472.4228 | 0
792 |  |  | Depreciation Expense |  |  |  | 0 | 0 | 0 | 0 | 0 | 0 | 0 | 0 | 0 | 0 | 0 | 0 | 0
793 |  |  | Amortization Expense |  |  |  | 0 | 0 | 0 | 0 | 0 | 0 | 0 | 0 | 0 | 0 | 0 | 0 | 0
794 |  |  | Taxes Other Than Income |  |  |  | 609.72 | 241.7116 | 158.3949 | 46.7756 | 2.467 | 89.6354 | 5.996 | 0.18344 | 0.26538 | 41.3891 | 10.3751 | 12.5264 | 0
795 |  |  | Interest & Dividends (AFUDC-Equity) |  | F104M |  | 0 | 0 | 0 | 0 | 0 | 0 | 0 | 0 | 0 | 0 | 0 | 0 | 0 | 1147
796 |  |  | Misc Revenue & Expense |  |  |  | 0 | 0 | 0 | 0 | 0 | 0 | 0 | 0 | 0 | 0 | 0 | 0 | 0
797 |  |  | Total Operating Deductions |  |  |  | 6583942.401 | 2783634.149 | 1682753.2183 | 485666.263 | 31520.2837 | 854310.7717 | 66014.6629 | 2084.2275 | 2523.7245 | 463906.4358 | 99043.7153 | 112484.9492 | 0
798 |  |  | Other Deductions
799 |  |  | Interest Deductions |  | F101M |  | 172724.6492 | 68473.3066 | 44870.9347 | 13250.8423 | 698.8732 | 25392.3797 | 1698.5811 | 51.9646 | 75.179 | 11724.932 | 2939.102 | 3548.5543 | 0
800 |  |  | Interest on PCRBS |  |  |  | 0 | 0 | 0 | 0 | 0 | 0 | 0 | 0 | 0 | 0 | 0 | 0 | 0
801 |  |  | Schedule M Adjustments |  |  |  | 318.9971 | 143.7334 | 81.1782 | 22.7929 | 2.1387 | 33.4091 | 3.3527 | 0.11638 | 0.13274 | 24.0162 | 3.6812 | 4.4456 | 0
802
803 |  |  | Income Before State Taxes |  |  |  | 560973.4055 | 191685.2035 | 187622.1794 | 49579.9757 | 5295.1739 | 60773.6963 | 4567.591 | 274.3012 | 693.0668 | 48053.6678 | 2049.9636 | 10378.5863 | 0
804
805 |  |  | State Income Taxes |  |  |  | 25468.1926 | 8702.5082 | 8518.0469 | 2250.9309 | 240.4009 | 2759.1258 | 207.3686 | 12.4533 | 31.4652 | 2181.6365 | 93.0683 | 471.1878 | 0
806
807 |  |  | Adjustments to Calculated Tax:
808 |  |  |  | PMI | F30 |  | 0 | 0 | 0 | 0 | 0 | 0 | 0 | 0 | 0 | 0 | 0 | 0 | 0 | 1166
809 |  |  |  | Renewable Energy Credits | F10 |  | 0 | 0 | 0 | 0 | 0 | 0 | 0 | 0 | 0 | 0 | 0 | 0 | 0 | 1167
810 |  |  |  | System Overheads | F102M |  | 0 | 0 | 0 | 0 | 0 | 0 | 0 | 0 | 0 | 0 | 0 | 0 | 0 | 1168
811 |  |  |  | Situs | F107M |  | 0 | 0 | 0 | 0 | 0 | 0 | 0 | 0 | 0 | 0 | 0 | 0 | 0 | 1169
812 |  |  |  | Total Adjustments |  |  | 0 | 0 | 0 | 0 | 0 | 0 | 0 | 0 | 0 | 0 | 0 | 0 | 0
813
814 |  |  | 35%
815
816 |  | 40910 | Federal Income Tax |  |  |  | 187426.8245 | 64043.9433 | 62686.4463 | 16565.1657 | 1769.1706 | 20305.0997 | 1526.0778 | 91.6468 | 231.5606 | 16055.2109 | 684.9134 | 3467.5895 | 0
817
818
819 |  | TOTAL OPERATING EXPENSES |  |  |  |  | 6796837.4181 | 2856380.6006 | 1753957.7116 | 504482.3596 | 33529.8551 | 877374.9972 | 67748.1094 | 2188.3276 | 2786.7503 | 482143.2833 | 99821.697 | 116423.7265 | 0
820
821
822 |  | Distribution - METER - Unbundled |  |  |  |  | D: STEAM PRODUCTION PLANT
823
824 |  | A |  | B | C |  | D | E | F | G | H | I | J | K | L | M | N | O
825 |  | FERC ACCT |  | DESCRIPTION | COS Factor |  | Utah Jurisdiction Normalized | Residential Sch 1 | General Large Dist. Sch 6 | General +1 MW Sch 8 | Street & Area Lighting Sch. 7,11,12 | General Trans Sch 9 | Irrigation Sch 10 | Traffic Signals Sch 15 | Outdoor Lighting Sch 15 | General Small Dist. Sch 23 | Industrial Cust 1 | Industrial Cust 2
826 |  | 310 | Land and Land Rights |  | F10 |  | 0 | 0 | 0 | 0 | 0 | 0 | 0 | 0 | 0 | 0 | 0 | 0 | 0 | 1186
827 |  |  |  | Total 310 |  |  | 0 | 0 | 0 | 0 | 0 | 0 | 0 | 0 | 0 | 0 | 0 | 0 | 0
828
829 |  | 311 | Structures and Improvements |  | F10 |  | 0 | 0 | 0 | 0 | 0 | 0 | 0 | 0 | 0 | 0 | 0 | 0 | 0 | 1193
830 |  |  |  | Total 311 |  |  | 0 | 0 | 0 | 0 | 0 | 0 | 0 | 0 | 0 | 0 | 0 | 0 | 0
831
832 |  | 312 | Boiler Plant Equipment |  | F10 |  | 0 | 0 | 0 | 0 | 0 | 0 | 0 | 0 | 0 | 0 | 0 | 0 | 0 | 1200
833 |  |  |  | Total 312 |  |  | 0 | 0 | 0 | 0 | 0 | 0 | 0 | 0 | 0 | 0 | 0 | 0 | 0
834
835 |  | 314 | Turbogenerator Units |  | F10 |  | 0 | 0 | 0 | 0 | 0 | 0 | 0 | 0 | 0 | 0 | 0 | 0 | 0 | 1207
836 |  |  |  | Total 314 |  |  | 0 | 0 | 0 | 0 | 0 | 0 | 0 | 0 | 0 | 0 | 0 | 0 | 0
837
838 |  | 315 | Accessory Electric Equipment |  | F10 |  | 0 | 0 | 0 | 0 | 0 | 0 | 0 | 0 | 0 | 0 | 0 | 0 | 0 | 1214
839 |  |  |  | Total 316 |  |  | 0 | 0 | 0 | 0 | 0 | 0 | 0 | 0 | 0 | 0 | 0 | 0 | 0
840
841 |  | 316 | Misc Power Plant Equipment |  | F10 |  | 0 | 0 | 0 | 0 | 0 | 0 | 0 | 0 | 0 | 0 | 0 | 0 | 0 | 1221
842 |  |  |  | Total 316 |  |  | 0 | 0 | 0 | 0 | 0 | 0 | 0 | 0 | 0 | 0 | 0 | 0 | 0
843
844 |  | S00 | Unclassified Steam Plant - Acct 300 |  | F10 |  | 0 | 0 | 0 | 0 | 0 | 0 | 0 | 0 | 0 | 0 | 0 | 0 | 0 | 1226
845
846
847
848 |  | Total Steam Production Plant |  |  |  |  | 0 | 0 | 0 | 0 | 0 | 0 | 0 | 0 | 0 | 0 | 0 | 0 | 0
849
850
851 | [6 empty] | D: NUCLEAR PRODUCTION
852
853
854 |  | 320 | Land and Land Rights |  | F10 |  | 0 | 0 | 0 | 0 | 0 | 0 | 0 | 0 | 0 | 0 | 0 | 0 | 0 | 1232
855
856 |  | 321 | Structures and Improvements |  | F10 |  | 0 | 0 | 0 | 0 | 0 | 0 | 0 | 0 | 0 | 0 | 0 | 0 | 0 | 1236
857
858 |  | 322 | Reactor Plant Equipment |  | F10 |  | 0 | 0 | 0 | 0 | 0 | 0 | 0 | 0 | 0 | 0 | 0 | 0 | 0 | 1240
859
860 |  | 323 | Turbogenerator Units |  | F10 |  | 0 | 0 | 0 | 0 | 0 | 0 | 0 | 0 | 0 | 0 | 0 | 0 | 0 | 1244
861
862 |  | 324 | Land and Land Rights |  | F10 |  | 0 | 0 | 0 | 0 | 0 | 0 | 0 | 0 | 0 | 0 | 0 | 0 | 0 | 1248
863
864 |  | 325 | Misc. Power Plant Equipment |  | F10 |  | 0 | 0 | 0 | 0 | 0 | 0 | 0 | 0 | 0 | 0 | 0 | 0 | 0 | 1252
865
866 |  | N00 | Unclassified Nuclear Plt - Acct 300 |  | F10 |  | 0 | 0 | 0 | 0 | 0 | 0 | 0 | 0 | 0 | 0 | 0 | 0 | 0 | 1258
867
868 |  | Total Nuclear Production Plant |  |  |  |  | 0 | 0 | 0 | 0 | 0 | 0 | 0 | 0 | 0 | 0 | 0 | 0 | 0
869
870
871 | [6 empty] | D: HYDRAULIC PRODUCTION PLANT
872
873
874 |  | 330 | Land and Land Rights |  | F10 |  | 0 | 0 | 0 | 0 | 0 | 0 | 0 | 0 | 0 | 0 | 0 | 0 | 0 | 1268
875
876 |  | 331 | Structures and Improvements |  | F10 |  | 0 | 0 | 0 | 0 | 0 | 0 | 0 | 0 | 0 | 0 | 0 | 0 | 0 | 1275
877
878 |  | 332 | Reservoirs, Dams & Waterways |  | F10 |  | 0 | 0 | 0 | 0 | 0 | 0 | 0 | 0 | 0 | 0 | 0 | 0 | 0 | 1282
879
880 |  | 333 | Water Wheel, Turbines, & Generators |  | F10 |  | 0 | 0 | 0 | 0 | 0 | 0 | 0 | 0 | 0 | 0 | 0 | 0 | 0 | 1289
881
882 |  | 334 | Accessory Electric Equipment |  | F10 |  | 0 | 0 | 0 | 0 | 0 | 0 | 0 | 0 | 0 | 0 | 0 | 0 | 0 | 1296
883
884 |  | 335 | Misc. Power Plant Equipment |  | F10 |  | 0 | 0 | 0 | 0 | 0 | 0 | 0 | 0 | 0 | 0 | 0 | 0 | 0 | 1303
885
886 |  | 336 | Roads, Railroads & Bridges |  | F10 |  | 0 | 0 | 0 | 0 | 0 | 0 | 0 | 0 | 0 | 0 | 0 | 0 | 0 | 1310
887
888 |  | H00 | Unclassified Hydro Plant - Acct 300 |  | F10 |  | 0 | 0 | 0 | 0 | 0 | 0 | 0 | 0 | 0 | 0 | 0 | 0 | 0 | 1316
889
890 |  | Total Hydraulic Plant |  |  |  |  | 0 | 0 | 0 | 0 | 0 | 0 | 0 | 0 | 0 | 0 | 0 | 0 | 0
891
892 |  | Distribution - METER - Unbundled
893 |  | A |  | B | C |  | D | E | F | G | H | I | J | K | L | M | N | O
894 |  | FERC ACCT |  | DESCRIPTION | COS Factor |  | Utah Jurisdiction Normalized | Residential Sch 1 | General Large Dist. Sch 6 | General +1 MW Sch 8 | Street & Area Lighting Sch. 7,11,12 | General Trans Sch 9 | Irrigation Sch 10 | Traffic Signals Sch 15 | Outdoor Lighting Sch 15 | General Small Dist. Sch 23 | Industrial Cust 1 | Industrial Cust 2
895 |  | 340 | Land and Land Rights |  | F10 |  | 0 | 0 | 0 | 0 | 0 | 0 | 0 | 0 | 0 | 0 | 0 | 0 | 0 | 1322
896 |  |  |  | Wind Generation | F10 |  | 0 | 0 | 0 | 0 | 0 | 0 | 0 | 0 | 0 | 0 | 0 | 0 | 0 | 1323
897 |  |  |  | Simple Cycle Combustion Turbine | F10 |  | 0 | 0 | 0 | 0 | 0 | 0 | 0 | 0 | 0 | 0 | 0 | 0 | 0 | 1324
898 |  |  |  | Total 340 |  |  | 0 | 0 | 0 | 0 | 0 | 0 | 0 | 0 | 0 | 0 | 0 | 0 | 0
899
900 |  | 341 | Structures and Improvements |  | F10 |  | 0 | 0 | 0 | 0 | 0 | 0 | 0 | 0 | 0 | 0 | 0 | 0 | 0 | 1328
901 |  |  |  | Wind Generation | F10 |  | 0 | 0 | 0 | 0 | 0 | 0 | 0 | 0 | 0 | 0 | 0 | 0 | 0 | 1330
902 |  |  |  | Simple Cycle Combustion Turbine | F10 |  | 0 | 0 | 0 | 0 | 0 | 0 | 0 | 0 | 0 | 0 | 0 | 0 | 0 | 1331
903 |  |  |  | Total 341 |  |  | 0 | 0 | 0 | 0 | 0 | 0 | 0 | 0 | 0 | 0 | 0 | 0 | 0
904
905 |  | 342 | Fuel Holders, Producers & Access |  | F10 |  | 0 | 0 | 0 | 0 | 0 | 0 | 0 | 0 | 0 | 0 | 0 | 0 | 0 | 1335
906 |  |  |  | Simple Cycle Combustion Turbine | F10 |  | 0 | 0 | 0 | 0 | 0 | 0 | 0 | 0 | 0 | 0 | 0 | 0 | 0 | 1337
907 |  |  |  | Total 342 |  |  | 0 | 0 | 0 | 0 | 0 | 0 | 0 | 0 | 0 | 0 | 0 | 0 | 0
908
909 |  | 343 | Prime Movers |  | F10 |  | 0 | 0 | 0 | 0 | 0 | 0 | 0 | 0 | 0 | 0 | 0 | 0 | 0 | 1342
910 |  |  |  | Wind Generation | F10 |  | 0 | 0 | 0 | 0 | 0 | 0 | 0 | 0 | 0 | 0 | 0 | 0 | 0 | 1343
911 |  |  |  | Simple Cycle Combustion Turbine | F10 |  | 0 | 0 | 0 | 0 | 0 | 0 | 0 | 0 | 0 | 0 | 0 | 0 | 0 | 1344
912 |  |  |  | Total 343 |  |  | 0 | 0 | 0 | 0 | 0 | 0 | 0 | 0 | 0 | 0 | 0 | 0 | 0
913
914 |  | 344 | Generators |  | F10 |  | 0 | 0 | 0 | 0 | 0 | 0 | 0 | 0 | 0 | 0 | 0 | 0 | 0 | 1349
915 |  |  |  | Wind Generation | F10 |  | 0 | 0 | 0 | 0 | 0 | 0 | 0 | 0 | 0 | 0 | 0 | 0 | 0 | 1350
916 |  |  |  | Simple Cycle Combustion Turbine | F10 |  | 0 | 0 | 0 | 0 | 0 | 0 | 0 | 0 | 0 | 0 | 0 | 0 | 0 | 1351
917 |  |  |  | Total 344 |  |  | 0 | 0 | 0 | 0 | 0 | 0 | 0 | 0 | 0 | 0 | 0 | 0 | 0
918
919 |  | 345 | Accessory Electric Plant |  | F10 |  | 0 | 0 | 0 | 0 | 0 | 0 | 0 | 0 | 0 | 0 | 0 | 0 | 0 | 1355
920 |  |  |  | Wind Generation | F10 |  | 0 | 0 | 0 | 0 | 0 | 0 | 0 | 0 | 0 | 0 | 0 | 0 | 0 | 1356
921 |  |  |  | Simple Cycle Combustion Turbine | F10 |  | 0 | 0 | 0 | 0 | 0 | 0 | 0 | 0 | 0 | 0 | 0 | 0 | 0 | 1358
922 |  |  |  | Total 345 |  |  | 0 | 0 | 0 | 0 | 0 | 0 | 0 | 0 | 0 | 0 | 0 | 0 | 0
923
924 |  | 346 | Misc. Power Plant Equipment |  | F10 |  | 0 | 0 | 0 | 0 | 0 | 0 | 0 | 0 | 0 | 0 | 0 | 0 | 0 | 1362
925 |  |  |  | Wind Generation | F10 |  | 0 | 0 | 0 | 0 | 0 | 0 | 0 | 0 | 0 | 0 | 0 | 0 | 0 | 1363
926
927 |  | O00 | Unclassified Other Prod - Acct 300 |  | F10 |  | 0 | 0 | 0 | 0 | 0 | 0 | 0 | 0 | 0 | 0 | 0 | 0 | 0 | 1370
928
929 |  | Total Other Production Plant |  |  |  |  | 0 | 0 | 0 | 0 | 0 | 0 | 0 | 0 | 0 | 0 | 0 | 0 | 0
930
931 |  | Experimental Plant
932 |  | 103 | Experimental Plant |  | F10 |  | 0 | 0 | 0 | 0 | 0 | 0 | 0 | 0 | 0 | 0 | 0 | 0 | 0 | 1376
933
934 |  | TOTAL PRODUCTION PLANT |  |  |  |  | 0 | 0 | 0 | 0 | 0 | 0 | 0 | 0 | 0 | 0 | 0 | 0 | 0
935
936 | [6 empty] | D: TRANSMISSION PLANT
937 |  | 350 | Land and Land Rights
938 |  |  |  | Demand | F10 |  | 0 | 0 | 0 | 0 | 0 | 0 | 0 | 0 | 0 | 0 | 0 | 0 | 0 | 1385
939 |  |  |  | Direct Assigned | A | 0 | 0 | 0 | 0 | 0 | 0 | 0 | 0 | 0 | 0 | 0 | 0 | 0 | 0
940 | [6 empty] | 0 | 0 | 0 | 0 | 0 | 0 | 0 | 0 | 0 | 0 | 0 | 0 | 0
941 |  | 352 | Structures and Improvements
942 |  |  |  | Demand | F10 |  | 0 | 0 | 0 | 0 | 0 | 0 | 0 | 0 | 0 | 0 | 0 | 0 | 0 | 1392
943 |  |  |  | Direct Assigned | A | 0 | 0 | 0 | 0 | 0 | 0 | 0 | 0 | 0 | 0 | 0 | 0 | 0 | 0
944 | [6 empty] | 0 | 0 | 0 | 0 | 0 | 0 | 0 | 0 | 0 | 0 | 0 | 0 | 0
945 |  | 353 | Station Equipment
946 |  |  |  | Demand | F10 |  | 0 | 0 | 0 | 0 | 0 | 0 | 0 | 0 | 0 | 0 | 0 | 0 | 0 | 1398
947 |  |  |  | Direct Assigned | A | 0 | 0 | 0 | 0 | 0 | 0 | 0 | 0 | 0 | 0 | 0 | 0 | 0 | 0
948 | [6 empty] | 0 | 0 | 0 | 0 | 0 | 0 | 0 | 0 | 0 | 0 | 0 | 0 | 0
949 |  | 354 | Towers and Fixtures
950 |  |  |  | Demand | F10 |  | 0 | 0 | 0 | 0 | 0 | 0 | 0 | 0 | 0 | 0 | 0 | 0 | 0 | 1404
951 |  |  |  | Direct Assigned | A | 0 | 0 | 0 | 0 | 0 | 0 | 0 | 0 | 0 | 0 | 0 | 0 | 0 | 0
952 | [6 empty] | 0 | 0 | 0 | 0 | 0 | 0 | 0 | 0 | 0 | 0 | 0 | 0 | 0
953 |  | 355 | Poles and Fixtures
954 |  |  |  | Demand | F10 |  | 0 | 0 | 0 | 0 | 0 | 0 | 0 | 0 | 0 | 0 | 0 | 0 | 0 | 1410
955 |  |  |  | Direct Assigned | A | 0 | 0 | 0 | 0 | 0 | 0 | 0 | 0 | 0 | 0 | 0 | 0 | 0 | 0
956 | [6 empty] | 0 | 0 | 0 | 0 | 0 | 0 | 0 | 0 | 0 | 0 | 0 | 0 | 0
957 |  | 356 | Overhead Conductors
958 |  |  |  | Demand | F10 |  | 0 | 0 | 0 | 0 | 0 | 0 | 0 | 0 | 0 | 0 | 0 | 0 | 0 | 1416
959 |  |  |  | Direct Assigned | A | 0 | 0 | 0 | 0 | 0 | 0 | 0 | 0 | 0 | 0 | 0 | 0 | 0 | 0
960 | [6 empty] | 0 | 0 | 0 | 0 | 0 | 0 | 0 | 0 | 0 | 0 | 0 | 0 | 0
961 |  | 357 | Underground Conduit
962 |  |  |  | Demand | F10 |  | 0 | 0 | 0 | 0 | 0 | 0 | 0 | 0 | 0 | 0 | 0 | 0 | 0 | 1422
963 |  |  |  | Direct Assigned | A | 0 | 0 | 0 | 0 | 0 | 0 | 0 | 0 | 0 | 0 | 0 | 0 | 0 | 0
964 | [6 empty] | 0 | 0 | 0 | 0 | 0 | 0 | 0 | 0 | 0 | 0 | 0 | 0 | 0
965 |  | 358 | Underground Conductors
966 |  |  |  | Demand | F10 |  | 0 | 0 | 0 | 0 | 0 | 0 | 0 | 0 | 0 | 0 | 0 | 0 | 0 | 1428
967 |  |  |  | Direct Assigned | A | 0 | 0 | 0 | 0 | 0 | 0 | 0 | 0 | 0 | 0 | 0 | 0 | 0 | 0
968 | [6 empty] | 0 | 0 | 0 | 0 | 0 | 0 | 0 | 0 | 0 | 0 | 0 | 0 | 0
969 |  | 359 | Roads and Trails
970 |  |  |  | Demand | F10 |  | 0 | 0 | 0 | 0 | 0 | 0 | 0 | 0 | 0 | 0 | 0 | 0 | 0 | 1434
971 |  |  |  | Direct Assigned | A | 0 | 0 | 0 | 0 | 0 | 0 | 0 | 0 | 0 | 0 | 0 | 0 | 0 | 0
972 | [6 empty] | 0 | 0 | 0 | 0 | 0 | 0 | 0 | 0 | 0 | 0 | 0 | 0 | 0
973
974 |  | T00 | Unclassified Trans Plant - Acct 300 |  | F10 |  | 0 | 0 | 0 | 0 | 0 | 0 | 0 | 0 | 0 | 0 | 0 | 0 | 0 | 1438
975 |  | TS0 | Unclassified Trans Sub - Acct 300 |  | F10 |  | 0 | 0 | 0 | 0 | 0 | 0 | 0 | 0 | 0 | 0 | 0 | 0 | 0 | 1442
976
977 |  | TOTAL TRANSMISSION PLANT |  |  |  |  | 0 | 0 | 0 | 0 | 0 | 0 | 0 | 0 | 0 | 0 | 0 | 0 | 0
978 |  | Distribution - METER - Unbundled |  |  |  |  | D: DISTRIBUTION PLANT
979 |  | A |  | B | C |  | D | E | F | G | H | I | J | K | L | M | N | O
980 |  | FERC ACCT |  | DESCRIPTION | COS Factor |  | Utah Jurisdiction Normalized | Residential Sch 1 | General Large Dist. Sch 6 | General +1 MW Sch 8 | Street & Area Lighting Sch. 7,11,12 | General Trans Sch 9 | Irrigation Sch 10 | Traffic Signals Sch 15 | Outdoor Lighting Sch 15 | General Small Dist. Sch 23 | Industrial Cust 1 | Industrial Cust 2
981
982 |  | 360 | Land and Land Rights
983 |  |  |  | Demand Primary | F20 |  | 0 | 0 | 0 | 0 | 0 | 0 | 0 | 0 | 0 | 0 | 0 | 0 | 0 | 1447
984 |  |  |  | Assigned | A | 0 | 0 | 0 | 0 | 0 | 0 | 0 | 0 | 0 | 0 | 0 | 0 | 0 | 0
985 | [6 empty] | 0 | 0 | 0 | 0 | 0 | 0 | 0 | 0 | 0 | 0 | 0 | 0 | 0
986 |  | 361 | Structures and Improvements
987 |  |  |  | Demand Primary | F20 |  | 0 | 0 | 0 | 0 | 0 | 0 | 0 | 0 | 0 | 0 | 0 | 0 | 0 | 1451
988 |  |  |  | Assigned | A | 0 | 0 | 0 | 0 | 0 | 0 | 0 | 0 | 0 | 0 | 0 | 0 | 0 | 0
989 | [6 empty] | 0 | 0 | 0 | 0 | 0 | 0 | 0 | 0 | 0 | 0 | 0 | 0 | 0
990 |  | 362 | Station Equipment
991 |  |  |  | Demand Primary | F20 |  | 0 | 0 | 0 | 0 | 0 | 0 | 0 | 0 | 0 | 0 | 0 | 0 | 0 | 1455
992 |  |  |  | Assigned | A | 0 | 0 | 0 | 0 | 0 | 0 | 0 | 0 | 0 | 0 | 0 | 0 | 0 | 0
993 | [6 empty] | 0 | 0 | 0 | 0 | 0 | 0 | 0 | 0 | 0 | 0 | 0 | 0 | 0
994 |  | 364 | Poles, Towers & Fixtures
995 |  |  |  | Demand Primary | F20 | 0 | 0 | 0 | 0 | 0 | 0 | 0 | 0 | 0 | 0 | 0 | 0 | 0 | 0 | 1459
996 |  |  |  | Demand Secondary | F22 | 0 | 0 | 0 | 0 | 0 | 0 | 0 | 0 | 0 | 0 | 0 | 0 | 0 | 0
997 |  |  |  | Assigned | A | 0 | 0 | 0 | 0 | 0 | 0 | 0 | 0 | 0 | 0 | 0 | 0 | 0 | 0
998 | [6 empty] | 0 | 0 | 0 | 0 | 0 | 0 | 0 | 0 | 0 | 0 | 0 | 0 | 0
999 |  | 365 | Overhead Conductors
1000 |  |  |  | Demand Primary | F20 | 0 | 0 | 0 | 0 | 0 | 0 | 0 | 0 | 0 | 0 | 0 | 0 | 0 | 0 | 1463
1001 |  |  |  | Demand Secondary | F22 | 0 | 0 | 0 | 0 | 0 | 0 | 0 | 0 | 0 | 0 | 0 | 0 | 0 | 0
1002 |  |  |  | Assigned | A | 0 | 0 | 0 | 0 | 0 | 0 | 0 | 0 | 0 | 0 | 0 | 0 | 0 | 0
1003 | [6 empty] | 0 | 0 | 0 | 0 | 0 | 0 | 0 | 0 | 0 | 0 | 0 | 0 | 0
1004 |  | 366 | Underground Conduit
1005 |  |  |  | Demand Primary | F20 | 0 | 0 | 0 | 0 | 0 | 0 | 0 | 0 | 0 | 0 | 0 | 0 | 0 | 0 | 1467
1006 |  |  |  | Demand Secondary | F22 | 0 | 0 | 0 | 0 | 0 | 0 | 0 | 0 | 0 | 0 | 0 | 0 | 0 | 0
1007 |  |  |  | Assigned | A | 0 | 0 | 0 | 0 | 0 | 0 | 0 | 0 | 0 | 0 | 0 | 0 | 0 | 0
1008 | [6 empty] | 0 | 0 | 0 | 0 | 0 | 0 | 0 | 0 | 0 | 0 | 0 | 0 | 0
1009 |  | 367 | Underground Conductors
1010 |  |  |  | Demand Primary | F20 | 0 | 0 | 0 | 0 | 0 | 0 | 0 | 0 | 0 | 0 | 0 | 0 | 0 | 0 | 1471
1011 |  |  |  | Demand Secondary | F22 | 0 | 0 | 0 | 0 | 0 | 0 | 0 | 0 | 0 | 0 | 0 | 0 | 0 | 0
1012 |  |  |  | Assigned | A | 0 | 0 | 0 | 0 | 0 | 0 | 0 | 0 | 0 | 0 | 0 | 0 | 0 | 0
1013 | [6 empty] | 0 | 0 | 0 | 0 | 0 | 0 | 0 | 0 | 0 | 0 | 0 | 0 | 0
1014 |  | 368 | Line Transformers
1015 |  |  |  | Demand Secondary | F21 |  | 0 | 0 | 0 | 0 | 0 | 0 | 0 | 0 | 0 | 0 | 0 | 0 | 0 | 1475
1016 |  |  |  | Assigned | A | 0 | 0 | 0 | 0 | 0 | 0 | 0 | 0 | 0 | 0 | 0 | 0 | 0 | 0
1017 | [6 empty] | 0 | 0 | 0 | 0 | 0 | 0 | 0 | 0 | 0 | 0 | 0 | 0 | 0
1018 |  | 369 | Services
1019 |  |  |  | Customer | F70 |  | 0 | 0 | 0 | 0 | 0 | 0 | 0 | 0 | 0 | 0 | 0 | 0 | 0 | 1479
1020 |  |  |  | Assigned | A | 0 | 0 | 0 | 0 | 0 | 0 | 0 | 0 | 0 | 0 | 0 | 0 | 0 | 0
1021 | [6 empty] | 0 | 0 | 0 | 0 | 0 | 0 | 0 | 0 | 0 | 0 | 0 | 0 | 0
1022 |  | 370 | Meters
1023 |  |  |  | Customer | F60 |  | 0 | 0 | 0 | 0 | 0 | 0 | 0 | 0 | 0 | 0 | 0 | 0 | 0 | 1483
1024 |  |  |  | Assigned | A | 0 | 0 | 0 | 0 | 0 | 0 | 0 | 0 | 0 | 0 | 0 | 0 | 0 | 0
1025 | [6 empty] | 0 | 0 | 0 | 0 | 0 | 0 | 0 | 0 | 0 | 0 | 0 | 0 | 0
1026 |  | 371 | Install on Customers' Premises
1027 |  |  |  | Demand Primary | F20 | 0 | 0 | 0 | 0 | 0 | 0 | 0 | 0 | 0 | 0 | 0 | 0 | 0 | 0 | 1487
1028 |  |  |  | Demand Secondary | F22 | 0 | 0 | 0 | 0 | 0 | 0 | 0 | 0 | 0 | 0 | 0 | 0 | 0 | 0
1029 |  |  |  | Assigned | A | 0 | 0 | 0 | 0 | 0 | 0 | 0 | 0 | 0 | 0 | 0 | 0 | 0 | 0
1030 | [6 empty] | 0 | 0 | 0 | 0 | 0 | 0 | 0 | 0 | 0 | 0 | 0 | 0 | 0
1031 |  | 372 | Leased Property
1032 |  |  |  | Demand Primary | F20 | 0 | 0 | 0 | 0 | 0 | 0 | 0 | 0 | 0 | 0 | 0 | 0 | 0 | 0 | 1491
1033 |  |  |  | Demand Secondary | F22 | 0 | 0 | 0 | 0 | 0 | 0 | 0 | 0 | 0 | 0 | 0 | 0 | 0 | 0
1034 |  |  |  | Assigned | A | 0 | 0 | 0 | 0 | 0 | 0 | 0 | 0 | 0 | 0 | 0 | 0 | 0 | 0
1035 | [6 empty] | 0 | 0 | 0 | 0 | 0 | 0 | 0 | 0 | 0 | 0 | 0 | 0 | 0
1036
1037 |  | 373 | Street Lights |  | A | 0 | 0 | 0 | 0 | 0 | 0 | 0 | 0 | 0 | 0 | 0 | 0 | 0 | 0 | 1496
1038
1039
1040 |  | D00 | Unclassified Dist Plant - Acct 300 |  | F22 |  | 0 | 0 | 0 | 0 | 0 | 0 | 0 | 0 | 0 | 0 | 0 | 0 | 0 | 1499
1041 |  | DS0 | Unclassified Dist Sub - Acct 300 |  | F20 |  | 0 | 0 | 0 | 0 | 0 | 0 | 0 | 0 | 0 | 0 | 0 | 0 | 0 | 1503
1042 |  | TOTAL DISTRIBUTION PLANT |  |  |  |  | 0 | 0 | 0 | 0 | 0 | 0 | 0 | 0 | 0 | 0 | 0 | 0 | 0
1043
1044 |  | Distribution - METER - Unbundled |  |  |  |  | DISTRIBUTION PLANT D: GENERAL PLANT
1045
1046 |  | A |  | B | C |  | D | E | F | G | H | I | J | K | L | M | N | O
1047 |  | FERC ACCT |  | DESCRIPTION | COS Factor |  | Utah Jurisdiction Normalized | Residential Sch 1 | General Large Dist. Sch 6 | General +1 MW Sch 8 | Street & Area Lighting Sch. 7,11,12 | General Trans Sch 9 | Irrigation Sch 10 | Traffic Signals Sch 15 | Outdoor Lighting Sch 15 | General Small Dist. Sch 23 | Industrial Cust 1 | Industrial Cust 2
1048 |  | 389 | Land and Land Rights
1049 |  |  |  | Situs | F107M |  | 0 | 0 | 0 | 0 | 0 | 0 | 0 | 0 | 0 | 0 | 0 | 0 | 0 | 1510
1050 |  |  |  | Customer - System | F42 |  | 0 | 0 | 0 | 0 | 0 | 0 | 0 | 0 | 0 | 0 | 0 | 0 | 0 | 1511
1051 |  |  |  | System Generation | F105M |  | 0 | 0 | 0 | 0 | 0 | 0 | 0 | 0 | 0 | 0 | 0 | 0 | 0 | 1512
1052 |  |  |  | System Generation | F105M |  | 0 | 0 | 0 | 0 | 0 | 0 | 0 | 0 | 0 | 0 | 0 | 0 | 0 | 1513
1053 |  |  |  | System Overheads | F102M |  | 0 | 0 | 0 | 0 | 0 | 0 | 0 | 0 | 0 | 0 | 0 | 0 | 0 | 1514
1054 |  |  | Total Land & Land Rights |  |  |  | 0 | 0 | 0 | 0 | 0 | 0 | 0 | 0 | 0 | 0 | 0 | 0 | 0
1055
1056 |  | 390 | Structures and Improvements
1057 |  |  |  | Situs | F107M |  | 0 | 0 | 0 | 0 | 0 | 0 | 0 | 0 | 0 | 0 | 0 | 0 | 0 | 1518
1058 |  |  |  | System Generation | F105M |  | 0 | 0 | 0 | 0 | 0 | 0 | 0 | 0 | 0 | 0 | 0 | 0 | 0 | 1519
1059 |  |  |  | System Generation | F105M |  | 0 | 0 | 0 | 0 | 0 | 0 | 0 | 0 | 0 | 0 | 0 | 0 | 0 | 1520
1060 |  |  |  | System Generation | F105M |  | 0 | 0 | 0 | 0 | 0 | 0 | 0 | 0 | 0 | 0 | 0 | 0 | 0 | 1521
1061 |  |  |  | Customer - System | F42 |  | 0 | 0 | 0 | 0 | 0 | 0 | 0 | 0 | 0 | 0 | 0 | 0 | 0 | 1522
1062 |  |  |  | System Generation | F102M |  | 0 | 0 | 0 | 0 | 0 | 0 | 0 | 0 | 0 | 0 | 0 | 0 | 0 | 1523
1063 |  |  |  | System Overheads | F102M |  | 0 | 0 | 0 | 0 | 0 | 0 | 0 | 0 | 0 | 0 | 0 | 0 | 0 | 1524
1064
1065 |  |  | Total Structures and Improvements |  |  |  | 0 | 0 | 0 | 0 | 0 | 0 | 0 | 0 | 0 | 0 | 0 | 0 | 0
1066
1067 |  | 391 | Office Furniture & Equipment
1068 |  |  |  | Situs | F107M |  | 0 | 0 | 0 | 0 | 0 | 0 | 0 | 0 | 0 | 0 | 0 | 0 | 0 | 1528
1069 |  |  |  | System Generation | F105M |  | 0 | 0 | 0 | 0 | 0 | 0 | 0 | 0 | 0 | 0 | 0 | 0 | 0 | 1529
1070 |  |  |  | System Generation | F105M |  | 0 | 0 | 0 | 0 | 0 | 0 | 0 | 0 | 0 | 0 | 0 | 0 | 0 | 1530
1071 |  |  |  | Customer - System | F42 |  | 0 | 0 | 0 | 0 | 0 | 0 | 0 | 0 | 0 | 0 | 0 | 0 | 0 | 1531
1072 |  |  |  | System Generation | F105M |  | 0 | 0 | 0 | 0 | 0 | 0 | 0 | 0 | 0 | 0 | 0 | 0 | 0 | 1532
1073 |  |  |  | Energy | F30 |  | 0 | 0 | 0 | 0 | 0 | 0 | 0 | 0 | 0 | 0 | 0 | 0 | 0 | 1533
1074 |  |  |  | System Overheads | F102M |  | 0 | 0 | 0 | 0 | 0 | 0 | 0 | 0 | 0 | 0 | 0 | 0 | 0 | 1534
1075 |  |  |  | Cholla | F10 |  | 0 | 0 | 0 | 0 | 0 | 0 | 0 | 0 | 0 | 0 | 0 | 0 | 0 | 1535
1076 |  |  |  | Simple Cycle Combustion Turbine | F10 |  | 0 | 0 | 0 | 0 | 0 | 0 | 0 | 0 | 0 | 0 | 0 | 0 | 0 | 1536
1077 |  |  | Total Office Furniture & Equipment |  |  |  | 0 | 0 | 0 | 0 | 0 | 0 | 0 | 0 | 0 | 0 | 0 | 0 | 0
1078
1079 |  | 392 | Transportation Equipment
1080 |  |  |  | Situs | F107M |  | 0 | 0 | 0 | 0 | 0 | 0 | 0 | 0 | 0 | 0 | 0 | 0 | 0 | 1540
1081 |  |  |  | System Overheads | F102M |  | 0 | 0 | 0 | 0 | 0 | 0 | 0 | 0 | 0 | 0 | 0 | 0 | 0 | 1541
1082 |  |  |  | System Generation | F105M |  | 0 | 0 | 0 | 0 | 0 | 0 | 0 | 0 | 0 | 0 | 0 | 0 | 0 | 1542
1083 |  |  |  | Customer - System | F42 |  | 0 | 0 | 0 | 0 | 0 | 0 | 0 | 0 | 0 | 0 | 0 | 0 | 0 | 1543
1084 |  |  |  | System Generation | F105M |  | 0 | 0 | 0 | 0 | 0 | 0 | 0 | 0 | 0 | 0 | 0 | 0 | 0 | 1544
1085 |  |  |  | Energy | F30 |  | 0 | 0 | 0 | 0 | 0 | 0 | 0 | 0 | 0 | 0 | 0 | 0 | 0 | 1545
1086 |  |  |  | System Generation | F105M |  | 0 | 0 | 0 | 0 | 0 | 0 | 0 | 0 | 0 | 0 | 0 | 0 | 0 | 1546
1087 |  |  |  | Cholla | F10 |  | 0 | 0 | 0 | 0 | 0 | 0 | 0 | 0 | 0 | 0 | 0 | 0 | 0 | 1547
1088 |  |  |  | Simple Cycle Combustion Turbine | F10 |  | 0 | 0 | 0 | 0 | 0 | 0 | 0 | 0 | 0 | 0 | 0 | 0 | 0 | 1548
1089 |  |  | Total Transportation Equipment |  |  |  | 0 | 0 | 0 | 0 | 0 | 0 | 0 | 0 | 0 | 0 | 0 | 0 | 0
1090
1091 |  | 393 | Stores Equipment
1092 |  |  |  | Situs | F107M |  | 0 | 0 | 0 | 0 | 0 | 0 | 0 | 0 | 0 | 0 | 0 | 0 | 0 | 1552
1093 |  |  |  | System Generation | F105M |  | 0 | 0 | 0 | 0 | 0 | 0 | 0 | 0 | 0 | 0 | 0 | 0 | 0 | 1553
1094 |  |  |  | System Generation | F105M |  | 0 | 0 | 0 | 0 | 0 | 0 | 0 | 0 | 0 | 0 | 0 | 0 | 0 | 1554
1095 |  |  |  | System Overheads | F102M |  | 0 | 0 | 0 | 0 | 0 | 0 | 0 | 0 | 0 | 0 | 0 | 0 | 0 | 1555
1096 |  |  |  | System Generation | F105M |  | 0 | 0 | 0 | 0 | 0 | 0 | 0 | 0 | 0 | 0 | 0 | 0 | 0 | 1556
1097 |  |  |  | Simple Cycle Combustion Turbine | F10 |  | 0 | 0 | 0 | 0 | 0 | 0 | 0 | 0 | 0 | 0 | 0 | 0 | 0 | 1557
1098 |  |  | Total Stores Equipment |  |  |  | 0 | 0 | 0 | 0 | 0 | 0 | 0 | 0 | 0 | 0 | 0 | 0 | 0 | 1558
1099
1100 |  | 394 | Tools, Shop & Garage Equipment
1101 |  |  |  | Situs | F107M |  | 0 | 0 | 0 | 0 | 0 | 0 | 0 | 0 | 0 | 0 | 0 | 0 | 0 | 1561
1102 |  |  |  | System Generation | F105M |  | 0 | 0 | 0 | 0 | 0 | 0 | 0 | 0 | 0 | 0 | 0 | 0 | 0 | 1562
1103 |  |  |  | System Generation | F105M |  | 0 | 0 | 0 | 0 | 0 | 0 | 0 | 0 | 0 | 0 | 0 | 0 | 0 | 1563
1104 |  |  |  | System Overheads | F102M |  | 0 | 0 | 0 | 0 | 0 | 0 | 0 | 0 | 0 | 0 | 0 | 0 | 0 | 1564
1105 |  |  |  | Energy | F30 |  | 0 | 0 | 0 | 0 | 0 | 0 | 0 | 0 | 0 | 0 | 0 | 0 | 0 | 1565
1106 |  |  |  | System Generation | F105M |  | 0 | 0 | 0 | 0 | 0 | 0 | 0 | 0 | 0 | 0 | 0 | 0 | 0 | 1566
1107 |  |  |  | Cholla | F10 |  | 0 | 0 | 0 | 0 | 0 | 0 | 0 | 0 | 0 | 0 | 0 | 0 | 0 | 1567
1108 |  |  |  | Simple Cycle Combustion Turbine | F10 |  | 0 | 0 | 0 | 0 | 0 | 0 | 0 | 0 | 0 | 0 | 0 | 0 | 0 | 1568
1109 |  |  | Total Tools, Shop & Garage Equipment |  |  |  | 0 | 0 | 0 | 0 | 0 | 0 | 0 | 0 | 0 | 0 | 0 | 0 | 0
1110
1111 |  | 395 | Laboratory Equipment
1112 |  |  |  | Situs | F107M |  | 0 | 0 | 0 | 0 | 0 | 0 | 0 | 0 | 0 | 0 | 0 | 0 | 0 | 1572
1113 |  |  |  | System Generation | F105M |  | 0 | 0 | 0 | 0 | 0 | 0 | 0 | 0 | 0 | 0 | 0 | 0 | 0 | 1573
1114 |  |  |  | System Generation | F105M |  | 0 | 0 | 0 | 0 | 0 | 0 | 0 | 0 | 0 | 0 | 0 | 0 | 0 | 1574
1115 |  |  |  | System Overheads | F102M |  | 0 | 0 | 0 | 0 | 0 | 0 | 0 | 0 | 0 | 0 | 0 | 0 | 0 | 1575
1116 |  |  |  | Energy | F30 |  | 0 | 0 | 0 | 0 | 0 | 0 | 0 | 0 | 0 | 0 | 0 | 0 | 0 | 1576
1117 |  |  |  | System Generation | F105M |  | 0 | 0 | 0 | 0 | 0 | 0 | 0 | 0 | 0 | 0 | 0 | 0 | 0 | 1577
1118 |  |  |  | Cholla | F10 |  | 0 | 0 | 0 | 0 | 0 | 0 | 0 | 0 | 0 | 0 | 0 | 0 | 0 | 1578
1119 |  |  |  | Simple Cycle Combustion Turbine | F10 |  | 0 | 0 | 0 | 0 | 0 | 0 | 0 | 0 | 0 | 0 | 0 | 0 | 0 | 1579
1120 |  |  | Total Laboratory Equipment |  |  |  | 0 | 0 | 0 | 0 | 0 | 0 | 0 | 0 | 0 | 0 | 0 | 0 | 0
1121
1122 |  | 396 | Power Operated Equipment
1123 |  |  |  | Situs | F107M |  | 0 | 0 | 0 | 0 | 0 | 0 | 0 | 0 | 0 | 0 | 0 | 0 | 0 | 1583
1124 |  |  |  | System Generation | F105M |  | 0 | 0 | 0 | 0 | 0 | 0 | 0 | 0 | 0 | 0 | 0 | 0 | 0 | 1584
1125 |  |  |  | System Generation | F105M |  | 0 | 0 | 0 | 0 | 0 | 0 | 0 | 0 | 0 | 0 | 0 | 0 | 0 | 1585
1126 |  |  |  | System Overheads | F102M |  | 0 | 0 | 0 | 0 | 0 | 0 | 0 | 0 | 0 | 0 | 0 | 0 | 0 | 1586
1127 |  |  |  | System Generation | F105M |  | 0 | 0 | 0 | 0 | 0 | 0 | 0 | 0 | 0 | 0 | 0 | 0 | 0 | 1587
1128 |  |  |  | Energy | F30 |  | 0 | 0 | 0 | 0 | 0 | 0 | 0 | 0 | 0 | 0 | 0 | 0 | 0 | 1588
1129 |  |  |  | Cholla | F10 |  | 0 | 0 | 0 | 0 | 0 | 0 | 0 | 0 | 0 | 0 | 0 | 0 | 0 | 1589
1130 |  |  |  | Simple Cycle Combustion Turbine | F10 |  | 0 | 0 | 0 | 0 | 0 | 0 | 0 | 0 | 0 | 0 | 0 | 0 | 0 | 1590
1131 |  |  | Total Power Operated Equipment |  |  |  | 0 | 0 | 0 | 0 | 0 | 0 | 0 | 0 | 0 | 0 | 0 | 0 | 0
1132
1133 |  | 397 | Communication Equipment
1134 |  |  |  | Situs | F107M |  | 0 | 0 | 0 | 0 | 0 | 0 | 0 | 0 | 0 | 0 | 0 | 0 | 0 | 1594
1135 |  |  |  | System Generation | F105M |  | 0 | 0 | 0 | 0 | 0 | 0 | 0 | 0 | 0 | 0 | 0 | 0 | 0 | 1595
1136 |  |  |  | System Generation | F105M |  | 0 | 0 | 0 | 0 | 0 | 0 | 0 | 0 | 0 | 0 | 0 | 0 | 0 | 1596
1137 |  |  |  | System Overheads | F102M |  | 0 | 0 | 0 | 0 | 0 | 0 | 0 | 0 | 0 | 0 | 0 | 0 | 0 | 1597
1138 |  |  |  | Customer - System | F42 |  | 0 | 0 | 0 | 0 | 0 | 0 | 0 | 0 | 0 | 0 | 0 | 0 | 0 | 1598
1139 |  |  |  | System Generation | F105M |  | 0 | 0 | 0 | 0 | 0 | 0 | 0 | 0 | 0 | 0 | 0 | 0 | 0 | 1599
1140 |  |  |  | Energy | F30 |  | 0 | 0 | 0 | 0 | 0 | 0 | 0 | 0 | 0 | 0 | 0 | 0 | 0 | 1600
1141 |  |  |  | Cholla | F10 |  | 0 | 0 | 0 | 0 | 0 | 0 | 0 | 0 | 0 | 0 | 0 | 0 | 0 | 1601
1142 |  |  |  | Simple Cycle Combustion Turbine | F10 |  | 0 | 0 | 0 | 0 | 0 | 0 | 0 | 0 | 0 | 0 | 0 | 0 | 0 | 1602
1143 |  |  | Total Communication Equipment |  |  |  | 0 | 0 | 0 | 0 | 0 | 0 | 0 | 0 | 0 | 0 | 0 | 0 | 0
1144
1145 |  | Distribution - METER - Unbundled |  |  |  |  | D: GENERAL PLANT
1146
1147 |  | A |  | B | C |  | D | E | F | G | H | I | J | K | L | M | N | O
1148 |  | FERC ACCT |  | DESCRIPTION | COS Factor |  | Utah Jurisdiction Normalized | Residential Sch 1 | General Large Dist. Sch 6 | General +1 MW Sch 8 | Street & Area Lighting Sch. 7,11,12 | General Trans Sch 9 | Irrigation Sch 10 | Traffic Signals Sch 15 | Outdoor Lighting Sch 15 | General Small Dist. Sch 23 | Industrial Cust 1 | Industrial Cust 2
1149 |  | 398 | Misc. Equipment
1150 |  |  |  | Situs | F107M |  | 0 | 0 | 0 | 0 | 0 | 0 | 0 | 0 | 0 | 0 | 0 | 0 | 0 | 1606
1151 |  |  |  | System Generation | F105M |  | 0 | 0 | 0 | 0 | 0 | 0 | 0 | 0 | 0 | 0 | 0 | 0 | 0 | 1607
1152 |  |  |  | System Generation | F105M |  | 0 | 0 | 0 | 0 | 0 | 0 | 0 | 0 | 0 | 0 | 0 | 0 | 0 | 1608
1153 |  |  |  | Customer - System | F42 |  | 0 | 0 | 0 | 0 | 0 | 0 | 0 | 0 | 0 | 0 | 0 | 0 | 0 | 1609
1154 |  |  |  | System Overheads | F102M |  | 0 | 0 | 0 | 0 | 0 | 0 | 0 | 0 | 0 | 0 | 0 | 0 | 0 | 1610
1155 |  |  |  | System Energy | F30 |  | 0 | 0 | 0 | 0 | 0 | 0 | 0 | 0 | 0 | 0 | 0 | 0 | 0 | 1611
1156 |  |  |  | Simple Cycle Combustion Turbine | F105M |  | 0 | 0 | 0 | 0 | 0 | 0 | 0 | 0 | 0 | 0 | 0 | 0 | 0 | 1612
1157 |  |  | Total Misc. Equipment |  |  |  | 0 | 0 | 0 | 0 | 0 | 0 | 0 | 0 | 0 | 0 | 0 | 0 | 0
1158
1159 |  | 399 | Coal Mine |  | F30 |  | 0 | 0 | 0 | 0 | 0 | 0 | 0 | 0 | 0 | 0 | 0 | 0 | 0 | 1620
1160 |  | 399L | WIDCO Capital Lease |  | F30 |  | 0 | 0 | 0 | 0 | 0 | 0 | 0 | 0 | 0 | 0 | 0 | 0 | 0 | 1623
1161 |  |  | Remove Capital Lease |  | F30 |  | 0 | 0 | 0 | 0 | 0 | 0 | 0 | 0 | 0 | 0 | 0 | 0 | 0 | 1626
1162
1163 |  | 390L | General Capital Lease
1164 |  |  |  | Situs | F107M |  | 0 | 0 | 0 | 0 | 0 | 0 | 0 | 0 | 0 | 0 | 0 | 0 | 0 | 1631
1165 |  |  |  | System Generation | F105M |  | 0 | 0 | 0 | 0 | 0 | 0 | 0 | 0 | 0 | 0 | 0 | 0 | 0 | 1632
1166 |  |  |  | System Overheads | F102M |  | 0 | 0 | 0 | 0 | 0 | 0 | 0 | 0 | 0 | 0 | 0 | 0 | 0 | 1633
1167
1168 |  |  | Remove Capital Lease |  |  |  | 0 | 0 | 0 | 0 | 0 | 0 | 0 | 0 | 0 | 0 | 0 | 0
1169
1170 |  | 392L | General Vehicles Capital Lease |  | F30 |  | 0 | 0 | 0 | 0 | 0 | 0 | 0 | 0 | 0 | 0 | 0 | 0 | 0 | 1640
1171 |  |  | Remove Capital Lease |  | F30 |  | 0 | 0 | 0 | 0 | 0 | 0 | 0 | 0 | 0 | 0 | 0 | 0 | 0 | 1643
1172
1173 |  | G00 | Unclassified Gen Plant - Acct 300 |  | F102M |  | 0 | 0 | 0 | 0 | 0 | 0 | 0 | 0 | 0 | 0 | 0 | 0 | 0 | 1653
1174 |  | GV0 | Unclassified Gen Veh - Acct 300 |  | F102M |  | 0 | 0 | 0 | 0 | 0 | 0 | 0 | 0 | 0 | 0 | 0 | 0 | 0 | 1661
1175
1176 |  | TOTAL GENERAL PLANT |  |  |  |  | 0 | 0 | 0 | 0 | 0 | 0 | 0 | 0 | 0 | 0 | 0 | 0 | 0
1177
1178
1179
1180 | [6 empty] | D: INTANGIBLE PLANT
1181
1182 |  | 301 | Organization
1183 |  |  |  | Situs | F107M |  | 0 | 0 | 0 | 0 | 0 | 0 | 0 | 0 | 0 | 0 | 0 | 0 | 0 | 1666
1184 |  |  |  | System Overheads | F102M |  | 0 | 0 | 0 | 0 | 0 | 0 | 0 | 0 | 0 | 0 | 0 | 0 | 0 | 1667
1185 |  |  |  | System Generation | F105M |  | 0 | 0 | 0 | 0 | 0 | 0 | 0 | 0 | 0 | 0 | 0 | 0 | 0 | 1668
1186 |  |  | Total Organization |  |  |  | 0 | 0 | 0 | 0 | 0 | 0 | 0 | 0 | 0 | 0 | 0 | 0 | 0
1187
1188 |  | 302 | Franchise & Consent
1189 |  |  |  | Situs | F107M |  | 0 | 0 | 0 | 0 | 0 | 0 | 0 | 0 | 0 | 0 | 0 | 0 | 0 | 1671
1190 |  |  |  | System Generation | F105M |  | 0 | 0 | 0 | 0 | 0 | 0 | 0 | 0 | 0 | 0 | 0 | 0 | 0 | 1672
1191 |  |  |  | System Generation | F105M |  | 0 | 0 | 0 | 0 | 0 | 0 | 0 | 0 | 0 | 0 | 0 | 0 | 0 | 1673
1192 |  |  |  | System Generation | F105M |  | 0 | 0 | 0 | 0 | 0 | 0 | 0 | 0 | 0 | 0 | 0 | 0 | 0 | 1674
1193 |  |  |  | System Generation | F105M |  | 0 | 0 | 0 | 0 | 0 | 0 | 0 | 0 | 0 | 0 | 0 | 0 | 0 | 1675
1194 |  |  |  | System Generation | F105M |  | 0 | 0 | 0 | 0 | 0 | 0 | 0 | 0 | 0 | 0 | 0 | 0 | 0 | 1676
1195 |  |  | Total Franchise & Consent |  |  |  | 0 | 0 | 0 | 0 | 0 | 0 | 0 | 0 | 0 | 0 | 0 | 0 | 0
1196
1197 |  | 303 | Miscellaneous Intangible Plant
1198 |  |  |  | Situs | F107M |  | 0 | 0 | 0 | 0 | 0 | 0 | 0 | 0 | 0 | 0 | 0 | 0 | 0 | 1680
1199 |  |  |  | System Generation | F105M |  | 0 | 0 | 0 | 0 | 0 | 0 | 0 | 0 | 0 | 0 | 0 | 0 | 0 | 1681
1200 |  |  |  | System Overheads | F102M |  | 0 | 0 | 0 | 0 | 0 | 0 | 0 | 0 | 0 | 0 | 0 | 0 | 0 | 1682
1201 |  |  |  | Energy | F30 |  | 0 | 0 | 0 | 0 | 0 | 0 | 0 | 0 | 0 | 0 | 0 | 0 | 0 | 1683
1202 |  |  |  | Customer - System | F42 |  | 0 | 0 | 0 | 0 | 0 | 0 | 0 | 0 | 0 | 0 | 0 | 0 | 0 | 1684
1203 |  |  |  | Simple Cycle Combustion Turbine | F10 |  | 0 | 0 | 0 | 0 | 0 | 0 | 0 | 0 | 0 | 0 | 0 | 0 | 0 | 1685
1204 |  |  |  | System Generation | F105M |  | 0 | 0 | 0 | 0 | 0 | 0 | 0 | 0 | 0 | 0 | 0 | 0 | 0 | 1686
1205 |  |  | Total Miscellaneous Intangible Plant |  |  |  | 0 | 0 | 0 | 0 | 0 | 0 | 0 | 0 | 0 | 0 | 0 | 0 | 0
1206
1207 |  | I00 | Unclass Intangible Plant - Acct 300 |  | F102M |  | 0 | 0 | 0 | 0 | 0 | 0 | 0 | 0 | 0 | 0 | 0 | 0 | 0 | 1697
1208
1209 |  | TOTAL INTANGIBLE PLANT |  |  |  |  | 0 | 0 | 0 | 0 | 0 | 0 | 0 | 0 | 0 | 0 | 0 | 0 | 0
1210
1211
1212 |  | TOTAL ELECTRIC PLANT IN SERVICE |  |  |  |  | 0 | 0 | 0 | 0 | 0 | 0 | 0 | 0 | 0 | 0 | 0 | 0 | 0
1213
1214
1215 |  | Distribution - METER - Unbundled |  |  |  |  | D: MISC RATE BASE
1216
1217 |  | A |  | B | C |  | D | E | F | G | H | I | J | K | L | M | N | O
1218 |  | FERC ACCT |  | DESCRIPTION | COS Factor |  | Utah Jurisdiction Normalized | Residential Sch 1 | General Large Dist. Sch 6 | General +1 MW Sch 8 | Street & Area Lighting Sch. 7,11,12 | General Trans Sch 9 | Irrigation Sch 10 | Traffic Signals Sch 15 | Outdoor Lighting Sch 15 | General Small Dist. Sch 23 | Industrial Cust 1 | Industrial Cust 2
1219 |  | 105 | Plant Held For Future Use
1220 |  |  |  | Situs | F20 |  | 0 | 0 | 0 | 0 | 0 | 0 | 0 | 0 | 0 | 0 | 0 | 0 | 0 | 1705
1221 |  |  |  | System Generation | F10 |  | 0 | 0 | 0 | 0 | 0 | 0 | 0 | 0 | 0 | 0 | 0 | 0 | 0 | 1706
1222 |  |  |  | System Generation | F10 |  | 0 | 0 | 0 | 0 | 0 | 0 | 0 | 0 | 0 | 0 | 0 | 0 | 0 | 1707
1223 |  |  |  | System Generation | F10 |  | 0 | 0 | 0 | 0 | 0 | 0 | 0 | 0 | 0 | 0 | 0 | 0 | 0 | 1708
1224 |  |  |  | Energy | F30 |  | 0 | 0 | 0 | 0 | 0 | 0 | 0 | 0 | 0 | 0 | 0 | 0 | 0 | 1709
1225 |  |  |  | General | F102 |  | 0 | 0 | 0 | 0 | 0 | 0 | 0 | 0 | 0 | 0 | 0 | 0 | 0 | 1710
1226 |  |  | Total Plant Held For Future Use |  |  |  | 0 | 0 | 0 | 0 | 0 | 0 | 0 | 0 | 0 | 0 | 0 | 0 | 0
1227
1228 |  | 114 | Electric Plant Acquisition Adjust |  | F10 |  | 0 | 0 | 0 | 0 | 0 | 0 | 0 | 0 | 0 | 0 | 0 | 0 | 0 | 1717
1229
1230 |  | 115 | Accum Prov for Asset Acquisition Adj |  | F10 |  | 0 | 0 | 0 | 0 | 0 | 0 | 0 | 0 | 0 | 0 | 0 | 0 | 0 | 1723
1231
1232 |  | 128 | Pensions |  | F102M |  | 0 | 0 | 0 | 0 | 0 | 0 | 0 | 0 | 0 | 0 | 0 | 0 | 0 | 1726
1233
1234 |  | 124 | Weatherization |  | F11 |  | 2158809.4308 | 731904.7857 | 580327.8652 | 179470.0745 | 5226.2333 | 398732.9532 | 20329.0998 | 574.867 | 1181.3534 | 134345.4982 | 46069.298 | 60647.4025 | 0 | 1748
1235
1236 |  | 151 | Fuel Stock |  | F30 |  | 0 | 0 | 0 | 0 | 0 | 0 | 0 | 0 | 0 | 0 | 0 | 0 | 0 | 1751
1237 |  |  |  | Cholla | F30 |  | 0 | 0 | 0 | 0 | 0 | 0 | 0 | 0 | 0 | 0 | 0 | 0 | 0 | 1753
1238 |  |  |  | Total Fuel Stock |  |  | 0 | 0 | 0 | 0 | 0 | 0 | 0 | 0 | 0 | 0 | 0 | 0 | 0
1239
1240 |  | 152 | Fuel Stock - Undistributed |  | F30 |  | 0 | 0 | 0 | 0 | 0 | 0 | 0 | 0 | 0 | 0 | 0 | 0 | 0 | 1757
1241
1242 |  | 25316 | DG&T Working Capital Deposit |  | F30 |  | 0 | 0 | 0 | 0 | 0 | 0 | 0 | 0 | 0 | 0 | 0 | 0 | 0 | 1762
1243
1244 |  | 25317 | DG&T Working Capital Deposit |  | F30 |  | 0 | 0 | 0 | 0 | 0 | 0 | 0 | 0 | 0 | 0 | 0 | 0 | 0 | 1766
1245
1246 |  | 25319 | Provo Working Capital Deposit |  | F30 |  | 0 | 0 | 0 | 0 | 0 | 0 | 0 | 0 | 0 | 0 | 0 | 0 | 0 | 1770
1247
1248 |  | 154 | Materials and Supplies |  | F102M |  | 0 | 0 | 0 | 0 | 0 | 0 | 0 | 0 | 0 | 0 | 0 | 0 | 0 | 1788
1249
1250 |  | 163 | Stores Expense Undistributed |  | F102M |  | 0 | 0 | 0 | 0 | 0 | 0 | 0 | 0 | 0 | 0 | 0 | 0 | 0 | 1791
1251
1252 |  | 25318 | Provo Working Capital Deposit |  | F102M |  | 0 | 0 | 0 | 0 | 0 | 0 | 0 | 0 | 0 | 0 | 0 | 0 | 0 | 1796
1253
1254 |  | 165 | Prepayments |  | F102M |  | 2918735.8523 | 1234023.5094 | 745982.3275 | 215300.5289 | 13973.4973 | 378720.9271 | 29265.096 | 923.9658 | 1118.7815 | 205655.6471 | 43906.6617 | 49864.9102 | 0 | 1803
1255 |  |  |  | General Plant | F102M |  | 0 | 0 | 0 | 0 | 0 | 0 | 0 | 0 | 0 | 0 | 0 | 0 | 0 | 1804
1256 |  |  |  | System Generation | F102M |  | 0 | 0 | 0 | 0 | 0 | 0 | 0 | 0 | 0 | 0 | 0 | 0 | 0 | 1805
1257 |  |  |  | System Energy | F30 |  | 0 | 0 | 0 | 0 | 0 | 0 | 0 | 0 | 0 | 0 | 0 | 0 | 0 | 1806
1258 |  |  |  | System Overheads | F102M |  | 0 | 0 | 0 | 0 | 0 | 0 | 0 | 0 | 0 | 0 | 0 | 0 | 0 | 1807
1259 |  |  |  | Total Prepayments |  |  | 2918735.8523 | 1234023.5094 | 745982.3275 | 215300.5289 | 13973.4973 | 378720.9271 | 29265.096 | 923.9658 | 1118.7815 | 205655.6471 | 43906.6617 | 49864.9102 | 0
1260
1261 |  | 182 | Misc Regulatory Assets |  | F102M |  | 9523.6043 | 4026.5211 | 2434.0813 | 702.5086 | 45.5944 | 1235.7364 | 95.4897 | 3.0148 | 3.6505 | 671.0381 | 143.264 | 162.7053 | 0 | 1811
1262 |  |  |  | System Generation | F102M |  | 0 | 0 | 0 | 0 | 0 | 0 | 0 | 0 | 0 | 0 | 0 | 0 | 0 | 1812
1263 |  |  |  | Simple Cycle Combustion Turbine | F102M |  | 0 | 0 | 0 | 0 | 0 | 0 | 0 | 0 | 0 | 0 | 0 | 0 | 0 | 1813
1264 |  |  |  | System Generation | F102M |  | 0 | 0 | 0 | 0 | 0 | 0 | 0 | 0 | 0 | 0 | 0 | 0 | 0 | 1814
1265 |  |  |  | Energy | F30 |  | 0 | 0 | 0 | 0 | 0 | 0 | 0 | 0 | 0 | 0 | 0 | 0 | 0 | 1815
1266 |  |  |  | System Generation | F102M |  | 0 | 0 | 0 | 0 | 0 | 0 | 0 | 0 | 0 | 0 | 0 | 0 | 0 | 1816
1267 |  |  |  | System Overheads | F102M |  | 1671221.1258 | 706581.9803 | 427137.4623 | 123277.6142 | 8000.9994 | 216849.5013 | 16756.7225 | 529.0479 | 640.5963 | 117755.1102 | 25140.2471 | 28551.8442 | 0 | 1817
1268 |  |  |  | Total Misc Regulatory Assets |  |  | 1680744.73 | 710608.5014 | 429571.5437 | 123980.1228 | 8046.5938 | 218085.2378 | 16852.2122 | 532.0628 | 644.2467 | 118426.1483 | 25283.5111 | 28714.5495 | 0
1269
1270 |  | 186 | Misc Deferred Debits |  | F102M |  | 0 | 0 | 0 | 0 | 0 | 0 | 0 | 0 | 0 | 0 | 0 | 0 | 0 | 1821
1271 |  |  |  | System Generation | F102M |  | 0 | 0 | 0 | 0 | 0 | 0 | 0 | 0 | 0 | 0 | 0 | 0 | 0 | 1822
1272 |  |  |  | System Generation | F102M |  | 0 | 0 | 0 | 0 | 0 | 0 | 0 | 0 | 0 | 0 | 0 | 0 | 0 | 1823
1273 |  |  |  | System Generation | F102M |  | 0 | 0 | 0 | 0 | 0 | 0 | 0 | 0 | 0 | 0 | 0 | 0 | 0 | 1824
1274 |  |  |  | System Overheads | F102M |  | 0 | 0 | 0 | 0 | 0 | 0 | 0 | 0 | 0 | 0 | 0 | 0 | 0 | 1825
1275 |  |  |  | System Energy | F30 |  | 0 | 0 | 0 | 0 | 0 | 0 | 0 | 0 | 0 | 0 | 0 | 0 | 0 | 1826
1276 |  |  |  | System Net Steam Plant | F102M |  | 0 | 0 | 0 | 0 | 0 | 0 | 0 | 0 | 0 | 0 | 0 | 0 | 0 | 1827
1277 |  |  |  | Excise Tax | F102M |  | 0 | 0 | 0 | 0 | 0 | 0 | 0 | 0 | 0 | 0 | 0 | 0 | 0 | 1828
1278 |  |  |  | Total Misc Deferred Debits |  |  | 0 | 0 | 0 | 0 | 0 | 0 | 0 | 0 | 0 | 0 | 0 | 0 | 0
1279
1280 |  | CWC | Cash Working Capital |  |  |  | 111456.4293 | 46839.7231 | 28761.8861 | 8272.642 | 549.8319 | 14387.4391 | 1110.9523 | 35.8848 | 45.6979 | 7906.3196 | 1636.9039 | 1909.1486 | 0
1281
1282 |  | OWC | Other Working Capital |  | F137M |  | 0 | 0 | 0 | 0 | 0 | 0 | 0 | 0 | 0 | 0 | 0 | 0 | 0 | 1848
1283 |  |  |  | Total Other Working Capital |  |  | 0 | 0 | 0 | 0 | 0 | 0 | 0 | 0 | 0 | 0 | 0 | 0 | 0
1284
1285 |  | 18222 | Nuclear Plant |  | F10 |  | 0 | 0 | 0 | 0 | 0 | 0 | 0 | 0 | 0 | 0 | 0 | 0 | 0 | 1862
1286
1287 |  | 1869 | Misc Deferred Debits-Trojan |  | F10 |  | 0 | 0 | 0 | 0 | 0 | 0 | 0 | 0 | 0 | 0 | 0 | 0 | 0 | 1867
1288
1289 |  | 141 | Impact Housing - Notes Receivable |  | F30 |  | 0 | 0 | 0 | 0 | 0 | 0 | 0 | 0 | 0 | 0 | 0 | 0 | 0 | 1870
1290 |  | TOTAL RATE BASE ADDITIONS |  |  |  |  | 6869746.4425 | 2723376.5195 | 1784643.6224 | 527023.3682 | 27796.1563 | 1009926.5571 | 67557.3602 | 2066.7804 | 2990.0796 | 466333.6132 | 116896.3747 | 141136.0108 | 0
1291
1292 |  | Distribution - METER - Unbundled
1293
1294 |  | A |  | B | C |  | D | E | F | G | H | I | J | K | L | M | N | O
1295 |  | FERC ACCT |  | DESCRIPTION | COS Factor |  | Utah Jurisdiction Normalized | Residential Sch 1 | General Large Dist. Sch 6 | General +1 MW Sch 8 | Street & Area Lighting Sch. 7,11,12 | General Trans Sch 9 | Irrigation Sch 10 | Traffic Signals Sch 15 | Outdoor Lighting Sch 15 | General Small Dist. Sch 23 | Industrial Cust 1 | Industrial Cust 2
1296
1297 |  | 235 | Customer Service Deposits |  | F51 |  | 0 | 0 | 0 | 0 | 0 | 0 | 0 | 0 | 0 | 0 | 0 | 0 | 0 | 1880
1298
1299 |  | 2281 | Accum Prov for Property Insurance |  | F102M |  | 0 | 0 | 0 | 0 | 0 | 0 | 0 | 0 | 0 | 0 | 0 | 0 | 0 | 1885
1300
1301 |  | 2282 | Accum Prov for Injuries & Damages |  | F102M |  | 0 | 0 | 0 | 0 | 0 | 0 | 0 | 0 | 0 | 0 | 0 | 0 | 0 | 1889
1302
1303 |  | 2283 | Accum Prov for Pension & Benefits |  | F102M |  | 0 | 0 | 0 | 0 | 0 | 0 | 0 | 0 | 0 | 0 | 0 | 0 | 0 | 1894
1304
1305 |  | 25335 | Accum Prov for Pension & Benefits |  | F30 |  | 0 | 0 | 0 | 0 | 0 | 0 | 0 | 0 | 0 | 0 | 0 | 0 | 0 | 1899
1306
1307 |  | 22844 | Accum Hydro Relicensing Obligation |  | F10 |  | 0 | 0 | 0 | 0 | 0 | 0 | 0 | 0 | 0 | 0 | 0 | 0 | 0 | 1903
1308
1309 |  | 254 | Reg Liabilities - Insurance Provision |  | F30 |  | 0 | 0 | 0 | 0 | 0 | 0 | 0 | 0 | 0 | 0 | 0 | 0 | 0 | 1906
1310 |  | 254 |  | Situs | F102M |  | 0 | 0 | 0 | 0 | 0 | 0 | 0 | 0 | 0 | 0 | 0 | 0 | 0 | 1907
1311
1312 |  | 22842 | Accum Misc Oper Prov - Trojan |  | F10 |  | 0 | 0 | 0 | 0 | 0 | 0 | 0 | 0 | 0 | 0 | 0 | 0 | 0 | 1912
1313
1314 |  | 252 | Customer Advances for Const |  | F50 |  | 0 | 0 | 0 | 0 | 0 | 0 | 0 | 0 | 0 | 0 | 0 | 0 | 0 | 1920
1315
1316 |  | 25398 | SO2 Emissions |  | F30 |  | 0 | 0 | 0 | 0 | 0 | 0 | 0 | 0 | 0 | 0 | 0 | 0 | 0 | 1923
1317
1318 |  | 25399 | Other Deferred Credits |  | F10 |  | 0 | 0 | 0 | 0 | 0 | 0 | 0 | 0 | 0 | 0 | 0 | 0 | 0 | 1931
1319
1320 |  | 190 | Accum Deferred Income Taxes |  | F104M |  | 0 | 0 | 0 | 0 | 0 | 0 | 0 | 0 | 0 | 0 | 0 | 0 | 0 | 1934
1321 |  |  |  | Customer System | F42 |  | 0 | 0 | 0 | 0 | 0 | 0 | 0 | 0 | 0 | 0 | 0 | 0 | 0 | 1935
1322 |  |  |  | Labor | F138M |  | 0 | 0 | 0 | 0 | 0 | 0 | 0 | 0 | 0 | 0 | 0 | 0 | 0 | 1936
1323 |  |  |  | System Generation | F104M |  | 0 | 0 | 0 | 0 | 0 | 0 | 0 | 0 | 0 | 0 | 0 | 0 | 0 | 1937
1324 |  |  |  | IBT | F141 |  | 0 | 0 | 0 | 0 | 0 | 0 | 0 | 0 | 0 | 0 | 0 | 0 | 0 | 1938
1325 |  |  |  | Bad Debt Expense | F104M |  | 0 | 0 | 0 | 0 | 0 | 0 | 0 | 0 | 0 | 0 | 0 | 0 | 0 | 1941
1326 |  |  |  | TROJP | F104M |  | 0 | 0 | 0 | 0 | 0 | 0 | 0 | 0 | 0 | 0 | 0 | 0 | 0 | 1942
1327 |  |  |  | System Generation | F104M |  | 0 | 0 | 0 | 0 | 0 | 0 | 0 | 0 | 0 | 0 | 0 | 0 | 0 | 1943
1328 |  |  |  | Energy | F104M |  | 0 | 0 | 0 | 0 | 0 | 0 | 0 | 0 | 0 | 0 | 0 | 0 | 0 | 1944
1329 |  |  |  | System Net Plant | F104M |  | 0 | 0 | 0 | 0 | 0 | 0 | 0 | 0 | 0 | 0 | 0 | 0 | 0 | 1945
1330 |  |  |  | Division Net Plant Distribution | F104M |  | 0 | 0 | 0 | 0 | 0 | 0 | 0 | 0 | 0 | 0 | 0 | 0 | 0 | 1946
1331 |  |  |  | Simple Cycle Combustion Turbine | F10 |  | 0 | 0 | 0 | 0 | 0 | 0 | 0 | 0 | 0 | 0 | 0 | 0 | 0 | 1947
1332 |  |  |  | Total Accum Deferred Income Taxes |  |  | 0 | 0 | 0 | 0 | 0 | 0 | 0 | 0 | 0 | 0 | 0 | 0 | 0
1333
1334 |  | 281 | Accum Deferred Income Taxes |  | F104M |  | 0 | 0 | 0 | 0 | 0 | 0 | 0 | 0 | 0 | 0 | 0 | 0 | 0 | 1954
1335
1336 |  | 282 | Accum Deferred Income Taxes |  | F104M |  | 0 | 0 | 0 | 0 | 0 | 0 | 0 | 0 | 0 | 0 | 0 | 0 | 0 | 1957
1337 |  |  |  | DITBAL | F104M |  | 0 | 0 | 0 | 0 | 0 | 0 | 0 | 0 | 0 | 0 | 0 | 0 | 0 | 1958
1338 |  |  |  | System Net Plant | F104M |  | 0 | 0 | 0 | 0 | 0 | 0 | 0 | 0 | 0 | 0 | 0 | 0 | 0 | 1959
1339 |  |  |  | Labor | F138M |  | 0 | 0 | 0 | 0 | 0 | 0 | 0 | 0 | 0 | 0 | 0 | 0 | 0 | 1960
1340 |  |  |  | GPS | F104M |  | 0 | 0 | 0 | 0 | 0 | 0 | 0 | 0 | 0 | 0 | 0 | 0 | 0 | 1961
1341 |  |  |  | CIAC | F104M |  | 0 | 0 | 0 | 0 | 0 | 0 | 0 | 0 | 0 | 0 | 0 | 0 | 0 | 1962
1342 |  |  |  | SNPD | F104M |  | 0 | 0 | 0 | 0 | 0 | 0 | 0 | 0 | 0 | 0 | 0 | 0 | 0 | 1963
1343 |  |  |  | SCHMDEXP | F104M |  | 0 | 0 | 0 | 0 | 0 | 0 | 0 | 0 | 0 | 0 | 0 | 0 | 0 | 1964
1344 |  |  |  | TAXDEPR | F104M |  | 0 | 0 | 0 | 0 | 0 | 0 | 0 | 0 | 0 | 0 | 0 | 0 | 0 | 1965
1345 |  |  |  | DGP | F104M |  | 0 | 0 | 0 | 0 | 0 | 0 | 0 | 0 | 0 | 0 | 0 | 0 | 0 | 1966
1346 |  |  |  | IBT | F104M |  | 0 | 0 | 0 | 0 | 0 | 0 | 0 | 0 | 0 | 0 | 0 | 0 | 0 | 1967
1347 |  |  |  | SSGCT | F104M |  | 0 | 0 | 0 | 0 | 0 | 0 | 0 | 0 | 0 | 0 | 0 | 0 | 0 | 1968
1348 |  |  |  | SSGCH | F104M |  | 0 | 0 | 0 | 0 | 0 | 0 | 0 | 0 | 0 | 0 | 0 | 0 | 0 | 1969
1349 |  |  |  | SE | F104M |  | 0 | 0 | 0 | 0 | 0 | 0 | 0 | 0 | 0 | 0 | 0 | 0 | 0 | 1970
1350 |  |  |  | SG | F104M |  | 0 | 0 | 0 | 0 | 0 | 0 | 0 | 0 | 0 | 0 | 0 | 0 | 0 | 1971
1351 |  |  |  | Total Accum Deferred Income Taxes |  |  | 0 | 0 | 0 | 0 | 0 | 0 | 0 | 0 | 0 | 0 | 0 | 0 | 0
1352
1353
1354 |  | 283 | Accum Deferred Income Taxes |  | F104M |  | 0 | 0 | 0 | 0 | 0 | 0 | 0 | 0 | 0 | 0 | 0 | 0 | 0 | 1975
1355 |  |  |  | System Generation | F104M |  | 0 | 0 | 0 | 0 | 0 | 0 | 0 | 0 | 0 | 0 | 0 | 0 | 0 | 1976
1356 |  |  |  | Energy | F104M |  | 0 | 0 | 0 | 0 | 0 | 0 | 0 | 0 | 0 | 0 | 0 | 0 | 0 | 1977
1357 |  |  |  | Labor | F138M |  | 0 | 0 | 0 | 0 | 0 | 0 | 0 | 0 | 0 | 0 | 0 | 0 | 0 | 1978
1358 |  |  |  | General Plant | F104M |  | 0 | 0 | 0 | 0 | 0 | 0 | 0 | 0 | 0 | 0 | 0 | 0 | 0 | 1979
1359 |  |  |  | System Net Plant | F104M |  | 0 | 0 | 0 | 0 | 0 | 0 | 0 | 0 | 0 | 0 | 0 | 0 | 0 | 1980
1360 |  |  |  | TROJP | F104M |  | 0 | 0 | 0 | 0 | 0 | 0 | 0 | 0 | 0 | 0 | 0 | 0 | 0 | 1981
1361 |  |  |  | System Generation | F104M |  | 0 | 0 | 0 | 0 | 0 | 0 | 0 | 0 | 0 | 0 | 0 | 0 | 0 | 1982
1362 |  |  |  | Simple Cycle Combustion Turbine | F104M |  | 0 | 0 | 0 | 0 | 0 | 0 | 0 | 0 | 0 | 0 | 0 | 0 | 0 | 1983
1363 |  |  |  | System Generation | F104M |  | 0 | 0 | 0 | 0 | 0 | 0 | 0 | 0 | 0 | 0 | 0 | 0 | 0 | 1984
1364 |  |  |  | Total Accum Deferred Income Taxes |  |  | 0 | 0 | 0 | 0 | 0 | 0 | 0 | 0 | 0 | 0 | 0 | 0 | 0
1365
1366 |  | 255 | Accum Investment Tax Credit |  | F104M |  | 0 | 0 | 0 | 0 | 0 | 0 | 0 | 0 | 0 | 0 | 0 | 0 | 0 | 1998
1367 |  | TOTAL MISC RATE BASE DEDUCTIONS |  |  |  |  | 0 | 0 | 0 | 0 | 0 | 0 | 0 | 0 | 0 | 0 | 0 | 0 | 0
1368
1369 | [6 empty] | D: ACCUMULATED DEPRECIATION
1370 | [6 empty] | D: PRODUCTION PLANT
1371
1372 |  | 108SP | Steam Prod Accumulated Depr |  | F10 |  | 0 | 0 | 0 | 0 | 0 | 0 | 0 | 0 | 0 | 0 | 0 | 0 | 0 | 2010
1373
1374 |  | 108NP | Nuclear Prod Accumulated Depr |  | F10 |  | 0 | 0 | 0 | 0 | 0 | 0 | 0 | 0 | 0 | 0 | 0 | 0 | 0 | 2016
1375
1376 |  | 108HP | Hydraulic Prod Accum Depr |  | F10 |  | 0 | 0 | 0 | 0 | 0 | 0 | 0 | 0 | 0 | 0 | 0 | 0 | 0 | 2024
1377
1378 |  | 108OP | Other Production - Accum Depr |  | F10 |  | 0 | 0 | 0 | 0 | 0 | 0 | 0 | 0 | 0 | 0 | 0 | 0 | 0 | 2027
1379 |  |  |  | Simple Cycle Combustion Turbine | F10 |  | 0 | 0 | 0 | 0 | 0 | 0 | 0 | 0 | 0 | 0 | 0 | 0 | 0 | 2028
1380 |  |  |  | Wind Generation | F10 |  | 0 | 0 | 0 | 0 | 0 | 0 | 0 | 0 | 0 | 0 | 0 | 0 | 0 | 2029
1381 |  |  |  | System Generation | F10 |  | 0 | 0 | 0 | 0 | 0 | 0 | 0 | 0 | 0 | 0 | 0 | 0 | 0 | 2030
1382 |  |  |  | System Generation | F10 |  | 0 | 0 | 0 | 0 | 0 | 0 | 0 | 0 | 0 | 0 | 0 | 0 | 0 | 2031
1383 |  |  |  | Total Other Production - Accum Depr |  |  | 0 | 0 | 0 | 0 | 0 | 0 | 0 | 0 | 0 | 0 | 0 | 0 | 0
1384
1385 |  | 108EP | Experimental Plant - Accum Depr |  | F10 |  | 0 | 0 | 0 | 0 | 0 | 0 | 0 | 0 | 0 | 0 | 0 | 0 | 0 | 2037
1386
1387
1388
1389 |  | TOTAL PRODUCTION PLANT DEPRECIATION |  |  |  |  | 0 | 0 | 0 | 0 | 0 | 0 | 0 | 0 | 0 | 0 | 0 | 0 | 0
1390
1391
1392 | [6 empty] | D: TRANSMISSION PLANT
1393
1394 |  | 108TP | Transmission Plant Accum Depr |  | F106 |  | 0 | 0 | 0 | 0 | 0 | 0 | 0 | 0 | 0 | 0 | 0 | 0 | 0 | 2045
1395
1396
1397 | [6 empty] | D: DISTRIBUTION PLANT
1398
1399 |  | 108360 | Land and Land Rights |  | F118 |  | 0 | 0 | 0 | 0 | 0 | 0 | 0 | 0 | 0 | 0 | 0 | 0 | 0 | 2049
1400
1401 |  | 108361 | Structures and Improvements |  | F119 |  | 0 | 0 | 0 | 0 | 0 | 0 | 0 | 0 | 0 | 0 | 0 | 0 | 0 | 2053
1402
1403 |  | 108362 | Station Equipment |  | F120 |  | 0 | 0 | 0 | 0 | 0 | 0 | 0 | 0 | 0 | 0 | 0 | 0 | 0 | 2057
1404
1405 |  | Distribution - METER - Unbundled
1406
1407 |  | A |  | B | C |  | D | E | F | G | H | I | J | K | L | M | N | O
1408 |  | FERC ACCT |  | DESCRIPTION | COS Factor |  | Utah Jurisdiction Normalized | Residential Sch 1 | General Large Dist. Sch 6 | General +1 MW Sch 8 | Street & Area Lighting Sch. 7,11,12 | General Trans Sch 9 | Irrigation Sch 10 | Traffic Signals Sch 15 | Outdoor Lighting Sch 15 | General Small Dist. Sch 23 | Industrial Cust 1 | Industrial Cust 2
1409
1410 |  | 108364 | Poles, Towers & Fixtures |  | F121 |  | 0 | 0 | 0 | 0 | 0 | 0 | 0 | 0 | 0 | 0 | 0 | 0 | 0 | 2061
1411
1412 |  | 108365 | Overhead Conductors |  | F122 |  | 0 | 0 | 0 | 0 | 0 | 0 | 0 | 0 | 0 | 0 | 0 | 0 | 0 | 2065
1413
1414 |  | 108366 | Underground Conduit |  | F123 |  | 0 | 0 | 0 | 0 | 0 | 0 | 0 | 0 | 0 | 0 | 0 | 0 | 0 | 2069
1415
1416 |  | 108367 | Underground Conductors |  | F124 |  | 0 | 0 | 0 | 0 | 0 | 0 | 0 | 0 | 0 | 0 | 0 | 0 | 0 | 2073
1417
1418 |  | 108368 | Line Transformers |  | F125 |  | 0 | 0 | 0 | 0 | 0 | 0 | 0 | 0 | 0 | 0 | 0 | 0 | 0 | 2077
1419
1420 |  | 108369 | Services |  | F126 |  | 0 | 0 | 0 | 0 | 0 | 0 | 0 | 0 | 0 | 0 | 0 | 0 | 0 | 2081
1421
1422 |  | 108370 | Meters |  | F127 |  | 0 | 0 | 0 | 0 | 0 | 0 | 0 | 0 | 0 | 0 | 0 | 0 | 0 | 2085
1423
1424 |  | 108371 | Install on Customers' Premises |  | F128 |  | 0 | 0 | 0 | 0 | 0 | 0 | 0 | 0 | 0 | 0 | 0 | 0 | 0 | 2089
1425
1426 |  | 108372 | Leased Property |  | F129 |  | 0 | 0 | 0 | 0 | 0 | 0 | 0 | 0 | 0 | 0 | 0 | 0 | 0 | 2093
1427
1428 |  | 108373 | Street Lights |  | F130 |  | 0 | 0 | 0 | 0 | 0 | 0 | 0 | 0 | 0 | 0 | 0 | 0 | 0 | 2097
1429
1430 |  | 108D00 | Unclassified Dist Plant - Acct 300 |  | F121 |  | 0 | 0 | 0 | 0 | 0 | 0 | 0 | 0 | 0 | 0 | 0 | 0 | 0 | 2101
1431
1432 |  | 108DS | Unclassified Dist Sub - Acct 300 |  | F120 |  | 0 | 0 | 0 | 0 | 0 | 0 | 0 | 0 | 0 | 0 | 0 | 0 | 0 | 2105
1433
1434 |  | 108D | Unclassified Dist Sub - Acct 300 |  | F102M |  | 0 | 0 | 0 | 0 | 0 | 0 | 0 | 0 | 0 | 0 | 0 | 0 | 0 | 2109
1435
1436
1437 |  | TOTAL DISTRIBUTION PLANT DEPR |  |  |  |  | 0 | 0 | 0 | 0 | 0 | 0 | 0 | 0 | 0 | 0 | 0 | 0 | 0
1438
1439 | [6 empty] | D: GENERAL PLANT
1440 |  | 108GP | General Plant Accumulated Depr
1441 |  |  |  | Situs | F107M |  | 0 | 0 | 0 | 0 | 0 | 0 | 0 | 0 | 0 | 0 | 0 | 0 | 0 | 2115
1442 |  |  |  | System Generation | F105M |  | 0 | 0 | 0 | 0 | 0 | 0 | 0 | 0 | 0 | 0 | 0 | 0 | 0 | 2116
1443 |  |  |  | System Generation | F105M |  | 0 | 0 | 0 | 0 | 0 | 0 | 0 | 0 | 0 | 0 | 0 | 0 | 0 | 2117
1444 |  |  |  | System Generation | F105M |  | 0 | 0 | 0 | 0 | 0 | 0 | 0 | 0 | 0 | 0 | 0 | 0 | 0 | 2118
1445 |  |  |  | Customer - System | F42 |  | 0 | 0 | 0 | 0 | 0 | 0 | 0 | 0 | 0 | 0 | 0 | 0 | 0 | 2119
1446 |  |  |  | System Overheads | F102M |  | 0 | 0 | 0 | 0 | 0 | 0 | 0 | 0 | 0 | 0 | 0 | 0 | 0 | 2120
1447 |  |  |  | Energy | F30 |  | 0 | 0 | 0 | 0 | 0 | 0 | 0 | 0 | 0 | 0 | 0 | 0 | 0 | 2121
1448 |  |  |  | Simple Cycle Combustion Turbine | F10 |  | 0 | 0 | 0 | 0 | 0 | 0 | 0 | 0 | 0 | 0 | 0 | 0 | 0 | 2122
1449 |  |  |  | Cholla | F10 |  | 0 | 0 | 0 | 0 | 0 | 0 | 0 | 0 | 0 | 0 | 0 | 0 | 0 | 2123
1450 |  |  | Total General Plant Accumulated Depr |  |  |  | 0 | 0 | 0 | 0 | 0 | 0 | 0 | 0 | 0 | 0 | 0 | 0 | 0
1451
1452 |  | 108MP | Mining Plant Accumulated Depr. |  | F30 |  | 0 | 0 | 0 | 0 | 0 | 0 | 0 | 0 | 0 | 0 | 0 | 0 | 0 | 2131
1453
1454 |  | 1081390 | Accum Depr - Capital Lease |  | F30 |  | 0 | 0 | 0 | 0 | 0 | 0 | 0 | 0 | 0 | 0 | 0 | 0 | 0 | 2138
1455 |  |  | Remove Capital Lease |  | F30 |  | 0 | 0 | 0 | 0 | 0 | 0 | 0 | 0 | 0 | 0 | 0 | 0 | 0 | 2141
1456
1457 |  | 1081399L | Accum Depr - Capital Lease |  | F30 |  | 0 | 0 | 0 | 0 | 0 | 0 | 0 | 0 | 0 | 0 | 0 | 0 | 0 | 2145
1458 |  |  |  | Energy | F30 |  | 0 | 0 | 0 | 0 | 0 | 0 | 0 | 0 | 0 | 0 | 0 | 0 | 0 | 2146
1459 |  |  | Remove Capital Lease |  | F30 |  | 0 | 0 | 0 | 0 | 0 | 0 | 0 | 0 | 0 | 0 | 0 | 0 | 0 | 2149
1460
1461 |  | TOTAL GENERAL PLANT ACCUM DEPR |  |  |  |  | 0 | 0 | 0 | 0 | 0 | 0 | 0 | 0 | 0 | 0 | 0 | 0 | 0
1462
1463
1464 |  | TOTAL ACCUM DEPR - PLANT IN SERVICE |  |  |  |  | 0 | 0 | 0 | 0 | 0 | 0 | 0 | 0 | 0 | 0 | 0 | 0 | 0
1465
1466
1467 | [6 empty] | D: ACCUMULATED AMORTIZATION
1468
1469 |  | 111CLS | Accum Prov for Amort-Steam |  | F10 |  | 0 | 0 | 0 | 0 | 0 | 0 | 0 | 0 | 0 | 0 | 0 | 0 | 0 | 2162
1470
1471 |  | 111CLG | Accum Prov for Amort-General
1472 |  |  | Situs |  | F108M |  | 0 | 0 | 0 | 0 | 0 | 0 | 0 | 0 | 0 | 0 | 0 | 0 | 0 | 2166
1473 |  |  | Customer - System |  | F40 |  | 0 | 0 | 0 | 0 | 0 | 0 | 0 | 0 | 0 | 0 | 0 | 0 | 0 | 2167
1474 |  |  | System Generation |  | F108M |  | 0 | 0 | 0 | 0 | 0 | 0 | 0 | 0 | 0 | 0 | 0 | 0 | 0 | 2168
1475 |  |  | System Overheads |  | F108M |  | 0 | 0 | 0 | 0 | 0 | 0 | 0 | 0 | 0 | 0 | 0 | 0 | 0 | 2169
1476 |  |  | Energy |  | F108M |  | 0 | 0 | 0 | 0 | 0 | 0 | 0 | 0 | 0 | 0 | 0 | 0 | 0 | 2170
1477 |  |  | Total Accum Prov for Amort-General |  |  |  | 0 | 0 | 0 | 0 | 0 | 0 | 0 | 0 | 0 | 0 | 0 | 0 | 0 | 2171
1478
1479 |  | 111CLH | Accum Prov for Amort-Hydro |  | F10 |  | 0 | 0 | 0 | 0 | 0 | 0 | 0 | 0 | 0 | 0 | 0 | 0 | 0 | 2179
1480
1481 |  | 111IP | Accum Prov for Amort-Intangible
1482 |  |  |  | Situs | F107M |  | 0 | 0 | 0 | 0 | 0 | 0 | 0 | 0 | 0 | 0 | 0 | 0 | 0 | 2183
1483 |  |  |  | System Generation | F105M |  | 0 | 0 | 0 | 0 | 0 | 0 | 0 | 0 | 0 | 0 | 0 | 0 | 0 | 2184
1484 |  |  |  | System Generation | F105M |  | 0 | 0 | 0 | 0 | 0 | 0 | 0 | 0 | 0 | 0 | 0 | 0 | 0 | 2185
1485 |  |  |  | Energy | F30 |  | 0 | 0 | 0 | 0 | 0 | 0 | 0 | 0 | 0 | 0 | 0 | 0 | 0 | 2186
1486 |  |  |  | System Generation | F105M |  | 0 | 0 | 0 | 0 | 0 | 0 | 0 | 0 | 0 | 0 | 0 | 0 | 0 | 2187
1487 |  |  |  | System Generation | F105M |  | 0 | 0 | 0 | 0 | 0 | 0 | 0 | 0 | 0 | 0 | 0 | 0 | 0 | 2188
1488 |  |  |  | System Generation | F105M |  | 0 | 0 | 0 | 0 | 0 | 0 | 0 | 0 | 0 | 0 | 0 | 0 | 0 | 2189
1489 |  |  |  | Customer - System | F42 |  | 0 | 0 | 0 | 0 | 0 | 0 | 0 | 0 | 0 | 0 | 0 | 0 | 0 | 2190
1490 |  |  |  | System Generation | F105M |  | 0 | 0 | 0 | 0 | 0 | 0 | 0 | 0 | 0 | 0 | 0 | 0 | 0 | 2191
1491 |  |  |  | Cholla | F10 |  | 0 | 0 | 0 | 0 | 0 | 0 | 0 | 0 | 0 | 0 | 0 | 0 | 0 | 2192
1492 |  |  |  | System Overheads | F102M |  | 0 | 0 | 0 | 0 | 0 | 0 | 0 | 0 | 0 | 0 | 0 | 0 | 0 | 2193
1493 |  |  | Total Accum Prov for Amort-Intangible |  |  |  | 0 | 0 | 0 | 0 | 0 | 0 | 0 | 0 | 0 | 0 | 0 | 0 | 0
1494
1495 |  | 111390 | Accum Prov for Amort-Capital Lease |  | F30 |  | 0 | 0 | 0 | 0 | 0 | 0 | 0 | 0 | 0 | 0 | 0 | 0 | 0 | 2204
1496
1497
1498 |  | TOTAL ACCUM PROV FOR AMORTIZATION |  |  |  |  | 0 | 0 | 0 | 0 | 0 | 0 | 0 | 0 | 0 | 0 | 0 | 0 | 0

## Production-Demand
Production Demand |  |  | - | Production - Demand - Unbundled
Rocky Mountain Power
3 | Cost Of Service By Rate Schedule
4 | State of Utah
5 | 2010 Protocol (Non Wgt)
6 | 12 Months Ended Dec 2015
7
8
9 |  | A |  | B | C |  | D | E | F | G | H | I | J | K | L | M | N | O | Chk Total
12 |  |  |  | DESCRIPTION |  |  | Utah Jurisdiction Normalized | Residential Sch 1 | General Large Dist. Sch 6 | General +1 MW Sch 8 | Street & Area Lighting Sch. 7,11,12 | General Trans Sch 9 | Irrigation Sch 10 | Traffic Signals Sch 15 | Outdoor Lighting Sch 15 | General Small Dist. Sch 23 | Industrial Cust 1 | Industrial Cust 2 | 0
13
12 |  |  |  | Operating Revenues |  |  | 743519489.68 | 276287994.3542 | 210427934.6158 | 59090420.6144 | 1177991.655 | 113858603.8821 | 6088339.9571 | 197486.7912 | 313478.7482 | 50933810.095 | 11617801.1294 | 13525627.8376 | 0
13
14 |  |  |  | Operating Expenses
15 |  |  |  | Operation & Maintenance Expenses |  |  | 342507326.662 | 132380926.1582 | 90316386.4087 | 26094824.2076 | 421181.6218 | 55416265.3973 | 2908891.5417 | 78807.3323 | 100355.5786 | 22054040.1987 | 6530908.914 | 6204739.3031 | 0
16 |  |  |  | Depreciation Expense |  |  | 135423231.0434 | 52363998.1307 | 35714039.1795 | 10311232.6279 | 160910.6098 | 21915333.59 | 1147225.8334 | 30990.1795 | 39222.5273 | 8716038.9816 | 2583627.4693 | 2440611.9145 | 0
17 |  |  |  | Amortization Expense |  |  | 10169458.9052 | 3562437.7291 | 2756381.0766 | 825273.0294 | -3047.2878 | 1850616.8143 | 88314.4233 | 2205.6017 | 4045.9748 | 627046.2516 | 216545.2729 | 239640.0194 | 0
18 |  |  |  | Taxes Other Than Income |  |  | 24541685.9905 | 8799944.8777 | 6546865.771 | 1969923.883 | 47022.9914 | 4301772.9059 | 221558.4132 | 6159.7809 | 10843.9094 | 1548943.7473 | 500726.0517 | 587923.659 | 0
19 |  |  |  | Income Taxes - Federal |  |  | 19300182.5921 | 3836649.3159 | 9862587.6619 | 2278627.7287 | 122301.8213 | 911410.91 | 90556.1874 | 13466.933 | 37758.3661 | 2275532.2965 | -494534.7789 | 365826.1503 | 0
20 |  |  |  | Income Taxes - State |  |  | 5266785.3601 | 1545252.3812 | 2037339.2118 | 510742.6899 | 19722.3459 | 551043.4704 | 34675.9017 | 2433.8686 | 5888.5708 | 479458.5704 | -16822.6454 | 97050.9947 | 0
21 |  |  |  | Income Taxes Deferred |  |  | 40579125.1045 | 14550510.6798 | 10825095.1163 | 3257224.7777 | 77751.4574 | 7112884.6236 | 366341.8467 | 10185.0589 | 17930.16 | 2561143.6038 | 827939.2501 | 972118.5301 | 0
22 |  |  |  | Investment Tax Credit Adj |  |  | -1503932.7657 | -539267.1654 | -401196.8024 | -120718.4003 | -2881.6039 | -263615.8423 | -13577.2643 | -377.476 | -664.5228 | -94920.4246 | -30684.8648 | -36028.399 | 0
23 |  |  |  | Misc Revenues & Expense |  |  | -301734.0526 | -116018.9316 | -79643.6005 | -23070.033 | -375.4023 | -49142.3653 | -2569.0594 | -69.5615 | -90.9185 | -19390.8782 | -5787.5089 | -5575.7933 | 0
24
25 |  |  |  | Total Operating Expenses |  |  | 575982128.8397 | 216384433.1757 | 157577854.0229 | 45104060.5108 | 842586.5537 | 91746569.5038 | 4841417.8237 | 143801.7175 | 215289.6456 | 38147892.3471 | 10111917.16 | 10866306.379 | 0
26
27 |  |  |  | Operating Revenue For Return |  |  | 167537360.8403 | 59903561.1785 | 52850080.5929 | 13986360.1036 | 335405.1013 | 22112034.3784 | 1246922.1334 | 53685.0737 | 98189.1025 | 12785917.7479 | 1505883.9694 | 2659321.4586 | 0
28
29
30 |  |  |  | Rate Base :
31 |  |  |  | Electric Plant In Service |  |  | 4155360568.8888 | 1604029346.8099 | 1096149683.748 | 316791862.102 | 5007825.193 | 673761931.1456 | 35255762.3923 | 953049.3733 | 1218226.2359 | 267323474.3709 | 79405867.1244 | 75463540.3934 | 0
32 |  |  |  | Plant Held For Future Use |  |  | -733416.9709 | -284068.7765 | -193366.6923 | -55772.6377 | -859.0555 | -118457.767 | -6203.5706 | -167.4582 | -209.8289 | -47225.2173 | -13969.51 | -13116.457 | 0
33 |  |  |  | Electric Plant Acquisition Adj |  |  | 12467598.4128 | 4828979.3762 | 3287104.5553 | 948097.5727 | 14603.3688 | 2013702.882 | 105456.5545 | 2846.6774 | 3566.9511 | 802797.1372 | 237472.3343 | 222971.0034 | 0
34 |  |  |  | Pensions |  |  | 0 | 0 | 0 | 0 | 0 | 0 | 0 | 0 | 0 | 0 | 0 | 0 | 0
35 |  |  |  | Prepayments |  |  | 5262924.1384 | 1901407.6742 | 1402241.5063 | 420335.7076 | 9710.5848 | 915837.0213 | 47235.8394 | 1309.3946 | 2246.7425 | 332755.2972 | 106750.8346 | 123093.5359 | 0
36 |  |  |  | Fuel Stock |  |  | 0 | 0 | 0 | 0 | 0 | 0 | 0 | 0 | 0 | 0 | 0 | 0 | 0
37 |  |  |  | Materials & Supplies |  |  | 65532627.1875 | 23799943.5222 | 17447087.5574 | 5215700.6381 | 117702.906 | 11344198.8295 | 585706.3892 | 16206.7088 | 27304.8964 | 4148935.2077 | 1323342.9559 | 1506497.5762 | 0
38 |  |  |  | Misc Deferred Debits |  |  | 159598186.5648 | 53991288.4313 | 42915518.7333 | 13285263.219 | 389410.9702 | 29534287.8501 | 1505238.8248 | 42591.6398 | 87971.6936 | 9926744.6712 | 3411429.5785 | 4508440.9528 | 0
39 |  |  |  | Cash Working Capital |  |  | 6255490.5945 | 2349141.1357 | 1738587.3267 | 491807.607 | 9545.1833 | 971505.2533 | 51776.9219 | 1607.9798 | 2436.3234 | 421967.6154 | 103270.6693 | 113844.5788 | 0
40 |  |  |  | Weatherization Loans |  |  | 0 | 0 | 0 | 0 | 0 | 0 | 0 | 0 | 0 | 0 | 0 | 0 | 0
41 |  |  |  | Miscellaneous Rate Base |  |  | 0 | 0 | 0 | 0 | 0 | 0 | 0 | 0 | 0 | 0 | 0 | 0 | 0
42
43 |  |  |  | Total Rate Base Additions |  |  | 4403743978.8159 | 1690616038.1731 | 1162746856.7348 | 337097294.2086 | 5547939.1505 | 718423005.2149 | 37544973.3516 | 1017444.3156 | 1341543.0139 | 282909449.0823 | 84574163.987 | 81925271.5836 | 0
44
45 |  |  |  | Rate Base Deductions :
46 |  |  |  | Accum Provision For Depreciation |  |  | -1324462426.5092 | -512289468.366 | -349272247.3132 | -100822050.2368 | -1569578.011 | -214258620.3498 | -11216878.4868 | -302963.0293 | -382734.6947 | -85251536.978 | -25260694.7061 | -23835654.3376 | 0
47 |  |  |  | Accum Provision For Amortization |  |  | -76927722.012 | -27918060.2426 | -20483036.1568 | -6125611.9423 | -138695.3916 | -13326532.8589 | -687954.792 | -19040.775 | -32162.666 | -4869461.2635 | -1554416.3561 | -1772749.5673 | 0
48 |  |  |  | Accum Deferred Income Taxes |  |  | -700705460.4608 | -253068711.8228 | -186703417.8526 | -55975896.1684 | -1295056.2243 | -121975120.2444 | -6290656.5192 | -174399.2494 | -299588.7154 | -44299240.3157 | -14216818.4886 | -16406554.86 | 0
49 |  |  |  | Unamortized ITC |  |  | -71549.0257 | -25839.4942 | -19064.428 | -5715.896 | -132.2731 | -12455.5256 | -642.3656 | -17.809 | -30.5983 | -4523.3346 | -1451.7432 | -1675.5582 | 0
50 |  |  |  | Customer Advance For Construction |  |  | 0 | 0 | 0 | 0 | 0 | 0 | 0 | 0 | 0 | 0 | 0 | 0 | 0
51 |  |  |  | Customer Service Deposits |  |  | 0 | 0 | 0 | 0 | 0 | 0 | 0 | 0 | 0 | 0 | 0 | 0 | 0
52 |  |  |  | Misc Rate Base Deductions |  |  | -78638717.6394 | -26157814.4039 | -21193378.7664 | -6611405.2531 | -203396.4174 | -14766201.4606 | -750512.3048 | -21336.2024 | -45754.0475 | -4871287.5049 | -1702054.8417 | -2315576.4366 | 0
53 | [18 empty] | 0
54 |  |  |  | Total Rate Base Deductions |  |  | -2180805875.6472 | -819459894.3296 | -577671144.5169 | -169540679.4966 | -3206858.3173 | -364338930.4392 | -18946644.4685 | -517757.065 | -760270.7219 | -139296049.3966 | -42735436.1358 | -44332210.7597 | 0
55 | [18 empty] | 0
56 |  |  |  | Total Rate Base |  |  | 2222938103.1688 | 871156143.8434 | 585075712.2179 | 167556614.712 | 2341080.8332 | 354084074.7756 | 18598328.8831 | 499687.2506 | 581272.2921 | 143613399.6856 | 41838727.8513 | 37593060.8239 | 0
57
58
59 |  |  |  | Return On Rate Base |  |  | 7.537% | 6.876% | 9.033% | 8.347% | 14.33% | 6.245% | 6.704% | 10.74% | 16.89% | 8.903% | 3.599% | 7.074%
60
61 |  |  |  | Return On Equity |  |  | 9.812% | 8.522% | 12.74% | 11.4% | 23.08% | 7.288% | 8.186% | 16.08% | 28.09% | 12.48% | 2.119% | 8.908%
Rocky Mountain Power
Cost Of Service By Rate Schedule
State of Utah
2010 Protocol (Non Wgt)
12 Months Ended Dec 2015
|  | A |  | B | C |  | D | E | F | G | H | I | J | K | L | M | N | O
|  |  |  | DESCRIPTION | COS Factor |  | Utah Jurisdiction Normalized | Residential Sch 1 | General Large Dist. Sch 6 | General +1 MW Sch 8 | Street & Area Lighting Sch. 7,11,12 | General Trans Sch 9 | Irrigation Sch 10 | Traffic Signals Sch 15 | Outdoor Lighting Sch 15 | General Small Dist. Sch 23 | Industrial Cust 1 | Industrial Cust 2
79 |  |  |  | Total Rate Base |  |  | 2222938103.1688 | 871156143.8434 | 585075712.2179 | 167556614.712 | 2341080.8332 | 354084074.7756 | 18598328.8831 | 499687.2506 | 581272.2921 | 143613399.6856 | 41838727.8513 | 37593060.8239 | 0
80
81
82 |  |  |  | Return On Ratebase ($$) | 7.583% |  | 168575254.4625 | 66063633.7177 | 44368885.9021 | 12706561.1596 | 177534.5416 | 26851765.6525 | 1410393.7575 | 37893.5002 | 44080.4557 | 10890840.9828 | 3172816.2758 | 2850848.5168 | 0
83 |  |  |  | Operating & Maintenance Expense |  |  | 342507326.662 | 132380926.1582 | 90316386.4087 | 26094824.2076 | 421181.6218 | 55416265.3973 | 2908891.5417 | 78807.3323 | 100355.5786 | 22054040.1987 | 6530908.914 | 6204739.3031 | 0
84 |  |  |  | Bad Debt to Produce ROR | F80 |  | 0 | 0 | 0 | 0 | 0 | 0 | 0 | 0 | 0 | 0 | 0 | 0 | 0
85 |  |  |  | Depreciation Expense |  |  | 135423231.0434 | 52363998.1307 | 35714039.1795 | 10311232.6279 | 160910.6098 | 21915333.59 | 1147225.8334 | 30990.1795 | 39222.5273 | 8716038.9816 | 2583627.4693 | 2440611.9145 | 0
86 |  |  |  | Amortization Expense |  |  | 10169458.9052 | 3562437.7291 | 2756381.0766 | 825273.0294 | -3047.2878 | 1850616.8143 | 88314.4233 | 2205.6017 | 4045.9748 | 627046.2516 | 216545.2729 | 239640.0194 | 0
87 |  |  |  | Taxes Other Than Income |  |  | 24541685.9905 | 8799944.8777 | 6546865.771 | 1969923.883 | 47022.9914 | 4301772.9059 | 221558.4132 | 6159.7809 | 10843.9094 | 1548943.7473 | 500726.0517 | 587923.659 | 0
88 |  |  |  | Federal Income Taxes |  |  | 19300182.5921 | 3836649.3159 | 9862587.6619 | 2278627.7287 | 122301.8213 | 911410.91 | 90556.1874 | 13466.933 | 37758.3661 | 2275532.2965 | -494534.7789 | 365826.1503 | 0
89 |  |  |  | FIT Adj to Produce Target ROR | F101 |  | 0 | 0 | 0 | 0 | 0 | 0 | 0 | 0 | 0 | 0 | 0 | 0 | 0
90 |  |  |  | State Income Taxes |  |  | 5266785.3601 | 1545252.3812 | 2037339.2118 | 510742.6899 | 19722.3459 | 551043.4704 | 34675.9017 | 2433.8686 | 5888.5708 | 479458.5704 | -16822.6454 | 97050.9947 | 0
91 |  |  |  | SIT Adj to Produce Target ROR | F101 |  | 0 | 0 | 0 | 0 | 0 | 0 | 0 | 0 | 0 | 0 | 0 | 0 | 0
92 |  |  |  | Deferred Income Taxes |  |  | 40579125.1045 | 14550510.6798 | 10825095.1163 | 3257224.7777 | 77751.4574 | 7112884.6236 | 366341.8467 | 10185.0589 | 17930.16 | 2561143.6038 | 827939.2501 | 972118.5301 | 0
93 |  |  |  | Investment Tax Credit |  |  | -1503932.7657 | -539267.1654 | -401196.8024 | -120718.4003 | -2881.6039 | -263615.8423 | -13577.2643 | -377.476 | -664.5228 | -94920.4246 | -30684.8648 | -36028.399 | 0
94 |  |  |  | Misc Revenue & Expenses |  |  | -301734.0526 | -116018.9316 | -79643.6005 | -23070.033 | -375.4023 | -49142.3653 | -2569.0594 | -69.5615 | -90.9185 | -19390.8782 | -5787.5089 | -5575.7933 | 0
|  |  |  | Total Operating Expenses |  |  | 575982128.8397 | 216384433.1757 | 157577854.0229 | 45104060.5108 | 842586.5537 | 91746569.5038 | 4841417.8237 | 143801.7175 | 215289.6456 | 38147892.3471 | 10111917.16 | 10866306.379
|  |  |  | Total Op. exp. Adjusted for Taxes |  |  | 169217578.1631 | 69875932.4976 | 39120108.722 | 11914528.9357 | 79832.8119 | 29785054.4472 | 1511561.8313 | 28120.5314 | 10594.1084 | 9718030.3067 | 4204434.6468 | 2969379.324
97 |  |  |  | Revenue Credits |  |  | -118651362.3928 | -44880384.864 | -31499219.4243 | -9188877.1263 | -168449.6764 | -19587281.9991 | -1021632.3085 | -28103.8906 | -40535.2066 | -7618192.6657 | -2286072.8882 | -2332612.3432 | 0
98
99 |  |  |  | Total Revenue Requirements |  |  | 626548344.61 | 241379980.8092 | 165198743.3206 | 47829712.3202 | 753969.6893 | 101944341.9519 | 5331347.3465 | 143818.3583 | 185348.5475 | 40247729.9881 | 12030278.9186 | 11503073.3598 | 0
100 |  |  |  | Operating Revenues |  |  | 624868127.2872 | 231407609.4901 | 178928715.1915 | 49901543.4881 | 1009541.9786 | 94271321.8831 | 5066707.6486 | 169382.9006 | 272943.5416 | 43315617.4293 | 9331728.2412 | 11193015.4944 | 0
101
102 |  |  |  | Increase / (Decrease) Required to
103 |  |  |  | Earn Equal Rates of Return |  |  | 1680217.3227 | 9972371.3191 | -13729971.8709 | -2071831.1679 | -255572.2893 | 7673020.0688 | 264639.6979 | -25564.5423 | -87594.9941 | -3067887.4412 | 2698550.6773 | 310057.8653 | 0
104
105 |  |  |  | Existing Revenues |  |  | 624868127.2872 | 231407609.4901 | 178928715.1915 | 49901543.4881 | 1009541.9786 | 94271321.8831 | 5066707.6486 | 169382.9006 | 272943.5416 | 43315617.4293 | 9331728.2412 | 11193015.4944 | 0
106 |  |  |  | check |  |  | 0 | 8.0466e-07 | 1.6093e-06 | 6.333e-07 | -7.3342e-09 | 2.265e-06 | 6.1467e-08 | 8.1491e-10 | 4.0163e-09 | 1.7881e-07 | 2.9802e-07 | 3.7998e-07 | 0
107 |  |  |  | Percent Increase / (Decrease)
108 |  |  |  | Over Existing Rates To
109 |  |  |  | Equal Authorized RoE & RoR |  |  | 0.2689% | 4.309% | -7.673% | -4.152% | -25.32% | 8.139% | 5.223% | -15.09% | -32.09% | -7.083% | 28.92% | 2.77%
[5 empty] | 2010 Protocol |  | E: ELECTRIC REVENUES
|  | Production - Demand - Unbundled |  |  | (Non-Wgt)
|  | A |  | B | C |  | D | E | F | G | H | I | J | K | L | M | N | O
|  | FERC ACCT |  | DESCRIPTION | COS Factor |  | Utah Jurisdiction Normalized | Residential Sch 1 | General Large Dist. Sch 6 | General +1 MW Sch 8 | Street & Area Lighting Sch. 7,11,12 | General Trans Sch 9 | Irrigation Sch 10 | Traffic Signals Sch 15 | Outdoor Lighting Sch 15 | General Small Dist. Sch 23 | Industrial Cust 1 | Industrial Cust 2 |  | Func Study Row
122 |  | 440 | Residential Sales |  | A |  | 231407609.4901 | 231407609.4901 | 0 | 0 | 0 | 0 | 0 | 0 | 0 | 0 | 0 | 0 | 0
123
124 |  | 442 | Commercial & Industrial Sales |  | A |  | 378098900.3763 | 0 | 178928715.1915 | 49901543.4881 | 0 | 80361572.8831 | 5066707.6486 | 0 | 0 | 43315617.4293 | 9331728.2412 | 11193015.4944 | 0
125 |  |  |  | Interruptible Demand | F12 |  | 0 | 0 | 0 | 0 | 0 | 0 | 0 | 0 | 0 | 0 | 0 | 0 | 0 | 100
126 |  |  |  | Interruptible Energy | F30 |  | 0 | 0 | 0 | 0 | 0 | 0 | 0 | 0 | 0 | 0 | 0 | 0 | 0 | 101
127 | [6 empty] | 378098900.3763 | 0 | 178928715.1915 | 49901543.4881 | 0 | 80361572.8831 | 5066707.6486 | 0 | 0 | 43315617.4293 | 9331728.2412 | 11193015.4944 | 0
128
129 |  | 444 | Public Street & Highway Lighting |  | A |  | 1451868.4208 | 0 | 0 | 0 | 1009541.9786 | 0 | 0 | 169382.9006 | 272943.5416 | 0 | 0 | 0 | 0
130
131 |  | 445 | Other Sales to Public Authority |  | A |  | 13909749 | 0 | 0 | 0 | 0 | 13909749 | 0 | 0 | 0 | 0 | 0 | 0 | 0
132
133 |  | 448 | Interdepartmental |  | A | 0 | 0 | 0 | 0 | 0 | 0 | 0 | 0 | 0 | 0 | 0 | 0 | 0 | 0 | 114
134 |  |  |  | Demand | F12 |  | 0 | 0 | 0 | 0 | 0 | 0 | 0 | 0 | 0 | 0 | 0 | 0 | 0 | 115
135 | [6 empty] | 0 | 0 | 0 | 0 | 0 | 0 | 0 | 0 | 0 | 0 | 0 | 0 | 0
136
137 |  | Total Sales to Ultimate Customers |  |  |  |  | 624868127.2873 | 231407609.4901 | 178928715.1915 | 49901543.4881 | 1009541.9786 | 94271321.8831 | 5066707.6486 | 169382.9006 | 272943.5416 | 43315617.4293 | 9331728.2412 | 11193015.4944 | 0
138
139 |  | 447 | Sales for Resale |  | F11 |  | 0 | 0 | 0 | 0 | 0 | 0 | 0 | 0 | 0 | 0 | 0 | 0 | 0 | 121
140 |  |  |  | Demand | F12 |  | 0 | 0 | 0 | 0 | 0 | 0 | 0 | 0 | 0 | 0 | 0 | 0 | 0 | 122
141 |  |  |  | Demand | F12 |  | 86432207.5111 | 33477124.759 | 22788005.6468 | 6572730.6436 | 101238.5354 | 13960089.1525 | 731082.4831 | 19734.7239 | 24728.0546 | 5565428.5974 | 1646288.034 | 1545756.8809 | 0 | 123
142 |  |  |  | Energy | F30 |  | 0 | 0 | 0 | 0 | 0 | 0 | 0 | 0 | 0 | 0 | 0 | 0 | 0 | 124
143 | [6 empty] | 86432207.5111 | 33477124.759 | 22788005.6468 | 6572730.6436 | 101238.5354 | 13960089.1525 | 731082.4831 | 19734.7239 | 24728.0546 | 5565428.5974 | 1646288.034 | 1545756.8809 | 0
144
145 |  | 449 | Provision for Rate Refund |  | F11 |  | 0.075 | 0.025427 | 0.020161 | 0.006235 | 0.00018157 | 0.013853 | 0.00070626 | 1.9972e-05 | 4.1042e-05 | 0.0046673 | 0.0016005 | 0.002107 | 0 | 128
146 |  |  |  |  | F12 |  | 0 | 0 | 0 | 0 | 0 | 0 | 0 | 0 | 0 | 0 | 0 | 0 |  | 129
147
148 |  | State Specific Revenue Credit |  |  | F140P |  | 20651112.2302 | 6939742.2468 | 5659455.1941 | 1733953.6381 | 53220.4057 | 3750598.6421 | 192363.8787 | 5714.4829 | 12405.4009 | 1308652.0625 | 418637.2277 | 576369.0507 | 0 | 131
149
150 |  | AGA Revenue |  |  | A | 0 | 0 | 0 | 0 | 0 | 0 | 0 | 0 | 0 | 0 | 0 | 0 | 0 | 0 | 133
151
152 |  | Total Sales from Electricity |  |  |  |  | 731951447.1036 | 271824476.5214 | 207376176.0527 | 58208227.7761 | 1164000.9199 | 111982009.6915 | 5990154.0111 | 194832.1074 | 310076.9971 | 50189698.0939 | 11396653.5045 | 13315141.4281 | 0
153
154 |  | Other Electric Operating Revenues
155 |  | 450 | Forfeited Discounts & Interest |  | A | 0 | 0 | 0 | 0 | 0 | 0 | 0 | 0 | 0 | 0 | 0 | 0 | 0 | 0 | 139
156 |  |  |  | Customers | F40 |  | 0 | 0 | 0 | 0 | 0 | 0 | 0 | 0 | 0 | 0 | 0 | 0 | 0 | 140
157 | [6 empty] | 0 | 0 | 0 | 0 | 0 | 0 | 0 | 0 | 0 | 0 | 0 | 0 | 0
158
159 |  | 451 | Misc Electric Revenue |  | A | 0 | 0 | 0 | 0 | 0 | 0 | 0 | 0 | 0 | 0 | 0 | 0 | 0 | 0 | 144
160 |  |  |  | Demand | F12 |  | 0 | 0 | 0 | 0 | 0 | 0 | 0 | 0 | 0 | 0 | 0 | 0 | 0 | 145
161 |  |  |  | Customer | F40 |  | 0 | 0 | 0 | 0 | 0 | 0 | 0 | 0 | 0 | 0 | 0 | 0 | 0 | 146
162 | [6 empty] | 0 | 0 | 0 | 0 | 0 | 0 | 0 | 0 | 0 | 0 | 0 | 0 | 0
163
164 |  | 453 | Water Sales |  | F12 |  | 0 | 0 | 0 | 0 | 0 | 0 | 0 | 0 | 0 | 0 | 0 | 0 | 0 | 150
165
166 |  | 454 | Rent of Electric Property |  | A | 0 | 0 | 0 | 0 | 0 | 0 | 0 | 0 | 0 | 0 | 0 | 0 | 0 | 0 | 154
167 |  |  |  | Demand | F12 |  | 0 | 0 | 0 | 0 | 0 | 0 | 0 | 0 | 0 | 0 | 0 | 0 | 0 | 155
168 |  |  |  | Demand | F12 |  | 0 | 0 | 0 | 0 | 0 | 0 | 0 | 0 | 0 | 0 | 0 | 0 | 0 | 156
169 |  |  |  | System Overhead | F102P |  | 705870.3712 | 256355.89 | 187927.4905 | 56179.7795 | 1267.8111 | 122191.5583 | 6308.8084 | 174.567 | 294.1087 | 44689.3488 | 14254.0994 | 16226.9094 | 0 | 157
170 | [6 empty] | 705870.3712 | 256355.89 | 187927.4905 | 56179.7795 | 1267.8111 | 122191.5583 | 6308.8084 | 174.567 | 294.1087 | 44689.3488 | 14254.0994 | 16226.9094 | 0
171
172 |  | 456 | Other Electric Revenue |  | A | 0 | 0 | 0 | 0 | 0 | 0 | 0 | 0 | 0 | 0 | 0 | 0 | 0 | 0 | 161
173 |  |  |  | Customer | F40 |  | 0 | 0 | 0 | 0 | 0 | 0 | 0 | 0 | 0 | 0 | 0 | 0 | 0 | 162
174 |  |  |  | Energy | F30 |  | 0 | 0 | 0 | 0 | 0 | 0 | 0 | 0 | 0 | 0 | 0 | 0 | 0 | 163
175 |  |  |  | Demand | F12 |  | 0 | 0 | 0 | 0 | 0 | 0 | 0 | 0 | 0 | 0 | 0 | 0 | 0 | 164
176 |  |  |  | Demand | F12 |  | 10862172.2053 | 4207161.9428 | 2863831.0727 | 826013.0589 | 12722.924 | 1754402.6323 | 91877.1377 | 2480.1168 | 3107.6423 | 699422.6523 | 206893.5255 | 194259.5001 | 0 | 165
177 | [6 empty] | 10862172.2053 | 4207161.9428 | 2863831.0727 | 826013.0589 | 12722.924 | 1754402.6323 | 91877.1377 | 2480.1168 | 3107.6423 | 699422.6523 | 206893.5255 | 194259.5001 | 0
178 | [18 empty] | 0
179 |  | Total Other Electric Operating Revenues |  |  |  |  | 11568042.5765 | 4463517.8328 | 3051758.5631 | 882192.8384 | 13990.7351 | 1876594.1907 | 98185.946 | 2654.6838 | 3401.7511 | 744112.0011 | 221147.6249 | 210486.4095 | 0
180 | [18 empty] | 0
181 |  | Total Electric Operating Revenues |  |  |  |  | 743519489.68 | 276287994.3542 | 210427934.6158 | 59090420.6144 | 1177991.655 | 113858603.8821 | 6088339.9571 | 197486.7912 | 313478.7482 | 50933810.095 | 11617801.1294 | 13525627.8376 | 0
182
183 |  | Miscellaneous Revenues
184 |  | 41160 | Gain on Sale of Utility Plant - CR |  | F12 |  | 0 | 0 | 0 | 0 | 0 | 0 | 0 | 0 | 0 | 0 | 0 | 0 | 0 | 179
185 |  | 41170 | Loss on Sale of Utility Plant |  | F12 |  | 0 | 0 | 0 | 0 | 0 | 0 | 0 | 0 | 0 | 0 | 0 | 0 | 0 | 184
186 |  | 4118 | Gain from Emission Allowances |  | F30 |  | -8794.7374 | -2556.9909 | -2409.6277 | -793.4851 | -32.2808 | -1828.3018 | -91.2469 | -2.6758 | -7.1092 | -528.3166 | -207.8471 | -336.8554 | 0 | 187
187 |  | 41181 | Gain from Disposition of NOX Credits |  | F12 |  | 0 | 0 | 0 | 0 | 0 | 0 | 0 | 0 | 0 | 0 | 0 | 0 | 0 | 190
188 |  | 4194 | Impact Housing Interest Income |  | F12 |  | 0 | 0 | 0 | 0 | 0 | 0 | 0 | 0 | 0 | 0 | 0 | 0 | 0 | 194
189 |  | 421 | (Gain)/Loss on Sale of Utility Plant |  | F12 |  | -292939.3152 | -113461.9407 | -77233.9728 | -22276.5479 | -343.1215 | -47314.0635 | -2477.8125 | -66.8857 | -83.8093 | -18862.5616 | -5579.6618 | -5238.9378 | 0 | 204
190
191 |  | Total Miscellaneous Revenues |  |  |  |  | -301734.0526 | -116018.9316 | -79643.6005 | -23070.033 | -375.4023 | -49142.3653 | -2569.0594 | -69.5615 | -90.9185 | -19390.8782 | -5787.5089 | -5575.7933 | 0
192
193 |  | Miscellaneous Expenses
194 |  | 4311 | Interest on Customer Deposits |  | F80 |  | 0 | 0 | 0 | 0 | 0 | 0 | 0 | 0 | 0 | 0 | 0 | 0 | 0 | 210
195
196 |  | DFA | Divergence Fairness Adjustment
197 |  |  |  | Production | F105 |  | 0 | 0 | 0 | 0 | 0 | 0 | 0 | 0 | 0 | 0 | 0 | 0 | 0 | 214
198 |  |  |  | Transmission | F105 |  | 0 | 0 | 0 | 0 | 0 | 0 | 0 | 0 | 0 | 0 | 0 | 0 | 0 | 215
199 |  |  |  | Distribution | F105 |  | 0 | 0 | 0 | 0 | 0 | 0 | 0 | 0 | 0 | 0 | 0 | 0 | 0 | 216
200 | [6 empty] | 0 | 0 | 0 | 0 | 0 | 0 | 0 | 0 | 0 | 0 | 0 | 0 | 0
201
202 |  | Net Miscellaneous Revenues And Expense |  |  |  |  | -301734.0526 | -116018.9316 | -79643.6005 | -23070.033 | -375.4023 | -49142.3653 | -2569.0594 | -69.5615 | -90.9185 | -19390.8782 | -5787.5089 | -5575.7933 | 0
203
204 |  | Distribution - METER - Unbundled
205 | [6 empty] | E: STEAM POWER GENERATION
206
207 |  | A |  | B | C |  | D | E | F | G | H | I | J | K | L | M | N | O
208 |  | FERC ACCT |  | DESCRIPTION | COS Factor |  | Utah Jurisdiction Normalized | Residential Sch 1 | General Large Dist. Sch 6 | General +1 MW Sch 8 | Street & Area Lighting Sch. 7,11,12 | General Trans Sch 9 | Irrigation Sch 10 | Traffic Signals Sch 15 | Outdoor Lighting Sch 15 | General Small Dist. Sch 23 | Industrial Cust 1 | Industrial Cust 2
209 |  | 500 | Operation Suprvn & Engineering |  | F12 |  | 4624897.7799 | 1791326.2247 | 1219362.5473 | 351699.9998 | 5417.169 | 746989.8917 | 39119.4654 | 1055.9846 | 1323.1726 | 297800.312 | 88091.1652 | 82711.8475 | 0 | 225
210 |  |  |  | Cholla | F12 |  | 473013.0134 | 183208.5066 | 124710.7245 | 35970.2386 | 554.0428 | 76398.6485 | 4000.9568 | 108.0012 | 135.3279 | 30457.6295 | 9009.5543 | 8459.3827 | 0 | 226
211 |  |  |  | Total 500 |  |  | 5097910.7933 | 1974534.7313 | 1344073.2719 | 387670.2384 | 5971.2119 | 823388.5402 | 43120.4222 | 1163.9858 | 1458.5005 | 328257.9415 | 97100.7195 | 91171.2302 | 0
212
213 |  | 501 | Fuel Related |  | F30 |  | 0 | 0 | 0 | 0 | 0 | 0 | 0 | 0 | 0 | 0 | 0 | 0 | 0 | 237
214 |  |  |  | System Energy - Non NPC | F30 |  | 0 | 0 | 0 | 0 | 0 | 0 | 0 | 0 | 0 | 0 | 0 | 0 | 0 | 230
215 |  |  |  | System Energy - Non NPC | F30 |  | 0 | 0 | 0 | 0 | 0 | 0 | 0 | 0 | 0 | 0 | 0 | 0 | 0 | 233
216 |  |  |  | Cholla - Non NPC | F30 |  | 0 | 0 | 0 | 0 | 0 | 0 | 0 | 0 | 0 | 0 | 0 | 0 | 0 | 234
217 |  |  |  | Cholla | F30 |  | 0 | 0 | 0 | 0 | 0 | 0 | 0 | 0 | 0 | 0 | 0 | 0 | 0 | 240
218 |  |  |  | Total 501 |  |  | 0 | 0 | 0 | 0 | 0 | 0 | 0 | 0 | 0 | 0 | 0 | 0 | 0
219
220 |  | 502 | Steam Expenses |  | F12 |  | 25180423.5609 | 9752940.545 | 6638863.5767 | 1914843.3937 | 29493.9731 | 4067013.535 | 212987.3471 | 5749.3465 | 7204.0609 | 1621384.5905 | 479615.5414 | 450327.651 | 0 | 244
221 |  |  |  | Cholla | F12 |  | 2618412.686 | 1014169.7254 | 690349.1741 | 199116.9935 | 3066.9616 | 422912.6571 | 22147.7121 | 597.8518 | 749.1218 | 168601.3728 | 49873.3238 | 46827.7919 | 0 | 245
222 |  |  |  | Total 502 |  |  | 27798836.2469 | 10767110.2705 | 7329212.7508 | 2113960.3872 | 32560.9347 | 4489926.1921 | 235135.0592 | 6347.1983 | 7953.1827 | 1789985.9633 | 529488.8652 | 497155.4429 | 0
223
224 |  | 503 | Steam From Other Sources |  | F30 |  | 0 | 0 | 0 | 0 | 0 | 0 | 0 | 0 | 0 | 0 | 0 | 0 | 0 | 252
225 |  |  |  | System Energy - Non NPC | F30 |  | 0 | 0 | 0 | 0 | 0 | 0 | 0 | 0 | 0 | 0 | 0 | 0 | 0 | 249
226 |  |  |  | Total 503 |  |  | 0 | 0 | 0 | 0 | 0 | 0 | 0 | 0 | 0 | 0 | 0 | 0 | 0
227
228 |  | 505 | Electric Expenses |  | F12 |  | 536973.7539 | 207981.9302 | 141574.0878 | 40834.1283 | 628.9604 | 86729.2609 | 4541.9655 | 122.6051 | 153.6269 | 34576.105 | 10227.8247 | 9603.259 | 0 | 256
229 |  |  |  | Cholla | F12 |  | 235629.5218 | 91264.5775 | 62124.1436 | 17918.4291 | 275.9942 | 38057.6781 | 1993.0605 | 53.8004 | 67.4131 | 15172.3451 | 4488.0731 | 4214.0073 | 0 | 257
230 |  |  |  | Total 505 |  |  | 772603.2757 | 299246.5077 | 203698.2314 | 58752.5573 | 904.9546 | 124786.939 | 6535.026 | 176.4054 | 221.04 | 49748.4501 | 14715.8977 | 13817.2663 | 0
231
232 |  | 506 | Misc. Steam Expense |  | F12 |  | 6996409.7956 | 2709865.8051 | 1844615.9195 | 532041.4506 | 8194.9345 | 1130024.4123 | 59178.7806 | 1597.4626 | 2001.6567 | 450503.5828 | 133261.7326 | 125124.0584 | 0 | 261
233 |  |  |  | System Energy | F30 |  | 0 | 0 | 0 | 0 | 0 | 0 | 0 | 0 | 0 | 0 | 0 | 0 | 0 | 262
234 |  |  |  | Cholla | F12 |  | 335663.785 | 130010.0823 | 88498.3555 | 25525.527 | 393.1649 | 54214.7019 | 2839.1953 | 76.6408 | 96.0326 | 21613.6193 | 6393.4416 | 6003.0239 | 0 | 263
235 |  |  |  | Total 506 |  |  | 7332073.5806 | 2839875.8874 | 1933114.275 | 557566.9775 | 8588.0994 | 1184239.1142 | 62017.9759 | 1674.1033 | 2097.6893 | 472117.2021 | 139655.1742 | 131127.0823 | 0
236
237 |  | 507 | Rents |  | F12 |  | 129674.1924 | 50225.7115 | 34188.8321 | 9861.0641 | 151.8881 | 20944.3139 | 1096.8426 | 29.608 | 37.0995 | 8349.8094 | 2469.925 | 2319.0982 | 0 | 267
238 |  |  |  | Cholla | F12 |  | 0 | 0 | 0 | 0 | 0 | 0 | 0 | 0 | 0 | 0 | 0 | 0 | 0 | 268
239 |  |  |  | Total 507 |  |  | 129674.1924 | 50225.7115 | 34188.8321 | 9861.0641 | 151.8881 | 20944.3139 | 1096.8426 | 29.608 | 37.0995 | 8349.8094 | 2469.925 | 2319.0982 | 0
240
241 |  | 510 | Maint Supervision & Engineering |  | F12 |  | 579554.7397 | 224474.4972 | 152800.6406 | 44072.1961 | 678.8358 | 93606.7245 | 4902.1346 | 132.3274 | 165.8093 | 37317.9237 | 11038.8715 | 10364.779 | 0 | 272
242 |  |  |  | Cholla | F12 |  | 1157105.8605 | 448172.9481 | 305073.0236 | 87992.0271 | 1355.3247 | 186889.8347 | 9787.3218 | 264.1974 | 331.0453 | 74506.8329 | 22039.5798 | 20693.7251 | 0 | 273
243 |  |  |  | Total 510 |  |  | 1736660.6001 | 672647.4453 | 457873.6643 | 132064.2232 | 2034.1604 | 280496.5591 | 14689.4564 | 396.5248 | 496.8546 | 111824.7566 | 33078.4513 | 31058.5041 | 0
244
245 |  | 511 | Maintenance of Structures |  | F12 |  | 9617026.8952 | 3724889.3491 | 2535546.2912 | 731326.0785 | 11264.4782 | 1553293.115 | 81345.1386 | 2195.8177 | 2751.4091 | 619246.8993 | 183177.0442 | 171991.2741 | 0 | 277
246 |  |  |  | Cholla | F12 |  | 457541.9544 | 177216.2199 | 120631.7522 | 34793.7431 | 535.9215 | 73899.842 | 3870.0956 | 104.4687 | 130.9017 | 29461.4375 | 8714.8745 | 8182.6977 | 0 | 278
247 |  |  |  | Total 511 |  |  | 10074568.8496 | 3902105.569 | 2656178.0434 | 766119.8216 | 11800.3997 | 1627192.9569 | 85215.2343 | 2300.2864 | 2882.3108 | 648708.3368 | 191891.9188 | 180173.9718 | 0
248
249 |  | 512 | Maintenance of Boiler Plant |  | F12 |  | 30166356.1549 | 11684103.6183 | 7953413.5966 | 2293998.2585 | 35334.0242 | 4872315.9278 | 255160.6074 | 6887.7647 | 8630.5247 | 1942432.1796 | 574583.3943 | 539496.2589 | 0 | 282
250 |  |  |  | Cholla | F12 |  | 1055138.3561 | 408678.6558 | 278189.1092 | 80237.916 | 1235.8895 | 170420.5636 | 8924.8348 | 240.9156 | 301.8726 | 67941.076 | 20097.3885 | 18870.1344 | 0 | 283
251 |  |  |  | Total 512 |  |  | 31221494.5109 | 12092782.2741 | 8231602.7058 | 2374236.1745 | 36569.9138 | 5042736.4914 | 264085.4421 | 7128.6803 | 8932.3973 | 2010373.2556 | 594680.7827 | 558366.3933 | 0
252
253 |  | 513 | Maintenance of Electric Plant |  | F12 |  | 11197534.3524 | 4337055.1939 | 2952249.9008 | 851515.6478 | 13115.7356 | 1808568.6152 | 94713.7815 | 2556.6887 | 3203.5887 | 721016.8489 | 213281.2217 | 200257.1295 | 0 | 287
254 |  |  |  | Cholla | F12 |  | 247078.251 | 95698.926 | 65142.6215 | 18789.0468 | 289.4042 | 39906.8184 | 2089.899 | 56.4144 | 70.6885 | 15909.5365 | 4706.1388 | 4418.7568 | 0 | 288
255 |  |  |  | Total 513 |  |  | 11444612.6033 | 4432754.1199 | 3017392.5223 | 870304.6946 | 13405.1397 | 1848475.4336 | 96803.6805 | 2613.1031 | 3274.2772 | 736926.3855 | 217987.3606 | 204675.8863 | 0
256
257 |  | 514 | Maint of Misc. Steam Plant |  | F12 |  | 2846198.5075 | 1102396.2625 | 750405.3122 | 216438.9489 | 3333.7685 | 459703.4607 | 24074.427 | 649.8612 | 814.2908 | 183268.6567 | 54211.9967 | 50901.5222 | 0 | 292
258 |  |  |  | Cholla | F12 |  | 1061496.925 | 411141.4716 | 279865.5573 | 80721.4529 | 1243.3374 | 171447.5672 | 8978.6184 | 242.3674 | 303.6918 | 68350.5086 | 20218.5011 | 18983.8513 | 0 | 293
259 |  |  |  | Total 514 |  |  | 3907695.4325 | 1513537.7341 | 1030270.8695 | 297160.4018 | 4577.1058 | 631151.0279 | 33053.0454 | 892.2286 | 1117.9826 | 251619.1653 | 74430.4978 | 69885.3735 | 0
260
261 |  | Total Steam Power Generation |  |  |  |  | 99516130.0853 | 38544820.2508 | 26237605.1664 | 7567696.5402 | 116563.8081 | 16073337.5683 | 841752.1846 | 22722.1242 | 28471.3345 | 6407911.2663 | 1895499.5928 | 1779750.249 | 0
262
263
264 | [6 empty] | D: NUCLEAR POWER GENERATION
265
266
267 |  | 517 | Operation Super & Engineering |  | F12 |  | 0 | 0 | 0 | 0 | 0 | 0 | 0 | 0 | 0 | 0 | 0 | 0 | 0 | 299
268
269 |  | 518 | Nuclear Fuel Expense |  | F30 |  | 0 | 0 | 0 | 0 | 0 | 0 | 0 | 0 | 0 | 0 | 0 | 0 | 0 | 303
270
271 |  | 519 | Coolants and Water |  | F12 |  | 0 | 0 | 0 | 0 | 0 | 0 | 0 | 0 | 0 | 0 | 0 | 0 | 0 | 308
272
273 |  | 520 | Steam Expenses |  | F12 |  | 0 | 0 | 0 | 0 | 0 | 0 | 0 | 0 | 0 | 0 | 0 | 0 | 0 | 312
274
275 |  | 523 | Electric Expenses |  | F12 |  | 0 | 0 | 0 | 0 | 0 | 0 | 0 | 0 | 0 | 0 | 0 | 0 | 0 | 316
276
277 |  | 524 | Misc. Nuclear Expenses |  | F12 |  | 0 | 0 | 0 | 0 | 0 | 0 | 0 | 0 | 0 | 0 | 0 | 0 | 0 | 320
278
279 |  | 528 | Maint Supervision & Eng |  | F12 |  | 0 | 0 | 0 | 0 | 0 | 0 | 0 | 0 | 0 | 0 | 0 | 0 | 0 | 324
280
281 |  | 529 | Maintenance of Structures |  | F12 |  | 0 | 0 | 0 | 0 | 0 | 0 | 0 | 0 | 0 | 0 | 0 | 0 | 0 | 328
282
283 |  | 530 | Maintenance of Reactor Plant |  | F12 |  | 0 | 0 | 0 | 0 | 0 | 0 | 0 | 0 | 0 | 0 | 0 | 0 | 0 | 332
284
285 |  | 531 | Maintenance of Electric Plant |  | F12 |  | 0 | 0 | 0 | 0 | 0 | 0 | 0 | 0 | 0 | 0 | 0 | 0 | 0 | 336
286
287 |  | 532 | Maintenance of Misc Nuclear |  | F12 |  | 0 | 0 | 0 | 0 | 0 | 0 | 0 | 0 | 0 | 0 | 0 | 0 | 0 | 340
288
289 |  | Total Nuclear Power Generation |  |  |  |  | 0 | 0 | 0 | 0 | 0 | 0 | 0 | 0 | 0 | 0 | 0 | 0 | 0
290
291
292
293 |  | Distribution - METER - Unbundled |  |  |  |  | D: HYDRAULIC POWER GENERATION
294
295 |  | A |  | B | C |  | D | E | F | G | H | I | J | K | L | M | N | O
296 |  | FERC ACCT |  | DESCRIPTION | COS Factor |  | Utah Jurisdiction Normalized | Residential Sch 1 | General Large Dist. Sch 6 | General +1 MW Sch 8 | Street & Area Lighting Sch. 7,11,12 | General Trans Sch 9 | Irrigation Sch 10 | Traffic Signals Sch 15 | Outdoor Lighting Sch 15 | General Small Dist. Sch 23 | Industrial Cust 1 | Industrial Cust 2
297 |  | 535 | Operation Super & Engineering |  | F12 |  | 2903001.8284 | 1124397.4576 | 765381.609 | 220758.5531 | 3400.3025 | 468878.0433 | 24554.8951 | 662.8309 | 830.5421 | 186926.2612 | 55293.9386 | 51917.3949 | 0 | 349
298
299 |  | 536 | Water For Power |  | F12 |  | 40064.2014 | 15517.7602 | 10562.9981 | 3046.6791 | 46.9274 | 6470.9654 | 338.881 | 9.1477 | 11.4623 | 2579.7612 | 763.1092 | 716.5097 | 0 | 354
300
301 |  | 537 | Hydraulic Expenses |  | F12 |  | 1421907.4073 | 550736.5025 | 374888.4236 | 108128.8406 | 1665.4882 | 229659.2294 | 12027.1323 | 324.6585 | 406.8044 | 91557.5846 | 27083.297 | 25429.4461 | 0 | 359
302
303 |  | 538 | Electric Expenses |  | F12 |  | 0 | 0 | 0 | 0 | 0 | 0 | 0 | 0 | 0 | 0 | 0 | 0 | 0 | 363
304
305 |  | 539 | Misc. Hydro Expenses |  | F12 |  | 6617745.5566 | 2563200.6864 | 1744780.4176 | 503245.9573 | 7751.4029 | 1068864.4965 | 55975.8682 | 1511.0037 | 1893.3217 | 426121.1351 | 126049.2545 | 118352.0128 | 0 | 368
306
307 |  | 540 | Rents (Hydro Generation) |  | F12 |  | 516951.9265 | 200227.0292 | 136295.2973 | 39311.5699 | 605.5087 | 83495.4375 | 4372.6119 | 118.0336 | 147.8987 | 33286.886 | 9846.4657 | 9245.1879 | 0 | 373
308
309 |  | 541 | Maint Supervision & Engineering |  | F12 |  | 127.4723 | 49.3729 | 33.6083 | 9.6936 | 0.14931 | 20.5887 | 1.0782 | 0.029105 | 0.03647 | 8.208 | 2.428 | 2.2797 | 0 | 377
310
311 |  | 542 | Maintenance of Structures |  | F12 |  | 298081.8869 | 115453.7736 | 78589.8211 | 22667.6144 | 349.145 | 48144.6655 | 2521.3107 | 68.0599 | 85.2805 | 19193.6953 | 5677.6132 | 5330.9078 | 0 | 382
312
313 |  | 543 | Maint of Dams & Waterways |  | F12 |  | 464285.8051 | 179828.2639 | 122409.7805 | 35306.5787 | 543.8206 | 74989.0743 | 3927.1381 | 106.0085 | 132.8311 | 29895.6786 | 8843.3257 | 8303.305 | 0 | 387
314
315 |  | 544 | Maintenance of Electric Plant |  | F12 |  | 574882.2965 | 222664.7556 | 151568.7427 | 43716.8805 | 673.3629 | 92852.0553 | 4862.613 | 131.2606 | 164.4725 | 37017.0619 | 10949.8747 | 10281.2168 | 0 | 392
316
317 |  | 545 | Maint of Misc. Hydro Plant |  | F12 |  | 990879.8199 | 383789.8893 | 261247.2316 | 75351.3805 | 1160.6232 | 160041.8527 | 8381.3072 | 226.2437 | 283.4884 | 63803.4252 | 18873.4459 | 17720.9323 | 0 | 397
318
319 |  | Total Hydraulic Power Generation |  |  |  |  | 13827928.2009 | 5355865.4913 | 3645757.9298 | 1051543.7479 | 16196.7308 | 2233416.4085 | 116962.8357 | 3157.2761 | 3956.1383 | 890389.697 | 263382.7526 | 247299.193 | 0
320
321
322 | [6 empty] | D: OTHER POWER GENERATION
323
324
325 |  | 546 | Operation Super & Engineering |  | F12 |  | 137358.5457 | 53202.0332 | 36214.8255 | 10445.4202 | 160.8888 | 22185.4515 | 1161.8404 | 31.3625 | 39.298 | 8844.6101 | 2616.2901 | 2456.5254 | 0 | 403
326
327 |  | 547 | Fuel |  | F30 |  | 0 | 0 | 0 | 0 | 0 | 0 | 0 | 0 | 0 | 0 | 0 | 0 | 0 | 407
328 |  |  |  | Simple Cycle Combustion Turbine | F30 |  | 0 | 0 | 0 | 0 | 0 | 0 | 0 | 0 | 0 | 0 | 0 | 0 | 0 | 408
329 |  |  |  | Total 547 |  |  | 0 | 0 | 0 | 0 | 0 | 0 | 0 | 0 | 0 | 0 | 0 | 0 | 0
330
331 |  | 548 | Generation Expense |  | F12 |  | 5784102.802 | 2240312.225 | 1524989.0187 | 439851.6575 | 6774.9524 | 934218.7722 | 48924.5428 | 1320.6613 | 1654.8184 | 372442.3114 | 110170.7281 | 103443.1141 | 0 | 412
332 |  |  |  | Simple Cycle Combustion Turbine | F12 |  | 207791.5058 | 80482.292 | 54784.6011 | 15801.4893 | 243.3874 | 33561.4238 | 1757.594 | 47.4442 | 59.4487 | 13379.8363 | 3957.8379 | 3716.1512 | 0 | 413
333 |  |  |  | Total 548 |  |  | 5991894.3078 | 2320794.517 | 1579773.6197 | 455653.1467 | 7018.3398 | 967780.196 | 50682.1368 | 1368.1055 | 1714.2671 | 385822.1477 | 114128.566 | 107159.2653 | 0
334
335 |  | 549 | Miscellaneous Other |  | F12 |  | 1486658.9426 | 575816.2186 | 391960.2814 | 113052.8662 | 1741.3321 | 240117.567 | 12574.8299 | 339.443 | 425.3297 | 95726.9799 | 28316.6299 | 26587.465 | 0 | 417
336 |  |  |  | Wind Generation | F12 |  | 1045847.8877 | 405080.2499 | 275739.6607 | 79531.423 | 1225.0076 | 168920.0146 | 8846.2518 | 238.7943 | 299.2147 | 67342.8564 | 19920.4314 | 18703.9833 | 0 | 418
337
338 |  | 550 | Maint Supervision & Engineering
339 |  |  |  | System Generation | F12 |  | 13247.6691 | 5131.1182 | 3492.7716 | 1007.418 | 15.5171 | 2139.6959 | 112.0547 | 3.0248 | 3.7901 | 853.0264 | 252.3305 | 236.9218 | 0 | 423
340 |  |  |  | Wind Generation | F12 |  | 979620.3675 | 379428.8518 | 258278.6569 | 74495.1563 | 1147.4349 | 158223.2834 | 8286.0696 | 223.6728 | 280.2671 | 63078.4214 | 18658.9853 | 17519.5678 | 0 | 424
341 |  |  |  | Total 550 |  |  | 992868.0366 | 384559.97 | 261771.4284 | 75502.5743 | 1162.952 | 160362.9793 | 8398.1244 | 226.6976 | 284.0572 | 63931.4478 | 18911.3158 | 17756.4897 | 0
342
343 |  | 551 | Maint Supervision & Engineering |  | F12 |  | 0 | 0 | 0 | 0 | 0 | 0 | 0 | 0 | 0 | 0 | 0 | 0 | 0 | 428
344
345 |  | 552 | Maintenance of Structures |  | F12 |  | 1389056.9991 | 538012.8056 | 366227.3549 | 105630.7338 | 1627.0103 | 224353.3991 | 11749.2688 | 317.1579 | 397.406 | 89442.3244 | 26457.5901 | 24841.9481 | 0 | 434
346
347 |  | 553 | Maint of Generation & Elect Plant |  | F12 |  | 3123432.1286 | 1209775.037 | 823498.4508 | 237521.1586 | 3658.4938 | 504480.8207 | 26419.3937 | 713.1609 | 893.6067 | 201119.918 | 59492.5096 | 55859.5788 | 0 | 438
348 |  |  |  | Simple Cycle Combustion Turbine | F12 |  | 4702747.5131 | 1821479.1655 | 1239887.7684 | 357620.0768 | 5508.3549 | 759563.7834 | 39777.9535 | 1073.7597 | 1345.4452 | 302813.1093 | 89573.9815 | 84104.1151 | 0 | 439
349 |  |  |  | Wind Generation | F12 |  | 218267.1258 | 84539.7336 | 57546.5169 | 16598.107 | 255.6575 | 35253.3925 | 1846.2015 | 49.8361 | 62.4457 | 14054.3686 | 4157.3687 | 3903.4976 | 0 | 440
350 |  |  |  | Total 553 |  |  | 8044446.7675 | 3115793.9362 | 2120932.7361 | 611739.3423 | 9422.5062 | 1299297.9965 | 68043.5487 | 1836.7567 | 2301.4976 | 517987.3959 | 153223.8599 | 143867.1914 | 0
351
352 |  | 554 | Maintenance of Misc. Other |  | F12 |  | 18936.1969 | 7334.4121 | 4992.5621 | 1440.0017 | 22.1801 | 3058.4779 | 160.1709 | 4.3236 | 5.4176 | 1219.3146 | 360.6808 | 338.6557 | 0 | 444
353 |  |  |  | Simple Cycle Combustion Turbine | F12 |  | 413943.8951 | 160329.7176 | 109137.0461 | 31478.332 | 484.8548 | 66858.1059 | 3501.3236 | 94.5142 | 118.4284 | 26654.1288 | 7884.4554 | 7402.9883 | 0 | 445
354 |  |  |  | Wind Generation | F12 |  | 53935.4664 | 20890.411 | 14220.1819 | 4101.5184 | 63.1749 | 8711.3813 | 456.2104 | 12.3149 | 15.4308 | 3472.9413 | 1027.3174 | 964.5839 | 0 | 446
355 |  |  |  | Total 554 |  |  | 486815.5584 | 188554.5406 | 128349.7901 | 37019.8521 | 570.2098 | 78627.9651 | 4117.7049 | 111.1527 | 139.2768 | 31346.3847 | 9272.4535 | 8706.2279 | 0
356
357 |  | Total Other Power Generation |  |  |  |  | 19574947.0452 | 7581814.271 | 5160969.6969 | 1488575.3586 | 22928.2466 | 3161645.5691 | 165573.7057 | 4469.4702 | 5600.3471 | 1260444.1471 | 372847.1367 | 350079.0962 | 0
358
359
360 | [6 empty] | D: OTHER POWER SUPPLY
361
362
363 |  | 555 | Purchased Power |  | F12 |  | 0 | 0 | 0 | 0 | 0 | 0 | 0 | 0 | 0 | 0 | 0 | 0 | 0 | 452
364 |  |  |  | Demand | F12 |  | 177491631.6575 | 68746473.8872 | 46795985.2114 | 13497337.6242 | 207896.9558 | 28667542.7264 | 1501304.0456 | 40525.9619 | 50779.9451 | 11428806.8195 | 3380711.4008 | 3174267.0797 | 0 | 453
365 |  |  |  | Energy | F30 |  | 0 | 0 | 0 | 0 | 0 | 0 | 0 | 0 | 0 | 0 | 0 | 0 | 0 | 454
366 |  |  |  | Seasonal Contracts | F12 |  | 0 | 0 | 0 | 0 | 0 | 0 | 0 | 0 | 0 | 0 | 0 | 0 | 0 | 455
367 |  |  |  | Demand | F12 |  | 0 | 0 | 0 | 0 | 0 | 0 | 0 | 0 | 0 | 0 | 0 | 0 | 0 | 456
368 |  |  |  | Total 555 |  |  | 177491631.6575 | 68746473.8872 | 46795985.2114 | 13497337.6242 | 207896.9558 | 28667542.7264 | 1501304.0456 | 40525.9619 | 50779.9451 | 11428806.8195 | 3380711.4008 | 3174267.0797 | 0
369
370
371 |  | 556 | System Control & Load Dispatch |  | F12 |  | 468704.8762 | 181539.8688 | 123574.8765 | 35642.6266 | 548.9967 | 75702.8201 | 3964.5166 | 107.0175 | 134.0954 | 30180.2256 | 8927.4965 | 8382.3358 | 0 | 460
372
373 |  | 557 | Other Expenses |  | F12 |  | 14025198.355 | 5432272.6287 | 3697768.5577 | 1066545.1417 | 16427.7945 | 2265278.4773 | 118631.4354 | 3202.318 | 4012.5768 | 903092.0563 | 267140.1887 | 250827.1799 | 0 | 470
374
375
376 |  | 2010 Protocol Stipulated Embedded Cost Differential and Adjustment |  | Embedded Cost Differentials
377 |  |  |  | Company Owned Hydro | F12 |  | 0 | 0 | 0 | 0 | 0 | 0 | 0 | 0 | 0 | 0 | 0 | 0 | 0 | 473
378 |  |  |  | Company Owned Hydro | F12 |  | 0 | 0 | 0 | 0 | 0 | 0 | 0 | 0 | 0 | 0 | 0 | 0 | 0 | 474
379 |  |  |  | Mid-C Contract | F12 |  | 0 | 0 | 0 | 0 | 0 | 0 | 0 | 0 | 0 | 0 | 0 | 0 | 0 | 475
380 |  |  |  | Mid-C Contract | F12 |  | 0 | 0 | 0 | 0 | 0 | 0 | 0 | 0 | 0 | 0 | 0 | 0 | 0 | 476
381 |  |  |  | Existing QF Contracts | F12 |  | 0 | 0 | 0 | 0 | 0 | 0 | 0 | 0 | 0 | 0 | 0 | 0 | 0 | 477
382 | [6 empty] | 0 | 0 | 0 | 0 | 0 | 0 | 0 | 0 | 0 | 0 | 0 | 0 | 0
383
384 |  | Total Other Power Supply |  |  |  |  | 211560481.9339 | 81942100.6558 | 55778298.3425 | 16088100.7512 | 247801.9936 | 34170169.5929 | 1789473.7033 | 48304.7676 | 60526.9643 | 13622523.2485 | 4029626.2226 | 3783555.6916 | 0
385
386 |  | TOTAL PRODUCTION EXPENSE |  |  |  |  | 324904540.2201 | 125842786.3978 | 85661661.4387 | 24707341.0392 | 380562.5325 | 52476923.5697 | 2748188.7236 | 74184.1679 | 92954.4371 | 20920824.2117 | 6188508.5681 | 5810605.1336 | 0
387
388 |  | Distribution - METER - Unbundled |  |  |  |  | D: TRANSMISSION EXPENSE
389
390
391 |  | A |  | B | C |  | D | E | F | G | H | I | J | K | L | M | N | O
392 |  | FERC ACCT |  | DESCRIPTION | COS Factor |  | Utah Jurisdiction Normalized | Residential Sch 1 | General Large Dist. Sch 6 | General +1 MW Sch 8 | Street & Area Lighting Sch. 7,11,12 | General Trans Sch 9 | Irrigation Sch 10 | Traffic Signals Sch 15 | Outdoor Lighting Sch 15 | General Small Dist. Sch 23 | Industrial Cust 1 | Industrial Cust 2
393 |  | 560 | Operation Supervision & Eng |  | F106 |  | 0 | 0 | 0 | 0 | 0 | 0 | 0 | 0 | 0 | 0 | 0 | 0 | 0 | 494
394
395 |  | 561 | Load Dispatching |  | F106 |  | 0 | 0 | 0 | 0 | 0 | 0 | 0 | 0 | 0 | 0 | 0 | 0 | 0 | 498
396
397 |  | 562 | Station Expense |  | F106 |  | 0 | 0 | 0 | 0 | 0 | 0 | 0 | 0 | 0 | 0 | 0 | 0 | 0 | 502
398
399 |  | 563 | Overhead Line Expense |  | F106 |  | 0 | 0 | 0 | 0 | 0 | 0 | 0 | 0 | 0 | 0 | 0 | 0 | 0 | 506
400
401 |  | 564 | Underground Line Expense |  | F106 |  | 0 | 0 | 0 | 0 | 0 | 0 | 0 | 0 | 0 | 0 | 0 | 0 | 0 | 510
402
403 |  | 565 | Transm of Electricity by Others |  | F12 |  | 0 | 0 | 0 | 0 | 0 | 0 | 0 | 0 | 0 | 0 | 0 | 0 | 0 | 514
404 |  |  | Energy |  | F30 |  | 0 | 0 | 0 | 0 | 0 | 0 | 0 | 0 | 0 | 0 | 0 | 0 | 0 | 515
405 | [6 empty] | 0 | 0 | 0 | 0 | 0 | 0 | 0 | 0 | 0 | 0 | 0 | 0 | 0
406
407 |  | 566 | Misc. Transmission Expense |  | F106 |  | 0 | 0 | 0 | 0 | 0 | 0 | 0 | 0 | 0 | 0 | 0 | 0 | 0 | 519
408
409 |  | 567 | Rents - Transmission |  | F106 |  | 0 | 0 | 0 | 0 | 0 | 0 | 0 | 0 | 0 | 0 | 0 | 0 | 0 | 523
410
411 |  | 568 | Maint Supervision & Engineering |  | F106 |  | 0 | 0 | 0 | 0 | 0 | 0 | 0 | 0 | 0 | 0 | 0 | 0 | 0 | 527
412
413 |  | 569 | Maintenance of Structures |  | F106 |  | 0 | 0 | 0 | 0 | 0 | 0 | 0 | 0 | 0 | 0 | 0 | 0 | 0 | 531
414
415 |  | 570 | Maint of Station Equipment |  | F106 |  | 0 | 0 | 0 | 0 | 0 | 0 | 0 | 0 | 0 | 0 | 0 | 0 | 0 | 535
416
417 |  | 571 | Maintenance of Overhead Lines |  | F106 |  | 0 | 0 | 0 | 0 | 0 | 0 | 0 | 0 | 0 | 0 | 0 | 0 | 0 | 539
418
419 |  | 572 | Maint of Underground Lines |  | F106 |  | 0 | 0 | 0 | 0 | 0 | 0 | 0 | 0 | 0 | 0 | 0 | 0 | 0 | 543
420
421 |  | 573 | Maint of Misc Transmission Plant |  | F106 |  | 0 | 0 | 0 | 0 | 0 | 0 | 0 | 0 | 0 | 0 | 0 | 0 | 0 | 547
422
423
424 |  | TOTAL TRANSMISSION EXPENSE |  |  |  |  | 0 | 0 | 0 | 0 | 0 | 0 | 0 | 0 | 0 | 0 | 0 | 0 | 0
425
426
427
428
429
430
431
432
433
434
435
436 |  | Distribution - METER - Unbundled |  |  |  |  | D: DISTRIBUTION EXPENSE
437
438
439 |  | A |  | B | C |  | D | E | F | G | H | I | J | K | L | M | N | O
440 |  | FERC ACCT |  | DESCRIPTION | COS Factor |  | Utah Jurisdiction Normalized | Residential Sch 1 | General Large Dist. Sch 6 | General +1 MW Sch 8 | Street & Area Lighting Sch. 7,11,12 | General Trans Sch 9 | Irrigation Sch 10 | Traffic Signals Sch 15 | Outdoor Lighting Sch 15 | General Small Dist. Sch 23 | Industrial Cust 1 | Industrial Cust 2
441 |  | 580 | Operation Supervision & Eng |  | F131 |  | 0 | 0 | 0 | 0 | 0 | 0 | 0 | 0 | 0 | 0 | 0 | 0 | 0 | 555
442
443 |  | 581 | Load Dispatching |  | F20 |  | 0 | 0 | 0 | 0 | 0 | 0 | 0 | 0 | 0 | 0 | 0 | 0 | 0 | 560
444
445 |  | 582 | Station Expense |  | F120 |  | 0 | 0 | 0 | 0 | 0 | 0 | 0 | 0 | 0 | 0 | 0 | 0 | 0 | 565
446
447 |  | 583 | Overhead Line Expenses |  | F132 |  | 0 | 0 | 0 | 0 | 0 | 0 | 0 | 0 | 0 | 0 | 0 | 0 | 0 | 570
448
449 |  | 584 | Underground Line Expense |  | F133 |  | 0 | 0 | 0 | 0 | 0 | 0 | 0 | 0 | 0 | 0 | 0 | 0 | 0 | 575
450
451 |  | 585 | Street Lighting & Signal Systems |  | F130 |  | 0 | 0 | 0 | 0 | 0 | 0 | 0 | 0 | 0 | 0 | 0 | 0 | 0 | 580
452
453 |  | 586 | Meter Expenses |  | F127 |  | 0 | 0 | 0 | 0 | 0 | 0 | 0 | 0 | 0 | 0 | 0 | 0 | 0 | 585
454
455 |  | 587 | Customer Installation Expenses |  | F20 |  | 0 | 0 | 0 | 0 | 0 | 0 | 0 | 0 | 0 | 0 | 0 | 0 | 0 | 590
456
457 |  | 588 | Misc. Distribution Expenses |  | F131 |  | 0 | 0 | 0 | 0 | 0 | 0 | 0 | 0 | 0 | 0 | 0 | 0 | 0 | 595
458
459 |  | 589 | Rents |  | F131 |  | 0 | 0 | 0 | 0 | 0 | 0 | 0 | 0 | 0 | 0 | 0 | 0 | 0 | 600
460
461 |  | 590 | Maint Supervision & Engineering |  | F131 |  | 0 | 0 | 0 | 0 | 0 | 0 | 0 | 0 | 0 | 0 | 0 | 0 | 0 | 605
462
463 |  | 591 | Maintenance of Structures |  | F119 |  | 0 | 0 | 0 | 0 | 0 | 0 | 0 | 0 | 0 | 0 | 0 | 0 | 0 | 610
464
465 |  | 592 | Maint of Station Equipment |  | F120 |  | 0 | 0 | 0 | 0 | 0 | 0 | 0 | 0 | 0 | 0 | 0 | 0 | 0 | 615
466
467 |  | 593 | Maintenance of Overhead Lines |  | F134 |  | 0 | 0 | 0 | 0 | 0 | 0 | 0 | 0 | 0 | 0 | 0 | 0 | 0 | 620
468
469 |  | 594 | Maint of Underground Lines |  | F135 |  | 0 | 0 | 0 | 0 | 0 | 0 | 0 | 0 | 0 | 0 | 0 | 0 | 0 | 625
470
471 |  | 595 | Maint of Line Transformers |  | F125 |  | 0 | 0 | 0 | 0 | 0 | 0 | 0 | 0 | 0 | 0 | 0 | 0 | 0 | 630
472
473 |  | 596 | Maint of Street Lighting & Signals |  | F130 |  | 0 | 0 | 0 | 0 | 0 | 0 | 0 | 0 | 0 | 0 | 0 | 0 | 0 | 635
474
475 |  | 597 | Maintenance of Meters |  | F127 |  | 0 | 0 | 0 | 0 | 0 | 0 | 0 | 0 | 0 | 0 | 0 | 0 | 0 | 640
476
477 |  | 598 | Maint of Misc. Distribution Plant |  | F131 |  | 0 | 0 | 0 | 0 | 0 | 0 | 0 | 0 | 0 | 0 | 0 | 0 | 0 | 645
478
479 |  | TOTAL DISTRIBUTION EXPENSE |  |  |  |  | 0 | 0 | 0 | 0 | 0 | 0 | 0 | 0 | 0 | 0 | 0 | 0 | 0
480
481
482 | [6 empty] | D: CUSTOMER ACCOUNTS EXPENSE
483
484
485 |  | 901 | Supervision |  | F136 |  | 0 | 0 | 0 | 0 | 0 | 0 | 0 | 0 | 0 | 0 | 0 | 0 | 0 | 652
486
487 |  | 902 | Meter Reading Expense |  | F47 |  | 0 | 0 | 0 | 0 | 0 | 0 | 0 | 0 | 0 | 0 | 0 | 0 | 0 | 657
488
489 |  | 903 | Customer Receipts & Collections |  | F48 |  | 0 | 0 | 0 | 0 | 0 | 0 | 0 | 0 | 0 | 0 | 0 | 0 | 0 | 662
490
491 |  | 904 | Uncollectible Accounts |  | F80 |  | 0 | 0 | 0 | 0 | 0 | 0 | 0 | 0 | 0 | 0 | 0 | 0 | 0 | 668
492
493 |  | 905 | Misc. Customer Accounts Exp |  | F136 |  | 0 | 0 | 0 | 0 | 0 | 0 | 0 | 0 | 0 | 0 | 0 | 0 | 0 | 673
494
495 |  | TOTAL CUSTOMER ACCOUNTS EXPENSE |  |  |  |  | 0 | 0 | 0 | 0 | 0 | 0 | 0 | 0 | 0 | 0 | 0 | 0 | 0
496
497 |  | Distribution - METER - Unbundled |  |  |  |  | D: CUSTOMER SERVICE EXPENSE
498
499 |  | A |  | B | C |  | D | E | F | G | H | I | J | K | L | M | N | O
500 |  | FERC ACCT |  | DESCRIPTION | COS Factor |  | Utah Jurisdiction Normalized | Residential Sch 1 | General Large Dist. Sch 6 | General +1 MW Sch 8 | Street & Area Lighting Sch. 7,11,12 | General Trans Sch 9 | Irrigation Sch 10 | Traffic Signals Sch 15 | Outdoor Lighting Sch 15 | General Small Dist. Sch 23 | Industrial Cust 1 | Industrial Cust 2
501 |  | 907 | Supervision |  | F40 |  | 0 | 0 | 0 | 0 | 0 | 0 | 0 | 0 | 0 | 0 | 0 | 0 | 0 | 680
502
503 |  | 908 | Customer Assistance |  | F40 |  | 0 | 0 | 0 | 0 | 0 | 0 | 0 | 0 | 0 | 0 | 0 | 0 | 0 | 685
504
505 |  | 909 | Informational & Instructional Adv |  | F40 |  | 0 | 0 | 0 | 0 | 0 | 0 | 0 | 0 | 0 | 0 | 0 | 0 | 0 | 690
506
507 |  | 910 | Misc. Customer Service |  | F40 |  | 0 | 0 | 0 | 0 | 0 | 0 | 0 | 0 | 0 | 0 | 0 | 0 | 0 | 695
508
509 |  | TOTAL CUSTOMER SERVICE EXPENSE |  |  |  |  | 0 | 0 | 0 | 0 | 0 | 0 | 0 | 0 | 0 | 0 | 0 | 0 | 0
510
511
512 | [6 empty] | D: SALES EXPENSE
513
514
515 |  | 911 | Supervision |  | F40 |  | 0 | 0 | 0 | 0 | 0 | 0 | 0 | 0 | 0 | 0 | 0 | 0 | 0 | 702
516
517 |  | 912 | Demonstration & Selling Expense |  | F40 |  | 0 | 0 | 0 | 0 | 0 | 0 | 0 | 0 | 0 | 0 | 0 | 0 | 0 | 707
518
519 |  | 913 | Advertising Expense |  | F40 |  | 0 | 0 | 0 | 0 | 0 | 0 | 0 | 0 | 0 | 0 | 0 | 0 | 0 | 712
520
521 |  | 916 | Misc. Sales Expense |  | F40 |  | 0 | 0 | 0 | 0 | 0 | 0 | 0 | 0 | 0 | 0 | 0 | 0 | 0 | 717
522
523 |  | TOTAL SALES EXPENSE |  |  |  |  | 0 | 0 | 0 | 0 | 0 | 0 | 0 | 0 | 0 | 0 | 0 | 0 | 0
524
525
526 | [6 empty] | D: ADMINISTRATION & GENERAL EXPENSE
527
528
529 |  | 920 | Administrative & General Salaries |  | F102P |  | 212315.6631 | 77108.1675 | 56525.8883 | 16898.0703 | 381.3394 | 36753.4647 | 1897.5989 | 52.5073 | 88.4637 | 13441.9139 | 4287.4283 | 4880.8211 | 0 | 723
530 |  |  |  | Customer - System | F42 |  | 0 | 0 | 0 | 0 | 0 | 0 | 0 | 0 | 0 | 0 | 0 | 0 | 0 | 724
531 |  |  |  | System Overheads | F102P |  | 12833765.5373 | 4660928.5798 | 3416799.2438 | 1021431.3385 | 23050.6782 | 2221622.9417 | 114703.4507 | 3173.8862 | 5347.3308 | 812518.3435 | 259160.5731 | 295029.171 | 0 | 725
532 |  |  |  | Administrative & General Salaries |  |  | 13046081.2004 | 4738036.7472 | 3473325.1321 | 1038329.4088 | 23432.0175 | 2258376.4063 | 116601.0496 | 3226.3934 | 5435.7945 | 825960.2573 | 263448.0014 | 299909.9922 | 0
533
534 |  | 921 | Office Supplies & expenses |  | F102P |  | 47870.9723 | 17385.6365 | 12744.9346 | 3810.0206 | 85.9809 | 8286.8313 | 427.853 | 11.8388 | 19.946 | 3030.7584 | 966.6897 | 1100.4824 | 0 | 729
535 |  |  |  | Customer - System | F42 |  | 0 | 0 | 0 | 0 | 0 | 0 | 0 | 0 | 0 | 0 | 0 | 0 | 0 | 730
536 |  |  |  | System Overheads | F102P |  | 1334258.5053 | 484572.0129 | 355226.4874 | 106192.7964 | 2396.4567 | 230970.349 | 11925.1091 | 329.9721 | 555.9336 | 84473.2208 | 26943.5496 | 30672.6174 | 0 | 731
537 |  |  |  | Office Supplies & expenses |  |  | 1382129.4776 | 501957.6495 | 367971.422 | 110002.817 | 2482.4376 | 239257.1803 | 12352.9622 | 341.811 | 575.8796 | 87503.9793 | 27910.2393 | 31773.0999 | 0
538
539 |  | 922 | A&G Expenses Transferred |  | F102P |  | -6180817.2801 | -2244730.7319 | -1645550.6958 | -491927.3653 | -11101.3427 | -1069946.7298 | -55241.8593 | -1528.5623 | -2575.3061 | -391313.633 | -124813.2626 | -142087.7912 | 0 | 735
540
541 |  | 923 | Outside Services |  | F102P |  | 3205.2514 | 1164.0736 | 853.3505 | 255.1039 | 5.7569 | 554.8535 | 28.6474 | 0.79268 | 1.3355 | 202.9276 | 64.7257 | 73.684 | 0 | 738
542 |  |  |  | Customer - System | F42 |  | 0 | 0 | 0 | 0 | 0 | 0 | 0 | 0 | 0 | 0 | 0 | 0 | 0 | 739
543 |  |  |  | System Overheads | F102P |  | 2720789.2103 | 988128.087 | 724369.6707 | 216545.9044 | 4886.7993 | 470989.4155 | 24317.4079 | 672.8715 | 1133.647 | 172255.8462 | 54942.6658 | 62546.895 | 0 | 740
544 |  |  |  | Outside Services |  |  | 2723994.4616 | 989292.1606 | 725223.0212 | 216801.0083 | 4892.5562 | 471544.269 | 24346.0552 | 673.6642 | 1134.9825 | 172458.7738 | 55007.3915 | 62620.5789 | 0
545
546 |  | 924 | Property Insurance |  | F102P |  | 1092250.487 | 396680.2647 | 290795.451 | 86931.5302 | 1961.787 | 189076.9107 | 9762.131 | 270.1217 | 455.0983 | 69151.4547 | 22056.5244 | 25109.2133 | 0 | 744
547 |  |  |  | System Generation | F12 |  | 0 | 0 | 0 | 0 | 0 | 0 | 0 | 0 | 0 | 0 | 0 | 0 | 0 | 745
548 |  |  |  | System Overheads | F102P |  | 1067510.1181 | 387695.1316 | 284208.6957 | 84962.4598 | 1917.3509 | 184794.1636 | 9541.0107 | 264.0032 | 444.7899 | 67585.1176 | 21556.926 | 24540.469 |  | 746
549
550 |  | 925 | Injuries & Damages |  | F102P |  | 1711521.7619 | 621585.354 | 455667.2198 | 136218.9421 | 3074.0578 | 296277.5033 | 15296.9486 | 423.2721 | 713.1245 | 108358.1294 | 34561.8719 | 39345.3383 | 0 | 750
551
552 |  | 926 | Employee Pensions & Benefits |  | F138P |  | 0 | 0 | 0 | 0 | 0 | 0 | 0 | 0 | 0 | 0 | 0 | 0 | 0 | 757
553
554 |  | 927 | Franchise Requirements |  | F102 |  | 0 | 0 | 0 | 0 | 0 | 0 | 0 | 0 | 0 | 0 | 0 | 0 | 0 | 762
555
556 |  | 928 | Regulatory Commission Expense |  | F102 |  | 845601.57 | 357515.1263 | 216122.2732 | 62375.7937 | 4048.3318 | 109721.135 | 8478.5374 | 267.6868 | 324.1278 | 59581.5267 | 12720.4187 | 14446.6127 | 0 | 769
557 |  |  |  | Regulatory Expense | F103 |  | 0 | 0 | 0 | 0 | 0 | 0 | 0 | 0 | 0 | 0 | 0 | 0 | 0 | 771
558
559 |  | 929 | Duplicate Charges |  | F102P |  | -795287.3841 | -288830.0933 | -211733.4406 | -63296.4234 | -1428.4127 | -137670.327 | -7107.9846 | -196.6805 | -331.3653 | -50350.428 | -16059.7553 | -18282.4734 | 0 | 776
560
561 |  | 930 | Misc General Expenses
562 |  |  |  | Situs | F102P |  | 17194.6573 | 6244.7042 | 4577.8218 | 1368.512 | 30.8833 | 2976.5267 | 153.6795 | 4.2524 | 7.1643 | 1088.6107 | 347.2229 | 395.2796 | 0 | 779
563 |  |  |  | Customer | F42 |  | 0 | 0 | 0 | 0 | 0 | 0 | 0 | 0 | 0 | 0 | 0 | 0 | 0 | 780
564 |  |  |  | Labor | F138P |  | 333752.6791 | 120980.7669 | 88881.3532 | 26597.0075 | 605.4173 | 57885.8249 | 2987.5331 | 82.7208 | 140.3083 | 21119.9024 | 6750.6313 | 7721.2135 | 0 | 781
565
566 |  | 931 | Rents |  | F102P |  | 755283.9273 | 274301.7575 | 201083.115 | 60112.5734 | 1356.5626 | 130745.4227 | 6750.4485 | 186.7874 | 314.6974 | 47817.7697 | 15251.9395 | 17362.8535 | 0 | 787
567
568 |  | 935 | Maintenance of General Plant |  | F108 |  | 1603570.7657 | 677410.9229 | 404153.6012 | 119006.9042 | 9347.4427 | 206303.5418 | 16782.3062 | 607.6943 | 761.8456 | 114254.5264 | 23662.197 | 31279.7834 | 0 | 793
569
570 |  | TOTAL ADMINISTRATIVE & GEN EXPENSE |  |  |  |  | 17602786.4419 | 6538139.7603 | 4654724.97 | 1387483.1683 | 40619.0893 | 2939341.8276 | 160702.8181 | 4623.1644 | 7401.1414 | 1133215.987 | 342400.3459 | 394134.1695 | 0
571
572
573 |  | TOTAL O & M EXPENSE |  |  |  |  | 342507326.662 | 132380926.1582 | 90316386.4087 | 26094824.2076 | 421181.6218 | 55416265.3973 | 2908891.5417 | 78807.3323 | 100355.5786 | 22054040.1987 | 6530908.914 | 6204739.3031 | 0
574
575 |  | Distribution - METER - Unbundled |  |  |  |  | D: DEPRECIATION EXPENSE
576
577 |  | A |  | B | C |  | D | E | F | G | H | I | J | K | L | M | N | O
578 |  | FERC ACCT |  | DESCRIPTION | COS Factor |  | Utah Jurisdiction Normalized | Residential Sch 1 | General Large Dist. Sch 6 | General +1 MW Sch 8 | Street & Area Lighting Sch. 7,11,12 | General Trans Sch 9 | Irrigation Sch 10 | Traffic Signals Sch 15 | Outdoor Lighting Sch 15 | General Small Dist. Sch 23 | Industrial Cust 1 | Industrial Cust 2
579 |  | 403SP | Steam Depreciation |  | F12 |  | 79241163.3635 | 30691872.7215 | 20892074.0334 | 6025888.2386 | 92815.6245 | 12798628.3928 | 670257.3976 | 18092.8212 | 22670.7135 | 5102392.3764 | 1509319.0698 | 1417151.9743 | 0 | 805
580
581 |  | 403NP | Nuclear Depreciation |  | F12 |  | 0 | 0 | 0 | 0 | 0 | 0 | 0 | 0 | 0 | 0 | 0 | 0 | 0 | 809
582
583 |  | 403HP | Hydro Depreciation |  | F12 |  | 10782874.1579 | 4176448.0376 | 2842924.0011 | 819982.8449 | 12630.0417 | 1741594.8163 | 91206.3991 | 2462.011 | 3084.9553 | 694316.5971 | 205383.1229 | 192841.3309 | 0 | 816
584
585 |  | 403OP | Other Production Depreciation |  | F12 |  | 0 | 0 | 0 | 0 | 0 | 0 | 0 | 0 | 0 | 0 | 0 | 0 | 0 | 819
586 |  |  |  | Simple Cycle Combustion Turbine | F12 |  | 18760493.3557 | 7266358.1632 | 4946237.5292 | 1426640.2898 | 21974.2724 | 3030099.1648 | 158684.6901 | 4283.5092 | 5367.3337 | 1208000.9204 | 357334.1074 | 335513.3755 | 0 | 820
587 |  |  |  | System Generation | F12 |  | 1023978.3031 | 396609.6712 | 269973.7057 | 77868.3521 | 1199.3916 | 165387.7508 | 8661.269 | 233.8009 | 292.9578 | 65934.659 | 19503.878 | 18312.8669 | 0 | 821
588 |  |  |  | Wind Generation | F12 |  | 21929435.0014 | 8493760.0528 | 5781734.6454 | 1667622.2161 | 25686.0717 | 3541930.4504 | 185489.0238 | 5007.0611 | 6273.9606 | 1412051.2272 | 417693.4441 | 392186.8482 | 0 | 822
589 |  |  |  | Total 403OP |  |  | 41713906.6601 | 16156727.8872 | 10997945.8803 | 3172130.858 | 48859.7357 | 6737417.3661 | 352834.9829 | 9524.3712 | 11934.2522 | 2685986.8066 | 794531.4295 | 746013.0905 | 0
590
591 |  | 403TP | Transmission Depreciation |  | F106 |  | 0 | 0 | 0 | 0 | 0 | 0 | 0 | 0 | 0 | 0 | 0 | 0 | 0 | 829
592
593 |  | 403 | Distribution Depreciation
594 |  |  |  | Land Rights | F118 |  | 0 | 0 | 0 | 0 | 0 | 0 | 0 | 0 | 0 | 0 | 0 | 0 | 0 | 832
595 |  |  |  | Structures | F119 |  | 0 | 0 | 0 | 0 | 0 | 0 | 0 | 0 | 0 | 0 | 0 | 0 | 0 | 833
596 |  |  |  | Station Equip | F120 |  | 0 | 0 | 0 | 0 | 0 | 0 | 0 | 0 | 0 | 0 | 0 | 0 | 0 | 834
597 |  |  |  | Poles & Towers | F121 |  | 0 | 0 | 0 | 0 | 0 | 0 | 0 | 0 | 0 | 0 | 0 | 0 | 0 | 836
598 |  |  |  | OH Conductors | F122 |  | 0 | 0 | 0 | 0 | 0 | 0 | 0 | 0 | 0 | 0 | 0 | 0 | 0 | 837
599 |  |  |  | UG Conduit | F123 |  | 0 | 0 | 0 | 0 | 0 | 0 | 0 | 0 | 0 | 0 | 0 | 0 | 0 | 838
600 |  |  |  | UG Conductor | F124 |  | 0 | 0 | 0 | 0 | 0 | 0 | 0 | 0 | 0 | 0 | 0 | 0 | 0 | 839
601 |  |  |  | Line Transformer | F125 |  | 0 | 0 | 0 | 0 | 0 | 0 | 0 | 0 | 0 | 0 | 0 | 0 | 0 | 840
602 |  |  |  | Services | F126 |  | 0 | 0 | 0 | 0 | 0 | 0 | 0 | 0 | 0 | 0 | 0 | 0 | 0 | 841
603 |  |  |  | Meters | F127 |  | 0 | 0 | 0 | 0 | 0 | 0 | 0 | 0 | 0 | 0 | 0 | 0 | 0 | 842
604 |  |  |  | Inst Cust Premises | F128 |  | 0 | 0 | 0 | 0 | 0 | 0 | 0 | 0 | 0 | 0 | 0 | 0 | 0 | 843
605 |  |  |  | Leased Property | F129 |  | 0 | 0 | 0 | 0 | 0 | 0 | 0 | 0 | 0 | 0 | 0 | 0 | 0 | 844
606 |  |  |  | Street Lighting | F130 |  | 0 | 0 | 0 | 0 | 0 | 0 | 0 | 0 | 0 | 0 | 0 | 0 | 0 | 845
607 |  |  | Total Distribution Expense |  |  |  | 0 | 0 | 0 | 0 | 0 | 0 | 0 | 0 | 0 | 0 | 0 | 0 | 0
608
609 |  | 403GP | General Depreciation
610 |  |  |  | Situs | F107P |  | 0 | 0 | 0 | 0 | 0 | 0 | 0 | 0 | 0 | 0 | 0 | 0 | 0 | 849
611 |  |  |  | System Generation | F105P |  | 7774.181 | 2823.4038 | 2069.7601 | 618.7422 | 13.9632 | 1345.7702 | 69.4828 | 1.9226 | 3.2392 | 492.1911 | 156.9891 | 178.7169 | 0 | 850
612 |  |  |  | System Generation | F105P |  | 17773.0323 | 6454.7567 | 4731.8056 | 1414.5445 | 31.9221 | 3076.6478 | 158.8488 | 4.3954 | 7.4053 | 1125.2282 | 358.9024 | 408.5756 | 0 | 851
613 |  |  |  | Energy | F30 |  | 0 | 0 | 0 | 0 | 0 | 0 | 0 | 0 | 0 | 0 | 0 | 0 | 0 | 852
614 |  |  |  | Customer - System | F42 |  | 0 | 0 | 0 | 0 | 0 | 0 | 0 | 0 | 0 | 0 | 0 | 0 | 0 | 853
615 |  |  |  | System Generation | F105P |  | 1268300.8646 | 460617.7143 | 337666.2463 | 100943.2692 | 2277.9904 | 219552.5771 | 11335.6041 | 313.6603 | 528.4516 | 80297.3776 | 25611.6241 | 29156.3494 | 0 | 854
616 |  |  |  | System Overheads | F102P |  | 2369155.9957 | 860422.9879 | 630752.5559 | 188559.6377 | 4255.2322 | 410119.0175 | 21174.6402 | 585.91 | 987.1351 | 149993.6008 | 47841.9077 | 54463.3707 | 0 | 855
617 |  |  |  | Simple Cycle Combustion Turbine | F12 |  | 1071.6557 | 415.0762 | 282.5439 | 81.494 | 1.2552 | 173.0884 | 9.0645 | 0.24469 | 0.3066 | 69.0046 | 20.412 | 19.1655 | 0 | 856
618 |  |  |  | Cholla | F12 |  | 21211.1326 | 8215.5455 | 5592.3529 | 1612.999 | 24.8447 | 3425.9139 | 179.4133 | 4.8431 | 6.0685 | 1365.7992 | 404.0118 | 379.3407 | 0 | 857
619 |  |  | Total General Expense |  |  |  | 3685286.8619 | 1338949.4844 | 981095.2648 | 293230.6865 | 6605.2078 | 637693.0148 | 32927.0538 | 910.976 | 1532.6064 | 233343.2016 | 74393.8471 | 84605.5188 | 0
620
621 |  | 403GV0 | General Vehicles |  | F105P |  | 0 | 0 | 0 | 0 | 0 | 0 | 0 | 0 | 0 | 0 | 0 | 0 | 0 | 862
622
623 |  | 403MP | Mining Depreciation |  | F30 |  | 0 | 0 | 0 | 0 | 0 | 0 | 0 | 0 | 0 | 0 | 0 | 0 | 0 | 866
624
625 |  | 403EP | Experimental Plant Depreciation |  | F12 |  | 0 | 0 | 0 | 0 | 0 | 0 | 0 | 0 | 0 | 0 | 0 | 0 | 0 | 871
626
627
628 |  | TOTAL DEPRECIATION EXPENSE |  |  |  |  | 135423231.0434 | 52363998.1307 | 35714039.1795 | 10311232.6279 | 160910.6098 | 21915333.59 | 1147225.8334 | 30990.1795 | 39222.5273 | 8716038.9816 | 2583627.4693 | 2440611.9145 | 0
629
630 | [6 empty] | D: AMORTIZATION EXPENSE
631
632
633 |  | 404CLG | Amort of LT Plant - Cap. Lease Gen
634 |  |  | Situs |  | F12 |  | 1014.029 | 392.7561 | 267.3506 | 77.1118 | 1.1877 | 163.7808 | 8.5771 | 0.23153 | 0.29011 | 65.294 | 19.3144 | 18.1349 | 0 | 876
635 |  |  | System Generation |  | F12 |  | 0 | 0 | 0 | 0 | 0 | 0 | 0 | 0 | 0 | 0 | 0 | 0 | 0 | 877
636 |  |  | System Overheads |  | F102P |  | 96161.9491 | 34923.809 | 25601.6891 | 7653.4691 | 172.7161 | 16646.3686 | 859.4599 | 23.7816 | 40.0669 | 6088.1078 | 1941.8608 | 2210.6201 | 0 | 878
637 |  |  | System Generation |  | F12 |  | 0 | 0 | 0 | 0 | 0 | 0 | 0 | 0 | 0 | 0 | 0 | 0 | 0 | 879
638 |  |  | Customer - System |  | F42 |  | 0 | 0 | 0 | 0 | 0 | 0 | 0 | 0 | 0 | 0 | 0 | 0 | 0 | 880
639 |  |  | System Generation |  | F12 |  | 0 | 0 | 0 | 0 | 0 | 0 | 0 | 0 | 0 | 0 | 0 | 0 | 0 | 881
640 |  |  | Total Amort. Cap. Lease General |  |  |  | 97175.9782 | 35316.5651 | 25869.0396 | 7730.5809 | 173.9039 | 16810.1494 | 868.0371 | 24.0131 | 40.3571 | 6153.4018 | 1961.1751 | 2228.755 | 0
641
642 |  | 404CLS | Amort of LT Plant - Cap Lease Steam |  | F12 |  | 0 | 0 | 0 | 0 | 0 | 0 | 0 | 0 | 0 | 0 | 0 | 0 | 0 | 886
643
644 |  | 404IP | Amort of LT Plant - Intangible Plant
645 |  |  |  | Situs | F107P |  | 6248880.7471 | 2269449.8182 | 1663671.5818 | 497344.4939 | 11223.5913 | 1081729.0363 | 55850.1854 | 1545.3949 | 2603.6655 | 395622.7982 | 126187.7125 | 143652.4691 | 0 | 889
646 |  |  |  | Energy | F30 |  | 0 | 0 | 0 | 0 | 0 | 0 | 0 | 0 | 0 | 0 | 0 | 0 | 0 | 890
647 |  |  |  | System Generation | F105P |  | 3197754.9923 | 1161351.093 | 851354.718 | 254507.3114 | 5743.4758 | 553555.8392 | 28580.3517 | 790.8287 | 1332.3801 | 202453.0199 | 64574.346 | 73511.6285 | 0 | 891
648 |  |  |  | System Overheads | F102P |  | 1479189.4182 | 537207.5884 | 393812.1879 | 117727.7567 | 2656.7666 | 256058.9982 | 13220.448 | 365.8146 | 616.3207 | 93648.9398 | 29870.2338 | 34004.3635 | 0 | 892
649 |  |  |  | Customer - System | F42 |  | 0 | 0 | 0 | 0 | 0 | 0 | 0 | 0 | 0 | 0 | 0 | 0 | 0 | 893
650 |  |  |  | System Generation | F105P |  | 711517.9 | 258406.9426 | 189431.061 | 56629.2628 | 1277.9546 | 123169.1888 | 6359.2839 | 175.9637 | 296.4618 | 45046.8994 | 14368.1436 | 16356.7377 | 0 | 894
651 |  |  |  | System Generation | F105P |  | 84760.5798 | 30783.0938 | 22566.244 | 6746.0413 | 152.2382 | 14672.7044 | 757.5587 | 20.9619 | 35.3164 | 5366.2758 | 1711.6255 | 1948.5196 | 0 | 895
652 |  |  |  | System Generation | F105P |  | 25838.0706 | 9383.7932 | 6879.0021 | 2056.4358 | 46.4077 | 4472.7676 | 230.9311 | 6.3899 | 10.7657 | 1635.8337 | 521.765 | 593.9788 | 0 | 896
653 |  |  |  | System Generation | F105P |  | 0 | 0 | 0 | 0 | 0 | 0 | 0 | 0 | 0 | 0 | 0 | 0 | 0 | 897
654 |  |  |  | System Generation | F105P |  | 69810.2109 | 25353.4636 | 18585.9306 | 5556.1508 | 125.3859 | 12084.6813 | 623.9379 | 17.2646 | 29.0872 | 4419.7533 | 1409.723 | 1604.8329 | 0 | 898
655 |  |  |  | System Generation | F12 |  | 5415.9308 | 2097.711 | 1427.9198 | 411.854 | 6.3437 | 874.7535 | 45.8104 | 1.2366 | 1.5495 | 348.7355 | 103.1581 | 96.8587 | 0 | 899
656 |  |  | Total Amort. Intangible Plant |  |  |  | 11823167.8497 | 4294033.5039 | 3147728.6453 | 940979.3068 | 21232.1636 | 2046617.9694 | 105668.5071 | 2923.855 | 4925.547 | 748542.2555 | 238746.7075 | 271769.3887 | 0
657
658 |  | Distribution - METER - Unbundled |  |  |  |  | D: AMORTIZATION EXPENSE (continued)
659
660
661 |  | A |  | B | C |  | D | E | F | G | H | I | J | K | L | M | N | O
662 |  | FERC ACCT |  | DESCRIPTION | COS Factor |  | Utah Jurisdiction Normalized | Residential Sch 1 | General Large Dist. Sch 6 | General +1 MW Sch 8 | Street & Area Lighting Sch. 7,11,12 | General Trans Sch 9 | Irrigation Sch 10 | Traffic Signals Sch 15 | Outdoor Lighting Sch 15 | General Small Dist. Sch 23 | Industrial Cust 1 | Industrial Cust 2
663 |  | 404O | Amort of LT Plant - Other Plant |  | F12 |  | 0 | 0 | 0 | 0 | 0 | 0 | 0 | 0 | 0 | 0 | 0 | 0 | 0 | 904
664
665 |  | 404HP | Amort of Other Electric Plant |  | F12 |  | 92523.972 | 35836.6012 | 24394.1102 | 7035.9784 | 108.3739 | 14943.9999 | 782.6094 | 21.1256 | 26.4709 | 5957.6815 | 1762.3188 | 1654.7022 | 0 | 909
666
667 |  | 405 | Amort of Other Electric Plant |  | F12 |  | 0 | 0 | 0 | 0 | 0 | 0 | 0 | 0 | 0 | 0 | 0 | 0 | 0 | 917
668
669 |  | 406 | Amort of Plant Acquisition Adj |  | F12 |  | 1739730.9403 | 673836.6566 | 458683.1649 | 132297.707 | 2037.7567 | 280992.4648 | 14715.4267 | 397.2259 | 497.733 | 112022.4579 | 33136.9325 | 31113.4142 | 0 | 925
670
671 |  | 407 | Amort of Prop Losses, Unrec Plant, |  | F151 |  | -3583139.835 | -1476585.5979 | -900293.8835 | -262770.5437 | -26599.4859 | -508747.7692 | -33720.1569 | -1160.6179 | -1444.1331 | -245629.5451 | -59061.8612 | -67126.2407 | 0 | 934
672
673
674 |  | TOTAL AMORTIZATION EXPENSE |  |  |  |  | 10169458.9052 | 3562437.7291 | 2756381.0766 | 825273.0294 | -3047.2878 | 1850616.8143 | 88314.4233 | 2205.6017 | 4045.9748 | 627046.2516 | 216545.2729 | 239640.0194 | 0
675
676
677 | [6 empty] | D: TAX OTHER THAN INCOME
678
679
680 |  | 408 | Total Taxes Other Than Income |  | F101P |  | 24541685.9905 | 8799944.8777 | 6546865.771 | 1969923.883 | 47022.9914 | 4301772.9059 | 221558.4132 | 6159.7809 | 10843.9094 | 1548943.7473 | 500726.0517 | 587923.659 | 0 | 947
681
682
683 | [6 empty] | D: DEFERRED ITC
684
685
686 |  | 41140 | Deferred I T C - Federal |  | F101P |  | -1503932.7657 | -539267.1654 | -401196.8024 | -120718.4003 | -2881.6039 | -263615.8423 | -13577.2643 | -377.476 | -664.5228 | -94920.4246 | -30684.8648 | -36028.399 | 0 | 952
687
688 |  | 41141 | Deferred I T C - Idaho |  | F101P |  | 0 | 0 | 0 | 0 | 0 | 0 | 0 | 0 | 0 | 0 | 0 | 0 | 0 | 955
689
690 |  | TOTAL DEFERRED ITC |  |  |  |  | -1503932.7657 | -539267.1654 | -401196.8024 | -120718.4003 | -2881.6039 | -263615.8423 | -13577.2643 | -377.476 | -664.5228 | -94920.4246 | -30684.8648 | -36028.399 | 0
691
692 |  | 427 | Interest on Long-Term Debt |  |  |  | 55890884.3842 | 21903303.2214 | 14710440.6285 | 4212842.1693 | 58861.3232 | 8902664.477 | 467614.032 | 12563.5358 | 14614.812 | 3610842.7429 | 1051942.6959 | 945194.7462 | 0
693
694 |  | 428-432 |  | Electric Interest Deductions for Tax | F104P |  | 287505.5877 | 103830.8892 | 76606.6275 | 22968.1961 | 531.5132 | 50050.0623 | 2581.219 | 71.5618 | 122.9532 | 18176.124 | 5833.5425 | 6732.8989 | 0 | 984
695
696 | [6 empty] | D: DEFERRED INCOME TAXES
697
698
699 |  | 41010 | Deferred Income Tax - Federal-DR |  | F101P |  | 79433061.408 | 28482418.1243 | 21189970.0378 | 6375971.269 | 152197.3742 | 13923370.6897 | 717108.965 | 19937.1083 | 35098.0337 | 5013402.2513 | 1620679.3303 | 1902908.2244 | 0 | 1010
700
701 |  | 41020 | Deferred Income Tax - State-DR |  | F101P |  | 0 | 0 | 0 | 0 | 0 | 0 | 0 | 0 | 0 | 0 | 0 | 0 | 0 | 1025
702
703 |  | 41120 | Deferred Income Tax - Federal-CR |  | F101P |  | -38853936.3034 | -13931907.4445 | -10364874.9214 | -3118746.4913 | -74445.9168 | -6810486.0661 | -350767.1183 | -9752.0494 | -17167.8737 | -2452258.6475 | -792740.0802 | -930789.6943 | 0 | 1044
704
705 |  | 41111 | Deferred Income Tax - State-CR |  | F101P |  | 0 | 0 | 0 | 0 | 0 | 0 | 0 | 0 | 0 | 0 | 0 | 0 | 0 | 1059
706
707 |  | TOTAL DEFERRED INCOME TAXES |  |  |  |  | 40579125.1045 | 14550510.6798 | 10825095.1163 | 3257224.7777 | 77751.4574 | 7112884.6236 | 366341.8467 | 10185.0589 | 17930.16 | 2561143.6038 | 827939.2501 | 972118.5301 | 0
708
709 |  | SCHMAF | Additions - Flow Through
710 |  |  |  | S | F101P |  | 0 | 0 | 0 | 0 | 0 | 0 | 0 | 0 | 0 | 0 | 0 | 0 | 0 | 1064
711 |  |  |  | SNP | F104P |  | 0 | 0 | 0 | 0 | 0 | 0 | 0 | 0 | 0 | 0 | 0 | 0 | 0 | 1065
712 |  |  |  | SO | F102P |  | 0 | 0 | 0 | 0 | 0 | 0 | 0 | 0 | 0 | 0 | 0 | 0 | 0 | 1066
713 |  |  |  | SE | F30 |  | 0 | 0 | 0 | 0 | 0 | 0 | 0 | 0 | 0 | 0 | 0 | 0 | 0 | 1067
714 |  |  |  | TROJP | F12 |  | 0 | 0 | 0 | 0 | 0 | 0 | 0 | 0 | 0 | 0 | 0 | 0 | 0 | 1068
715 |  |  |  | SG | F12 |  | 0 | 0 | 0 | 0 | 0 | 0 | 0 | 0 | 0 | 0 | 0 | 0 | 0 | 1069
716
717
718 |  | SCHMAP | Additions - Permanent
719 |  |  |  | S | F101P |  | 0 | 0 | 0 | 0 | 0 | 0 | 0 | 0 | 0 | 0 | 0 | 0 | 0 | 1073
720 |  |  |  | SE | F30 |  | 0 | 0 | 0 | 0 | 0 | 0 | 0 | 0 | 0 | 0 | 0 | 0 | 0 | 1074
721 |  |  |  | SNP | F104P |  | 0 | 0 | 0 | 0 | 0 | 0 | 0 | 0 | 0 | 0 | 0 | 0 | 0 | 1075
722 |  |  |  | SO | F102P |  | 248958.0036 | 90415.8231 | 66281.3666 | 19814.4111 | 447.1525 | 43096.534 | 2225.0946 | 61.5692 | 103.7311 | 15761.7765 | 5027.3709 | 5723.174 | 0 | 1076
723 |  |  |  | SG | F12 |  | 0 | 0 | 0 | 0 | 0 | 0 | 0 | 0 | 0 | 0 | 0 | 0 | 0 | 1077
724 |  |  |  | BADDEBT | F80 |  | 11501.5449 | 10363.3296 | 537.3157 | 155.5467 | 0 | 276.4717 | 31.3471 | 0 | 0 | 137.5341 | 0 | 0 | 0 | 1078
725
726
727 |  | SCHMAT | Additions - Temporary
728 |  |  |  | S | F101P |  | 4526636.7768 | 1623122.1495 | 1207548.7961 | 363346.2632 | 8673.2428 | 793448.4798 | 40865.7523 | 1136.1522 | 2000.125 | 285697.8015 | 92357.345 | 108440.6694 | 0 | 1082
729 |  |  |  | SGCT | F12 |  | 369382.0437 | 143069.9171 | 97388.2346 | 28089.6294 | 432.6593 | 59660.703 | 3124.3995 | 84.3395 | 105.6793 | 23784.7609 | 7035.6787 | 6606.0425 | 0 | 1083
730 |  |  |  | CIAC | F104P |  | 0 | 0 | 0 | 0 | 0 | 0 | 0 | 0 | 0 | 0 | 0 | 0 | 0 | 1084
731 |  |  |  | SNP | F104P |  | 3951932.3206 | 1427216.251 | 1053002.8637 | 315711.2777 | 7305.9589 | 687967.3562 | 35480.364 | 983.6588 | 1690.0633 | 249841.4458 | 80185.4507 | 92547.6306 | 0 | 1085
732 |  |  |  | TROJD | F12 |  | -12066.3852 | -4673.5805 | -3181.324 | -917.5873 | -14.1334 | -1948.901 | -102.0629 | -2.7551 | -3.4522 | -776.9627 | -229.8304 | -215.7957 | 0 | 1086
733 |  |  |  | SG | F12 |  | 0 | 0 | 0 | 0 | 0 | 0 | 0 | 0 | 0 | 0 | 0 | 0 | 0 | 1087
734 |  |  |  | SE | F30 |  | 0 | 0 | 0 | 0 | 0 | 0 | 0 | 0 | 0 | 0 | 0 | 0 | 0 | 1088
735 |  |  |  | SG | F12 |  | -2663553.4757 | -1031653.7617 | -702250.6239 | -202549.7214 | -3119.8353 | -430203.5671 | -22529.5332 | -608.1586 | -762.0365 | -171508.019 | -50733.1276 | -47635.0915 | 0 | 1089
736 |  |  |  | GPS | F102P |  | 29768.8934 | 10811.3777 | 7925.5252 | 2369.2875 | 53.4678 | 5153.2231 | 266.0634 | 7.3621 | 12.4035 | 1884.698 | 601.1426 | 684.3426 | 0 | 1090
737 |  |  |  | SO | F102P |  | 6385037.7472 | 2318898.9102 | 1699921.3585 | 508181.144 | 11468.1424 | 1105298.8541 | 57067.1063 | 1579.0676 | 2660.3968 | 404243.032 | 128937.2193 | 146782.5159 | 0 | 1091
738 |  |  |  | SNPD | F104P |  | 245743.9224 | 88748.9185 | 65479.1209 | 19631.9475 | 454.3081 | 42780.0334 | 2206.2837 | 61.1671 | 105.0936 | 15535.9485 | 4986.1904 | 5754.9107 | 0 | 1092
739 |  |  |  | BADDEBT | F80 |  | 0 | 0 | 0 | 0 | 0 | 0 | 0 | 0 | 0 | 0 | 0 | 0 | 0 | 1093
740 |  |  |  | TAXDEPR | F151P |  | 0 | 0 | 0 | 0 | 0 | 0 | 0 | 0 | 0 | 0 | 0 | 0 | 0 | 1094
741 |  |  |  | SCHMDEXP | F151P |  | 148680929.6873 | 53996221.2834 | 39584223.0426 | 11833608.8332 | 267078.2275 | 25738417.4372 | 1328880.4545 | 36770.9074 | 61956.4485 | 9413079.209 | 3002471.1932 | 3418222.6507 | 0 | 1095
742
743
744 |  | TOTAL SCHEDULE - M ADDITIONS |  |  |  |  | 161774271.079 | 58672540.6179 | 43076875.6759 | 12887441.0315 | 292779.1907 | 28043946.6243 | 1447515.2693 | 40073.3101 | 67868.4526 | 10237681.2246 | 3270638.6329 | 3736911.0491 | 0
745
746 |  | SCHMDF | Deductions - Flow Through
747 |  |  |  | S | F101P |  | 0 | 0 | 0 | 0 | 0 | 0 | 0 | 0 | 0 | 0 | 0 | 0 | 0 | 1101
748 |  |  |  | DGP | F12 |  | 0 | 0 | 0 | 0 | 0 | 0 | 0 | 0 | 0 | 0 | 0 | 0 | 0 | 1102
749 |  |  |  | DGU | F12 |  | 0 | 0 | 0 | 0 | 0 | 0 | 0 | 0 | 0 | 0 | 0 | 0 | 0 | 1103
750
751 |  | SCHMDP | Deductions - Permanent
752 |  |  |  | S | F101P |  | 0 | 0 | 0 | 0 | 0 | 0 | 0 | 0 | 0 | 0 | 0 | 0 | 0 | 1106
753 |  |  |  | SE | F30 |  | 0 | 0 | 0 | 0 | 0 | 0 | 0 | 0 | 0 | 0 | 0 | 0 | 0 | 1107
754 |  |  |  | SNP | F104P |  | 10897.6543 | 3935.6214 | 2903.7089 | 870.5899 | 20.1466 | 1897.105 | 97.8389 | 2.7125 | 4.6604 | 688.9505 | 221.1155 | 255.2048 | 0 | 1108
755 |  |  |  | IBT | F150P |  | -2572.2626 | -711.8979 | -1202.6783 | -276.5219 | -19.4332 | -97.2643 | -11.0443 | -1.6288 | -6.0468 | -281.1206 | 59.4894 | -24.1159 | 0 | 1109
756 |  |  |  | SG | F12 |  | 5193626.0184 | 2011607.3762 | 1369308.7617 | 394948.8954 | 6083.3236 | 838847.975 | 43930.0246 | 1185.8401 | 1485.8844 | 334421.1099 | 98923.8226 | 92883.0049 | 0 | 1110
757 |  |  |  | SO | F102P |  | -4501.5451 | -1634.8577 | -1198.4694 | -358.2751 | -8.0852 | -779.2519 | -40.2331 | -1.1133 | -1.8756 | -284.9973 | -90.9026 | -103.4838 | 0 | 1111
758
759
760 |  | SCHMDT | Deductions - Temporary
761 |  |  |  | S | F101P |  | 1477635.4751 | 529837.7111 | 394181.6026 | 118607.5567 | 2831.2171 | 259006.3394 | 13339.8566 | 370.8755 | 652.9032 | 93260.6762 | 30148.319 | 35398.4178 | 0 | 1115
762 |  |  |  | BADDEBT | F80 |  | 0 | 0 | 0 | 0 | 0 | 0 | 0 | 0 | 0 | 0 | 0 | 0 | 0 | 1116
763 |  |  |  | SNP | F104P |  | 8278057.1714 | 2989569.8517 | 2205710.321 | 661315.9827 | 15303.6897 | 1441075.5662 | 74320.2205 | 2060.4562 | 3540.1519 | 523339.3703 | 167963.3383 | 193858.223 | 0 | 1117
764 |  |  |  | CN | F40 |  | 0 | 0 | 0 | 0 | 0 | 0 | 0 | 0 | 0 | 0 | 0 | 0 | 0 | 1118
765 |  |  |  | TROJD | F12 |  | 28831.2343 | 11166.9811 | 7601.4063 | 2192.469 | 33.7702 | 4656.6739 | 243.8675 | 6.5829 | 8.2485 | 1856.4628 | 549.1531 | 515.6189 | 0 | 1119
766 |  |  |  | DGP | F12 |  | 0 | 0 | 0 | 0 | 0 | 0 | 0 | 0 | 0 | 0 | 0 | 0 | 0 | 1120
767 |  |  |  | SE | F30 |  | 0 | 0 | 0 | 0 | 0 | 0 | 0 | 0 | 0 | 0 | 0 | 0 | 0 | 1121
768 |  |  |  | SG | F12 |  | 67752294.2406 | 26241977.0629 | 17863013.2007 | 5152218.0603 | 79358.6469 | 10943004.8719 | 573079.3756 | 15469.6132 | 19383.7746 | 4362616.2835 | 1290488.7483 | 1211684.6027 | 0 | 1122
769 |  |  |  | GPS | F102P |  | -6414376.2786 | -2329553.9903 | -1707732.3062 | -510516.1793 | -11520.8372 | -1110377.5782 | -57329.3233 | -1586.3232 | -2672.6211 | -406100.4834 | -129529.6714 | -147456.965 | 0 | 1123
770 |  |  |  | SO | F102P |  | 7634667.2622 | 2772735.6196 | 2032616.6356 | 607638.3722 | 13712.5972 | 1321619.2779 | 68235.8329 | 1888.1103 | 3181.0688 | 483358.3081 | 154171.8008 | 175509.6388 | 0 | 1124
771 |  |  |  | TAXDEPR | F151P |  | 142175434.9163 | 51633630.8964 | 37852225.8284 | 11315832.4072 | 255392.2903 | 24612239.7868 | 1270735.6416 | 35162.006 | 59245.5605 | 9001212.4168 | 2871098.86 | 3268659.2223 | 0 | 1125
772 |  |  |  | SNPD | F104P |  | 0 | 0 | 0 | 0 | 0 | 0 | 0 | 0 | 0 | 0 | 0 | 0 | 0 | 1126
773
774
775 |  | TOTAL SCHEDULE - M DEDUCTIONS |  |  |  |  | 226129993.8865 | 83862560.3745 | 60017428.0114 | 17742473.3572 | 361187.3259 | 38311093.5015 | 1986602.0575 | 54557.1315 | 84821.7089 | 14394086.9768 | 4484004.0728 | 4831179.3684 | 0
776
777 |  | TOTAL SCHEDULE - M ADJUSTMENTS |  |  |  |  | -64355722.8076 | -25190019.7566 | -16940552.3355 | -4855032.3257 | -68408.1352 | -10267146.8772 | -539086.7882 | -14483.8214 | -16953.2563 | -4156405.7522 | -1213365.4399 | -1094268.3192 | 0
778
779
780
781 | [6 empty] | D: INCOME TAXES
782
783 |  |  | State Income Taxes Before Credits |  | F150P |  | 5266785.3601 | 1545252.3812 | 2037339.2118 | 510742.6899 | 19722.3459 | 551043.4704 | 34675.9017 | 2433.8686 | 5888.5708 | 479458.5704 | -16822.6454 | 97050.9947 | 0 | 1134
784 |  |  | Renewable Energy Credits |  | F12 |  | 0 | 0 | 0 | 0 | 0 | 0 | 0 | 0 | 0 | 0 | 0 | 0 | 0 | 1136
785 |  | 40911 | State Income Taxes |  |  |  | 5266785.3601 | 1545252.3812 | 2037339.2118 | 510742.6899 | 19722.3459 | 551043.4704 | 34675.9017 | 2433.8686 | 5888.5708 | 479458.5704 | -16822.6454 | 97050.9947 | 0
786
787 |  | Calculation of Taxable Income
788
789 |  |  | Operating Revenues |  |  |  | 743519489.68 | 276287994.3542 | 210427934.6158 | 59090420.6144 | 1177991.655 | 113858603.8821 | 6088339.9571 | 197486.7912 | 313478.7482 | 50933810.095 | 11617801.1294 | 13525627.8376 | 0
790 |  |  | Operating Deductions
791 |  |  | O & M Expenses |  |  |  | 342507326.662 | 132380926.1582 | 90316386.4087 | 26094824.2076 | 421181.6218 | 55416265.3973 | 2908891.5417 | 78807.3323 | 100355.5786 | 22054040.1987 | 6530908.914 | 6204739.3031 | 0
792 |  |  | Depreciation Expense |  |  |  | 135423231.0434 | 52363998.1307 | 35714039.1795 | 10311232.6279 | 160910.6098 | 21915333.59 | 1147225.8334 | 30990.1795 | 39222.5273 | 8716038.9816 | 2583627.4693 | 2440611.9145 | 0
793 |  |  | Amortization Expense |  |  |  | 10169458.9052 | 3562437.7291 | 2756381.0766 | 825273.0294 | -3047.2878 | 1850616.8143 | 88314.4233 | 2205.6017 | 4045.9748 | 627046.2516 | 216545.2729 | 239640.0194 | 0
794 |  |  | Taxes Other Than Income |  |  |  | 24541685.9905 | 8799944.8777 | 6546865.771 | 1969923.883 | 47022.9914 | 4301772.9059 | 221558.4132 | 6159.7809 | 10843.9094 | 1548943.7473 | 500726.0517 | 587923.659 | 0
795 |  |  | Interest & Dividends (AFUDC-Equity) |  | F104P |  | -5363079.7558 | -1936843.5392 | -1429006.846 | -428444.7771 | -9914.7549 | -933625.2499 | -48149.6155 | -1334.9015 | -2293.5475 | -339054.2882 | -108817.8978 | -125594.3381 | 0 | 1147
796 |  |  | Misc Revenue & Expense |  |  |  | -301734.0526 | -116018.9316 | -79643.6005 | -23070.033 | -375.4023 | -49142.3653 | -2569.0594 | -69.5615 | -90.9185 | -19390.8782 | -5787.5089 | -5575.7933 | 0
797 |  |  | Total Operating Deductions |  |  |  | 506976888.7928 | 195054444.4249 | 133825021.9893 | 38749738.9378 | 615777.778 | 82501221.0922 | 4315271.5367 | 116758.4314 | 152083.5241 | 32587624.0127 | 9717202.3011 | 9341744.7647 | 0
798 |  |  | Other Deductions
799 |  |  | Interest Deductions |  | F101P |  | 56178389.9719 | 22007134.1106 | 14787047.256 | 4235810.3653 | 59392.8364 | 8952714.5393 | 470195.251 | 12635.0976 | 14737.7652 | 3629018.8669 | 1057776.2384 | 951927.6451 | 0
800 |  |  | Interest on PCRBS |  |  |  | 0 | 0 | 0 | 0 | 0 | 0 | 0 | 0 | 0 | 0 | 0 | 0 | 0
801 |  |  | Schedule M Adjustments |  |  |  | -64355722.8076 | -25190019.7566 | -16940552.3355 | -4855032.3257 | -68408.1352 | -10267146.8772 | -539086.7882 | -14483.8214 | -16953.2563 | -4156405.7522 | -1213365.4399 | -1094268.3192 | 0
802
803 |  |  | Income Before State Taxes |  |  |  | 116008488.1078 | 34036396.0621 | 44875313.035 | 11249838.9856 | 434412.9053 | 12137521.3734 | 763786.3811 | 53609.4408 | 129704.2025 | 10560761.4632 | -370542.85 | 2137687.1086 | 0
804
805 |  |  | State Income Taxes |  |  |  | 5266785.3601 | 1545252.3812 | 2037339.2118 | 510742.6899 | 19722.3459 | 551043.4704 | 34675.9017 | 2433.8686 | 5888.5708 | 479458.5704 | -16822.6454 | 97050.9947 | 0
806
807 |  |  | Adjustments to Calculated Tax:
808 |  |  |  | PMI | F30 |  | -18751.4093 | -5451.8039 | -5137.6081 | -1691.8031 | -68.8264 | -3898.1534 | -194.5491 | -5.7051 | -15.1577 | -1126.4328 | -443.1544 | -718.2152 | 0 | 1166
809 |  |  |  | Renewable Energy Credits | F12 |  | -19440517.4486 | -7529746.6853 | -5125527.0941 | -1478352.6702 | -22770.7885 | -3139933.1866 | -164436.6398 | -4438.7764 | -5561.8871 | -1251788.134 | -370286.6347 | -347674.9522 | 0 | 1167
810 |  |  |  | System Overheads | F102P |  | -144.5115 | -52.4833 | -38.4741 | -11.5016 | -0.25956 | -25.0161 | -1.2916 | -0.035739 | -0.060212 | -9.1492 | -2.9182 | -3.3221 | 0 | 1168
811 |  |  |  | Situs | F107P |  | 0 | 0 | 0 | 0 | 0 | 0 | 0 | 0 | 0 | 0 | 0 | 0 | 0 | 1169
812 |  |  |  | Total Adjustments |  |  | -19459413.3695 | -7535250.9724 | -5130703.1762 | -1480055.9748 | -22839.8745 | -3143856.3561 | -164632.4804 | -4444.5173 | -5577.105 | -1252923.716 | -370732.7073 | -348396.4895 | 0
813
814 |  |  | 35%
815
816 |  | 40910 | Federal Income Tax |  |  |  | 19300182.5921 | 3836649.3159 | 9862587.6619 | 2278627.7287 | 122301.8213 | 911410.91 | 90556.1874 | 13466.933 | 37758.3661 | 2275532.2965 | -494534.7789 | 365826.1503 | 0
817
818
819 |  | TOTAL OPERATING EXPENSES |  |  |  |  | 575982128.8397 | 216384433.1757 | 157577854.0229 | 45104060.5108 | 842586.5537 | 91746569.5038 | 4841417.8237 | 143801.7175 | 215289.6456 | 38147892.3471 | 10111917.16 | 10866306.379 | 0
820
821
822 |  | Distribution - METER - Unbundled |  |  |  |  | D: STEAM PRODUCTION PLANT
823
824 |  | A |  | B | C |  | D | E | F | G | H | I | J | K | L | M | N | O
825 |  | FERC ACCT |  | DESCRIPTION | COS Factor |  | Utah Jurisdiction Normalized | Residential Sch 1 | General Large Dist. Sch 6 | General +1 MW Sch 8 | Street & Area Lighting Sch. 7,11,12 | General Trans Sch 9 | Irrigation Sch 10 | Traffic Signals Sch 15 | Outdoor Lighting Sch 15 | General Small Dist. Sch 23 | Industrial Cust 1 | Industrial Cust 2
826 |  | 310 | Land and Land Rights |  | F12 |  | 30745379.1051 | 11908372.1416 | 8106074.03 | 2338030.0146 | 36012.2371 | 4965836.7603 | 260058.2439 | 7019.9707 | 8796.1818 | 1979715.861 | 585612.1367 | 549851.5273 | 0 | 1186
827 |  |  |  | Total 310 |  |  | 30745379.1051 | 11908372.1416 | 8106074.03 | 2338030.0146 | 36012.2371 | 4965836.7603 | 260058.2439 | 7019.9707 | 8796.1818 | 1979715.861 | 585612.1367 | 549851.5273 | 0
828
829 |  | 311 | Structures and Improvements |  | F12 |  | 334488512.6971 | 129554873.0324 | 88188492.8735 | 25436153.497 | 391788.2939 | 54024877.9037 | 2829254.2732 | 76372.4384 | 95696.3895 | 21537942.7146 | 6371056.0196 | 5982005.2613 | 0 | 1193
830 |  |  |  | Total 311 |  |  | 334488512.6971 | 129554873.0324 | 88188492.8735 | 25436153.497 | 391788.2939 | 54024877.9037 | 2829254.2732 | 76372.4384 | 95696.3895 | 21537942.7146 | 6371056.0196 | 5982005.2613 | 0
831
832 |  | 312 | Boiler Plant Equipment |  | F12 |  | 1412669422.7479 | 547158424.7397 | 372452812.5529 | 107426338.7637 | 1654667.715 | 228167157.2719 | 11948993.3111 | 322549.2189 | 404161.4529 | 90962744.4497 | 26907339.6779 | 25264233.5941 | 0 | 1200
833 |  |  |  | Total 312 |  |  | 1412669422.7479 | 547158424.7397 | 372452812.5529 | 107426338.7637 | 1654667.715 | 228167157.2719 | 11948993.3111 | 322549.2189 | 404161.4529 | 90962744.4497 | 26907339.6779 | 25264233.5941 | 0
834
835 |  | 314 | Turbogenerator Units |  | F12 |  | 327187124.1051 | 126726882.1266 | 86263468.7505 | 24880919.9571 | 383236.136 | 52845594.8723 | 2767495.8447 | 74705.3413 | 93607.4791 | 21067801.3398 | 6231985.3072 | 5851426.9505 | 0 | 1207
836 |  |  |  | Total 314 |  |  | 327187124.1051 | 126726882.1266 | 86263468.7505 | 24880919.9571 | 383236.136 | 52845594.8723 | 2767495.8447 | 74705.3413 | 93607.4791 | 21067801.3398 | 6231985.3072 | 5851426.9505 | 0
837
838 |  | 315 | Accessory Electric Equipment |  | F12 |  | 161991154.8189 | 62742792.9459 | 42709256.8505 | 12318605.0424 | 189741.1593 | 26163984.7958 | 1370194.0413 | 36986.7993 | 46345.2945 | 10430720.5788 | 3085471.3476 | 2897055.9634 | 0 | 1214
839 |  |  |  | Total 316 |  |  | 161991154.8189 | 62742792.9459 | 42709256.8505 | 12318605.0424 | 189741.1593 | 26163984.7958 | 1370194.0413 | 36986.7993 | 46345.2945 | 10430720.5788 | 3085471.3476 | 2897055.9634 | 0
840
841 |  | 316 | Misc Power Plant Equipment |  | F12 |  | 10263036.4623 | 3975103.2855 | 2705867.8656 | 780451.8269 | 12021.1529 | 1657633.2841 | 86809.3781 | 2343.3185 | 2936.231 | 660843.8945 | 195481.6914 | 183544.5338 | 0 | 1221
842 |  |  |  | Total 316 |  |  | 10263036.4623 | 3975103.2855 | 2705867.8656 | 780451.8269 | 12021.1529 | 1657633.2841 | 86809.3781 | 2343.3185 | 2936.231 | 660843.8945 | 195481.6914 | 183544.5338 | 0
843
844 |  | S00 | Unclassified Steam Plant - Acct 300 |  | F12 |  | -764422.9163 | -296078.0718 | -201541.4651 | -58130.4825 | -895.3729 | -123465.6891 | -6465.8328 | -174.5377 | -218.6996 | -49221.7112 | -14560.0851 | -13670.9685 | 0 | 1226
845
846
847
848 |  | Total Steam Production Plant |  |  |  |  | 2276580207.02 | 881770370.2001 | 600224431.458 | 173122368.6192 | 2666571.3212 | 367701619.199 | 19256339.2595 | 519802.5496 | 651324.3291 | 146590547.1271 | 43362386.0954 | 40714446.8619 | 0
849
850
851 | [6 empty] | D: NUCLEAR PRODUCTION
852
853
854 |  | 320 | Land and Land Rights |  | F12 |  | 0 | 0 | 0 | 0 | 0 | 0 | 0 | 0 | 0 | 0 | 0 | 0 | 0 | 1232
855
856 |  | 321 | Structures and Improvements |  | F12 |  | 0 | 0 | 0 | 0 | 0 | 0 | 0 | 0 | 0 | 0 | 0 | 0 | 0 | 1236
857
858 |  | 322 | Reactor Plant Equipment |  | F12 |  | 0 | 0 | 0 | 0 | 0 | 0 | 0 | 0 | 0 | 0 | 0 | 0 | 0 | 1240
859
860 |  | 323 | Turbogenerator Units |  | F12 |  | 0 | 0 | 0 | 0 | 0 | 0 | 0 | 0 | 0 | 0 | 0 | 0 | 0 | 1244
861
862 |  | 324 | Land and Land Rights |  | F12 |  | 0 | 0 | 0 | 0 | 0 | 0 | 0 | 0 | 0 | 0 | 0 | 0 | 0 | 1248
863
864 |  | 325 | Misc. Power Plant Equipment |  | F12 |  | 0 | 0 | 0 | 0 | 0 | 0 | 0 | 0 | 0 | 0 | 0 | 0 | 0 | 1252
865
866 |  | N00 | Unclassified Nuclear Plt - Acct 300 |  | F12 |  | 0 | 0 | 0 | 0 | 0 | 0 | 0 | 0 | 0 | 0 | 0 | 0 | 0 | 1258
867
868 |  | Total Nuclear Production Plant |  |  |  |  | 0 | 0 | 0 | 0 | 0 | 0 | 0 | 0 | 0 | 0 | 0 | 0 | 0
869
870
871 | [6 empty] | D: HYDRAULIC PRODUCTION PLANT
872
873
874 |  | 330 | Land and Land Rights |  | F12 |  | 10288385.9646 | 3984921.7141 | 2712551.3071 | 782379.5278 | 12050.8449 | 1661727.6064 | 87023.7956 | 2349.1065 | 2943.4834 | 662476.1662 | 195964.5275 | 183997.8852 | 0 | 1268
875
876 |  | 331 | Structures and Improvements |  | F12 |  | 83179469.9788 | 32217266.8506 | 21930415.5957 | 6325376.4655 | 97428.5854 | 13434723.5828 | 703569.3662 | 18992.0392 | 23797.4539 | 5355982.6165 | 1584332.6237 | 1487584.7993 | 0 | 1275
877
878 |  | 332 | Reservoirs, Dams & Waterways |  | F12 |  | 158575442.0781 | 61419811.0986 | 41808698.0951 | 12058857.4269 | 185740.3156 | 25612296.3019 | 1341302.4068 | 36206.9032 | 45368.067 | 10210780.5135 | 3020411.7226 | 2835969.2271 | 0 | 1282
879
880 |  | 333 | Water Wheel, Turbines, & Generators |  | F12 |  | 41792780.8377 | 16187277.6181 | 11018741.1979 | 3178128.8388 | 48952.1215 | 6750156.7208 | 353502.1362 | 9542.3803 | 11956.8179 | 2691065.5685 | 796033.7585 | 747423.6793 | 0 | 1289
881
882 |  | 334 | Accessory Electric Equipment |  | F12 |  | 25660384.9312 | 9938840.3055 | 6765406.2479 | 1951342.0196 | 30056.1546 | 4144534.4466 | 217047.0762 | 5858.9341 | 7341.3767 | 1652289.6294 | 488757.4421 | 458911.2984 | 0 | 1296
883
884 |  | 335 | Misc. Power Plant Equipment |  | F12 |  | 777971.9632 | 301325.9203 | 205113.6955 | 59160.8187 | 911.243 | 125654.062 | 6580.4367 | 177.6313 | 222.576 | 50094.1436 | 14818.156 | 13913.2801 | 0 | 1303
885
886 |  | 336 | Roads, Railroads & Bridges |  | F12 |  | 6853878.0806 | 2654660.0879 | 1807037.1786 | 521202.6371 | 8027.9863 | 1107003.4169 | 57973.1833 | 1564.9189 | 1960.8787 | 441325.8688 | 130546.9083 | 122575.0158 | 0 | 1310
887
888 |  | H00 | Unclassified Hydro Plant - Acct 300 |  | F12 |  | 0 | 0 | 0 | 0 | 0 | 0 | 0 | 0 | 0 | 0 | 0 | 0 | 0 | 1316
889
890 |  | Total Hydraulic Plant |  |  |  |  | 327128313.8341 | 126704103.5949 | 86247963.3177 | 24876447.7345 | 383167.2512 | 52836096.1374 | 2766998.401 | 74691.9134 | 93590.6536 | 21064014.5064 | 6230865.1386 | 5850375.1854 | 0
891
892 |  | Distribution - METER - Unbundled
893 |  | A |  | B | C |  | D | E | F | G | H | I | J | K | L | M | N | O
894 |  | FERC ACCT |  | DESCRIPTION | COS Factor |  | Utah Jurisdiction Normalized | Residential Sch 1 | General Large Dist. Sch 6 | General +1 MW Sch 8 | Street & Area Lighting Sch. 7,11,12 | General Trans Sch 9 | Irrigation Sch 10 | Traffic Signals Sch 15 | Outdoor Lighting Sch 15 | General Small Dist. Sch 23 | Industrial Cust 1 | Industrial Cust 2
895 |  | 340 | Land and Land Rights |  | F12 |  | 12264122.5847 | 4750168.6426 | 3233457.7903 | 932624.2688 | 14365.0364 | 1980838.5044 | 103735.4645 | 2800.2186 | 3508.7371 | 789695.1903 | 233596.6978 | 219332.034 | 0 | 1322
896 |  |  |  | Wind Generation | F12 |  | 1772780.0986 | 686637.3339 | 467396.6344 | 134810.9277 | 2076.4674 | 286330.3962 | 14994.9714 | 404.7719 | 507.1883 | 114150.5157 | 33766.4251 | 31704.4666 | 0 | 1323
897 |  |  |  | Simple Cycle Combustion Turbine | F12 |  | 71306.4905 | 27618.5967 | 18800.0834 | 5422.4966 | 83.5217 | 11517.0605 | 603.1424 | 16.2811 | 20.4006 | 4591.4734 | 1358.1861 | 1275.248 | 0 | 1324
898 |  |  |  | Total 340 |  |  | 14108209.1737 | 5464424.5731 | 3719654.5081 | 1072857.6931 | 16525.0255 | 2278685.9612 | 119333.5782 | 3221.2716 | 4036.326 | 908437.1793 | 268721.309 | 252311.7485 | 0
899
900 |  | 341 | Structures and Improvements |  | F12 |  | 55693088.4386 | 21571177.2679 | 14683582.0856 | 4235176.6727 | 65233.6307 | 8995263.4807 | 471077.1894 | 12716.1825 | 15933.6637 | 3586115.8242 | 1060795.1331 | 996017.3082 | 0 | 1328
901 |  |  |  | Wind Generation | F12 |  | 17383124.9634 | 6732872.6161 | 4583091.8963 | 1321898.4152 | 20360.953 | 2807633.6498 | 147034.2888 | 3969.0201 | 4973.2718 | 1119311.2333 | 331099.1521 | 310880.4669 | 0 | 1330
902 |  |  |  | Simple Cycle Combustion Turbine | F12 |  | 1403838.2094 | 543737.8985 | 370124.4474 | 106754.7698 | 1644.3237 | 226740.7848 | 11874.2949 | 320.5328 | 401.6349 | 90394.0966 | 26739.1302 | 25106.2958 | 0 | 1331
903 |  |  |  | Total 341 |  |  | 74480051.6115 | 28847787.7825 | 19636798.4293 | 5663829.8577 | 87238.9073 | 12029637.9153 | 629985.7732 | 17005.7354 | 21308.5704 | 4795821.1541 | 1418633.4153 | 1332004.071 | 0
904
905 |  | 342 | Fuel Holders, Producers & Access |  | F12 |  | 4410313.401 | 1708212.9012 | 1162786.9932 | 335381.947 | 5165.8251 | 712331.3177 | 37304.4142 | 1006.9894 | 1261.7805 | 283983.078 | 84003.9424 | 78874.2123 | 0 | 1335
906 |  |  |  | Simple Cycle Combustion Turbine | F12 |  | 804594.738 | 311637.5157 | 212132.8375 | 61185.3456 | 942.4264 | 129954.0368 | 6805.6242 | 183.7099 | 230.1927 | 51808.4021 | 15325.2442 | 14389.4028 | 0 | 1337
907 |  |  |  | Total 342 |  |  | 5214908.1391 | 2019850.4169 | 1374919.8307 | 396567.2926 | 6108.2515 | 842285.3545 | 44110.0384 | 1190.6993 | 1491.9732 | 335791.4801 | 99329.1866 | 93263.6152 | 0
908
909 |  | 343 | Prime Movers |  | F12 |  | 587148931.3972 | 227415897.3201 | 154802862.8389 | 44649695.8123 | 687730.8767 | 94833299.578 | 4966369.7259 | 134061.392 | 167981.9506 | 37806918.8308 | 11183519.2893 | 10500593.7826 | 0 | 1342
910 |  |  |  | Wind Generation | F12 |  | 355044409.719 | 137516631.1426 | 93608091.7812 | 26999325.122 | 415865.5328 | 57344961.5079 | 3003125.295 | 81065.8851 | 101577.384 | 22861550.8976 | 6762587.4668 | 6349627.7041 | 0 | 1343
911 |  |  |  | Simple Cycle Combustion Turbine | F12 |  | 18077084.5754 | 7001658.676 | 4766055.5856 | 1374670.5211 | 21173.7918 | 2919718.4656 | 152904.1113 | 4127.4692 | 5171.8121 | 1163995.7644 | 344317.1114 | 323291.2669 | 0 | 1344
912 |  |  |  | Total 343 |  |  | 960270425.6916 | 371934187.1388 | 253177010.2057 | 73023691.4553 | 1124770.2013 | 155097979.5515 | 8122399.1322 | 219254.7462 | 274731.1467 | 61832465.4928 | 18290423.8675 | 17173512.7536 | 0
913
914 |  | 344 | Generators |  | F12 |  | 18323612.356 | 7097144.3926 | 4831053.0746 | 1393417.7074 | 21462.5512 | 2959536.3748 | 154989.3542 | 4183.7579 | 5242.3431 | 1179869.8558 | 349012.7654 | 327700.1791 | 0 | 1349
915 |  |  |  | Wind Generation | F12 |  | 131032191.5044 | 50751694.8688 | 34546870.9628 | 9964333.0328 | 153478.7498 | 21163651.0037 | 1108329.2061 | 29918.0618 | 37488.0068 | 8437251.8854 | 2495791.0384 | 2343384.688 | 0 | 1350
916 |  |  |  | Simple Cycle Combustion Turbine | F12 |  | 5659728.8037 | 2192139.3971 | 1492197.5922 | 430393.6462 | 6629.2725 | 914130.5186 | 47872.5316 | 1292.2635 | 1619.2353 | 364433.7851 | 107801.7567 | 101218.8048 | 0 | 1351
917 |  |  |  | Total 344 |  |  | 155015532.664 | 60040978.6584 | 40870121.6296 | 11788144.3864 | 181570.5735 | 25037317.8972 | 1311191.0919 | 35394.0831 | 44349.5852 | 9981555.5263 | 2952605.5605 | 2772303.672 | 0
918
919 |  | 345 | Accessory Electric Plant |  | F12 |  | 69130397.6839 | 26775747.3116 | 18226352.6312 | 5257015.8318 | 80972.8273 | 11165589.1085 | 584735.9943 | 15784.2701 | 19778.0468 | 4451353.301 | 1316737.7042 | 1236330.657 | 0 | 1355
920 |  |  |  | Wind Generation | F12 |  | 36738208.8292 | 14229528.9663 | 9686094.2739 | 2793754.295 | 43031.6726 | 5933768.04 | 310748.2929 | 8388.2898 | 10510.7165 | 2365598.2408 | 699758.5197 | 657027.5216 | 0 | 1356
921 |  |  |  | Simple Cycle Combustion Turbine | F12 |  | 947707.7016 | 367068.3635 | 249864.8256 | 72068.3601 | 1110.0554 | 153068.9125 | 8016.138 | 216.3863 | 271.137 | 61023.5431 | 18051.1397 | 16948.8405 | 0 | 1358
922 |  |  |  | Total 345 |  |  | 106816314.2147 | 41372344.6414 | 28162311.7307 | 8122838.4869 | 125114.5553 | 17252426.061 | 903500.4252 | 24388.9463 | 30559.9003 | 6877975.085 | 2034547.3636 | 1910307.0191 | 0
923
924 |  | 346 | Misc. Power Plant Equipment |  | F12 |  | 4130294.1281 | 1599755.1815 | 1088959.4125 | 314087.9027 | 4837.837 | 667104.0335 | 34935.8853 | 943.0537 | 1181.6676 | 265952.4466 | 78670.3706 | 73866.337 | 0 | 1362
925 |  |  |  | Wind Generation | F12 |  | 851252.5816 | 329709.1408 | 224434.2612 | 64733.4378 | 997.077 | 137489.9736 | 7200.2772 | 194.3631 | 243.5414 | 54812.7324 | 16213.9436 | 15223.8335 | 0 | 1363
926
927 |  | O00 | Unclassified Other Prod - Acct 300 |  | F12 |  | 5008706.5653 | 1939983.9411 | 1320554.4181 | 380886.7097 | 5866.7264 | 808980.7284 | 42365.8927 | 1143.6181 | 1432.9794 | 322514.0206 | 95401.6323 | 89575.8984 | 0 | 1370
928
929 |  | Total Other Production Plant |  |  |  |  | 1325895694.7698 | 513549021.4747 | 349574764.4259 | 100827637.2222 | 1553029.1548 | 214151907.4762 | 11215022.0943 | 302736.517 | 379335.6901 | 85375325.1172 | 25254546.6492 | 23712368.9482 | 0
930
931 |  | Experimental Plant
932 |  | 103 | Experimental Plant |  | F12 |  | 0 | 0 | 0 | 0 | 0 | 0 | 0 | 0 | 0 | 0 | 0 | 0 | 0 | 1376
933
934 |  | TOTAL PRODUCTION PLANT |  |  |  |  | 3929604215.6239 | 1522023495.2697 | 1036047159.2017 | 298826453.5759 | 4602767.7272 | 634689622.8126 | 33238359.7547 | 897230.9799 | 1124250.6728 | 253029886.7508 | 74847797.8832 | 70277190.9954 | 0
935
936 | [6 empty] | D: TRANSMISSION PLANT
937 |  | 350 | Land and Land Rights
938 |  |  |  | Demand | F12 |  | 0 | 0 | 0 | 0 | 0 | 0 | 0 | 0 | 0 | 0 | 0 | 0 | 0 | 1385
939 |  |  |  | Direct Assigned | A | 0 | 0 | 0 | 0 | 0 | 0 | 0 | 0 | 0 | 0 | 0 | 0 | 0 | 0
940 | [6 empty] | 0 | 0 | 0 | 0 | 0 | 0 | 0 | 0 | 0 | 0 | 0 | 0 | 0
941 |  | 352 | Structures and Improvements
942 |  |  |  | Demand | F12 |  | 0 | 0 | 0 | 0 | 0 | 0 | 0 | 0 | 0 | 0 | 0 | 0 | 0 | 1392
943 |  |  |  | Direct Assigned | A | 0 | 0 | 0 | 0 | 0 | 0 | 0 | 0 | 0 | 0 | 0 | 0 | 0 | 0
944 | [6 empty] | 0 | 0 | 0 | 0 | 0 | 0 | 0 | 0 | 0 | 0 | 0 | 0 | 0
945 |  | 353 | Station Equipment
946 |  |  |  | Demand | F12 |  | 0 | 0 | 0 | 0 | 0 | 0 | 0 | 0 | 0 | 0 | 0 | 0 | 0 | 1398
947 |  |  |  | Direct Assigned | A | 0 | 0 | 0 | 0 | 0 | 0 | 0 | 0 | 0 | 0 | 0 | 0 | 0 | 0
948 | [6 empty] | 0 | 0 | 0 | 0 | 0 | 0 | 0 | 0 | 0 | 0 | 0 | 0 | 0
949 |  | 354 | Towers and Fixtures
950 |  |  |  | Demand | F12 |  | 0 | 0 | 0 | 0 | 0 | 0 | 0 | 0 | 0 | 0 | 0 | 0 | 0 | 1404
951 |  |  |  | Direct Assigned | A | 0 | 0 | 0 | 0 | 0 | 0 | 0 | 0 | 0 | 0 | 0 | 0 | 0 | 0
952 | [6 empty] | 0 | 0 | 0 | 0 | 0 | 0 | 0 | 0 | 0 | 0 | 0 | 0 | 0
953 |  | 355 | Poles and Fixtures
954 |  |  |  | Demand | F12 |  | 0 | 0 | 0 | 0 | 0 | 0 | 0 | 0 | 0 | 0 | 0 | 0 | 0 | 1410
955 |  |  |  | Direct Assigned | A | 0 | 0 | 0 | 0 | 0 | 0 | 0 | 0 | 0 | 0 | 0 | 0 | 0 | 0
956 | [6 empty] | 0 | 0 | 0 | 0 | 0 | 0 | 0 | 0 | 0 | 0 | 0 | 0 | 0
957 |  | 356 | Overhead Conductors
958 |  |  |  | Demand | F12 |  | 0 | 0 | 0 | 0 | 0 | 0 | 0 | 0 | 0 | 0 | 0 | 0 | 0 | 1416
959 |  |  |  | Direct Assigned | A | 0 | 0 | 0 | 0 | 0 | 0 | 0 | 0 | 0 | 0 | 0 | 0 | 0 | 0
960 | [6 empty] | 0 | 0 | 0 | 0 | 0 | 0 | 0 | 0 | 0 | 0 | 0 | 0 | 0
961 |  | 357 | Underground Conduit
962 |  |  |  | Demand | F12 |  | 0 | 0 | 0 | 0 | 0 | 0 | 0 | 0 | 0 | 0 | 0 | 0 | 0 | 1422
963 |  |  |  | Direct Assigned | A | 0 | 0 | 0 | 0 | 0 | 0 | 0 | 0 | 0 | 0 | 0 | 0 | 0 | 0
964 | [6 empty] | 0 | 0 | 0 | 0 | 0 | 0 | 0 | 0 | 0 | 0 | 0 | 0 | 0
965 |  | 358 | Underground Conductors
966 |  |  |  | Demand | F12 |  | 0 | 0 | 0 | 0 | 0 | 0 | 0 | 0 | 0 | 0 | 0 | 0 | 0 | 1428
967 |  |  |  | Direct Assigned | A | 0 | 0 | 0 | 0 | 0 | 0 | 0 | 0 | 0 | 0 | 0 | 0 | 0 | 0
968 | [6 empty] | 0 | 0 | 0 | 0 | 0 | 0 | 0 | 0 | 0 | 0 | 0 | 0 | 0
969 |  | 359 | Roads and Trails
970 |  |  |  | Demand | F12 |  | 0 | 0 | 0 | 0 | 0 | 0 | 0 | 0 | 0 | 0 | 0 | 0 | 0 | 1434
971 |  |  |  | Direct Assigned | A | 0 | 0 | 0 | 0 | 0 | 0 | 0 | 0 | 0 | 0 | 0 | 0 | 0 | 0
972 | [6 empty] | 0 | 0 | 0 | 0 | 0 | 0 | 0 | 0 | 0 | 0 | 0 | 0 | 0
973
974 |  | T00 | Unclassified Trans Plant - Acct 300 |  | F12 |  | 0 | 0 | 0 | 0 | 0 | 0 | 0 | 0 | 0 | 0 | 0 | 0 | 0 | 1438
975 |  | TS0 | Unclassified Trans Sub - Acct 300 |  | F12 |  | 0 | 0 | 0 | 0 | 0 | 0 | 0 | 0 | 0 | 0 | 0 | 0 | 0 | 1442
976
977 |  | TOTAL TRANSMISSION PLANT |  |  |  |  | 0 | 0 | 0 | 0 | 0 | 0 | 0 | 0 | 0 | 0 | 0 | 0 | 0
978 |  | Distribution - METER - Unbundled |  |  |  |  | D: DISTRIBUTION PLANT
979 |  | A |  | B | C |  | D | E | F | G | H | I | J | K | L | M | N | O
980 |  | FERC ACCT |  | DESCRIPTION | COS Factor |  | Utah Jurisdiction Normalized | Residential Sch 1 | General Large Dist. Sch 6 | General +1 MW Sch 8 | Street & Area Lighting Sch. 7,11,12 | General Trans Sch 9 | Irrigation Sch 10 | Traffic Signals Sch 15 | Outdoor Lighting Sch 15 | General Small Dist. Sch 23 | Industrial Cust 1 | Industrial Cust 2
981
982 |  | 360 | Land and Land Rights
983 |  |  |  | Demand Primary | F20 |  | 0 | 0 | 0 | 0 | 0 | 0 | 0 | 0 | 0 | 0 | 0 | 0 | 0 | 1447
984 |  |  |  | Assigned | A | 0 | 0 | 0 | 0 | 0 | 0 | 0 | 0 | 0 | 0 | 0 | 0 | 0 | 0
985 | [6 empty] | 0 | 0 | 0 | 0 | 0 | 0 | 0 | 0 | 0 | 0 | 0 | 0 | 0
986 |  | 361 | Structures and Improvements
987 |  |  |  | Demand Primary | F20 |  | 0 | 0 | 0 | 0 | 0 | 0 | 0 | 0 | 0 | 0 | 0 | 0 | 0 | 1451
988 |  |  |  | Assigned | A | 0 | 0 | 0 | 0 | 0 | 0 | 0 | 0 | 0 | 0 | 0 | 0 | 0 | 0
989 | [6 empty] | 0 | 0 | 0 | 0 | 0 | 0 | 0 | 0 | 0 | 0 | 0 | 0 | 0
990 |  | 362 | Station Equipment
991 |  |  |  | Demand Primary | F20 |  | 0 | 0 | 0 | 0 | 0 | 0 | 0 | 0 | 0 | 0 | 0 | 0 | 0 | 1455
992 |  |  |  | Assigned | A | 0 | 0 | 0 | 0 | 0 | 0 | 0 | 0 | 0 | 0 | 0 | 0 | 0 | 0
993 | [6 empty] | 0 | 0 | 0 | 0 | 0 | 0 | 0 | 0 | 0 | 0 | 0 | 0 | 0
994 |  | 364 | Poles, Towers & Fixtures
995 |  |  |  | Demand Primary | F20 | 0 | 0 | 0 | 0 | 0 | 0 | 0 | 0 | 0 | 0 | 0 | 0 | 0 | 0 | 1459
996 |  |  |  | Demand Secondary | F22 | 0 | 0 | 0 | 0 | 0 | 0 | 0 | 0 | 0 | 0 | 0 | 0 | 0 | 0
997 |  |  |  | Assigned | A | 0 | 0 | 0 | 0 | 0 | 0 | 0 | 0 | 0 | 0 | 0 | 0 | 0 | 0
998 | [6 empty] | 0 | 0 | 0 | 0 | 0 | 0 | 0 | 0 | 0 | 0 | 0 | 0 | 0
999 |  | 365 | Overhead Conductors
1000 |  |  |  | Demand Primary | F20 | 0 | 0 | 0 | 0 | 0 | 0 | 0 | 0 | 0 | 0 | 0 | 0 | 0 | 0 | 1463
1001 |  |  |  | Demand Secondary | F22 | 0 | 0 | 0 | 0 | 0 | 0 | 0 | 0 | 0 | 0 | 0 | 0 | 0 | 0
1002 |  |  |  | Assigned | A | 0 | 0 | 0 | 0 | 0 | 0 | 0 | 0 | 0 | 0 | 0 | 0 | 0 | 0
1003 | [6 empty] | 0 | 0 | 0 | 0 | 0 | 0 | 0 | 0 | 0 | 0 | 0 | 0 | 0
1004 |  | 366 | Underground Conduit
1005 |  |  |  | Demand Primary | F20 | 0 | 0 | 0 | 0 | 0 | 0 | 0 | 0 | 0 | 0 | 0 | 0 | 0 | 0 | 1467
1006 |  |  |  | Demand Secondary | F22 | 0 | 0 | 0 | 0 | 0 | 0 | 0 | 0 | 0 | 0 | 0 | 0 | 0 | 0
1007 |  |  |  | Assigned | A | 0 | 0 | 0 | 0 | 0 | 0 | 0 | 0 | 0 | 0 | 0 | 0 | 0 | 0
1008 | [6 empty] | 0 | 0 | 0 | 0 | 0 | 0 | 0 | 0 | 0 | 0 | 0 | 0 | 0
1009 |  | 367 | Underground Conductors
1010 |  |  |  | Demand Primary | F20 | 0 | 0 | 0 | 0 | 0 | 0 | 0 | 0 | 0 | 0 | 0 | 0 | 0 | 0 | 1471
1011 |  |  |  | Demand Secondary | F22 | 0 | 0 | 0 | 0 | 0 | 0 | 0 | 0 | 0 | 0 | 0 | 0 | 0 | 0
1012 |  |  |  | Assigned | A | 0 | 0 | 0 | 0 | 0 | 0 | 0 | 0 | 0 | 0 | 0 | 0 | 0 | 0
1013 | [6 empty] | 0 | 0 | 0 | 0 | 0 | 0 | 0 | 0 | 0 | 0 | 0 | 0 | 0
1014 |  | 368 | Line Transformers
1015 |  |  |  | Demand Secondary | F21 |  | 0 | 0 | 0 | 0 | 0 | 0 | 0 | 0 | 0 | 0 | 0 | 0 | 0 | 1475
1016 |  |  |  | Assigned | A | 0 | 0 | 0 | 0 | 0 | 0 | 0 | 0 | 0 | 0 | 0 | 0 | 0 | 0
1017 | [6 empty] | 0 | 0 | 0 | 0 | 0 | 0 | 0 | 0 | 0 | 0 | 0 | 0 | 0
1018 |  | 369 | Services
1019 |  |  |  | Customer | F70 |  | 0 | 0 | 0 | 0 | 0 | 0 | 0 | 0 | 0 | 0 | 0 | 0 | 0 | 1479
1020 |  |  |  | Assigned | A | 0 | 0 | 0 | 0 | 0 | 0 | 0 | 0 | 0 | 0 | 0 | 0 | 0 | 0
1021 | [6 empty] | 0 | 0 | 0 | 0 | 0 | 0 | 0 | 0 | 0 | 0 | 0 | 0 | 0
1022 |  | 370 | Meters
1023 |  |  |  | Customer | F60 |  | 0 | 0 | 0 | 0 | 0 | 0 | 0 | 0 | 0 | 0 | 0 | 0 | 0 | 1483
1024 |  |  |  | Assigned | A | 0 | 0 | 0 | 0 | 0 | 0 | 0 | 0 | 0 | 0 | 0 | 0 | 0 | 0
1025 | [6 empty] | 0 | 0 | 0 | 0 | 0 | 0 | 0 | 0 | 0 | 0 | 0 | 0 | 0
1026 |  | 371 | Install on Customers' Premises
1027 |  |  |  | Demand Primary | F20 | 0 | 0 | 0 | 0 | 0 | 0 | 0 | 0 | 0 | 0 | 0 | 0 | 0 | 0 | 1487
1028 |  |  |  | Demand Secondary | F22 | 0 | 0 | 0 | 0 | 0 | 0 | 0 | 0 | 0 | 0 | 0 | 0 | 0 | 0
1029 |  |  |  | Assigned | A | 0 | 0 | 0 | 0 | 0 | 0 | 0 | 0 | 0 | 0 | 0 | 0 | 0 | 0
1030 | [6 empty] | 0 | 0 | 0 | 0 | 0 | 0 | 0 | 0 | 0 | 0 | 0 | 0 | 0
1031 |  | 372 | Leased Property
1032 |  |  |  | Demand Primary | F20 | 0.50847 | 0 | 0 | 0 | 0 | 0 | 0 | 0 | 0 | 0 | 0 | 0 | 0 | 0 | 1491
1033 |  |  |  | Demand Secondary | F22 | 0.36588 | 0 | 0 | 0 | 0 | 0 | 0 | 0 | 0 | 0 | 0 | 0 | 0 | 0
1034 |  |  |  | Assigned | A | 0 | 0 | 0 | 0 | 0 | 0 | 0 | 0 | 0 | 0 | 0 | 0 | 0 | 0
1035 | [6 empty] | 0 | 0 | 0 | 0 | 0 | 0 | 0 | 0 | 0 | 0 | 0 | 0 | 0
1036
1037 |  | 373 | Street Lights |  | A | 0 | 0 | 0 | 0 | 0 | 0 | 0 | 0 | 0 | 0 | 0 | 0 | 0 | 0 | 1496
1038
1039
1040 |  | D00 | Unclassified Dist Plant - Acct 300 |  | F22 |  | 0 | 0 | 0 | 0 | 0 | 0 | 0 | 0 | 0 | 0 | 0 | 0 | 0 | 1499
1041 |  | DS0 | Unclassified Dist Sub - Acct 300 |  | F20 |  | 0 | 0 | 0 | 0 | 0 | 0 | 0 | 0 | 0 | 0 | 0 | 0 | 0 | 1503
1042 |  | TOTAL DISTRIBUTION PLANT |  |  |  |  | 0 | 0 | 0 | 0 | 0 | 0 | 0 | 0 | 0 | 0 | 0 | 0 | 0
1043
1044 |  | Distribution - METER - Unbundled |  |  |  |  | DISTRIBUTION PLANT D: GENERAL PLANT
1045
1046 |  | A |  | B | C |  | D | E | F | G | H | I | J | K | L | M | N | O
1047 |  | FERC ACCT |  | DESCRIPTION | COS Factor |  | Utah Jurisdiction Normalized | Residential Sch 1 | General Large Dist. Sch 6 | General +1 MW Sch 8 | Street & Area Lighting Sch. 7,11,12 | General Trans Sch 9 | Irrigation Sch 10 | Traffic Signals Sch 15 | Outdoor Lighting Sch 15 | General Small Dist. Sch 23 | Industrial Cust 1 | Industrial Cust 2
1048 |  | 389 | Land and Land Rights
1049 |  |  |  | Situs | F107P |  | 0 | 0 | 0 | 0 | 0 | 0 | 0 | 0 | 0 | 0 | 0 | 0 | 0 | 1510
1050 |  |  |  | Customer - System | F42 |  | 0 | 0 | 0 | 0 | 0 | 0 | 0 | 0 | 0 | 0 | 0 | 0 | 0 | 1511
1051 |  |  |  | System Generation | F105P |  | 74.0191 | 26.882 | 19.7065 | 5.8911 | 0.13295 | 12.8133 | 0.66156 | 0.018305 | 0.030841 | 4.6862 | 1.4947 | 1.7016 | 0 | 1512
1052 |  |  |  | System Generation | F105P |  | 178.2721 | 64.7443 | 47.4623 | 14.1886 | 0.32019 | 30.8603 | 1.5933 | 0.044088 | 0.074279 | 11.2866 | 3.6 | 4.0982 | 0 | 1513
1053 |  |  |  | System Overheads | F102P |  | 1229892.8009 | 446668.7886 | 327440.6705 | 97886.3956 | 2209.0058 | 212903.8476 | 10992.3271 | 304.1617 | 512.4485 | 77865.7252 | 24836.0251 | 28273.4052 | 0 | 1514
1054 |  |  | Total Land & Land Rights |  |  |  | 1230145.0921 | 446760.415 | 327507.8392 | 97906.4753 | 2209.459 | 212947.5212 | 10994.582 | 304.2241 | 512.5536 | 77881.6981 | 24841.1198 | 28279.205 | 0
1055
1056 |  | 390 | Structures and Improvements
1057 |  |  |  | Situs | F107P |  | 0 | 0 | 0 | 0 | 0 | 0 | 0 | 0 | 0 | 0 | 0 | 0 | 0 | 1518
1058 |  |  |  | System Generation | F105P |  | 73981.9178 | 26868.5316 | 19696.5855 | 5888.1744 | 132.8786 | 12806.8356 | 661.223 | 18.2963 | 30.8254 | 4683.8681 | 1493.965 | 1700.7342 | 0 | 1519
1059 |  |  |  | System Generation | F105P |  | 352036.4849 | 127851.5576 | 93724.4795 | 28018.3627 | 632.2914 | 60940.2072 | 3146.3719 | 87.0613 | 146.6799 | 22287.7768 | 7108.9017 | 8092.7949 | 0 | 1520
1060 |  |  |  | System Generation | F105P |  | 101700.2078 | 36935.1773 | 27076.1681 | 8094.2557 | 182.6634 | 17605.0836 | 908.9589 | 25.1512 | 42.3745 | 6438.7404 | 2053.6984 | 2337.9364 | 0 | 1521
1061 |  |  |  | Customer - System | F42 |  | 0 | 0 | 0 | 0 | 0 | 0 | 0 | 0 | 0 | 0 | 0 | 0 | 0 | 1522
1062 |  |  |  | System Generation | F102P |  | 825004.1143 | 299622.5265 | 219645.0781 | 65661.5593 | 1481.7868 | 142814.5202 | 7373.5817 | 204.0297 | 343.7471 | 52231.8235 | 16659.8446 | 18965.6169 | 0 | 1523
1063 |  |  |  | System Overheads | F102P |  | 16001428.6222 | 5811350.9839 | 4260142.4389 | 1273543.6539 | 28740.106 | 2769969.6416 | 143014.852 | 3957.273 | 6667.1728 | 1013066.215 | 323127.2537 | 367849.0314 | 0 | 1524
1064
1065 |  |  | Total Structures and Improvements |  |  |  | 17354151.347 | 6302628.7768 | 4620284.7502 | 1381206.0059 | 31169.7262 | 3004136.2882 | 155104.9875 | 4291.8114 | 7230.7997 | 1098708.4238 | 350443.6633 | 398946.1138 | 0
1066
1067 |  | 391 | Office Furniture & Equipment
1068 |  |  |  | Situs | F107P |  | 0 | 0 | 0 | 0 | 0 | 0 | 0 | 0 | 0 | 0 | 0 | 0 | 0 | 1528
1069 |  |  |  | System Generation | F105P |  | 823.1261 | 298.9405 | 219.1451 | 65.5121 | 1.4784 | 142.4894 | 7.3568 | 0.20357 | 0.34296 | 52.1129 | 16.6219 | 18.9224 | 0 | 1529
1070 |  |  |  | System Generation | F105P |  | 0 | 0 | 0 | 0 | 0 | 0 | 0 | 0 | 0 | 0 | 0 | 0 | 0 | 1530
1071 |  |  |  | Customer - System | F42 |  | 0 | 0 | 0 | 0 | 0 | 0 | 0 | 0 | 0 | 0 | 0 | 0 | 0 | 1531
1072 |  |  |  | System Generation | F105P |  | 539060.5011 | 195774.3804 | 143516.8429 | 42903.4867 | 968.2045 | 93315.4944 | 4817.9234 | 133.3137 | 224.6055 | 34128.4516 | 10885.5992 | 12392.1987 | 0 | 1532
1073 |  |  |  | Energy | F30 |  | 0 | 0 | 0 | 0 | 0 | 0 | 0 | 0 | 0 | 0 | 0 | 0 | 0 | 1533
1074 |  |  |  | System Overheads | F102P |  | 9942978.4699 | 3611061.1795 | 2647170.1714 | 791355.4114 | 17858.5464 | 1721205.5973 | 88866.6649 | 2458.9729 | 4142.8523 | 629499.7654 | 200785.03 | 228574.2783 | 0 | 1534
1075 |  |  |  | Cholla | F12 |  | 13167.2213 | 5099.959 | 3471.5614 | 1001.3003 | 15.4228 | 2126.7024 | 111.3743 | 3.0064 | 3.7671 | 847.8463 | 250.7982 | 235.4831 | 0 | 1535
1076 |  |  |  | Simple Cycle Combustion Turbine | F12 |  | 0 | 0 | 0 | 0 | 0 | 0 | 0 | 0 | 0 | 0 | 0 | 0 | 0 | 1536
1077 |  |  | Total Office Furniture & Equipment |  |  |  | 10496029.3184 | 3812234.4593 | 2794377.7208 | 835325.7106 | 18843.6522 | 1816790.2835 | 93803.3194 | 2595.4966 | 4371.5679 | 664528.1762 | 211938.0494 | 241220.8826 | 0
1078
1079 |  | 392 | Transportation Equipment
1080 |  |  |  | Situs | F107P |  | 0 | 0 | 0 | 0 | 0 | 0 | 0 | 0 | 0 | 0 | 0 | 0 | 0 | 1540
1081 |  |  |  | System Overheads | F102P |  | 1183274.1014 | 429737.9488 | 315029.1349 | 94176.0425 | 2125.2742 | 204833.7943 | 10575.6664 | 292.6325 | 493.0243 | 74914.2494 | 23894.6234 | 27201.7107 | 0 | 1541
1082 |  |  |  | System Generation | F105P |  | 2761956.007 | 1003078.9211 | 735329.7182 | 219822.3439 | 4960.7388 | 478115.7028 | 24685.3415 | 683.0524 | 1150.7996 | 174862.1566 | 55773.9737 | 63493.2584 | 0 | 1542
1083 |  |  |  | Customer - System | F42 |  | 0 | 0 | 0 | 0 | 0 | 0 | 0 | 0 | 0 | 0 | 0 | 0 | 0 | 1543
1084 |  |  |  | System Generation | F105P |  | 136049.9892 | 49410.2281 | 36221.2866 | 10828.1332 | 244.3589 | 23551.2934 | 1215.9645 | 33.6462 | 56.6867 | 8613.4589 | 2747.3459 | 3127.5868 | 0 | 1544
1085 |  |  |  | Energy | F30 |  | 0 | 0 | 0 | 0 | 0 | 0 | 0 | 0 | 0 | 0 | 0 | 0 | 0 | 1545
1086 |  |  |  | System Generation | F105P |  | 16316.3443 | 5925.7211 | 4343.9841 | 1298.6076 | 29.3057 | 2824.484 | 145.8295 | 4.0352 | 6.7984 | 1033.0038 | 329.4866 | 375.0885 | 0 | 1546
1087 |  |  |  | Cholla | F12 |  | 47786.7804 | 18508.8876 | 12599.0699 | 3633.9421 | 55.9729 | 7718.2769 | 404.2021 | 10.911 | 13.6717 | 3077.0233 | 910.2024 | 854.6206 | 0 | 1547
1088 |  |  |  | Simple Cycle Combustion Turbine | F12 |  | 9829.6877 | 3807.2576 | 2591.6147 | 747.4979 | 11.5136 | 1587.641 | 83.1439 | 2.2444 | 2.8123 | 632.9403 | 187.2276 | 175.7945 | 0 | 1548
1089 |  |  | Total Transportation Equipment |  |  |  | 4155212.9099 | 1510468.9643 | 1106114.8084 | 330506.5671 | 7427.1641 | 718631.1923 | 37110.1478 | 1026.5216 | 1723.793 | 263132.8323 | 83842.8596 | 95228.0594 | 0
1090
1091 |  | 393 | Stores Equipment
1092 |  |  |  | Situs | F107P |  | 0 | 0 | 0 | 0 | 0 | 0 | 0 | 0 | 0 | 0 | 0 | 0 | 0 | 1552
1093 |  |  |  | System Generation | F105P |  | 0 | 0 | 0 | 0 | 0 | 0 | 0 | 0 | 0 | 0 | 0 | 0 | 0 | 1553
1094 |  |  |  | System Generation | F105P |  | 0 | 0 | 0 | 0 | 0 | 0 | 0 | 0 | 0 | 0 | 0 | 0 | 0 | 1554
1095 |  |  |  | System Overheads | F102P |  | 31382.5136 | 11397.4074 | 8355.1276 | 2497.7145 | 56.366 | 5432.5531 | 280.4853 | 7.7611 | 13.0759 | 1986.8579 | 633.7275 | 721.4373 | 0 | 1555
1096 |  |  |  | System Generation | F105P |  | 816699.7281 | 296606.5643 | 217434.1588 | 65000.6184 | 1466.8713 | 141376.9674 | 7299.3602 | 201.976 | 340.287 | 51706.0646 | 16492.1487 | 18774.7114 | 0 | 1556
1097 |  |  |  | Simple Cycle Combustion Turbine | F12 |  | 11880.2966 | 4601.5043 | 3132.2614 | 903.4363 | 13.9155 | 1918.8449 | 100.4889 | 2.7126 | 3.3989 | 764.9804 | 226.2859 | 212.4677 | 0 | 1557
1098 |  |  | Total Stores Equipment |  |  |  | 859962.5383 | 312605.4761 | 228921.5478 | 68401.7692 | 1537.1528 | 148728.3654 | 7680.3344 | 212.4497 | 356.7618 | 54457.9029 | 17352.1621 | 19708.6163 | 0 | 1558
1099
1100 |  | 394 | Tools, Shop & Garage Equipment
1101 |  |  |  | Situs | F107P |  | 0 | 0 | 0 | 0 | 0 | 0 | 0 | 0 | 0 | 0 | 0 | 0 | 0 | 1561
1102 |  |  |  | System Generation | F105P |  | 27880.2964 | 10125.4826 | 7422.7144 | 2218.9753 | 50.0757 | 4826.2925 | 249.1838 | 6.895 | 11.6166 | 1765.129 | 563.005 | 640.9265 | 0 | 1562
1103 |  |  |  | System Generation | F105P |  | 3351512.2442 | 1217192.1919 | 892290.3 | 266744.7545 | 6019.6386 | 580172.3952 | 29954.5771 | 828.854 | 1396.4448 | 212187.543 | 67679.2662 | 77046.2789 | 0 | 1563
1104 |  |  |  | System Overheads | F102P |  | 608419.6609 | 220964.0325 | 161982.6879 | 48423.7387 | 1092.7803 | 105322.0953 | 5437.8299 | 150.4667 | 253.5048 | 38519.6483 | 12286.2139 | 13986.6626 | 0 | 1564
1105 |  |  |  | Energy | F30 |  | 0 | 0 | 0 | 0 | 0 | 0 | 0 | 0 | 0 | 0 | 0 | 0 | 0 | 1565
1106 |  |  |  | System Generation | F105P |  | 2334.0841 | 847.6857 | 621.4152 | 185.7683 | 4.1922 | 404.0478 | 20.8612 | 0.57724 | 0.97252 | 147.7732 | 47.1337 | 53.6571 | 0 | 1566
1107 |  |  |  | Cholla | F12 |  | 237355.8377 | 91933.2182 | 62579.2899 | 18049.7066 | 278.0162 | 38336.5038 | 2007.6624 | 54.1945 | 67.907 | 15283.5037 | 4520.9545 | 4244.8808 | 0 | 1567
1108 |  |  |  | Simple Cycle Combustion Turbine | F12 |  | 13057.7558 | 5057.5605 | 3442.7006 | 992.976 | 15.2946 | 2109.0221 | 110.4484 | 2.9814 | 3.7358 | 840.7978 | 248.7132 | 233.5254 | 0 | 1568
1109 |  |  | Total Tools, Shop & Garage Equipment |  |  |  | 4240559.8791 | 1546120.1715 | 1128339.1079 | 336615.9194 | 7459.9976 | 731170.3567 | 37780.5628 | 1043.969 | 1734.1815 | 268744.395 | 85345.2863 | 96205.9314 | 0
1110
1111 |  | 395 | Laboratory Equipment
1112 |  |  |  | Situs | F107P |  | 0 | 0 | 0 | 0 | 0 | 0 | 0 | 0 | 0 | 0 | 0 | 0 | 0 | 1572
1113 |  |  |  | System Generation | F105P |  | 338.0395 | 122.7682 | 89.998 | 26.9044 | 0.60715 | 58.5172 | 3.0213 | 0.0836 | 0.14085 | 21.4016 | 6.8263 | 7.771 | 0 | 1573
1114 |  |  |  | System Generation | F105P |  | 0 | 0 | 0 | 0 | 0 | 0 | 0 | 0 | 0 | 0 | 0 | 0 | 0 | 1574
1115 |  |  |  | System Overheads | F102P |  | 755472.3962 | 274370.2051 | 201133.2921 | 60127.5735 | 1356.9011 | 130778.0481 | 6752.1329 | 186.834 | 314.776 | 47829.7019 | 15255.7454 | 17367.1861 | 0 | 1575
1116 |  |  |  | Energy | F30 |  | 0 | 0 | 0 | 0 | 0 | 0 | 0 | 0 | 0 | 0 | 0 | 0 | 0 | 1576
1117 |  |  |  | System Generation | F105P |  | 875385.1092 | 317919.7455 | 233058.2689 | 69671.351 | 1572.2759 | 151535.8556 | 7823.8684 | 216.4893 | 364.7389 | 55421.4939 | 17677.2208 | 20123.8009 | 0 | 1577
1118 |  |  |  | Cholla | F12 |  | 33002.7442 | 12782.7001 | 8701.2324 | 2509.6912 | 38.6563 | 5330.4349 | 279.1521 | 7.5354 | 9.442 | 2125.0691 | 628.6085 | 590.2223 | 0 | 1578
1119 |  |  |  | Simple Cycle Combustion Turbine | F12 |  | 2036.2871 | 788.6995 | 536.8707 | 154.8493 | 2.3851 | 328.8907 | 17.2238 | 0.46494 | 0.58258 | 131.1179 | 38.7855 | 36.417 | 0 | 1579
1120 |  |  | Total Laboratory Equipment |  |  |  | 1666234.5762 | 605984.1184 | 443519.662 | 132490.3694 | 2970.8256 | 288031.7465 | 14875.3985 | 411.4072 | 689.6803 | 105528.7845 | 33607.1864 | 38125.3975 | 0
1121
1122 |  | 396 | Power Operated Equipment
1123 |  |  |  | Situs | F107P |  | 0 | 0 | 0 | 0 | 0 | 0 | 0 | 0 | 0 | 0 | 0 | 0 | 0 | 1583
1124 |  |  |  | System Generation | F105P |  | 148315.5359 | 53864.7927 | 39486.8061 | 11804.3403 | 266.389 | 25674.5533 | 1325.5894 | 36.6795 | 61.7973 | 9390.0027 | 2995.0321 | 3409.5535 | 0 | 1584
1125 |  |  |  | System Generation | F105P |  | 5910720.7823 | 2146637.8937 | 1573641.5194 | 470430.5547 | 10616.2234 | 1023190.9609 | 52827.8367 | 1461.7655 | 2462.7674 | 374213.5576 | 119359.0284 | 135878.6747 | 0 | 1585
1126 |  |  |  | System Overheads | F102P |  | 320076.0533 | 116244.2636 | 85215.4899 | 25474.6521 | 574.8874 | 55407.6121 | 2860.7214 | 79.1572 | 133.3632 | 20264.3304 | 6463.5039 | 7358.0721 | 0 | 1586
1127 |  |  |  | System Generation | F105P |  | 302472.0385 | 109850.8902 | 80528.6827 | 24073.5596 | 543.2689 | 52360.2226 | 2703.3832 | 74.8036 | 126.0283 | 19149.8028 | 6108.0146 | 6953.382 | 0 | 1587
1128 |  |  |  | Energy | F30 |  | 0 | 0 | 0 | 0 | 0 | 0 | 0 | 0 | 0 | 0 | 0 | 0 | 0 | 1588
1129 |  |  |  | Cholla | F12 |  | 0 | 0 | 0 | 0 | 0 | 0 | 0 | 0 | 0 | 0 | 0 | 0 | 0 | 1589
1130 |  |  |  | Simple Cycle Combustion Turbine | F12 |  | 138703.2895 | 53722.8825 | 36569.3696 | 10547.6811 | 162.464 | 22402.6476 | 1173.2148 | 31.6696 | 39.6827 | 8931.1991 | 2641.9037 | 2480.5749 | 0 | 1590
1131 |  |  | Total Power Operated Equipment |  |  |  | 6820287.6996 | 2480320.7227 | 1815441.8676 | 542330.7877 | 12163.2327 | 1179035.9965 | 60890.7456 | 1684.0754 | 2823.639 | 431948.8926 | 137567.4826 | 156080.2572 | 0
1132
1133 |  | 397 | Communication Equipment
1134 |  |  |  | Situs | F107P |  | 0 | 0 | 0 | 0 | 0 | 0 | 0 | 0 | 0 | 0 | 0 | 0 | 0 | 1594
1135 |  |  |  | System Generation | F105P |  | 148447.4387 | 53912.6967 | 39521.9232 | 11814.8384 | 266.6259 | 25697.3867 | 1326.7683 | 36.7122 | 61.8523 | 9398.3536 | 2997.6957 | 3412.5857 | 0 | 1595
1136 |  |  |  | System Generation | F105P |  | 286596.0025 | 104085.0789 | 76301.9242 | 22809.9958 | 514.754 | 49611.9594 | 2561.4891 | 70.8773 | 119.4134 | 18144.6754 | 5787.4194 | 6588.4156 | 0 | 1596
1137 |  |  |  | System Overheads | F102P |  | 12961166.9514 | 4707197.8443 | 3450717.976 | 1031571.137 | 23279.5034 | 2243677.1006 | 115842.1175 | 3205.3935 | 5400.414 | 820584.2525 | 261733.2727 | 297957.94 | 0 | 1597
1138 |  |  |  | Customer - System | F42 |  | 0 | 0 | 0 | 0 | 0 | 0 | 0 | 0 | 0 | 0 | 0 | 0 | 0 | 1598
1139 |  |  |  | System Generation | F105P |  | 21903968.6418 | 7955017.8127 | 5831605.9519 | 1743323.1068 | 39341.636 | 3791744.4499 | 195769.5721 | 5417.0153 | 9126.5316 | 1386761.8404 | 442321.0827 | 503539.6425 | 0 | 1599
1140 |  |  |  | Energy | F30 |  | 0 | 0 | 0 | 0 | 0 | 0 | 0 | 0 | 0 | 0 | 0 | 0 | 0 | 1600
1141 |  |  |  | Cholla | F12 |  | 167269.671 | 64787.2802 | 44100.9471 | 12720.0094 | 195.9239 | 27016.5438 | 1414.8421 | 38.192 | 47.8555 | 10770.6078 | 3186.0121 | 2991.4571 | 0 | 1601
1142 |  |  |  | Simple Cycle Combustion Turbine | F12 |  | 2415.5243 | 935.5865 | 636.8573 | 183.6884 | 2.8293 | 390.1432 | 20.4316 | 0.55153 | 0.69108 | 155.5373 | 46.0089 | 43.1993 | 0 | 1602
1143 |  |  | Total Communication Equipment |  |  |  | 35469864.2297 | 12885936.2993 | 9442885.5796 | 2822422.7758 | 63601.2725 | 6138137.5835 | 316935.2207 | 8768.7418 | 14756.7579 | 2245815.267 | 716071.4915 | 814533.2403 | 0
1144
1145 |  | Distribution - METER - Unbundled |  |  |  |  | D: GENERAL PLANT
1146
1147 |  | A |  | B | C |  | D | E | F | G | H | I | J | K | L | M | N | O
1148 |  | FERC ACCT |  | DESCRIPTION | COS Factor |  | Utah Jurisdiction Normalized | Residential Sch 1 | General Large Dist. Sch 6 | General +1 MW Sch 8 | Street & Area Lighting Sch. 7,11,12 | General Trans Sch 9 | Irrigation Sch 10 | Traffic Signals Sch 15 | Outdoor Lighting Sch 15 | General Small Dist. Sch 23 | Industrial Cust 1 | Industrial Cust 2
1149 |  | 398 | Misc. Equipment
1150 |  |  |  | Situs | F107P |  | 0 | 0 | 0 | 0 | 0 | 0 | 0 | 0 | 0 | 0 | 0 | 0 | 0 | 1606
1151 |  |  |  | System Generation | F105P |  | 0 | 0 | 0 | 0 | 0 | 0 | 0 | 0 | 0 | 0 | 0 | 0 | 0 | 1607
1152 |  |  |  | System Generation | F105P |  | 0 | 0 | 0 | 0 | 0 | 0 | 0 | 0 | 0 | 0 | 0 | 0 | 0 | 1608
1153 |  |  |  | Customer - System | F42 |  | 0 | 0 | 0 | 0 | 0 | 0 | 0 | 0 | 0 | 0 | 0 | 0 | 0 | 1609
1154 |  |  |  | System Overheads | F102P |  | 413544.2812 | 150189.7751 | 110100.0157 | 32913.7296 | 742.7653 | 71587.677 | 3696.1059 | 102.2726 | 172.3078 | 26181.896 | 8350.9686 | 9506.7676 | 0 | 1610
1155 |  |  |  | System Energy | F30 |  | 0 | 0 | 0 | 0 | 0 | 0 | 0 | 0 | 0 | 0 | 0 | 0 | 0 | 1611
1156 |  |  |  | Simple Cycle Combustion Turbine | F105P |  | 343977.8819 | 124924.8583 | 91578.9963 | 27376.9836 | 617.8174 | 59545.2014 | 3074.3471 | 85.0683 | 143.3222 | 21777.5787 | 6946.1691 | 7907.5396 | 0 | 1612
1157 |  |  | Total Misc. Equipment |  |  |  | 757522.1632 | 275114.6333 | 201679.012 | 60290.7132 | 1360.5827 | 131132.8785 | 6770.453 | 187.3409 | 315.63 | 47959.4747 | 15297.1376 | 17414.3072 | 0
1158
1159 |  | 399 | Coal Mine |  | F30 |  | 0 | 0 | 0 | 0 | 0 | 0 | 0 | 0 | 0 | 0 | 0 | 0 | 0 | 1620
1160 |  | 399L | WIDCO Capital Lease |  | F30 |  | 0 | 0 | 0 | 0 | 0 | 0 | 0 | 0 | 0 | 0 | 0 | 0 | 0 | 1623
1161 |  |  | Remove Capital Lease |  | F30 |  | 0 | 0 | 0 | 0 | 0 | 0 | 0 | 0 | 0 | 0 | 0 | 0 | 0 | 1626
1162
1163 |  | 390L | General Capital Lease
1164 |  |  |  | Situs | F107P |  | 0 | 0 | 0 | 0 | 0 | 0 | 0 | 0 | 0 | 0 | 0 | 0 | 0 | 1631
1165 |  |  |  | System Generation | F105P |  | 0 | 0 | 0 | 0 | 0 | 0 | 0 | 0 | 0 | 0 | 0 | 0 | 0 | 1632
1166 |  |  |  | System Overheads | F102P |  | 0 | 0 | 0 | 0 | 0 | 0 | 0 | 0 | 0 | 0 | 0 | 0 | 0 | 1633
1167
1168 |  |  | Remove Capital Lease |  |  |  | 0 | 0 | 0 | 0 | 0 | 0 | 0 | 0 | 0 | 0 | 0 | 0
1169
1170 |  | 392L | General Vehicles Capital Lease |  | F30 |  | 0 | 0 | 0 | 0 | 0 | 0 | 0 | 0 | 0 | 0 | 0 | 0 | 0 | 1640
1171 |  |  | Remove Capital Lease |  | F30 |  | 0 | 0 | 0 | 0 | 0 | 0 | 0 | 0 | 0 | 0 | 0 | 0 | 0 | 1643
1172
1173 |  | G00 | Unclassified Gen Plant - Acct 300 |  | F102P |  | 1222443.6097 | 443963.4136 | 325457.4341 | 97293.5191 | 2195.6264 | 211614.3357 | 10925.7489 | 302.3194 | 509.3447 | 77394.1096 | 24685.5988 | 28102.1594 | 0 | 1653
1174 |  | GV0 | Unclassified Gen Veh - Acct 300 |  | F102P |  | 0 | 0 | 0 | 0 | 0 | 0 | 0 | 0 | 0 | 0 | 0 | 0 | 0 | 1661
1175
1176 |  | TOTAL GENERAL PLANT |  |  |  |  | 84272413.3632 | 30622137.4503 | 22434529.3297 | 6704790.6126 | 150938.6917 | 14580356.5479 | 752871.5005 | 20828.357 | 35024.7094 | 5336099.9567 | 1700992.0375 | 1933844.17 | 0
1177
1178
1179
1180 | [6 empty] | D: INTANGIBLE PLANT
1181
1182 |  | 301 | Organization
1183 |  |  |  | Situs | F107P |  | 0 | 0 | 0 | 0 | 0 | 0 | 0 | 0 | 0 | 0 | 0 | 0 | 0 | 1666
1184 |  |  |  | System Overheads | F102P |  | 0 | 0 | 0 | 0 | 0 | 0 | 0 | 0 | 0 | 0 | 0 | 0 | 0 | 1667
1185 |  |  |  | System Generation | F105P |  | 0 | 0 | 0 | 0 | 0 | 0 | 0 | 0 | 0 | 0 | 0 | 0 | 0 | 1668
1186 |  |  | Total Organization |  |  |  | 0 | 0 | 0 | 0 | 0 | 0 | 0 | 0 | 0 | 0 | 0 | 0 | 0
1187
1188 |  | 302 | Franchise & Consent
1189 |  |  |  | Situs | F107P |  | 0 | 0 | 0 | 0 | 0 | 0 | 0 | 0 | 0 | 0 | 0 | 0 | 0 | 1671
1190 |  |  |  | System Generation | F105P |  | 2897459.7486 | 1052290.7647 | 771405.5746 | 230607.0016 | 5204.1166 | 501572.4365 | 25896.4238 | 716.5635 | 1207.2588 | 183441.032 | 58510.2889 | 66608.2877 | 0 | 1672
1191 |  |  |  | System Generation | F105P |  | 27237581.9998 | 9892063.5582 | 7251601.2008 | 2167822.044 | 48921.3189 | 4715033.7031 | 243439.436 | 6736.0577 | 11348.8408 | 1724438.1582 | 550026.2056 | 626151.4764 | 0 | 1673
1192 |  |  |  | System Generation | F105P |  | 2535683.3966 | 920901.9113 | 675088.0002 | 201813.4489 | 4554.3314 | 438946.1838 | 22663.0006 | 627.0935 | 1056.5206 | 160536.6147 | 51204.7038 | 58291.5878 | 0 | 1674
1193 |  |  |  | System Generation | F105P |  | 0 | 0 | 0 | 0 | 0 | 0 | 0 | 0 | 0 | 0 | 0 | 0 | 0 | 1675
1194 |  |  |  | System Generation | F105P |  | 197448.3954 | 71708.7176 | 52567.6993 | 15714.7938 | 354.6363 | 34179.8269 | 1764.7207 | 48.8305 | 82.2691 | 12500.6525 | 3987.2038 | 4539.0448 | 0 | 1676
1195 |  |  | Total Franchise & Consent |  |  |  | 32868173.5403 | 11936964.9518 | 8750662.4749 | 2615957.2882 | 59034.4033 | 5689732.1503 | 293763.5812 | 8128.5451 | 13694.8893 | 2080916.4574 | 663728.4021 | 755590.3967 | 0
1196
1197 |  | 303 | Miscellaneous Intangible Plant
1198 |  |  |  | Situs | F107P |  | 4551552.492 | 1653019.2195 | 1211783.1721 | 362255.2041 | 8175.0264 | 787908.5376 | 40680.0931 | 1125.633 | 1896.4549 | 288163.2737 | 91912.4593 | 104633.4184 | 0 | 1680
1199 |  |  |  | System Generation | F105P |  | 44251631.6481 | 16071175.2175 | 11781338.9308 | 3521959.5693 | 79480.1897 | 7660295.7869 | 395504.7204 | 10943.7594 | 18437.9334 | 2801614.4083 | 893601.9742 | 1017279.1582 | 0 | 1681
1200 |  |  |  | System Overheads | F102P |  | 59812582.2213 | 21722554.7011 | 15924210.6389 | 4760445.8519 | 107429.1547 | 10354015.3103 | 534582.7425 | 14792.0989 | 24921.5762 | 3786793.5239 | 1207834.3682 | 1375002.2547 | 0 | 1682
1201 |  |  |  | Energy | F30 |  | 0 | 0 | 0 | 0 | 0 | 0 | 0 | 0 | 0 | 0 | 0 | 0 | 0 | 1683
1202 |  |  |  | Customer - System | F42 |  | 0 | 0 | 0 | 0 | 0 | 0 | 0 | 0 | 0 | 0 | 0 | 0 | 0 | 1684
1203 |  |  |  | Simple Cycle Combustion Turbine | F12 |  | 0 | 0 | 0 | 0 | 0 | 0 | 0 | 0 | 0 | 0 | 0 | 0 | 0 | 1685
1204 |  |  |  | System Generation | F105P |  | 0 | 0 | 0 | 0 | 0 | 0 | 0 | 0 | 0 | 0 | 0 | 0 | 0 | 1686
1205 |  |  | Total Miscellaneous Intangible Plant |  |  |  | 108615766.3614 | 39446749.1381 | 28917332.7418 | 8644660.6253 | 195084.3708 | 18802219.6348 | 970767.556 | 26861.4913 | 45255.9644 | 6876571.2059 | 2193348.8017 | 2496914.8313 | 0
1206
1207 |  | I00 | Unclass Intangible Plant - Acct 300 |  | F102P |  | 0 | 0 | 0 | 0 | 0 | 0 | 0 | 0 | 0 | 0 | 0 | 0 | 0 | 1697
1208
1209 |  | TOTAL INTANGIBLE PLANT |  |  |  |  | 141483939.9017 | 51383714.0899 | 37667995.2167 | 11260617.9135 | 254118.7741 | 24491951.7851 | 1264531.1371 | 34990.0364 | 58950.8537 | 8957487.6634 | 2857077.2037 | 3252505.228 | 0
1210
1211
1212 |  | TOTAL ELECTRIC PLANT IN SERVICE |  |  |  |  | 4155360568.8888 | 1604029346.8099 | 1096149683.748 | 316791862.102 | 5007825.193 | 673761931.1456 | 35255762.3923 | 953049.3733 | 1218226.2359 | 267323474.3709 | 79405867.1244 | 75463540.3934 | 0
1213
1214
1215 |  | Distribution - METER - Unbundled |  |  |  |  | D: MISC RATE BASE
1216
1217 |  | A |  | B | C |  | D | E | F | G | H | I | J | K | L | M | N | O
1218 |  | FERC ACCT |  | DESCRIPTION | COS Factor |  | Utah Jurisdiction Normalized | Residential Sch 1 | General Large Dist. Sch 6 | General +1 MW Sch 8 | Street & Area Lighting Sch. 7,11,12 | General Trans Sch 9 | Irrigation Sch 10 | Traffic Signals Sch 15 | Outdoor Lighting Sch 15 | General Small Dist. Sch 23 | Industrial Cust 1 | Industrial Cust 2
1219 |  | 105 | Plant Held For Future Use
1220 |  |  |  | Situs | F20 |  | 0 | 0 | 0 | 0 | 0 | 0 | 0 | 0 | 0 | 0 | 0 | 0 | 0 | 1705
1221 |  |  |  | System Generation | F12 |  | 0 | 0 | 0 | 0 | 0 | 0 | 0 | 0 | 0 | 0 | 0 | 0 | 0 | 1706
1222 |  |  |  | System Generation | F12 |  | 0 | 0 | 0 | 0 | 0 | 0 | 0 | 0 | 0 | 0 | 0 | 0 | 0 | 1707
1223 |  |  |  | System Generation | F12 |  | -733416.9709 | -284068.7765 | -193366.6923 | -55772.6377 | -859.0555 | -118457.767 | -6203.5706 | -167.4582 | -209.8289 | -47225.2173 | -13969.51 | -13116.457 | 0 | 1708
1224 |  |  |  | Energy | F30 |  | 0 | 0 | 0 | 0 | 0 | 0 | 0 | 0 | 0 | 0 | 0 | 0 | 0 | 1709
1225 |  |  |  | General | F102 |  | 0 | 0 | 0 | 0 | 0 | 0 | 0 | 0 | 0 | 0 | 0 | 0 | 0 | 1710
1226 |  |  | Total Plant Held For Future Use |  |  |  | -733416.9709 | -284068.7765 | -193366.6923 | -55772.6377 | -859.0555 | -118457.767 | -6203.5706 | -167.4582 | -209.8289 | -47225.2173 | -13969.51 | -13116.457 | 0
1227
1228 |  | 114 | Electric Plant Acquisition Adjust |  | F12 |  | 48392575.7458 | 18743525.6174 | 12758788.895 | 3680009.7404 | 56682.4987 | 7816121.9201 | 409326.1697 | 11049.2853 | 13845.0039 | 3116030.8491 | 921741.1041 | 865454.6621 | 0 | 1717
1229
1230 |  | 115 | Accum Prov for Asset Acquisition Adj |  | F12 |  | -35924977.333 | -13914546.2412 | -9471684.3397 | -2731912.1678 | -42079.1299 | -5802419.0381 | -303869.6152 | -8202.6079 | -10278.0529 | -2313233.7119 | -684268.7698 | -642483.6587 | 0 | 1723
1231
1232 |  | 128 | Pensions |  | F102P |  | 0 | 0 | 0 | 0 | 0 | 0 | 0 | 0 | 0 | 0 | 0 | 0 | 0 | 1726
1233
1234 |  | 124 | Weatherization |  | F11 |  | 0 | 0 | 0 | 0 | 0 | 0 | 0 | 0 | 0 | 0 | 0 | 0 | 0 | 1748
1235
1236 |  | 151 | Fuel Stock |  | F30 |  | 0 | 0 | 0 | 0 | 0 | 0 | 0 | 0 | 0 | 0 | 0 | 0 | 0 | 1751
1237 |  |  |  | Cholla | F30 |  | 0 | 0 | 0 | 0 | 0 | 0 | 0 | 0 | 0 | 0 | 0 | 0 | 0 | 1753
1238 |  |  |  | Total Fuel Stock |  |  | 0 | 0 | 0 | 0 | 0 | 0 | 0 | 0 | 0 | 0 | 0 | 0 | 0
1239
1240 |  | 152 | Fuel Stock - Undistributed |  | F30 |  | 0 | 0 | 0 | 0 | 0 | 0 | 0 | 0 | 0 | 0 | 0 | 0 | 0 | 1757
1241
1242 |  | 25316 | DG&T Working Capital Deposit |  | F30 |  | 0 | 0 | 0 | 0 | 0 | 0 | 0 | 0 | 0 | 0 | 0 | 0 | 0 | 1762
1243
1244 |  | 25317 | DG&T Working Capital Deposit |  | F30 |  | 0 | 0 | 0 | 0 | 0 | 0 | 0 | 0 | 0 | 0 | 0 | 0 | 0 | 1766
1245
1246 |  | 25319 | Provo Working Capital Deposit |  | F30 |  | 0 | 0 | 0 | 0 | 0 | 0 | 0 | 0 | 0 | 0 | 0 | 0 | 0 | 1770
1247
1248 |  | 154 | Materials and Supplies |  | F102P |  | 65610076.8791 | 23828071.4696 | 17467707.3862 | 5221864.8104 | 117842.0131 | 11357605.9633 | 586398.606 | 16225.8627 | 27337.1666 | 4153838.624 | 1324906.9479 | 1508278.0293 | 0 | 1788
1249
1250 |  | 163 | Stores Expense Undistributed |  | F102P |  | 0 | 0 | 0 | 0 | 0 | 0 | 0 | 0 | 0 | 0 | 0 | 0 | 0 | 1791
1251
1252 |  | 25318 | Provo Working Capital Deposit |  | F102P |  | -77449.6916 | -28127.9473 | -20619.8288 | -6164.1723 | -139.1071 | -13407.1338 | -692.2167 | -19.1539 | -32.2703 | -4903.4163 | -1563.992 | -1780.4532 | 0 | 1796
1253
1254 |  | 165 | Prepayments |  | F102P |  | 0 | 0 | 0 | 0 | 0 | 0 | 0 | 0 | 0 | 0 | 0 | 0 | 0 | 1803
1255 |  |  |  | General Plant | F102P |  | 834711.5128 | 303148.0305 | 222229.5286 | 66434.165 | 1499.2222 | 144494.9451 | 7460.3428 | 206.4304 | 347.7918 | 52846.4085 | 16855.8724 | 19188.7755 | 0 | 1804
1256 |  |  |  | System Generation | F102P |  | 890464.1051 | 323396.0902 | 237072.8273 | 70871.4788 | 1599.3592 | 154146.1451 | 7958.6389 | 220.2184 | 371.0218 | 56376.16 | 17981.7207 | 20470.4446 | 0 | 1805
1257 |  |  |  | System Energy | F30 |  | 137574.8717 | 39998.6584 | 37693.4749 | 12412.3786 | 504.9642 | 28599.8748 | 1427.3629 | 41.8574 | 111.2088 | 8264.3843 | 3251.3239 | 5269.3836 | 0 | 1806
1258 |  |  |  | System Overheads | F102P |  | 3400173.6488 | 1234864.8952 | 905245.6754 | 270617.6851 | 6107.0391 | 588596.0564 | 30389.4948 | 840.8884 | 1416.7201 | 215268.3445 | 68661.9176 | 78164.9322 | 0 | 1807
1259 |  |  |  | Total Prepayments |  |  | 5262924.1384 | 1901407.6742 | 1402241.5063 | 420335.7076 | 9710.5848 | 915837.0213 | 47235.8394 | 1309.3946 | 2246.7425 | 332755.2972 | 106750.8346 | 123093.5359 | 0
1260
1261 |  | 182 | Misc Regulatory Assets |  | F102P |  | 15266544.1599 | 5544457.843 | 4064490.3781 | 1215054.6611 | 27420.1827 | 2642755.5223 | 136446.7265 | 3775.5305 | 6360.975 | 966539.9555 | 308287.2539 | 350955.1312 | 0 | 1811
1262 |  |  |  | System Generation | F102P |  | 0 | 0 | 0 | 0 | 0 | 0 | 0 | 0 | 0 | 0 | 0 | 0 | 0 | 1812
1263 |  |  |  | Simple Cycle Combustion Turbine | F102P |  | 769545.9518 | 279481.3969 | 204880.167 | 61247.679 | 1382.1786 | 133214.2882 | 6877.9172 | 190.3145 | 320.6399 | 48720.7126 | 15539.9418 | 17690.7162 | 0 | 1813
1264 |  |  |  | System Generation | F102P |  | 0 | 0 | 0 | 0 | 0 | 0 | 0 | 0 | 0 | 0 | 0 | 0 | 0 | 1814
1265 |  |  |  | Energy | F30 |  | 53063554.9356 | 15427752.0313 | 14538627.2477 | 4787538.0441 | 194768.0789 | 11031164.3981 | 550543.4917 | 16144.6813 | 42893.9953 | 3187628.6989 | 1254057.5177 | 2032436.7505 | 0 | 1815
1266 |  |  |  | System Generation | F102P |  | 0 | 0 | 0 | 0 | 0 | 0 | 0 | 0 | 0 | 0 | 0 | 0 | 0 | 1816
1267 |  |  |  | System Overheads | F102P |  | 73005893.654 | 26514062.0837 | 19436733.6311 | 5810493.2224 | 131125.6119 | 12637878.3956 | 652499.6815 | 18054.9035 | 30418.7158 | 4622075.0724 | 1474255.4854 | 1678296.8509 | 0 | 1817
1268 |  |  |  | Total Misc Regulatory Assets |  |  | 142105538.7014 | 47765753.355 | 38244731.4239 | 11874333.6066 | 354696.0521 | 26445012.6042 | 1346367.8168 | 38165.4298 | 79994.326 | 8824964.4393 | 3052140.1988 | 4079379.4488 | 0
1269
1270 |  | 186 | Misc Deferred Debits |  | F102P |  | 0 | 0 | 0 | 0 | 0 | 0 | 0 | 0 | 0 | 0 | 0 | 0 | 0 | 1821
1271 |  |  |  | System Generation | F102P |  | 0 | 0 | 0 | 0 | 0 | 0 | 0 | 0 | 0 | 0 | 0 | 0 | 0 | 1822
1272 |  |  |  | System Generation | F102P |  | 0 | 0 | 0 | 0 | 0 | 0 | 0 | 0 | 0 | 0 | 0 | 0 | 0 | 1823
1273 |  |  |  | System Generation | F102P |  | 15724183.1962 | 5710661.8194 | 4186329.9667 | 1251477.8645 | 28242.1465 | 2721976.3386 | 140536.9349 | 3888.7081 | 6551.6554 | 995513.5339 | 317528.6565 | 361475.5716 | 0 | 1824
1274 |  |  |  | System Overheads | F102P |  | 9774.6659 | 3549.9339 | 2602.3594 | 777.9595 | 17.5562 | 1692.0694 | 87.3623 | 2.4173 | 4.0727 | 618.8437 | 197.3862 | 224.705 | 0 | 1825
1275 |  |  |  | System Energy | F30 |  | 1758690.0014 | 511323.323 | 481854.9832 | 158673.7884 | 6455.2153 | 365606.838 | 18246.7107 | 535.0846 | 1421.6394 | 105647.8543 | 41563.337 | 67361.2274 | 0 | 1826
1276 |  |  |  | System Net Steam Plant | F102P |  | 0 | 0 | 0 | 0 | 0 | 0 | 0 | 0 | 0 | 0 | 0 | 0 | 0 | 1827
1277 |  |  |  | Excise Tax | F102P |  | 0 | 0 | 0 | 0 | 0 | 0 | 0 | 0 | 0 | 0 | 0 | 0 | 0 | 1828
1278 |  |  |  | Total Misc Deferred Debits |  |  | 17492647.8634 | 6225535.0763 | 4670787.3094 | 1410929.6125 | 34714.9181 | 3089275.2459 | 158871.008 | 4426.21 | 7977.3676 | 1101780.2319 | 359289.3797 | 429061.5041 | 0
1279
1280 |  | CWC | Cash Working Capital |  |  |  | 6421827.7061 | 2403377.0868 | 1783528.8426 | 505954.4117 | 10006.7012 | 1003254.7252 | 53387.5791 | 1654.0601 | 2539.2147 | 432225.3976 | 106921.3235 | 118978.3635 | 0
1281
1282 |  | OWC | Other Working Capital |  | F137P |  | -166337.1117 | -54235.9512 | -44941.516 | -14146.8048 | -461.5179 | -31749.4718 | -1610.6572 | -46.0803 | -102.8913 | -10257.7822 | -3650.6543 | -5133.7847 | 0 | 1848
1283 |  |  |  | Total Other Working Capital |  |  | -166337.1117 | -54235.9512 | -44941.516 | -14146.8048 | -461.5179 | -31749.4718 | -1610.6572 | -46.0803 | -102.8913 | -10257.7822 | -3650.6543 | -5133.7847 | 0
1284
1285 |  | 18222 | Nuclear Plant |  | F12 |  | 0 | 0 | 0 | 0 | 0 | 0 | 0 | 0 | 0 | 0 | 0 | 0 | 0 | 1862
1286
1287 |  | 1869 | Misc Deferred Debits-Trojan |  | F12 |  | 0 | 0 | 0 | 0 | 0 | 0 | 0 | 0 | 0 | 0 | 0 | 0 | 0 | 1867
1288
1289 |  | 141 | Impact Housing - Notes Receivable |  | F30 |  | 0 | 0 | 0 | 0 | 0 | 0 | 0 | 0 | 0 | 0 | 0 | 0 | 0 | 1870
1290 |  | TOTAL RATE BASE ADDITIONS |  |  |  |  | 248383409.9271 | 86586691.3632 | 66597172.9868 | 20305432.1066 | 540113.9576 | 44661074.0693 | 2289210.9593 | 64394.9422 | 123316.778 | 15585974.7114 | 5168296.8626 | 6461731.1902 | 0
1291
1292 |  | Distribution - METER - Unbundled
1293
1294 |  | A |  | B | C |  | D | E | F | G | H | I | J | K | L | M | N | O
1295 |  | FERC ACCT |  | DESCRIPTION | COS Factor |  | Utah Jurisdiction Normalized | Residential Sch 1 | General Large Dist. Sch 6 | General +1 MW Sch 8 | Street & Area Lighting Sch. 7,11,12 | General Trans Sch 9 | Irrigation Sch 10 | Traffic Signals Sch 15 | Outdoor Lighting Sch 15 | General Small Dist. Sch 23 | Industrial Cust 1 | Industrial Cust 2
1296
1297 |  | 235 | Customer Service Deposits |  | F51 |  | 0 | 0 | 0 | 0 | 0 | 0 | 0 | 0 | 0 | 0 | 0 | 0 | 0 | 1880
1298
1299 |  | 2281 | Accum Prov for Property Insurance |  | F102P |  | 0 | 0 | 0 | 0 | 0 | 0 | 0 | 0 | 0 | 0 | 0 | 0 | 0 | 1885
1300
1301 |  | 2282 | Accum Prov for Injuries & Damages |  | F102P |  | 1.3045e-07 | 4.7376e-08 | 3.473e-08 | 1.0382e-08 | 2.343e-10 | 2.2582e-08 | 1.1659e-09 | 3.2261e-11 | 5.4353e-11 | 8.2588e-09 | 2.6342e-09 | 2.9988e-09 | 0 | 1889
1302
1303 |  | 2283 | Accum Prov for Pension & Benefits |  | F102P |  | -35303332.195 | -12821358.588 | -9398987.2573 | -2809770.0361 | -63408.1826 | -6111276.7327 | -315528.1287 | -8730.7781 | -14709.5251 | -2235088.7516 | -712903.1443 | -811571.0703 | 0 | 1894
1304
1305 |  | 25335 | Accum Prov for Pension & Benefits |  | F30 |  | -35703664.3585 | -10380519.756 | -9782274.6349 | -3221281.5677 | -131049.1565 | -7422288.0776 | -370431.6469 | -10862.9036 | -28861.1047 | -2144787.0446 | -843789.0894 | -1367519.3767 | 0 | 1899
1306
1307 |  | 22844 | Accum Hydro Relicensing Obligation |  | F12 |  | -439046.834 | -170052.6466 | -115755.4807 | -33387.2831 | -514.258 | -70912.6045 | -3713.6556 | -100.2458 | -125.6103 | -28270.5241 | -8362.595 | -7851.9302 | 0 | 1903
1308
1309 |  | 254 | Reg Liabilities - Insurance Provision |  | F30 |  | 0 | 0 | 0 | 0 | 0 | 0 | 0 | 0 | 0 | 0 | 0 | 0 | 0 | 1906
1310 |  | 254 |  | Situs | F102P |  | 0 | 0 | 0 | 0 | 0 | 0 | 0 | 0 | 0 | 0 | 0 | 0 | 0 | 1907
1311
1312 |  | 22842 | Accum Misc Oper Prov - Trojan |  | F12 |  | -1819185.3271 | -704611.1155 | -479631.4557 | -138339.8098 | -2130.8221 | -293825.532 | -15387.4877 | -415.3674 | -520.4647 | -117138.5799 | -34650.3129 | -32534.3795 | 0 | 1912
1313
1314 |  | 252 | Customer Advances for Const |  | F50 |  | 0 | 0 | 0 | 0 | 0 | 0 | 0 | 0 | 0 | 0 | 0 | 0 | 0 | 1920
1315
1316 |  | 25398 | SO2 Emissions |  | F30 |  | 0 | 0 | 0 | 0 | 0 | 0 | 0 | 0 | 0 | 0 | 0 | 0 | 0 | 1923
1317
1318 |  | 25399 | Other Deferred Credits |  | F12 |  | -5373488.9249 | -2081272.2978 | -1416729.9377 | -408626.5564 | -6293.9981 | -867898.5139 | -45451.386 | -1226.9075 | -1537.3427 | -346002.6047 | -102349.7001 | -96099.68 | 0 | 1931
1319
1320 |  | 190 | Accum Deferred Income Taxes |  | F104P |  | 1123969.384 | 405914.6869 | 299484.6278 | 89791.4695 | 2077.8884 | 195664.8502 | 10090.9731 | 279.7625 | 480.671 | 71057.4254 | 22805.5504 | 26321.4789 | 0 | 1934
1321 |  |  |  | Customer System | F42 |  | 0 | 0 | 0 | 0 | 0 | 0 | 0 | 0 | 0 | 0 | 0 | 0 | 0 | 1935
1322 |  |  |  | Labor | F138P |  | 20200187.0975 | 7322290.6665 | 5379492.2888 | 1609768.4338 | 36642.528 | 3503505.9387 | 180818.7067 | 5006.6261 | 8492.0808 | 1278269.8289 | 408578.0367 | 467321.9625 | 0 | 1936
1323 |  |  |  | System Generation | F104P |  | 0 | 0 | 0 | 0 | 0 | 0 | 0 | 0 | 0 | 0 | 0 | 0 | 0 | 1937
1324 |  |  |  | IBT | F141 |  | 0 | 0 | 0 | 0 | 0 | 0 | 0 | 0 | 0 | 0 | 0 | 0 | 0 | 1938
1325 |  |  |  | Bad Debt Expense | F104P |  | 0 | 0 | 0 | 0 | 0 | 0 | 0 | 0 | 0 | 0 | 0 | 0 | 0 | 1941
1326 |  |  |  | TROJP | F104P |  | 690398.8703 | 249333.3406 | 183958.6128 | 55154.4641 | 1276.3442 | 120187.252 | 6198.3863 | 171.8443 | 295.2525 | 43647.0663 | 14008.323 | 16167.9843 | 0 | 1942
1327 |  |  |  | System Generation | F104P |  | 2801224.5593 | 1011645.1623 | 746393.7243 | 223783.7374 | 5178.6392 | 487647.7879 | 25149.3343 | 697.241 | 1197.9575 | 177093.6183 | 56837.3736 | 65599.9837 | 0 | 1943
1328 |  |  |  | Energy | F104P |  | 5094188.0913 | 1839734.9548 | 1357359.9478 | 406963.6068 | 9417.6534 | 886815.5699 | 45735.5119 | 1267.9728 | 2178.5546 | 322054.9379 | 103362.0353 | 119297.346 | 0 | 1944
1329 |  |  |  | System Net Plant | F104P |  | 0 | 0 | 0 | 0 | 0 | 0 | 0 | 0 | 0 | 0 | 0 | 0 | 0 | 1945
1330 |  |  |  | Division Net Plant Distribution | F104P |  | 0 | 0 | 0 | 0 | 0 | 0 | 0 | 0 | 0 | 0 | 0 | 0 | 0 | 1946
1331 |  |  |  | Simple Cycle Combustion Turbine | F12 |  | 0 | 0 | 0 | 0 | 0 | 0 | 0 | 0 | 0 | 0 | 0 | 0 | 0 | 1947
1332 |  |  |  | Total Accum Deferred Income Taxes |  |  | 29909968.0025 | 10828918.8111 | 7966689.2014 | 2385461.7117 | 54593.0532 | 5193821.3986 | 267992.9123 | 7423.4466 | 12644.5164 | 1892122.8767 | 605591.319 | 694708.7554 | 0
1333
1334 |  | 281 | Accum Deferred Income Taxes |  | F104P |  | 0 | 0 | 0 | 0 | 0 | 0 | 0 | 0 | 0 | 0 | 0 | 0 | 0 | 1954
1335
1336 |  | 282 | Accum Deferred Income Taxes |  | F104P |  | -669372557.5364 | -241739816.0102 | -178356095.9013 | -53474717.7438 | -1237472.7156 | -116526911.7321 | -6009612.5284 | -166610.6931 | -286260.4717 | -42317781.2749 | -13581695.1946 | -15675583.2709 | 0 | 1957
1337 |  |  |  | DITBAL | F104P |  | -0.019642 | -0.0070934 | -0.0052336 | -0.0015691 | -3.6312e-05 | -0.0034193 | -0.00017634 | -4.8889e-06 | -8.3998e-06 | -0.0012417 | -0.00039853 | -0.00045997 | 0 | 1958
1338 |  |  |  | System Net Plant | F104P |  | 910128.3714 | 328687.3096 | 242506.122 | 72708.1761 | 1682.5593 | 158438.5963 | 8171.1131 | 226.5362 | 389.2209 | 57538.3812 | 18466.676 | 21313.6809 | 0 | 1959
1339 |  |  |  | Labor | F138P |  | -183483.6517 | -66510.3063 | -48863.3538 | -14621.9532 | -332.8338 | -31823.2727 | -1642.4242 | -45.4765 | -77.1358 | -11610.8636 | -3711.2226 | -4244.8092 | 0 | 1960
1340 |  |  |  | GPS | F104P |  | 0 | 0 | 0 | 0 | 0 | 0 | 0 | 0 | 0 | 0 | 0 | 0 | 0 | 1961
1341 |  |  |  | CIAC | F104P |  | 0 | 0 | 0 | 0 | 0 | 0 | 0 | 0 | 0 | 0 | 0 | 0 | 0 | 1962
1342 |  |  |  | SNPD | F104P |  | 25910.2549 | 9357.3305 | 6903.8562 | 2069.9139 | 47.9004 | 4510.5554 | 232.6217 | 6.4492 | 11.0806 | 1638.0482 | 525.7239 | 606.7747 | 0 | 1963
1343 |  |  |  | SCHMDEXP | F104P |  | 0 | 0 | 0 | 0 | 0 | 0 | 0 | 0 | 0 | 0 | 0 | 0 | 0 | 1964
1344 |  |  |  | TAXDEPR | F104P |  | 0 | 0 | 0 | 0 | 0 | 0 | 0 | 0 | 0 | 0 | 0 | 0 | 0 | 1965
1345 |  |  |  | DGP | F104P |  | 0 | 0 | 0 | 0 | 0 | 0 | 0 | 0 | 0 | 0 | 0 | 0 | 0 | 1966
1346 |  |  |  | IBT | F104P |  | 0 | 0 | 0 | 0 | 0 | 0 | 0 | 0 | 0 | 0 | 0 | 0 | 0 | 1967
1347 |  |  |  | SSGCT | F104P |  | 0 | 0 | 0 | 0 | 0 | 0 | 0 | 0 | 0 | 0 | 0 | 0 | 0 | 1968
1348 |  |  |  | SSGCH | F104P |  | 0 | 0 | 0 | 0 | 0 | 0 | 0 | 0 | 0 | 0 | 0 | 0 | 0 | 1969
1349 |  |  |  | SE | F104P |  | -1440729.9247 | -520310.8239 | -383886.3152 | -115096.7801 | -2663.4853 | -250807.7256 | -12934.8425 | -358.606 | -616.1352 | -91083.0496 | -29232.6814 | -33739.4798 | 0 | 1970
1350 |  |  |  | SG | F104P |  | -2173525.655 | -784955.5319 | -579141.6839 | -173638.2372 | -4018.2088 | -378375.5837 | -19513.8669 | -541.0031 | -929.519 | -137410.4484 | -44101.2447 | -50900.3275 | 0 | 1971
1351 |  |  |  | Total Accum Deferred Income Taxes |  |  | -672234258.1611 | -242773548.0392 | -179118577.2813 | -53703296.6259 | -1242756.7838 | -117024969.1659 | -6035299.9274 | -167322.7933 | -287482.9602 | -42498709.2082 | -13639747.9437 | -15742547.4323 | 0
1352
1353
1354 |  | 283 | Accum Deferred Income Taxes |  | F104P |  | -3373329.602 | -1218257.4086 | -898832.6325 | -269487.965 | -6236.2929 | -587242.002 | -30285.6811 | -839.6412 | -1442.621 | -213262.1403 | -68445.4926 | -78997.7248 | 0 | 1975
1355 |  |  |  | System Generation | F104P |  | -597796.2145 | -215890.4563 | -159284.3892 | -47756.6394 | -1105.1491 | -104066.6307 | -5367.0016 | -148.7949 | -255.6505 | -37792.7197 | -12129.3977 | -13999.3853 | 0 | 1976
1356 |  |  |  | Energy | F104P |  | -22502625.9434 | -8126686.0944 | -5995884.4527 | -1797685.8437 | -41600.7279 | -3917342.409 | -202028.0952 | -5601.0335 | -9623.3588 | -1422617.6321 | -456582.5163 | -526973.7799 | 0 | 1977
1357 |  |  |  | Labor | F138P |  | -29856730.9308 | -10822655.3136 | -7951117.1374 | -2379305.8331 | -54159.2063 | -5178329.964 | -267257.6965 | -7400.0052 | -12551.6546 | -1889336.8737 | -603895.6197 | -690721.6268 | 0 | 1978
1358 |  |  |  | General Plant | F104P |  | -1327443.2816 | -479398.0438 | -353700.7882 | -106046.5566 | -2454.0517 | -231086.3575 | -11917.7574 | -330.4083 | -567.6877 | -83921.0598 | -26934.0741 | -31086.4965 | 0 | 1979
1359 |  |  |  | System Net Plant | F104P |  | -431194.1037 | -155723.1203 | -114892.8142 | -34447.1591 | -797.1509 | -75063.9038 | -3871.2515 | -107.3267 | -184.4023 | -27260.1223 | -8749.0095 | -10097.8431 | 0 | 1980
1360 |  |  |  | TROJP | F104P |  | 0 | 0 | 0 | 0 | 0 | 0 | 0 | 0 | 0 | 0 | 0 | 0 | 0 | 1981
1361 |  |  |  | System Generation | F104P |  | 0 | 0 | 0 | 0 | 0 | 0 | 0 | 0 | 0 | 0 | 0 | 0 | 0 | 1982
1362 |  |  |  | Simple Cycle Combustion Turbine | F104P |  | -292050.2261 | -105472.1577 | -77817.5585 | -23331.2574 | -539.9149 | -50841.2102 | -2622.0207 | -72.693 | -124.8967 | -18463.4363 | -5925.7541 | -6839.3268 | 0 | 1983
1363 |  |  |  | System Generation | F104P |  | 0 | 0 | 0 | 0 | 0 | 0 | 0 | 0 | 0 | 0 | 0 | 0 | 0 | 1984
1364 |  |  |  | Total Accum Deferred Income Taxes |  |  | -58381170.3021 | -21124082.5947 | -15551529.7727 | -4658061.2541 | -106892.4937 | -10143972.4772 | -523349.5041 | -14499.9028 | -24750.2716 | -3692653.9842 | -1182661.8639 | -1358716.1831 | 0
1365
1366 |  | 255 | Accum Investment Tax Credit |  | F104P |  | -71549.0257 | -25839.4942 | -19064.428 | -5715.896 | -132.2731 | -12455.5256 | -642.3656 | -17.809 | -30.5983 | -4523.3346 | -1451.7432 | -1675.5582 | 0 | 1998
1367 |  | TOTAL MISC RATE BASE DEDUCTIONS |  |  |  |  | -779415727.1259 | -279252365.721 | -207915861.0469 | -62593017.3175 | -1498584.9147 | -136753777.2306 | -7041811.1897 | -195753.2607 | -345373.3612 | -49175051.1552 | -15920325.0736 | -18723806.8548 | 0
1368
1369 | [6 empty] | D: ACCUMULATED DEPRECIATION
1370 | [6 empty] | D: PRODUCTION PLANT
1371
1372 |  | 108SP | Steam Prod Accumulated Depr |  | F12 |  | -923331603.1575 | -357626956.0032 | -243438023.7707 | -70214681.5064 | -1081503.5488 | -149131809.4094 | -7809953.9584 | -210820.6511 | -264163.035 | -59453949.5992 | -17586844.2266 | -16512897.4489 | 0 | 2010
1373
1374 |  | 108NP | Nuclear Prod Accumulated Depr |  | F12 |  | 0 | 0 | 0 | 0 | 0 | 0 | 0 | 0 | 0 | 0 | 0 | 0 | 0 | 2016
1375
1376 |  | 108HP | Hydraulic Prod Accum Depr |  | F12 |  | -101382555.3657 | -39267728.4556 | -26729691.52 | -7709628.7086 | -118749.9627 | -16374793.0565 | -857539.249 | -23148.2777 | -29005.3145 | -6528091.6589 | -1931049.6927 | -1813129.4696 | 0 | 2024
1377
1378 |  | 108OP | Other Production - Accum Depr |  | F12 |  | 0 | 0 | 0 | 0 | 0 | 0 | 0 | 0 | 0 | 0 | 0 | 0 | 0 | 2027
1379 |  |  |  | Simple Cycle Combustion Turbine | F12 |  | 0 | 0 | 0 | 0 | 0 | 0 | 0 | 0 | 0 | 0 | 0 | 0 | 0 | 2028
1380 |  |  |  | Wind Generation | F12 |  | -165567809.1627 | -64128111.0714 | -43652248.1466 | -12590591.4498 | -193930.5148 | -26741667.7562 | -1400446.9923 | -37803.4427 | -47368.5671 | -10661023.7834 | -3153596.453 | -2961020.9855 | 0 | 2029
1381 |  |  |  | System Generation | F12 |  | -95299731.4754 | -36911714.88 | -25125944.1537 | -7247060.8287 | -111625.1165 | -15392326.3783 | -806087.9889 | -21759.4106 | -27265.0326 | -6136414.4935 | -1815189.1764 | -1704344.0161 | 0 | 2030
1382 |  |  |  | System Generation | F12 |  | -9364665.1747 | -3627144.0173 | -2469010.6735 | -712135.2507 | -10968.8855 | -1512532.9375 | -79210.5497 | -2138.1969 | -2679.209 | -602997.1566 | -178370.2703 | -167478.0276 | 0 | 2031
1383 |  |  |  | Total Other Production - Accum Depr |  |  | -270232205.8128 | -104666969.9687 | -71247202.9738 | -20549787.5292 | -316524.5169 | -43646527.0719 | -2285745.5309 | -61701.0502 | -77312.8088 | -17400435.4335 | -5147155.8998 | -4832843.0292 | 0
1384
1385 |  | 108EP | Experimental Plant - Accum Depr |  | F12 |  | 0 | 0 | 0 | 0 | 0 | 0 | 0 | 0 | 0 | 0 | 0 | 0 | 0 | 2037
1386
1387
1388
1389 |  | TOTAL PRODUCTION PLANT DEPRECIATION |  |  |  |  | -1294946364.336 | -501561654.4275 | -341414918.2644 | -98474097.7442 | -1516778.0283 | -209153129.5379 | -10953238.7383 | -295669.9789 | -370481.1583 | -83382476.6916 | -24665049.819 | -23158869.9476 | 0
1390
1391
1392 | [6 empty] | D: TRANSMISSION PLANT
1393
1394 |  | 108TP | Transmission Plant Accum Depr |  | F106 |  | 0 | 0 | 0 | 0 | 0 | 0 | 0 | 0 | 0 | 0 | 0 | 0 | 0 | 2045
1395
1396
1397 | [6 empty] | D: DISTRIBUTION PLANT
1398
1399 |  | 108360 | Land and Land Rights |  | F118 |  | 0 | 0 | 0 | 0 | 0 | 0 | 0 | 0 | 0 | 0 | 0 | 0 | 0 | 2049
1400
1401 |  | 108361 | Structures and Improvements |  | F119 |  | 0 | 0 | 0 | 0 | 0 | 0 | 0 | 0 | 0 | 0 | 0 | 0 | 0 | 2053
1402
1403 |  | 108362 | Station Equipment |  | F120 |  | 0 | 0 | 0 | 0 | 0 | 0 | 0 | 0 | 0 | 0 | 0 | 0 | 0 | 2057
1404
1405 |  | Distribution - METER - Unbundled
1406
1407 |  | A |  | B | C |  | D | E | F | G | H | I | J | K | L | M | N | O
1408 |  | FERC ACCT |  | DESCRIPTION | COS Factor |  | Utah Jurisdiction Normalized | Residential Sch 1 | General Large Dist. Sch 6 | General +1 MW Sch 8 | Street & Area Lighting Sch. 7,11,12 | General Trans Sch 9 | Irrigation Sch 10 | Traffic Signals Sch 15 | Outdoor Lighting Sch 15 | General Small Dist. Sch 23 | Industrial Cust 1 | Industrial Cust 2
1409
1410 |  | 108364 | Poles, Towers & Fixtures |  | F121 |  | 0 | 0 | 0 | 0 | 0 | 0 | 0 | 0 | 0 | 0 | 0 | 0 | 0 | 2061
1411
1412 |  | 108365 | Overhead Conductors |  | F122 |  | 0 | 0 | 0 | 0 | 0 | 0 | 0 | 0 | 0 | 0 | 0 | 0 | 0 | 2065
1413
1414 |  | 108366 | Underground Conduit |  | F123 |  | 0 | 0 | 0 | 0 | 0 | 0 | 0 | 0 | 0 | 0 | 0 | 0 | 0 | 2069
1415
1416 |  | 108367 | Underground Conductors |  | F124 |  | 0 | 0 | 0 | 0 | 0 | 0 | 0 | 0 | 0 | 0 | 0 | 0 | 0 | 2073
1417
1418 |  | 108368 | Line Transformers |  | F125 |  | 0 | 0 | 0 | 0 | 0 | 0 | 0 | 0 | 0 | 0 | 0 | 0 | 0 | 2077
1419
1420 |  | 108369 | Services |  | F126 |  | 0 | 0 | 0 | 0 | 0 | 0 | 0 | 0 | 0 | 0 | 0 | 0 | 0 | 2081
1421
1422 |  | 108370 | Meters |  | F127 |  | 0 | 0 | 0 | 0 | 0 | 0 | 0 | 0 | 0 | 0 | 0 | 0 | 0 | 2085
1423
1424 |  | 108371 | Install on Customers' Premises |  | F128 |  | 0 | 0 | 0 | 0 | 0 | 0 | 0 | 0 | 0 | 0 | 0 | 0 | 0 | 2089
1425
1426 |  | 108372 | Leased Property |  | F129 |  | 0 | 0 | 0 | 0 | 0 | 0 | 0 | 0 | 0 | 0 | 0 | 0 | 0 | 2093
1427
1428 |  | 108373 | Street Lights |  | F130 |  | 0 | 0 | 0 | 0 | 0 | 0 | 0 | 0 | 0 | 0 | 0 | 0 | 0 | 2097
1429
1430 |  | 108D00 | Unclassified Dist Plant - Acct 300 |  | F121 |  | 0 | 0 | 0 | 0 | 0 | 0 | 0 | 0 | 0 | 0 | 0 | 0 | 0 | 2101
1431
1432 |  | 108DS | Unclassified Dist Sub - Acct 300 |  | F120 |  | 0 | 0 | 0 | 0 | 0 | 0 | 0 | 0 | 0 | 0 | 0 | 0 | 0 | 2105
1433
1434 |  | 108D | Unclassified Dist Sub - Acct 300 |  | F102P |  | 0 | 0 | 0 | 0 | 0 | 0 | 0 | 0 | 0 | 0 | 0 | 0 | 0 | 2109
1435
1436
1437 |  | TOTAL DISTRIBUTION PLANT DEPR |  |  |  |  | 0 | 0 | 0 | 0 | 0 | 0 | 0 | 0 | 0 | 0 | 0 | 0 | 0
1438
1439 | [6 empty] | D: GENERAL PLANT
1440 |  | 108GP | General Plant Accumulated Depr
1441 |  |  |  | Situs | F107P |  | 0 | 0 | 0 | 0 | 0 | 0 | 0 | 0 | 0 | 0 | 0 | 0 | 0 | 2115
1442 |  |  |  | System Generation | F105P |  | -287231.3525 | -104315.8234 | -76471.0766 | -22860.5629 | -515.8952 | -49721.9433 | -2567.1676 | -71.0345 | -119.6781 | -18184.9 | -5800.2495 | -6603.0213 | 0 | 2116
1443 |  |  |  | System Generation | F105P |  | -726128.972 | -263713.3481 | -193321.0417 | -57792.1488 | -1304.1975 | -125698.4771 | -6489.8722 | -179.5771 | -302.5497 | -45971.9408 | -14663.1945 | -16692.6245 | 0 | 2117
1444 |  |  |  | System Generation | F105P |  | -12271346.37 | -4456670.8689 | -3267063.5034 | -976668.7502 | -22040.5192 | -2124263.8835 | -109676.7562 | -3034.7957 | -5112.9926 | -776911.0317 | -247803.2772 | -282099.9914 | 0 | 2118
1445 |  |  |  | Customer - System | F42 |  | 0 | 0 | 0 | 0 | 0 | 0 | 0 | 0 | 0 | 0 | 0 | 0 | 0 | 2119
1446 |  |  |  | System Overheads | F102P |  | -15889311.4353 | -5770632.5993 | -4230292.905 | -1264620.3174 | -28538.7327 | -2750561.2993 | -142012.7901 | -3929.5455 | -6620.4579 | -1005967.9654 | -320863.1984 | -365271.6241 | 0 | 2120
1447 |  |  |  | Energy | F30 |  | 0 | 0 | 0 | 0 | 0 | 0 | 0 | 0 | 0 | 0 | 0 | 0 | 0 | 2121
1448 |  |  |  | Simple Cycle Combustion Turbine | F12 |  | -11261.4779 | -4361.8219 | -2969.1087 | -856.3782 | -13.1906 | -1818.8964 | -95.2546 | -2.5713 | -3.2219 | -725.1342 | -214.4992 | -201.4007 | 0 | 2122
1449 |  |  |  | Cholla | F12 |  | -330782.5656 | -128119.4769 | -87211.4133 | -25154.335 | -387.4475 | -53426.3122 | -2797.9077 | -75.5263 | -94.6361 | -21299.3143 | -6300.4683 | -5915.728 | 0 | 2123
1450 |  |  | Total General Plant Accumulated Depr |  |  |  | -29516062.1732 | -10727813.9386 | -7857329.0488 | -2347952.4926 | -52799.9827 | -5105490.8119 | -263639.7485 | -7293.0504 | -12253.5364 | -1869060.2864 | -595644.887 | -676784.3899 | 0
1451
1452 |  | 108MP | Mining Plant Accumulated Depr. |  | F30 |  | 0 | 0 | 0 | 0 | 0 | 0 | 0 | 0 | 0 | 0 | 0 | 0 | 0 | 2131
1453
1454 |  | 1081390 | Accum Depr - Capital Lease |  | F30 |  | 0 | 0 | 0 | 0 | 0 | 0 | 0 | 0 | 0 | 0 | 0 | 0 | 0 | 2138
1455 |  |  | Remove Capital Lease |  | F30 |  | 0 | 0 | 0 | 0 | 0 | 0 | 0 | 0 | 0 | 0 | 0 | 0 | 0 | 2141
1456
1457 |  | 1081399L | Accum Depr - Capital Lease |  | F30 |  | 0 | 0 | 0 | 0 | 0 | 0 | 0 | 0 | 0 | 0 | 0 | 0 | 0 | 2145
1458 |  |  |  | Energy | F30 |  | 0 | 0 | 0 | 0 | 0 | 0 | 0 | 0 | 0 | 0 | 0 | 0 | 0 | 2146
1459 |  |  | Remove Capital Lease |  | F30 |  | 0 | 0 | 0 | 0 | 0 | 0 | 0 | 0 | 0 | 0 | 0 | 0 | 0 | 2149
1460
1461 |  | TOTAL GENERAL PLANT ACCUM DEPR |  |  |  |  | -29516062.1732 | -10727813.9386 | -7857329.0488 | -2347952.4926 | -52799.9827 | -5105490.8119 | -263639.7485 | -7293.0504 | -12253.5364 | -1869060.2864 | -595644.887 | -676784.3899 | 0
1462
1463
1464 |  | TOTAL ACCUM DEPR - PLANT IN SERVICE |  |  |  |  | -1324462426.5092 | -512289468.366 | -349272247.3132 | -100822050.2368 | -1569578.011 | -214258620.3498 | -11216878.4868 | -302963.0293 | -382734.6947 | -85251536.978 | -25260694.7061 | -23835654.3376 | 0
1465
1466
1467 | [6 empty] | D: ACCUMULATED AMORTIZATION
1468
1469 |  | 111CLS | Accum Prov for Amort-Steam |  | F12 |  | 0 | 0 | 0 | 0 | 0 | 0 | 0 | 0 | 0 | 0 | 0 | 0 | 0 | 2162
1470
1471 |  | 111CLG | Accum Prov for Amort-General
1472 |  |  | Situs |  | F108P |  | 0 | 0 | 0 | 0 | 0 | 0 | 0 | 0 | 0 | 0 | 0 | 0 | 0 | 2166
1473 |  |  | Customer - System |  | F40 |  | 0 | 0 | 0 | 0 | 0 | 0 | 0 | 0 | 0 | 0 | 0 | 0 | 0 | 2167
1474 |  |  | System Generation |  | F108P |  | -41350.966 | -13329.9574 | -11189.6562 | -3538.8549 | -117.9433 | -7968.5035 | -403.0744 | -11.5532 | -26.3557 | -2542.4996 | -915.1669 | -1307.4008 | 0 | 2168
1475 |  |  | System Overheads |  | F108P |  | -860169.2607 | -277285.4106 | -232763.5671 | -73614.1023 | -2453.4176 | -165758.2019 | -8384.6226 | -240.3261 | -548.2436 | -52888.2443 | -19037.0015 | -27196.1232 | 0 | 2169
1476 |  |  | Energy |  | F108P |  | 0 | 0 | 0 | 0 | 0 | 0 | 0 | 0 | 0 | 0 | 0 | 0 | 0 | 2170
1477 |  |  | Total Accum Prov for Amort-General |  |  |  | -901520.2267 | -290615.368 | -243953.2234 | -77152.9572 | -2571.3609 | -173726.7054 | -8787.6971 | -251.8793 | -574.5993 | -55430.7438 | -19952.1683 | -28503.524 | 0 | 2171
1478
1479 |  | 111CLH | Accum Prov for Amort-Hydro |  | F12 |  | -426394.8675 | -165152.2573 | -112419.7672 | -32425.1653 | -499.4387 | -68869.1234 | -3606.6396 | -97.3571 | -121.9906 | -27455.8554 | -8121.611 | -7625.662 | 0 | 2179
1480
1481 |  | 111IP | Accum Prov for Amort-Intangible
1482 |  |  |  | Situs | F107P |  | -37100.9296 | -13474.2046 | -9877.5708 | -2952.8397 | -66.6368 | -6422.4546 | -331.5944 | -9.1753 | -15.4585 | -2348.8964 | -749.2032 | -852.8952 | 0 | 2183
1483 |  |  |  | System Generation | F105P |  | 0 | 0 | 0 | 0 | 0 | 0 | 0 | 0 | 0 | 0 | 0 | 0 | 0 | 2184
1484 |  |  |  | System Generation | F105P |  | -139262.4893 | -50576.9343 | -37076.567 | -11083.8141 | -250.1288 | -24107.4017 | -1244.6766 | -34.4407 | -58.0253 | -8816.8454 | -2812.218 | -3201.4374 | 0 | 2185
1485 |  |  |  | Energy | F30 |  | 0 | 0 | 0 | 0 | 0 | 0 | 0 | 0 | 0 | 0 | 0 | 0 | 0 | 2186
1486 |  |  |  | System Generation | F105P |  | -18673508.8238 | -6781789.0789 | -4971544.0604 | -1486212.8388 | -33539.4192 | -3232527.1553 | -166896.9168 | -4618.0984 | -7780.5247 | -1182238.2458 | -377086.3068 | -429276.1787 | 0 | 2187
1487 |  |  |  | System Generation | F105P |  | -6885506.0572 | -2500657.4941 | -1833163.6043 | -548013.1024 | -12367.0316 | -1191933.7452 | -61540.107 | -1702.8371 | -2868.9225 | -435928.1739 | -139043.5014 | -158287.5375 | 0 | 2188
1488 |  |  |  | System Generation | F105P |  | -1311755.5654 | -476399.4626 | -349235.4143 | -104401.8016 | -2356.0393 | -227074.9181 | -11723.9862 | -324.407 | -546.5575 | -83048.5375 | -26489.1332 | -30155.3084 | 0 | 2189
1489 |  |  |  | Customer - System | F42 |  | 0 | 0 | 0 | 0 | 0 | 0 | 0 | 0 | 0 | 0 | 0 | 0 | 0 | 2190
1490 |  |  |  | System Generation | F105P |  | 0 | 0 | 0 | 0 | 0 | 0 | 0 | 0 | 0 | 0 | 0 | 0 | 0 | 2191
1491 |  |  |  | Cholla | F12 |  | -255986.2842 | -99149.2063 | -67491.2403 | -19466.4575 | -299.8382 | -41345.5985 | -2165.2471 | -58.4483 | -73.2371 | -16483.1309 | -4875.8116 | -4578.0684 | 0 | 2192
1492 |  |  |  | System Overheads | F102P |  | -48296686.7683 | -17540246.2365 | -12858274.709 | -3843902.9657 | -86745.498 | -8360525.7567 | -431657.9273 | -11944.1318 | -20123.3505 | -3057710.8342 | -975286.4027 | -1110268.9557 | 0 | 2193
1493 |  |  | Total Accum Prov for Amort-Intangible |  |  |  | -75599806.9179 | -27462292.6173 | -20126663.1662 | -6016033.8198 | -135624.592 | -13083937.0301 | -675560.4554 | -18691.5386 | -31466.0761 | -4786574.6643 | -1526342.5768 | -1736620.3813 | 0
1494
1495 |  | 111390 | Accum Prov for Amort-Capital Lease |  | F30 |  | 0 | 0 | 0 | 0 | 0 | 0 | 0 | 0 | 0 | 0 | 0 | 0 | 0 | 2204
1496
1497
1498 |  | TOTAL ACCUM PROV FOR AMORTIZATION |  |  |  |  | -76927722.012 | -27918060.2426 | -20483036.1568 | -6125611.9423 | -138695.3916 | -13326532.8589 | -687954.792 | -19040.775 | -32162.666 | -4869461.2635 | -1554416.3561 | -1772749.5673 | 0

## Production-Energy
Production Energy |  |  | - | Production - Energy - Unbundled
Rocky Mountain Power
3 | Cost Of Service By Rate Schedule
4 | State of Utah
5 | 2010 Protocol (Non Wgt)
6 | 12 Months Ended Dec 2015
7
8
9 |  | A |  | B | C |  | D | E | F | G | H | I | J | K | L | M | N | O | Chk Total
12 |  |  |  | DESCRIPTION |  |  | Utah Jurisdiction Normalized | Residential Sch 1 | General Large Dist. Sch 6 | General +1 MW Sch 8 | Street & Area Lighting Sch. 7,11,12 | General Trans Sch 9 | Irrigation Sch 10 | Traffic Signals Sch 15 | Outdoor Lighting Sch 15 | General Small Dist. Sch 23 | Industrial Cust 1 | Industrial Cust 2 | 0
13
12 |  |  |  | Operating Revenues |  |  | 727088429.2421 | 210320388.3453 | 205167764.4787 | 66433450.838 | 3023673.6845 | 146045081.727 | 7371387.3034 | 234880.8474 | 700719.7879 | 44971678.9449 | 15650624.0803 | 27168779.2048 | 0
13
14 |  |  |  | Operating Expenses
15 |  |  |  | Operation & Maintenance Expenses |  |  | 599572809.2062 | 174793838.7173 | 164218000.3327 | 54028191.2442 | 2192715.6687 | 124402717.9634 | 6213361.1181 | 182176.926 | 482389.4478 | 36042740.3808 | 14145241.7576 | 22871435.6497 | 0
16 |  |  |  | Depreciation Expense |  |  | 45162439.563 | 13219018.139 | 12364375.9785 | 4061694.6287 | 163478.6776 | 9346169.7045 | 466812.8233 | 13671.2238 | 36028.8639 | 2716948.5912 | 1063129.8859 | 1711111.0466 | 0
17 |  |  |  | Amortization Expense |  |  | 3410874.6762 | 1134406.6033 | 930895.7433 | 285680.15 | 593.2432 | 649669.8654 | 30831.34 | 788.1411 | 1685.7648 | 207633.2768 | 75490.0679 | 93200.4804 | 0
18 |  |  |  | Taxes Other Than Income |  |  | 8180561.9968 | 2933314.9592 | 2182288.5903 | 656641.2943 | 15674.3305 | 1433924.302 | 73852.8044 | 2053.2603 | 3614.6365 | 516314.5824 | 166908.6839 | 195974.553 | 0
19 |  |  |  | Income Taxes - Federal |  |  | -12270551.077 | -4131502.8181 | -1352567.7874 | -798995.6004 | 80176.9871 | -4156816.5063 | -180903.232 | 995.4297 | 28939.3649 | -314241.9642 | -792126.6756 | -653508.2747 | 0
20 |  |  |  | Income Taxes - State |  |  | -785960.402 | -305141.9328 | 57699.9945 | -29047.6664 | 14129.8727 | -381611.1604 | -15437.0395 | 403.4306 | 4644.8603 | 10247.3542 | -86806.5599 | -55041.5554 | 0
21 |  |  |  | Income Taxes Deferred |  |  | 13526375.0348 | 4850170.2266 | 3608365.0388 | 1085741.5926 | 25917.1525 | 2370961.5412 | 122113.9489 | 3395.0196 | 5976.72 | 853714.5346 | 275979.75 | 324039.51 | 0
22 |  |  |  | Investment Tax Credit Adj |  |  | -501310.9219 | -179755.7218 | -133732.2675 | -40239.4668 | -960.5346 | -87871.9474 | -4525.7548 | -125.8253 | -221.5076 | -31640.1415 | -10228.2883 | -12009.4663 | 0
23 |  |  |  | Misc Revenues & Expense |  |  | -100578.0175 | -29242.1553 | -27556.8855 | -9074.4219 | -369.1684 | -20908.7508 | -1043.5142 | -30.601 | -81.3024 | -6041.9129 | -2376.9727 | -3852.3325 | 0
24
25 |  |  |  | Total Operating Expenses |  |  | 656194660.0588 | 192285106.0174 | 181847768.7379 | 59240591.7544 | 2491356.2292 | 133556235.0115 | 6705062.4942 | 203327.0049 | 562976.8482 | 39995674.7014 | 14835211.6489 | 24471349.6109 | 0
26
27 |  |  |  | Operating Revenue For Return |  |  | 70893769.1833 | 18035282.3279 | 23319995.7408 | 7192859.0836 | 532317.4553 | 12488846.7155 | 666324.8092 | 31553.8425 | 137742.9397 | 4976004.2434 | 815412.4314 | 2697429.5939 | 0
28
29
30 |  |  |  | Rate Base :
31 |  |  |  | Electric Plant In Service |  |  | 1530947007.6417 | 450543720.1677 | 418875320.4261 | 137328413.1819 | 5478664.192 | 315652988.742 | 15775984.1474 | 461521.0217 | 1208155.8608 | 92209916.8243 | 35923006.8592 | 57489316.2187 | 0
32 |  |  |  | Plant Held For Future Use |  |  | 6365759.6448 | 1850787.4455 | 1744123.7538 | 574336.1242 | 23365.3169 | 1323351.6157 | 66045.8491 | 1936.7937 | 5145.7703 | 382403.2928 | 150442.7803 | 243820.9024 | 0
33 |  |  |  | Electric Plant Acquisition Adj |  |  | 4155866.1376 | 1208280.7555 | 1138645.7002 | 374953.5301 | 15253.9736 | 863945.9349 | 43117.8246 | 1264.4297 | 3359.3999 | 249650.7855 | 98216.0954 | 159177.7083 | 0
34 |  |  |  | Pensions |  |  | 0 | 0 | 0 | 0 | 0 | 0 | 0 | 0 | 0 | 0 | 0 | 0 | 0
35 |  |  |  | Prepayments |  |  | 1754308.0461 | 633802.5581 | 467413.8354 | 140111.9025 | 3236.8616 | 305279.0071 | 15745.2798 | 436.4649 | 748.9142 | 110918.4324 | 35583.6115 | 41031.1786 | 0
36 |  |  |  | Fuel Stock |  |  | 80067496.18 | 23278905.4245 | 21937306.7452 | 7223906.9645 | 293885.1804 | 16644902.7845 | 830714.0178 | 24360.6787 | 64722.6672 | 4809806.8247 | 1892244.9811 | 3066739.9113 | 0
37 |  |  |  | Materials & Supplies |  |  | 21844209.0625 | 7933314.5074 | 5815695.8525 | 1738566.8794 | 39234.302 | 3781399.6098 | 195235.4631 | 5402.2363 | 9101.6321 | 1382978.4026 | 441114.3186 | 502165.8587 | 0
38 |  |  |  | Misc Deferred Debits |  |  | 53199395.5216 | 17997096.1438 | 14305172.9111 | 4428421.073 | 129803.6567 | 9844762.6167 | 501746.2749 | 14197.2133 | 29323.8979 | 3308914.8904 | 1137143.1928 | 1502813.6509 | 0
39 |  |  |  | Cash Working Capital |  |  | 9696558.7077 | 2823587.2839 | 2692464.0842 | 878442.9993 | 37606.4239 | 1978498.6826 | 99342.9534 | 3028.6366 | 8486.0564 | 591101.2966 | 219064.745 | 364935.5458 | 0
40 |  |  |  | Weatherization Loans |  |  | 0 | 0 | 0 | 0 | 0 | 0 | 0 | 0 | 0 | 0 | 0 | 0 | 0
41 |  |  |  | Miscellaneous Rate Base |  |  | 0 | 0 | 0 | 0 | 0 | 0 | 0 | 0 | 0 | 0 | 0 | 0 | 0
42
43 |  |  |  | Total Rate Base Additions |  |  | 1708030600.942 | 506269494.2864 | 466976143.3086 | 152687152.6549 | 6021049.907 | 350395128.9934 | 17527931.8102 | 512147.4747 | 1329044.1989 | 103045690.7493 | 39896816.5839 | 63370000.9748 | 0
44
45 |  |  |  | Rate Base Deductions :
46 |  |  |  | Accum Provision For Depreciation |  |  | -480018623.9003 | -140265520.1238 | -131442618.8087 | -43205178.1634 | -1743665.3338 | -99450892.2821 | -4966296.0063 | -145492.7586 | -384214.6349 | -28867130.9995 | -11310891.4086 | -18236723.3806 | 0
47 |  |  |  | Accum Provision For Amortization |  |  | -26201750.154 | -9446627.1004 | -6983235.1294 | -2095545.9244 | -48852.6958 | -4568970.0158 | -235555.7909 | -6534.3254 | -11291.6915 | -1655762.1789 | -532396.9891 | -616978.3125 | 0
48 |  |  |  | Accum Deferred Income Taxes |  |  | -233568486.8203 | -84356237.2743 | -62234472.6175 | -18658632.0561 | -431685.4081 | -40658373.4148 | -2096885.5064 | -58133.0831 | -99862.9051 | -14766413.4386 | -4738939.4962 | -5468851.62 | 0
49 |  |  |  | Unamortized ITC |  |  | -23849.6752 | -8613.1647 | -6354.8093 | -1905.2987 | -44.091 | -4151.8419 | -214.1219 | -5.9363 | -10.1994 | -1507.7782 | -483.9144 | -558.5194 | 0
50 |  |  |  | Customer Advance For Construction |  |  | 0 | 0 | 0 | 0 | 0 | 0 | 0 | 0 | 0 | 0 | 0 | 0 | 0
51 |  |  |  | Customer Service Deposits |  |  | 0 | 0 | 0 | 0 | 0 | 0 | 0 | 0 | 0 | 0 | 0 | 0 | 0
52 |  |  |  | Misc Rate Base Deductions |  |  | -30175870.7505 | -9911812.5242 | -8145936.668 | -2555428.7603 | -81300.7742 | -5726541.2272 | -290486.5429 | -8286.0904 | -18236.6577 | -1863629.4103 | -659093.1698 | -915118.9256 | 0
53 | [18 empty] | 0
54 |  |  |  | Total Rate Base Deductions |  |  | -769988581.3004 | -243988810.1875 | -208812618.033 | -66516690.2029 | -2305548.3029 | -150408928.7818 | -7589437.9683 | -218452.1938 | -513616.0887 | -47154443.8054 | -17241804.9781 | -25238230.7581 | 0
55 | [18 empty] | 0
56 |  |  |  | Total Rate Base |  |  | 938042019.6417 | 262280684.099 | 258163525.2756 | 86170462.452 | 3715501.6041 | 199986200.2117 | 9938493.8418 | 293695.2809 | 815428.1102 | 55891246.9438 | 22655011.6059 | 38131770.2167 | 0
57
58
59 |  |  |  | Return On Rate Base |  |  | 7.558% | 6.876% | 9.033% | 8.347% | 14.33% | 6.245% | 6.704% | 10.74% | 16.89% | 8.903% | 3.599% | 7.074%
60
61 |  |  |  | Return On Equity |  |  | 9.853% | 8.522% | 12.74% | 11.4% | 23.08% | 7.288% | 8.186% | 16.08% | 28.09% | 12.48% | 2.119% | 8.908%
Rocky Mountain Power
Cost Of Service By Rate Schedule
State of Utah
2010 Protocol (Non Wgt)
12 Months Ended Dec 2015
|  | A |  | B | C |  | D | E | F | G | H | I | J | K | L | M | N | O
|  |  |  | DESCRIPTION | COS Factor |  | Utah Jurisdiction Normalized | Residential Sch 1 | General Large Dist. Sch 6 | General +1 MW Sch 8 | Street & Area Lighting Sch. 7,11,12 | General Trans Sch 9 | Irrigation Sch 10 | Traffic Signals Sch 15 | Outdoor Lighting Sch 15 | General Small Dist. Sch 23 | Industrial Cust 1 | Industrial Cust 2
79 |  |  |  | Total Rate Base |  |  | 938042019.6417 | 262280684.099 | 258163525.2756 | 86170462.452 | 3715501.6041 | 199986200.2117 | 9938493.8418 | 293695.2809 | 815428.1102 | 55891246.9438 | 22655011.6059 | 38131770.2167 | 0
80
81
82 |  |  |  | Return On Ratebase ($$) | 7.583% |  | 71135886.2994 | 19889907.4156 | 19577685.0036 | 6534688.3093 | 281762.9638 | 15165840.4441 | 753680.0624 | 22272.2156 | 61837.5298 | 4238481.1176 | 1718029.9986 | 2891701.2391 | 0
83 |  |  |  | Operating & Maintenance Expense |  |  | 599572809.2062 | 174793838.7173 | 164218000.3327 | 54028191.2442 | 2192715.6687 | 124402717.9634 | 6213361.1181 | 182176.926 | 482389.4478 | 36042740.3808 | 14145241.7576 | 22871435.6497 | 0
84 |  |  |  | Bad Debt to Produce ROR | F80 |  | 0 | 0 | 0 | 0 | 0 | 0 | 0 | 0 | 0 | 0 | 0 | 0 | 0
85 |  |  |  | Depreciation Expense |  |  | 45162439.563 | 13219018.139 | 12364375.9785 | 4061694.6287 | 163478.6776 | 9346169.7045 | 466812.8233 | 13671.2238 | 36028.8639 | 2716948.5912 | 1063129.8859 | 1711111.0466 | 0
86 |  |  |  | Amortization Expense |  |  | 3410874.6762 | 1134406.6033 | 930895.7433 | 285680.15 | 593.2432 | 649669.8654 | 30831.34 | 788.1411 | 1685.7648 | 207633.2768 | 75490.0679 | 93200.4804 | 0
87 |  |  |  | Taxes Other Than Income |  |  | 8180561.9968 | 2933314.9592 | 2182288.5903 | 656641.2943 | 15674.3305 | 1433924.302 | 73852.8044 | 2053.2603 | 3614.6365 | 516314.5824 | 166908.6839 | 195974.553 | 0
88 |  |  |  | Federal Income Taxes |  |  | -12270551.077 | -4131502.8181 | -1352567.7874 | -798995.6004 | 80176.9871 | -4156816.5063 | -180903.232 | 995.4297 | 28939.3649 | -314241.9642 | -792126.6756 | -653508.2747 | 0
89 |  |  |  | FIT Adj to Produce Target ROR | F101 |  | 0 | 0 | 0 | 0 | 0 | 0 | 0 | 0 | 0 | 0 | 0 | 0 | 0
90 |  |  |  | State Income Taxes |  |  | -785960.402 | -305141.9328 | 57699.9945 | -29047.6664 | 14129.8727 | -381611.1604 | -15437.0395 | 403.4306 | 4644.8603 | 10247.3542 | -86806.5599 | -55041.5554 | 0
91 |  |  |  | SIT Adj to Produce Target ROR | F101 |  | 0 | 0 | 0 | 0 | 0 | 0 | 0 | 0 | 0 | 0 | 0 | 0 | 0
92 |  |  |  | Deferred Income Taxes |  |  | 13526375.0348 | 4850170.2266 | 3608365.0388 | 1085741.5926 | 25917.1525 | 2370961.5412 | 122113.9489 | 3395.0196 | 5976.72 | 853714.5346 | 275979.75 | 324039.51 | 0
93 |  |  |  | Investment Tax Credit |  |  | -501310.9219 | -179755.7218 | -133732.2675 | -40239.4668 | -960.5346 | -87871.9474 | -4525.7548 | -125.8253 | -221.5076 | -31640.1415 | -10228.2883 | -12009.4663 | 0
94 |  |  |  | Misc Revenue & Expenses |  |  | -100578.0175 | -29242.1553 | -27556.8855 | -9074.4219 | -369.1684 | -20908.7508 | -1043.5142 | -30.601 | -81.3024 | -6041.9129 | -2376.9727 | -3852.3325 | 0
|  |  |  | Total Operating Expenses |  |  | 656194660.0588 | 192285106.0174 | 181847768.7379 | 59240591.7544 | 2491356.2292 | 133556235.0115 | 6705062.4942 | 203327.0049 | 562976.8482 | 39995674.7014 | 14835211.6489 | 24471349.6109
|  |  |  | Total Op. exp. Adjusted for Taxes |  |  | 71285725.8963 | 21037683.6656 | 17261672.2348 | 6127364.5929 | 126701.7083 | 16822557.9356 | 807741.8163 | 16528.073 | 14861.7677 | 3782048.4222 | 2276635.0845 | 3011930.5953
97 |  |  |  | Revenue Credits |  |  | -53044560.3156 | -16374889.8248 | -14532956.1443 | -4654076.5823 | -171678.4983 | -10476556.4821 | -528113.2241 | -15556.8488 | -38498.527 | -3255350.2421 | -1183386.2949 | -1813497.6468 | 0
98
99 |  |  |  | Total Revenue Requirements |  |  | 674435825.6395 | 196947899.8582 | 184576484.8284 | 60713879.7649 | 2446379.4393 | 139902236.465 | 6984691.0864 | 204298.2291 | 539340.0889 | 40522372.8815 | 15928460.4385 | 25669782.5594 | 0
100 |  |  |  | Operating Revenues |  |  | 674043868.9265 | 193945498.5204 | 190634808.3344 | 61779374.2557 | 2851995.1862 | 135568525.2449 | 6843274.0793 | 219323.9985 | 662221.2609 | 41716328.7028 | 14467237.7854 | 25355281.558 | 0
101
102 |  |  |  | Increase / (Decrease) Required to
103 |  |  |  | Earn Equal Rates of Return |  |  | 391956.713 | 3002401.3377 | -6058323.506 | -1065494.4907 | -405615.747 | 4333711.2201 | 141417.0071 | -15025.7695 | -122881.172 | -1193955.8213 | 1461222.6531 | 314501.0014 | 0
104
105 |  |  |  | Existing Revenues |  |  | 674043868.9265 | 193945498.5204 | 190634808.3344 | 61779374.2557 | 2851995.1862 | 135568525.2449 | 6843274.0793 | 219323.9985 | 662221.2609 | 41716328.7028 | 14467237.7854 | 25355281.558 | 0
106 |  |  |  | check |  |  | 0 | 2.3842e-07 | 7.7486e-07 | 3.2783e-07 | -1.2107e-08 | 1.2815e-06 | 3.3528e-08 | 4.6566e-10 | 5.7044e-09 | 7.4506e-08 | 1.6578e-07 | 3.8743e-07 | 0
107 |  |  |  | Percent Increase / (Decrease)
108 |  |  |  | Over Existing Rates To
109 |  |  |  | Equal Authorized RoE & RoR |  |  | 0.05815% | 1.548% | -3.178% | -1.725% | -14.22% | 3.197% | 2.067% | -6.851% | -18.56% | -2.862% | 10.1% | 1.24%
[5 empty] | 2010 Protocol |  | E: ELECTRIC REVENUES
|  | Production - Energy - Unbundled |  |  | (Non-Wgt)
|  | A |  | B | C |  | D | E | F | G | H | I | J | K | L | M | N | O
|  | FERC ACCT |  | DESCRIPTION | COS Factor |  | Utah Jurisdiction Normalized | Residential Sch 1 | General Large Dist. Sch 6 | General +1 MW Sch 8 | Street & Area Lighting Sch. 7,11,12 | General Trans Sch 9 | Irrigation Sch 10 | Traffic Signals Sch 15 | Outdoor Lighting Sch 15 | General Small Dist. Sch 23 | Industrial Cust 1 | Industrial Cust 2 |  | Func Study Row
122 |  | 440 | Residential Sales |  | A |  | 193945498.5204 | 193945498.5204 | 0 | 0 | 0 | 0 | 0 | 0 | 0 | 0 | 0 | 0 | 0
123
124 |  | 442 | Commercial & Industrial Sales |  | A |  | 462455080.9604 | 0 | 190634808.3344 | 61779374.2557 | 0 | 121658776.2449 | 6843274.0793 | 0 | 0 | 41716328.7028 | 14467237.7854 | 25355281.558 | 0
125 |  |  |  | Interruptible Demand | F30 |  | 0 | 0 | 0 | 0 | 0 | 0 | 0 | 0 | 0 | 0 | 0 | 0 | 0 | 100
126 |  |  |  | Interruptible Energy | F30 |  | 0 | 0 | 0 | 0 | 0 | 0 | 0 | 0 | 0 | 0 | 0 | 0 | 0 | 101
127 | [6 empty] | 462455080.9604 | 0 | 190634808.3344 | 61779374.2557 | 0 | 121658776.2449 | 6843274.0793 | 0 | 0 | 41716328.7028 | 14467237.7854 | 25355281.558 | 0
128
129 |  | 444 | Public Street & Highway Lighting |  | A |  | 3733540.4457 | 0 | 0 | 0 | 2851995.1862 | 0 | 0 | 219323.9985 | 662221.2609 | 0 | 0 | 0 | 0
130
131 |  | 445 | Other Sales to Public Authority |  | A |  | 13909749 | 0 | 0 | 0 | 0 | 13909749 | 0 | 0 | 0 | 0 | 0 | 0 | 0
132
133 |  | 448 | Interdepartmental |  | A | 0 | 0 | 0 | 0 | 0 | 0 | 0 | 0 | 0 | 0 | 0 | 0 | 0 | 0 | 114
134 |  |  |  | Demand | F30 |  | 0 | 0 | 0 | 0 | 0 | 0 | 0 | 0 | 0 | 0 | 0 | 0 | 0 | 115
135 | [6 empty] | 0 | 0 | 0 | 0 | 0 | 0 | 0 | 0 | 0 | 0 | 0 | 0 | 0
136
137 |  | Total Sales to Ultimate Customers |  |  |  |  | 674043868.9265 | 193945498.5204 | 190634808.3344 | 61779374.2557 | 2851995.1862 | 135568525.2449 | 6843274.0793 | 219323.9985 | 662221.2609 | 41716328.7028 | 14467237.7854 | 25355281.558 | 0
138
139 |  | 447 | Sales for Resale |  | F11 |  | 0 | 0 | 0 | 0 | 0 | 0 | 0 | 0 | 0 | 0 | 0 | 0 | 0 | 121
140 |  |  |  | Demand | F30 |  | 0 | 0 | 0 | 0 | 0 | 0 | 0 | 0 | 0 | 0 | 0 | 0 | 0 | 122
141 |  |  |  | Demand | F30 |  | 28810735.837 | 8376462.6941 | 7893714.4255 | 2599382.8357 | 105748.8832 | 5989345.4902 | 298916.3302 | 8765.7178 | 23289.1967 | 1730715.7144 | 680887.6622 | 1103506.8871 | 0 | 123
142 |  |  |  | Energy | F30 |  | -273301.9688 | -79460.0929 | -74880.6871 | -24658.0459 | -1003.1461 | -56815.6233 | -2835.5548 | -83.1526 | -220.924 | -16417.7692 | -6458.979 | -10467.9938 | 0 | 124
143 | [6 empty] | 28537433.8682 | 8297002.6012 | 7818833.7385 | 2574724.7898 | 104745.737 | 5932529.8669 | 296080.7753 | 8682.5652 | 23068.2727 | 1714297.9452 | 674428.6831 | 1093038.8932 | 0
144
145 |  | 449 | Provision for Rate Refund |  | F11 |  | 0.025 | 0.0084758 | 0.0067205 | 0.0020783 | 6.0522e-05 | 0.0046175 | 0.00023542 | 6.6572e-06 | 1.3681e-05 | 0.0015558 | 0.0005335 | 0.00070232 | 0 | 128
146 |  |  |  |  | F30 |  | 0 | 0 | 0 | 0 | 0 | 0 | 0 | 0 | 0 | 0 | 0 | 0 |  | 129
147
148 |  | State Specific Revenue Credit |  |  | F140P |  | 20651112.2302 | 6939742.2468 | 5659455.1941 | 1733953.6381 | 53220.4057 | 3750598.6421 | 192363.8787 | 5714.4829 | 12405.4009 | 1308652.0625 | 418637.2277 | 576369.0507 | 0 | 131
149
150 |  | AGA Revenue |  |  | A | 0 | 0 | 0 | 0 | 0 | 0 | 0 | 0 | 0 | 0 | 0 | 0 | 0 | 0 | 133
151
152 |  | Total Sales from Electricity |  |  |  |  | 723232415.0499 | 209182243.3769 | 204113097.2737 | 66088052.6856 | 3009961.3291 | 145251653.7585 | 7331718.7335 | 233721.0466 | 697694.9345 | 44739278.712 | 15560303.6968 | 27024689.5027 | 0
153
154 |  | Other Electric Operating Revenues
155 |  | 450 | Forfeited Discounts & Interest |  | A | 0 | 0 | 0 | 0 | 0 | 0 | 0 | 0 | 0 | 0 | 0 | 0 | 0 | 0 | 139
156 |  |  |  | Customers | F40 |  | 0 | 0 | 0 | 0 | 0 | 0 | 0 | 0 | 0 | 0 | 0 | 0 | 0 | 140
157 | [6 empty] | 0 | 0 | 0 | 0 | 0 | 0 | 0 | 0 | 0 | 0 | 0 | 0 | 0
158
159 |  | 451 | Misc Electric Revenue |  | A | 0 | 0 | 0 | 0 | 0 | 0 | 0 | 0 | 0 | 0 | 0 | 0 | 0 | 0 | 144
160 |  |  |  | Demand | F30 |  | 0 | 0 | 0 | 0 | 0 | 0 | 0 | 0 | 0 | 0 | 0 | 0 | 0 | 145
161 |  |  |  | Customer | F40 |  | 0 | 0 | 0 | 0 | 0 | 0 | 0 | 0 | 0 | 0 | 0 | 0 | 0 | 146
162 | [6 empty] | 0 | 0 | 0 | 0 | 0 | 0 | 0 | 0 | 0 | 0 | 0 | 0 | 0
163
164 |  | 453 | Water Sales |  | F30 |  | 0 | 0 | 0 | 0 | 0 | 0 | 0 | 0 | 0 | 0 | 0 | 0 | 0 | 150
165
166 |  | 454 | Rent of Electric Property |  | A | 0 | 0 | 0 | 0 | 0 | 0 | 0 | 0 | 0 | 0 | 0 | 0 | 0 | 0 | 154
167 |  |  |  | Demand | F30 |  | 0 | 0 | 0 | 0 | 0 | 0 | 0 | 0 | 0 | 0 | 0 | 0 | 0 | 155
168 |  |  |  | Demand | F30 |  | 0 | 0 | 0 | 0 | 0 | 0 | 0 | 0 | 0 | 0 | 0 | 0 | 0 | 156
169 |  |  |  | System Overhead | F102P |  | 235290.1237 | 85451.9633 | 62642.4968 | 18726.5932 | 422.6037 | 40730.5194 | 2102.9361 | 58.189 | 98.0362 | 14896.4496 | 4751.3665 | 5408.9698 | 0 | 157
170 | [6 empty] | 235290.1237 | 85451.9633 | 62642.4968 | 18726.5932 | 422.6037 | 40730.5194 | 2102.9361 | 58.189 | 98.0362 | 14896.4496 | 4751.3665 | 5408.9698 | 0
171
172 |  | 456 | Other Electric Revenue |  | A | 0 | 0 | 0 | 0 | 0 | 0 | 0 | 0 | 0 | 0 | 0 | 0 | 0 | 0 | 161
173 |  |  |  | Customer | F40 |  | 0 | 0 | 0 | 0 | 0 | 0 | 0 | 0 | 0 | 0 | 0 | 0 | 0 | 162
174 |  |  |  | Energy | F30 |  | 0 | 0 | 0 | 0 | 0 | 0 | 0 | 0 | 0 | 0 | 0 | 0 | 0 | 163
175 |  |  |  | Demand | F30 |  | 0 | 0 | 0 | 0 | 0 | 0 | 0 | 0 | 0 | 0 | 0 | 0 | 0 | 164
176 |  |  |  | Demand | F30 |  | 3620724.0684 | 1052693.005 | 992024.7081 | 326671.5592 | 13289.7517 | 752697.4491 | 37565.6338 | 1101.6118 | 2926.8171 | 217503.7833 | 85569.0171 | 138680.7324 | 0 | 165
177 | [6 empty] | 3620724.0684 | 1052693.005 | 992024.7081 | 326671.5592 | 13289.7517 | 752697.4491 | 37565.6338 | 1101.6118 | 2926.8171 | 217503.7833 | 85569.0171 | 138680.7324 | 0
178 | [18 empty] | 0
179 |  | Total Other Electric Operating Revenues |  |  |  |  | 3856014.1922 | 1138144.9684 | 1054667.205 | 345398.1523 | 13712.3554 | 793427.9685 | 39668.5699 | 1159.8008 | 3024.8534 | 232400.2329 | 90320.3835 | 144089.7022 | 0
180 | [18 empty] | 0
181 |  | Total Electric Operating Revenues |  |  |  |  | 727088429.2421 | 210320388.3453 | 205167764.4787 | 66433450.838 | 3023673.6845 | 146045081.727 | 7371387.3034 | 234880.8474 | 700719.7879 | 44971678.9449 | 15650624.0803 | 27168779.2048 | 0
182
183 |  | Miscellaneous Revenues
184 |  | 41160 | Gain on Sale of Utility Plant - CR |  | F30 |  | 0 | 0 | 0 | 0 | 0 | 0 | 0 | 0 | 0 | 0 | 0 | 0 | 0 | 179
185 |  | 41170 | Loss on Sale of Utility Plant |  | F30 |  | 0 | 0 | 0 | 0 | 0 | 0 | 0 | 0 | 0 | 0 | 0 | 0 | 0 | 184
186 |  | 4118 | Gain from Emission Allowances |  | F30 |  | -2931.5791 | -852.3303 | -803.2092 | -264.495 | -10.7603 | -609.4339 | -30.4156 | -0.89194 | -2.3697 | -176.1055 | -69.2824 | -112.2851 | 0 | 187
187 |  | 41181 | Gain from Disposition of NOX Credits |  | F30 |  | 0 | 0 | 0 | 0 | 0 | 0 | 0 | 0 | 0 | 0 | 0 | 0 | 0 | 190
188 |  | 4194 | Impact Housing Interest Income |  | F30 |  | 0 | 0 | 0 | 0 | 0 | 0 | 0 | 0 | 0 | 0 | 0 | 0 | 0 | 194
189 |  | 421 | (Gain)/Loss on Sale of Utility Plant |  | F30 |  | -97646.4384 | -28389.825 | -26753.6763 | -8809.9269 | -358.4081 | -20299.3168 | -1013.0986 | -29.7091 | -78.9326 | -5865.8073 | -2307.6903 | -3740.0474 | 0 | 204
190
191 |  | Total Miscellaneous Revenues |  |  |  |  | -100578.0175 | -29242.1553 | -27556.8855 | -9074.4219 | -369.1684 | -20908.7508 | -1043.5142 | -30.601 | -81.3024 | -6041.9129 | -2376.9727 | -3852.3325 | 0
192
193 |  | Miscellaneous Expenses
194 |  | 4311 | Interest on Customer Deposits |  | F80 |  | 0 | 0 | 0 | 0 | 0 | 0 | 0 | 0 | 0 | 0 | 0 | 0 | 0 | 210
195
196 |  | DFA | Divergence Fairness Adjustment
197 |  |  |  | Production | F105 |  | 0 | 0 | 0 | 0 | 0 | 0 | 0 | 0 | 0 | 0 | 0 | 0 | 0 | 214
198 |  |  |  | Transmission | F105 |  | 0 | 0 | 0 | 0 | 0 | 0 | 0 | 0 | 0 | 0 | 0 | 0 | 0 | 215
199 |  |  |  | Distribution | F105 |  | 0 | 0 | 0 | 0 | 0 | 0 | 0 | 0 | 0 | 0 | 0 | 0 | 0 | 216
200 | [6 empty] | 0 | 0 | 0 | 0 | 0 | 0 | 0 | 0 | 0 | 0 | 0 | 0 | 0
201
202 |  | Net Miscellaneous Revenues And Expense |  |  |  |  | -100578.0175 | -29242.1553 | -27556.8855 | -9074.4219 | -369.1684 | -20908.7508 | -1043.5142 | -30.601 | -81.3024 | -6041.9129 | -2376.9727 | -3852.3325 | 0
203
204 |  | Distribution - METER - Unbundled
205 | [6 empty] | E: STEAM POWER GENERATION
206
207 |  | A |  | B | C |  | D | E | F | G | H | I | J | K | L | M | N | O
208 |  | FERC ACCT |  | DESCRIPTION | COS Factor |  | Utah Jurisdiction Normalized | Residential Sch 1 | General Large Dist. Sch 6 | General +1 MW Sch 8 | Street & Area Lighting Sch. 7,11,12 | General Trans Sch 9 | Irrigation Sch 10 | Traffic Signals Sch 15 | Outdoor Lighting Sch 15 | General Small Dist. Sch 23 | Industrial Cust 1 | Industrial Cust 2
209 |  | 500 | Operation Suprvn & Engineering |  | F30 |  | 1541632.5933 | 448215.831 | 422384.4719 | 139090.2796 | 5658.5131 | 320483.6653 | 15994.7028 | 469.0445 | 1246.1808 | 92608.8028 | 36433.5926 | 59047.509 | 0 | 225
210 |  |  |  | Cholla | F30 |  | 157671.0045 | 45841.4285 | 43199.5173 | 14225.5062 | 578.7264 | 32777.5773 | 1635.8637 | 47.9717 | 127.4536 | 9471.5972 | 3726.2582 | 6039.1043 | 0 | 226
211 |  |  |  | Total 500 |  |  | 1699303.5978 | 494057.2595 | 465583.9892 | 153315.7858 | 6237.2394 | 353261.2425 | 17630.5665 | 517.0162 | 1373.6343 | 102080.4001 | 40159.8508 | 65086.6133 | 0
212
213 |  | 501 | Fuel Related |  | F30 |  | 319943005.8295 | 93020555.5223 | 87659639.6133 | 28866126.9345 | 1174340.556 | 66511636.8401 | 3319463.6092 | 97343.2307 | 258626.3551 | 19219585.0549 | 7561252.3921 | 12254435.7215 | 0 | 237
214 |  |  |  | System Energy - Non NPC | F30 |  | 14920907.8536 | 4338119.9531 | 4088107.5108 | 1346204.831 | 54766.7144 | 3101846.2239 | 154806.9804 | 4539.7129 | 12061.3357 | 896327.3219 | 352627.6498 | 571499.6198 | 0 | 230
215 |  |  |  | System Energy - Non NPC | F30 |  | 1561212.791 | 453908.5977 | 427749.1557 | 140856.8582 | 5730.3815 | 324554.1121 | 16197.8507 | 475.0018 | 1262.0084 | 93785.0226 | 36896.3338 | 59797.4684 | 0 | 233
216 |  |  |  | Cholla - Non NPC | F30 |  | 0 | 0 | 0 | 0 | 0 | 0 | 0 | 0 | 0 | 0 | 0 | 0 | 0 | 234
217 |  |  |  | Cholla | F30 |  | 25026488.92 | 7276226.8895 | 6856886.8815 | 2257957.801 | 91858.9261 | 5202653.9481 | 259654.1188 | 7614.3539 | 20230.1957 | 1503388.8026 | 591454.0895 | 958562.9134 | 0 | 240
218 |  |  |  | Total 501 |  |  | 361451615.3941 | 105088810.9625 | 99032383.1613 | 32611146.4246 | 1326696.578 | 75140691.1241 | 3750122.5591 | 109972.2993 | 292179.895 | 21713086.2019 | 8542230.4652 | 13844295.7232 | 0
219
220 |  | 502 | Steam Expenses |  | F30 |  | 8393474.5203 | 2440327.3346 | 2299687.5636 | 757282.0675 | 30807.9794 | 1744884.9293 | 87083.739 | 2553.7296 | 6784.8763 | 504211.9831 | 198364.0153 | 321486.3026 | 0 | 244
221 |  |  |  | Cholla | F30 |  | 872804.2287 | 253759.9908 | 239135.4171 | 78746.768 | 3203.6 | 181443.6848 | 9055.4937 | 265.5522 | 705.5325 | 52431.0105 | 20627.0896 | 33430.0895 | 0 | 245
222 |  |  |  | Total 502 |  |  | 9266278.749 | 2694087.3254 | 2538822.9806 | 836028.8355 | 34011.5794 | 1926328.6141 | 96139.2327 | 2819.2819 | 7490.4088 | 556642.9936 | 218991.1049 | 354916.3921 | 0
223
224 |  | 503 | Steam From Other Sources |  | F30 |  | 1712258.0637 | 497823.6541 | 469133.3208 | 154484.5729 | 6284.7884 | 355954.2932 | 17764.9713 | 520.9576 | 1384.1061 | 102858.5995 | 40466.0053 | 65582.7944 | 0 | 252
225 |  |  |  | System Energy - Non NPC | F30 |  | 0 | 0 | 0 | 0 | 0 | 0 | 0 | 0 | 0 | 0 | 0 | 0 | 0 | 249
226 |  |  |  | Total 503 |  |  | 1712258.0637 | 497823.6541 | 469133.3208 | 154484.5729 | 6284.7884 | 355954.2932 | 17764.9713 | 520.9576 | 1384.1061 | 102858.5995 | 40466.0053 | 65582.7944 | 0
227
228 |  | 505 | Electric Expenses |  | F30 |  | 178991.2513 | 52040.0988 | 49040.9488 | 16149.0768 | 656.9817 | 37209.7558 | 1857.065 | 54.4584 | 144.6878 | 10752.345 | 4230.1222 | 6855.711 | 0 | 256
229 |  |  |  | Cholla | F30 |  | 78543.1739 | 22835.7224 | 21519.6651 | 7086.3785 | 288.2902 | 16328.0177 | 814.8989 | 23.8969 | 63.4905 | 4718.2379 | 1856.2205 | 3008.3554 | 0 | 257
230 |  |  |  | Total 505 |  |  | 257534.4252 | 74875.8212 | 70560.6139 | 23235.4553 | 945.2719 | 53537.7735 | 2671.9639 | 78.3553 | 208.1783 | 15470.5829 | 6086.3427 | 9864.0664 | 0
231
232 |  | 506 | Misc. Steam Expense |  | F30 |  | 2332136.5985 | 678047.771 | 638970.848 | 210411.6979 | 8560.0327 | 484818.2948 | 24196.3176 | 709.5567 | 1885.1857 | 140095.8824 | 55115.671 | 89325.3408 | 0 | 261
233 |  |  |  | System Energy | F30 |  | 0 | 0 | 0 | 0 | 0 | 0 | 0 | 0 | 0 | 0 | 0 | 0 | 0 | 262
234 |  |  |  | Cholla | F30 |  | 111887.9283 | 32530.4103 | 30655.6333 | 10094.8328 | 410.6811 | 23259.9217 | 1160.8565 | 34.0421 | 90.4448 | 6721.3207 | 2644.2612 | 4285.524 | 0 | 263
235 |  |  |  | Total 506 |  |  | 2444024.5269 | 710578.1813 | 669626.4814 | 220506.5307 | 8970.7138 | 508078.2164 | 25357.174 | 743.5988 | 1975.6305 | 146817.2031 | 57759.9321 | 93610.8648 | 0
236
237 |  | 507 | Rents |  | F30 |  | 43224.7308 | 12567.2023 | 11842.9353 | 3899.8526 | 158.655 | 8985.8117 | 448.464 | 13.1512 | 34.9408 | 2596.5918 | 1021.5354 | 1655.5908 | 0 | 267
238 |  |  |  | Cholla | F30 |  | 0 | 0 | 0 | 0 | 0 | 0 | 0 | 0 | 0 | 0 | 0 | 0 | 0 | 268
239 |  |  |  | Total 507 |  |  | 43224.7308 | 12567.2023 | 11842.9353 | 3899.8526 | 158.655 | 8985.8117 | 448.464 | 13.1512 | 34.9408 | 2596.5918 | 1021.5354 | 1655.5908 | 0
240
241 |  | 510 | Maint Supervision & Engineering |  | F30 |  | 193184.9132 | 56166.7785 | 52929.8018 | 17429.6676 | 709.079 | 40160.4178 | 2004.3266 | 58.7769 | 156.1613 | 11604.9853 | 4565.5628 | 7399.3557 | 0 | 272
242 |  |  |  | Cholla | F30 |  | 385701.9535 | 112139.379 | 105676.6162 | 34799.0778 | 1415.7067 | 80181.9943 | 4001.724 | 117.3505 | 311.7827 | 23169.8501 | 9115.3417 | 14773.1306 | 0 | 273
243 |  |  |  | Total 510 |  |  | 578886.8667 | 168306.1575 | 158606.418 | 52228.7453 | 2124.7857 | 120342.4121 | 6006.0506 | 176.1274 | 467.944 | 34774.8354 | 13680.9045 | 22172.4863 | 0
244
245 |  | 511 | Maintenance of Structures |  | F30 |  | 3205675.6317 | 932021.3996 | 878307.5906 | 289224.7619 | 11766.3297 | 666414.735 | 33259.435 | 975.3325 | 2591.3122 | 192571.034 | 75760.1263 | 122783.5748 | 0 | 277
246 |  |  |  | Cholla | F30 |  | 152513.9848 | 44342.0713 | 41786.5704 | 13760.2259 | 559.7977 | 31705.5056 | 1582.3588 | 46.4027 | 123.2849 | 9161.8052 | 3604.3818 | 5841.5805 | 0 | 278
247 |  |  |  | Total 511 |  |  | 3358189.6165 | 976363.471 | 920094.1611 | 302984.9879 | 12326.1274 | 698120.2406 | 34841.7938 | 1021.7352 | 2714.5971 | 201732.8393 | 79364.5081 | 128625.1553 | 0
248
249 |  | 512 | Maintenance of Boiler Plant |  | F30 |  | 10055452.0516 | 2923532.3755 | 2755044.764 | 907230.1942 | 36908.2147 | 2090386.6093 | 104327.0412 | 3059.3892 | 8128.3381 | 604050.1353 | 237641.7346 | 385143.2554 | 0 | 282
250 |  |  |  | Cholla | F30 |  | 351712.7854 | 102257.3336 | 96364.0881 | 31732.4827 | 1290.9505 | 73116.1258 | 3649.0805 | 107.0092 | 284.3075 | 21128.0562 | 8312.0715 | 13471.2797 | 0 | 283
251 |  |  |  | Total 512 |  |  | 10407164.837 | 3025789.7091 | 2851408.8521 | 938962.6769 | 38199.1652 | 2163502.735 | 107976.1218 | 3166.3985 | 8412.6456 | 625178.1915 | 245953.8061 | 398614.5351 | 0
252
253 |  | 513 | Maintenance of Electric Plant |  | F30 |  | 3732511.4508 | 1085194.1825 | 1022652.7934 | 336757.3204 | 13700.0637 | 775936.4687 | 38725.4471 | 1135.6233 | 3017.1806 | 224219.064 | 88210.902 | 142962.4052 | 0 | 287
254 |  |  |  | Cholla | F30 |  | 82359.417 | 23945.2608 | 22565.2591 | 7430.6903 | 302.2976 | 17121.3608 | 854.4931 | 25.058 | 66.5753 | 4947.4869 | 1946.4102 | 3154.5249 | 0 | 288
255 |  |  |  | Total 513 |  |  | 3814870.8678 | 1109139.4433 | 1045218.0524 | 344188.0107 | 14002.3613 | 793057.8294 | 39579.9401 | 1160.6813 | 3083.7559 | 229166.5509 | 90157.3122 | 146116.9302 | 0
256
257 |  | 514 | Maint of Misc. Steam Plant |  | F30 |  | 948732.8358 | 275835.5514 | 259938.7296 | 85597.2532 | 3482.2935 | 197228.1709 | 9843.266 | 288.6537 | 766.9095 | 56992.1864 | 22421.5198 | 36338.302 | 0 | 292
258 |  |  |  | Cholla | F30 |  | 353832.3083 | 102873.5659 | 96944.806 | 31923.7118 | 1298.7302 | 73556.7447 | 3671.0709 | 107.6541 | 286.0208 | 21255.3799 | 8362.1624 | 13552.4615 | 0 | 293
259 |  |  |  | Total 514 |  |  | 1302565.1442 | 378709.1173 | 356883.5356 | 117520.965 | 4781.0236 | 270784.9156 | 13514.337 | 396.3078 | 1052.9303 | 78247.5664 | 30783.6822 | 49890.7635 | 0
260
261 |  | Total Steam Power Generation |  |  |  |  | 396335916.8195 | 115231108.3044 | 108590164.5017 | 35758502.8431 | 1454738.2891 | 82392645.2083 | 4112053.1748 | 120585.9103 | 320378.6665 | 23808652.5563 | 9366655.4497 | 15180431.9153 | 0
262
263
264 | [6 empty] | D: NUCLEAR POWER GENERATION
265
266
267 |  | 517 | Operation Super & Engineering |  | F30 |  | 0 | 0 | 0 | 0 | 0 | 0 | 0 | 0 | 0 | 0 | 0 | 0 | 0 | 299
268
269 |  | 518 | Nuclear Fuel Expense |  | F30 |  | 0 | 0 | 0 | 0 | 0 | 0 | 0 | 0 | 0 | 0 | 0 | 0 | 0 | 303
270
271 |  | 519 | Coolants and Water |  | F30 |  | 0 | 0 | 0 | 0 | 0 | 0 | 0 | 0 | 0 | 0 | 0 | 0 | 0 | 308
272
273 |  | 520 | Steam Expenses |  | F30 |  | 0 | 0 | 0 | 0 | 0 | 0 | 0 | 0 | 0 | 0 | 0 | 0 | 0 | 312
274
275 |  | 523 | Electric Expenses |  | F30 |  | 0 | 0 | 0 | 0 | 0 | 0 | 0 | 0 | 0 | 0 | 0 | 0 | 0 | 316
276
277 |  | 524 | Misc. Nuclear Expenses |  | F30 |  | 0 | 0 | 0 | 0 | 0 | 0 | 0 | 0 | 0 | 0 | 0 | 0 | 0 | 320
278
279 |  | 528 | Maint Supervision & Eng |  | F30 |  | 0 | 0 | 0 | 0 | 0 | 0 | 0 | 0 | 0 | 0 | 0 | 0 | 0 | 324
280
281 |  | 529 | Maintenance of Structures |  | F30 |  | 0 | 0 | 0 | 0 | 0 | 0 | 0 | 0 | 0 | 0 | 0 | 0 | 0 | 328
282
283 |  | 530 | Maintenance of Reactor Plant |  | F30 |  | 0 | 0 | 0 | 0 | 0 | 0 | 0 | 0 | 0 | 0 | 0 | 0 | 0 | 332
284
285 |  | 531 | Maintenance of Electric Plant |  | F30 |  | 0 | 0 | 0 | 0 | 0 | 0 | 0 | 0 | 0 | 0 | 0 | 0 | 0 | 336
286
287 |  | 532 | Maintenance of Misc Nuclear |  | F30 |  | 0 | 0 | 0 | 0 | 0 | 0 | 0 | 0 | 0 | 0 | 0 | 0 | 0 | 340
288
289 |  | Total Nuclear Power Generation |  |  |  |  | 0 | 0 | 0 | 0 | 0 | 0 | 0 | 0 | 0 | 0 | 0 | 0 | 0
290
291
292
293 |  | Distribution - METER - Unbundled |  |  |  |  | D: HYDRAULIC POWER GENERATION
294
295 |  | A |  | B | C |  | D | E | F | G | H | I | J | K | L | M | N | O
296 |  | FERC ACCT |  | DESCRIPTION | COS Factor |  | Utah Jurisdiction Normalized | Residential Sch 1 | General Large Dist. Sch 6 | General +1 MW Sch 8 | Street & Area Lighting Sch. 7,11,12 | General Trans Sch 9 | Irrigation Sch 10 | Traffic Signals Sch 15 | Outdoor Lighting Sch 15 | General Small Dist. Sch 23 | Industrial Cust 1 | Industrial Cust 2
297 |  | 535 | Operation Super & Engineering |  | F30 |  | 967667.2761 | 281340.5699 | 265126.4855 | 87305.5698 | 3551.7917 | 201164.3739 | 10039.7141 | 294.4145 | 782.2151 | 58129.6143 | 22868.9997 | 37063.5276 | 0 | 349
298
299 |  | 536 | Water For Power |  | F30 |  | 13354.7338 | 3882.7689 | 3658.999 | 1204.9004 | 49.0181 | 2776.2607 | 138.5577 | 4.0632 | 10.7953 | 802.2443 | 315.6141 | 511.5121 | 0 | 354
300
301 |  | 537 | Hydraulic Expenses |  | F30 |  | 473969.1358 | 137802.2695 | 129860.5154 | 42762.7827 | 1739.6885 | 98531.4961 | 4917.5111 | 144.206 | 383.1336 | 28472.2277 | 11201.3709 | 18153.9343 | 0 | 359
302
303 |  | 538 | Electric Expenses |  | F30 |  | 0 | 0 | 0 | 0 | 0 | 0 | 0 | 0 | 0 | 0 | 0 | 0 | 0 | 363
304
305 |  | 539 | Misc. Hydro Expenses |  | F30 |  | 2205915.1855 | 641350.0288 | 604388.0524 | 199023.6592 | 8096.741 | 458578.6438 | 22886.7487 | 671.1536 | 1783.1545 | 132513.522 | 52132.6648 | 84490.8167 | 0 | 368
306
307 |  | 540 | Rents (Hydro Generation) |  | F30 |  | 172317.3088 | 50099.71 | 47212.3876 | 15546.9356 | 632.4852 | 35822.3373 | 1787.8217 | 52.4278 | 139.2929 | 10351.4286 | 4072.3961 | 6600.0861 | 0 | 373
308
309 |  | 541 | Maint Supervision & Engineering |  | F30 |  | 42.4908 | 12.3538 | 11.6418 | 3.8336 | 0.15596 | 8.8332 | 0.44085 | 0.012928 | 0.034347 | 2.5525 | 1.0042 | 1.6275 | 0 | 377
310
311 |  | 542 | Maintenance of Structures |  | F30 |  | 99360.629 | 28888.2105 | 27223.3391 | 8964.5858 | 364.7 | 20655.6729 | 1030.8836 | 30.2306 | 80.3183 | 5968.782 | 2348.202 | 3805.7042 | 0 | 382
312
313 |  | 543 | Maint of Dams & Waterways |  | F30 |  | 154761.935 | 44995.6427 | 42402.4755 | 13963.0421 | 568.0487 | 32172.8228 | 1605.6816 | 47.0866 | 125.102 | 9296.8439 | 3657.5078 | 5927.6813 | 0 | 387
314
315 |  | 544 | Maintenance of Electric Plant |  | F30 |  | 191627.4322 | 55713.9549 | 52503.075 | 17289.1474 | 703.3624 | 39836.6395 | 1988.1675 | 58.303 | 154.9023 | 11511.4244 | 4528.7547 | 7339.7012 | 0 | 392
316
317 |  | 545 | Maint of Misc. Hydro Plant |  | F30 |  | 330293.2733 | 96029.8028 | 90495.4594 | 29799.9562 | 1212.3309 | 68663.3114 | 3426.8494 | 100.4923 | 266.993 | 19841.3453 | 7805.8615 | 12650.871 | 0 | 397
318
319 |  | Total Hydraulic Power Generation |  |  |  |  | 4609309.4003 | 1340115.3117 | 1262882.4307 | 415864.4127 | 16918.3225 | 958210.3916 | 47822.3763 | 1402.3906 | 3725.9414 | 276889.9849 | 108932.3757 | 176545.462 | 0
320
321
322 | [6 empty] | D: OTHER POWER GENERATION
323
324
325 |  | 546 | Operation Super & Engineering |  | F30 |  | 45786.1819 | 13311.9212 | 12544.7349 | 4130.9537 | 168.0567 | 9518.3012 | 475.0395 | 13.9305 | 37.0113 | 2750.4631 | 1082.0705 | 1753.6993 | 0 | 403
326
327 |  | 547 | Fuel |  | F30 |  | 115799537.2308 | 33667675.4489 | 31727356.1731 | 10447748.7545 | 425038.4927 | 24073089.9761 | 1201440.0777 | 35232.2159 | 93606.7102 | 6956298.5112 | 2736704.7003 | 4435346.1701 | 0 | 407
328 |  |  |  | Simple Cycle Combustion Turbine | F30 |  | 1390722.04 | 404339.943 | 381037.2179 | 125474.7196 | 5104.6007 | 289111.4904 | 14428.9799 | 423.1297 | 1124.192 | 83543.3188 | 32867.105 | 53267.343 | 0 | 408
329 |  |  |  | Total 547 |  |  | 117190259.2708 | 34072015.3919 | 32108393.391 | 10573223.474 | 430143.0934 | 24362201.4665 | 1215869.0576 | 35655.3456 | 94730.9022 | 7039841.83 | 2769571.8053 | 4488613.5132 | 0
330
331 |  | 548 | Generation Expense |  | F30 |  | 1928034.2673 | 560558.6475 | 528252.8011 | 173952.488 | 7076.788 | 400811.1216 | 20003.6865 | 586.6079 | 1558.5291 | 115820.6865 | 45565.4709 | 73847.4402 | 0 | 412
332 |  |  |  | Simple Cycle Combustion Turbine | F30 |  | 69263.8353 | 20137.838 | 18977.2639 | 6249.1713 | 254.2307 | 14398.9741 | 718.6242 | 21.0736 | 55.9895 | 4160.8104 | 1636.9207 | 2652.9388 | 0 | 413
333 |  |  |  | Total 548 |  |  | 1997298.1026 | 580696.4855 | 547230.065 | 180201.6594 | 7331.0187 | 415210.0957 | 20722.3107 | 607.6815 | 1614.5186 | 119981.4969 | 47202.3916 | 76500.379 | 0
334
335 |  | 549 | Miscellaneous Other |  | F30 |  | 495552.9809 | 144077.5786 | 135774.1689 | 44710.1358 | 1818.9113 | 103018.473 | 5141.4472 | 150.7729 | 400.5809 | 29768.8104 | 11711.4645 | 18980.6373 | 0 | 417
336 |  |  |  | Wind Generation | F30 |  | 348615.9626 | 101356.9602 | 95515.6046 | 31453.079 | 1279.5837 | 72472.34 | 3616.9505 | 106.067 | 281.8042 | 20942.0241 | 8238.8839 | 13352.6654 | 0 | 418
337
338 |  | 550 | Maint Supervision & Engineering
339 |  |  |  | System Generation | F30 |  | 4415.8897 | 1283.8803 | 1209.8883 | 398.4136 | 16.2084 | 918.0012 | 45.8156 | 1.3435 | 3.5696 | 265.2709 | 104.3613 | 169.1371 | 0 | 423
340 |  |  |  | Wind Generation | F30 |  | 326540.1225 | 94938.6079 | 89467.1518 | 29461.3367 | 1198.5551 | 67883.0843 | 3387.9098 | 99.3504 | 263.9591 | 19615.8864 | 7717.1629 | 12507.118 | 0 | 424
341 |  |  |  | Total 550 |  |  | 330956.0122 | 96222.4882 | 90677.0401 | 29859.7503 | 1214.7634 | 68801.0855 | 3433.7254 | 100.694 | 267.5287 | 19881.1573 | 7821.5241 | 12676.2552 | 0
342
343 |  | 551 | Maint Supervision & Engineering |  | F30 |  | 0 | 0 | 0 | 0 | 0 | 0 | 0 | 0 | 0 | 0 | 0 | 0 | 0 | 428
344
345 |  | 552 | Maintenance of Structures |  | F30 |  | 463018.9997 | 134618.6158 | 126860.3405 | 41774.8317 | 1699.4964 | 96255.1173 | 4803.9016 | 140.8744 | 374.282 | 27814.4322 | 10942.5849 | 17734.5229 | 0 | 434
346
347 |  | 553 | Maint of Generation & Elect Plant |  | F30 |  | 1041144.0429 | 302703.2799 | 285258.0301 | 93934.8432 | 3821.4859 | 216439.157 | 10802.0482 | 316.7699 | 841.6102 | 62543.5034 | 24605.4852 | 39877.8299 | 0 | 438
348 |  |  |  | Simple Cycle Combustion Turbine | F30 |  | 1567582.5044 | 455760.5346 | 429494.3627 | 141431.551 | 5753.7614 | 325878.2857 | 16263.9376 | 476.9398 | 1267.1574 | 94167.6634 | 37046.8701 | 60041.4408 | 0 | 439
349 |  |  |  | Wind Generation | F30 |  | 72755.7086 | 21153.0689 | 19933.9854 | 6564.2176 | 267.0475 | 15124.8853 | 754.853 | 22.1361 | 58.8122 | 4370.5738 | 1719.4446 | 2786.6843 | 0 | 440
350 |  |  |  | Total 553 |  |  | 2681482.2558 | 779616.8834 | 734686.3782 | 241930.6119 | 9842.2947 | 557442.328 | 27820.8387 | 815.8458 | 2167.5798 | 161081.7407 | 63371.7998 | 102705.9549 | 0
351
352 |  | 554 | Maintenance of Misc. Other |  | F30 |  | 6312.0656 | 1835.1764 | 1729.4124 | 569.4917 | 23.1682 | 1312.1894 | 65.4888 | 1.9205 | 5.1024 | 379.1778 | 149.1738 | 241.7643 | 0 | 444
353 |  |  |  | Simple Cycle Combustion Turbine | F30 |  | 137981.2984 | 40116.8233 | 37804.8298 | 12449.0475 | 506.4559 | 28684.3652 | 1431.5797 | 41.9811 | 111.5374 | 8288.7991 | 3260.929 | 5284.9505 | 0 | 445
354 |  |  |  | Wind Generation | F30 |  | 17978.4888 | 5227.0842 | 4925.8394 | 1622.0681 | 65.9895 | 3737.4742 | 186.5299 | 5.47 | 14.5329 | 1080.002 | 424.8878 | 688.6109 | 0 | 446
355 |  |  |  | Total 554 |  |  | 162271.8528 | 47179.0838 | 44460.0816 | 14640.6073 | 595.6136 | 33734.0287 | 1683.5983 | 49.3715 | 131.1727 | 9747.9789 | 3834.9906 | 6215.3257 | 0
356
357 |  | Total Other Power Generation |  |  |  |  | 123715241.6192 | 35969095.4086 | 33896141.8047 | 11161925.103 | 454092.8321 | 25718653.2358 | 1283566.8696 | 37640.5831 | 100005.3804 | 7431809.9335 | 2923777.5153 | 4738532.9529 | 0
358
359
360 | [6 empty] | D: OTHER POWER SUPPLY
361
362
363 |  | 555 | Purchased Power |  | F30 |  | 0 | 0 | 0 | 0 | 0 | 0 | 0 | 0 | 0 | 0 | 0 | 0 | 0 | 452
364 |  |  |  | Demand | F30 |  | 59163877.2192 | 17201365.948 | 16210025.1003 | 5337925.6887 | 217159.1165 | 12299335.3315 | 613835.3826 | 18000.7153 | 47825.199 | 3554086.6644 | 1398227.1842 | 2266090.8887 | 0 | 453
365 |  |  |  | Energy | F30 |  | 5045493.543 | 1466931.9338 | 1382390.4183 | 455218.1307 | 18519.3225 | 1048886.9208 | 52347.8617 | 1535.1004 | 4078.5314 | 303092.3962 | 119240.7692 | 193252.158 | 0 | 454
366 |  |  |  | Seasonal Contracts | F30 |  | 0 | 0 | 0 | 0 | 0 | 0 | 0 | 0 | 0 | 0 | 0 | 0 | 0 | 455
367 |  |  |  | Demand | F30 |  | 0 | 0 | 0 | 0 | 0 | 0 | 0 | 0 | 0 | 0 | 0 | 0 | 0 | 456
368 |  |  |  | Total 555 |  |  | 64209370.7621 | 18668297.8818 | 17592415.5185 | 5793143.8195 | 235678.4389 | 13348222.2522 | 666183.2443 | 19535.8157 | 51903.7304 | 3857179.0606 | 1517467.9534 | 2459343.0467 | 0
369
370
371 |  | 556 | System Control & Load Dispatch |  | F30 |  | 156234.9587 | 45423.9111 | 42806.0621 | 14095.9423 | 573.4554 | 32479.0436 | 1620.9645 | 47.5348 | 126.2927 | 9385.3312 | 3692.32 | 5984.101 | 0 | 460
372
373 |  | 557 | Other Expenses |  | F30 |  | 4679140.1657 | 1360417.9796 | 1282015.025 | 422164.734 | 17174.6341 | 972727.2225 | 48546.8825 | 1423.6367 | 3782.3892 | 281084.8519 | 110582.6948 | 179220.1153 | 0 | 470
374
375
376 |  | 2010 Protocol Stipulated Embedded Cost Differential and Adjustment |  | Embedded Cost Differentials
377 |  |  |  | Company Owned Hydro | F30 |  | 0 | 0 | 0 | 0 | 0 | 0 | 0 | 0 | 0 | 0 | 0 | 0 | 0 | 473
378 |  |  |  | Company Owned Hydro | F30 |  | 0 | 0 | 0 | 0 | 0 | 0 | 0 | 0 | 0 | 0 | 0 | 0 | 0 | 474
379 |  |  |  | Mid-C Contract | F30 |  | 0 | 0 | 0 | 0 | 0 | 0 | 0 | 0 | 0 | 0 | 0 | 0 | 0 | 475
380 |  |  |  | Mid-C Contract | F30 |  | 0 | 0 | 0 | 0 | 0 | 0 | 0 | 0 | 0 | 0 | 0 | 0 | 0 | 476
381 |  |  |  | Existing QF Contracts | F30 |  | 0 | 0 | 0 | 0 | 0 | 0 | 0 | 0 | 0 | 0 | 0 | 0 | 0 | 477
382 | [6 empty] | 0 | 0 | 0 | 0 | 0 | 0 | 0 | 0 | 0 | 0 | 0 | 0 | 0
383
384 |  | Total Other Power Supply |  |  |  |  | 192759987.5057 | 56043235.1811 | 52813378.4103 | 17391329.5988 | 707519.3606 | 40072081.7542 | 1999917.9609 | 58647.5703 | 155817.7928 | 11579459.1772 | 4555520.4836 | 7383080.2159 | 0
385
386 |  | TOTAL PRODUCTION EXPENSE |  |  |  |  | 593705213.7256 | 172614458.7972 | 162666425.3427 | 53565696.8547 | 2179175.9722 | 123422937.3542 | 6159793.512 | 180635.8712 | 479922.4007 | 35665001.7184 | 14031108.309 | 22740057.5932 | 0
387
388 |  | Distribution - METER - Unbundled |  |  |  |  | D: TRANSMISSION EXPENSE
389
390
391 |  | A |  | B | C |  | D | E | F | G | H | I | J | K | L | M | N | O
392 |  | FERC ACCT |  | DESCRIPTION | COS Factor |  | Utah Jurisdiction Normalized | Residential Sch 1 | General Large Dist. Sch 6 | General +1 MW Sch 8 | Street & Area Lighting Sch. 7,11,12 | General Trans Sch 9 | Irrigation Sch 10 | Traffic Signals Sch 15 | Outdoor Lighting Sch 15 | General Small Dist. Sch 23 | Industrial Cust 1 | Industrial Cust 2
393 |  | 560 | Operation Supervision & Eng |  | F106 |  | 0 | 0 | 0 | 0 | 0 | 0 | 0 | 0 | 0 | 0 | 0 | 0 | 0 | 494
394
395 |  | 561 | Load Dispatching |  | F106 |  | 0 | 0 | 0 | 0 | 0 | 0 | 0 | 0 | 0 | 0 | 0 | 0 | 0 | 498
396
397 |  | 562 | Station Expense |  | F106 |  | 0 | 0 | 0 | 0 | 0 | 0 | 0 | 0 | 0 | 0 | 0 | 0 | 0 | 502
398
399 |  | 563 | Overhead Line Expense |  | F106 |  | 0 | 0 | 0 | 0 | 0 | 0 | 0 | 0 | 0 | 0 | 0 | 0 | 0 | 506
400
401 |  | 564 | Underground Line Expense |  | F106 |  | 0 | 0 | 0 | 0 | 0 | 0 | 0 | 0 | 0 | 0 | 0 | 0 | 0 | 510
402
403 |  | 565 | Transm of Electricity by Others |  | F30 |  | 0 | 0 | 0 | 0 | 0 | 0 | 0 | 0 | 0 | 0 | 0 | 0 | 0 | 514
404 |  |  | Energy |  | F30 |  | 0 | 0 | 0 | 0 | 0 | 0 | 0 | 0 | 0 | 0 | 0 | 0 | 0 | 515
405 | [6 empty] | 0 | 0 | 0 | 0 | 0 | 0 | 0 | 0 | 0 | 0 | 0 | 0 | 0
406
407 |  | 566 | Misc. Transmission Expense |  | F106 |  | 0 | 0 | 0 | 0 | 0 | 0 | 0 | 0 | 0 | 0 | 0 | 0 | 0 | 519
408
409 |  | 567 | Rents - Transmission |  | F106 |  | 0 | 0 | 0 | 0 | 0 | 0 | 0 | 0 | 0 | 0 | 0 | 0 | 0 | 523
410
411 |  | 568 | Maint Supervision & Engineering |  | F106 |  | 0 | 0 | 0 | 0 | 0 | 0 | 0 | 0 | 0 | 0 | 0 | 0 | 0 | 527
412
413 |  | 569 | Maintenance of Structures |  | F106 |  | 0 | 0 | 0 | 0 | 0 | 0 | 0 | 0 | 0 | 0 | 0 | 0 | 0 | 531
414
415 |  | 570 | Maint of Station Equipment |  | F106 |  | 0 | 0 | 0 | 0 | 0 | 0 | 0 | 0 | 0 | 0 | 0 | 0 | 0 | 535
416
417 |  | 571 | Maintenance of Overhead Lines |  | F106 |  | 0 | 0 | 0 | 0 | 0 | 0 | 0 | 0 | 0 | 0 | 0 | 0 | 0 | 539
418
419 |  | 572 | Maint of Underground Lines |  | F106 |  | 0 | 0 | 0 | 0 | 0 | 0 | 0 | 0 | 0 | 0 | 0 | 0 | 0 | 543
420
421 |  | 573 | Maint of Misc Transmission Plant |  | F106 |  | 0 | 0 | 0 | 0 | 0 | 0 | 0 | 0 | 0 | 0 | 0 | 0 | 0 | 547
422
423
424 |  | TOTAL TRANSMISSION EXPENSE |  |  |  |  | 0 | 0 | 0 | 0 | 0 | 0 | 0 | 0 | 0 | 0 | 0 | 0 | 0
425
426
427
428
429
430
431
432
433
434
435
436 |  | Distribution - METER - Unbundled |  |  |  |  | D: DISTRIBUTION EXPENSE
437
438
439 |  | A |  | B | C |  | D | E | F | G | H | I | J | K | L | M | N | O
440 |  | FERC ACCT |  | DESCRIPTION | COS Factor |  | Utah Jurisdiction Normalized | Residential Sch 1 | General Large Dist. Sch 6 | General +1 MW Sch 8 | Street & Area Lighting Sch. 7,11,12 | General Trans Sch 9 | Irrigation Sch 10 | Traffic Signals Sch 15 | Outdoor Lighting Sch 15 | General Small Dist. Sch 23 | Industrial Cust 1 | Industrial Cust 2
441 |  | 580 | Operation Supervision & Eng |  | F131 |  | 0 | 0 | 0 | 0 | 0 | 0 | 0 | 0 | 0 | 0 | 0 | 0 | 0 | 555
442
443 |  | 581 | Load Dispatching |  | F20 |  | 0 | 0 | 0 | 0 | 0 | 0 | 0 | 0 | 0 | 0 | 0 | 0 | 0 | 560
444
445 |  | 582 | Station Expense |  | F120 |  | 0 | 0 | 0 | 0 | 0 | 0 | 0 | 0 | 0 | 0 | 0 | 0 | 0 | 565
446
447 |  | 583 | Overhead Line Expenses |  | F132 |  | 0 | 0 | 0 | 0 | 0 | 0 | 0 | 0 | 0 | 0 | 0 | 0 | 0 | 570
448
449 |  | 584 | Underground Line Expense |  | F133 |  | 0 | 0 | 0 | 0 | 0 | 0 | 0 | 0 | 0 | 0 | 0 | 0 | 0 | 575
450
451 |  | 585 | Street Lighting & Signal Systems |  | F130 |  | 0 | 0 | 0 | 0 | 0 | 0 | 0 | 0 | 0 | 0 | 0 | 0 | 0 | 580
452
453 |  | 586 | Meter Expenses |  | F127 |  | 0 | 0 | 0 | 0 | 0 | 0 | 0 | 0 | 0 | 0 | 0 | 0 | 0 | 585
454
455 |  | 587 | Customer Installation Expenses |  | F20 |  | 0 | 0 | 0 | 0 | 0 | 0 | 0 | 0 | 0 | 0 | 0 | 0 | 0 | 590
456
457 |  | 588 | Misc. Distribution Expenses |  | F131 |  | 0 | 0 | 0 | 0 | 0 | 0 | 0 | 0 | 0 | 0 | 0 | 0 | 0 | 595
458
459 |  | 589 | Rents |  | F131 |  | 0 | 0 | 0 | 0 | 0 | 0 | 0 | 0 | 0 | 0 | 0 | 0 | 0 | 600
460
461 |  | 590 | Maint Supervision & Engineering |  | F131 |  | 0 | 0 | 0 | 0 | 0 | 0 | 0 | 0 | 0 | 0 | 0 | 0 | 0 | 605
462
463 |  | 591 | Maintenance of Structures |  | F119 |  | 0 | 0 | 0 | 0 | 0 | 0 | 0 | 0 | 0 | 0 | 0 | 0 | 0 | 610
464
465 |  | 592 | Maint of Station Equipment |  | F120 |  | 0 | 0 | 0 | 0 | 0 | 0 | 0 | 0 | 0 | 0 | 0 | 0 | 0 | 615
466
467 |  | 593 | Maintenance of Overhead Lines |  | F134 |  | 0 | 0 | 0 | 0 | 0 | 0 | 0 | 0 | 0 | 0 | 0 | 0 | 0 | 620
468
469 |  | 594 | Maint of Underground Lines |  | F135 |  | 0 | 0 | 0 | 0 | 0 | 0 | 0 | 0 | 0 | 0 | 0 | 0 | 0 | 625
470
471 |  | 595 | Maint of Line Transformers |  | F125 |  | 0 | 0 | 0 | 0 | 0 | 0 | 0 | 0 | 0 | 0 | 0 | 0 | 0 | 630
472
473 |  | 596 | Maint of Street Lighting & Signals |  | F130 |  | 0 | 0 | 0 | 0 | 0 | 0 | 0 | 0 | 0 | 0 | 0 | 0 | 0 | 635
474
475 |  | 597 | Maintenance of Meters |  | F127 |  | 0 | 0 | 0 | 0 | 0 | 0 | 0 | 0 | 0 | 0 | 0 | 0 | 0 | 640
476
477 |  | 598 | Maint of Misc. Distribution Plant |  | F131 |  | 0 | 0 | 0 | 0 | 0 | 0 | 0 | 0 | 0 | 0 | 0 | 0 | 0 | 645
478
479 |  | TOTAL DISTRIBUTION EXPENSE |  |  |  |  | 0 | 0 | 0 | 0 | 0 | 0 | 0 | 0 | 0 | 0 | 0 | 0 | 0
480
481
482 | [6 empty] | D: CUSTOMER ACCOUNTS EXPENSE
483
484
485 |  | 901 | Supervision |  | F136 |  | 0 | 0 | 0 | 0 | 0 | 0 | 0 | 0 | 0 | 0 | 0 | 0 | 0 | 652
486
487 |  | 902 | Meter Reading Expense |  | F47 |  | 0 | 0 | 0 | 0 | 0 | 0 | 0 | 0 | 0 | 0 | 0 | 0 | 0 | 657
488
489 |  | 903 | Customer Receipts & Collections |  | F48 |  | 0 | 0 | 0 | 0 | 0 | 0 | 0 | 0 | 0 | 0 | 0 | 0 | 0 | 662
490
491 |  | 904 | Uncollectible Accounts |  | F80 |  | 0 | 0 | 0 | 0 | 0 | 0 | 0 | 0 | 0 | 0 | 0 | 0 | 0 | 668
492
493 |  | 905 | Misc. Customer Accounts Exp |  | F136 |  | 0 | 0 | 0 | 0 | 0 | 0 | 0 | 0 | 0 | 0 | 0 | 0 | 0 | 673
494
495 |  | TOTAL CUSTOMER ACCOUNTS EXPENSE |  |  |  |  | 0 | 0 | 0 | 0 | 0 | 0 | 0 | 0 | 0 | 0 | 0 | 0 | 0
496
497 |  | Distribution - METER - Unbundled |  |  |  |  | D: CUSTOMER SERVICE EXPENSE
498
499 |  | A |  | B | C |  | D | E | F | G | H | I | J | K | L | M | N | O
500 |  | FERC ACCT |  | DESCRIPTION | COS Factor |  | Utah Jurisdiction Normalized | Residential Sch 1 | General Large Dist. Sch 6 | General +1 MW Sch 8 | Street & Area Lighting Sch. 7,11,12 | General Trans Sch 9 | Irrigation Sch 10 | Traffic Signals Sch 15 | Outdoor Lighting Sch 15 | General Small Dist. Sch 23 | Industrial Cust 1 | Industrial Cust 2
501 |  | 907 | Supervision |  | F40 |  | 0 | 0 | 0 | 0 | 0 | 0 | 0 | 0 | 0 | 0 | 0 | 0 | 0 | 680
502
503 |  | 908 | Customer Assistance |  | F40 |  | 0 | 0 | 0 | 0 | 0 | 0 | 0 | 0 | 0 | 0 | 0 | 0 | 0 | 685
504
505 |  | 909 | Informational & Instructional Adv |  | F40 |  | 0 | 0 | 0 | 0 | 0 | 0 | 0 | 0 | 0 | 0 | 0 | 0 | 0 | 690
506
507 |  | 910 | Misc. Customer Service |  | F40 |  | 0 | 0 | 0 | 0 | 0 | 0 | 0 | 0 | 0 | 0 | 0 | 0 | 0 | 695
508
509 |  | TOTAL CUSTOMER SERVICE EXPENSE |  |  |  |  | 0 | 0 | 0 | 0 | 0 | 0 | 0 | 0 | 0 | 0 | 0 | 0 | 0
510
511
512 | [6 empty] | D: SALES EXPENSE
513
514
515 |  | 911 | Supervision |  | F40 |  | 0 | 0 | 0 | 0 | 0 | 0 | 0 | 0 | 0 | 0 | 0 | 0 | 0 | 702
516
517 |  | 912 | Demonstration & Selling Expense |  | F40 |  | 0 | 0 | 0 | 0 | 0 | 0 | 0 | 0 | 0 | 0 | 0 | 0 | 0 | 707
518
519 |  | 913 | Advertising Expense |  | F40 |  | 0 | 0 | 0 | 0 | 0 | 0 | 0 | 0 | 0 | 0 | 0 | 0 | 0 | 712
520
521 |  | 916 | Misc. Sales Expense |  | F40 |  | 0 | 0 | 0 | 0 | 0 | 0 | 0 | 0 | 0 | 0 | 0 | 0 | 0 | 717
522
523 |  | TOTAL SALES EXPENSE |  |  |  |  | 0 | 0 | 0 | 0 | 0 | 0 | 0 | 0 | 0 | 0 | 0 | 0 | 0
524
525
526 | [6 empty] | D: ADMINISTRATION & GENERAL EXPENSE
527
528
529 |  | 920 | Administrative & General Salaries |  | F102P |  | 70771.8877 | 25702.7225 | 18841.9628 | 5632.6901 | 127.1131 | 12251.1549 | 632.533 | 17.5024 | 29.4879 | 4480.638 | 1429.1428 | 1626.9404 | 0 | 723
530 |  |  |  | Customer - System | F42 |  | 0 | 0 | 0 | 0 | 0 | 0 | 0 | 0 | 0 | 0 | 0 | 0 | 0 | 724
531 |  |  |  | System Overheads | F102P |  | 4277921.8458 | 1553642.8599 | 1138933.0813 | 340477.1128 | 7683.5594 | 740540.9806 | 38234.4836 | 1057.9621 | 1782.4436 | 270839.4478 | 86386.8577 | 98343.057 | 0 | 725
532 |  |  |  | Administrative & General Salaries |  |  | 4348693.7335 | 1579345.5824 | 1157775.044 | 346109.8029 | 7810.6725 | 752792.1354 | 38867.0165 | 1075.4645 | 1811.9315 | 275320.0858 | 87816.0005 | 99969.9974 | 0
533
534 |  | 921 | Office Supplies & expenses |  | F102P |  | 15956.9908 | 5795.2122 | 4248.3115 | 1270.0069 | 28.6603 | 2762.2771 | 142.6177 | 3.9463 | 6.6487 | 1010.2528 | 322.2299 | 366.8275 | 0 | 729
535 |  |  |  | Customer - System | F42 |  | 0 | 0 | 0 | 0 | 0 | 0 | 0 | 0 | 0 | 0 | 0 | 0 | 0 | 730
536 |  |  |  | System Overheads | F102P |  | 444752.8351 | 161524.0043 | 118408.8291 | 35397.5988 | 798.8189 | 76990.1163 | 3975.0364 | 109.9907 | 185.3112 | 28157.7403 | 8981.1832 | 10224.2058 | 0 | 731
537 |  |  |  | Office Supplies & expenses |  |  | 460709.8259 | 167319.2165 | 122657.1407 | 36667.6057 | 827.4792 | 79752.3934 | 4117.6541 | 113.937 | 191.9599 | 29167.9931 | 9303.4131 | 10591.0333 | 0
538
539 |  | 922 | A&G Expenses Transferred |  | F102P |  | -2060272.4267 | -748243.5773 | -548516.8986 | -163975.7884 | -3700.4476 | -356648.9099 | -18413.9531 | -509.5208 | -858.4354 | -130437.8777 | -41604.4209 | -47362.5971 | 0 | 735
540
541 |  | 923 | Outside Services |  | F102P |  | 1068.4171 | 388.0245 | 284.4502 | 85.0346 | 1.919 | 184.9512 | 9.5491 | 0.26423 | 0.44517 | 67.6425 | 21.5752 | 24.5613 | 0 | 738
542 |  |  |  | Customer - System | F42 |  | 0 | 0 | 0 | 0 | 0 | 0 | 0 | 0 | 0 | 0 | 0 | 0 | 0 | 739
543 |  |  |  | System Overheads | F102P |  | 906929.7368 | 329376.029 | 241456.5569 | 72181.9681 | 1628.9331 | 156996.4718 | 8105.8026 | 224.2905 | 377.8823 | 57418.6154 | 18314.2219 | 20848.965 | 0 | 740
544 |  |  |  | Outside Services |  |  | 907998.1539 | 329764.0535 | 241741.0071 | 72267.0028 | 1630.8521 | 157181.423 | 8115.3517 | 224.5547 | 378.3275 | 57486.2579 | 18335.7972 | 20873.5263 | 0
545
546 |  | 924 | Property Insurance |  | F102P |  | 364083.4957 | 132226.7549 | 96931.817 | 28977.1767 | 653.929 | 63025.6369 | 3254.0437 | 90.0406 | 151.6994 | 23050.4849 | 7352.1748 | 8369.7378 | 0 | 744
547 |  |  |  | System Generation | F30 |  | 0 | 0 | 0 | 0 | 0 | 0 | 0 | 0 | 0 | 0 | 0 | 0 | 0 | 745
548 |  |  |  | System Overheads | F102P |  | 355836.706 | 129231.7105 | 94736.2319 | 28320.8199 | 639.117 | 61598.0545 | 3180.3369 | 88.0011 | 148.2633 | 22528.3725 | 7185.642 | 8180.1563 |  | 746
549
550 |  | 925 | Injuries & Damages |  | F102P |  | 570507.254 | 207195.118 | 151889.0733 | 45406.314 | 1024.6859 | 98759.1678 | 5098.9829 | 141.0907 | 237.7082 | 36119.3765 | 11520.624 | 13115.1128 | 0 | 750
551
552 |  | 926 | Employee Pensions & Benefits |  | F138P |  | 0 | 0 | 0 | 0 | 0 | 0 | 0 | 0 | 0 | 0 | 0 | 0 | 0 | 757
553
554 |  | 927 | Franchise Requirements |  | F102 |  | 0 | 0 | 0 | 0 | 0 | 0 | 0 | 0 | 0 | 0 | 0 | 0 | 0 | 762
555
556 |  | 928 | Regulatory Commission Expense |  | F102 |  | 281867.19 | 119171.7088 | 72040.7577 | 20791.9312 | 1349.4439 | 36573.7117 | 2826.1791 | 89.2289 | 108.0426 | 19860.5089 | 4240.1396 | 4815.5376 | 0 | 769
557 |  |  |  | Regulatory Expense | F103 |  | 0 | 0 | 0 | 0 | 0 | 0 | 0 | 0 | 0 | 0 | 0 | 0 | 0 | 771
558
559 |  | 929 | Duplicate Charges |  | F102P |  | -265095.7947 | -96276.6978 | -70577.8135 | -21098.8078 | -476.1376 | -45890.109 | -2369.3282 | -65.5602 | -110.4551 | -16783.476 | -5353.2518 | -6094.1578 | 0 | 776
560
561 |  | 930 | Misc General Expenses
562 |  |  |  | Situs | F102P |  | 5731.5524 | 2081.5681 | 1525.9406 | 456.1707 | 10.2944 | 992.1756 | 51.2265 | 1.4175 | 2.3881 | 362.8702 | 115.741 | 131.7599 | 0 | 779
563 |  |  |  | Customer | F42 |  | 0 | 0 | 0 | 0 | 0 | 0 | 0 | 0 | 0 | 0 | 0 | 0 | 0 | 780
564 |  |  |  | Labor | F138P |  | 111250.893 | 40326.9223 | 29627.1177 | 8865.6692 | 201.8058 | 19295.275 | 995.8444 | 27.5736 | 46.7694 | 7039.9675 | 2250.2104 | 2573.7378 | 0 | 781
565
566 |  | 931 | Rents |  | F102P |  | 251761.3091 | 91433.9192 | 67027.705 | 20037.5245 | 452.1875 | 43581.8076 | 2250.1495 | 62.2625 | 104.8991 | 15939.2566 | 5083.9798 | 5787.6178 | 0 | 787
567
568 |  | 935 | Maintenance of General Plant |  | F108 |  | 534523.5886 | 225803.641 | 134717.8671 | 39668.9681 | 3115.8142 | 68767.8473 | 5594.1021 | 202.5648 | 253.9485 | 38084.8421 | 7887.399 | 10426.5945 | 0 | 793
569
570 |  | TOTAL ADMINISTRATIVE & GEN EXPENSE |  |  |  |  | 5867595.4806 | 2179379.9201 | 1551574.99 | 462494.3894 | 13539.6964 | 979780.6092 | 53567.606 | 1541.0548 | 2467.0471 | 377738.6623 | 114133.4486 | 131378.0565 | 0
571
572
573 |  | TOTAL O & M EXPENSE |  |  |  |  | 599572809.2062 | 174793838.7173 | 164218000.3327 | 54028191.2442 | 2192715.6687 | 124402717.9634 | 6213361.1181 | 182176.926 | 482389.4478 | 36042740.3808 | 14145241.7576 | 22871435.6497 | 0
574
575 |  | Distribution - METER - Unbundled |  |  |  |  | D: DEPRECIATION EXPENSE
576
577 |  | A |  | B | C |  | D | E | F | G | H | I | J | K | L | M | N | O
578 |  | FERC ACCT |  | DESCRIPTION | COS Factor |  | Utah Jurisdiction Normalized | Residential Sch 1 | General Large Dist. Sch 6 | General +1 MW Sch 8 | Street & Area Lighting Sch. 7,11,12 | General Trans Sch 9 | Irrigation Sch 10 | Traffic Signals Sch 15 | Outdoor Lighting Sch 15 | General Small Dist. Sch 23 | Industrial Cust 1 | Industrial Cust 2
579 |  | 403SP | Steam Depreciation |  | F30 |  | 26413721.1212 | 7679552.1932 | 7236967.9353 | 2383117.6578 | 96950.7174 | 5491039.9502 | 274046.891 | 8036.4218 | 21351.5667 | 1586722.4801 | 624238.7187 | 1011696.5889 | 0 | 805
580
581 |  | 403NP | Nuclear Depreciation |  | F30 |  | 0 | 0 | 0 | 0 | 0 | 0 | 0 | 0 | 0 | 0 | 0 | 0 | 0 | 809
582
583 |  | 403HP | Hydro Depreciation |  | F30 |  | 3594291.386 | 1045007.94 | 984782.5451 | 324286.7307 | 13192.7314 | 747202.4673 | 37291.3902 | 1093.5696 | 2905.4502 | 215915.9217 | 84944.3302 | 137668.3095 | 0 | 816
584
585 |  | 403OP | Other Production Depreciation |  | F30 |  | 0 | 0 | 0 | 0 | 0 | 0 | 0 | 0 | 0 | 0 | 0 | 0 | 0 | 819
586 |  |  |  | Simple Cycle Combustion Turbine | F30 |  | 6253497.7852 | 1818148.3181 | 1713365.6688 | 564207.5544 | 22953.2633 | 1300013.959 | 64881.113 | 1902.6379 | 5055.0233 | 375659.5093 | 147789.682 | 239521.0561 | 0 | 820
587 |  |  |  | System Generation | F30 |  | 341326.101 | 99237.4984 | 93518.2906 | 30795.3679 | 1252.8265 | 70956.8806 | 3541.3169 | 103.8491 | 275.9114 | 20504.1083 | 8066.6017 | 13073.4496 | 0 | 821
588 |  |  |  | Wind Generation | F30 |  | 7309811.6671 | 2125262.0925 | 2002780.0099 | 659511.0617 | 26830.4296 | 1519606.7116 | 75840.5509 | 2224.0233 | 5908.896 | 439114.2938 | 172753.6778 | 279979.9201 | 0 | 822
589 |  |  |  | Total 403OP |  |  | 13904635.5534 | 4042647.909 | 3809663.9694 | 1254513.9839 | 51036.5195 | 2890577.5512 | 144262.9808 | 4230.5102 | 11239.8307 | 835277.9114 | 328609.9615 | 532574.4258 | 0
590
591 |  | 403TP | Transmission Depreciation |  | F106 |  | 0 | 0 | 0 | 0 | 0 | 0 | 0 | 0 | 0 | 0 | 0 | 0 | 0 | 829
592
593 |  | 403 | Distribution Depreciation
594 |  |  |  | Land Rights | F118 |  | 0 | 0 | 0 | 0 | 0 | 0 | 0 | 0 | 0 | 0 | 0 | 0 | 0 | 832
595 |  |  |  | Structures | F119 |  | 0 | 0 | 0 | 0 | 0 | 0 | 0 | 0 | 0 | 0 | 0 | 0 | 0 | 833
596 |  |  |  | Station Equip | F120 |  | 0 | 0 | 0 | 0 | 0 | 0 | 0 | 0 | 0 | 0 | 0 | 0 | 0 | 834
597 |  |  |  | Poles & Towers | F121 |  | 0 | 0 | 0 | 0 | 0 | 0 | 0 | 0 | 0 | 0 | 0 | 0 | 0 | 836
598 |  |  |  | OH Conductors | F122 |  | 0 | 0 | 0 | 0 | 0 | 0 | 0 | 0 | 0 | 0 | 0 | 0 | 0 | 837
599 |  |  |  | UG Conduit | F123 |  | 0 | 0 | 0 | 0 | 0 | 0 | 0 | 0 | 0 | 0 | 0 | 0 | 0 | 838
600 |  |  |  | UG Conductor | F124 |  | 0 | 0 | 0 | 0 | 0 | 0 | 0 | 0 | 0 | 0 | 0 | 0 | 0 | 839
601 |  |  |  | Line Transformer | F125 |  | 0 | 0 | 0 | 0 | 0 | 0 | 0 | 0 | 0 | 0 | 0 | 0 | 0 | 840
602 |  |  |  | Services | F126 |  | 0 | 0 | 0 | 0 | 0 | 0 | 0 | 0 | 0 | 0 | 0 | 0 | 0 | 841
603 |  |  |  | Meters | F127 |  | 0 | 0 | 0 | 0 | 0 | 0 | 0 | 0 | 0 | 0 | 0 | 0 | 0 | 842
604 |  |  |  | Inst Cust Premises | F128 |  | 0 | 0 | 0 | 0 | 0 | 0 | 0 | 0 | 0 | 0 | 0 | 0 | 0 | 843
605 |  |  |  | Leased Property | F129 |  | 0 | 0 | 0 | 0 | 0 | 0 | 0 | 0 | 0 | 0 | 0 | 0 | 0 | 844
606 |  |  |  | Street Lighting | F130 |  | 0 | 0 | 0 | 0 | 0 | 0 | 0 | 0 | 0 | 0 | 0 | 0 | 0 | 845
607 |  |  | Total Distribution Expense |  |  |  | 0 | 0 | 0 | 0 | 0 | 0 | 0 | 0 | 0 | 0 | 0 | 0 | 0
608
609 |  | 403GP | General Depreciation
610 |  |  |  | Situs | F107P |  | 0 | 0 | 0 | 0 | 0 | 0 | 0 | 0 | 0 | 0 | 0 | 0 | 0 | 849
611 |  |  |  | System Generation | F105P |  | 2591.3937 | 941.1346 | 689.92 | 206.2474 | 4.6544 | 448.5901 | 23.1609 | 0.64087 | 1.0797 | 164.0637 | 52.3297 | 59.5723 | 0 | 850
612 |  |  |  | System Generation | F105P |  | 5924.3441 | 2151.5856 | 1577.2685 | 471.5148 | 10.6407 | 1025.5493 | 52.9496 | 1.4651 | 2.4684 | 375.0761 | 119.6341 | 136.1919 | 0 | 851
613 |  |  |  | Energy | F30 |  | 21362.5485 | 6210.9691 | 5853.0215 | 1927.3871 | 78.4106 | 4440.9724 | 221.6401 | 6.4996 | 17.2684 | 1283.2889 | 504.8637 | 818.2269 | 0 | 852
614 |  |  |  | Customer - System | F42 |  | 0 | 0 | 0 | 0 | 0 | 0 | 0 | 0 | 0 | 0 | 0 | 0 | 0 | 853
615 |  |  |  | System Generation | F105P |  | 422766.9549 | 153539.2381 | 112555.4154 | 33647.7564 | 759.3301 | 73184.1924 | 3778.5347 | 104.5534 | 176.1505 | 26765.7925 | 8537.208 | 9718.7831 | 0 | 854
616 |  |  |  | System Overheads | F102P |  | 789718.6652 | 286807.6626 | 210250.852 | 62853.2126 | 1418.4107 | 136706.3392 | 7058.2134 | 195.3033 | 329.045 | 49997.8669 | 15947.3026 | 18154.4569 | 0 | 855
617 |  |  |  | Simple Cycle Combustion Turbine | F30 |  | 357.2186 | 103.8581 | 97.8726 | 32.2292 | 1.3112 | 74.2607 | 3.7062 | 0.10868 | 0.28876 | 21.4588 | 8.4422 | 13.6822 | 0 | 856
618 |  |  |  | Cholla | F30 |  | 7070.3775 | 2055.6488 | 1937.1786 | 637.9087 | 25.9516 | 1469.8317 | 73.3564 | 2.1512 | 5.7153 | 424.731 | 167.0951 | 270.8091 | 0 | 857
619 |  |  | Total General Expense |  |  |  | 1249791.5025 | 451810.0969 | 332961.5287 | 99776.2562 | 2298.7093 | 217349.7357 | 11211.5613 | 310.7222 | 532.0163 | 79032.278 | 25336.8754 | 29171.7224 | 0
620
621 |  | 403GV0 | General Vehicles |  | F105P |  | 0 | 0 | 0 | 0 | 0 | 0 | 0 | 0 | 0 | 0 | 0 | 0 | 0 | 862
622
623 |  | 403MP | Mining Depreciation |  | F30 |  | 0 | 0 | 0 | 0 | 0 | 0 | 0 | 0 | 0 | 0 | 0 | 0 | 0 | 866
624
625 |  | 403EP | Experimental Plant Depreciation |  | F30 |  | 0 | 0 | 0 | 0 | 0 | 0 | 0 | 0 | 0 | 0 | 0 | 0 | 0 | 871
626
627
628 |  | TOTAL DEPRECIATION EXPENSE |  |  |  |  | 45162439.563 | 13219018.139 | 12364375.9785 | 4061694.6287 | 163478.6776 | 9346169.7045 | 466812.8233 | 13671.2238 | 36028.8639 | 2716948.5912 | 1063129.8859 | 1711111.0466 | 0
629
630 | [6 empty] | D: AMORTIZATION EXPENSE
631
632
633 |  | 404CLG | Amort of LT Plant - Cap. Lease Gen
634 |  |  | Situs |  | F30 |  | 338.0097 | 98.2733 | 92.6096 | 30.4962 | 1.2407 | 70.2674 | 3.5069 | 0.10284 | 0.27323 | 20.3049 | 7.9882 | 12.9464 | 0 | 876
635 |  |  | System Generation |  | F30 |  | 0 | 0 | 0 | 0 | 0 | 0 | 0 | 0 | 0 | 0 | 0 | 0 | 0 | 877
636 |  |  | System Overheads |  | F102P |  | 32053.983 | 11641.2697 | 8533.8964 | 2551.1564 | 57.572 | 5548.7895 | 286.4866 | 7.9272 | 13.3556 | 2029.3693 | 647.2869 | 736.8734 | 0 | 878
637 |  |  | System Generation |  | F30 |  | 0 | 0 | 0 | 0 | 0 | 0 | 0 | 0 | 0 | 0 | 0 | 0 | 0 | 879
638 |  |  | Customer - System |  | F42 |  | 0 | 0 | 0 | 0 | 0 | 0 | 0 | 0 | 0 | 0 | 0 | 0 | 0 | 880
639 |  |  | System Generation |  | F30 |  | 0 | 0 | 0 | 0 | 0 | 0 | 0 | 0 | 0 | 0 | 0 | 0 | 0 | 881
640 |  |  | Total Amort. Cap. Lease General |  |  |  | 32391.9927 | 11739.543 | 8626.506 | 2581.6525 | 58.8127 | 5619.057 | 289.9936 | 8.03 | 13.6289 | 2049.6741 | 655.2751 | 749.8198 | 0
641
642 |  | 404CLS | Amort of LT Plant - Cap Lease Steam |  | F30 |  | 0 | 0 | 0 | 0 | 0 | 0 | 0 | 0 | 0 | 0 | 0 | 0 | 0 | 886
643
644 |  | 404IP | Amort of LT Plant - Intangible Plant
645 |  |  |  | Situs | F107P |  | 2082960.249 | 756483.2727 | 554557.1939 | 165781.498 | 3741.1971 | 360576.3454 | 18616.7285 | 515.1316 | 867.8885 | 131874.2661 | 42062.5708 | 47884.1564 | 0 | 889
646 |  |  |  | Energy | F30 |  | 21055.0412 | 6121.5641 | 5768.7691 | 1899.643 | 77.2819 | 4377.046 | 218.4497 | 6.406 | 17.0199 | 1264.8164 | 497.5964 | 806.4488 | 0 | 890
647 |  |  |  | System Generation | F105P |  | 1065918.3308 | 387117.031 | 283784.906 | 84835.7705 | 1914.4919 | 184518.6131 | 9526.7839 | 263.6096 | 444.1267 | 67484.34 | 21524.782 | 24503.8762 | 0 | 891
648 |  |  |  | System Overheads | F102P |  | 493063.1394 | 179069.1961 | 131270.7293 | 39242.5856 | 885.5889 | 85352.9994 | 4406.816 | 121.9382 | 205.4402 | 31216.3133 | 9956.7446 | 11334.7878 | 0 | 892
649 |  |  |  | Customer - System | F42 |  | 0 | 0 | 0 | 0 | 0 | 0 | 0 | 0 | 0 | 0 | 0 | 0 | 0 | 893
650 |  |  |  | System Generation | F105P |  | 237172.6333 | 86135.6475 | 63143.687 | 18876.4209 | 425.9849 | 41056.3963 | 2119.7613 | 58.6546 | 98.8206 | 15015.6331 | 4789.3812 | 5452.2459 | 0 | 894
651 |  |  |  | System Generation | F105P |  | 28253.5266 | 10261.0313 | 7522.0813 | 2248.6804 | 50.7461 | 4890.9015 | 252.5196 | 6.9873 | 11.7721 | 1788.7586 | 570.5418 | 649.5065 | 0 | 895
652 |  |  |  | System Generation | F105P |  | 8612.6902 | 3127.9311 | 2293.0007 | 685.4786 | 15.4692 | 1490.9225 | 76.977 | 2.13 | 3.5886 | 545.2779 | 173.9217 | 197.9929 | 0 | 896
653 |  |  |  | System Generation | F105P |  | 0 | 0 | 0 | 0 | 0 | 0 | 0 | 0 | 0 | 0 | 0 | 0 | 0 | 897
654 |  |  |  | System Generation | F105P |  | 23270.0703 | 8451.1545 | 6195.3102 | 1852.0503 | 41.7953 | 4028.2271 | 207.9793 | 5.7549 | 9.6957 | 1473.2511 | 469.9077 | 534.9443 | 0 | 898
655 |  |  |  | System Generation | F30 |  | 1805.3103 | 524.8778 | 494.6282 | 162.88 | 6.6263 | 375.2985 | 18.7304 | 0.54927 | 1.4593 | 108.4484 | 42.6651 | 69.1469 | 0 | 899
656 |  |  | Total Amort. Intangible Plant |  |  |  | 3962110.9911 | 1437291.7062 | 1055030.3058 | 315585.0072 | 7159.1815 | 686666.7498 | 35444.7456 | 981.1614 | 1659.8117 | 250771.1048 | 80088.1113 | 91433.1056 | 0
657
658 |  | Distribution - METER - Unbundled |  |  |  |  | D: AMORTIZATION EXPENSE (continued)
659
660
661 |  | A |  | B | C |  | D | E | F | G | H | I | J | K | L | M | N | O
662 |  | FERC ACCT |  | DESCRIPTION | COS Factor |  | Utah Jurisdiction Normalized | Residential Sch 1 | General Large Dist. Sch 6 | General +1 MW Sch 8 | Street & Area Lighting Sch. 7,11,12 | General Trans Sch 9 | Irrigation Sch 10 | Traffic Signals Sch 15 | Outdoor Lighting Sch 15 | General Small Dist. Sch 23 | Industrial Cust 1 | Industrial Cust 2
663 |  | 404O | Amort of LT Plant - Other Plant |  | F30 |  | 0 | 0 | 0 | 0 | 0 | 0 | 0 | 0 | 0 | 0 | 0 | 0 | 0 | 904
664
665 |  | 404HP | Amort of Other Electric Plant |  | F30 |  | 30841.324 | 8966.838 | 8450.0655 | 2782.588 | 113.2021 | 6411.4761 | 319.984 | 9.3835 | 24.9306 | 1852.697 | 728.8768 | 1181.2823 | 0 | 909
666
667 |  | 405 | Amort of Other Electric Plant |  | F30 |  | 0 | 0 | 0 | 0 | 0 | 0 | 0 | 0 | 0 | 0 | 0 | 0 | 0 | 917
668
669 |  | 406 | Amort of Plant Acquisition Adj |  | F30 |  | 579910.3134 | 168603.7154 | 158886.8272 | 52321.0835 | 2128.5422 | 120555.1722 | 6016.6691 | 176.4387 | 468.7713 | 34836.3158 | 13705.0917 | 22211.6862 | 0 | 925
670
671 |  | 407 | Amort of Prop Losses, Unrec Plant, |  | F151 |  | -1194379.945 | -492195.1993 | -300097.9612 | -87590.1812 | -8866.4953 | -169582.5897 | -11240.0523 | -386.8726 | -481.3777 | -81876.515 | -19687.2871 | -22375.4136 | 0 | 934
672
673
674 |  | TOTAL AMORTIZATION EXPENSE |  |  |  |  | 3410874.6762 | 1134406.6033 | 930895.7433 | 285680.15 | 593.2432 | 649669.8654 | 30831.34 | 788.1411 | 1685.7648 | 207633.2768 | 75490.0679 | 93200.4804 | 0
675
676
677 | [6 empty] | D: TAX OTHER THAN INCOME
678
679
680 |  | 408 | Total Taxes Other Than Income |  | F101P |  | 8180561.9968 | 2933314.9592 | 2182288.5903 | 656641.2943 | 15674.3305 | 1433924.302 | 73852.8044 | 2053.2603 | 3614.6365 | 516314.5824 | 166908.6839 | 195974.553 | 0 | 947
681
682
683 | [6 empty] | D: DEFERRED ITC
684
685
686 |  | 41140 | Deferred I T C - Federal |  | F101P |  | -501310.9219 | -179755.7218 | -133732.2675 | -40239.4668 | -960.5346 | -87871.9474 | -4525.7548 | -125.8253 | -221.5076 | -31640.1415 | -10228.2883 | -12009.4663 | 0 | 952
687
688 |  | 41141 | Deferred I T C - Idaho |  | F101P |  | 0 | 0 | 0 | 0 | 0 | 0 | 0 | 0 | 0 | 0 | 0 | 0 | 0 | 955
689
690 |  | TOTAL DEFERRED ITC |  |  |  |  | -501310.9219 | -179755.7218 | -133732.2675 | -40239.4668 | -960.5346 | -87871.9474 | -4525.7548 | -125.8253 | -221.5076 | -31640.1415 | -10228.2883 | -12009.4663 | 0
691
692 |  | 427 | Interest on Long-Term Debt |  |  |  | 23585001.3064 | 6594470.341 | 6490953.4471 | 2166566.5577 | 93418.1075 | 5028212.6968 | 249881.5462 | 7384.3212 | 20502.1445 | 1405262.3492 | 569610.3875 | 958739.4078 | 0
693
694 |  | 428-432 |  | Electric Interest Deductions for Tax | F104P |  | 95835.1959 | 34610.2964 | 25535.5425 | 7656.0654 | 177.1711 | 16683.3541 | 860.4063 | 23.8539 | 40.9844 | 6058.708 | 1944.5142 | 2244.2996 | 0 | 984
695
696 | [6 empty] | D: DEFERRED INCOME TAXES
697
698
699 |  | 41010 | Deferred Income Tax - Federal-DR |  | F101P |  | 26477687.136 | 9494139.3748 | 7063323.3459 | 2125323.7563 | 50732.4581 | 4641123.5632 | 239036.3217 | 6645.7028 | 11699.3446 | 1671134.0838 | 540226.4434 | 634302.7415 | 0 | 1010
700
701 |  | 41020 | Deferred Income Tax - State-DR |  | F101P |  | 0 | 0 | 0 | 0 | 0 | 0 | 0 | 0 | 0 | 0 | 0 | 0 | 0 | 1025
702
703 |  | 41120 | Deferred Income Tax - Federal-CR |  | F101P |  | -12951312.1011 | -4643969.1482 | -3454958.3071 | -1039582.1638 | -24815.3056 | -2270162.022 | -116922.3728 | -3250.6831 | -5722.6246 | -817419.5492 | -264246.6934 | -310263.2314 | 0 | 1044
704
705 |  | 41111 | Deferred Income Tax - State-CR |  | F101P |  | 0 | 0 | 0 | 0 | 0 | 0 | 0 | 0 | 0 | 0 | 0 | 0 | 0 | 1059
706
707 |  | TOTAL DEFERRED INCOME TAXES |  |  |  |  | 13526375.0348 | 4850170.2266 | 3608365.0388 | 1085741.5926 | 25917.1525 | 2370961.5412 | 122113.9489 | 3395.0196 | 5976.72 | 853714.5346 | 275979.75 | 324039.51 | 0
708
709 |  | SCHMAF | Additions - Flow Through
710 |  |  |  | S | F101P |  | 0 | 0 | 0 | 0 | 0 | 0 | 0 | 0 | 0 | 0 | 0 | 0 | 0 | 1064
711 |  |  |  | SNP | F104P |  | 0 | 0 | 0 | 0 | 0 | 0 | 0 | 0 | 0 | 0 | 0 | 0 | 0 | 1065
712 |  |  |  | SO | F102P |  | 0 | 0 | 0 | 0 | 0 | 0 | 0 | 0 | 0 | 0 | 0 | 0 | 0 | 1066
713 |  |  |  | SE | F30 |  | 0 | 0 | 0 | 0 | 0 | 0 | 0 | 0 | 0 | 0 | 0 | 0 | 0 | 1067
714 |  |  |  | TROJP | F30 |  | 0 | 0 | 0 | 0 | 0 | 0 | 0 | 0 | 0 | 0 | 0 | 0 | 0 | 1068
715 |  |  |  | SG | F30 |  | 0 | 0 | 0 | 0 | 0 | 0 | 0 | 0 | 0 | 0 | 0 | 0 | 0 | 1069
716
717
718 |  | SCHMAP | Additions - Permanent
719 |  |  |  | S | F101P |  | 0 | 0 | 0 | 0 | 0 | 0 | 0 | 0 | 0 | 0 | 0 | 0 | 0 | 1073
720 |  |  |  | SE | F30 |  | 27611.7882 | 8027.8794 | 7565.2205 | 2491.2105 | 101.3482 | 5740.1012 | 286.477 | 8.4009 | 22.32 | 1658.6926 | 652.5528 | 1057.5849 | 0 | 1074
721 |  |  |  | SNP | F104P |  | 0 | 0 | 0 | 0 | 0 | 0 | 0 | 0 | 0 | 0 | 0 | 0 | 0 | 1075
722 |  |  |  | SO | F102P |  | 82986.0012 | 30138.6077 | 22093.7889 | 6604.8037 | 149.0508 | 14365.5113 | 741.6982 | 20.5231 | 34.577 | 5253.9255 | 1675.7903 | 1907.7247 | 0 | 1076
723 |  |  |  | SG | F30 |  | 0 | 0 | 0 | 0 | 0 | 0 | 0 | 0 | 0 | 0 | 0 | 0 | 0 | 1077
724 |  |  |  | BADDEBT | F80 |  | 3833.8483 | 3454.4432 | 179.1052 | 51.8489 | 0 | 92.1572 | 10.449 | 0 | 0 | 45.8447 | 0 | 0 | 0 | 1078
725
726
727 |  | SCHMAT | Additions - Temporary
728 |  |  |  | S | F101P |  | 1508878.9256 | 541040.7165 | 402516.2654 | 121115.4211 | 2891.0809 | 264482.8266 | 13621.9174 | 378.7174 | 666.7083 | 95232.6005 | 30785.7817 | 36146.8898 | 0 | 1082
729 |  |  |  | SGCT | F30 |  | 123127.3479 | 35798.1706 | 33735.0676 | 11108.8837 | 451.935 | 25596.4384 | 1277.4674 | 37.4617 | 99.5302 | 7396.494 | 2909.8838 | 4716.0155 | 0 | 1083
730 |  |  |  | CIAC | F104P |  | 0 | 0 | 0 | 0 | 0 | 0 | 0 | 0 | 0 | 0 | 0 | 0 | 0 | 1084
731 |  |  |  | SNP | F104P |  | 1317310.7735 | 475738.7503 | 351000.9546 | 105237.0926 | 2435.3196 | 229322.4521 | 11826.788 | 327.8863 | 563.3544 | 83280.4819 | 26728.4836 | 30849.2102 | 0 | 1085
732 |  |  |  | TROJD | F30 |  | -4022.1284 | -1169.3977 | -1102.0035 | -362.8873 | -14.7631 | -836.1437 | -41.7303 | -1.2237 | -3.2513 | -241.6169 | -95.0555 | -154.0553 | 0 | 1086
733 |  |  |  | SG | F30 |  | 0 | 0 | 0 | 0 | 0 | 0 | 0 | 0 | 0 | 0 | 0 | 0 | 0 | 1087
734 |  |  |  | SE | F30 |  | -31467244.8886 | -9148818.8426 | -8621558.5161 | -2839060.2972 | -115499.5146 | -6541596.2414 | -326478.0676 | -9573.9654 | -25436.5893 | -1890297.2672 | -743669.2672 | -1205256.32 | 0 | 1088
735 |  |  |  | SG | F30 |  | -887851.1586 | -258134.7505 | -243258.0528 | -80104.3429 | -3258.8292 | -184571.7292 | -9211.6082 | -270.1303 | -717.6957 | -53334.9082 | -20982.6956 | -34006.416 | 0 | 1089
736 |  |  |  | GPS | F102P |  | 9922.9645 | 3603.7926 | 2641.8417 | 789.7625 | 17.8226 | 1717.741 | 88.6878 | 2.454 | 4.1345 | 628.2327 | 200.3809 | 228.1142 | 0 | 1090
737 |  |  |  | SO | F102P |  | 2128345.9157 | 772966.3034 | 566640.4528 | 169393.7147 | 3822.7141 | 368432.9514 | 19022.3688 | 526.3559 | 886.7989 | 134747.6773 | 42979.0731 | 48927.5053 | 0 | 1091
738 |  |  |  | SNPD | F104P |  | 81914.6408 | 29582.9728 | 21826.3736 | 6543.9825 | 151.436 | 14260.0111 | 735.4279 | 20.389 | 35.0312 | 5178.6495 | 1662.0635 | 1918.3036 | 0 | 1092
739 |  |  |  | BADDEBT | F80 |  | 0 | 0 | 0 | 0 | 0 | 0 | 0 | 0 | 0 | 0 | 0 | 0 | 0 | 1093
740 |  |  |  | TAXDEPR | F151P |  | 0 | 0 | 0 | 0 | 0 | 0 | 0 | 0 | 0 | 0 | 0 | 0 | 0 | 1094
741 |  |  |  | SCHMDEXP | F151P |  | 49560309.8958 | 17998740.4278 | 13194741.0142 | 3944536.2777 | 89026.0758 | 8579472.4791 | 442960.1515 | 12256.9691 | 20652.1495 | 3137693.0697 | 1000823.7311 | 1139407.5502 | 0 | 1095
742
743
744 |  | TOTAL SCHEDULE - M ADDITIONS |  |  |  |  | 22485123.9258 | 10490969.0735 | 5737021.5122 | 1448345.4704 | -19726.3237 | 2776478.5551 | 154840.027 | 3733.8379 | -3192.9321 | 1527241.8761 | 343670.7224 | 25742.107 | 0
745
746 |  | SCHMDF | Deductions - Flow Through
747 |  |  |  | S | F101P |  | 0 | 0 | 0 | 0 | 0 | 0 | 0 | 0 | 0 | 0 | 0 | 0 | 0 | 1101
748 |  |  |  | DGP | F30 |  | 0 | 0 | 0 | 0 | 0 | 0 | 0 | 0 | 0 | 0 | 0 | 0 | 0 | 1102
749 |  |  |  | DGU | F30 |  | 0 | 0 | 0 | 0 | 0 | 0 | 0 | 0 | 0 | 0 | 0 | 0 | 0 | 1103
750
751 |  | SCHMDP | Deductions - Permanent
752 |  |  |  | S | F101P |  | 0 | 0 | 0 | 0 | 0 | 0 | 0 | 0 | 0 | 0 | 0 | 0 | 0 | 1106
753 |  |  |  | SE | F30 |  | 278141.5504 | 80867.1578 | 76206.6606 | 25094.6861 | 1020.9097 | 57821.704 | 2885.7663 | 84.6251 | 224.8361 | 16708.4921 | 6573.3535 | 10653.3592 | 0 | 1107
754 |  |  |  | SNP | F104P |  | 3632.5514 | 1311.8738 | 967.903 | 290.1966 | 6.7155 | 632.3683 | 32.613 | 0.90416 | 1.5535 | 229.6502 | 73.7052 | 85.0683 | 0 | 1108
755 |  |  |  | IBT | F150P |  | -857.4209 | -237.2993 | -400.8928 | -92.174 | -6.4777 | -32.4214 | -3.6814 | -0.54293 | -2.0156 | -93.7069 | 19.8298 | -8.0386 | 0 | 1109
756 |  |  |  | SG | F30 |  | 1731208.6728 | 503333.3736 | 474325.5067 | 156194.3483 | 6354.346 | 359893.8575 | 17961.5872 | 526.7233 | 1399.4248 | 103996.9986 | 40913.8674 | 66308.6394 | 0 | 1110
757 |  |  |  | SO | F102P |  | -1500.515 | -544.9526 | -399.4898 | -119.425 | -2.6951 | -259.7506 | -13.411 | -0.37109 | -0.62521 | -94.9991 | -30.3009 | -34.4946 | 0 | 1111
758
759
760 |  | SCHMDT | Deductions - Temporary
761 |  |  |  | S | F101P |  | 492545.1584 | 176612.5704 | 131393.8675 | 39535.8522 | 943.739 | 86335.4465 | 4446.6189 | 123.6252 | 217.6344 | 31086.8921 | 10049.4397 | 11799.4726 | 0 | 1115
762 |  |  |  | BADDEBT | F80 |  | 0 | 0 | 0 | 0 | 0 | 0 | 0 | 0 | 0 | 0 | 0 | 0 | 0 | 1116
763 |  |  |  | SNP | F104P |  | 2759352.3905 | 996523.2839 | 735236.7737 | 220438.6609 | 5101.2299 | 480358.5221 | 24773.4068 | 686.8187 | 1180.0506 | 174446.4568 | 55987.7794 | 64619.4077 | 0 | 1117
764 |  |  |  | CN | F40 |  | 0 | 0 | 0 | 0 | 0 | 0 | 0 | 0 | 0 | 0 | 0 | 0 | 0 | 1118
765 |  |  |  | TROJD | F30 |  | 9610.4114 | 2794.1408 | 2633.1102 | 867.0774 | 35.2747 | 1997.8689 | 99.7097 | 2.924 | 7.7686 | 577.3157 | 227.124 | 368.0973 | 0 | 1119
766 |  |  |  | DGP | F30 |  | 0 | 0 | 0 | 0 | 0 | 0 | 0 | 0 | 0 | 0 | 0 | 0 | 0 | 1120
767 |  |  |  | SE | F30 |  | 13111399.4407 | 3812021.6333 | 3592329.0363 | 1182946.0674 | 48124.9717 | 2725674.9551 | 136033.02 | 3989.1667 | 10598.6172 | 787626.709 | 309863.315 | 502191.949 | 0 | 1121
768 |  |  |  | SG | F30 |  | 22584098.0802 | 6566123.688 | 6187708.0062 | 2037598.666 | 82894.2087 | 4694915.3521 | 234313.8945 | 6871.2522 | 18255.8858 | 1356669.7381 | 533732.7665 | 865014.622 | 0 | 1122
769 |  |  |  | GPS | F102P |  | -2138125.4262 | -776517.9968 | -569244.1021 | -170172.0598 | -3840.2791 | -370125.8594 | -19109.7744 | -528.7744 | -890.8737 | -135366.8278 | -43176.5571 | -49152.3217 | 0 | 1123
770 |  |  |  | SO | F102P |  | 2544889.0874 | 924245.2065 | 677538.8785 | 202546.1241 | 4570.8657 | 440539.7593 | 22745.2776 | 629.3701 | 1060.3563 | 161119.436 | 51390.6003 | 58503.2129 | 0 | 1124
771 |  |  |  | TAXDEPR | F151P |  | 47391811.6388 | 17211210.2988 | 12617408.6095 | 3771944.1357 | 85130.7634 | 8204079.9289 | 423578.5472 | 11720.6687 | 19748.5202 | 3000404.1389 | 957032.9533 | 1089553.0741 | 0 | 1125
772 |  |  |  | SNPD | F104P |  | 0 | 0 | 0 | 0 | 0 | 0 | 0 | 0 | 0 | 0 | 0 | 0 | 0 | 1126
773
774
775 |  | TOTAL SCHEDULE - M DEDUCTIONS |  |  |  |  | 88766205.6199 | 29497742.9782 | 23925703.8676 | 7467072.1561 | 230333.5725 | 16681831.7313 | 847743.5743 | 24106.3897 | 51801.133 | 5497310.2937 | 1922657.876 | 2619902.0475 | 0
776
777 |  | TOTAL SCHEDULE - M ADJUSTMENTS |  |  |  |  | -66281081.694 | -19006773.9047 | -18188682.3554 | -6018726.6857 | -250059.8962 | -13905353.1762 | -692903.5473 | -20372.5517 | -54994.0651 | -3970068.4176 | -1578987.1536 | -2594159.9405 | 0
778
779
780
781 | [6 empty] | D: INCOME TAXES
782
783 |  |  | State Income Taxes Before Credits |  | F150P |  | -785960.402 | -305141.9328 | 57699.9945 | -29047.6664 | 14129.8727 | -381611.1604 | -15437.0395 | 403.4306 | 4644.8603 | 10247.3542 | -86806.5599 | -55041.5554 | 0 | 1134
784 |  |  | Renewable Energy Credits |  | F30 |  | 0 | 0 | 0 | 0 | 0 | 0 | 0 | 0 | 0 | 0 | 0 | 0 | 0 | 1136
785 |  | 40911 | State Income Taxes |  |  |  | -785960.402 | -305141.9328 | 57699.9945 | -29047.6664 | 14129.8727 | -381611.1604 | -15437.0395 | 403.4306 | 4644.8603 | 10247.3542 | -86806.5599 | -55041.5554 | 0
786
787 |  | Calculation of Taxable Income
788
789 |  |  | Operating Revenues |  |  |  | 727088429.2421 | 210320388.3453 | 205167764.4787 | 66433450.838 | 3023673.6845 | 146045081.727 | 7371387.3034 | 234880.8474 | 700719.7879 | 44971678.9449 | 15650624.0803 | 27168779.2048 | 0
790 |  |  | Operating Deductions
791 |  |  | O & M Expenses |  |  |  | 599572809.2062 | 174793838.7173 | 164218000.3327 | 54028191.2442 | 2192715.6687 | 124402717.9634 | 6213361.1181 | 182176.926 | 482389.4478 | 36042740.3808 | 14145241.7576 | 22871435.6497 | 0
792 |  |  | Depreciation Expense |  |  |  | 45162439.563 | 13219018.139 | 12364375.9785 | 4061694.6287 | 163478.6776 | 9346169.7045 | 466812.8233 | 13671.2238 | 36028.8639 | 2716948.5912 | 1063129.8859 | 1711111.0466 | 0
793 |  |  | Amortization Expense |  |  |  | 3410874.6762 | 1134406.6033 | 930895.7433 | 285680.15 | 593.2432 | 649669.8654 | 30831.34 | 788.1411 | 1685.7648 | 207633.2768 | 75490.0679 | 93200.4804 | 0
794 |  |  | Taxes Other Than Income |  |  |  | 8180561.9968 | 2933314.9592 | 2182288.5903 | 656641.2943 | 15674.3305 | 1433924.302 | 73852.8044 | 2053.2603 | 3614.6365 | 516314.5824 | 166908.6839 | 195974.553 | 0
795 |  |  | Interest & Dividends (AFUDC-Equity) |  | F104P |  | -1787693.2519 | -645614.5131 | -476335.6153 | -142814.9257 | -3304.9183 | -311208.4166 | -16049.8718 | -444.9672 | -764.5158 | -113018.0961 | -36272.6326 | -41864.7794 | 0 | 1147
796 |  |  | Misc Revenue & Expense |  |  |  | -100578.0175 | -29242.1553 | -27556.8855 | -9074.4219 | -369.1684 | -20908.7508 | -1043.5142 | -30.601 | -81.3024 | -6041.9129 | -2376.9727 | -3852.3325 | 0
797 |  |  | Total Operating Deductions |  |  |  | 654438414.1728 | 191405721.7504 | 179191668.1441 | 58880317.9697 | 2368787.8332 | 135500364.6678 | 6767764.6997 | 198213.983 | 522872.8947 | 39364576.8222 | 15412120.7901 | 24826004.6178 | 0
798 |  |  | Other Deductions
799 |  |  | Interest Deductions |  | F101P |  | 23680836.5023 | 6629080.6374 | 6516488.9896 | 2174222.6231 | 93595.2785 | 5044896.0509 | 250741.9525 | 7408.1751 | 20543.1289 | 1411321.0572 | 571554.9017 | 960983.7074 | 0
800 |  |  | Interest on PCRBS |  |  |  | 0 | 0 | 0 | 0 | 0 | 0 | 0 | 0 | 0 | 0 | 0 | 0 | 0
801 |  |  | Schedule M Adjustments |  |  |  | -66281081.694 | -19006773.9047 | -18188682.3554 | -6018726.6857 | -250059.8962 | -13905353.1762 | -692903.5473 | -20372.5517 | -54994.0651 | -3970068.4176 | -1578987.1536 | -2594159.9405 | 0
802
803 |  |  | Income Before State Taxes |  |  |  | -17311903.1271 | -6721187.9472 | 1270924.9896 | -639816.4405 | 311230.6766 | -8405532.1679 | -340022.8961 | 8886.1375 | 102309.6991 | 225712.6478 | -1912038.7651 | -1212369.061 | 0
804
805 |  |  | State Income Taxes |  |  |  | -785960.402 | -305141.9328 | 57699.9945 | -29047.6664 | 14129.8727 | -381611.1604 | -15437.0395 | 403.4306 | 4644.8603 | 10247.3542 | -86806.5599 | -55041.5554 | 0
806
807 |  |  | Adjustments to Calculated Tax:
808 |  |  |  | PMI | F30 |  | -6250.4698 | -1817.268 | -1712.536 | -563.9344 | -22.9421 | -1299.3845 | -64.8497 | -1.9017 | -5.0526 | -375.4776 | -147.7181 | -239.4051 | 0 | 1166
809 |  |  |  | Renewable Energy Credits | F30 |  | -6480172.4829 | -1884051.9507 | -1775471.175 | -584658.7612 | -23785.2656 | -1347136.4305 | -67232.9019 | -1971.604 | -5238.2561 | -389276.2896 | -153146.713 | -248203.1353 | 0 | 1167
810 |  |  |  | System Overheads | F102P |  | -48.1705 | -17.4944 | -12.8247 | -3.8339 | -0.086519 | -8.3387 | -0.43053 | -0.011913 | -0.020071 | -3.0497 | -0.97274 | -1.1074 | 0 | 1168
811 |  |  |  | Situs | F107P |  | 0 | 0 | 0 | 0 | 0 | 0 | 0 | 0 | 0 | 0 | 0 | 0 | 0 | 1169
812 |  |  |  | Total Adjustments |  |  | -6486471.1232 | -1885886.7131 | -1777196.5357 | -585226.5294 | -23808.2942 | -1348444.1537 | -67298.1822 | -1973.5177 | -5243.3287 | -389654.817 | -153295.4039 | -248443.6477 | 0
813
814 |  |  | 35%
815
816 |  | 40910 | Federal Income Tax |  |  |  | -12270551.077 | -4131502.8181 | -1352567.7874 | -798995.6004 | 80176.9871 | -4156816.5063 | -180903.232 | 995.4297 | 28939.3649 | -314241.9642 | -792126.6756 | -653508.2747 | 0
817
818
819 |  | TOTAL OPERATING EXPENSES |  |  |  |  | 656194660.0588 | 192285106.0174 | 181847768.7379 | 59240591.7544 | 2491356.2292 | 133556235.0115 | 6705062.4942 | 203327.0049 | 562976.8482 | 39995674.7014 | 14835211.6489 | 24471349.6109 | 0
820
821
822 |  | Distribution - METER - Unbundled |  |  |  |  | D: STEAM PRODUCTION PLANT
823
824 |  | A |  | B | C |  | D | E | F | G | H | I | J | K | L | M | N | O
825 |  | FERC ACCT |  | DESCRIPTION | COS Factor |  | Utah Jurisdiction Normalized | Residential Sch 1 | General Large Dist. Sch 6 | General +1 MW Sch 8 | Street & Area Lighting Sch. 7,11,12 | General Trans Sch 9 | Irrigation Sch 10 | Traffic Signals Sch 15 | Outdoor Lighting Sch 15 | General Small Dist. Sch 23 | Industrial Cust 1 | Industrial Cust 2
826 |  | 310 | Land and Land Rights |  | F30 |  | 10248459.7017 | 2979647.6164 | 2807925.9983 | 924643.8686 | 37616.6431 | 2130510.1766 | 106329.5287 | 3118.1122 | 8284.3561 | 615644.4721 | 242203.1081 | 392535.8216 | 0 | 1186
827 |  |  |  | Total 310 |  |  | 10248459.7017 | 2979647.6164 | 2807925.9983 | 924643.8686 | 37616.6431 | 2130510.1766 | 106329.5287 | 3118.1122 | 8284.3561 | 615644.4721 | 242203.1081 | 392535.8216 | 0
828
829 |  | 311 | Structures and Improvements |  | F30 |  | 111496170.899 | 32416510.3367 | 30548297.6067 | 10059487.3563 | 409243.1244 | 23178480.8318 | 1156791.9133 | 33922.9091 | 90128.0783 | 6697787.1085 | 2635002.7147 | 4270518.9192 | 0 | 1193
830 |  |  |  | Total 311 |  |  | 111496170.899 | 32416510.3367 | 30548297.6067 | 10059487.3563 | 409243.1244 | 23178480.8318 | 1156791.9133 | 33922.9091 | 90128.0783 | 6697787.1085 | 2635002.7147 | 4270518.9192 | 0
831
832 |  | 312 | Boiler Plant Equipment |  | F30 |  | 470889807.5826 | 136906982.4719 | 129016825.1162 | 42484957.3523 | 1728385.9574 | 97891347.2181 | 4885562.5899 | 143269.0646 | 380644.4035 | 28287246.6139 | 11128596.7161 | 18035990.0788 | 0 | 1200
833 |  |  |  | Total 312 |  |  | 470889807.5826 | 136906982.4719 | 129016825.1162 | 42484957.3523 | 1728385.9574 | 97891347.2181 | 4885562.5899 | 143269.0646 | 380644.4035 | 28287246.6139 | 11128596.7161 | 18035990.0788 | 0
834
835 |  | 314 | Turbogenerator Units |  | F30 |  | 109062374.7017 | 31708905.9504 | 29881473.536 | 9839903.6533 | 400309.9534 | 22672528.9408 | 1131540.8599 | 33182.4222 | 88160.7159 | 6551584.3406 | 2577484.51 | 4177299.8192 | 0 | 1207
836 |  |  |  | Total 314 |  |  | 109062374.7017 | 31708905.9504 | 29881473.536 | 9839903.6533 | 400309.9534 | 22672528.9408 | 1131540.8599 | 33182.4222 | 88160.7159 | 6551584.3406 | 2577484.51 | 4177299.8192 | 0
837
838 |  | 315 | Accessory Electric Equipment |  | F30 |  | 53997051.6063 | 15699157.8046 | 14794391.4939 | 4871760.6491 | 198194.4485 | 11225225.1852 | 560228.6799 | 16428.6994 | 43648.5886 | 3243705.6199 | 1276118.9593 | 2068191.4779 | 0 | 1214
839 |  |  |  | Total 316 |  |  | 53997051.6063 | 15699157.8046 | 14794391.4939 | 4871760.6491 | 198194.4485 | 11225225.1852 | 560228.6799 | 16428.6994 | 43648.5886 | 3243705.6199 | 1276118.9593 | 2068191.4779 | 0
840
841 |  | 316 | Misc Power Plant Equipment |  | F30 |  | 3421012.1541 | 994628.5595 | 937306.6049 | 308653.0078 | 12556.7155 | 711180.1598 | 35493.5884 | 1040.8491 | 2765.3797 | 205506.7086 | 80849.2008 | 131031.3799 | 0 | 1221
842 |  |  |  | Total 316 |  |  | 3421012.1541 | 994628.5595 | 937306.6049 | 308653.0078 | 12556.7155 | 711180.1598 | 35493.5884 | 1040.8491 | 2765.3797 | 205506.7086 | 80849.2008 | 131031.3799 | 0
843
844 |  | S00 | Unclassified Steam Plant - Acct 300 |  | F30 |  | -254807.6388 | -74083.0325 | -69813.5148 | -22989.4372 | -935.2633 | -52970.913 | -2643.673 | -77.5257 | -205.9741 | -15306.7796 | -6021.9003 | -9759.6252 | 0 | 1226
845
846
847
848 |  | Total Steam Production Plant |  |  |  |  | 758860069.0067 | 220631749.7069 | 207916406.8411 | 68466416.4502 | 2785371.5791 | 157756301.5993 | 7873303.4872 | 230884.5308 | 613425.548 | 45586168.0839 | 17934233.3088 | 29065807.8713 | 0
849
850
851 | [6 empty] | D: NUCLEAR PRODUCTION
852
853
854 |  | 320 | Land and Land Rights |  | F30 |  | 0 | 0 | 0 | 0 | 0 | 0 | 0 | 0 | 0 | 0 | 0 | 0 | 0 | 1232
855
856 |  | 321 | Structures and Improvements |  | F30 |  | 0 | 0 | 0 | 0 | 0 | 0 | 0 | 0 | 0 | 0 | 0 | 0 | 0 | 1236
857
858 |  | 322 | Reactor Plant Equipment |  | F30 |  | 0 | 0 | 0 | 0 | 0 | 0 | 0 | 0 | 0 | 0 | 0 | 0 | 0 | 1240
859
860 |  | 323 | Turbogenerator Units |  | F30 |  | 0 | 0 | 0 | 0 | 0 | 0 | 0 | 0 | 0 | 0 | 0 | 0 | 0 | 1244
861
862 |  | 324 | Land and Land Rights |  | F30 |  | 0 | 0 | 0 | 0 | 0 | 0 | 0 | 0 | 0 | 0 | 0 | 0 | 0 | 1248
863
864 |  | 325 | Misc. Power Plant Equipment |  | F30 |  | 0 | 0 | 0 | 0 | 0 | 0 | 0 | 0 | 0 | 0 | 0 | 0 | 0 | 1252
865
866 |  | N00 | Unclassified Nuclear Plt - Acct 300 |  | F30 |  | 0 | 0 | 0 | 0 | 0 | 0 | 0 | 0 | 0 | 0 | 0 | 0 | 0 | 1258
867
868 |  | Total Nuclear Production Plant |  |  |  |  | 0 | 0 | 0 | 0 | 0 | 0 | 0 | 0 | 0 | 0 | 0 | 0 | 0
869
870
871 | [6 empty] | D: HYDRAULIC PRODUCTION PLANT
872
873
874 |  | 330 | Land and Land Rights |  | F30 |  | 3429461.9882 | 997085.2729 | 939621.7341 | 309415.3748 | 12587.7304 | 712936.7611 | 35581.2569 | 1043.4199 | 2772.2102 | 206014.3062 | 81048.8968 | 131355.0249 | 0 | 1268
875
876 |  | 331 | Structures and Improvements |  | F30 |  | 27726489.9929 | 8061227.9526 | 7596647.141 | 2501559.2309 | 101769.1935 | 5763946.0768 | 287667.0934 | 8435.8341 | 22412.7451 | 1665583.0038 | 655263.5468 | 1061978.1749 | 0 | 1275
877
878 |  | 332 | Reservoirs, Dams & Waterways |  | F30 |  | 52858480.6927 | 15368128.537 | 14482439.9459 | 4769035.689 | 194015.3605 | 10988532.3564 | 548415.8112 | 16082.2871 | 42728.2233 | 3175309.499 | 1249210.9729 | 2024582.0105 | 0 | 1282
879
880 |  | 333 | Water Wheel, Turbines, & Generators |  | F30 |  | 13930926.9459 | 4050291.8952 | 3816867.4211 | 1256886.0647 | 51133.0212 | 2896043.1608 | 144535.7585 | 4238.5094 | 11261.0834 | 836857.2854 | 329231.3092 | 533581.437 | 0 | 1289
881
882 |  | 334 | Accessory Electric Equipment |  | F30 |  | 8553461.6437 | 2486842.1539 | 2343521.6632 | 771716.5403 | 31395.207 | 1778143.995 | 88743.6329 | 2602.406 | 6914.2021 | 513822.714 | 202145.0106 | 327614.1188 | 0 | 1296
883
884 |  | 335 | Misc. Power Plant Equipment |  | F30 |  | 259323.9877 | 75396.1204 | 71050.9275 | 23396.9145 | 951.8404 | 53909.7982 | 2690.5309 | 78.8998 | 209.6249 | 15578.0853 | 6128.6357 | 9932.6101 | 0 | 1303
885
886 |  | 336 | Roads, Railroads & Bridges |  | F30 |  | 2284626.0269 | 664234.499 | 625953.6559 | 206125.1651 | 8385.6467 | 474941.5172 | 23703.3872 | 695.1015 | 1846.7805 | 137241.832 | 53992.8478 | 87505.5941 | 0 | 1310
887
888 |  | H00 | Unclassified Hydro Plant - Acct 300 |  | F30 |  | 0 | 0 | 0 | 0 | 0 | 0 | 0 | 0 | 0 | 0 | 0 | 0 | 0 | 1316
889
890 |  | Total Hydraulic Plant |  |  |  |  | 109042771.278 | 31703206.431 | 29876102.4886 | 9838134.9792 | 400237.9996 | 22668453.6656 | 1131337.4711 | 33176.4578 | 88144.8695 | 6550406.7256 | 2577021.2199 | 4176548.9702 | 0
891
892 |  | Distribution - METER - Unbundled
893 |  | A |  | B | C |  | D | E | F | G | H | I | J | K | L | M | N | O
894 |  | FERC ACCT |  | DESCRIPTION | COS Factor |  | Utah Jurisdiction Normalized | Residential Sch 1 | General Large Dist. Sch 6 | General +1 MW Sch 8 | Street & Area Lighting Sch. 7,11,12 | General Trans Sch 9 | Irrigation Sch 10 | Traffic Signals Sch 15 | Outdoor Lighting Sch 15 | General Small Dist. Sch 23 | Industrial Cust 1 | Industrial Cust 2
895 |  | 340 | Land and Land Rights |  | F30 |  | 4088040.8616 | 1188561.1656 | 1120062.5803 | 368834.1494 | 15005.0231 | 849846.017 | 42414.1257 | 1243.7937 | 3304.5733 | 245576.3921 | 96613.1723 | 156579.8691 | 0 | 1322
896 |  |  |  | Wind Generation | F30 |  | 590926.6995 | 171806.6307 | 161905.1537 | 53315.0118 | 2168.9775 | 122845.3235 | 6130.966 | 179.7905 | 477.6764 | 35498.0911 | 13965.4433 | 22633.6351 | 0 | 1323
897 |  |  |  | Simple Cycle Combustion Turbine | F30 |  | 23768.8302 | 6910.5739 | 6512.307 | 2144.4884 | 87.2427 | 4941.2044 | 246.6057 | 7.2317 | 19.2136 | 1427.8388 | 561.7317 | 910.3922 | 0 | 1324
898 |  |  |  | Total 340 |  |  | 4702736.3912 | 1367278.3703 | 1288480.0409 | 424293.6496 | 17261.2433 | 977632.5449 | 48791.6974 | 1430.8159 | 3801.4632 | 282502.322 | 111140.3473 | 180123.8964 | 0
899
900 |  | 341 | Structures and Improvements |  | F30 |  | 18564362.8129 | 5397421.7605 | 5086360.1459 | 1674927.2328 | 68139.8991 | 3859269.1044 | 192608.4511 | 5648.2405 | 15006.5274 | 1115196.5931 | 438733.8687 | 711050.9893 | 0 | 1328
901 |  |  |  | Wind Generation | F30 |  | 5794374.9878 | 1684662.4882 | 1587572.83 | 522784.2486 | 21268.0678 | 1204568.8072 | 60117.6352 | 1762.9489 | 4683.8907 | 348079.1294 | 136939.1765 | 221935.7652 | 0 | 1330
902 |  |  |  | Simple Cycle Combustion Turbine | F30 |  | 467946.0698 | 136051.1172 | 128210.2846 | 42219.3653 | 1717.5811 | 97279.3857 | 4855.0208 | 142.3734 | 378.2648 | 28110.4107 | 11059.027 | 17923.2392 | 0 | 1331
903 |  |  |  | Total 341 |  |  | 24826683.8705 | 7218135.3658 | 6802143.2606 | 2239930.8468 | 91125.548 | 5161117.2973 | 257581.1071 | 7553.5629 | 20068.683 | 1491386.1331 | 586732.0722 | 950909.9937 | 0
904
905 |  | 342 | Fuel Holders, Producers & Access |  | F30 |  | 1470104.467 | 427419.6707 | 402786.8259 | 132636.8177 | 5395.9714 | 305613.977 | 15252.5862 | 447.2819 | 1188.3609 | 88311.9722 | 34743.1596 | 56307.8435 | 0 | 1335
906 |  |  |  | Simple Cycle Combustion Turbine | F30 |  | 268198.246 | 77976.2313 | 73482.3427 | 24197.5742 | 984.4131 | 55754.6313 | 2782.6028 | 81.5998 | 216.7984 | 16111.1789 | 6338.3621 | 10272.5114 | 0 | 1337
907 |  |  |  | Total 342 |  |  | 1738302.713 | 505395.902 | 476269.1685 | 156834.3919 | 6380.3844 | 361368.6083 | 18035.1891 | 528.8817 | 1405.1593 | 104423.1511 | 41081.5217 | 66580.3549 | 0
908
909 |  | 343 | Prime Movers |  | F30 |  | 195716310.4657 | 56902759.5308 | 53623367.0662 | 17658057.0855 | 718370.4493 | 40686659.5869 | 2030590.3191 | 59547.0369 | 158207.5404 | 11757051.1219 | 4625387.6275 | 7496313.1012 | 0 | 1342
910 |  |  |  | Wind Generation | F30 |  | 118348136.573 | 34408657.8186 | 32425634.6032 | 10677690.309 | 434393.0449 | 24602907.8212 | 1227882.2334 | 36007.6318 | 95666.8739 | 7109397.7224 | 2796936.0619 | 4532962.4526 | 0 | 1343
911 |  |  |  | Simple Cycle Combustion Turbine | F30 |  | 6025694.8585 | 1751916.6631 | 1650951.0447 | 543654.5556 | 22117.12 | 1252656.9446 | 62517.6186 | 1833.3284 | 4870.8785 | 361974.9541 | 142405.9874 | 230795.7635 | 0 | 1344
912 |  |  |  | Total 343 |  |  | 320090141.8972 | 93063334.0125 | 87699952.7141 | 28879401.9501 | 1174880.6142 | 66542224.3526 | 3320990.1711 | 97387.9971 | 258745.2927 | 19228423.7984 | 7564729.6769 | 12260071.3173 | 0
913
914 |  | 344 | Generators |  | F30 |  | 6107870.7853 | 1775808.5758 | 1673466.0302 | 551068.6909 | 22418.7441 | 1269740.1604 | 63370.2079 | 1858.3306 | 4937.3055 | 366911.4184 | 144348.0612 | 233943.2604 | 0 | 1349
915 |  |  |  | Wind Generation | F30 |  | 43677397.1681 | 12698810.9579 | 11966959.1935 | 3940693.398 | 160316.4874 | 9079914.6274 | 453160.4936 | 13288.9261 | 35306.6822 | 2623784.3446 | 1032233.2972 | 1672928.7602 | 0 | 1350
916 |  |  |  | Simple Cycle Combustion Turbine | F30 |  | 1886576.2679 | 548505.1065 | 516893.924 | 170212.0347 | 6924.6178 | 392192.5884 | 19573.5526 | 573.9942 | 1525.0164 | 113330.2256 | 44585.6889 | 72259.5187 | 0 | 1351
917 |  |  |  | Total 344 |  |  | 51671844.2213 | 15023124.6402 | 14157319.1477 | 4661974.1237 | 189659.8493 | 10741847.3762 | 536104.2542 | 15721.2509 | 41769.0041 | 3104025.9886 | 1221167.0473 | 1979131.5393 | 0
918
919 |  | 345 | Accessory Electric Plant |  | F30 |  | 23043465.8946 | 6699680.7545 | 6313567.976 | 2079044.0779 | 84580.3035 | 4790411.4395 | 239079.9145 | 7011.0156 | 18627.2164 | 1384264.8367 | 544589.0626 | 882609.2975 | 0 | 1355
920 |  |  |  | Wind Generation | F30 |  | 12246069.6097 | 3560434.7565 | 3355241.4934 | 1104873.6599 | 44948.8063 | 2545785.0922 | 127055.0744 | 3725.8885 | 9899.1267 | 735644.6997 | 289412.8687 | 469048.1434 | 0 | 1356
921 |  |  |  | Simple Cycle Combustion Turbine | F30 |  | 315902.5672 | 91845.8343 | 86552.6193 | 28501.5876 | 1159.5103 | 65671.6867 | 3277.5434 | 96.1139 | 255.3603 | 18976.8682 | 7465.7642 | 12099.6791 | 0 | 1358
922 |  |  |  | Total 345 |  |  | 35605438.0716 | 10351961.3453 | 9755362.0887 | 3212419.3253 | 130688.6201 | 7401868.2184 | 369412.5323 | 10833.0181 | 28781.7033 | 2138886.4047 | 841467.6955 | 1363757.12 | 0
923
924 |  | 346 | Misc. Power Plant Equipment |  | F30 |  | 1376764.7094 | 400281.9745 | 377213.1163 | 124215.4513 | 5053.3708 | 286209.9583 | 14284.1702 | 418.8831 | 1112.9096 | 82704.8754 | 32537.2496 | 52732.7503 | 0 | 1362
925 |  |  |  | Wind Generation | F30 |  | 283750.8605 | 82498.0143 | 77743.5284 | 25600.7733 | 1041.4984 | 58987.8005 | 2943.9639 | 86.3317 | 229.3704 | 17045.454 | 6705.919 | 10868.2066 | 0 | 1363
926
927 |  | O00 | Unclassified Other Prod - Acct 300 |  | F30 |  | 1669568.8551 | 485412.1502 | 457437.1106 | 150633.0366 | 6128.099 | 347079.8091 | 17322.0635 | 507.9693 | 1349.5982 | 100294.1775 | 39457.126 | 63947.7152 | 0 | 1370
928
929 |  | Total Other Production Plant |  |  |  |  | 441965231.5899 | 128497421.7749 | 121091920.176 | 39875303.5486 | 1622219.2276 | 91878335.9657 | 4585465.1486 | 134468.7108 | 357263.1839 | 26549692.3048 | 10445018.6555 | 16928122.8936 | 0
930
931 |  | Experimental Plant
932 |  | 103 | Experimental Plant |  | F30 |  | 0 | 0 | 0 | 0 | 0 | 0 | 0 | 0 | 0 | 0 | 0 | 0 | 0 | 1376
933
934 |  | TOTAL PRODUCTION PLANT |  |  |  |  | 1309868071.8746 | 380832377.9129 | 358884429.5056 | 118179854.9779 | 4807828.8063 | 272303091.2306 | 13590106.1069 | 398529.6994 | 1058833.6014 | 78686267.1143 | 30956273.1841 | 50170479.7352 | 0
935
936 | [6 empty] | D: TRANSMISSION PLANT
937 |  | 350 | Land and Land Rights
938 |  |  |  | Demand | F30 |  | 0 | 0 | 0 | 0 | 0 | 0 | 0 | 0 | 0 | 0 | 0 | 0 | 0 | 1385
939 |  |  |  | Direct Assigned | A | 0 | 0 | 0 | 0 | 0 | 0 | 0 | 0 | 0 | 0 | 0 | 0 | 0 | 0
940 | [6 empty] | 0 | 0 | 0 | 0 | 0 | 0 | 0 | 0 | 0 | 0 | 0 | 0 | 0
941 |  | 352 | Structures and Improvements
942 |  |  |  | Demand | F30 |  | 0 | 0 | 0 | 0 | 0 | 0 | 0 | 0 | 0 | 0 | 0 | 0 | 0 | 1392
943 |  |  |  | Direct Assigned | A | 0 | 0 | 0 | 0 | 0 | 0 | 0 | 0 | 0 | 0 | 0 | 0 | 0 | 0
944 | [6 empty] | 0 | 0 | 0 | 0 | 0 | 0 | 0 | 0 | 0 | 0 | 0 | 0 | 0
945 |  | 353 | Station Equipment
946 |  |  |  | Demand | F30 |  | 0 | 0 | 0 | 0 | 0 | 0 | 0 | 0 | 0 | 0 | 0 | 0 | 0 | 1398
947 |  |  |  | Direct Assigned | A | 0 | 0 | 0 | 0 | 0 | 0 | 0 | 0 | 0 | 0 | 0 | 0 | 0 | 0
948 | [6 empty] | 0 | 0 | 0 | 0 | 0 | 0 | 0 | 0 | 0 | 0 | 0 | 0 | 0
949 |  | 354 | Towers and Fixtures
950 |  |  |  | Demand | F30 |  | 0 | 0 | 0 | 0 | 0 | 0 | 0 | 0 | 0 | 0 | 0 | 0 | 0 | 1404
951 |  |  |  | Direct Assigned | A | 0 | 0 | 0 | 0 | 0 | 0 | 0 | 0 | 0 | 0 | 0 | 0 | 0 | 0
952 | [6 empty] | 0 | 0 | 0 | 0 | 0 | 0 | 0 | 0 | 0 | 0 | 0 | 0 | 0
953 |  | 355 | Poles and Fixtures
954 |  |  |  | Demand | F30 |  | 0 | 0 | 0 | 0 | 0 | 0 | 0 | 0 | 0 | 0 | 0 | 0 | 0 | 1410
955 |  |  |  | Direct Assigned | A | 0 | 0 | 0 | 0 | 0 | 0 | 0 | 0 | 0 | 0 | 0 | 0 | 0 | 0
956 | [6 empty] | 0 | 0 | 0 | 0 | 0 | 0 | 0 | 0 | 0 | 0 | 0 | 0 | 0
957 |  | 356 | Overhead Conductors
958 |  |  |  | Demand | F30 |  | 0 | 0 | 0 | 0 | 0 | 0 | 0 | 0 | 0 | 0 | 0 | 0 | 0 | 1416
959 |  |  |  | Direct Assigned | A | 0 | 0 | 0 | 0 | 0 | 0 | 0 | 0 | 0 | 0 | 0 | 0 | 0 | 0
960 | [6 empty] | 0 | 0 | 0 | 0 | 0 | 0 | 0 | 0 | 0 | 0 | 0 | 0 | 0
961 |  | 357 | Underground Conduit
962 |  |  |  | Demand | F30 |  | 0 | 0 | 0 | 0 | 0 | 0 | 0 | 0 | 0 | 0 | 0 | 0 | 0 | 1422
963 |  |  |  | Direct Assigned | A | 0 | 0 | 0 | 0 | 0 | 0 | 0 | 0 | 0 | 0 | 0 | 0 | 0 | 0
964 | [6 empty] | 0 | 0 | 0 | 0 | 0 | 0 | 0 | 0 | 0 | 0 | 0 | 0 | 0
965 |  | 358 | Underground Conductors
966 |  |  |  | Demand | F30 |  | 0 | 0 | 0 | 0 | 0 | 0 | 0 | 0 | 0 | 0 | 0 | 0 | 0 | 1428
967 |  |  |  | Direct Assigned | A | 0 | 0 | 0 | 0 | 0 | 0 | 0 | 0 | 0 | 0 | 0 | 0 | 0 | 0
968 | [6 empty] | 0 | 0 | 0 | 0 | 0 | 0 | 0 | 0 | 0 | 0 | 0 | 0 | 0
969 |  | 359 | Roads and Trails
970 |  |  |  | Demand | F30 |  | 0 | 0 | 0 | 0 | 0 | 0 | 0 | 0 | 0 | 0 | 0 | 0 | 0 | 1434
971 |  |  |  | Direct Assigned | A | 0 | 0 | 0 | 0 | 0 | 0 | 0 | 0 | 0 | 0 | 0 | 0 | 0 | 0
972 | [6 empty] | 0 | 0 | 0 | 0 | 0 | 0 | 0 | 0 | 0 | 0 | 0 | 0 | 0
973
974 |  | T00 | Unclassified Trans Plant - Acct 300 |  | F30 |  | 0 | 0 | 0 | 0 | 0 | 0 | 0 | 0 | 0 | 0 | 0 | 0 | 0 | 1438
975 |  | TS0 | Unclassified Trans Sub - Acct 300 |  | F30 |  | 0 | 0 | 0 | 0 | 0 | 0 | 0 | 0 | 0 | 0 | 0 | 0 | 0 | 1442
976
977 |  | TOTAL TRANSMISSION PLANT |  |  |  |  | 0 | 0 | 0 | 0 | 0 | 0 | 0 | 0 | 0 | 0 | 0 | 0 | 0
978 |  | Distribution - METER - Unbundled |  |  |  |  | D: DISTRIBUTION PLANT
979 |  | A |  | B | C |  | D | E | F | G | H | I | J | K | L | M | N | O
980 |  | FERC ACCT |  | DESCRIPTION | COS Factor |  | Utah Jurisdiction Normalized | Residential Sch 1 | General Large Dist. Sch 6 | General +1 MW Sch 8 | Street & Area Lighting Sch. 7,11,12 | General Trans Sch 9 | Irrigation Sch 10 | Traffic Signals Sch 15 | Outdoor Lighting Sch 15 | General Small Dist. Sch 23 | Industrial Cust 1 | Industrial Cust 2
981
982 |  | 360 | Land and Land Rights
983 |  |  |  | Demand Primary | F20 |  | 0 | 0 | 0 | 0 | 0 | 0 | 0 | 0 | 0 | 0 | 0 | 0 | 0 | 1447
984 |  |  |  | Assigned | A | 0 | 0 | 0 | 0 | 0 | 0 | 0 | 0 | 0 | 0 | 0 | 0 | 0 | 0
985 | [6 empty] | 0 | 0 | 0 | 0 | 0 | 0 | 0 | 0 | 0 | 0 | 0 | 0 | 0
986 |  | 361 | Structures and Improvements
987 |  |  |  | Demand Primary | F20 |  | 0 | 0 | 0 | 0 | 0 | 0 | 0 | 0 | 0 | 0 | 0 | 0 | 0 | 1451
988 |  |  |  | Assigned | A | 0 | 0 | 0 | 0 | 0 | 0 | 0 | 0 | 0 | 0 | 0 | 0 | 0 | 0
989 | [6 empty] | 0 | 0 | 0 | 0 | 0 | 0 | 0 | 0 | 0 | 0 | 0 | 0 | 0
990 |  | 362 | Station Equipment
991 |  |  |  | Demand Primary | F20 |  | 0 | 0 | 0 | 0 | 0 | 0 | 0 | 0 | 0 | 0 | 0 | 0 | 0 | 1455
992 |  |  |  | Assigned | A | 0 | 0 | 0 | 0 | 0 | 0 | 0 | 0 | 0 | 0 | 0 | 0 | 0 | 0
993 | [6 empty] | 0 | 0 | 0 | 0 | 0 | 0 | 0 | 0 | 0 | 0 | 0 | 0 | 0
994 |  | 364 | Poles, Towers & Fixtures
995 |  |  |  | Demand Primary | F20 | 0 | 0 | 0 | 0 | 0 | 0 | 0 | 0 | 0 | 0 | 0 | 0 | 0 | 0 | 1459
996 |  |  |  | Demand Secondary | F22 | 0 | 0 | 0 | 0 | 0 | 0 | 0 | 0 | 0 | 0 | 0 | 0 | 0 | 0
997 |  |  |  | Assigned | A | 0 | 0 | 0 | 0 | 0 | 0 | 0 | 0 | 0 | 0 | 0 | 0 | 0 | 0
998 | [6 empty] | 0 | 0 | 0 | 0 | 0 | 0 | 0 | 0 | 0 | 0 | 0 | 0 | 0
999 |  | 365 | Overhead Conductors
1000 |  |  |  | Demand Primary | F20 | 0 | 0 | 0 | 0 | 0 | 0 | 0 | 0 | 0 | 0 | 0 | 0 | 0 | 0 | 1463
1001 |  |  |  | Demand Secondary | F22 | 0 | 0 | 0 | 0 | 0 | 0 | 0 | 0 | 0 | 0 | 0 | 0 | 0 | 0
1002 |  |  |  | Assigned | A | 0 | 0 | 0 | 0 | 0 | 0 | 0 | 0 | 0 | 0 | 0 | 0 | 0 | 0
1003 | [6 empty] | 0 | 0 | 0 | 0 | 0 | 0 | 0 | 0 | 0 | 0 | 0 | 0 | 0
1004 |  | 366 | Underground Conduit
1005 |  |  |  | Demand Primary | F20 | 0 | 0 | 0 | 0 | 0 | 0 | 0 | 0 | 0 | 0 | 0 | 0 | 0 | 0 | 1467
1006 |  |  |  | Demand Secondary | F22 | 0 | 0 | 0 | 0 | 0 | 0 | 0 | 0 | 0 | 0 | 0 | 0 | 0 | 0
1007 |  |  |  | Assigned | A | 0 | 0 | 0 | 0 | 0 | 0 | 0 | 0 | 0 | 0 | 0 | 0 | 0 | 0
1008 | [6 empty] | 0 | 0 | 0 | 0 | 0 | 0 | 0 | 0 | 0 | 0 | 0 | 0 | 0
1009 |  | 367 | Underground Conductors
1010 |  |  |  | Demand Primary | F20 | 0 | 0 | 0 | 0 | 0 | 0 | 0 | 0 | 0 | 0 | 0 | 0 | 0 | 0 | 1471
1011 |  |  |  | Demand Secondary | F22 | 0 | 0 | 0 | 0 | 0 | 0 | 0 | 0 | 0 | 0 | 0 | 0 | 0 | 0
1012 |  |  |  | Assigned | A | 0 | 0 | 0 | 0 | 0 | 0 | 0 | 0 | 0 | 0 | 0 | 0 | 0 | 0
1013 | [6 empty] | 0 | 0 | 0 | 0 | 0 | 0 | 0 | 0 | 0 | 0 | 0 | 0 | 0
1014 |  | 368 | Line Transformers
1015 |  |  |  | Demand Secondary | F21 |  | 0 | 0 | 0 | 0 | 0 | 0 | 0 | 0 | 0 | 0 | 0 | 0 | 0 | 1475
1016 |  |  |  | Assigned | A | 0 | 0 | 0 | 0 | 0 | 0 | 0 | 0 | 0 | 0 | 0 | 0 | 0 | 0
1017 | [6 empty] | 0 | 0 | 0 | 0 | 0 | 0 | 0 | 0 | 0 | 0 | 0 | 0 | 0
1018 |  | 369 | Services
1019 |  |  |  | Customer | F70 |  | 0 | 0 | 0 | 0 | 0 | 0 | 0 | 0 | 0 | 0 | 0 | 0 | 0 | 1479
1020 |  |  |  | Assigned | A | 0 | 0 | 0 | 0 | 0 | 0 | 0 | 0 | 0 | 0 | 0 | 0 | 0 | 0
1021 | [6 empty] | 0 | 0 | 0 | 0 | 0 | 0 | 0 | 0 | 0 | 0 | 0 | 0 | 0
1022 |  | 370 | Meters
1023 |  |  |  | Customer | F60 |  | 0 | 0 | 0 | 0 | 0 | 0 | 0 | 0 | 0 | 0 | 0 | 0 | 0 | 1483
1024 |  |  |  | Assigned | A | 0 | 0 | 0 | 0 | 0 | 0 | 0 | 0 | 0 | 0 | 0 | 0 | 0 | 0
1025 | [6 empty] | 0 | 0 | 0 | 0 | 0 | 0 | 0 | 0 | 0 | 0 | 0 | 0 | 0
1026 |  | 371 | Install on Customers' Premises
1027 |  |  |  | Demand Primary | F20 | 0 | 0 | 0 | 0 | 0 | 0 | 0 | 0 | 0 | 0 | 0 | 0 | 0 | 0 | 1487
1028 |  |  |  | Demand Secondary | F22 | 0 | 0 | 0 | 0 | 0 | 0 | 0 | 0 | 0 | 0 | 0 | 0 | 0 | 0
1029 |  |  |  | Assigned | A | 0 | 0 | 0 | 0 | 0 | 0 | 0 | 0 | 0 | 0 | 0 | 0 | 0 | 0
1030 | [6 empty] | 0 | 0 | 0 | 0 | 0 | 0 | 0 | 0 | 0 | 0 | 0 | 0 | 0
1031 |  | 372 | Leased Property
1032 |  |  |  | Demand Primary | F20 | 0.16949 | 0 | 0 | 0 | 0 | 0 | 0 | 0 | 0 | 0 | 0 | 0 | 0 | 0 | 1491
1033 |  |  |  | Demand Secondary | F22 | 0.12196 | 0 | 0 | 0 | 0 | 0 | 0 | 0 | 0 | 0 | 0 | 0 | 0 | 0
1034 |  |  |  | Assigned | A | 0 | 0 | 0 | 0 | 0 | 0 | 0 | 0 | 0 | 0 | 0 | 0 | 0 | 0
1035 | [6 empty] | 0 | 0 | 0 | 0 | 0 | 0 | 0 | 0 | 0 | 0 | 0 | 0 | 0
1036
1037 |  | 373 | Street Lights |  | A | 0 | 0 | 0 | 0 | 0 | 0 | 0 | 0 | 0 | 0 | 0 | 0 | 0 | 0 | 1496
1038
1039
1040 |  | D00 | Unclassified Dist Plant - Acct 300 |  | F22 |  | 0 | 0 | 0 | 0 | 0 | 0 | 0 | 0 | 0 | 0 | 0 | 0 | 0 | 1499
1041 |  | DS0 | Unclassified Dist Sub - Acct 300 |  | F20 |  | 0 | 0 | 0 | 0 | 0 | 0 | 0 | 0 | 0 | 0 | 0 | 0 | 0 | 1503
1042 |  | TOTAL DISTRIBUTION PLANT |  |  |  |  | 0 | 0 | 0 | 0 | 0 | 0 | 0 | 0 | 0 | 0 | 0 | 0 | 0
1043
1044 |  | Distribution - METER - Unbundled |  |  |  |  | DISTRIBUTION PLANT D: GENERAL PLANT
1045
1046 |  | A |  | B | C |  | D | E | F | G | H | I | J | K | L | M | N | O
1047 |  | FERC ACCT |  | DESCRIPTION | COS Factor |  | Utah Jurisdiction Normalized | Residential Sch 1 | General Large Dist. Sch 6 | General +1 MW Sch 8 | Street & Area Lighting Sch. 7,11,12 | General Trans Sch 9 | Irrigation Sch 10 | Traffic Signals Sch 15 | Outdoor Lighting Sch 15 | General Small Dist. Sch 23 | Industrial Cust 1 | Industrial Cust 2
1048 |  | 389 | Land and Land Rights
1049 |  |  |  | Situs | F107P |  | 0 | 0 | 0 | 0 | 0 | 0 | 0 | 0 | 0 | 0 | 0 | 0 | 0 | 1510
1050 |  |  |  | Customer - System | F42 |  | 0 | 0 | 0 | 0 | 0 | 0 | 0 | 0 | 0 | 0 | 0 | 0 | 0 | 1511
1051 |  |  |  | System Generation | F105P |  | 24.673 | 8.9607 | 6.5688 | 1.9637 | 0.044315 | 4.2711 | 0.22052 | 0.0061018 | 0.01028 | 1.5621 | 0.49824 | 0.5672 | 0 | 1512
1052 |  |  |  | System Generation | F105P |  | 59.424 | 21.5814 | 15.8208 | 4.7295 | 0.10673 | 10.2868 | 0.53111 | 0.014696 | 0.02476 | 3.7622 | 1.2 | 1.3661 | 0 | 1513
1053 |  |  |  | System Overheads | F102P |  | 409964.267 | 148889.5962 | 109146.8902 | 32628.7985 | 736.3353 | 70967.9492 | 3664.109 | 101.3872 | 170.8162 | 25955.2417 | 8278.675 | 9424.4684 | 0 | 1514
1054 |  |  | Total Land & Land Rights |  |  |  | 410048.364 | 148920.1383 | 109169.2797 | 32635.4918 | 736.4863 | 70982.5071 | 3664.8607 | 101.408 | 170.8512 | 25960.566 | 8280.3733 | 9426.4017 | 0
1055
1056 |  | 390 | Structures and Improvements
1057 |  |  |  | Situs | F107P |  | 0 | 0 | 0 | 0 | 0 | 0 | 0 | 0 | 0 | 0 | 0 | 0 | 0 | 1518
1058 |  |  |  | System Generation | F105P |  | 24660.6393 | 8956.1772 | 6565.5285 | 1962.7248 | 44.2929 | 4268.9452 | 220.4077 | 6.0988 | 10.2751 | 1561.2894 | 497.9883 | 566.9114 | 0 | 1519
1059 |  |  |  | System Generation | F105P |  | 117345.495 | 42617.1859 | 31241.4932 | 9339.4542 | 210.7638 | 20313.4024 | 1048.7906 | 29.0204 | 48.8933 | 7429.2589 | 2369.6339 | 2697.5983 | 0 | 1520
1060 |  |  |  | System Generation | F105P |  | 33900.0693 | 12311.7258 | 9025.3894 | 2698.0852 | 60.8878 | 5868.3612 | 302.9863 | 8.3837 | 14.1248 | 2146.2468 | 684.5661 | 779.3121 | 0 | 1521
1061 |  |  |  | Customer - System | F42 |  | 0 | 0 | 0 | 0 | 0 | 0 | 0 | 0 | 0 | 0 | 0 | 0 | 0 | 1522
1062 |  |  |  | System Generation | F102P |  | 275001.3714 | 99874.1755 | 73215.026 | 21887.1864 | 493.9289 | 47604.8401 | 2457.8606 | 68.0099 | 114.5824 | 17410.6078 | 5553.2815 | 6321.8723 | 0 | 1523
1063 |  |  |  | System Overheads | F102P |  | 5333809.5407 | 1937116.9946 | 1420047.4796 | 424514.5513 | 9580.0353 | 923323.2139 | 47671.6173 | 1319.091 | 2222.3909 | 337688.7383 | 107709.0846 | 122616.3438 | 0 | 1524
1064
1065 |  |  | Total Structures and Improvements |  |  |  | 5784717.1157 | 2100876.2589 | 1540094.9167 | 460402.002 | 10389.9087 | 1001378.7627 | 51701.6625 | 1430.6038 | 2410.2666 | 366236.1413 | 116814.5544 | 132982.0379 | 0
1066
1067 |  | 391 | Office Furniture & Equipment
1068 |  |  |  | Situs | F107P |  | 0 | 0 | 0 | 0 | 0 | 0 | 0 | 0 | 0 | 0 | 0 | 0 | 0 | 1528
1069 |  |  |  | System Generation | F105P |  | 274.3754 | 99.6468 | 73.0484 | 21.8374 | 0.4928 | 47.4965 | 2.4523 | 0.067855 | 0.11432 | 17.371 | 5.5406 | 6.3075 | 0 | 1529
1070 |  |  |  | System Generation | F105P |  | 0 | 0 | 0 | 0 | 0 | 0 | 0 | 0 | 0 | 0 | 0 | 0 | 0 | 1530
1071 |  |  |  | Customer - System | F42 |  | 0 | 0 | 0 | 0 | 0 | 0 | 0 | 0 | 0 | 0 | 0 | 0 | 0 | 1531
1072 |  |  |  | System Generation | F105P |  | 179686.8337 | 65258.1268 | 47838.9476 | 14301.1622 | 322.7348 | 31105.1648 | 1605.9745 | 44.4379 | 74.8685 | 11376.1505 | 3628.5331 | 4130.7329 | 0 | 1532
1073 |  |  |  | Energy | F30 |  | 30558.772 | 8884.6885 | 8372.6504 | 2757.0954 | 112.165 | 6352.7375 | 317.0525 | 9.2976 | 24.7022 | 1835.7236 | 722.1992 | 1170.4601 | 0 | 1533
1074 |  |  |  | System Overheads | F102P |  | 3314326.1566 | 1203687.0598 | 882390.0571 | 263785.1371 | 5952.8488 | 573735.1991 | 29622.2216 | 819.6576 | 1380.9508 | 209833.2551 | 66928.3433 | 76191.4261 | 0 | 1534
1075 |  |  |  | Cholla | F30 |  | 4389.0738 | 1276.0838 | 1202.5411 | 395.9942 | 16.11 | 912.4265 | 45.5374 | 1.3354 | 3.5479 | 263.66 | 103.7275 | 168.11 | 0 | 1535
1076 |  |  |  | Simple Cycle Combustion Turbine | F30 |  | 0 | 0 | 0 | 0 | 0 | 0 | 0 | 0 | 0 | 0 | 0 | 0 | 0 | 1536
1077 |  |  | Total Office Furniture & Equipment |  |  |  | 3529235.2114 | 1279205.6057 | 939877.2447 | 281261.2263 | 6404.3514 | 612153.0244 | 31593.2383 | 874.7963 | 1484.1837 | 223326.1602 | 71388.3438 | 81667.0366 | 0
1078
1079 |  | 392 | Transportation Equipment
1080 |  |  |  | Situs | F107P |  | 0 | 0 | 0 | 0 | 0 | 0 | 0 | 0 | 0 | 0 | 0 | 0 | 0 | 1540
1081 |  |  |  | System Overheads | F102P |  | 394424.7005 | 143245.9829 | 105009.7116 | 31392.0142 | 708.4247 | 68277.9314 | 3525.2221 | 97.5442 | 164.3414 | 24971.4165 | 7964.8745 | 9067.2369 | 0 | 1541
1082 |  |  |  | System Generation | F105P |  | 920652.0023 | 334359.6404 | 245109.9061 | 73274.1146 | 1653.5796 | 159371.9009 | 8228.4472 | 227.6841 | 383.5999 | 58287.3855 | 18591.3246 | 21164.4195 | 0 | 1542
1083 |  |  |  | Customer - System | F42 |  | 0 | 0 | 0 | 0 | 0 | 0 | 0 | 0 | 0 | 0 | 0 | 0 | 0 | 1543
1084 |  |  |  | System Generation | F105P |  | 45349.9964 | 16470.076 | 12073.7622 | 3609.3777 | 81.453 | 7850.4311 | 405.3215 | 11.2154 | 18.8956 | 2871.153 | 915.782 | 1042.5289 | 0 | 1544
1085 |  |  |  | Energy | F30 |  | 252252.0461 | 73340.0169 | 69113.3203 | 22758.8647 | 925.8831 | 52439.6414 | 2617.1583 | 76.7481 | 203.9083 | 15153.2603 | 5961.5036 | 9661.7411 | 0 | 1545
1086 |  |  |  | System Generation | F105P |  | 5438.7814 | 1975.2404 | 1447.9947 | 432.8692 | 9.7686 | 941.4947 | 48.6098 | 1.3451 | 2.2661 | 344.3346 | 109.8289 | 125.0295 | 0 | 1546
1087 |  |  |  | Cholla | F30 |  | 15928.9268 | 4631.1924 | 4364.2898 | 1437.151 | 58.4666 | 3311.3991 | 165.2654 | 4.8464 | 12.8762 | 956.8809 | 376.4503 | 610.1087 | 0 | 1547
1088 |  |  |  | Simple Cycle Combustion Turbine | F30 |  | 3276.5626 | 952.6311 | 897.7296 | 295.6204 | 12.0265 | 681.1511 | 33.9949 | 0.9969 | 2.6486 | 196.8293 | 77.4354 | 125.4987 | 0 | 1548
1089 |  |  | Total Transportation Equipment |  |  |  | 1637323.0161 | 574974.7802 | 438016.7143 | 133200.0118 | 3449.6021 | 292873.9497 | 15024.0191 | 420.3802 | 788.5361 | 102781.2602 | 33997.1992 | 41796.5632 | 0
1090
1091 |  | 393 | Stores Equipment
1092 |  |  |  | Situs | F107P |  | 0 | 0 | 0 | 0 | 0 | 0 | 0 | 0 | 0 | 0 | 0 | 0 | 0 | 1552
1093 |  |  |  | System Generation | F105P |  | 0 | 0 | 0 | 0 | 0 | 0 | 0 | 0 | 0 | 0 | 0 | 0 | 0 | 1553
1094 |  |  |  | System Generation | F105P |  | 0 | 0 | 0 | 0 | 0 | 0 | 0 | 0 | 0 | 0 | 0 | 0 | 0 | 1554
1095 |  |  |  | System Overheads | F102P |  | 10460.8379 | 3799.1358 | 2785.0425 | 832.5715 | 18.7887 | 1810.851 | 93.4951 | 2.587 | 4.3586 | 662.286 | 211.2425 | 240.4791 | 0 | 1555
1096 |  |  |  | System Generation | F105P |  | 272233.2427 | 98868.8548 | 72478.0529 | 21666.8728 | 488.9571 | 47125.6558 | 2433.1201 | 67.3253 | 113.429 | 17235.3549 | 5497.3829 | 6258.2371 | 0 | 1556
1097 |  |  |  | Simple Cycle Combustion Turbine | F30 |  | 3960.0989 | 1151.3632 | 1085.0084 | 357.2909 | 14.5354 | 823.2487 | 41.0867 | 1.2049 | 3.2012 | 237.8907 | 93.5895 | 151.6794 | 0 | 1557
1098 |  |  | Total Stores Equipment |  |  |  | 286654.1794 | 103819.3538 | 76348.1038 | 22856.7352 | 522.2812 | 49759.7555 | 2567.7019 | 71.1172 | 120.9888 | 18135.5315 | 5802.2149 | 6650.3957 | 0 | 1558
1099
1100 |  | 394 | Tools, Shop & Garage Equipment
1101 |  |  |  | Situs | F107P |  | 0 | 0 | 0 | 0 | 0 | 0 | 0 | 0 | 0 | 0 | 0 | 0 | 0 | 1561
1102 |  |  |  | System Generation | F105P |  | 9293.4321 | 3375.1609 | 2474.2381 | 739.6584 | 16.6919 | 1608.7642 | 83.0613 | 2.2983 | 3.8722 | 588.3763 | 187.6683 | 213.6422 | 0 | 1562
1103 |  |  |  | System Generation | F105P |  | 1117170.7481 | 405730.7306 | 297430.1 | 88914.9182 | 2006.5462 | 193390.7984 | 9984.859 | 276.2847 | 465.4816 | 70729.181 | 22559.7554 | 25682.093 | 0 | 1563
1104 |  |  |  | System Overheads | F102P |  | 202806.5536 | 73654.6775 | 53994.2293 | 16141.2462 | 364.2601 | 35107.3651 | 1812.61 | 50.1556 | 84.5016 | 12839.8828 | 4095.4046 | 4662.2209 | 0 | 1564
1105 |  |  |  | Energy | F30 |  | 20086.3707 | 5839.9319 | 5503.3677 | 1812.2469 | 73.7264 | 4175.6731 | 208.3995 | 6.1113 | 16.2368 | 1206.6265 | 474.7037 | 769.3468 | 0 | 1565
1106 |  |  |  | System Generation | F105P |  | 778.028 | 282.5619 | 207.1384 | 61.9228 | 1.3974 | 134.6826 | 6.9537 | 0.19241 | 0.32417 | 49.2577 | 15.7112 | 17.8857 | 0 | 1566
1107 |  |  |  | Cholla | F30 |  | 79118.6126 | 23003.026 | 21677.3267 | 7138.2961 | 290.4023 | 16447.6433 | 820.8692 | 24.072 | 63.9556 | 4752.8056 | 1869.8199 | 3030.3958 | 0 | 1567
1108 |  |  |  | Simple Cycle Combustion Turbine | F30 |  | 4352.5853 | 1265.4751 | 1192.5438 | 392.7021 | 15.976 | 904.8411 | 45.1588 | 1.3243 | 3.5184 | 261.4681 | 102.8652 | 166.7124 | 0 | 1568
1109 |  |  | Total Tools, Shop & Garage Equipment |  |  |  | 1433606.3304 | 513151.5639 | 382478.9441 | 115200.9907 | 2769.0003 | 251769.7676 | 12961.9116 | 360.4386 | 637.8905 | 90427.598 | 29305.9283 | 34542.2968 | 0
1110
1111 |  | 395 | Laboratory Equipment
1112 |  |  |  | Situs | F107P |  | 0 | 0 | 0 | 0 | 0 | 0 | 0 | 0 | 0 | 0 | 0 | 0 | 0 | 1572
1113 |  |  |  | System Generation | F105P |  | 112.6798 | 40.9227 | 29.9993 | 8.9681 | 0.20238 | 19.5057 | 1.0071 | 0.027867 | 0.046949 | 7.1339 | 2.2754 | 2.5903 | 0 | 1573
1114 |  |  |  | System Generation | F105P |  | 0 | 0 | 0 | 0 | 0 | 0 | 0 | 0 | 0 | 0 | 0 | 0 | 0 | 1574
1115 |  |  |  | System Overheads | F102P |  | 251824.1321 | 91456.735 | 67044.4307 | 20042.5245 | 452.3004 | 43592.6827 | 2250.711 | 62.278 | 104.9253 | 15943.234 | 5085.2485 | 5789.062 | 0 | 1575
1116 |  |  |  | Energy | F30 |  | 117300.2926 | 34104.0066 | 32138.5409 | 10583.151 | 430.547 | 24385.0758 | 1217.0107 | 35.6888 | 94.8198 | 7046.4517 | 2772.1722 | 4492.828 | 0 | 1576
1117 |  |  |  | System Generation | F105P |  | 291795.0364 | 105973.2485 | 77686.0896 | 23223.7837 | 524.092 | 50511.9519 | 2607.9561 | 72.1631 | 121.5796 | 18473.8313 | 5892.4069 | 6707.9336 | 0 | 1577
1118 |  |  |  | Cholla | F30 |  | 11000.9147 | 3198.4172 | 3014.0875 | 992.5324 | 40.3785 | 2286.935 | 114.1364 | 3.347 | 8.8926 | 660.8459 | 259.986 | 421.3563 | 0 | 1578
1119 |  |  |  | Simple Cycle Combustion Turbine | F30 |  | 678.7624 | 197.3441 | 185.9708 | 61.2398 | 2.4914 | 141.1051 | 7.0423 | 0.20651 | 0.54868 | 40.7745 | 16.0413 | 25.9979 | 0 | 1579
1120 |  |  | Total Laboratory Equipment |  |  |  | 672711.818 | 234970.6741 | 180099.1189 | 54912.1995 | 1450.0116 | 120937.2562 | 6197.8635 | 173.7113 | 330.813 | 42172.2713 | 14028.1303 | 17439.7683 | 0
1121
1122 |  | 396 | Power Operated Equipment
1123 |  |  |  | Situs | F107P |  | 0 | 0 | 0 | 0 | 0 | 0 | 0 | 0 | 0 | 0 | 0 | 0 | 0 | 1583
1124 |  |  |  | System Generation | F105P |  | 49438.512 | 17954.9309 | 13162.2687 | 3934.7801 | 88.7963 | 8558.1844 | 441.8631 | 12.2265 | 20.5991 | 3130.0009 | 998.344 | 1136.5178 | 0 | 1584
1125 |  |  |  | System Generation | F105P |  | 1970240.2608 | 715545.9646 | 524547.1731 | 156810.1849 | 3538.7411 | 341063.6536 | 17609.2789 | 487.2552 | 820.9225 | 124737.8525 | 39786.3428 | 45292.8916 | 0 | 1585
1126 |  |  |  | System Overheads | F102P |  | 106692.0178 | 38748.0879 | 28405.1633 | 8491.5507 | 191.6291 | 18469.204 | 953.5738 | 26.3857 | 44.4544 | 6754.7768 | 2154.5013 | 2452.6907 | 0 | 1586
1127 |  |  |  | System Generation | F105P |  | 100824.0128 | 36616.9634 | 26842.8942 | 8024.5199 | 181.0896 | 17453.4075 | 901.1277 | 24.9345 | 42.0094 | 6383.2676 | 2036.0049 | 2317.794 | 0 | 1587
1128 |  |  |  | Energy | F30 |  | 53593.4495 | 15581.8141 | 14683.8105 | 4835.3466 | 196.713 | 11141.322 | 556.0412 | 16.3059 | 43.3223 | 3219.4605 | 1266.5806 | 2052.7327 | 0 | 1588
1129 |  |  |  | Cholla | F30 |  | 0 | 0 | 0 | 0 | 0 | 0 | 0 | 0 | 0 | 0 | 0 | 0 | 0 | 1589
1130 |  |  |  | Simple Cycle Combustion Turbine | F30 |  | 46234.4298 | 13442.2452 | 12667.5482 | 4171.3958 | 169.702 | 9611.4856 | 479.6901 | 14.0669 | 37.3737 | 2777.3902 | 1092.664 | 1770.8681 | 0 | 1590
1131 |  |  | Total Power Operated Equipment |  |  |  | 2327022.6827 | 837890.0061 | 620308.8581 | 186267.7779 | 4366.6713 | 406297.2573 | 20941.575 | 581.1747 | 1008.6814 | 147002.7485 | 47334.4375 | 55023.4949 | 0
1132
1133 |  | 397 | Communication Equipment
1134 |  |  |  | Situs | F107P |  | 0 | 0 | 0 | 0 | 0 | 0 | 0 | 0 | 0 | 0 | 0 | 0 | 0 | 1594
1135 |  |  |  | System Generation | F105P |  | 49482.4796 | 17970.8989 | 13173.9744 | 3938.2795 | 88.8753 | 8565.7956 | 442.2561 | 12.2374 | 20.6174 | 3132.7845 | 999.2319 | 1137.5286 | 0 | 1595
1136 |  |  |  | System Generation | F105P |  | 95532.0008 | 34695.0263 | 25433.9747 | 7603.3319 | 171.5847 | 16537.3198 | 853.8297 | 23.6258 | 39.8045 | 6048.2251 | 1929.1398 | 2196.1385 | 0 | 1596
1137 |  |  |  | System Overheads | F102P |  | 4320388.9838 | 1569065.9481 | 1150239.3253 | 343857.0457 | 7759.8345 | 747892.3669 | 38614.0392 | 1068.4645 | 1800.138 | 273528.0842 | 87244.4242 | 99319.3133 | 0 | 1597
1138 |  |  |  | Customer - System | F42 |  | 0 | 0 | 0 | 0 | 0 | 0 | 0 | 0 | 0 | 0 | 0 | 0 | 0 | 1598
1139 |  |  |  | System Generation | F105P |  | 7301322.8806 | 2651672.6042 | 1943868.6506 | 581107.7023 | 13113.8787 | 1263914.8166 | 65256.524 | 1805.6718 | 3042.1772 | 462253.9468 | 147440.3609 | 167846.5475 | 0 | 1599
1140 |  |  |  | Energy | F30 |  | 139389.3889 | 40526.213 | 38190.6258 | 12576.0892 | 511.6243 | 28977.0873 | 1446.1888 | 42.4095 | 112.6756 | 8373.3858 | 3294.2066 | 5338.8831 | 0 | 1600
1141 |  |  |  | Cholla | F30 |  | 55756.557 | 16210.7182 | 15276.4699 | 5030.508 | 204.6527 | 11591.0015 | 578.4839 | 16.964 | 45.0709 | 3349.4025 | 1317.7016 | 2135.5839 | 0 | 1601
1142 |  |  |  | Simple Cycle Combustion Turbine | F30 |  | 805.1748 | 234.0973 | 220.6059 | 72.6451 | 2.9554 | 167.3845 | 8.3538 | 0.24498 | 0.65086 | 48.3684 | 19.0288 | 30.8398 | 0 | 1602
1143 |  |  | Total Communication Equipment |  |  |  | 11962677.4655 | 4330375.506 | 3186403.6267 | 954185.6016 | 21853.4054 | 2077645.7722 | 107199.6755 | 2969.6179 | 5061.1345 | 756734.1973 | 242244.0938 | 278004.8347 | 0
1144
1145 |  | Distribution - METER - Unbundled |  |  |  |  | D: GENERAL PLANT
1146
1147 |  | A |  | B | C |  | D | E | F | G | H | I | J | K | L | M | N | O
1148 |  | FERC ACCT |  | DESCRIPTION | COS Factor |  | Utah Jurisdiction Normalized | Residential Sch 1 | General Large Dist. Sch 6 | General +1 MW Sch 8 | Street & Area Lighting Sch. 7,11,12 | General Trans Sch 9 | Irrigation Sch 10 | Traffic Signals Sch 15 | Outdoor Lighting Sch 15 | General Small Dist. Sch 23 | Industrial Cust 1 | Industrial Cust 2
1149 |  | 398 | Misc. Equipment
1150 |  |  |  | Situs | F107P |  | 0 | 0 | 0 | 0 | 0 | 0 | 0 | 0 | 0 | 0 | 0 | 0 | 0 | 1606
1151 |  |  |  | System Generation | F105P |  | 0 | 0 | 0 | 0 | 0 | 0 | 0 | 0 | 0 | 0 | 0 | 0 | 0 | 1607
1152 |  |  |  | System Generation | F105P |  | 0 | 0 | 0 | 0 | 0 | 0 | 0 | 0 | 0 | 0 | 0 | 0 | 0 | 1608
1153 |  |  |  | Customer - System | F42 |  | 0 | 0 | 0 | 0 | 0 | 0 | 0 | 0 | 0 | 0 | 0 | 0 | 0 | 1609
1154 |  |  |  | System Overheads | F102P |  | 137848.0937 | 50063.2584 | 36700.0052 | 10971.2432 | 247.5884 | 23862.559 | 1232.0353 | 34.0909 | 57.4359 | 8727.2987 | 2783.6562 | 3168.9225 | 0 | 1610
1155 |  |  |  | System Energy | F30 |  | 766.2924 | 222.7926 | 209.9527 | 69.137 | 2.8127 | 159.3014 | 7.9504 | 0.23315 | 0.61943 | 46.0326 | 18.1099 | 29.3505 | 0 | 1611
1156 |  |  |  | Simple Cycle Combustion Turbine | F105P |  | 114659.294 | 41641.6194 | 30526.3321 | 9125.6612 | 205.9391 | 19848.4005 | 1024.7824 | 28.3561 | 47.7741 | 7259.1929 | 2315.3897 | 2635.8465 | 0 | 1612
1157 |  |  | Total Misc. Equipment |  |  |  | 253273.6801 | 91927.6704 | 67436.2901 | 20166.0414 | 456.3402 | 43870.2609 | 2264.7681 | 62.6801 | 105.8294 | 16032.5242 | 5117.1558 | 5834.1196 | 0
1158
1159 |  | 399 | Coal Mine |  | F30 |  | 144424157.7365 | 41990026.782 | 39570077.7575 | 13030339.7595 | 530104.2455 | 30023744.7148 | 1498425.4294 | 43941.3078 | 116745.4604 | 8675833.9236 | 3413193.876 | 5531724.4802 | 0 | 1620
1160 |  | 399L | WIDCO Capital Lease |  | F30 |  | 0 | 0 | 0 | 0 | 0 | 0 | 0 | 0 | 0 | 0 | 0 | 0 | 0 | 1623
1161 |  |  | Remove Capital Lease |  | F30 |  | 0 | 0 | 0 | 0 | 0 | 0 | 0 | 0 | 0 | 0 | 0 | 0 | 0 | 1626
1162
1163 |  | 390L | General Capital Lease
1164 |  |  |  | Situs | F107P |  | 0 | 0 | 0 | 0 | 0 | 0 | 0 | 0 | 0 | 0 | 0 | 0 | 0 | 1631
1165 |  |  |  | System Generation | F105P |  | 5553371.8015 | 2016856.9598 | 1478502.6668 | 441989.3737 | 9974.3903 | 961331.12 | 49633.9836 | 1373.3904 | 2313.874 | 351589.4414 | 112142.8481 | 127663.7534 | 0 | 1632
1166 |  |  |  | System Overheads | F102P |  | 451025.6101 | 163802.132 | 120078.8622 | 35896.845 | 810.0854 | 78075.9817 | 4031.1001 | 111.542 | 187.9248 | 28554.8758 | 9107.8534 | 10368.4076 | 0 | 1633
1167
1168 |  |  | Remove Capital Lease |  |  |  | -6004397.4116 | -2180659.0917 | -1598581.529 | -477886.2187 | -10784.4757 | -1039407.1017 | -53665.0838 | -1484.9324 | -2501.7988 | -380144.3173 | -121250.7015 | -138032.161
1169
1170 |  | 392L | General Vehicles Capital Lease |  | F30 |  | 0 | 0 | 0 | 0 | 0 | 0 | 0 | 0 | 0 | 0 | 0 | 0 | 0 | 1640
1171 |  |  | Remove Capital Lease |  | F30 |  | 0 | 0 | 0 | 0 | 0 | 0 | 0 | 0 | 0 | 0 | 0 | 0 | 0 | 1643
1172
1173 |  | G00 | Unclassified Gen Plant - Acct 300 |  | F102P |  | 407481.2032 | 147987.8045 | 108485.8114 | 32431.173 | 731.8755 | 70538.1119 | 3641.9163 | 100.7731 | 169.7816 | 25798.0365 | 8228.5329 | 9367.3865 | 0 | 1653
1174 |  | GV0 | Unclassified Gen Veh - Acct 300 |  | F102P |  | 0 | 0 | 0 | 0 | 0 | 0 | 0 | 0 | 0 | 0 | 0 | 0 | 0 | 1661
1175
1176 |  | TOTAL GENERAL PLANT |  |  |  |  | 173128908.8031 | 52354126.144 | 47218796.6659 | 15323859.0107 | 583234.1794 | 35021951.1404 | 1756184.6218 | 51088.0092 | 129034.4172 | 10490440.9586 | 3995734.8401 | 6204458.8159 | 0
1177
1178
1179
1180 | [6 empty] | D: INTANGIBLE PLANT
1181
1182 |  | 301 | Organization
1183 |  |  |  | Situs | F107P |  | 0 | 0 | 0 | 0 | 0 | 0 | 0 | 0 | 0 | 0 | 0 | 0 | 0 | 1666
1184 |  |  |  | System Overheads | F102P |  | 0 | 0 | 0 | 0 | 0 | 0 | 0 | 0 | 0 | 0 | 0 | 0 | 0 | 1667
1185 |  |  |  | System Generation | F105P |  | 0 | 0 | 0 | 0 | 0 | 0 | 0 | 0 | 0 | 0 | 0 | 0 | 0 | 1668
1186 |  |  | Total Organization |  |  |  | 0 | 0 | 0 | 0 | 0 | 0 | 0 | 0 | 0 | 0 | 0 | 0 | 0
1187
1188 |  | 302 | Franchise & Consent
1189 |  |  |  | Situs | F107P |  | 0 | 0 | 0 | 0 | 0 | 0 | 0 | 0 | 0 | 0 | 0 | 0 | 0 | 1671
1190 |  |  |  | System Generation | F105P |  | 965819.9162 | 350763.5882 | 257135.1915 | 76869.0005 | 1734.7055 | 167190.8122 | 8632.1413 | 238.8545 | 402.4196 | 61147.0107 | 19503.4296 | 22202.7626 | 0 | 1672
1191 |  |  |  | System Generation | F105P |  | 9079193.9999 | 3297354.5194 | 2417200.4003 | 722607.348 | 16307.1063 | 1571677.901 | 81146.4787 | 2245.3526 | 3782.9469 | 574812.7194 | 183342.0685 | 208717.1588 | 0 | 1673
1192 |  |  |  | System Generation | F105P |  | 845227.7989 | 306967.3038 | 225029.3334 | 67271.1496 | 1518.1105 | 146315.3946 | 7554.3335 | 209.0312 | 352.1735 | 53512.2049 | 17068.2346 | 19430.5293 | 0 | 1674
1193 |  |  |  | System Generation | F105P |  | 0 | 0 | 0 | 0 | 0 | 0 | 0 | 0 | 0 | 0 | 0 | 0 | 0 | 1675
1194 |  |  |  | System Generation | F105P |  | 65816.1318 | 23902.9059 | 17522.5664 | 5238.2646 | 118.2121 | 11393.2756 | 588.2402 | 16.2768 | 27.423 | 4166.8842 | 1329.0679 | 1513.0149 | 0 | 1676
1195 |  |  | Total Franchise & Consent |  |  |  | 10956057.8468 | 3978988.3173 | 2916887.4916 | 871985.7627 | 19678.1344 | 1896577.3834 | 97921.1937 | 2709.515 | 4564.9631 | 693638.8191 | 221242.8007 | 251863.4656 | 0
1196
1197 |  | 303 | Miscellaneous Intangible Plant
1198 |  |  |  | Situs | F107P |  | 1517184.164 | 551006.4065 | 403927.724 | 120751.7347 | 2725.0088 | 262636.1792 | 13560.031 | 375.211 | 632.1516 | 96054.4246 | 30637.4864 | 34877.8061 | 0 | 1680
1199 |  |  |  | System Generation | F105P |  | 14750543.8827 | 5357058.4058 | 3927112.9769 | 1173986.5231 | 26493.3966 | 2553431.929 | 131834.9068 | 3647.9198 | 6145.9778 | 933871.4694 | 297867.3247 | 339093.0527 | 0 | 1681
1200 |  |  |  | System Overheads | F102P |  | 19937527.4071 | 7240851.567 | 5308070.213 | 1586815.284 | 35809.7182 | 3451338.4368 | 178194.2475 | 4930.6996 | 8307.1921 | 1262264.508 | 402611.4561 | 458334.0849 | 0 | 1682
1201 |  |  |  | Energy | F30 |  | 788713.6635 | 229311.4142 | 216095.8491 | 71159.8888 | 2894.9482 | 163962.4427 | 8183.0397 | 239.9675 | 637.5577 | 47379.5303 | 18639.767 | 30209.2583 | 0 | 1683
1202 |  |  |  | Customer - System | F42 |  | 0 | 0 | 0 | 0 | 0 | 0 | 0 | 0 | 0 | 0 | 0 | 0 | 0 | 1684
1203 |  |  |  | Simple Cycle Combustion Turbine | F30 |  | 0 | 0 | 0 | 0 | 0 | 0 | 0 | 0 | 0 | 0 | 0 | 0 | 0 | 1685
1204 |  |  |  | System Generation | F105P |  | 0 | 0 | 0 | 0 | 0 | 0 | 0 | 0 | 0 | 0 | 0 | 0 | 0 | 1686
1205 |  |  | Total Miscellaneous Intangible Plant |  |  |  | 36993969.1173 | 13378227.7936 | 9855206.763 | 2952713.4306 | 67923.0718 | 6431368.9876 | 331772.225 | 9193.798 | 15722.8792 | 2339569.9323 | 749756.0342 | 862514.202 | 0
1206
1207 |  | I00 | Unclass Intangible Plant - Acct 300 |  | F102P |  | 0 | 0 | 0 | 0 | 0 | 0 | 0 | 0 | 0 | 0 | 0 | 0 | 0 | 1697
1208
1209 |  | TOTAL INTANGIBLE PLANT |  |  |  |  | 47950026.964 | 17357216.1108 | 12772094.2546 | 3824699.1933 | 87601.2063 | 8327946.3711 | 429693.4187 | 11903.313 | 20287.8423 | 3033208.7514 | 970998.8349 | 1114377.6676 | 0
1210
1211
1212 |  | TOTAL ELECTRIC PLANT IN SERVICE |  |  |  |  | 1530947007.6417 | 450543720.1677 | 418875320.4261 | 137328413.1819 | 5478664.192 | 315652988.742 | 15775984.1474 | 461521.0217 | 1208155.8608 | 92209916.8243 | 35923006.8592 | 57489316.2187 | 0
1213
1214
1215 |  | Distribution - METER - Unbundled |  |  |  |  | D: MISC RATE BASE
1216
1217 |  | A |  | B | C |  | D | E | F | G | H | I | J | K | L | M | N | O
1218 |  | FERC ACCT |  | DESCRIPTION | COS Factor |  | Utah Jurisdiction Normalized | Residential Sch 1 | General Large Dist. Sch 6 | General +1 MW Sch 8 | Street & Area Lighting Sch. 7,11,12 | General Trans Sch 9 | Irrigation Sch 10 | Traffic Signals Sch 15 | Outdoor Lighting Sch 15 | General Small Dist. Sch 23 | Industrial Cust 1 | Industrial Cust 2
1219 |  | 105 | Plant Held For Future Use
1220 |  |  |  | Situs | F20 |  | 0 | 0 | 0 | 0 | 0 | 0 | 0 | 0 | 0 | 0 | 0 | 0 | 0 | 1705
1221 |  |  |  | System Generation | F30 |  | 0 | 0 | 0 | 0 | 0 | 0 | 0 | 0 | 0 | 0 | 0 | 0 | 0 | 1706
1222 |  |  |  | System Generation | F30 |  | 0 | 0 | 0 | 0 | 0 | 0 | 0 | 0 | 0 | 0 | 0 | 0 | 0 | 1707
1223 |  |  |  | System Generation | F30 |  | -244472.3236 | -71078.1325 | -66981.7917 | -22056.957 | -897.3278 | -50822.3468 | -2536.4423 | -74.3811 | -197.6195 | -14685.9176 | -5777.6445 | -9363.7627 | 0 | 1708
1224 |  |  |  | Energy | F30 |  | 6610231.9684 | 1921865.578 | 1811105.5455 | 596393.0812 | 24262.6447 | 1374173.9625 | 68582.2914 | 2011.1749 | 5343.3898 | 397089.2104 | 156220.4248 | 253184.665 | 0 | 1709
1225 |  |  |  | General | F102 |  | 0 | 0 | 0 | 0 | 0 | 0 | 0 | 0 | 0 | 0 | 0 | 0 | 0 | 1710
1226 |  |  | Total Plant Held For Future Use |  |  |  | 6365759.6448 | 1850787.4455 | 1744123.7538 | 574336.1242 | 23365.3169 | 1323351.6157 | 66045.8491 | 1936.7937 | 5145.7703 | 382403.2928 | 150442.7803 | 243820.9024 | 0
1227
1228 |  | 114 | Electric Plant Acquisition Adjust |  | F30 |  | 16130858.5819 | 4689902.2607 | 4419616.0697 | 1455369.8718 | 59207.7998 | 3353377.9091 | 167360.4269 | 4907.8425 | 13039.401 | 969011.3641 | 381222.5641 | 617843.0721 | 0 | 1717
1229
1230 |  | 115 | Accum Prov for Asset Acquisition Adj |  | F30 |  | -11974992.4443 | -3481621.5052 | -3280970.3695 | -1080416.3418 | -43953.8262 | -2489431.9742 | -124242.6023 | -3643.4128 | -9680.0011 | -719360.5787 | -283006.4687 | -458665.3638 | 0 | 1723
1231
1232 |  | 128 | Pensions |  | F102P |  | 0 | 0 | 0 | 0 | 0 | 0 | 0 | 0 | 0 | 0 | 0 | 0 | 0 | 1726
1233
1234 |  | 124 | Weatherization |  | F11 |  | 0 | 0 | 0 | 0 | 0 | 0 | 0 | 0 | 0 | 0 | 0 | 0 | 0 | 1748
1235
1236 |  | 151 | Fuel Stock |  | F30 |  | 79253742.8899 | 23042313.9638 | 21714350.4097 | 7150487.9326 | 290898.325 | 16475734.9567 | 822271.1877 | 24113.0928 | 64064.8687 | 4760923.1164 | 1873013.4496 | 3035571.5869 | 0 | 1751
1237 |  |  |  | Cholla | F30 |  | 3262236.424 | 948465.942 | 893804.4091 | 294327.8302 | 11973.9343 | 678172.9257 | 33846.2629 | 992.5413 | 2637.0332 | 195968.7484 | 77096.8345 | 124949.9625 | 0 | 1753
1238 |  |  |  | Total Fuel Stock |  |  | 82515979.3139 | 23990779.9058 | 22608154.8188 | 7444815.7628 | 302872.2593 | 17153907.8824 | 856117.4507 | 25105.634 | 66701.9018 | 4956891.8648 | 1950110.284 | 3160521.5494 | 0
1239
1240 |  | 152 | Fuel Stock - Undistributed |  | F30 |  | 0 | 0 | 0 | 0 | 0 | 0 | 0 | 0 | 0 | 0 | 0 | 0 | 0 | 1757
1241
1242 |  | 25316 | DG&T Working Capital Deposit |  | F30 |  | -1168510.3117 | -339733.8787 | -320154.4992 | -105426.1739 | -4288.9797 | -242916.8073 | -12123.4951 | -355.5213 | -944.5669 | -70194.6375 | -27615.5479 | -44756.2042 | 0 | 1762
1243
1244 |  | 25317 | DG&T Working Capital Deposit |  | F30 |  | -1279972.8223 | -372140.6026 | -350693.5744 | -115482.6244 | -4698.0993 | -266088.2906 | -13279.9378 | -389.434 | -1034.6677 | -76890.4026 | -30249.7551 | -49025.4339 | 0 | 1766
1245
1246 |  | 25319 | Provo Working Capital Deposit |  | F30 |  | 0 | 0 | 0 | 0 | 0 | 0 | 0 | 0 | 0 | 0 | 0 | 0 | 0 | 1770
1247
1248 |  | 154 | Materials and Supplies |  | F102P |  | 21870025.6264 | 7942690.4899 | 5822569.1287 | 1740621.6035 | 39280.671 | 3785868.6544 | 195466.202 | 5408.6209 | 9112.3889 | 1384612.8747 | 441635.6493 | 502759.3431 | 0 | 1788
1249
1250 |  | 163 | Stores Expense Undistributed |  | F102P |  | 0 | 0 | 0 | 0 | 0 | 0 | 0 | 0 | 0 | 0 | 0 | 0 | 0 | 1791
1251
1252 |  | 25318 | Provo Working Capital Deposit |  | F102P |  | -25816.5639 | -9375.9824 | -6873.2763 | -2054.7241 | -46.369 | -4469.0446 | -230.7389 | -6.3846 | -10.7568 | -1634.4721 | -521.3307 | -593.4844 | 0 | 1796
1253
1254 |  | 165 | Prepayments |  | F102P |  | 0 | 0 | 0 | 0 | 0 | 0 | 0 | 0 | 0 | 0 | 0 | 0 | 0 | 1803
1255 |  |  |  | General Plant | F102P |  | 278237.1709 | 101049.3435 | 74076.5095 | 22144.7217 | 499.7407 | 48164.9817 | 2486.7809 | 68.8101 | 115.9306 | 17615.4695 | 5618.6241 | 6396.2585 | 0 | 1804
1256 |  |  |  | System Generation | F102P |  | 296821.3684 | 107798.6967 | 79024.2758 | 23623.8263 | 533.1197 | 51382.0484 | 2652.8796 | 73.4061 | 123.6739 | 18792.0533 | 5993.9069 | 6823.4815 | 0 | 1805
1257 |  |  |  | System Energy | F30 |  | 45858.2906 | 13332.8861 | 12564.4916 | 4137.4595 | 168.3214 | 9533.2916 | 475.7876 | 13.9525 | 37.0696 | 2754.7948 | 1083.7746 | 1756.4612 | 0 | 1806
1258 |  |  |  | System Overheads | F102P |  | 1133391.2163 | 411621.6317 | 301748.5585 | 90205.895 | 2035.6797 | 196198.6855 | 10129.8316 | 280.2961 | 472.24 | 71756.1148 | 22887.3059 | 26054.9774 | 0 | 1807
1259 |  |  |  | Total Prepayments |  |  | 1754308.0461 | 633802.5581 | 467413.8354 | 140111.9025 | 3236.8616 | 305279.0071 | 15745.2798 | 436.4649 | 748.9142 | 110918.4324 | 35583.6115 | 41031.1786 | 0
1260
1261 |  | 182 | Misc Regulatory Assets |  | F102P |  | 5088848.0533 | 1848152.6143 | 1354830.126 | 405018.2204 | 9140.0609 | 880918.5074 | 45482.2422 | 1258.5102 | 2120.325 | 322179.9852 | 102762.418 | 116985.0437 | 0 | 1811
1262 |  |  |  | System Generation | F102P |  | 0 | 0 | 0 | 0 | 0 | 0 | 0 | 0 | 0 | 0 | 0 | 0 | 0 | 1812
1263 |  |  |  | Simple Cycle Combustion Turbine | F102P |  | 256515.3173 | 93160.4656 | 68293.389 | 20415.893 | 460.7262 | 44404.7627 | 2292.6391 | 63.4382 | 106.88 | 16240.2375 | 5179.9806 | 5896.9054 | 0 | 1813
1264 |  |  |  | System Generation | F102P |  | 0 | 0 | 0 | 0 | 0 | 0 | 0 | 0 | 0 | 0 | 0 | 0 | 0 | 1814
1265 |  |  |  | Energy | F30 |  | 17687851.6452 | 5142584.0104 | 4846209.0826 | 1595846.0147 | 64922.693 | 3677054.7994 | 183514.4972 | 5381.5604 | 14297.9984 | 1062542.8996 | 418019.1726 | 677478.9168 | 0 | 1815
1266 |  |  |  | System Generation | F102P |  | 0 | 0 | 0 | 0 | 0 | 0 | 0 | 0 | 0 | 0 | 0 | 0 | 0 | 1816
1267 |  |  |  | System Overheads | F102P |  | 24335297.8847 | 8838020.6946 | 6478911.2104 | 1936831.0741 | 43708.5373 | 4212626.1319 | 217499.8938 | 6018.3012 | 10139.5719 | 1540691.6908 | 491418.4951 | 559432.2836 | 0 | 1817
1268 |  |  |  | Total Misc Regulatory Assets |  |  | 47368512.9005 | 15921917.785 | 12748243.808 | 3958111.2022 | 118232.0174 | 8815004.2014 | 448789.2723 | 12721.8099 | 26664.7753 | 2941654.8131 | 1017380.0663 | 1359793.1496 | 0
1269
1270 |  | 186 | Misc Deferred Debits |  | F102P |  | 0 | 0 | 0 | 0 | 0 | 0 | 0 | 0 | 0 | 0 | 0 | 0 | 0 | 1821
1271 |  |  |  | System Generation | F102P |  | 0 | 0 | 0 | 0 | 0 | 0 | 0 | 0 | 0 | 0 | 0 | 0 | 0 | 1822
1272 |  |  |  | System Generation | F102P |  | 0 | 0 | 0 | 0 | 0 | 0 | 0 | 0 | 0 | 0 | 0 | 0 | 0 | 1823
1273 |  |  |  | System Generation | F102P |  | 5241394.3987 | 1903553.9398 | 1395443.3222 | 417159.2882 | 9414.0488 | 907325.4462 | 46845.645 | 1296.236 | 2183.8851 | 331837.8446 | 105842.8855 | 120491.8572 | 0 | 1824
1274 |  |  |  | System Overheads | F102P |  | 3258.222 | 1183.3113 | 867.4531 | 259.3198 | 5.8521 | 564.0231 | 29.1208 | 0.80578 | 1.3576 | 206.2812 | 65.7954 | 74.9017 | 0 | 1825
1275 |  |  |  | System Energy | F30 |  | 586230.0005 | 170441.1077 | 160618.3277 | 52891.2628 | 2151.7384 | 121868.946 | 6082.2369 | 178.3615 | 473.8798 | 35215.9514 | 13854.4457 | 22453.7425 | 0 | 1826
1276 |  |  |  | System Net Steam Plant | F102P |  | 0 | 0 | 0 | 0 | 0 | 0 | 0 | 0 | 0 | 0 | 0 | 0 | 0 | 1827
1277 |  |  |  | Excise Tax | F102P |  | 0 | 0 | 0 | 0 | 0 | 0 | 0 | 0 | 0 | 0 | 0 | 0 | 0 | 1828
1278 |  |  |  | Total Misc Deferred Debits |  |  | 5830882.6211 | 2075178.3588 | 1556929.1031 | 470309.8708 | 11571.6394 | 1029758.4153 | 52957.0027 | 1475.4033 | 2659.1225 | 367260.0773 | 119763.1266 | 143020.5014 | 0
1279
1280 |  | CWC | Cash Working Capital |  |  |  | 9752004.4116 | 2841665.9343 | 2707444.5895 | 883158.6009 | 37760.2632 | 1989081.8398 | 99879.8392 | 3043.9967 | 8520.3535 | 594520.5574 | 220281.6297 | 366646.8074 | 0
1281
1282 |  | OWC | Other Working Capital |  | F137P |  | -55445.7039 | -18078.6504 | -14980.5053 | -4715.6016 | -153.8393 | -10583.1573 | -536.8857 | -15.3601 | -34.2971 | -3419.2607 | -1216.8848 | -1711.2616 | 0 | 1848
1283 |  |  |  | Total Other Working Capital |  |  | -55445.7039 | -18078.6504 | -14980.5053 | -4715.6016 | -153.8393 | -10583.1573 | -536.8857 | -15.3601 | -34.2971 | -3419.2607 | -1216.8848 | -1711.2616 | 0
1284
1285 |  | 18222 | Nuclear Plant |  | F30 |  | 0 | 0 | 0 | 0 | 0 | 0 | 0 | 0 | 0 | 0 | 0 | 0 | 0 | 1862
1286
1287 |  | 1869 | Misc Deferred Debits-Trojan |  | F30 |  | 0 | 0 | 0 | 0 | 0 | 0 | 0 | 0 | 0 | 0 | 0 | 0 | 0 | 1867
1288
1289 |  | 141 | Impact Housing - Notes Receivable |  | F30 |  | 0 | 0 | 0 | 0 | 0 | 0 | 0 | 0 | 0 | 0 | 0 | 0 | 0 | 1870
1290 |  | TOTAL RATE BASE ADDITIONS |  |  |  |  | 177083593.3003 | 55725774.1187 | 48100822.8824 | 15358739.473 | 542385.715 | 34742140.2514 | 1751947.6628 | 50626.4531 | 120888.338 | 10835773.925 | 3973809.7248 | 5880684.7561 | 0
1291
1292 |  | Distribution - METER - Unbundled
1293
1294 |  | A |  | B | C |  | D | E | F | G | H | I | J | K | L | M | N | O
1295 |  | FERC ACCT |  | DESCRIPTION | COS Factor |  | Utah Jurisdiction Normalized | Residential Sch 1 | General Large Dist. Sch 6 | General +1 MW Sch 8 | Street & Area Lighting Sch. 7,11,12 | General Trans Sch 9 | Irrigation Sch 10 | Traffic Signals Sch 15 | Outdoor Lighting Sch 15 | General Small Dist. Sch 23 | Industrial Cust 1 | Industrial Cust 2
1296
1297 |  | 235 | Customer Service Deposits |  | F51 |  | 0 | 0 | 0 | 0 | 0 | 0 | 0 | 0 | 0 | 0 | 0 | 0 | 0 | 1880
1298
1299 |  | 2281 | Accum Prov for Property Insurance |  | F102P |  | 0 | 0 | 0 | 0 | 0 | 0 | 0 | 0 | 0 | 0 | 0 | 0 | 0 | 1885
1300
1301 |  | 2282 | Accum Prov for Injuries & Damages |  | F102P |  | 4.3483e-08 | 1.5792e-08 | 1.1577e-08 | 3.4608e-09 | 7.8099e-11 | 7.5272e-09 | 3.8863e-10 | 1.0754e-11 | 1.8118e-11 | 2.7529e-09 | 8.7807e-10 | 9.996e-10 | 0 | 1889
1302
1303 |  | 2283 | Accum Prov for Pension & Benefits |  | F102P |  | -11767777.3983 | -4273786.196 | -3132995.7524 | -936590.012 | -21136.0609 | -2037092.2442 | -105176.0429 | -2910.2594 | -4903.175 | -745029.5839 | -237634.3814 | -270523.6901 | 0 | 1894
1304
1305 |  | 25335 | Accum Prov for Pension & Benefits |  | F30 |  | -11901221.4528 | -3460173.252 | -3260758.2116 | -1073760.5226 | -43683.0522 | -2474096.0259 | -123477.2156 | -3620.9679 | -9620.3682 | -714929.0149 | -281263.0298 | -455839.7922 | 0 | 1899
1306
1307 |  | 22844 | Accum Hydro Relicensing Obligation |  | F30 |  | -146348.9447 | -42549.6413 | -40097.4408 | -13203.9993 | -537.1691 | -30423.8808 | -1518.3954 | -44.5269 | -118.3014 | -8791.4595 | -3458.6826 | -5605.4475 | 0 | 1903
1308
1309 |  | 254 | Reg Liabilities - Insurance Provision |  | F30 |  | 0 | 0 | 0 | 0 | 0 | 0 | 0 | 0 | 0 | 0 | 0 | 0 | 0 | 1906
1310 |  | 254 |  | Situs | F102P |  | -3948845.1869 | -1434129.7833 | -1051321.314 | -314286.1082 | -7092.506 | -683575.2948 | -35293.3181 | -976.5789 | -1645.3302 | -250005.2803 | -79741.5987 | -90778.0743 | 0 | 1907
1311
1312 |  | 22842 | Accum Misc Oper Prov - Trojan |  | F30 |  | -606395.109 | -176303.9319 | -166143.2685 | -54710.6137 | -2225.7538 | -126060.9875 | -6291.4534 | -184.4968 | -490.1803 | -36427.3079 | -14331.0102 | -23226.1051 | 0 | 1912
1313
1314 |  | 252 | Customer Advances for Const |  | F50 |  | 0 | 0 | 0 | 0 | 0 | 0 | 0 | 0 | 0 | 0 | 0 | 0 | 0 | 1920
1315
1316 |  | 25398 | SO2 Emissions |  | F30 |  | -14119.6838 | -4105.1713 | -3868.584 | -1273.9162 | -51.8258 | -2935.2831 | -146.4941 | -4.2959 | -11.4137 | -848.1963 | -333.6922 | -540.8112 | 0 | 1923
1317
1318 |  | 25399 | Other Deferred Credits |  | F30 |  | -1791162.975 | -520764.5485 | -490752.0965 | -161603.5883 | -6574.4063 | -372357.511 | -18583.6233 | -544.9645 | -1447.889 | -107598.5676 | -42330.7748 | -68605.0051 | 0 | 1931
1319
1320 |  | 190 | Accum Deferred Income Taxes |  | F104P |  | 374656.4613 | 135304.8956 | 99828.2093 | 29930.4898 | 692.6295 | 65221.6167 | 3363.6577 | 93.2542 | 160.2237 | 23685.8085 | 7601.8501 | 8773.8263 | 0 | 1934
1321 |  |  |  | Customer System | F42 |  | 0 | 0 | 0 | 0 | 0 | 0 | 0 | 0 | 0 | 0 | 0 | 0 | 0 | 1935
1322 |  |  |  | Labor | F138P |  | 6733395.6992 | 2440763.5555 | 1793164.0963 | 536589.4779 | 12214.176 | 1167835.3129 | 60272.9022 | 1668.8754 | 2830.6936 | 426089.943 | 136192.6789 | 155773.9875 | 0 | 1936
1323 |  |  |  | System Generation | F104P |  | 0 | 0 | 0 | 0 | 0 | 0 | 0 | 0 | 0 | 0 | 0 | 0 | 0 | 1937
1324 |  |  |  | IBT | F141 |  | 0 | 0 | 0 | 0 | 0 | 0 | 0 | 0 | 0 | 0 | 0 | 0 | 0 | 1938
1325 |  |  |  | Bad Debt Expense | F104P |  | 0 | 0 | 0 | 0 | 0 | 0 | 0 | 0 | 0 | 0 | 0 | 0 | 0 | 1941
1326 |  |  |  | TROJP | F104P |  | 230132.9568 | 83111.1135 | 61319.5376 | 18384.8214 | 425.4481 | 40062.4173 | 2066.1288 | 57.2814 | 98.4175 | 14549.0221 | 4669.441 | 5389.3281 | 0 | 1942
1327 |  |  |  | System Generation | F104P |  | 933741.5198 | 337215.0541 | 248797.9081 | 74594.5791 | 1726.2131 | 162549.2626 | 8383.1114 | 232.4137 | 399.3192 | 59031.2061 | 18945.7912 | 21866.6612 | 0 | 1943
1328 |  |  |  | Energy | F104P |  | 1698062.6971 | 613244.9849 | 452453.3159 | 135654.5356 | 3139.2178 | 295605.19 | 15245.1706 | 422.6576 | 726.1849 | 107351.646 | 34454.0118 | 39765.782 | 0 | 1944
1329 |  |  |  | System Net Plant | F104P |  | 0 | 0 | 0 | 0 | 0 | 0 | 0 | 0 | 0 | 0 | 0 | 0 | 0 | 1945
1330 |  |  |  | Division Net Plant Distribution | F104P |  | 0 | 0 | 0 | 0 | 0 | 0 | 0 | 0 | 0 | 0 | 0 | 0 | 0 | 1946
1331 |  |  |  | Simple Cycle Combustion Turbine | F30 |  | 0 | 0 | 0 | 0 | 0 | 0 | 0 | 0 | 0 | 0 | 0 | 0 | 0 | 1947
1332 |  |  |  | Total Accum Deferred Income Taxes |  |  | 9969989.3342 | 3609639.6037 | 2655563.0671 | 795153.9039 | 18197.6844 | 1731273.7995 | 89330.9708 | 2474.4822 | 4214.8388 | 630707.6256 | 201863.773 | 231569.5851 | 0
1333
1334 |  | 281 | Accum Deferred Income Taxes |  | F104P |  | 0 | 0 | 0 | 0 | 0 | 0 | 0 | 0 | 0 | 0 | 0 | 0 | 0 | 1954
1335
1336 |  | 282 | Accum Deferred Income Taxes |  | F104P |  | -223124185.8455 | -80579938.6701 | -59452031.9671 | -17824905.9146 | -412490.9052 | -38842303.9107 | -2003204.1761 | -55536.8977 | -95420.1572 | -14105927.0916 | -4527231.7315 | -5225194.4236 | 0 | 1957
1337 |  |  |  | DITBAL | F104P |  | -0.0065472 | -0.0023645 | -0.0017445 | -0.00052304 | -1.2104e-05 | -0.0011398 | -5.8781e-05 | -1.6296e-06 | -2.7999e-06 | -0.00041391 | -0.00013284 | -0.00015332 | 0 | 1958
1338 |  |  |  | System Net Plant | F104P |  | 303376.1238 | 109562.4365 | 80835.374 | 24236.0587 | 560.8531 | 52812.8654 | 2723.7044 | 75.5121 | 129.7403 | 19179.4604 | 6155.5587 | 7104.5603 | 0 | 1959
1339 |  |  |  | Labor | F138P |  | -61161.2172 | -22170.1021 | -16287.7846 | -4873.9844 | -110.9446 | -10607.7576 | -547.4747 | -15.1588 | -25.7119 | -3870.2879 | -1237.0742 | -1414.9364 | 0 | 1960
1340 |  |  |  | GPS | F104P |  | 0 | 0 | 0 | 0 | 0 | 0 | 0 | 0 | 0 | 0 | 0 | 0 | 0 | 1961
1341 |  |  |  | CIAC | F104P |  | 0 | 0 | 0 | 0 | 0 | 0 | 0 | 0 | 0 | 0 | 0 | 0 | 0 | 1962
1342 |  |  |  | SNPD | F104P |  | 8636.7516 | 3119.1102 | 2301.2854 | 689.9713 | 15.9668 | 1503.5185 | 77.5406 | 2.1497 | 3.6935 | 546.0161 | 175.2413 | 202.2582 | 0 | 1963
1343 |  |  |  | SCHMDEXP | F104P |  | 0 | 0 | 0 | 0 | 0 | 0 | 0 | 0 | 0 | 0 | 0 | 0 | 0 | 1964
1344 |  |  |  | TAXDEPR | F104P |  | 0 | 0 | 0 | 0 | 0 | 0 | 0 | 0 | 0 | 0 | 0 | 0 | 0 | 1965
1345 |  |  |  | DGP | F104P |  | 0 | 0 | 0 | 0 | 0 | 0 | 0 | 0 | 0 | 0 | 0 | 0 | 0 | 1966
1346 |  |  |  | IBT | F104P |  | 0 | 0 | 0 | 0 | 0 | 0 | 0 | 0 | 0 | 0 | 0 | 0 | 0 | 1967
1347 |  |  |  | SSGCT | F104P |  | 0 | 0 | 0 | 0 | 0 | 0 | 0 | 0 | 0 | 0 | 0 | 0 | 0 | 1968
1348 |  |  |  | SSGCH | F104P |  | 0 | 0 | 0 | 0 | 0 | 0 | 0 | 0 | 0 | 0 | 0 | 0 | 0 | 1969
1349 |  |  |  | SE | F104P |  | -480243.3082 | -173436.9413 | -127962.1051 | -38365.5934 | -887.8284 | -83602.5752 | -4311.6142 | -119.5353 | -205.3784 | -30361.0165 | -9744.2271 | -11246.4933 | 0 | 1970
1350 |  |  |  | SG | F104P |  | -724508.5517 | -261651.844 | -193047.228 | -57879.4124 | -1339.4029 | -126125.1946 | -6504.6223 | -180.3344 | -309.8397 | -45803.4828 | -14700.4149 | -16966.7758 | 0 | 1971
1351 |  |  |  | Total Accum Deferred Income Taxes |  |  | -224078086.0537 | -80924516.0131 | -59706192.4271 | -17901098.8753 | -414252.2613 | -39008323.0553 | -2011766.6425 | -55774.2644 | -95827.6534 | -14166236.4027 | -4546582.6479 | -5247515.8108 | 0
1352
1353
1354 |  | 283 | Accum Deferred Income Taxes |  | F104P |  | -1124443.2007 | -406085.8029 | -299610.8775 | -89829.3217 | -2078.7643 | -195747.334 | -10095.227 | -279.8804 | -480.8737 | -71087.3801 | -22815.1642 | -26332.5749 | 0 | 1975
1355 |  |  |  | System Generation | F104P |  | -199265.4048 | -71963.4854 | -53094.7964 | -15918.8798 | -368.383 | -34688.8769 | -1789.0005 | -49.5983 | -85.2168 | -12597.5732 | -4043.1326 | -4666.4618 | 0 | 1976
1356 |  |  |  | Energy | F104P |  | -7500875.3145 | -2708895.3648 | -1998628.1509 | -599228.6146 | -13866.9093 | -1305780.803 | -67342.6984 | -1867.0112 | -3207.7863 | -474205.8774 | -152194.1721 | -175657.9266 | 0 | 1977
1357 |  |  |  | Labor | F138P |  | -9952243.6436 | -3607551.7712 | -2650372.3791 | -793101.9444 | -18053.0688 | -1726109.988 | -89085.8988 | -2466.6684 | -4183.8849 | -629778.9579 | -201298.5399 | -230240.5423 | 0 | 1978
1358 |  |  |  | General Plant | F104P |  | -442481.0939 | -159799.3479 | -117900.2627 | -35348.8522 | -818.0172 | -77028.7858 | -3972.5858 | -110.1361 | -189.2292 | -27973.6866 | -8978.0247 | -10362.1655 | 0 | 1979
1359 |  |  |  | System Net Plant | F104P |  | -143731.3679 | -51907.7068 | -38297.6047 | -11482.3864 | -265.717 | -25021.3013 | -1290.4172 | -35.7756 | -61.4674 | -9086.7074 | -2916.3365 | -3365.9477 | 0 | 1980
1360 |  |  |  | TROJP | F104P |  | 0 | 0 | 0 | 0 | 0 | 0 | 0 | 0 | 0 | 0 | 0 | 0 | 0 | 1981
1361 |  |  |  | System Generation | F104P |  | 0 | 0 | 0 | 0 | 0 | 0 | 0 | 0 | 0 | 0 | 0 | 0 | 0 | 1982
1362 |  |  |  | Simple Cycle Combustion Turbine | F104P |  | -97350.0754 | -35157.3859 | -25939.1862 | -7777.0858 | -179.9716 | -16947.0701 | -874.0069 | -24.231 | -41.6322 | -6154.4788 | -1975.2514 | -2279.7756 | 0 | 1983
1363 |  |  |  | System Generation | F104P |  | 0 | 0 | 0 | 0 | 0 | 0 | 0 | 0 | 0 | 0 | 0 | 0 | 0 | 1984
1364 |  |  |  | Total Accum Deferred Income Taxes |  |  | -19460390.1007 | -7041360.8649 | -5183843.2576 | -1552687.0847 | -35630.8312 | -3381324.1591 | -174449.8347 | -4833.3009 | -8250.0905 | -1230884.6614 | -394220.6213 | -452905.3944 | 0
1365
1366 |  | 255 | Accum Investment Tax Credit |  | F104P |  | -23849.6752 | -8613.1647 | -6354.8093 | -1905.2987 | -44.091 | -4151.8419 | -214.1219 | -5.9363 | -10.1994 | -1507.7782 | -483.9144 | -558.5194 | 0 | 1998
1367 |  | TOTAL MISC RATE BASE DEDUCTIONS |  |  |  |  | -263768207.246 | -94276662.9632 | -70386764.0948 | -21215966.1151 | -513030.2733 | -46389066.4839 | -2387586.1712 | -66425.1098 | -118109.7623 | -16631550.627 | -5398516.5804 | -6384529.065 | 0
1368
1369 | [6 empty] | D: ACCUMULATED DEPRECIATION
1370 | [6 empty] | D: PRODUCTION PLANT
1371
1372 |  | 108SP | Steam Prod Accumulated Depr |  | F30 |  | -307777201.0525 | -89483457.045 | -84326389.4939 | -27768494.9858 | -1129686.3592 | -63982537.6742 | -3193241.2961 | -93641.7629 | -248792.1106 | -18488762.0163 | -7273736.4321 | -11788461.8764 | 0 | 2010
1373
1374 |  | 108NP | Nuclear Prod Accumulated Depr |  | F30 |  | 0 | 0 | 0 | 0 | 0 | 0 | 0 | 0 | 0 | 0 | 0 | 0 | 0 | 2016
1375
1376 |  | 108HP | Hydraulic Prod Accum Depr |  | F30 |  | -33794185.1219 | -9825355.8171 | -9259105.637 | -3049003.1649 | -124040.4742 | -7025334.2851 | -350620.472 | -10281.9412 | -27317.5746 | -2030080.994 | -798662.1318 | -1294382.63 | 0 | 2024
1377
1378 |  | 108OP | Other Production - Accum Depr |  | F30 |  | 0 | 0 | 0 | 0 | 0 | 0 | 0 | 0 | 0 | 0 | 0 | 0 | 0 | 2027
1379 |  |  |  | Simple Cycle Combustion Turbine | F30 |  | 0 | 0 | 0 | 0 | 0 | 0 | 0 | 0 | 0 | 0 | 0 | 0 | 0 | 2028
1380 |  |  |  | Wind Generation | F30 |  | -55189269.7209 | -16045784.514 | -15121041.5796 | -4979325.8054 | -202570.4469 | -11473070.5103 | -572598.1475 | -16791.4338 | -44612.3197 | -3315324.4303 | -1304294.7966 | -2113855.7368 | 0 | 2029
1381 |  |  |  | System Generation | F30 |  | -31766577.1585 | -9235847.0117 | -8703571.1196 | -2866066.8676 | -116598.2041 | -6603823.197 | -329583.6913 | -9665.0378 | -25678.555 | -1908278.7261 | -750743.4235 | -1216721.3247 | 0 | 2030
1382 |  |  |  | System Generation | F30 |  | -3121555.0582 | -907564.0984 | -855259.8008 | -281635.1753 | -11457.5679 | -648927.2546 | -32386.6696 | -949.7387 | -2523.3132 | -187517.7511 | -73772.0945 | -119561.5941 | 0 | 2031
1383 |  |  |  | Total Other Production - Accum Depr |  |  | -90077401.9376 | -26189195.6241 | -24679872.5 | -8127027.8483 | -330626.2189 | -18725820.9619 | -934568.5084 | -27406.2104 | -72814.1879 | -5411120.9075 | -2128810.3145 | -3450138.6556 | 0
1384
1385 |  | 108EP | Experimental Plant - Accum Depr |  | F30 |  | 0 | 0 | 0 | 0 | 0 | 0 | 0 | 0 | 0 | 0 | 0 | 0 | 0 | 2037
1386
1387
1388
1389 |  | TOTAL PRODUCTION PLANT DEPRECIATION |  |  |  |  | -431648788.112 | -125498008.4862 | -118265367.631 | -38944525.9991 | -1584353.0522 | -89733692.9212 | -4478430.2765 | -131329.9144 | -348923.8731 | -25929963.9179 | -10201208.8784 | -16532983.162 | 0
1390
1391
1392 | [6 empty] | D: TRANSMISSION PLANT
1393
1394 |  | 108TP | Transmission Plant Accum Depr |  | F106 |  | 0 | 0 | 0 | 0 | 0 | 0 | 0 | 0 | 0 | 0 | 0 | 0 | 0 | 2045
1395
1396
1397 | [6 empty] | D: DISTRIBUTION PLANT
1398
1399 |  | 108360 | Land and Land Rights |  | F118 |  | 0 | 0 | 0 | 0 | 0 | 0 | 0 | 0 | 0 | 0 | 0 | 0 | 0 | 2049
1400
1401 |  | 108361 | Structures and Improvements |  | F119 |  | 0 | 0 | 0 | 0 | 0 | 0 | 0 | 0 | 0 | 0 | 0 | 0 | 0 | 2053
1402
1403 |  | 108362 | Station Equipment |  | F120 |  | 0 | 0 | 0 | 0 | 0 | 0 | 0 | 0 | 0 | 0 | 0 | 0 | 0 | 2057
1404
1405 |  | Distribution - METER - Unbundled
1406
1407 |  | A |  | B | C |  | D | E | F | G | H | I | J | K | L | M | N | O
1408 |  | FERC ACCT |  | DESCRIPTION | COS Factor |  | Utah Jurisdiction Normalized | Residential Sch 1 | General Large Dist. Sch 6 | General +1 MW Sch 8 | Street & Area Lighting Sch. 7,11,12 | General Trans Sch 9 | Irrigation Sch 10 | Traffic Signals Sch 15 | Outdoor Lighting Sch 15 | General Small Dist. Sch 23 | Industrial Cust 1 | Industrial Cust 2
1409
1410 |  | 108364 | Poles, Towers & Fixtures |  | F121 |  | 0 | 0 | 0 | 0 | 0 | 0 | 0 | 0 | 0 | 0 | 0 | 0 | 0 | 2061
1411
1412 |  | 108365 | Overhead Conductors |  | F122 |  | 0 | 0 | 0 | 0 | 0 | 0 | 0 | 0 | 0 | 0 | 0 | 0 | 0 | 2065
1413
1414 |  | 108366 | Underground Conduit |  | F123 |  | 0 | 0 | 0 | 0 | 0 | 0 | 0 | 0 | 0 | 0 | 0 | 0 | 0 | 2069
1415
1416 |  | 108367 | Underground Conductors |  | F124 |  | 0 | 0 | 0 | 0 | 0 | 0 | 0 | 0 | 0 | 0 | 0 | 0 | 0 | 2073
1417
1418 |  | 108368 | Line Transformers |  | F125 |  | 0 | 0 | 0 | 0 | 0 | 0 | 0 | 0 | 0 | 0 | 0 | 0 | 0 | 2077
1419
1420 |  | 108369 | Services |  | F126 |  | 0 | 0 | 0 | 0 | 0 | 0 | 0 | 0 | 0 | 0 | 0 | 0 | 0 | 2081
1421
1422 |  | 108370 | Meters |  | F127 |  | 0 | 0 | 0 | 0 | 0 | 0 | 0 | 0 | 0 | 0 | 0 | 0 | 0 | 2085
1423
1424 |  | 108371 | Install on Customers' Premises |  | F128 |  | 0 | 0 | 0 | 0 | 0 | 0 | 0 | 0 | 0 | 0 | 0 | 0 | 0 | 2089
1425
1426 |  | 108372 | Leased Property |  | F129 |  | 0 | 0 | 0 | 0 | 0 | 0 | 0 | 0 | 0 | 0 | 0 | 0 | 0 | 2093
1427
1428 |  | 108373 | Street Lights |  | F130 |  | 0 | 0 | 0 | 0 | 0 | 0 | 0 | 0 | 0 | 0 | 0 | 0 | 0 | 2097
1429
1430 |  | 108D00 | Unclassified Dist Plant - Acct 300 |  | F121 |  | 0 | 0 | 0 | 0 | 0 | 0 | 0 | 0 | 0 | 0 | 0 | 0 | 0 | 2101
1431
1432 |  | 108DS | Unclassified Dist Sub - Acct 300 |  | F120 |  | 0 | 0 | 0 | 0 | 0 | 0 | 0 | 0 | 0 | 0 | 0 | 0 | 0 | 2105
1433
1434 |  | 108D | Unclassified Dist Sub - Acct 300 |  | F102P |  | 0 | 0 | 0 | 0 | 0 | 0 | 0 | 0 | 0 | 0 | 0 | 0 | 0 | 2109
1435
1436
1437 |  | TOTAL DISTRIBUTION PLANT DEPR |  |  |  |  | 0 | 0 | 0 | 0 | 0 | 0 | 0 | 0 | 0 | 0 | 0 | 0 | 0
1438
1439 | [6 empty] | D: GENERAL PLANT
1440 |  | 108GP | General Plant Accumulated Depr
1441 |  |  |  | Situs | F107P |  | 0 | 0 | 0 | 0 | 0 | 0 | 0 | 0 | 0 | 0 | 0 | 0 | 0 | 2115
1442 |  |  |  | System Generation | F105P |  | -95743.7842 | -34771.9411 | -25490.3589 | -7620.1876 | -171.9651 | -16573.9811 | -855.7225 | -23.6782 | -39.8927 | -6061.6333 | -1933.4165 | -2201.0071 | 0 | 2116
1443 |  |  |  | System Generation | F105P |  | -242042.9907 | -87904.4494 | -64440.3472 | -19264.0496 | -434.7325 | -41899.4924 | -2163.2907 | -59.859 | -100.8499 | -15323.9803 | -4887.7315 | -5564.2082 | 0 | 2117
1444 |  |  |  | System Generation | F105P |  | -4090448.79 | -1485556.9563 | -1089021.1678 | -325556.2501 | -7346.8397 | -708087.9612 | -36558.9187 | -1011.5986 | -1704.3309 | -258970.3439 | -82601.0924 | -94033.3305 | 0 | 2118
1445 |  |  |  | Customer - System | F42 |  | 0 | 0 | 0 | 0 | 0 | 0 | 0 | 0 | 0 | 0 | 0 | 0 | 0 | 2119
1446 |  |  |  | System Overheads | F102P |  | -5296437.1451 | -1923544.1998 | -1410097.635 | -421540.1058 | -9512.9109 | -916853.7664 | -47337.5967 | -1309.8485 | -2206.8193 | -335322.6551 | -106954.3995 | -121757.208 | 0 | 2120
1447 |  |  |  | Energy | F30 |  | -366333.2843 | -106508.1124 | -100369.8881 | -33051.5839 | -1344.6146 | -76155.5212 | -3800.7707 | -111.4576 | -296.126 | -22006.3373 | -8657.5995 | -14031.2731 | 0 | 2121
1448 |  |  |  | Simple Cycle Combustion Turbine | F30 |  | -3753.826 | -1091.3912 | -1028.4927 | -338.6804 | -13.7783 | -780.3675 | -38.9466 | -1.1421 | -3.0344 | -225.4995 | -88.7146 | -143.7788 | 0 | 2122
1449 |  |  |  | Cholla | F30 |  | -110260.8552 | -32057.3534 | -30209.8394 | -9948.0338 | -404.7089 | -22921.6761 | -1143.9753 | -33.5471 | -89.1295 | -6623.5793 | -2605.8083 | -4223.2039 | 0 | 2123
1450 |  |  | Total General Plant Accumulated Depr |  |  |  | -10205020.6754 | -3671434.4035 | -2720657.729 | -817318.8912 | -19229.55 | -1783272.7659 | -91899.2213 | -2551.131 | -4440.1827 | -644534.0288 | -207728.7624 | -241954.0096 | 0
1451
1452 |  | 108MP | Mining Plant Accumulated Depr. |  | F30 |  | -38164815.1129 | -11096077.2341 | -10456593.4487 | -3443333.2731 | -140082.7316 | -7933926.5951 | -395966.5084 | -11611.7131 | -30850.5792 | -2292633.0528 | -901953.7677 | -1461786.2091 | 0 | 2131
1453
1454 |  | 1081390 | Accum Depr - Capital Lease |  | F30 |  | 0 | 0 | 0 | 0 | 0 | 0 | 0 | 0 | 0 | 0 | 0 | 0 | 0 | 2138
1455 |  |  | Remove Capital Lease |  | F30 |  | 0 | 0 | 0 | 0 | 0 | 0 | 0 | 0 | 0 | 0 | 0 | 0 | 0 | 2141
1456
1457 |  | 1081399L | Accum Depr - Capital Lease |  | F30 |  | 0 | 0 | 0 | 0 | 0 | 0 | 0 | 0 | 0 | 0 | 0 | 0 | 0 | 2145
1458 |  |  |  | Energy | F30 |  | 0 | 0 | 0 | 0 | 0 | 0 | 0 | 0 | 0 | 0 | 0 | 0 | 0 | 2146
1459 |  |  | Remove Capital Lease |  | F30 |  | 0 | 0 | 0 | 0 | 0 | 0 | 0 | 0 | 0 | 0 | 0 | 0 | 0 | 2149
1460
1461 |  | TOTAL GENERAL PLANT ACCUM DEPR |  |  |  |  | -48369835.7883 | -14767511.6376 | -13177251.1777 | -4260652.1643 | -159312.2816 | -9717199.3609 | -487865.7297 | -14162.8441 | -35290.7619 | -2937167.0816 | -1109682.5301 | -1703740.2187 | 0
1462
1463
1464 |  | TOTAL ACCUM DEPR - PLANT IN SERVICE |  |  |  |  | -480018623.9003 | -140265520.1238 | -131442618.8087 | -43205178.1634 | -1743665.3338 | -99450892.2821 | -4966296.0063 | -145492.7586 | -384214.6349 | -28867130.9995 | -11310891.4086 | -18236723.3806 | 0
1465
1466
1467 | [6 empty] | D: ACCUMULATED AMORTIZATION
1468
1469 |  | 111CLS | Accum Prov for Amort-Steam |  | F30 |  | 0 | 0 | 0 | 0 | 0 | 0 | 0 | 0 | 0 | 0 | 0 | 0 | 0 | 2162
1470
1471 |  | 111CLG | Accum Prov for Amort-General
1472 |  |  | Situs |  | F108P |  | 0 | 0 | 0 | 0 | 0 | 0 | 0 | 0 | 0 | 0 | 0 | 0 | 0 | 2166
1473 |  |  | Customer - System |  | F40 |  | 0 | 0 | 0 | 0 | 0 | 0 | 0 | 0 | 0 | 0 | 0 | 0 | 0 | 2167
1474 |  |  | System Generation |  | F108P |  | -13783.6553 | -4443.3191 | -3729.8854 | -1179.6183 | -39.3144 | -2656.1678 | -134.3581 | -3.8511 | -8.7852 | -847.4999 | -305.0556 | -435.8003 | 0 | 2168
1475 |  |  | System Overheads |  | F108P |  | -286723.0869 | -92428.4702 | -77587.8557 | -24538.0341 | -817.8059 | -55252.734 | -2794.8742 | -80.1087 | -182.7479 | -17629.4148 | -6345.6672 | -9065.3744 | 0 | 2169
1476 |  |  | Energy |  | F108P |  | 0 | 0 | 0 | 0 | 0 | 0 | 0 | 0 | 0 | 0 | 0 | 0 | 0 | 2170
1477 |  |  | Total Accum Prov for Amort-General |  |  |  | -300506.7422 | -96871.7893 | -81317.7411 | -25717.6524 | -857.1203 | -57908.9018 | -2929.2324 | -83.9598 | -191.5331 | -18476.9146 | -6650.7228 | -9501.1747 | 0 | 2171
1478
1479 |  | 111CLH | Accum Prov for Amort-Hydro |  | F30 |  | -142131.6225 | -41323.4928 | -38941.9571 | -12823.501 | -521.6896 | -29547.159 | -1474.64 | -43.2438 | -114.8923 | -8538.117 | -3359.0141 | -5443.9159 | 0 | 2179
1480
1481 |  | 111IP | Accum Prov for Amort-Intangible
1482 |  |  |  | Situs | F107P |  | -12366.9765 | -4491.4015 | -3292.5236 | -984.2799 | -22.2123 | -2140.8182 | -110.5315 | -3.0584 | -5.1528 | -782.9655 | -249.7344 | -284.2984 | 0 | 2183
1483 |  |  |  | System Generation | F105P |  | 0 | 0 | 0 | 0 | 0 | 0 | 0 | 0 | 0 | 0 | 0 | 0 | 0 | 2184
1484 |  |  |  | System Generation | F105P |  | -46420.8298 | -16858.9781 | -12358.8557 | -3694.6047 | -83.3763 | -8035.8006 | -414.8922 | -11.4802 | -19.3418 | -2938.9485 | -937.406 | -1067.1458 | 0 | 2185
1485 |  |  |  | Energy | F30 |  | -559176.15 | -162575.4436 | -153205.9739 | -50450.3909 | -2052.4381 | -116244.8322 | -5801.5485 | -170.1303 | -452.0108 | -33590.7752 | -13215.0787 | -21417.5277 | 0 | 2186
1486 |  |  |  | System Generation | F105P |  | -6224502.9413 | -2260596.3596 | -1657181.3535 | -495404.2796 | -11179.8064 | -1077509.0518 | -55632.3056 | -1539.3661 | -2593.5082 | -394079.4153 | -125695.4356 | -143092.0596 | 0 | 2187
1487 |  |  |  | System Generation | F105P |  | -2295168.6857 | -833552.498 | -611054.5348 | -182671.0341 | -4122.3439 | -397311.2484 | -20513.369 | -567.6124 | -956.3075 | -145309.3913 | -46347.8338 | -52762.5125 | 0 | 2188
1488 |  |  |  | System Generation | F105P |  | -437251.8551 | -158799.8209 | -116411.8048 | -34800.6005 | -785.3464 | -75691.6394 | -3907.9954 | -108.1357 | -182.1858 | -27682.8458 | -8829.7111 | -10051.7695 | 0 | 2189
1489 |  |  |  | Customer - System | F42 |  | 0 | 0 | 0 | 0 | 0 | 0 | 0 | 0 | 0 | 0 | 0 | 0 | 0 | 2190
1490 |  |  |  | System Generation | F105P |  | 0 | 0 | 0 | 0 | 0 | 0 | 0 | 0 | 0 | 0 | 0 | 0 | 0 | 2191
1491 |  |  |  | Cholla | F30 |  | -85328.7614 | -24808.571 | -23378.8154 | -7698.5926 | -313.1965 | -17738.6456 | -885.3005 | -25.9614 | -68.9756 | -5125.861 | -2016.5851 | -3268.2565 | 0 | 2192
1492 |  |  |  | System Overheads | F102P |  | -16098895.5894 | -5846748.7455 | -4286091.5697 | -1281300.9886 | -28915.166 | -2786841.9189 | -143885.9758 | -3981.3773 | -6707.7835 | -1019236.9447 | -325095.4676 | -370089.6519 | 0 | 2193
1493 |  |  | Total Accum Prov for Amort-Intangible |  |  |  | -25759111.7893 | -9308431.8183 | -6862975.4312 | -2057004.771 | -47473.8859 | -4481513.955 | -231151.9185 | -6407.1219 | -10985.2661 | -1628747.1473 | -522387.2522 | -602033.2219 | 0
1494
1495 |  | 111390 | Accum Prov for Amort-Capital Lease |  | F30 |  | 0 | 0 | 0 | 0 | 0 | 0 | 0 | 0 | 0 | 0 | 0 | 0 | 0 | 2204
1496
1497
1498 |  | TOTAL ACCUM PROV FOR AMORTIZATION |  |  |  |  | -26201750.154 | -9446627.1004 | -6983235.1294 | -2095545.9244 | -48852.6958 | -4568970.0158 | -235555.7909 | -6534.3254 | -11291.6915 | -1655762.1789 | -532396.9891 | -616978.3125 | 0

## Transmission-Demand
Transmission Demand |  |  | - | Transmission - Demand - Unbundled
Rocky Mountain Power
3 | Cost Of Service By Rate Schedule
4 | State of Utah
5 | 2010 Protocol (Non Wgt)
6 | 12 Months Ended Dec 2015
7
8
9 |  | A |  | B | C |  | D | E | F | G | H | I | J | K | L | M | N | O | Chk Total
12 |  |  |  | DESCRIPTION |  |  | Utah Jurisdiction Normalized | Residential Sch 1 | General Large Dist. Sch 6 | General +1 MW Sch 8 | Street & Area Lighting Sch. 7,11,12 | General Trans Sch 9 | Irrigation Sch 10 | Traffic Signals Sch 15 | Outdoor Lighting Sch 15 | General Small Dist. Sch 23 | Industrial Cust 1 | Industrial Cust 2 | 0
13
12 |  |  |  | Operating Revenues |  |  | 250209687.0303 | 91838781.9248 | 73188786.4528 | 20128080.7602 | 399180.1029 | 37075615.9973 | 1998192.7404 | 66019.277 | 96381.617 | 17581513.4592 | 3459554.0299 | 4377580.6688 | 0
13
14 |  |  |  | Operating Expenses
15 |  |  |  | Operation & Maintenance Expenses |  |  | 79839203.9059 | 30279212.2429 | 21059549.2267 | 6160028.2266 | 125585.8539 | 13230102.5105 | 694333.6363 | 19188.74 | 27165.2983 | 5122431.6881 | 1542828.2539 | 1578778.2286 | 0
16 |  |  |  | Depreciation Expense |  |  | 36323344.5195 | 13138342.2223 | 9630788.7838 | 2878987.7205 | 64954.8973 | 6405776.6158 | 323298.7694 | 8945.6336 | 15068.7387 | 2290259.0375 | 735473.0415 | 831449.0593 | 0
17 |  |  |  | Amortization Expense |  |  | 98359.2576 | 35569.1756 | 26079.478 | 7796.942 | 176.0798 | 17350.638 | 875.5902 | 24.2292 | 40.8439 | 6201.3349 | 1991.942 | 2253.0039 | 0
18 |  |  |  | Taxes Other Than Income |  |  | 11801900.9584 | 4267377.9757 | 3145132.7375 | 939255.9376 | 21009.1359 | 2066689.1386 | 105362.2715 | 2717.1641 | 4570.5947 | 737433.1276 | 240419.3069 | 271933.5683 | 0
19 |  |  |  | Income Taxes - Federal |  |  | -768971.994 | -674984.9424 | 2142218.347 | 145142.4593 | -1870.0234 | -2009007.5746 | -70741.5326 | 1955.1095 | 1613.8345 | 515998.5812 | -511537.5255 | -307758.7271 | 0
20 |  |  |  | Income Taxes - State |  |  | -104490.5227 | -91719.2433 | 291091.8947 | 19722.4497 | -254.1051 | -272990.7632 | -9612.5994 | 265.6669 | 219.2933 | 70115.6373 | -69509.4539 | -41819.2997 | 0
21 |  |  |  | Income Taxes Deferred |  |  | 38229088.3803 | 13823024.8128 | 10187812.7781 | 3042467.343 | 68053.453 | 6694484.3896 | 341292.78 | 8801.5235 | 14805.2138 | 2388716.5559 | 778773.7724 | 880855.758 | 0
22 |  |  |  | Investment Tax Credit Adj |  |  | -714392.8643 | -258312.9943 | -190381.227 | -56855.056 | -1271.7254 | -125100.8612 | -6377.7908 | -164.4754 | -276.6673 | -44638.3143 | -14553.0655 | -16460.6873 | 0
23 |  |  |  | Misc Revenues & Expense |  |  | -34.0024 | -13.1699 | -8.9648 | -2.5857 | -0.039827 | -5.4919 | -0.28761 | -0.0077636 | -0.009728 | -2.1894 | -0.64765 | -0.6081 | 0
24
25 |  |  |  | Total Operating Expenses |  |  | 164704007.6382 | 60518496.0794 | 46292283.0541 | 13136543.4369 | 276383.5262 | 26007298.6017 | 1378430.8371 | 41733.5836 | 63207.1402 | 11086515.4588 | 2703885.6241 | 3199230.296 | 0
26
27 |  |  |  | Operating Revenue For Return |  |  | 85505679.3921 | 31320285.8454 | 26896503.3987 | 6991537.3232 | 122796.5767 | 11068317.3956 | 619761.9034 | 24285.6934 | 33174.4768 | 6494998.0004 | 755668.4058 | 1178350.3728 | 0
28
29
30 |  |  |  | Rate Base :
31 |  |  |  | Electric Plant In Service |  |  | 2025417018.7348 | 777470306.3393 | 532218778.3711 | 153947886.6134 | 2460924.6494 | 335651325.7627 | 17136928.7608 | 463542.6631 | 597626.2505 | 129712696.0978 | 38880128.0175 | 36876875.2091 | 0
32 |  |  |  | Plant Held For Future Use |  |  | 1201635.0506 | 465420.0982 | 316813.224 | 91378.246 | 1407.482 | 194081.9622 | 10163.9697 | 274.3646 | 343.785 | 77374.0978 | 22887.7344 | 21490.0869 | 0
33 |  |  |  | Electric Plant Acquisition Adj |  |  | 0 | 0 | 0 | 0 | 0 | 0 | 0 | 0 | 0 | 0 | 0 | 0 | 0
34 |  |  |  | Pensions |  |  | 0 | 0 | 0 | 0 | 0 | 0 | 0 | 0 | 0 | 0 | 0 | 0 | 0
35 |  |  |  | Prepayments |  |  | 2454036.2046 | 887588.9146 | 650667.1536 | 194512.9855 | 4389.5816 | 432807.964 | 21843.182 | 604.4088 | 1018.3017 | 154729.3125 | 49691.4709 | 56182.9295 | 0
36 |  |  |  | Fuel Stock |  |  | 0 | 0 | 0 | 0 | 0 | 0 | 0 | 0 | 0 | 0 | 0 | 0 | 0
37 |  |  |  | Materials & Supplies |  |  | 504239.0672 | 182375.8775 | 133694.767 | 39967.2369 | 901.9421 | 88930.5071 | 4488.192 | 124.1899 | 209.2339 | 31792.7519 | 10210.2735 | 11544.0954 | 0
38 |  |  |  | Misc Deferred Debits |  |  | 17022686.5317 | 6156856.135 | 4513422.814 | 1349260.2805 | 30448.8058 | 3002219.0731 | 151517.5854 | 4192.5467 | 7063.5596 | 1073296.5464 | 344690.2417 | 389718.9435 | 0
39 |  |  |  | Cash Working Capital |  |  | 2815474.9498 | 1036475.6959 | 789093.7152 | 224554.3697 | 4988.5783 | 443273.6754 | 23746.531 | 730.7499 | 1113.9003 | 189914.5991 | 46345.3628 | 55237.772 | 0
40 |  |  |  | Weatherization Loans |  |  | 0 | 0 | 0 | 0 | 0 | 0 | 0 | 0 | 0 | 0 | 0 | 0 | 0
41 |  |  |  | Miscellaneous Rate Base |  |  | 0 | 0 | 0 | 0 | 0 | 0 | 0 | 0 | 0 | 0 | 0 | 0 | 0
42
43 |  |  |  | Total Rate Base Additions |  |  | 2049415090.5386 | 786199023.0605 | 538622470.0449 | 155847559.7319 | 2503061.0392 | 339812638.9444 | 17348688.221 | 469468.923 | 607375.031 | 131239803.4055 | 39353953.1008 | 37411049.0363 | 0
44
45 |  |  |  | Rate Base Deductions :
46 |  |  |  | Accum Provision For Depreciation |  |  | -523548000.8033 | -189370704.3448 | -138813725.856 | -41496321.6224 | -936213.7841 | -92329530.0776 | -4659868.2809 | -128937.7793 | -217190.4824 | -33010776.9045 | -10600738.883 | -11983992.7885 | 0
47 |  |  |  | Accum Provision For Amortization |  |  | -28475291.5628 | -10299099.9493 | -7549988.4447 | -2257023.0945 | -50934.3223 | -5022056.6723 | -253456.4268 | -7013.2315 | -11815.8203 | -1795394.949 | -576592.4364 | -651916.2155 | 0
48 |  |  |  | Accum Deferred Income Taxes |  |  | -337318380.9903 | -122003249.4595 | -89437244.8247 | -26736720.0037 | -603368.5329 | -59491114.4315 | -3002447.5752 | -83078.8162 | -139970.3357 | -21268267.9966 | -6830312.4701 | -7722606.5442 | 0
49 |  |  |  | Unamortized ITC |  |  | -33986.9671 | -12292.6015 | -9011.3699 | -2693.8942 | -60.7932 | -5994.1071 | -302.5156 | -8.3707 | -14.1029 | -2142.913 | -688.1973 | -778.1016 | 0
50 |  |  |  | Customer Advance For Construction |  |  | -7331775.4046 | -2746097.786 | -457541.2545 | -223287.7288 | -24711.5981 | -2674570.734 | -34499.3862 | -20124.1785 | -34870.9133 | -1116071.8252 | 0 | 0 | 0
51 |  |  |  | Customer Service Deposits |  |  | 0 | 0 | 0 | 0 | 0 | 0 | 0 | 0 | 0 | 0 | 0 | 0 | 0
52 |  |  |  | Misc Rate Base Deductions |  |  | -17344072.2532 | -6287822.7185 | -4597779.7699 | -1372885.9232 | -30669.0278 | -3050370.0661 | -154124.0557 | -4261.3817 | -7122.9049 | -1094329.7722 | -350507.667 | -394198.9663 | 0
53 | [18 empty] | 0
54 |  |  |  | Total Rate Base Deductions |  |  | -914051507.9813 | -330719266.8595 | -240865291.5198 | -72088932.2668 | -1645958.0584 | -162573636.0886 | -8104698.2404 | -243423.7579 | -410984.5595 | -58286984.3605 | -18358839.6539 | -20753492.6162 | 0
55 | [18 empty] | 0
56 |  |  |  | Total Rate Base |  |  | 1135363582.5573 | 455479756.201 | 297757178.5252 | 83758627.4652 | 857102.9808 | 177239002.8559 | 9243989.9806 | 226045.1651 | 196390.4715 | 72952819.045 | 20995113.447 | 16657556.4201 | 0
57
58
59 |  |  |  | Return On Rate Base |  |  | 7.531% | 6.876% | 9.033% | 8.347% | 14.33% | 6.245% | 6.704% | 10.74% | 16.89% | 8.903% | 3.599% | 7.074%
60
61 |  |  |  | Return On Equity |  |  | 9.801% | 8.522% | 12.74% | 11.4% | 23.08% | 7.288% | 8.186% | 16.08% | 28.09% | 12.48% | 2.119% | 8.908%
Rocky Mountain Power
Cost Of Service By Rate Schedule
State of Utah
2010 Protocol (Non Wgt)
12 Months Ended Dec 2015
|  | A |  | B | C |  | D | E | F | G | H | I | J | K | L | M | N | O
|  |  |  | DESCRIPTION | COS Factor |  | Utah Jurisdiction Normalized | Residential Sch 1 | General Large Dist. Sch 6 | General +1 MW Sch 8 | Street & Area Lighting Sch. 7,11,12 | General Trans Sch 9 | Irrigation Sch 10 | Traffic Signals Sch 15 | Outdoor Lighting Sch 15 | General Small Dist. Sch 23 | Industrial Cust 1 | Industrial Cust 2
79 |  |  |  | Total Rate Base |  |  | 1135363582.5573 | 455479756.201 | 297757178.5252 | 83758627.4652 | 857102.9808 | 177239002.8559 | 9243989.9806 | 226045.1651 | 196390.4715 | 72952819.045 | 20995113.447 | 16657556.4201 | 0
80
81
82 |  |  |  | Return On Ratebase ($$) | 7.583% |  | 86099655.4804 | 34541049.8361 | 22580247.3161 | 6351788.1664 | 64997.92 | 13440819.5912 | 701012.7547 | 17142.0073 | 14893.1604 | 5532335.7932 | 1592152.56 | 1263216.3749 | 0
83 |  |  |  | Operating & Maintenance Expense |  |  | 79839203.9059 | 30279212.2429 | 21059549.2267 | 6160028.2266 | 125585.8539 | 13230102.5105 | 694333.6363 | 19188.74 | 27165.2983 | 5122431.6881 | 1542828.2539 | 1578778.2286 | 0
84 |  |  |  | Bad Debt to Produce ROR | F80 |  | 0 | 0 | 0 | 0 | 0 | 0 | 0 | 0 | 0 | 0 | 0 | 0 | 0
85 |  |  |  | Depreciation Expense |  |  | 36323344.5195 | 13138342.2223 | 9630788.7838 | 2878987.7205 | 64954.8973 | 6405776.6158 | 323298.7694 | 8945.6336 | 15068.7387 | 2290259.0375 | 735473.0415 | 831449.0593 | 0
86 |  |  |  | Amortization Expense |  |  | 98359.2576 | 35569.1756 | 26079.478 | 7796.942 | 176.0798 | 17350.638 | 875.5902 | 24.2292 | 40.8439 | 6201.3349 | 1991.942 | 2253.0039 | 0
87 |  |  |  | Taxes Other Than Income |  |  | 11801900.9584 | 4267377.9757 | 3145132.7375 | 939255.9376 | 21009.1359 | 2066689.1386 | 105362.2715 | 2717.1641 | 4570.5947 | 737433.1276 | 240419.3069 | 271933.5683 | 0
88 |  |  |  | Federal Income Taxes |  |  | -768971.994 | -674984.9424 | 2142218.347 | 145142.4593 | -1870.0234 | -2009007.5746 | -70741.5326 | 1955.1095 | 1613.8345 | 515998.5812 | -511537.5255 | -307758.7271 | 0
89 |  |  |  | FIT Adj to Produce Target ROR | F101 |  | 0 | 0 | 0 | 0 | 0 | 0 | 0 | 0 | 0 | 0 | 0 | 0 | 0
90 |  |  |  | State Income Taxes |  |  | -104490.5227 | -91719.2433 | 291091.8947 | 19722.4497 | -254.1051 | -272990.7632 | -9612.5994 | 265.6669 | 219.2933 | 70115.6373 | -69509.4539 | -41819.2997 | 0
91 |  |  |  | SIT Adj to Produce Target ROR | F101 |  | 0 | 0 | 0 | 0 | 0 | 0 | 0 | 0 | 0 | 0 | 0 | 0 | 0
92 |  |  |  | Deferred Income Taxes |  |  | 38229088.3803 | 13823024.8128 | 10187812.7781 | 3042467.343 | 68053.453 | 6694484.3896 | 341292.78 | 8801.5235 | 14805.2138 | 2388716.5559 | 778773.7724 | 880855.758 | 0
93 |  |  |  | Investment Tax Credit |  |  | -714392.8643 | -258312.9943 | -190381.227 | -56855.056 | -1271.7254 | -125100.8612 | -6377.7908 | -164.4754 | -276.6673 | -44638.3143 | -14553.0655 | -16460.6873 | 0
94 |  |  |  | Misc Revenue & Expenses |  |  | -34.0024 | -13.1699 | -8.9648 | -2.5857 | -0.039827 | -5.4919 | -0.28761 | -0.0077636 | -0.009728 | -2.1894 | -0.64765 | -0.6081 | 0
|  |  |  | Total Operating Expenses |  |  | 164704007.6382 | 60518496.0794 | 46292283.0541 | 13136543.4369 | 276383.5262 | 26007298.6017 | 1378430.8371 | 41733.5836 | 63207.1402 | 11086515.4588 | 2703885.6241 | 3199230.296
|  |  |  | Total Op. exp. Adjusted for Taxes |  |  | 86467250.8783 | 36534291.7263 | 19909035.6229 | 5955865.0804 | 29227.9276 | 14909095.6818 | 751296.6628 | 12720.9773 | 3579.3585 | 4936570.7378 | 2109829.503 | 1315737.5999
97 |  |  |  | Revenue Credits |  |  | -35231959.4337 | -13487487.0376 | -9353666.671 | -2705358.2111 | -46222.7844 | -5727081.899 | -299540.3711 | -8182.9915 | -11119.3902 | -2271466.9928 | -666901.2015 | -654931.8837 | 0
98
99 |  |  |  | Total Revenue Requirements |  |  | 215939299.0828 | 83565300.7681 | 56847652.006 | 16387050.3062 | 259388.6695 | 35189312.3845 | 1830187.1288 | 46271.5694 | 55667.1086 | 13751619.2038 | 4146813.9256 | 3860036.0123 | 0
100 |  |  |  | Operating Revenues |  |  | 214977727.5966 | 78351294.8872 | 63835119.7818 | 17422722.549 | 352957.3186 | 31348534.0983 | 1698652.3694 | 57836.2855 | 85262.2268 | 15310046.4665 | 2792652.8284 | 3722648.7851 | 0
101
102 |  |  |  | Increase / (Decrease) Required to
103 |  |  |  | Earn Equal Rates of Return |  |  | 961571.4862 | 5214005.8809 | -6987467.7758 | -1035672.2429 | -93568.6491 | 3840778.2862 | 131534.7594 | -11564.7161 | -29595.1182 | -1558427.2626 | 1354161.0972 | 137387.2271 | 0
104
105 |  |  |  | Existing Revenues |  |  | 214977727.5966 | 78351294.8872 | 63835119.7818 | 17422722.549 | 352957.3186 | 31348534.0983 | 1698652.3694 | 57836.2855 | 85262.2268 | 15310046.4665 | 2792652.8284 | 3722648.7851 | 0
106 |  |  |  | check |  |  | 0 | 4.0233e-07 | 8.1211e-07 | 3.1292e-07 | -2.6193e-09 | 1.1474e-06 | 3.0501e-08 | 3.7835e-10 | 1.397e-09 | 9.3132e-08 | 1.4855e-07 | 1.6857e-07 | 0
107 |  |  |  | Percent Increase / (Decrease)
108 |  |  |  | Over Existing Rates To
109 |  |  |  | Equal Authorized RoE & RoR |  |  | 0.4473% | 6.655% | -10.95% | -5.944% | -26.51% | 12.25% | 7.743% | -20% | -34.71% | -10.18% | 48.49% | 3.691%
[5 empty] | 2010 Protocol |  | E: ELECTRIC REVENUES
|  | Transmission - Demand - Unbundled |  |  | (Non-Wgt)
|  | A |  | B | C |  | D | E | F | G | H | I | J | K | L | M | N | O
|  | FERC ACCT |  | DESCRIPTION | COS Factor |  | Utah Jurisdiction Normalized | Residential Sch 1 | General Large Dist. Sch 6 | General +1 MW Sch 8 | Street & Area Lighting Sch. 7,11,12 | General Trans Sch 9 | Irrigation Sch 10 | Traffic Signals Sch 15 | Outdoor Lighting Sch 15 | General Small Dist. Sch 23 | Industrial Cust 1 | Industrial Cust 2 |  | Func Study Row
122 |  | 440 | Residential Sales |  | A |  | 78351294.8872 | 78351294.8872 | 0 | 0 | 0 | 0 | 0 | 0 | 0 | 0 | 0 | 0 | 0
123
124 |  | 442 | Commercial & Industrial Sales |  | A |  | 136130376.8785 | 0 | 63835119.7818 | 17422722.549 | 0 | 31348534.0983 | 1698652.3694 | 0 | 0 | 15310046.4665 | 2792652.8284 | 3722648.7851 | 0
125 |  |  |  | Interruptible Demand | F12 |  | 0 | 0 | 0 | 0 | 0 | 0 | 0 | 0 | 0 | 0 | 0 | 0 | 0 | 100
126 |  |  |  | Interruptible Energy | F30 |  | 0 | 0 | 0 | 0 | 0 | 0 | 0 | 0 | 0 | 0 | 0 | 0 | 0 | 101
127 | [6 empty] | 136130376.8785 | 0 | 63835119.7818 | 17422722.549 | 0 | 31348534.0983 | 1698652.3694 | 0 | 0 | 15310046.4665 | 2792652.8284 | 3722648.7851 | 0
128
129 |  | 444 | Public Street & Highway Lighting |  | A |  | 496055.8309 | 0 | 0 | 0 | 352957.3186 | 0 | 0 | 57836.2855 | 85262.2268 | 0 | 0 | 0 | 0
130
131 |  | 445 | Other Sales to Public Authority |  | A |  | 0 | 0 | 0 | 0 | 0 | 0 | 0 | 0 | 0 | 0 | 0 | 0 | 0
132
133 |  | 448 | Interdepartmental |  | A | 0 | 0 | 0 | 0 | 0 | 0 | 0 | 0 | 0 | 0 | 0 | 0 | 0 | 0 | 114
134 |  |  |  | Demand | F12 |  | 0 | 0 | 0 | 0 | 0 | 0 | 0 | 0 | 0 | 0 | 0 | 0 | 0 | 115
135 | [6 empty] | 0 | 0 | 0 | 0 | 0 | 0 | 0 | 0 | 0 | 0 | 0 | 0 | 0
136
137 |  | Total Sales to Ultimate Customers |  |  |  |  | 214977727.5966 | 78351294.8872 | 63835119.7818 | 17422722.549 | 352957.3186 | 31348534.0983 | 1698652.3694 | 57836.2855 | 85262.2268 | 15310046.4665 | 2792652.8284 | 3722648.7851 | 0
138
139 |  | 447 | Sales for Resale |  | F11 |  | 0 | 0 | 0 | 0 | 0 | 0 | 0 | 0 | 0 | 0 | 0 | 0 | 0 | 121
140 |  |  |  | Demand | F12 |  | 0 | 0 | 0 | 0 | 0 | 0 | 0 | 0 | 0 | 0 | 0 | 0 | 0 | 122
141 |  |  |  | Demand | F12 |  | 0 | 0 | 0 | 0 | 0 | 0 | 0 | 0 | 0 | 0 | 0 | 0 | 0 | 123
142 |  |  |  | Energy | F30 |  | 0 | 0 | 0 | 0 | 0 | 0 | 0 | 0 | 0 | 0 | 0 | 0 | 0 | 124
143 | [6 empty] | 0 | 0 | 0 | 0 | 0 | 0 | 0 | 0 | 0 | 0 | 0 | 0 | 0
144
145 |  | 449 | Provision for Rate Refund |  | F11 |  | 0 | 0 | 0 | 0 | 0 | 0 | 0 | 0 | 0 | 0 | 0 | 0 | 0 | 128
146 |  |  |  |  | F12 |  | 0 | 0 | 0 | 0 | 0 | 0 | 0 | 0 | 0 | 0 | 0 | 0 |  | 129
147
148 |  | State Specific Revenue Credit |  |  | F140T |  | 4723426.97 | 1679867.8014 | 1309513.6802 | 384207.5209 | 10270.8137 | 794276.1323 | 41329.859 | 1210.7802 | 2345.6505 | 307473.0509 | 85377.6597 | 107554.0212 | 0 | 131
149
150 |  | AGA Revenue |  |  | A | 0 | 0 | 0 | 0 | 0 | 0 | 0 | 0 | 0 | 0 | 0 | 0 | 0 | 0 | 133
151
152 |  | Total Sales from Electricity |  |  |  |  | 219701154.5666 | 80031162.6886 | 65144633.462 | 17806930.07 | 363228.1322 | 32142810.2306 | 1739982.2284 | 59047.0657 | 87607.8773 | 15617519.5174 | 2878030.4881 | 3830202.8063 | 0
153
154 |  | Other Electric Operating Revenues
155 |  | 450 | Forfeited Discounts & Interest |  | A | 0 | 0 | 0 | 0 | 0 | 0 | 0 | 0 | 0 | 0 | 0 | 0 | 0 | 0 | 139
156 |  |  |  | Customers | F40 |  | 0 | 0 | 0 | 0 | 0 | 0 | 0 | 0 | 0 | 0 | 0 | 0 | 0 | 140
157 | [6 empty] | 0 | 0 | 0 | 0 | 0 | 0 | 0 | 0 | 0 | 0 | 0 | 0 | 0
158
159 |  | 451 | Misc Electric Revenue |  | A | 0 | 0 | 0 | 0 | 0 | 0 | 0 | 0 | 0 | 0 | 0 | 0 | 0 | 0 | 144
160 |  |  |  | Demand | F12 |  | 0 | 0 | 0 | 0 | 0 | 0 | 0 | 0 | 0 | 0 | 0 | 0 | 0 | 145
161 |  |  |  | Customer | F40 |  | 0 | 0 | 0 | 0 | 0 | 0 | 0 | 0 | 0 | 0 | 0 | 0 | 0 | 146
162 | [6 empty] | 0 | 0 | 0 | 0 | 0 | 0 | 0 | 0 | 0 | 0 | 0 | 0 | 0
163
164 |  | 453 | Water Sales |  | F12 |  | 0 | 0 | 0 | 0 | 0 | 0 | 0 | 0 | 0 | 0 | 0 | 0 | 0 | 150
165
166 |  | 454 | Rent of Electric Property |  | A | 0 | 0 | 0 | 0 | 0 | 0 | 0 | 0 | 0 | 0 | 0 | 0 | 0 | 0 | 154
167 |  |  |  | Demand | F12 |  | 2029766.4903 | 786173.9042 | 535151.5549 | 154353.4383 | 2377.477 | 327837.527 | 17168.6778 | 463.4486 | 580.7115 | 130698.0441 | 38661.2859 | 36300.421 | 0 | 155
168 |  |  |  | Demand | F12 |  | 5913.6643 | 2290.4943 | 1559.1481 | 449.7041 | 6.9267 | 955.1449 | 50.0204 | 1.3502 | 1.6919 | 380.7849 | 112.6385 | 105.7602 | 0 | 156
169 |  |  |  | System Overhead | F102T |  | 351714.716 | 127210.056 | 93254.2123 | 27877.7792 | 629.1189 | 62030.4337 | 3130.5848 | 86.6244 | 145.9439 | 22175.9467 | 7121.8271 | 8052.1889 | 0 | 157
170 | [6 empty] | 2387394.8706 | 915674.4545 | 629964.9153 | 182680.9217 | 3013.5226 | 390823.1056 | 20349.2831 | 551.4232 | 728.3473 | 153254.7757 | 45895.7515 | 44458.3701 | 0
171
172 |  | 456 | Other Electric Revenue |  | A | 0 | 0 | 0 | 0 | 0 | 0 | 0 | 0 | 0 | 0 | 0 | 0 | 0 | 0 | 161
173 |  |  |  | Customer | F40 |  | 0 | 0 | 0 | 0 | 0 | 0 | 0 | 0 | 0 | 0 | 0 | 0 | 0 | 162
174 |  |  |  | Energy | F30 |  | 0 | 0 | 0 | 0 | 0 | 0 | 0 | 0 | 0 | 0 | 0 | 0 | 0 | 163
175 |  |  |  | Demand | F12 |  | 0 | 0 | 0 | 0 | 0 | 0 | 0 | 0 | 0 | 0 | 0 | 0 | 0 | 164
176 |  |  |  | Demand | F12 |  | 28121137.5932 | 10891944.7817 | 7414188.0755 | 2138469.7686 | 32938.4481 | 4541982.661 | 237861.229 | 6420.7881 | 8045.3924 | 1810739.1661 | 535627.7903 | 502919.4924 | 0 | 165
177 | [6 empty] | 28121137.5932 | 10891944.7817 | 7414188.0755 | 2138469.7686 | 32938.4481 | 4541982.661 | 237861.229 | 6420.7881 | 8045.3924 | 1810739.1661 | 535627.7903 | 502919.4924 | 0
178 | [18 empty] | 0
179 |  | Total Other Electric Operating Revenues |  |  |  |  | 30508532.4637 | 11807619.2362 | 8044152.9908 | 2321150.6902 | 35951.9707 | 4932805.7666 | 258210.5121 | 6972.2113 | 8773.7397 | 1963993.9418 | 581523.5418 | 547377.8625 | 0
180 | [18 empty] | 0
181 |  | Total Electric Operating Revenues |  |  |  |  | 250209687.0303 | 91838781.9248 | 73188786.4528 | 20128080.7602 | 399180.1029 | 37075615.9973 | 1998192.7404 | 66019.277 | 96381.617 | 17581513.4592 | 3459554.0299 | 4377580.6688 | 0
182
183 |  | Miscellaneous Revenues
184 |  | 41160 | Gain on Sale of Utility Plant - CR |  | F12 |  | 0 | 0 | 0 | 0 | 0 | 0 | 0 | 0 | 0 | 0 | 0 | 0 | 0 | 179
185 |  | 41170 | Loss on Sale of Utility Plant |  | F12 |  | 0 | 0 | 0 | 0 | 0 | 0 | 0 | 0 | 0 | 0 | 0 | 0 | 0 | 184
186 |  | 4118 | Gain from Emission Allowances |  | F30 |  | 0 | 0 | 0 | 0 | 0 | 0 | 0 | 0 | 0 | 0 | 0 | 0 | 0 | 187
187 |  | 41181 | Gain from Disposition of NOX Credits |  | F12 |  | 0 | 0 | 0 | 0 | 0 | 0 | 0 | 0 | 0 | 0 | 0 | 0 | 0 | 190
188 |  | 4194 | Impact Housing Interest Income |  | F12 |  | 0 | 0 | 0 | 0 | 0 | 0 | 0 | 0 | 0 | 0 | 0 | 0 | 0 | 194
189 |  | 421 | (Gain)/Loss on Sale of Utility Plant |  | F12 |  | -34.0024 | -13.1699 | -8.9648 | -2.5857 | -0.039827 | -5.4919 | -0.28761 | -0.0077636 | -0.009728 | -2.1894 | -0.64765 | -0.6081 | 0 | 204
190
191 |  | Total Miscellaneous Revenues |  |  |  |  | -34.0024 | -13.1699 | -8.9648 | -2.5857 | -0.039827 | -5.4919 | -0.28761 | -0.0077636 | -0.009728 | -2.1894 | -0.64765 | -0.6081 | 0
192
193 |  | Miscellaneous Expenses
194 |  | 4311 | Interest on Customer Deposits |  | F80 |  | 0 | 0 | 0 | 0 | 0 | 0 | 0 | 0 | 0 | 0 | 0 | 0 | 0 | 210
195
196 |  | DFA | Divergence Fairness Adjustment
197 |  |  |  | Production | F105 |  | 0 | 0 | 0 | 0 | 0 | 0 | 0 | 0 | 0 | 0 | 0 | 0 | 0 | 214
198 |  |  |  | Transmission | F105 |  | 0 | 0 | 0 | 0 | 0 | 0 | 0 | 0 | 0 | 0 | 0 | 0 | 0 | 215
199 |  |  |  | Distribution | F105 |  | 0 | 0 | 0 | 0 | 0 | 0 | 0 | 0 | 0 | 0 | 0 | 0 | 0 | 216
200 | [6 empty] | 0 | 0 | 0 | 0 | 0 | 0 | 0 | 0 | 0 | 0 | 0 | 0 | 0
201
202 |  | Net Miscellaneous Revenues And Expense |  |  |  |  | -34.0024 | -13.1699 | -8.9648 | -2.5857 | -0.039827 | -5.4919 | -0.28761 | -0.0077636 | -0.009728 | -2.1894 | -0.64765 | -0.6081 | 0
203
204 |  | Distribution - METER - Unbundled
205 | [6 empty] | E: STEAM POWER GENERATION
206
207 |  | A |  | B | C |  | D | E | F | G | H | I | J | K | L | M | N | O
208 |  | FERC ACCT |  | DESCRIPTION | COS Factor |  | Utah Jurisdiction Normalized | Residential Sch 1 | General Large Dist. Sch 6 | General +1 MW Sch 8 | Street & Area Lighting Sch. 7,11,12 | General Trans Sch 9 | Irrigation Sch 10 | Traffic Signals Sch 15 | Outdoor Lighting Sch 15 | General Small Dist. Sch 23 | Industrial Cust 1 | Industrial Cust 2
209 |  | 500 | Operation Suprvn & Engineering |  | F12 |  | 0 | 0 | 0 | 0 | 0 | 0 | 0 | 0 | 0 | 0 | 0 | 0 | 0 | 225
210 |  |  |  | Cholla | F12 |  | 0 | 0 | 0 | 0 | 0 | 0 | 0 | 0 | 0 | 0 | 0 | 0 | 0 | 226
211 |  |  |  | Total 500 |  |  | 0 | 0 | 0 | 0 | 0 | 0 | 0 | 0 | 0 | 0 | 0 | 0 | 0
212
213 |  | 501 | Fuel Related |  | F30 |  | 0 | 0 | 0 | 0 | 0 | 0 | 0 | 0 | 0 | 0 | 0 | 0 | 0 | 237
214 |  |  |  | System Energy - Non NPC | F30 |  | 0 | 0 | 0 | 0 | 0 | 0 | 0 | 0 | 0 | 0 | 0 | 0 | 0 | 230
215 |  |  |  | System Energy - Non NPC | F30 |  | 0 | 0 | 0 | 0 | 0 | 0 | 0 | 0 | 0 | 0 | 0 | 0 | 0 | 233
216 |  |  |  | Cholla - Non NPC | F30 |  | 0 | 0 | 0 | 0 | 0 | 0 | 0 | 0 | 0 | 0 | 0 | 0 | 0 | 234
217 |  |  |  | Cholla | F30 |  | 0 | 0 | 0 | 0 | 0 | 0 | 0 | 0 | 0 | 0 | 0 | 0 | 0 | 240
218 |  |  |  | Total 501 |  |  | 0 | 0 | 0 | 0 | 0 | 0 | 0 | 0 | 0 | 0 | 0 | 0 | 0
219
220 |  | 502 | Steam Expenses |  | F12 |  | 0 | 0 | 0 | 0 | 0 | 0 | 0 | 0 | 0 | 0 | 0 | 0 | 0 | 244
221 |  |  |  | Cholla | F12 |  | 0 | 0 | 0 | 0 | 0 | 0 | 0 | 0 | 0 | 0 | 0 | 0 | 0 | 245
222 |  |  |  | Total 502 |  |  | 0 | 0 | 0 | 0 | 0 | 0 | 0 | 0 | 0 | 0 | 0 | 0 | 0
223
224 |  | 503 | Steam From Other Sources |  | F30 |  | 0 | 0 | 0 | 0 | 0 | 0 | 0 | 0 | 0 | 0 | 0 | 0 | 0 | 252
225 |  |  |  | System Energy - Non NPC | F30 |  | 0 | 0 | 0 | 0 | 0 | 0 | 0 | 0 | 0 | 0 | 0 | 0 | 0 | 249
226 |  |  |  | Total 503 |  |  | 0 | 0 | 0 | 0 | 0 | 0 | 0 | 0 | 0 | 0 | 0 | 0 | 0
227
228 |  | 505 | Electric Expenses |  | F12 |  | 0 | 0 | 0 | 0 | 0 | 0 | 0 | 0 | 0 | 0 | 0 | 0 | 0 | 256
229 |  |  |  | Cholla | F12 |  | 0 | 0 | 0 | 0 | 0 | 0 | 0 | 0 | 0 | 0 | 0 | 0 | 0 | 257
230 |  |  |  | Total 505 |  |  | 0 | 0 | 0 | 0 | 0 | 0 | 0 | 0 | 0 | 0 | 0 | 0 | 0
231
232 |  | 506 | Misc. Steam Expense |  | F12 |  | 0 | 0 | 0 | 0 | 0 | 0 | 0 | 0 | 0 | 0 | 0 | 0 | 0 | 261
233 |  |  |  | System Energy | F30 |  | 0 | 0 | 0 | 0 | 0 | 0 | 0 | 0 | 0 | 0 | 0 | 0 | 0 | 262
234 |  |  |  | Cholla | F12 |  | 0 | 0 | 0 | 0 | 0 | 0 | 0 | 0 | 0 | 0 | 0 | 0 | 0 | 263
235 |  |  |  | Total 506 |  |  | 0 | 0 | 0 | 0 | 0 | 0 | 0 | 0 | 0 | 0 | 0 | 0 | 0
236
237 |  | 507 | Rents |  | F12 |  | 0 | 0 | 0 | 0 | 0 | 0 | 0 | 0 | 0 | 0 | 0 | 0 | 0 | 267
238 |  |  |  | Cholla | F12 |  | 0 | 0 | 0 | 0 | 0 | 0 | 0 | 0 | 0 | 0 | 0 | 0 | 0 | 268
239 |  |  |  | Total 507 |  |  | 0 | 0 | 0 | 0 | 0 | 0 | 0 | 0 | 0 | 0 | 0 | 0 | 0
240
241 |  | 510 | Maint Supervision & Engineering |  | F12 |  | 0 | 0 | 0 | 0 | 0 | 0 | 0 | 0 | 0 | 0 | 0 | 0 | 0 | 272
242 |  |  |  | Cholla | F12 |  | 0 | 0 | 0 | 0 | 0 | 0 | 0 | 0 | 0 | 0 | 0 | 0 | 0 | 273
243 |  |  |  | Total 510 |  |  | 0 | 0 | 0 | 0 | 0 | 0 | 0 | 0 | 0 | 0 | 0 | 0 | 0
244
245 |  | 511 | Maintenance of Structures |  | F12 |  | 0 | 0 | 0 | 0 | 0 | 0 | 0 | 0 | 0 | 0 | 0 | 0 | 0 | 277
246 |  |  |  | Cholla | F12 |  | 0 | 0 | 0 | 0 | 0 | 0 | 0 | 0 | 0 | 0 | 0 | 0 | 0 | 278
247 |  |  |  | Total 511 |  |  | 0 | 0 | 0 | 0 | 0 | 0 | 0 | 0 | 0 | 0 | 0 | 0 | 0
248
249 |  | 512 | Maintenance of Boiler Plant |  | F12 |  | 0 | 0 | 0 | 0 | 0 | 0 | 0 | 0 | 0 | 0 | 0 | 0 | 0 | 282
250 |  |  |  | Cholla | F12 |  | 0 | 0 | 0 | 0 | 0 | 0 | 0 | 0 | 0 | 0 | 0 | 0 | 0 | 283
251 |  |  |  | Total 512 |  |  | 0 | 0 | 0 | 0 | 0 | 0 | 0 | 0 | 0 | 0 | 0 | 0 | 0
252
253 |  | 513 | Maintenance of Electric Plant |  | F12 |  | 0 | 0 | 0 | 0 | 0 | 0 | 0 | 0 | 0 | 0 | 0 | 0 | 0 | 287
254 |  |  |  | Cholla | F12 |  | 0 | 0 | 0 | 0 | 0 | 0 | 0 | 0 | 0 | 0 | 0 | 0 | 0 | 288
255 |  |  |  | Total 513 |  |  | 0 | 0 | 0 | 0 | 0 | 0 | 0 | 0 | 0 | 0 | 0 | 0 | 0
256
257 |  | 514 | Maint of Misc. Steam Plant |  | F12 |  | 0 | 0 | 0 | 0 | 0 | 0 | 0 | 0 | 0 | 0 | 0 | 0 | 0 | 292
258 |  |  |  | Cholla | F12 |  | 0 | 0 | 0 | 0 | 0 | 0 | 0 | 0 | 0 | 0 | 0 | 0 | 0 | 293
259 |  |  |  | Total 514 |  |  | 0 | 0 | 0 | 0 | 0 | 0 | 0 | 0 | 0 | 0 | 0 | 0 | 0
260
261 |  | Total Steam Power Generation |  |  |  |  | 0 | 0 | 0 | 0 | 0 | 0 | 0 | 0 | 0 | 0 | 0 | 0 | 0
262
263
264 | [6 empty] | D: NUCLEAR POWER GENERATION
265
266
267 |  | 517 | Operation Super & Engineering |  | F12 |  | 0 | 0 | 0 | 0 | 0 | 0 | 0 | 0 | 0 | 0 | 0 | 0 | 0 | 299
268
269 |  | 518 | Nuclear Fuel Expense |  | F30 |  | 0 | 0 | 0 | 0 | 0 | 0 | 0 | 0 | 0 | 0 | 0 | 0 | 0 | 303
270
271 |  | 519 | Coolants and Water |  | F12 |  | 0 | 0 | 0 | 0 | 0 | 0 | 0 | 0 | 0 | 0 | 0 | 0 | 0 | 308
272
273 |  | 520 | Steam Expenses |  | F12 |  | 0 | 0 | 0 | 0 | 0 | 0 | 0 | 0 | 0 | 0 | 0 | 0 | 0 | 312
274
275 |  | 523 | Electric Expenses |  | F12 |  | 0 | 0 | 0 | 0 | 0 | 0 | 0 | 0 | 0 | 0 | 0 | 0 | 0 | 316
276
277 |  | 524 | Misc. Nuclear Expenses |  | F12 |  | 0 | 0 | 0 | 0 | 0 | 0 | 0 | 0 | 0 | 0 | 0 | 0 | 0 | 320
278
279 |  | 528 | Maint Supervision & Eng |  | F12 |  | 0 | 0 | 0 | 0 | 0 | 0 | 0 | 0 | 0 | 0 | 0 | 0 | 0 | 324
280
281 |  | 529 | Maintenance of Structures |  | F12 |  | 0 | 0 | 0 | 0 | 0 | 0 | 0 | 0 | 0 | 0 | 0 | 0 | 0 | 328
282
283 |  | 530 | Maintenance of Reactor Plant |  | F12 |  | 0 | 0 | 0 | 0 | 0 | 0 | 0 | 0 | 0 | 0 | 0 | 0 | 0 | 332
284
285 |  | 531 | Maintenance of Electric Plant |  | F12 |  | 0 | 0 | 0 | 0 | 0 | 0 | 0 | 0 | 0 | 0 | 0 | 0 | 0 | 336
286
287 |  | 532 | Maintenance of Misc Nuclear |  | F12 |  | 0 | 0 | 0 | 0 | 0 | 0 | 0 | 0 | 0 | 0 | 0 | 0 | 0 | 340
288
289 |  | Total Nuclear Power Generation |  |  |  |  | 0 | 0 | 0 | 0 | 0 | 0 | 0 | 0 | 0 | 0 | 0 | 0 | 0
290
291
292
293 |  | Distribution - METER - Unbundled |  |  |  |  | D: HYDRAULIC POWER GENERATION
294
295 |  | A |  | B | C |  | D | E | F | G | H | I | J | K | L | M | N | O
296 |  | FERC ACCT |  | DESCRIPTION | COS Factor |  | Utah Jurisdiction Normalized | Residential Sch 1 | General Large Dist. Sch 6 | General +1 MW Sch 8 | Street & Area Lighting Sch. 7,11,12 | General Trans Sch 9 | Irrigation Sch 10 | Traffic Signals Sch 15 | Outdoor Lighting Sch 15 | General Small Dist. Sch 23 | Industrial Cust 1 | Industrial Cust 2
297 |  | 535 | Operation Super & Engineering |  | F12 |  | 0 | 0 | 0 | 0 | 0 | 0 | 0 | 0 | 0 | 0 | 0 | 0 | 0 | 349
298
299 |  | 536 | Water For Power |  | F12 |  | 0 | 0 | 0 | 0 | 0 | 0 | 0 | 0 | 0 | 0 | 0 | 0 | 0 | 354
300
301 |  | 537 | Hydraulic Expenses |  | F12 |  | 0 | 0 | 0 | 0 | 0 | 0 | 0 | 0 | 0 | 0 | 0 | 0 | 0 | 359
302
303 |  | 538 | Electric Expenses |  | F12 |  | 0 | 0 | 0 | 0 | 0 | 0 | 0 | 0 | 0 | 0 | 0 | 0 | 0 | 363
304
305 |  | 539 | Misc. Hydro Expenses |  | F12 |  | 0 | 0 | 0 | 0 | 0 | 0 | 0 | 0 | 0 | 0 | 0 | 0 | 0 | 368
306
307 |  | 540 | Rents (Hydro Generation) |  | F12 |  | 0 | 0 | 0 | 0 | 0 | 0 | 0 | 0 | 0 | 0 | 0 | 0 | 0 | 373
308
309 |  | 541 | Maint Supervision & Engineering |  | F12 |  | 0 | 0 | 0 | 0 | 0 | 0 | 0 | 0 | 0 | 0 | 0 | 0 | 0 | 377
310
311 |  | 542 | Maintenance of Structures |  | F12 |  | 0 | 0 | 0 | 0 | 0 | 0 | 0 | 0 | 0 | 0 | 0 | 0 | 0 | 382
312
313 |  | 543 | Maint of Dams & Waterways |  | F12 |  | 0 | 0 | 0 | 0 | 0 | 0 | 0 | 0 | 0 | 0 | 0 | 0 | 0 | 387
314
315 |  | 544 | Maintenance of Electric Plant |  | F12 |  | 0 | 0 | 0 | 0 | 0 | 0 | 0 | 0 | 0 | 0 | 0 | 0 | 0 | 392
316
317 |  | 545 | Maint of Misc. Hydro Plant |  | F12 |  | 0 | 0 | 0 | 0 | 0 | 0 | 0 | 0 | 0 | 0 | 0 | 0 | 0 | 397
318
319 |  | Total Hydraulic Power Generation |  |  |  |  | 0 | 0 | 0 | 0 | 0 | 0 | 0 | 0 | 0 | 0 | 0 | 0 | 0
320
321
322 | [6 empty] | D: OTHER POWER GENERATION
323
324
325 |  | 546 | Operation Super & Engineering |  | F12 |  | 0 | 0 | 0 | 0 | 0 | 0 | 0 | 0 | 0 | 0 | 0 | 0 | 0 | 403
326
327 |  | 547 | Fuel |  | F30 |  | 0 | 0 | 0 | 0 | 0 | 0 | 0 | 0 | 0 | 0 | 0 | 0 | 0 | 407
328 |  |  |  | Simple Cycle Combustion Turbine | F30 |  | 0 | 0 | 0 | 0 | 0 | 0 | 0 | 0 | 0 | 0 | 0 | 0 | 0 | 408
329 |  |  |  | Total 547 |  |  | 0 | 0 | 0 | 0 | 0 | 0 | 0 | 0 | 0 | 0 | 0 | 0 | 0
330
331 |  | 548 | Generation Expense |  | F12 |  | 0 | 0 | 0 | 0 | 0 | 0 | 0 | 0 | 0 | 0 | 0 | 0 | 0 | 412
332 |  |  |  | Simple Cycle Combustion Turbine | F12 |  | 0 | 0 | 0 | 0 | 0 | 0 | 0 | 0 | 0 | 0 | 0 | 0 | 0 | 413
333 |  |  |  | Total 548 |  |  | 0 | 0 | 0 | 0 | 0 | 0 | 0 | 0 | 0 | 0 | 0 | 0 | 0
334
335 |  | 549 | Miscellaneous Other |  | F12 |  | 0 | 0 | 0 | 0 | 0 | 0 | 0 | 0 | 0 | 0 | 0 | 0 | 0 | 417
336 |  |  |  | Wind Generation | F12 |  | 0 | 0 | 0 | 0 | 0 | 0 | 0 | 0 | 0 | 0 | 0 | 0 | 0 | 418
337
338 |  | 550 | Maint Supervision & Engineering
339 |  |  |  | System Generation | F12 |  | 0 | 0 | 0 | 0 | 0 | 0 | 0 | 0 | 0 | 0 | 0 | 0 | 0 | 423
340 |  |  |  | Wind Generation | F12 |  | 0 | 0 | 0 | 0 | 0 | 0 | 0 | 0 | 0 | 0 | 0 | 0 | 0 | 424
341 |  |  |  | Total 550 |  |  | 0 | 0 | 0 | 0 | 0 | 0 | 0 | 0 | 0 | 0 | 0 | 0 | 0
342
343 |  | 551 | Maint Supervision & Engineering |  | F12 |  | 0 | 0 | 0 | 0 | 0 | 0 | 0 | 0 | 0 | 0 | 0 | 0 | 0 | 428
344
345 |  | 552 | Maintenance of Structures |  | F12 |  | 0 | 0 | 0 | 0 | 0 | 0 | 0 | 0 | 0 | 0 | 0 | 0 | 0 | 434
346
347 |  | 553 | Maint of Generation & Elect Plant |  | F12 |  | 0 | 0 | 0 | 0 | 0 | 0 | 0 | 0 | 0 | 0 | 0 | 0 | 0 | 438
348 |  |  |  | Simple Cycle Combustion Turbine | F12 |  | 0 | 0 | 0 | 0 | 0 | 0 | 0 | 0 | 0 | 0 | 0 | 0 | 0 | 439
349 |  |  |  | Wind Generation | F12 |  | 0 | 0 | 0 | 0 | 0 | 0 | 0 | 0 | 0 | 0 | 0 | 0 | 0 | 440
350 |  |  |  | Total 553 |  |  | 0 | 0 | 0 | 0 | 0 | 0 | 0 | 0 | 0 | 0 | 0 | 0 | 0
351
352 |  | 554 | Maintenance of Misc. Other |  | F12 |  | 0 | 0 | 0 | 0 | 0 | 0 | 0 | 0 | 0 | 0 | 0 | 0 | 0 | 444
353 |  |  |  | Simple Cycle Combustion Turbine | F12 |  | 0 | 0 | 0 | 0 | 0 | 0 | 0 | 0 | 0 | 0 | 0 | 0 | 0 | 445
354 |  |  |  | Wind Generation | F12 |  | 0 | 0 | 0 | 0 | 0 | 0 | 0 | 0 | 0 | 0 | 0 | 0 | 0 | 446
355 |  |  |  | Total 554 |  |  | 0 | 0 | 0 | 0 | 0 | 0 | 0 | 0 | 0 | 0 | 0 | 0 | 0
356
357 |  | Total Other Power Generation |  |  |  |  | 0 | 0 | 0 | 0 | 0 | 0 | 0 | 0 | 0 | 0 | 0 | 0 | 0
358
359
360 | [6 empty] | D: OTHER POWER SUPPLY
361
362
363 |  | 555 | Purchased Power |  | F12 |  | 0 | 0 | 0 | 0 | 0 | 0 | 0 | 0 | 0 | 0 | 0 | 0 | 0 | 452
364 |  |  |  | Demand | F12 |  | 0 | 0 | 0 | 0 | 0 | 0 | 0 | 0 | 0 | 0 | 0 | 0 | 0 | 453
365 |  |  |  | Energy | F30 |  | 0 | 0 | 0 | 0 | 0 | 0 | 0 | 0 | 0 | 0 | 0 | 0 | 0 | 454
366 |  |  |  | Seasonal Contracts | F12 |  | 0 | 0 | 0 | 0 | 0 | 0 | 0 | 0 | 0 | 0 | 0 | 0 | 0 | 455
367 |  |  |  | Demand | F12 |  | 0 | 0 | 0 | 0 | 0 | 0 | 0 | 0 | 0 | 0 | 0 | 0 | 0 | 456
368 |  |  |  | Total 555 |  |  | 0 | 0 | 0 | 0 | 0 | 0 | 0 | 0 | 0 | 0 | 0 | 0 | 0
369
370
371 |  | 556 | System Control & Load Dispatch |  | F12 |  | 0 | 0 | 0 | 0 | 0 | 0 | 0 | 0 | 0 | 0 | 0 | 0 | 0 | 460
372
373 |  | 557 | Other Expenses |  | F12 |  | 0 | 0 | 0 | 0 | 0 | 0 | 0 | 0 | 0 | 0 | 0 | 0 | 0 | 470
374
375
376 |  | 2010 Protocol Stipulated Embedded Cost Differential and Adjustment |  | Embedded Cost Differentials
377 |  |  |  | Company Owned Hydro | F12 |  | 0 | 0 | 0 | 0 | 0 | 0 | 0 | 0 | 0 | 0 | 0 | 0 | 0 | 473
378 |  |  |  | Company Owned Hydro | F12 |  | 0 | 0 | 0 | 0 | 0 | 0 | 0 | 0 | 0 | 0 | 0 | 0 | 0 | 474
379 |  |  |  | Mid-C Contract | F12 |  | 0 | 0 | 0 | 0 | 0 | 0 | 0 | 0 | 0 | 0 | 0 | 0 | 0 | 475
380 |  |  |  | Mid-C Contract | F12 |  | 0 | 0 | 0 | 0 | 0 | 0 | 0 | 0 | 0 | 0 | 0 | 0 | 0 | 476
381 |  |  |  | Existing QF Contracts | F12 |  | 0 | 0 | 0 | 0 | 0 | 0 | 0 | 0 | 0 | 0 | 0 | 0 | 0 | 477
382 | [6 empty] | 0 | 0 | 0 | 0 | 0 | 0 | 0 | 0 | 0 | 0 | 0 | 0 | 0
383
384 |  | Total Other Power Supply |  |  |  |  | 0 | 0 | 0 | 0 | 0 | 0 | 0 | 0 | 0 | 0 | 0 | 0 | 0
385
386 |  | TOTAL PRODUCTION EXPENSE |  |  |  |  | 0 | 0 | 0 | 0 | 0 | 0 | 0 | 0 | 0 | 0 | 0 | 0 | 0
387
388 |  | Distribution - METER - Unbundled |  |  |  |  | D: TRANSMISSION EXPENSE
389
390
391 |  | A |  | B | C |  | D | E | F | G | H | I | J | K | L | M | N | O
392 |  | FERC ACCT |  | DESCRIPTION | COS Factor |  | Utah Jurisdiction Normalized | Residential Sch 1 | General Large Dist. Sch 6 | General +1 MW Sch 8 | Street & Area Lighting Sch. 7,11,12 | General Trans Sch 9 | Irrigation Sch 10 | Traffic Signals Sch 15 | Outdoor Lighting Sch 15 | General Small Dist. Sch 23 | Industrial Cust 1 | Industrial Cust 2
393 |  | 560 | Operation Supervision & Eng |  | F106 |  | 3049043.7391 | 1102794.4159 | 808428.4198 | 241674.7558 | 5453.883 | 537746.9209 | 27139.297 | 750.9542 | 1265.1999 | 192245.1024 | 61739.7037 | 69805.0864 | 0 | 494
394
395 |  | 561 | Load Dispatching |  | F106 |  | 6163058.1805 | 2229087.7823 | 1634083.2773 | 488499.2503 | 11023.9804 | 1086952.4492 | 54856.893 | 1517.9102 | 2557.3595 | 388586.6692 | 124794.9911 | 141097.6181 | 0 | 498
396
397 |  | 562 | Station Expense |  | F106 |  | 1009584.9108 | 365152.0599 | 267682.9865 | 80022.1996 | 1805.8639 | 178056.2116 | 8986.2354 | 248.6524 | 418.927 | 63655.2871 | 20442.9581 | 23113.5294 | 0 | 502
398
399 |  | 563 | Overhead Line Expense |  | F106 |  | 134538.95 | 48660.7656 | 35671.8762 | 10663.8903 | 240.6524 | 23728.0644 | 1197.5205 | 33.1358 | 55.8269 | 8482.8085 | 2724.2623 | 3080.147 | 0 | 506
400
401 |  | 564 | Underground Line Expense |  | F106 |  | 0 | 0 | 0 | 0 | 0 | 0 | 0 | 0 | 0 | 0 | 0 | 0 | 0 | 510
402
403 |  | 565 | Transm of Electricity by Others |  | F12 |  | 47278664.9889 | 18312083.0978 | 12465104.3374 | 3595302.4817 | 55377.7687 | 7636208.7382 | 399904.2116 | 10794.9505 | 13526.3166 | 3044305.3782 | 900524.2684 | 845533.4398 | 0 | 514
404 |  |  | Energy |  | F30 |  | 0 | 0 | 0 | 0 | 0 | 0 | 0 | 0 | 0 | 0 | 0 | 0 | 0 | 515
405 | [6 empty] | 47278664.9889 | 18312083.0978 | 12465104.3374 | 3595302.4817 | 55377.7687 | 7636208.7382 | 399904.2116 | 10794.9505 | 13526.3166 | 3044305.3782 | 900524.2684 | 845533.4398 | 0
406
407 |  | 566 | Misc. Transmission Expense |  | F106 |  | 788659.2716 | 285246.4954 | 209106.4029 | 62511.0865 | 1410.69 | 139092.493 | 7019.7938 | 194.2402 | 327.254 | 49725.7158 | 15969.4625 | 18055.6375 | 0 | 519
408
409 |  | 567 | Rents - Transmission |  | F106 |  | 738802.8439 | 267214.1564 | 195887.3885 | 58559.3426 | 1321.5108 | 130299.5262 | 6576.0256 | 181.961 | 306.5661 | 46582.2207 | 14959.926 | 16914.2199 | 0 | 523
410
411 |  | 568 | Maint Supervision & Engineering |  | F106 |  | 389809.8797 | 140988.5182 | 103354.826 | 30897.2962 | 697.2604 | 68749.1163 | 3469.6669 | 96.0069 | 161.7515 | 24577.883 | 7893.2113 | 8924.3431 | 0 | 527
412
413 |  | 569 | Maintenance of Structures |  | F106 |  | 1365752.0827 | 493972.5039 | 362117.7302 | 108252.8915 | 2442.9469 | 240871.9061 | 12156.4512 | 336.3734 | 566.7185 | 86111.9654 | 27654.9424 | 31267.6532 | 0 | 531
414
415 |  | 570 | Maint of Station Equipment |  | F106 |  | 2640552.0322 | 955048.9548 | 700120.2637 | 209296.6917 | 4723.2061 | 465702.97 | 23503.3446 | 650.3461 | 1095.6964 | 166489.3125 | 53468.2065 | 60453.0399 | 0 | 535
416
417 |  | 571 | Maintenance of Overhead Lines |  | F106 |  | 5615140.2316 | 2030913.8936 | 1488807.4205 | 445069.9171 | 10043.909 | 990318.4829 | 49979.9188 | 1382.9625 | 2330.0011 | 354039.9224 | 113700.2693 | 128553.5344 | 0 | 539
418
419 |  | 572 | Maint of Underground Lines |  | F106 |  | 16966.3389 | 6136.476 | 4498.4827 | 1344.794 | 30.348 | 2992.2813 | 151.016 | 4.1787 | 7.0402 | 1069.7438 | 343.5493 | 388.4289 | 0 | 543
420
421 |  | 573 | Maint of Misc Transmission Plant |  | F106 |  | 178619.5643 | 64604.0775 | 47359.482 | 14157.8289 | 319.5002 | 31502.3755 | 1589.8786 | 43.9925 | 74.1181 | 11262.1331 | 3616.8451 | 4089.3327 | 0 | 547
422
423
424 |  | TOTAL TRANSMISSION EXPENSE |  |  |  |  | 69369193.0143 | 26301903.1974 | 18322222.8938 | 5346252.4263 | 94891.5198 | 11532221.5355 | 596530.253 | 16235.6645 | 22692.7758 | 4437134.142 | 1347832.596 | 1351276.0103 | 0
425
426
427
428
429
430
431
432
433
434
435
436 |  | Distribution - METER - Unbundled |  |  |  |  | D: DISTRIBUTION EXPENSE
437
438
439 |  | A |  | B | C |  | D | E | F | G | H | I | J | K | L | M | N | O
440 |  | FERC ACCT |  | DESCRIPTION | COS Factor |  | Utah Jurisdiction Normalized | Residential Sch 1 | General Large Dist. Sch 6 | General +1 MW Sch 8 | Street & Area Lighting Sch. 7,11,12 | General Trans Sch 9 | Irrigation Sch 10 | Traffic Signals Sch 15 | Outdoor Lighting Sch 15 | General Small Dist. Sch 23 | Industrial Cust 1 | Industrial Cust 2
441 |  | 580 | Operation Supervision & Eng |  | F131 |  | 0 | 0 | 0 | 0 | 0 | 0 | 0 | 0 | 0 | 0 | 0 | 0 | 0 | 555
442
443 |  | 581 | Load Dispatching |  | F20 |  | 0 | 0 | 0 | 0 | 0 | 0 | 0 | 0 | 0 | 0 | 0 | 0 | 0 | 560
444
445 |  | 582 | Station Expense |  | F120 |  | 0 | 0 | 0 | 0 | 0 | 0 | 0 | 0 | 0 | 0 | 0 | 0 | 0 | 565
446
447 |  | 583 | Overhead Line Expenses |  | F132 |  | 0 | 0 | 0 | 0 | 0 | 0 | 0 | 0 | 0 | 0 | 0 | 0 | 0 | 570
448
449 |  | 584 | Underground Line Expense |  | F133 |  | 0 | 0 | 0 | 0 | 0 | 0 | 0 | 0 | 0 | 0 | 0 | 0 | 0 | 575
450
451 |  | 585 | Street Lighting & Signal Systems |  | F130 |  | 0 | 0 | 0 | 0 | 0 | 0 | 0 | 0 | 0 | 0 | 0 | 0 | 0 | 580
452
453 |  | 586 | Meter Expenses |  | F127 |  | 0 | 0 | 0 | 0 | 0 | 0 | 0 | 0 | 0 | 0 | 0 | 0 | 0 | 585
454
455 |  | 587 | Customer Installation Expenses |  | F20 |  | 0 | 0 | 0 | 0 | 0 | 0 | 0 | 0 | 0 | 0 | 0 | 0 | 0 | 590
456
457 |  | 588 | Misc. Distribution Expenses |  | F131 |  | 0 | 0 | 0 | 0 | 0 | 0 | 0 | 0 | 0 | 0 | 0 | 0 | 0 | 595
458
459 |  | 589 | Rents |  | F131 |  | 0 | 0 | 0 | 0 | 0 | 0 | 0 | 0 | 0 | 0 | 0 | 0 | 0 | 600
460
461 |  | 590 | Maint Supervision & Engineering |  | F131 |  | 0 | 0 | 0 | 0 | 0 | 0 | 0 | 0 | 0 | 0 | 0 | 0 | 0 | 605
462
463 |  | 591 | Maintenance of Structures |  | F119 |  | 0 | 0 | 0 | 0 | 0 | 0 | 0 | 0 | 0 | 0 | 0 | 0 | 0 | 610
464
465 |  | 592 | Maint of Station Equipment |  | F120 |  | 0 | 0 | 0 | 0 | 0 | 0 | 0 | 0 | 0 | 0 | 0 | 0 | 0 | 615
466
467 |  | 593 | Maintenance of Overhead Lines |  | F134 |  | 0 | 0 | 0 | 0 | 0 | 0 | 0 | 0 | 0 | 0 | 0 | 0 | 0 | 620
468
469 |  | 594 | Maint of Underground Lines |  | F135 |  | 0 | 0 | 0 | 0 | 0 | 0 | 0 | 0 | 0 | 0 | 0 | 0 | 0 | 625
470
471 |  | 595 | Maint of Line Transformers |  | F125 |  | 0 | 0 | 0 | 0 | 0 | 0 | 0 | 0 | 0 | 0 | 0 | 0 | 0 | 630
472
473 |  | 596 | Maint of Street Lighting & Signals |  | F130 |  | 0 | 0 | 0 | 0 | 0 | 0 | 0 | 0 | 0 | 0 | 0 | 0 | 0 | 635
474
475 |  | 597 | Maintenance of Meters |  | F127 |  | 0 | 0 | 0 | 0 | 0 | 0 | 0 | 0 | 0 | 0 | 0 | 0 | 0 | 640
476
477 |  | 598 | Maint of Misc. Distribution Plant |  | F131 |  | 0 | 0 | 0 | 0 | 0 | 0 | 0 | 0 | 0 | 0 | 0 | 0 | 0 | 645
478
479 |  | TOTAL DISTRIBUTION EXPENSE |  |  |  |  | 0 | 0 | 0 | 0 | 0 | 0 | 0 | 0 | 0 | 0 | 0 | 0 | 0
480
481
482 | [6 empty] | D: CUSTOMER ACCOUNTS EXPENSE
483
484
485 |  | 901 | Supervision |  | F136 |  | 0 | 0 | 0 | 0 | 0 | 0 | 0 | 0 | 0 | 0 | 0 | 0 | 0 | 652
486
487 |  | 902 | Meter Reading Expense |  | F47 |  | 0 | 0 | 0 | 0 | 0 | 0 | 0 | 0 | 0 | 0 | 0 | 0 | 0 | 657
488
489 |  | 903 | Customer Receipts & Collections |  | F48 |  | 0 | 0 | 0 | 0 | 0 | 0 | 0 | 0 | 0 | 0 | 0 | 0 | 0 | 662
490
491 |  | 904 | Uncollectible Accounts |  | F80 |  | 0 | 0 | 0 | 0 | 0 | 0 | 0 | 0 | 0 | 0 | 0 | 0 | 0 | 668
492
493 |  | 905 | Misc. Customer Accounts Exp |  | F136 |  | 0 | 0 | 0 | 0 | 0 | 0 | 0 | 0 | 0 | 0 | 0 | 0 | 0 | 673
494
495 |  | TOTAL CUSTOMER ACCOUNTS EXPENSE |  |  |  |  | 0 | 0 | 0 | 0 | 0 | 0 | 0 | 0 | 0 | 0 | 0 | 0 | 0
496
497 |  | Distribution - METER - Unbundled |  |  |  |  | D: CUSTOMER SERVICE EXPENSE
498
499 |  | A |  | B | C |  | D | E | F | G | H | I | J | K | L | M | N | O
500 |  | FERC ACCT |  | DESCRIPTION | COS Factor |  | Utah Jurisdiction Normalized | Residential Sch 1 | General Large Dist. Sch 6 | General +1 MW Sch 8 | Street & Area Lighting Sch. 7,11,12 | General Trans Sch 9 | Irrigation Sch 10 | Traffic Signals Sch 15 | Outdoor Lighting Sch 15 | General Small Dist. Sch 23 | Industrial Cust 1 | Industrial Cust 2
501 |  | 907 | Supervision |  | F40 |  | 0 | 0 | 0 | 0 | 0 | 0 | 0 | 0 | 0 | 0 | 0 | 0 | 0 | 680
502
503 |  | 908 | Customer Assistance |  | F40 |  | 0 | 0 | 0 | 0 | 0 | 0 | 0 | 0 | 0 | 0 | 0 | 0 | 0 | 685
504
505 |  | 909 | Informational & Instructional Adv |  | F40 |  | 0 | 0 | 0 | 0 | 0 | 0 | 0 | 0 | 0 | 0 | 0 | 0 | 0 | 690
506
507 |  | 910 | Misc. Customer Service |  | F40 |  | 0 | 0 | 0 | 0 | 0 | 0 | 0 | 0 | 0 | 0 | 0 | 0 | 0 | 695
508
509 |  | TOTAL CUSTOMER SERVICE EXPENSE |  |  |  |  | 0 | 0 | 0 | 0 | 0 | 0 | 0 | 0 | 0 | 0 | 0 | 0 | 0
510
511
512 | [6 empty] | D: SALES EXPENSE
513
514
515 |  | 911 | Supervision |  | F40 |  | 0 | 0 | 0 | 0 | 0 | 0 | 0 | 0 | 0 | 0 | 0 | 0 | 0 | 702
516
517 |  | 912 | Demonstration & Selling Expense |  | F40 |  | 0 | 0 | 0 | 0 | 0 | 0 | 0 | 0 | 0 | 0 | 0 | 0 | 0 | 707
518
519 |  | 913 | Advertising Expense |  | F40 |  | 0 | 0 | 0 | 0 | 0 | 0 | 0 | 0 | 0 | 0 | 0 | 0 | 0 | 712
520
521 |  | 916 | Misc. Sales Expense |  | F40 |  | 0 | 0 | 0 | 0 | 0 | 0 | 0 | 0 | 0 | 0 | 0 | 0 | 0 | 717
522
523 |  | TOTAL SALES EXPENSE |  |  |  |  | 0 | 0 | 0 | 0 | 0 | 0 | 0 | 0 | 0 | 0 | 0 | 0 | 0
524
525
526 | [6 empty] | D: ADMINISTRATION & GENERAL EXPENSE
527
528
529 |  | 920 | Administrative & General Salaries |  | F102T |  | 100853.4412 | 36477.211 | 26740.4455 | 7993.8934 | 180.3985 | 17787.094 | 897.6885 | 24.8394 | 41.8491 | 6358.9052 | 2042.1687 | 2308.9479 | 0 | 723
530 |  |  |  | Customer - System | F42 |  | 0 | 0 | 0 | 0 | 0 | 0 | 0 | 0 | 0 | 0 | 0 | 0 | 0 | 724
531 |  |  |  | System Overheads | F102T |  | 6096250.265 | 2204924.3387 | 1616369.7178 | 483203.8895 | 10904.4798 | 1075169.8203 | 54262.2411 | 1501.4559 | 2529.6375 | 384374.3667 | 123442.206 | 139568.1115 | 0 | 725
532 |  |  |  | Administrative & General Salaries |  |  | 6197103.7062 | 2241401.5497 | 1643110.1634 | 491197.783 | 11084.8782 | 1092956.9143 | 55159.9296 | 1526.2953 | 2571.4867 | 390733.2719 | 125484.3747 | 141877.0594 | 0
533
534 |  | 921 | Office Supplies & expenses |  | F102T |  | 22739.5013 | 8224.5442 | 6029.1884 | 1802.3892 | 40.6746 | 4010.4695 | 202.4025 | 5.6006 | 9.4358 | 1433.7471 | 460.4493 | 520.6002 | 0 | 729
535 |  |  |  | Customer - System | F42 |  | 0 | 0 | 0 | 0 | 0 | 0 | 0 | 0 | 0 | 0 | 0 | 0 | 0 | 730
536 |  |  |  | System Overheads | F102T |  | 633794.7925 | 229234.2839 | 168045.3829 | 50236.1445 | 1133.6809 | 111779.7012 | 5641.3573 | 156.0984 | 262.993 | 39961.3634 | 12833.6312 | 14510.156 | 0 | 731
537 |  |  |  | Office Supplies & expenses |  |  | 656534.2938 | 237458.8281 | 174074.5713 | 52038.5336 | 1174.3555 | 115790.1707 | 5843.7598 | 161.699 | 272.4287 | 41395.1105 | 13294.0805 | 15030.7562 | 0
538
539 |  | 922 | A&G Expenses Transferred |  | F102T |  | -2935990.1326 | -1061904.584 | -778453.2025 | -232713.847 | -5251.6619 | -517808.1355 | -26133.0158 | -723.11 | -1218.2884 | -185116.9652 | -59450.4955 | -67216.8268 | 0 | 735
540
541 |  | 923 | Outside Services |  | F102T |  | 1522.5473 | 550.683 | 403.6907 | 120.6809 | 2.7234 | 268.5252 | 13.5521 | 0.37499 | 0.63178 | 95.998 | 30.8299 | 34.8573 | 0 | 738
542 |  |  |  | Customer - System | F42 |  | 0 | 0 | 0 | 0 | 0 | 0 | 0 | 0 | 0 | 0 | 0 | 0 | 0 | 739
543 |  |  |  | System Overheads | F102T |  | 1292419.742 | 467449.2714 | 342674.274 | 102440.3886 | 2311.776 | 227938.592 | 11503.7258 | 318.3123 | 536.2893 | 81488.2917 | 26170.045 | 29588.7759 | 0 | 740
544 |  |  |  | Outside Services |  |  | 1293942.2892 | 467999.9545 | 343077.9647 | 102561.0695 | 2314.4994 | 228207.1172 | 11517.2779 | 318.6873 | 536.921 | 81584.2897 | 26200.8749 | 29623.6332 | 0
545
546 |  | 924 | Property Insurance |  | F102T |  | 518836.993 | 187655.7333 | 137565.2848 | 41124.3046 | 928.0537 | 91505.0814 | 4618.127 | 127.7853 | 215.2913 | 32713.165 | 10505.8651 | 11878.3016 | 0 | 744
547 |  |  |  | System Generation | F12 |  | 0 | 0 | 0 | 0 | 0 | 0 | 0 | 0 | 0 | 0 | 0 | 0 | 0 | 745
548 |  |  |  | System Overheads | F102T |  | 507084.9099 | 183405.1771 | 134449.3184 | 40192.8054 | 907.0325 | 89432.4163 | 4513.5226 | 124.8908 | 210.4148 | 31972.185 | 10267.8987 | 11609.2483 |  | 746
549
550 |  | 925 | Injuries & Damages |  | F102T |  | 813001.0607 | 294050.5636 | 215560.4245 | 64440.477 | 1454.2306 | 143385.5512 | 7236.4581 | 200.2354 | 337.3546 | 51260.4887 | 16462.3564 | 18612.9207 | 0 | 750
551
552 |  | 926 | Employee Pensions & Benefits |  | F138T |  | 0 | 0 | 0 | 0 | 0 | 0 | 0 | 0 | 0 | 0 | 0 | 0 | 0 | 757
553
554 |  | 927 | Franchise Requirements |  | F102 |  | 0 | 0 | 0 | 0 | 0 | 0 | 0 | 0 | 0 | 0 | 0 | 0 | 0 | 762
555
556 |  | 928 | Regulatory Commission Expense |  | F102 |  | 657219.7412 | 277868.4514 | 167974.8826 | 48479.8094 | 3146.4506 | 85277.6278 | 6589.7018 | 208.0519 | 251.9191 | 46308.045 | 9886.5832 | 11228.2183 | 0 | 769
557 |  |  |  | Regulatory Expense | F103 |  | 0 | 0 | 0 | 0 | 0 | 0 | 0 | 0 | 0 | 0 | 0 | 0 | 0 | 771
558
559 |  | 929 | Duplicate Charges |  | F102T |  | -135352.7691 | -48955.1121 | -35887.6535 | -10728.3956 | -242.1081 | -23871.5942 | -1204.7643 | -33.3363 | -56.1646 | -8534.1206 | -2740.7412 | -3098.7787 | 0 | 776
560
561 |  | 930 | Misc General Expenses
562 |  |  |  | Situs | F102T |  | 8167.7458 | 2954.1539 | 2165.6094 | 647.3958 | 14.6098 | 1440.5107 | 72.7005 | 2.0116 | 3.3892 | 514.9841 | 165.3877 | 186.9931 | 0 | 779
563 |  |  |  | Customer | F42 |  | 0 | 0 | 0 | 0 | 0 | 0 | 0 | 0 | 0 | 0 | 0 | 0 | 0 | 780
564 |  |  |  | Labor | F138T |  | 56802.5474 | 20544.6485 | 15060.7199 | 4502.3105 | 101.6038 | 10018.0245 | 505.595 | 13.99 | 23.5702 | 3581.4545 | 1150.1876 | 1300.4427 | 0 | 781
565
566 |  | 931 | Rents |  | F102T |  | 358772.3204 | 129762.6881 | 95125.477 | 28437.1824 | 641.7429 | 63275.1535 | 3193.404 | 88.3627 | 148.8725 | 22620.9354 | 7264.7357 | 8213.7663 | 0 | 787
567
568 |  | 935 | Maintenance of General Plant |  | F108 |  | 2473888.1857 | 1045066.9934 | 623502.7731 | 183596.3717 | 14420.647 | 318272.1372 | 25890.6871 | 937.5126 | 1175.3275 | 176264.702 | 36504.5502 | 48256.4838 | 0 | 793
569
570 |  | TOTAL ADMINISTRATIVE & GEN EXPENSE |  |  |  |  | 10470010.8916 | 3977309.0455 | 2737326.3329 | 813775.8003 | 30694.3341 | 1697880.975 | 97803.3833 | 2953.0755 | 4472.5226 | 685297.5461 | 194995.6578 | 227502.2183 | 0
571
572
573 |  | TOTAL O & M EXPENSE |  |  |  |  | 79839203.9059 | 30279212.2429 | 21059549.2267 | 6160028.2266 | 125585.8539 | 13230102.5105 | 694333.6363 | 19188.74 | 27165.2983 | 5122431.6881 | 1542828.2539 | 1578778.2286 | 0
574
575 |  | Distribution - METER - Unbundled |  |  |  |  | D: DEPRECIATION EXPENSE
576
577 |  | A |  | B | C |  | D | E | F | G | H | I | J | K | L | M | N | O
578 |  | FERC ACCT |  | DESCRIPTION | COS Factor |  | Utah Jurisdiction Normalized | Residential Sch 1 | General Large Dist. Sch 6 | General +1 MW Sch 8 | Street & Area Lighting Sch. 7,11,12 | General Trans Sch 9 | Irrigation Sch 10 | Traffic Signals Sch 15 | Outdoor Lighting Sch 15 | General Small Dist. Sch 23 | Industrial Cust 1 | Industrial Cust 2
579 |  | 403SP | Steam Depreciation |  | F12 |  | 0 | 0 | 0 | 0 | 0 | 0 | 0 | 0 | 0 | 0 | 0 | 0 | 0 | 805
580
581 |  | 403NP | Nuclear Depreciation |  | F12 |  | 0 | 0 | 0 | 0 | 0 | 0 | 0 | 0 | 0 | 0 | 0 | 0 | 0 | 809
582
583 |  | 403HP | Hydro Depreciation |  | F12 |  | 0 | 0 | 0 | 0 | 0 | 0 | 0 | 0 | 0 | 0 | 0 | 0 | 0 | 816
584
585 |  | 403OP | Other Production Depreciation |  | F12 |  | 0 | 0 | 0 | 0 | 0 | 0 | 0 | 0 | 0 | 0 | 0 | 0 | 0 | 819
586 |  |  |  | Simple Cycle Combustion Turbine | F12 |  | 0 | 0 | 0 | 0 | 0 | 0 | 0 | 0 | 0 | 0 | 0 | 0 | 0 | 820
587 |  |  |  | System Generation | F12 |  | 0 | 0 | 0 | 0 | 0 | 0 | 0 | 0 | 0 | 0 | 0 | 0 | 0 | 821
588 |  |  |  | Wind Generation | F12 |  | 0 | 0 | 0 | 0 | 0 | 0 | 0 | 0 | 0 | 0 | 0 | 0 | 0 | 822
589 |  |  |  | Total 403OP |  |  | 0 | 0 | 0 | 0 | 0 | 0 | 0 | 0 | 0 | 0 | 0 | 0 | 0
590
591 |  | 403TP | Transmission Depreciation |  | F106 |  | 32498247.7404 | 11754139.7244 | 8616638.3018 | 2575891.5774 | 58130.2389 | 5731578.2104 | 289264.3308 | 8004.0492 | 13485.1399 | 2049045.3724 | 658052.9371 | 744017.8582 | 0 | 829
592
593 |  | 403 | Distribution Depreciation
594 |  |  |  | Land Rights | F118 |  | 0 | 0 | 0 | 0 | 0 | 0 | 0 | 0 | 0 | 0 | 0 | 0 | 0 | 832
595 |  |  |  | Structures | F119 |  | 0 | 0 | 0 | 0 | 0 | 0 | 0 | 0 | 0 | 0 | 0 | 0 | 0 | 833
596 |  |  |  | Station Equip | F120 |  | 0 | 0 | 0 | 0 | 0 | 0 | 0 | 0 | 0 | 0 | 0 | 0 | 0 | 834
597 |  |  |  | Poles & Towers | F121 |  | 0 | 0 | 0 | 0 | 0 | 0 | 0 | 0 | 0 | 0 | 0 | 0 | 0 | 836
598 |  |  |  | OH Conductors | F122 |  | 0 | 0 | 0 | 0 | 0 | 0 | 0 | 0 | 0 | 0 | 0 | 0 | 0 | 837
599 |  |  |  | UG Conduit | F123 |  | 0 | 0 | 0 | 0 | 0 | 0 | 0 | 0 | 0 | 0 | 0 | 0 | 0 | 838
600 |  |  |  | UG Conductor | F124 |  | 0 | 0 | 0 | 0 | 0 | 0 | 0 | 0 | 0 | 0 | 0 | 0 | 0 | 839
601 |  |  |  | Line Transformer | F125 |  | 0 | 0 | 0 | 0 | 0 | 0 | 0 | 0 | 0 | 0 | 0 | 0 | 0 | 840
602 |  |  |  | Services | F126 |  | 0 | 0 | 0 | 0 | 0 | 0 | 0 | 0 | 0 | 0 | 0 | 0 | 0 | 841
603 |  |  |  | Meters | F127 |  | 0 | 0 | 0 | 0 | 0 | 0 | 0 | 0 | 0 | 0 | 0 | 0 | 0 | 842
604 |  |  |  | Inst Cust Premises | F128 |  | 0 | 0 | 0 | 0 | 0 | 0 | 0 | 0 | 0 | 0 | 0 | 0 | 0 | 843
605 |  |  |  | Leased Property | F129 |  | 0 | 0 | 0 | 0 | 0 | 0 | 0 | 0 | 0 | 0 | 0 | 0 | 0 | 844
606 |  |  |  | Street Lighting | F130 |  | 0 | 0 | 0 | 0 | 0 | 0 | 0 | 0 | 0 | 0 | 0 | 0 | 0 | 845
607 |  |  | Total Distribution Expense |  |  |  | 0 | 0 | 0 | 0 | 0 | 0 | 0 | 0 | 0 | 0 | 0 | 0 | 0
608
609 |  | 403GP | General Depreciation
610 |  |  |  | Situs | F107T |  | 1058091.7197 | 382696.2615 | 280544.1608 | 83866.9694 | 1892.6289 | 186611.1519 | 9417.9906 | 260.5992 | 439.0549 | 66713.6874 | 21425.1663 | 24224.0487 | 0 | 849
611 |  |  |  | System Generation | F105T |  | 3828.8127 | 1384.8254 | 1015.1776 | 303.4812 | 6.8487 | 675.2715 | 34.08 | 0.943 | 1.5888 | 241.4103 | 77.5291 | 87.6572 | 0 | 850
612 |  |  |  | System Generation | F105T |  | 8753.2837 | 3165.9344 | 2320.8599 | 693.8069 | 15.6572 | 1543.7795 | 77.9123 | 2.1559 | 3.6322 | 551.9028 | 177.2441 | 200.3985 | 0 | 851
613 |  |  |  | Energy | F30 |  | 0 | 0 | 0 | 0 | 0 | 0 | 0 | 0 | 0 | 0 | 0 | 0 | 0 | 852
614 |  |  |  | Customer - System | F42 |  | 0 | 0 | 0 | 0 | 0 | 0 | 0 | 0 | 0 | 0 | 0 | 0 | 0 | 853
615 |  |  |  | System Generation | F105T |  | 1600908.4234 | 579025.1045 | 424467.4651 | 126891.9653 | 2863.5756 | 282345.4332 | 14249.5592 | 394.2905 | 664.2966 | 100938.7959 | 32416.5936 | 36651.344 | 0 | 854
616 |  |  |  | System Overheads | F102T |  | 1125388.1664 | 407036.3996 | 298387.2502 | 89201.0524 | 2013.0034 | 198479.941 | 10016.991 | 277.1738 | 466.9795 | 70956.7923 | 22787.8436 | 25764.7397 | 0 | 855
617 |  |  |  | Simple Cycle Combustion Turbine | F12 |  | 1352.6937 | 523.9285 | 356.6401 | 102.8655 | 1.5844 | 218.4802 | 11.4417 | 0.30886 | 0.387 | 87.1009 | 25.765 | 24.1916 | 0 | 856
618 |  |  |  | Cholla | F12 |  | 26773.6795 | 10370.0442 | 7058.9284 | 2036.0024 | 31.3602 | 4324.3481 | 226.4638 | 6.1131 | 7.6599 | 1723.9754 | 509.9625 | 478.8215 | 0 | 857
619 |  |  | Total General Expense |  |  |  | 3825096.779 | 1384202.498 | 1014150.482 | 303096.1431 | 6824.6584 | 674198.4053 | 34034.4386 | 941.5843 | 1583.5988 | 241213.6651 | 77420.1044 | 87431.2011 | 0
620
621 |  | 403GV0 | General Vehicles |  | F105T |  | 0 | 0 | 0 | 0 | 0 | 0 | 0 | 0 | 0 | 0 | 0 | 0 | 0 | 862
622
623 |  | 403MP | Mining Depreciation |  | F30 |  | 0 | 0 | 0 | 0 | 0 | 0 | 0 | 0 | 0 | 0 | 0 | 0 | 0 | 866
624
625 |  | 403EP | Experimental Plant Depreciation |  | F12 |  | 0 | 0 | 0 | 0 | 0 | 0 | 0 | 0 | 0 | 0 | 0 | 0 | 0 | 871
626
627
628 |  | TOTAL DEPRECIATION EXPENSE |  |  |  |  | 36323344.5195 | 13138342.2223 | 9630788.7838 | 2878987.7205 | 64954.8973 | 6405776.6158 | 323298.7694 | 8945.6336 | 15068.7387 | 2290259.0375 | 735473.0415 | 831449.0593 | 0
629
630 | [6 empty] | D: AMORTIZATION EXPENSE
631
632
633 |  | 404CLG | Amort of LT Plant - Cap. Lease Gen
634 |  |  | Situs |  | F12 |  | -231.1415 | -89.5263 | -60.9409 | -17.5771 | -0.27074 | -37.3328 | -1.9551 | -0.052776 | -0.066129 | -14.8834 | -4.4026 | -4.1337 | 0 | 876
635 |  |  | System Generation |  | F12 |  | 0 | 0 | 0 | 0 | 0 | 0 | 0 | 0 | 0 | 0 | 0 | 0 | 0 | 877
636 |  |  | System Overheads |  | F102T |  | 45678.5116 | 16521.2479 | 12111.2749 | 3620.5919 | 81.706 | 8056.1255 | 406.5808 | 11.2502 | 18.9543 | 2880.0735 | 924.9384 | 1045.768 | 0 | 878
637 |  |  | System Generation |  | F12 |  | 0 | 0 | 0 | 0 | 0 | 0 | 0 | 0 | 0 | 0 | 0 | 0 | 0 | 879
638 |  |  | Customer - System |  | F42 |  | 0 | 0 | 0 | 0 | 0 | 0 | 0 | 0 | 0 | 0 | 0 | 0 | 0 | 880
639 |  |  | System Generation |  | F12 |  | 0 | 0 | 0 | 0 | 0 | 0 | 0 | 0 | 0 | 0 | 0 | 0 | 0 | 881
640 |  |  | Total Amort. Cap. Lease General |  |  |  | 45447.3701 | 16431.7217 | 12050.3341 | 3603.0148 | 81.4353 | 8018.7927 | 404.6257 | 11.1975 | 18.8882 | 2865.1902 | 920.5359 | 1041.6343 | 0
641
642 |  | 404CLS | Amort of LT Plant - Cap Lease Steam |  | F12 |  | 0 | 0 | 0 | 0 | 0 | 0 | 0 | 0 | 0 | 0 | 0 | 0 | 0 | 886
643
644 |  | 404IP | Amort of LT Plant - Intangible Plant
645 |  |  |  | Situs | F107T |  | -1424392.5575 | -515181.9038 | -377665.7611 | -112900.8807 | -2547.8383 | -251214.0781 | -12678.4054 | -350.8161 | -591.0513 | -89809.303 | -28842.346 | -32610.1736 | 0 | 889
646 |  |  |  | Energy | F30 |  | 0 | 0 | 0 | 0 | 0 | 0 | 0 | 0 | 0 | 0 | 0 | 0 | 0 | 890
647 |  |  |  | System Generation | F105T |  | 609568.0139 | 220471.8133 | 161621.8554 | 48315.87 | 1090.346 | 107506.927 | 5425.7166 | 150.1316 | 252.9401 | 38433.842 | 12343.0662 | 13955.5059 | 0 | 891
648 |  |  |  | System Overheads | F102T |  | 702639.3662 | 254134.3568 | 186298.9452 | 55692.9358 | 1256.8245 | 123921.5269 | 6254.1374 | 173.0543 | 291.56 | 44302.0791 | 14227.6563 | 16086.29 | 0 | 892
649 |  |  |  | Customer - System | F42 |  | 0 | 0 | 0 | 0 | 0 | 0 | 0 | 0 | 0 | 0 | 0 | 0 | 0 | 893
650 |  |  |  | System Generation | F105T |  | 135632.2027 | 49056.1791 | 35961.743 | 10750.5442 | 242.6079 | 23920.8767 | 1207.2515 | 33.4051 | 56.2805 | 8551.7391 | 2746.3994 | 3105.1761 | 0 | 894
651 |  |  |  | System Generation | F105T |  | 16157.3787 | 5843.887 | 4283.9937 | 1280.6738 | 28.901 | 2849.6084 | 143.8155 | 3.9794 | 6.7045 | 1018.7381 | 327.1687 | 369.9085 | 0 | 895
652 |  |  |  | System Generation | F105T |  | 0 | 0 | 0 | 0 | 0 | 0 | 0 | 0 | 0 | 0 | 0 | 0 | 0 | 896
653 |  |  |  | System Generation | F105T |  | 0 | 0 | 0 | 0 | 0 | 0 | 0 | 0 | 0 | 0 | 0 | 0 | 0 | 897
654 |  |  |  | System Generation | F105T |  | 13307.4834 | 4813.1217 | 3528.3678 | 1054.7841 | 23.8034 | 2346.9845 | 118.4489 | 3.2775 | 5.5219 | 839.0495 | 269.4616 | 304.6627 | 0 | 898
655 |  |  |  | System Generation | F12 |  | 0 | 0 | 0 | 0 | 0 | 0 | 0 | 0 | 0 | 0 | 0 | 0 | 0 | 899
656 |  |  | Total Amort. Intangible Plant |  |  |  | 52911.8874 | 19137.4539 | 14029.144 | 4193.9272 | 94.6445 | 9331.8453 | 470.9645 | 13.0318 | 21.9558 | 3336.1447 | 1071.4062 | 1211.3696 | 0
657
658 |  | Distribution - METER - Unbundled |  |  |  |  | D: AMORTIZATION EXPENSE (continued)
659
660
661 |  | A |  | B | C |  | D | E | F | G | H | I | J | K | L | M | N | O
662 |  | FERC ACCT |  | DESCRIPTION | COS Factor |  | Utah Jurisdiction Normalized | Residential Sch 1 | General Large Dist. Sch 6 | General +1 MW Sch 8 | Street & Area Lighting Sch. 7,11,12 | General Trans Sch 9 | Irrigation Sch 10 | Traffic Signals Sch 15 | Outdoor Lighting Sch 15 | General Small Dist. Sch 23 | Industrial Cust 1 | Industrial Cust 2
663 |  | 404O | Amort of LT Plant - Other Plant |  | F12 |  | 0 | 0 | 0 | 0 | 0 | 0 | 0 | 0 | 0 | 0 | 0 | 0 | 0 | 904
664
665 |  | 404HP | Amort of Other Electric Plant |  | F12 |  | 0 | 0 | 0 | 0 | 0 | 0 | 0 | 0 | 0 | 0 | 0 | 0 | 0 | 909
666
667 |  | 405 | Amort of Other Electric Plant |  | F12 |  | 0 | 0 | 0 | 0 | 0 | 0 | 0 | 0 | 0 | 0 | 0 | 0 | 0 | 917
668
669 |  | 406 | Amort of Plant Acquisition Adj |  | F12 |  | 0 | 0 | 0 | 0 | 0 | 0 | 0 | 0 | 0 | 0 | 0 | 0 | 0 | 925
670
671 |  | 407 | Amort of Prop Losses, Unrec Plant, |  | F151 |  | 0 | 0 | 0 | 0 | 0 | 0 | 0 | 0 | 0 | 0 | 0 | 0 | 0 | 934
672
673
674 |  | TOTAL AMORTIZATION EXPENSE |  |  |  |  | 98359.2576 | 35569.1756 | 26079.478 | 7796.942 | 176.0798 | 17350.638 | 875.5902 | 24.2292 | 40.8439 | 6201.3349 | 1991.942 | 2253.0039 | 0
675
676
677 | [6 empty] | D: TAX OTHER THAN INCOME
678
679
680 |  | 408 | Total Taxes Other Than Income |  | F101T |  | 11801900.9584 | 4267377.9757 | 3145132.7375 | 939255.9376 | 21009.1359 | 2066689.1386 | 105362.2715 | 2717.1641 | 4570.5947 | 737433.1276 | 240419.3069 | 271933.5683 | 0 | 947
681
682
683 | [6 empty] | D: DEFERRED ITC
684
685
686 |  | 41140 | Deferred I T C - Federal |  | F101T |  | -714392.8643 | -258312.9943 | -190381.227 | -56855.056 | -1271.7254 | -125100.8612 | -6377.7908 | -164.4754 | -276.6673 | -44638.3143 | -14553.0655 | -16460.6873 | 0 | 952
687
688 |  | 41141 | Deferred I T C - Idaho |  | F101T |  | 0 | 0 | 0 | 0 | 0 | 0 | 0 | 0 | 0 | 0 | 0 | 0 | 0 | 955
689
690 |  | TOTAL DEFERRED ITC |  |  |  |  | -714392.8643 | -258312.9943 | -190381.227 | -56855.056 | -1271.7254 | -125100.8612 | -6377.7908 | -164.4754 | -276.6673 | -44638.3143 | -14553.0655 | -16460.6873 | 0
691
692 |  | 427 | Interest on Long-Term Debt |  |  |  | 28546217.5651 | 11452035.6446 | 7486448.6851 | 2105926.2771 | 21549.9674 | 4456284.5015 | 232419.7757 | 5683.408 | 4937.806 | 1834238.0154 | 527875.9029 | 418817.5814 | 0
693
694 |  | 428-432 |  | Electric Interest Deductions for Tax | F104T |  | 143255.6887 | 51813.5406 | 37983.0893 | 11354.8134 | 256.2445 | 25265.2711 | 1275.109 | 35.2827 | 59.444 | 9032.4173 | 2900.7643 | 3279.7125 | 0 | 984
695
696 | [6 empty] | D: DEFERRED INCOME TAXES
697
698
699 |  | 41010 | Deferred Income Tax - Federal-DR |  | F101T |  | 61209216.8517 | 22132270.4558 | 16311873.1835 | 4871344.0799 | 108961.4935 | 10718648.1309 | 546449.4359 | 14092.2627 | 23704.8693 | 3824613.0333 | 1246907.3874 | 1410352.5193 | 0 | 1010
700
701 |  | 41020 | Deferred Income Tax - State-DR |  | F101T |  | 0 | 0 | 0 | 0 | 0 | 0 | 0 | 0 | 0 | 0 | 0 | 0 | 0 | 1025
702
703 |  | 41120 | Deferred Income Tax - Federal-CR |  | F101T |  | -22980128.4714 | -8309245.643 | -6124060.4054 | -1828876.7369 | -40908.0404 | -4024163.7413 | -205156.6559 | -5290.7393 | -8899.6555 | -1435896.4773 | -468133.615 | -529496.7613 | 0 | 1044
704
705 |  | 41111 | Deferred Income Tax - State-CR |  | F101T |  | 0 | 0 | 0 | 0 | 0 | 0 | 0 | 0 | 0 | 0 | 0 | 0 | 0 | 1059
706
707 |  | TOTAL DEFERRED INCOME TAXES |  |  |  |  | 38229088.3803 | 13823024.8128 | 10187812.7781 | 3042467.343 | 68053.453 | 6694484.3896 | 341292.78 | 8801.5235 | 14805.2138 | 2388716.5559 | 778773.7724 | 880855.758 | 0
708
709 |  | SCHMAF | Additions - Flow Through
710 |  |  |  | S | F101T |  | 0 | 0 | 0 | 0 | 0 | 0 | 0 | 0 | 0 | 0 | 0 | 0 | 0 | 1064
711 |  |  |  | SNP | F104T |  | 0 | 0 | 0 | 0 | 0 | 0 | 0 | 0 | 0 | 0 | 0 | 0 | 0 | 1065
712 |  |  |  | SO | F102T |  | 0 | 0 | 0 | 0 | 0 | 0 | 0 | 0 | 0 | 0 | 0 | 0 | 0 | 1066
713 |  |  |  | SE | F30 |  | 0 | 0 | 0 | 0 | 0 | 0 | 0 | 0 | 0 | 0 | 0 | 0 | 0 | 1067
714 |  |  |  | TROJP | F12 |  | 0 | 0 | 0 | 0 | 0 | 0 | 0 | 0 | 0 | 0 | 0 | 0 | 0 | 1068
715 |  |  |  | SG | F12 |  | 0 | 0 | 0 | 0 | 0 | 0 | 0 | 0 | 0 | 0 | 0 | 0 | 0 | 1069
716
717
718 |  | SCHMAP | Additions - Permanent
719 |  |  |  | S | F101T |  | 0 | 0 | 0 | 0 | 0 | 0 | 0 | 0 | 0 | 0 | 0 | 0 | 0 | 1073
720 |  |  |  | SE | F30 |  | 0 | 0 | 0 | 0 | 0 | 0 | 0 | 0 | 0 | 0 | 0 | 0 | 0 | 1074
721 |  |  |  | SNP | F104T |  | 0 | 0 | 0 | 0 | 0 | 0 | 0 | 0 | 0 | 0 | 0 | 0 | 0 | 1075
722 |  |  |  | SO | F102T |  | 0 | 0 | 0 | 0 | 0 | 0 | 0 | 0 | 0 | 0 | 0 | 0 | 0 | 1076
723 |  |  |  | SG | F12 |  | 0 | 0 | 0 | 0 | 0 | 0 | 0 | 0 | 0 | 0 | 0 | 0 | 0 | 1077
724 |  |  |  | BADDEBT | F80 |  | 2914.8175 | 2626.3615 | 136.171 | 39.4199 | 0 | 70.0658 | 7.9443 | 0 | 0 | 34.855 | 0 | 0 | 0 | 1078
725
726
727 |  | SCHMAT | Additions - Temporary
728 |  |  |  | S | F101T |  | 50007.5272 | 18081.9193 | 13326.693 | 3979.856 | 89.0208 | 8757.065 | 446.4456 | 11.5133 | 19.3667 | 3124.6837 | 1018.7151 | 1152.2487 | 0 | 1082
729 |  |  |  | SGCT | F12 |  | 0 | 0 | 0 | 0 | 0 | 0 | 0 | 0 | 0 | 0 | 0 | 0 | 0 | 1083
730 |  |  |  | CIAC | F104T |  | 0 | 0 | 0 | 0 | 0 | 0 | 0 | 0 | 0 | 0 | 0 | 0 | 0 | 1084
731 |  |  |  | SNP | F104T |  | 1947123.1439 | 704246.6861 | 516263.9812 | 154333.9751 | 3482.8604 | 343404.1232 | 17331.2085 | 479.5608 | 807.9592 | 122768.101 | 39427.0226 | 44577.6657 | 0 | 1085
732 |  |  |  | TROJD | F12 |  | 0 | 0 | 0 | 0 | 0 | 0 | 0 | 0 | 0 | 0 | 0 | 0 | 0 | 1086
733 |  |  |  | SG | F12 |  | 0 | 0 | 0 | 0 | 0 | 0 | 0 | 0 | 0 | 0 | 0 | 0 | 0 | 1087
734 |  |  |  | SE | F30 |  | 0 | 0 | 0 | 0 | 0 | 0 | 0 | 0 | 0 | 0 | 0 | 0 | 0 | 1088
735 |  |  |  | SG | F12 |  | 0 | 0 | 0 | 0 | 0 | 0 | 0 | 0 | 0 | 0 | 0 | 0 | 0 | 1089
736 |  |  |  | GPS | F102T |  | 16522.576 | 5975.9735 | 4380.8227 | 1309.6203 | 29.5542 | 2914.0167 | 147.0661 | 4.0694 | 6.856 | 1041.7641 | 334.5636 | 378.2694 | 0 | 1090
737 |  |  |  | SO | F102T |  | 1501083.1779 | 542919.7768 | 397999.637 | 118979.5692 | 2685.0163 | 264739.6778 | 13361.0226 | 369.7044 | 622.8741 | 94644.7194 | 30395.2447 | 34365.9357 | 0 | 1091
738 |  |  |  | SNPD | F104T |  | 121078.4092 | 43792.3347 | 32102.9627 | 9596.9853 | 216.5755 | 21353.9781 | 1077.7106 | 29.8206 | 50.2415 | 7634.1172 | 2451.6997 | 2771.9833 | 0 | 1092
739 |  |  |  | BADDEBT | F80 |  | 0 | 0 | 0 | 0 | 0 | 0 | 0 | 0 | 0 | 0 | 0 | 0 | 0 | 1093
740 |  |  |  | TAXDEPR | F151T |  | 0 | 0 | 0 | 0 | 0 | 0 | 0 | 0 | 0 | 0 | 0 | 0 | 0 | 1094
741 |  |  |  | SCHMDEXP | F151T |  | 37679961.9257 | 13628333.2941 | 9990558.3398 | 2986616.6107 | 67399.0857 | 6645360.1171 | 335387.4297 | 9280.2921 | 15635.3408 | 2375764.9581 | 762975.2056 | 862651.2519 | 0 | 1095
742
743
744 |  | TOTAL SCHEDULE - M ADDITIONS |  |  |  |  | 41318691.5775 | 14945976.346 | 10954768.6074 | 3274856.0365 | 73902.113 | 7286599.0436 | 367758.8273 | 10174.9606 | 17142.6384 | 2605013.1987 | 836602.4513 | 945897.3547 | 0
745
746 |  | SCHMDF | Deductions - Flow Through
747 |  |  |  | S | F101T |  | 0 | 0 | 0 | 0 | 0 | 0 | 0 | 0 | 0 | 0 | 0 | 0 | 0 | 1101
748 |  |  |  | DGP | F12 |  | 0 | 0 | 0 | 0 | 0 | 0 | 0 | 0 | 0 | 0 | 0 | 0 | 0 | 1102
749 |  |  |  | DGU | F12 |  | 0 | 0 | 0 | 0 | 0 | 0 | 0 | 0 | 0 | 0 | 0 | 0 | 0 | 1103
750
751 |  | SCHMDP | Deductions - Permanent
752 |  |  |  | S | F101T |  | 0 | 0 | 0 | 0 | 0 | 0 | 0 | 0 | 0 | 0 | 0 | 0 | 0 | 1106
753 |  |  |  | SE | F30 |  | 0 | 0 | 0 | 0 | 0 | 0 | 0 | 0 | 0 | 0 | 0 | 0 | 0 | 1107
754 |  |  |  | SNP | F104T |  | 5176.5655 | 1872.29 | 1372.5246 | 410.3079 | 9.2594 | 912.9643 | 46.0763 | 1.2749 | 2.148 | 326.3877 | 104.8195 | 118.5129 | 0 | 1108
755 |  |  |  | IBT | F150T |  | 45.6736 | 109.2313 | -145.9447 | -22.2509 | -4.5561 | 99.5057 | 3.1968 | -0.22235 | -1.2912 | -28.2217 | 31.5168 | 4.71 | 0 | 1109
756 |  |  |  | SG | F12 |  | 0 | 0 | 0 | 0 | 0 | 0 | 0 | 0 | 0 | 0 | 0 | 0 | 0 | 1110
757 |  |  |  | SO | F102T |  | -766.1339 | -277.0994 | -203.134 | -60.7257 | -1.3704 | -135.1198 | -6.8193 | -0.18869 | -0.31791 | -48.3055 | -15.5133 | -17.5399 | 0 | 1111
758
759
760 |  | SCHMDT | Deductions - Temporary
761 |  |  |  | S | F101T |  | 736262.8646 | 266220.8354 | 196209.4452 | 58595.583 | 1310.6572 | 128930.6249 | 6573.0367 | 169.5106 | 285.137 | 46004.8452 | 14998.5844 | 16964.605 | 0 | 1115
762 |  |  |  | BADDEBT | F80 |  | 0 | 0 | 0 | 0 | 0 | 0 | 0 | 0 | 0 | 0 | 0 | 0 | 0 | 1116
763 |  |  |  | SNP | F104T |  | 4076973.5445 | 1474583.2163 | 1080976.6192 | 323151.3812 | 7292.569 | 719034.9156 | 36288.8597 | 1004.1259 | 1691.7411 | 257057.3421 | 82554.0638 | 93338.7106 | 0 | 1117
764 |  |  |  | CN | F40 |  | 0 | 0 | 0 | 0 | 0 | 0 | 0 | 0 | 0 | 0 | 0 | 0 | 0 | 1118
765 |  |  |  | TROJD | F12 |  | 19357.0442 | 7497.4156 | 5103.5192 | 1472.005 | 22.673 | 3126.451 | 163.7306 | 4.4197 | 5.538 | 1246.4132 | 368.6967 | 346.1821 | 0 | 1119
766 |  |  |  | DGP | F12 |  | 0 | 0 | 0 | 0 | 0 | 0 | 0 | 0 | 0 | 0 | 0 | 0 | 0 | 1120
767 |  |  |  | SE | F30 |  | 0 | 0 | 0 | 0 | 0 | 0 | 0 | 0 | 0 | 0 | 0 | 0 | 0 | 1121
768 |  |  |  | SG | F12 |  | 39290.957 | 15218.2653 | 10359.1309 | 2987.8778 | 46.0217 | 6346.0749 | 332.3406 | 8.9711 | 11.2411 | 2529.9714 | 748.3811 | 702.681 | 0 | 1122
769 |  |  |  | GPS | F102T |  | -3159103.8634 | -1142601.5492 | -837609.9403 | -250398.3937 | -5650.7497 | -557157.7586 | -28118.9334 | -778.0611 | -1310.8694 | -199184.4977 | -63968.2974 | -72324.813 | 0 | 1123
770 |  |  |  | SO | F102T |  | 1615487.4999 | 584298.1427 | 428332.9852 | 128047.539 | 2889.6535 | 284916.6831 | 14379.3264 | 397.8812 | 670.3461 | 101858.0205 | 32711.8035 | 36985.1187 | 0 | 1124
771 |  |  |  | TAXDEPR | F151T |  | 136417226.8893 | 49340268.4102 | 36170001.0866 | 10812801.6855 | 244012.8889 | 24058983.9406 | 1214242.8165 | 33598.5403 | 56606.4753 | 8601263.1321 | 2762289.4613 | 3123158.452 | 0 | 1125
772 |  |  |  | SNPD | F104T |  | 0 | 0 | 0 | 0 | 0 | 0 | 0 | 0 | 0 | 0 | 0 | 0 | 0 | 1126
773
774
775 |  | TOTAL SCHEDULE - M DEDUCTIONS |  |  |  |  | 139749951.0413 | 50547189.1584 | 37054396.2918 | 11076985.009 | 249927.0466 | 24645058.2818 | 1243903.6307 | 34406.2517 | 57960.1482 | 8811025.0874 | 2829823.5164 | 3199276.6193 | 0
776
777 |  | TOTAL SCHEDULE - M ADJUSTMENTS |  |  |  |  | -98431259.4639 | -35601212.8124 | -26099627.6844 | -7802128.9725 | -176024.9336 | -17358459.2383 | -876144.8034 | -24231.291 | -40817.5099 | -6206011.8888 | -1993221.0651 | -2253379.2647 | 0
778
779
780
781 | [6 empty] | D: INCOME TAXES
782
783 |  |  | State Income Taxes Before Credits |  | F150T |  | -104490.5227 | -91719.2433 | 291091.8947 | 19722.4497 | -254.1051 | -272990.7632 | -9612.5994 | 265.6669 | 219.2933 | 70115.6373 | -69509.4539 | -41819.2997 | 0 | 1134
784 |  |  | Renewable Energy Credits |  | F12 |  | 0 | 0 | 0 | 0 | 0 | 0 | 0 | 0 | 0 | 0 | 0 | 0 | 0 | 1136
785 |  | 40911 | State Income Taxes |  |  |  | -104490.5227 | -91719.2433 | 291091.8947 | 19722.4497 | -254.1051 | -272990.7632 | -9612.5994 | 265.6669 | 219.2933 | 70115.6373 | -69509.4539 | -41819.2997 | 0
786
787 |  | Calculation of Taxable Income
788
789 |  |  | Operating Revenues |  |  |  | 250209687.0303 | 91838781.9248 | 73188786.4528 | 20128080.7602 | 399180.1029 | 37075615.9973 | 1998192.7404 | 66019.277 | 96381.617 | 17581513.4592 | 3459554.0299 | 4377580.6688 | 0
790 |  |  | Operating Deductions
791 |  |  | O & M Expenses |  |  |  | 79839203.9059 | 30279212.2429 | 21059549.2267 | 6160028.2266 | 125585.8539 | 13230102.5105 | 694333.6363 | 19188.74 | 27165.2983 | 5122431.6881 | 1542828.2539 | 1578778.2286 | 0
792 |  |  | Depreciation Expense |  |  |  | 36323344.5195 | 13138342.2223 | 9630788.7838 | 2878987.7205 | 64954.8973 | 6405776.6158 | 323298.7694 | 8945.6336 | 15068.7387 | 2290259.0375 | 735473.0415 | 831449.0593 | 0
793 |  |  | Amortization Expense |  |  |  | 98359.2576 | 35569.1756 | 26079.478 | 7796.942 | 176.0798 | 17350.638 | 875.5902 | 24.2292 | 40.8439 | 6201.3349 | 1991.942 | 2253.0039 | 0
794 |  |  | Taxes Other Than Income |  |  |  | 11801900.9584 | 4267377.9757 | 3145132.7375 | 939255.9376 | 21009.1359 | 2066689.1386 | 105362.2715 | 2717.1641 | 4570.5947 | 737433.1276 | 240419.3069 | 271933.5683 | 0
795 |  |  | Interest & Dividends (AFUDC-Equity) |  | F104T |  | -2672266.9634 | -966520.8692 | -708530.0104 | -211810.7343 | -4779.9405 | -471294.0198 | -23785.6635 | -658.158 | -1108.8578 | -168489.1588 | -54110.3578 | -61179.1934 | 0 | 1147
796 |  |  | Misc Revenue & Expense |  |  |  | -34.0024 | -13.1699 | -8.9648 | -2.5857 | -0.039827 | -5.4919 | -0.28761 | -0.0077636 | -0.009728 | -2.1894 | -0.64765 | -0.6081 | 0
797 |  |  | Total Operating Deductions |  |  |  | 125390507.6755 | 46753967.5774 | 33153011.2508 | 9774255.5066 | 206945.9865 | 21248619.3912 | 1100084.3163 | 30217.6012 | 45736.6081 | 7987833.8399 | 2466601.5388 | 2623234.0586 | 0
798 |  |  | Other Deductions
799 |  |  | Interest Deductions |  | F101T |  | 28689473.2537 | 11503849.1851 | 7524431.7743 | 2117281.0905 | 21806.2119 | 4481549.7727 | 233694.8846 | 5718.6907 | 4997.25 | 1843270.4328 | 530776.6672 | 422097.294 | 0
800 |  |  | Interest on PCRBS |  |  |  | 0 | 0 | 0 | 0 | 0 | 0 | 0 | 0 | 0 | 0 | 0 | 0 | 0
801 |  |  | Schedule M Adjustments |  |  |  | -98431259.4639 | -35601212.8124 | -26099627.6844 | -7802128.9725 | -176024.9336 | -17358459.2383 | -876144.8034 | -24231.291 | -40817.5099 | -6206011.8888 | -1993221.0651 | -2253379.2647 | 0
802
803 |  |  | Income Before State Taxes |  |  |  | -2301553.3628 | -2020247.6501 | 6411715.7432 | 434415.1906 | -5597.029 | -6013012.4048 | -211731.2639 | 5851.694 | 4830.249 | 1544397.2978 | -1531045.2411 | -921129.9484 | 0
804
805 |  |  | State Income Taxes |  |  |  | -104490.5227 | -91719.2433 | 291091.8947 | 19722.4497 | -254.1051 | -272990.7632 | -9612.5994 | 265.6669 | 219.2933 | 70115.6373 | -69509.4539 | -41819.2997 | 0
806
807 |  |  | Adjustments to Calculated Tax:
808 |  |  |  | PMI | F30 |  | 0 | 0 | 0 | 0 | 0 | 0 | 0 | 0 | 0 | 0 | 0 | 0 | 0 | 1166
809 |  |  |  | Renewable Energy Credits | F12 |  | 0 | 0 | 0 | 0 | 0 | 0 | 0 | 0 | 0 | 0 | 0 | 0 | 0 | 1167
810 |  |  |  | System Overheads | F102T |  | 0 | 0 | 0 | 0 | 0 | 0 | 0 | 0 | 0 | 0 | 0 | 0 | 0 | 1168
811 |  |  |  | Situs | F107T |  | 0 | 0 | 0 | 0 | 0 | 0 | 0 | 0 | 0 | 0 | 0 | 0 | 0 | 1169
812 |  |  |  | Total Adjustments |  |  | 0 | 0 | 0 | 0 | 0 | 0 | 0 | 0 | 0 | 0 | 0 | 0 | 0
813
814 |  |  | 35%
815
816 |  | 40910 | Federal Income Tax |  |  |  | -768971.994 | -674984.9424 | 2142218.347 | 145142.4593 | -1870.0234 | -2009007.5746 | -70741.5326 | 1955.1095 | 1613.8345 | 515998.5812 | -511537.5255 | -307758.7271 | 0
817
818
819 |  | TOTAL OPERATING EXPENSES |  |  |  |  | 164704007.6382 | 60518496.0794 | 46292283.0541 | 13136543.4369 | 276383.5262 | 26007298.6017 | 1378430.8371 | 41733.5836 | 63207.1402 | 11086515.4588 | 2703885.6241 | 3199230.296 | 0
820
821
822 |  | Distribution - METER - Unbundled |  |  |  |  | D: STEAM PRODUCTION PLANT
823
824 |  | A |  | B | C |  | D | E | F | G | H | I | J | K | L | M | N | O
825 |  | FERC ACCT |  | DESCRIPTION | COS Factor |  | Utah Jurisdiction Normalized | Residential Sch 1 | General Large Dist. Sch 6 | General +1 MW Sch 8 | Street & Area Lighting Sch. 7,11,12 | General Trans Sch 9 | Irrigation Sch 10 | Traffic Signals Sch 15 | Outdoor Lighting Sch 15 | General Small Dist. Sch 23 | Industrial Cust 1 | Industrial Cust 2
826 |  | 310 | Land and Land Rights |  | F12 |  | 0 | 0 | 0 | 0 | 0 | 0 | 0 | 0 | 0 | 0 | 0 | 0 | 0 | 1186
827 |  |  |  | Total 310 |  |  | 0 | 0 | 0 | 0 | 0 | 0 | 0 | 0 | 0 | 0 | 0 | 0 | 0
828
829 |  | 311 | Structures and Improvements |  | F12 |  | 0 | 0 | 0 | 0 | 0 | 0 | 0 | 0 | 0 | 0 | 0 | 0 | 0 | 1193
830 |  |  |  | Total 311 |  |  | 0 | 0 | 0 | 0 | 0 | 0 | 0 | 0 | 0 | 0 | 0 | 0 | 0
831
832 |  | 312 | Boiler Plant Equipment |  | F12 |  | 0 | 0 | 0 | 0 | 0 | 0 | 0 | 0 | 0 | 0 | 0 | 0 | 0 | 1200
833 |  |  |  | Total 312 |  |  | 0 | 0 | 0 | 0 | 0 | 0 | 0 | 0 | 0 | 0 | 0 | 0 | 0
834
835 |  | 314 | Turbogenerator Units |  | F12 |  | 0 | 0 | 0 | 0 | 0 | 0 | 0 | 0 | 0 | 0 | 0 | 0 | 0 | 1207
836 |  |  |  | Total 314 |  |  | 0 | 0 | 0 | 0 | 0 | 0 | 0 | 0 | 0 | 0 | 0 | 0 | 0
837
838 |  | 315 | Accessory Electric Equipment |  | F12 |  | 0 | 0 | 0 | 0 | 0 | 0 | 0 | 0 | 0 | 0 | 0 | 0 | 0 | 1214
839 |  |  |  | Total 316 |  |  | 0 | 0 | 0 | 0 | 0 | 0 | 0 | 0 | 0 | 0 | 0 | 0 | 0
840
841 |  | 316 | Misc Power Plant Equipment |  | F12 |  | 0 | 0 | 0 | 0 | 0 | 0 | 0 | 0 | 0 | 0 | 0 | 0 | 0 | 1221
842 |  |  |  | Total 316 |  |  | 0 | 0 | 0 | 0 | 0 | 0 | 0 | 0 | 0 | 0 | 0 | 0 | 0
843
844 |  | S00 | Unclassified Steam Plant - Acct 300 |  | F12 |  | 0 | 0 | 0 | 0 | 0 | 0 | 0 | 0 | 0 | 0 | 0 | 0 | 0 | 1226
845
846
847
848 |  | Total Steam Production Plant |  |  |  |  | 0 | 0 | 0 | 0 | 0 | 0 | 0 | 0 | 0 | 0 | 0 | 0 | 0
849
850
851 | [6 empty] | D: NUCLEAR PRODUCTION
852
853
854 |  | 320 | Land and Land Rights |  | F12 |  | 0 | 0 | 0 | 0 | 0 | 0 | 0 | 0 | 0 | 0 | 0 | 0 | 0 | 1232
855
856 |  | 321 | Structures and Improvements |  | F12 |  | 0 | 0 | 0 | 0 | 0 | 0 | 0 | 0 | 0 | 0 | 0 | 0 | 0 | 1236
857
858 |  | 322 | Reactor Plant Equipment |  | F12 |  | 0 | 0 | 0 | 0 | 0 | 0 | 0 | 0 | 0 | 0 | 0 | 0 | 0 | 1240
859
860 |  | 323 | Turbogenerator Units |  | F12 |  | 0 | 0 | 0 | 0 | 0 | 0 | 0 | 0 | 0 | 0 | 0 | 0 | 0 | 1244
861
862 |  | 324 | Land and Land Rights |  | F12 |  | 0 | 0 | 0 | 0 | 0 | 0 | 0 | 0 | 0 | 0 | 0 | 0 | 0 | 1248
863
864 |  | 325 | Misc. Power Plant Equipment |  | F12 |  | 0 | 0 | 0 | 0 | 0 | 0 | 0 | 0 | 0 | 0 | 0 | 0 | 0 | 1252
865
866 |  | N00 | Unclassified Nuclear Plt - Acct 300 |  | F12 |  | 0 | 0 | 0 | 0 | 0 | 0 | 0 | 0 | 0 | 0 | 0 | 0 | 0 | 1258
867
868 |  | Total Nuclear Production Plant |  |  |  |  | 0 | 0 | 0 | 0 | 0 | 0 | 0 | 0 | 0 | 0 | 0 | 0 | 0
869
870
871 | [6 empty] | D: HYDRAULIC PRODUCTION PLANT
872
873
874 |  | 330 | Land and Land Rights |  | F12 |  | 0 | 0 | 0 | 0 | 0 | 0 | 0 | 0 | 0 | 0 | 0 | 0 | 0 | 1268
875
876 |  | 331 | Structures and Improvements |  | F12 |  | 0 | 0 | 0 | 0 | 0 | 0 | 0 | 0 | 0 | 0 | 0 | 0 | 0 | 1275
877
878 |  | 332 | Reservoirs, Dams & Waterways |  | F12 |  | 0 | 0 | 0 | 0 | 0 | 0 | 0 | 0 | 0 | 0 | 0 | 0 | 0 | 1282
879
880 |  | 333 | Water Wheel, Turbines, & Generators |  | F12 |  | 0 | 0 | 0 | 0 | 0 | 0 | 0 | 0 | 0 | 0 | 0 | 0 | 0 | 1289
881
882 |  | 334 | Accessory Electric Equipment |  | F12 |  | 0 | 0 | 0 | 0 | 0 | 0 | 0 | 0 | 0 | 0 | 0 | 0 | 0 | 1296
883
884 |  | 335 | Misc. Power Plant Equipment |  | F12 |  | 0 | 0 | 0 | 0 | 0 | 0 | 0 | 0 | 0 | 0 | 0 | 0 | 0 | 1303
885
886 |  | 336 | Roads, Railroads & Bridges |  | F12 |  | 0 | 0 | 0 | 0 | 0 | 0 | 0 | 0 | 0 | 0 | 0 | 0 | 0 | 1310
887
888 |  | H00 | Unclassified Hydro Plant - Acct 300 |  | F12 |  | 0 | 0 | 0 | 0 | 0 | 0 | 0 | 0 | 0 | 0 | 0 | 0 | 0 | 1316
889
890 |  | Total Hydraulic Plant |  |  |  |  | 0 | 0 | 0 | 0 | 0 | 0 | 0 | 0 | 0 | 0 | 0 | 0 | 0
891
892 |  | Distribution - METER - Unbundled
893 |  | A |  | B | C |  | D | E | F | G | H | I | J | K | L | M | N | O
894 |  | FERC ACCT |  | DESCRIPTION | COS Factor |  | Utah Jurisdiction Normalized | Residential Sch 1 | General Large Dist. Sch 6 | General +1 MW Sch 8 | Street & Area Lighting Sch. 7,11,12 | General Trans Sch 9 | Irrigation Sch 10 | Traffic Signals Sch 15 | Outdoor Lighting Sch 15 | General Small Dist. Sch 23 | Industrial Cust 1 | Industrial Cust 2
895 |  | 340 | Land and Land Rights |  | F12 |  | 0 | 0 | 0 | 0 | 0 | 0 | 0 | 0 | 0 | 0 | 0 | 0 | 0 | 1322
896 |  |  |  | Wind Generation | F12 |  | 0 | 0 | 0 | 0 | 0 | 0 | 0 | 0 | 0 | 0 | 0 | 0 | 0 | 1323
897 |  |  |  | Simple Cycle Combustion Turbine | F12 |  | 0 | 0 | 0 | 0 | 0 | 0 | 0 | 0 | 0 | 0 | 0 | 0 | 0 | 1324
898 |  |  |  | Total 340 |  |  | 0 | 0 | 0 | 0 | 0 | 0 | 0 | 0 | 0 | 0 | 0 | 0 | 0
899
900 |  | 341 | Structures and Improvements |  | F12 |  | 0 | 0 | 0 | 0 | 0 | 0 | 0 | 0 | 0 | 0 | 0 | 0 | 0 | 1328
901 |  |  |  | Wind Generation | F12 |  | 0 | 0 | 0 | 0 | 0 | 0 | 0 | 0 | 0 | 0 | 0 | 0 | 0 | 1330
902 |  |  |  | Simple Cycle Combustion Turbine | F12 |  | 0 | 0 | 0 | 0 | 0 | 0 | 0 | 0 | 0 | 0 | 0 | 0 | 0 | 1331
903 |  |  |  | Total 341 |  |  | 0 | 0 | 0 | 0 | 0 | 0 | 0 | 0 | 0 | 0 | 0 | 0 | 0
904
905 |  | 342 | Fuel Holders, Producers & Access |  | F12 |  | 0 | 0 | 0 | 0 | 0 | 0 | 0 | 0 | 0 | 0 | 0 | 0 | 0 | 1335
906 |  |  |  | Simple Cycle Combustion Turbine | F12 |  | 0 | 0 | 0 | 0 | 0 | 0 | 0 | 0 | 0 | 0 | 0 | 0 | 0 | 1337
907 |  |  |  | Total 342 |  |  | 0 | 0 | 0 | 0 | 0 | 0 | 0 | 0 | 0 | 0 | 0 | 0 | 0
908
909 |  | 343 | Prime Movers |  | F12 |  | 0 | 0 | 0 | 0 | 0 | 0 | 0 | 0 | 0 | 0 | 0 | 0 | 0 | 1342
910 |  |  |  | Wind Generation | F12 |  | 0 | 0 | 0 | 0 | 0 | 0 | 0 | 0 | 0 | 0 | 0 | 0 | 0 | 1343
911 |  |  |  | Simple Cycle Combustion Turbine | F12 |  | 0 | 0 | 0 | 0 | 0 | 0 | 0 | 0 | 0 | 0 | 0 | 0 | 0 | 1344
912 |  |  |  | Total 343 |  |  | 0 | 0 | 0 | 0 | 0 | 0 | 0 | 0 | 0 | 0 | 0 | 0 | 0
913
914 |  | 344 | Generators |  | F12 |  | 0 | 0 | 0 | 0 | 0 | 0 | 0 | 0 | 0 | 0 | 0 | 0 | 0 | 1349
915 |  |  |  | Wind Generation | F12 |  | 0 | 0 | 0 | 0 | 0 | 0 | 0 | 0 | 0 | 0 | 0 | 0 | 0 | 1350
916 |  |  |  | Simple Cycle Combustion Turbine | F12 |  | 0 | 0 | 0 | 0 | 0 | 0 | 0 | 0 | 0 | 0 | 0 | 0 | 0 | 1351
917 |  |  |  | Total 344 |  |  | 0 | 0 | 0 | 0 | 0 | 0 | 0 | 0 | 0 | 0 | 0 | 0 | 0
918
919 |  | 345 | Accessory Electric Plant |  | F12 |  | 0 | 0 | 0 | 0 | 0 | 0 | 0 | 0 | 0 | 0 | 0 | 0 | 0 | 1355
920 |  |  |  | Wind Generation | F12 |  | 0 | 0 | 0 | 0 | 0 | 0 | 0 | 0 | 0 | 0 | 0 | 0 | 0 | 1356
921 |  |  |  | Simple Cycle Combustion Turbine | F12 |  | 0 | 0 | 0 | 0 | 0 | 0 | 0 | 0 | 0 | 0 | 0 | 0 | 0 | 1358
922 |  |  |  | Total 345 |  |  | 0 | 0 | 0 | 0 | 0 | 0 | 0 | 0 | 0 | 0 | 0 | 0 | 0
923
924 |  | 346 | Misc. Power Plant Equipment |  | F12 |  | 0 | 0 | 0 | 0 | 0 | 0 | 0 | 0 | 0 | 0 | 0 | 0 | 0 | 1362
925 |  |  |  | Wind Generation | F12 |  | 0 | 0 | 0 | 0 | 0 | 0 | 0 | 0 | 0 | 0 | 0 | 0 | 0 | 1363
926
927 |  | O00 | Unclassified Other Prod - Acct 300 |  | F12 |  | 0 | 0 | 0 | 0 | 0 | 0 | 0 | 0 | 0 | 0 | 0 | 0 | 0 | 1370
928
929 |  | Total Other Production Plant |  |  |  |  | 0 | 0 | 0 | 0 | 0 | 0 | 0 | 0 | 0 | 0 | 0 | 0 | 0
930
931 |  | Experimental Plant
932 |  | 103 | Experimental Plant |  | F12 |  | 0 | 0 | 0 | 0 | 0 | 0 | 0 | 0 | 0 | 0 | 0 | 0 | 0 | 1376
933
934 |  | TOTAL PRODUCTION PLANT |  |  |  |  | 0 | 0 | 0 | 0 | 0 | 0 | 0 | 0 | 0 | 0 | 0 | 0 | 0
935
936 | [6 empty] | D: TRANSMISSION PLANT
937 |  | 350 | Land and Land Rights
938 |  |  |  | Demand | F12 |  | 78697234.4893 | 30481196.9178 | 20748666.2157 | 5984525.2087 | 92178.5175 | 12710775.7763 | 665656.6026 | 17968.6281 | 22515.0967 | 5067368.4264 | 1498958.7698 | 1407424.3297 | 0 | 1385
939 |  |  |  | Direct Assigned | A | 0.75 | 534606.54 | 0 | 0 | 0 | 0 | 515925.5025 | 0 | 0 | 0 | 0 | 18681.0375 | 0 | 0
940 | [6 empty] | 79231841.0293 | 30481196.9178 | 20748666.2157 | 5984525.2087 | 92178.5175 | 13226701.2788 | 665656.6026 | 17968.6281 | 22515.0967 | 5067368.4264 | 1517639.8073 | 1407424.3297 | 0
941 |  | 352 | Structures and Improvements
942 |  |  |  | Demand | F12 |  | 72088502.8646 | 27921487.5286 | 19006262.3373 | 5481964.7152 | 84437.6727 | 11643367.1641 | 609756.9783 | 16459.6826 | 20624.3539 | 4641827.7045 | 1373081.2051 | 1289233.5224 | 0 | 1392
943 |  |  |  | Direct Assigned | A | 0.75 | 360.4725 | 0 | 0 | 0 | 0 | 360.4725 | 0 | 0 | 0 | 0 | 0 | 0 | 0
944 | [6 empty] | 72088863.3371 | 27921487.5286 | 19006262.3373 | 5481964.7152 | 84437.6727 | 11643727.6366 | 609756.9783 | 16459.6826 | 20624.3539 | 4641827.7045 | 1373081.2051 | 1289233.5224 | 0
945 |  | 353 | Station Equipment
946 |  |  |  | Demand | F12 |  | 618551413.8506 | 239578780.2674 | 163082183.3385 | 47037695.2011 | 724512.7827 | 99905268.3184 | 5231986.0455 | 141231.3965 | 176966.1281 | 39828946.0231 | 11781647.3782 | 11062196.9711 | 0 | 1398
947 |  |  |  | Direct Assigned | A | 0.75 | 215967.015 | 0 | 0 | 0 | 0 | 215967.015 | 0 | 0 | 0 | 0 | 0 | 0 | 0
948 | [6 empty] | 618767380.8656 | 239578780.2674 | 163082183.3385 | 47037695.2011 | 724512.7827 | 100121235.3334 | 5231986.0455 | 141231.3965 | 176966.1281 | 39828946.0231 | 11781647.3782 | 11062196.9711 | 0
949 |  | 354 | Towers and Fixtures
950 |  |  |  | Demand | F12 |  | 407056566.9762 | 157662101.5364 | 107321189.7965 | 30954585.663 | 476787.6679 | 65745699.7655 | 3443067.513 | 92941.6151 | 116457.9419 | 26210649.0607 | 7753271.317 | 7279815.0993 | 0 | 1404
951 |  |  |  | Direct Assigned | A | 0.75 | 1372390.6125 | 0 | 0 | 0 | 0 | 1372390.6125 | 0 | 0 | 0 | 0 | 0 | 0 | 0
952 | [6 empty] | 408428957.5887 | 157662101.5364 | 107321189.7965 | 30954585.663 | 476787.6679 | 67118090.378 | 3443067.513 | 92941.6151 | 116457.9419 | 26210649.0607 | 7753271.317 | 7279815.0993 | 0
953 |  | 355 | Poles and Fixtures
954 |  |  |  | Demand | F12 |  | 255456900.0956 | 98944164.0022 | 67351667.2723 | 19426200.5302 | 299218.1174 | 41260095.0808 | 2160769.3501 | 58327.4631 | 73085.628 | 16449043.4543 | 4865728.2966 | 4568600.9008 | 0 | 1410
955 |  |  |  | Direct Assigned | A | 0.75 | 3107417.475 | 0 | 0 | 0 | 0 | 2946503.13 | 0 | 0 | 0 | 0 | 160914.345 | 0 | 0
956 | [6 empty] | 258564317.5706 | 98944164.0022 | 67351667.2723 | 19426200.5302 | 299218.1174 | 44206598.2108 | 2160769.3501 | 58327.4631 | 73085.628 | 16449043.4543 | 5026642.6416 | 4568600.9008 | 0
957 |  | 356 | Overhead Conductors
958 |  |  |  | Demand | F12 |  | 362681764.1672 | 140474749.1296 | 95621693.9013 | 27580107.1599 | 424811.2094 | 58578508.0302 | 3067725.4737 | 82809.692 | 103762.4135 | 23353325.3423 | 6908057.3744 | 6486214.441 | 0 | 1416
959 |  |  |  | Direct Assigned | A | 0.75 | 2426417.0475 | 0 | 0 | 0 | 0 | 2348109.6525 | 0 | 0 | 0 | 0 | 78307.395 | 0 | 0
960 | [6 empty] | 365108181.2147 | 140474749.1296 | 95621693.9013 | 27580107.1599 | 424811.2094 | 60926617.6827 | 3067725.4737 | 82809.692 | 103762.4135 | 23353325.3423 | 6986364.7694 | 6486214.441 | 0
961 |  | 357 | Underground Conduit
962 |  |  |  | Demand | F12 |  | 1156307.1919 | 447863.6059 | 304862.4532 | 87931.2924 | 1354.3892 | 186760.8378 | 9780.5663 | 264.015 | 330.8168 | 74455.4061 | 22024.3674 | 20679.4417 | 0 | 1422
963 |  |  |  | Direct Assigned | A | 0.75 | 0 | 0 | 0 | 0 | 0 | 0 | 0 | 0 | 0 | 0 | 0 | 0 | 0
964 | [6 empty] | 1156307.1919 | 447863.6059 | 304862.4532 | 87931.2924 | 1354.3892 | 186760.8378 | 9780.5663 | 264.015 | 330.8168 | 74455.4061 | 22024.3674 | 20679.4417 | 0
965 |  | 358 | Underground Conductors
966 |  |  |  | Demand | F12 |  | 2639910.3044 | 1022496.2333 | 696017.0596 | 200751.7782 | 3092.1419 | 426384.8427 | 22329.5486 | 602.7603 | 755.2722 | 169985.6191 | 50282.7924 | 47212.2561 | 0 | 1428
967 |  |  |  | Direct Assigned | A | 0.75 | 0 | 0 | 0 | 0 | 0 | 0 | 0 | 0 | 0 | 0 | 0 | 0 | 0
968 | [6 empty] | 2639910.3044 | 1022496.2333 | 696017.0596 | 200751.7782 | 3092.1419 | 426384.8427 | 22329.5486 | 602.7603 | 755.2722 | 169985.6191 | 50282.7924 | 47212.2561 | 0
969 |  | 359 | Roads and Trails
970 |  |  |  | Demand | F12 |  | 3912206.0515 | 1515284.7977 | 1031460.1022 | 297503.4115 | 4582.3892 | 631879.5601 | 33091.1983 | 893.2585 | 1119.2731 | 251909.6071 | 74516.4123 | 69966.0416 | 0 | 1434
971 |  |  |  | Direct Assigned | A | 0.75 | 9604.785 | 0 | 0 | 0 | 0 | 9604.785 | 0 | 0 | 0 | 0 | 0 | 0 | 0
972 | [6 empty] | 3921810.8365 | 1515284.7977 | 1031460.1022 | 297503.4115 | 4582.3892 | 641484.3451 | 33091.1983 | 893.2585 | 1119.2731 | 251909.6071 | 74516.4123 | 69966.0416 | 0
973
974 |  | T00 | Unclassified Trans Plant - Acct 300 |  | F12 |  | 56719233.4838 | 21968626.1667 | 14954127.0567 | 4313209.7945 | 66435.5602 | 9161001.1927 | 479756.7857 | 12950.4781 | 16227.2414 | 3652190.0012 | 1080340.2813 | 1014368.9252 | 0 | 1438
975 |  | TS0 | Unclassified Trans Sub - Acct 300 |  | F12 |  | 0 | 0 | 0 | 0 | 0 | 0 | 0 | 0 | 0 | 0 | 0 | 0 | 0 | 1442
976
977 |  | TOTAL TRANSMISSION PLANT |  |  |  |  | 1866626803.4226 | 720016750.1854 | 490118129.5332 | 141364474.7547 | 2177410.4481 | 307658601.7385 | 15723920.062 | 424448.9894 | 531844.1656 | 119699700.6448 | 35665810.972 | 33245711.9289 | 0
978 |  | Distribution - METER - Unbundled |  |  |  |  | D: DISTRIBUTION PLANT
979 |  | A |  | B | C |  | D | E | F | G | H | I | J | K | L | M | N | O
980 |  | FERC ACCT |  | DESCRIPTION | COS Factor |  | Utah Jurisdiction Normalized | Residential Sch 1 | General Large Dist. Sch 6 | General +1 MW Sch 8 | Street & Area Lighting Sch. 7,11,12 | General Trans Sch 9 | Irrigation Sch 10 | Traffic Signals Sch 15 | Outdoor Lighting Sch 15 | General Small Dist. Sch 23 | Industrial Cust 1 | Industrial Cust 2
981
982 |  | 360 | Land and Land Rights
983 |  |  |  | Demand Primary | F20 |  | 0 | 0 | 0 | 0 | 0 | 0 | 0 | 0 | 0 | 0 | 0 | 0 | 0 | 1447
984 |  |  |  | Assigned | A | 0 | 0 | 0 | 0 | 0 | 0 | 0 | 0 | 0 | 0 | 0 | 0 | 0 | 0
985 | [6 empty] | 0 | 0 | 0 | 0 | 0 | 0 | 0 | 0 | 0 | 0 | 0 | 0 | 0
986 |  | 361 | Structures and Improvements
987 |  |  |  | Demand Primary | F20 |  | 0 | 0 | 0 | 0 | 0 | 0 | 0 | 0 | 0 | 0 | 0 | 0 | 0 | 1451
988 |  |  |  | Assigned | A | 0 | 0 | 0 | 0 | 0 | 0 | 0 | 0 | 0 | 0 | 0 | 0 | 0 | 0
989 | [6 empty] | 0 | 0 | 0 | 0 | 0 | 0 | 0 | 0 | 0 | 0 | 0 | 0 | 0
990 |  | 362 | Station Equipment
991 |  |  |  | Demand Primary | F20 |  | 0 | 0 | 0 | 0 | 0 | 0 | 0 | 0 | 0 | 0 | 0 | 0 | 0 | 1455
992 |  |  |  | Assigned | A | 0 | 0 | 0 | 0 | 0 | 0 | 0 | 0 | 0 | 0 | 0 | 0 | 0 | 0
993 | [6 empty] | 0 | 0 | 0 | 0 | 0 | 0 | 0 | 0 | 0 | 0 | 0 | 0 | 0
994 |  | 364 | Poles, Towers & Fixtures
995 |  |  |  | Demand Primary | F20 | 0 | 0 | 0 | 0 | 0 | 0 | 0 | 0 | 0 | 0 | 0 | 0 | 0 | 0 | 1459
996 |  |  |  | Demand Secondary | F22 | 0 | 0 | 0 | 0 | 0 | 0 | 0 | 0 | 0 | 0 | 0 | 0 | 0 | 0
997 |  |  |  | Assigned | A | 0 | 0 | 0 | 0 | 0 | 0 | 0 | 0 | 0 | 0 | 0 | 0 | 0 | 0
998 | [6 empty] | 0 | 0 | 0 | 0 | 0 | 0 | 0 | 0 | 0 | 0 | 0 | 0 | 0
999 |  | 365 | Overhead Conductors
1000 |  |  |  | Demand Primary | F20 | 0 | 0 | 0 | 0 | 0 | 0 | 0 | 0 | 0 | 0 | 0 | 0 | 0 | 0 | 1463
1001 |  |  |  | Demand Secondary | F22 | 0 | 0 | 0 | 0 | 0 | 0 | 0 | 0 | 0 | 0 | 0 | 0 | 0 | 0
1002 |  |  |  | Assigned | A | 0 | 0 | 0 | 0 | 0 | 0 | 0 | 0 | 0 | 0 | 0 | 0 | 0 | 0
1003 | [6 empty] | 0 | 0 | 0 | 0 | 0 | 0 | 0 | 0 | 0 | 0 | 0 | 0 | 0
1004 |  | 366 | Underground Conduit
1005 |  |  |  | Demand Primary | F20 | 0 | 0 | 0 | 0 | 0 | 0 | 0 | 0 | 0 | 0 | 0 | 0 | 0 | 0 | 1467
1006 |  |  |  | Demand Secondary | F22 | 0 | 0 | 0 | 0 | 0 | 0 | 0 | 0 | 0 | 0 | 0 | 0 | 0 | 0
1007 |  |  |  | Assigned | A | 0 | 0 | 0 | 0 | 0 | 0 | 0 | 0 | 0 | 0 | 0 | 0 | 0 | 0
1008 | [6 empty] | 0 | 0 | 0 | 0 | 0 | 0 | 0 | 0 | 0 | 0 | 0 | 0 | 0
1009 |  | 367 | Underground Conductors
1010 |  |  |  | Demand Primary | F20 | 0 | 0 | 0 | 0 | 0 | 0 | 0 | 0 | 0 | 0 | 0 | 0 | 0 | 0 | 1471
1011 |  |  |  | Demand Secondary | F22 | 0 | 0 | 0 | 0 | 0 | 0 | 0 | 0 | 0 | 0 | 0 | 0 | 0 | 0
1012 |  |  |  | Assigned | A | 0 | 0 | 0 | 0 | 0 | 0 | 0 | 0 | 0 | 0 | 0 | 0 | 0 | 0
1013 | [6 empty] | 0 | 0 | 0 | 0 | 0 | 0 | 0 | 0 | 0 | 0 | 0 | 0 | 0
1014 |  | 368 | Line Transformers
1015 |  |  |  | Demand Secondary | F21 |  | 0 | 0 | 0 | 0 | 0 | 0 | 0 | 0 | 0 | 0 | 0 | 0 | 0 | 1475
1016 |  |  |  | Assigned | A | 0 | 0 | 0 | 0 | 0 | 0 | 0 | 0 | 0 | 0 | 0 | 0 | 0 | 0
1017 | [6 empty] | 0 | 0 | 0 | 0 | 0 | 0 | 0 | 0 | 0 | 0 | 0 | 0 | 0
1018 |  | 369 | Services
1019 |  |  |  | Customer | F70 |  | 0 | 0 | 0 | 0 | 0 | 0 | 0 | 0 | 0 | 0 | 0 | 0 | 0 | 1479
1020 |  |  |  | Assigned | A | 0 | 0 | 0 | 0 | 0 | 0 | 0 | 0 | 0 | 0 | 0 | 0 | 0 | 0
1021 | [6 empty] | 0 | 0 | 0 | 0 | 0 | 0 | 0 | 0 | 0 | 0 | 0 | 0 | 0
1022 |  | 370 | Meters
1023 |  |  |  | Customer | F60 |  | 0 | 0 | 0 | 0 | 0 | 0 | 0 | 0 | 0 | 0 | 0 | 0 | 0 | 1483
1024 |  |  |  | Assigned | A | 0 | 0 | 0 | 0 | 0 | 0 | 0 | 0 | 0 | 0 | 0 | 0 | 0 | 0
1025 | [6 empty] | 0 | 0 | 0 | 0 | 0 | 0 | 0 | 0 | 0 | 0 | 0 | 0 | 0
1026 |  | 371 | Install on Customers' Premises
1027 |  |  |  | Demand Primary | F20 | 0 | 0 | 0 | 0 | 0 | 0 | 0 | 0 | 0 | 0 | 0 | 0 | 0 | 0 | 1487
1028 |  |  |  | Demand Secondary | F22 | 0 | 0 | 0 | 0 | 0 | 0 | 0 | 0 | 0 | 0 | 0 | 0 | 0 | 0
1029 |  |  |  | Assigned | A | 0 | 0 | 0 | 0 | 0 | 0 | 0 | 0 | 0 | 0 | 0 | 0 | 0 | 0
1030 | [6 empty] | 0 | 0 | 0 | 0 | 0 | 0 | 0 | 0 | 0 | 0 | 0 | 0 | 0
1031 |  | 372 | Leased Property
1032 |  |  |  | Demand Primary | F20 | 0.24153 | 0 | 0 | 0 | 0 | 0 | 0 | 0 | 0 | 0 | 0 | 0 | 0 | 0 | 1491
1033 |  |  |  | Demand Secondary | F22 | 0.18231 | 0 | 0 | 0 | 0 | 0 | 0 | 0 | 0 | 0 | 0 | 0 | 0 | 0
1034 |  |  |  | Assigned | A | 0 | 0 | 0 | 0 | 0 | 0 | 0 | 0 | 0 | 0 | 0 | 0 | 0 | 0
1035 | [6 empty] | 0 | 0 | 0 | 0 | 0 | 0 | 0 | 0 | 0 | 0 | 0 | 0 | 0
1036
1037 |  | 373 | Street Lights |  | A | 0 | 0 | 0 | 0 | 0 | 0 | 0 | 0 | 0 | 0 | 0 | 0 | 0 | 0 | 1496
1038
1039
1040 |  | D00 | Unclassified Dist Plant - Acct 300 |  | F22 |  | 0 | 0 | 0 | 0 | 0 | 0 | 0 | 0 | 0 | 0 | 0 | 0 | 0 | 1499
1041 |  | DS0 | Unclassified Dist Sub - Acct 300 |  | F20 |  | 0 | 0 | 0 | 0 | 0 | 0 | 0 | 0 | 0 | 0 | 0 | 0 | 0 | 1503
1042 |  | TOTAL DISTRIBUTION PLANT |  |  |  |  | 0 | 0 | 0 | 0 | 0 | 0 | 0 | 0 | 0 | 0 | 0 | 0 | 0
1043
1044 |  | Distribution - METER - Unbundled |  |  |  |  | DISTRIBUTION PLANT D: GENERAL PLANT
1045
1046 |  | A |  | B | C |  | D | E | F | G | H | I | J | K | L | M | N | O
1047 |  | FERC ACCT |  | DESCRIPTION | COS Factor |  | Utah Jurisdiction Normalized | Residential Sch 1 | General Large Dist. Sch 6 | General +1 MW Sch 8 | Street & Area Lighting Sch. 7,11,12 | General Trans Sch 9 | Irrigation Sch 10 | Traffic Signals Sch 15 | Outdoor Lighting Sch 15 | General Small Dist. Sch 23 | Industrial Cust 1 | Industrial Cust 2
1048 |  | 389 | Land and Land Rights
1049 |  |  |  | Situs | F107T |  | 904493.4282 | 327142.0114 | 239818.8597 | 71692.3885 | 1617.8847 | 159521.6722 | 8050.8244 | 222.7692 | 375.3193 | 57029.1693 | 18314.9738 | 20707.5553 | 0 | 1510
1050 |  |  |  | Customer - System | F42 |  | 0 | 0 | 0 | 0 | 0 | 0 | 0 | 0 | 0 | 0 | 0 | 0 | 0 | 1511
1051 |  |  |  | System Generation | F105T |  | 35.1603 | 12.717 | 9.3225 | 2.7869 | 0.062892 | 6.2011 | 0.31296 | 0.0086597 | 0.01459 | 2.2169 | 0.71196 | 0.80496 | 0 | 1512
1052 |  |  |  | System Generation | F105T |  | 225.0234 | 81.3877 | 59.6631 | 17.8359 | 0.4025 | 39.6864 | 2.0029 | 0.055421 | 0.093373 | 14.1879 | 4.5565 | 5.1517 | 0 | 1513
1053 |  |  |  | System Overheads | F102T |  | 584219.3619 | 211303.5775 | 154900.8725 | 46306.6731 | 1045.0044 | 103036.2927 | 5200.0903 | 143.8884 | 242.4217 | 36835.5854 | 11829.7845 | 13375.1715 | 0 | 1514
1054 |  |  | Total Land & Land Rights |  |  |  | 1488972.9737 | 538539.6936 | 394788.7178 | 118019.6844 | 2663.3545 | 262603.8524 | 13253.2306 | 366.7217 | 617.849 | 93881.1596 | 30150.0267 | 34088.6835 | 0
1055
1056 |  | 390 | Structures and Improvements
1057 |  |  |  | Situs | F107T |  | 9586445.4339 | 3467276.7587 | 2541765.7457 | 759845.3999 | 17147.4588 | 1690720.7491 | 85328.192 | 2361.0621 | 3977.8932 | 604434.4856 | 194114.7296 | 219472.9592 | 0 | 1518
1058 |  |  |  | System Generation | F105T |  | 36436.3661 | 13178.4994 | 9660.7974 | 2888.0366 | 65.1744 | 6426.1275 | 324.3172 | 8.974 | 15.1193 | 2297.3475 | 737.7954 | 834.1775 | 0 | 1519
1059 |  |  |  | System Generation | F105T |  | 173379.2611 | 62708.7367 | 45970.0595 | 13742.4695 | 310.1268 | 30578.1654 | 1543.2351 | 42.7019 | 71.9437 | 10931.727 | 3510.7349 | 3969.3607 | 0 | 1520
1060 |  |  |  | System Generation | F105T |  | 0 | 0 | 0 | 0 | 0 | 0 | 0 | 0 | 0 | 0 | 0 | 0 | 0 | 1521
1061 |  |  |  | Customer - System | F42 |  | 0 | 0 | 0 | 0 | 0 | 0 | 0 | 0 | 0 | 0 | 0 | 0 | 0 | 1522
1062 |  |  |  | System Generation | F102T |  | 1041358.6182 | 376644.144 | 276107.519 | 82540.6624 | 1862.6981 | 183660.0057 | 9269.0506 | 256.478 | 432.1115 | 65658.6495 | 21086.3399 | 23840.9595 | 0 | 1523
1063 |  |  |  | System Overheads | F102T |  | 7600942.4665 | 2749149.4465 | 2015326.2573 | 602469.5188 | 13595.9515 | 1340546.0063 | 67655.3873 | 1872.0492 | 3154.0092 | 479246.6385 | 153910.5294 | 174016.6725 | 0 | 1524
1064
1065 |  |  | Total Structures and Improvements |  |  |  | 18438562.1458 | 6668957.5853 | 4888830.3789 | 1461486.0872 | 32981.4097 | 3251931.054 | 164120.1822 | 4541.2651 | 7651.0768 | 1162568.8481 | 373360.1292 | 422134.1294 | 0
1066
1067 |  | 391 | Office Furniture & Equipment
1068 |  |  |  | Situs | F107T |  | 506086.6447 | 183044.1192 | 134184.6367 | 40113.6805 | 905.2469 | 89256.3565 | 4504.6372 | 124.6449 | 210.0005 | 31909.2434 | 10247.6849 | 11586.394 | 0 | 1528
1069 |  |  |  | System Generation | F105T |  | 390.9985 | 141.4184 | 103.67 | 30.9915 | 0.69939 | 68.9587 | 3.4802 | 0.0963 | 0.16224 | 24.6528 | 7.9173 | 8.9516 | 0 | 1529
1070 |  |  |  | System Generation | F105T |  | 0 | 0 | 0 | 0 | 0 | 0 | 0 | 0 | 0 | 0 | 0 | 0 | 0 | 1530
1071 |  |  |  | Customer - System | F42 |  | 0 | 0 | 0 | 0 | 0 | 0 | 0 | 0 | 0 | 0 | 0 | 0 | 0 | 1531
1072 |  |  |  | System Generation | F105T |  | 680427.2716 | 246100.5678 | 180409.5943 | 53932.3502 | 1217.0933 | 120004.0739 | 6056.4293 | 167.5836 | 282.3431 | 42901.5854 | 13777.8864 | 15577.7642 | 0 | 1532
1073 |  |  |  | Energy | F30 |  | 0 | 0 | 0 | 0 | 0 | 0 | 0 | 0 | 0 | 0 | 0 | 0 | 0 | 1533
1074 |  |  |  | System Overheads | F102T |  | 4723078.7375 | 1708268.3305 | 1252284.784 | 374362.9145 | 8448.2615 | 832989.3782 | 42039.75 | 1163.2552 | 1959.8404 | 297794.5983 | 95637.0282 | 108130.5969 | 0 | 1534
1075 |  |  |  | Cholla | F12 |  | 16620.28 | 6437.4057 | 4381.9665 | 1263.8879 | 19.4674 | 2684.4228 | 140.5818 | 3.7948 | 4.755 | 1070.1911 | 316.5691 | 297.2377 | 0 | 1535
1076 |  |  |  | Simple Cycle Combustion Turbine | F12 |  | 0 | 0 | 0 | 0 | 0 | 0 | 0 | 0 | 0 | 0 | 0 | 0 | 0 | 1536
1077 |  |  | Total Office Furniture & Equipment |  |  |  | 5926603.9324 | 2143991.8417 | 1571364.6515 | 469703.8246 | 10590.7685 | 1045003.1902 | 52744.8785 | 1459.3749 | 2457.1013 | 373700.2711 | 119987.0859 | 135600.9444 | 0
1078
1079 |  | 392 | Transportation Equipment
1080 |  |  |  | Situs | F107T |  | 7415705.3303 | 2682151.8903 | 1966212.1815 | 587787.1648 | 13264.6143 | 1307876.5177 | 66006.6062 | 1826.4268 | 3077.1451 | 467567.2612 | 150159.6859 | 169775.8366 | 0 | 1540
1081 |  |  |  | System Overheads | F102T |  | 562074.7109 | 203294.1819 | 149029.4037 | 44551.4332 | 1005.3938 | 99130.7344 | 5002.9825 | 138.4343 | 233.2328 | 35439.3441 | 11381.3802 | 12868.1899 | 0 | 1541
1082 |  |  |  | System Generation | F105T |  | 3486269.5121 | 1260932.5675 | 924355.1729 | 276330.3531 | 6235.9571 | 614858.5773 | 31031.009 | 858.6393 | 1446.6267 | 219812.6024 | 70593.0335 | 79814.9733 | 0 | 1542
1083 |  |  |  | Customer - System | F42 |  | 0 | 0 | 0 | 0 | 0 | 0 | 0 | 0 | 0 | 0 | 0 | 0 | 0 | 1543
1084 |  |  |  | System Generation | F105T |  | 64625.9884 | 23374.2725 | 17135.0397 | 5122.4158 | 115.5977 | 11397.8117 | 575.2308 | 15.9168 | 26.8165 | 4074.7299 | 1308.6035 | 1479.5533 | 0 | 1544
1085 |  |  |  | Energy | F30 |  | 0 | 0 | 0 | 0 | 0 | 0 | 0 | 0 | 0 | 0 | 0 | 0 | 0 | 1545
1086 |  |  |  | System Generation | F105T |  | 8035.8595 | 2906.4526 | 2130.6409 | 636.9421 | 14.3739 | 1417.2505 | 71.5265 | 1.9792 | 3.3345 | 506.6686 | 162.7171 | 183.9737 | 0 | 1546
1087 |  |  |  | Cholla | F12 |  | 60318.6999 | 23362.7799 | 15903.1328 | 4586.9309 | 70.6516 | 9742.3687 | 510.2027 | 13.7723 | 17.257 | 3883.9621 | 1148.8999 | 1078.7419 | 0 | 1547
1088 |  |  |  | Simple Cycle Combustion Turbine | F12 |  | 4841.1573 | 1875.0884 | 1276.3797 | 368.1454 | 5.6705 | 781.919 | 40.9487 | 1.1054 | 1.385 | 311.7254 | 92.2103 | 86.5794 | 0 | 1548
1089 |  |  | Total Transportation Equipment |  |  |  | 11601871.2584 | 4197897.2329 | 3076041.9512 | 919383.3854 | 20712.259 | 2045205.1792 | 103238.5064 | 2856.2741 | 4805.7976 | 731596.2938 | 234846.5305 | 265287.8481 | 0
1090
1091 |  | 393 | Stores Equipment
1092 |  |  |  | Situs | F107T |  | 836402.5229 | 302514.5294 | 221765.1263 | 66295.3348 | 1496.0892 | 147512.7679 | 7444.7527 | 205.999 | 347.065 | 52735.9731 | 16936.2096 | 19148.6759 | 0 | 1552
1093 |  |  |  | System Generation | F105T |  | 0 | 0 | 0 | 0 | 0 | 0 | 0 | 0 | 0 | 0 | 0 | 0 | 0 | 1553
1094 |  |  |  | System Generation | F105T |  | 0 | 0 | 0 | 0 | 0 | 0 | 0 | 0 | 0 | 0 | 0 | 0 | 0 | 1554
1095 |  |  |  | System Overheads | F102T |  | 14907.2115 | 5391.7198 | 3952.5223 | 1181.5825 | 26.6648 | 2629.1217 | 132.6879 | 3.6715 | 6.1857 | 939.9138 | 301.8543 | 341.2871 | 0 | 1555
1096 |  |  |  | System Generation | F105T |  | 1030876.4352 | 372852.8921 | 273328.2559 | 81709.8186 | 1843.9484 | 181811.3075 | 9175.7496 | 253.8963 | 427.7619 | 64997.7379 | 20874.0875 | 23600.9795 | 0 | 1556
1097 |  |  |  | Simple Cycle Combustion Turbine | F12 |  | 5851.0897 | 2266.2577 | 1542.6502 | 444.9457 | 6.8534 | 945.0382 | 49.4911 | 1.336 | 1.674 | 376.7556 | 111.4466 | 104.6411 | 0 | 1557
1098 |  |  | Total Stores Equipment |  |  |  | 1888037.2593 | 683025.399 | 500588.5548 | 149631.6815 | 3373.5559 | 332898.2352 | 16802.6813 | 464.9028 | 782.6867 | 119050.3805 | 38223.598 | 43195.5835 | 0 | 1558
1099
1100 |  | 394 | Tools, Shop & Garage Equipment
1101 |  |  |  | Situs | F107T |  | 2925401.6878 | 1058074.8988 | 775645.765 | 231874.5807 | 5232.7221 | 515940.6964 | 26038.7689 | 720.5022 | 1213.8947 | 184449.3537 | 59236.0914 | 66974.414 | 0 | 1561
1102 |  |  |  | System Generation | F105T |  | 13243.6005 | 4790.0161 | 3511.4298 | 1049.7206 | 23.6891 | 2335.7177 | 117.8802 | 3.2618 | 5.4954 | 835.0216 | 268.168 | 303.2002 | 0 | 1562
1103 |  |  |  | System Generation | F105T |  | 4230434.8537 | 1530086.2607 | 1121664.3828 | 335314.7405 | 7567.0599 | 746103.8645 | 37654.7658 | 1041.9211 | 1755.4179 | 266732.9337 | 85661.5441 | 96851.9627 | 0 | 1563
1104 |  |  |  | System Overheads | F102T |  | 289009.372 | 104530.4525 | 76628.4153 | 22907.5984 | 516.9566 | 50971.358 | 2572.4495 | 71.1806 | 119.9244 | 18222.3153 | 5852.1145 | 6616.607 | 0 | 1564
1105 |  |  |  | Energy | F30 |  | 0 | 0 | 0 | 0 | 0 | 0 | 0 | 0 | 0 | 0 | 0 | 0 | 0 | 1565
1106 |  |  |  | System Generation | F105T |  | 1108.7284 | 401.0108 | 293.9701 | 87.8806 | 1.9832 | 195.5417 | 9.8687 | 0.27307 | 0.46007 | 69.9064 | 22.4505 | 25.3833 | 0 | 1566
1107 |  |  |  | Cholla | F12 |  | 299601.5934 | 116042.3899 | 78990.4944 | 22783.1804 | 350.925 | 48390.1207 | 2534.165 | 68.4068 | 85.7153 | 19291.5503 | 5706.5593 | 5358.0863 | 0 | 1567
1108 |  |  |  | Simple Cycle Combustion Turbine | F12 |  | 16482.1076 | 6383.8885 | 4345.5371 | 1253.3806 | 19.3056 | 2662.1059 | 139.4131 | 3.7633 | 4.7155 | 1061.2941 | 313.9373 | 294.7666 | 0 | 1568
1109 |  |  | Total Tools, Shop & Garage Equipment |  |  |  | 7775281.9435 | 2820308.9172 | 2061079.9944 | 615271.0817 | 13712.6416 | 1366599.4049 | 69067.3112 | 1909.3089 | 3185.6233 | 490662.375 | 157060.8651 | 176424.4202 | 0
1110
1111 |  | 395 | Laboratory Equipment
1112 |  |  |  | Situs | F107T |  | 1661034.0844 | 600771.6746 | 440409.2807 | 131657.674 | 2971.1235 | 292949.5412 | 14784.7329 | 409.0989 | 689.2457 | 104729.7759 | 33634.0706 | 38027.8664 | 0 | 1572
1113 |  |  |  | System Generation | F105T |  | 160.5744 | 58.0774 | 42.5749 | 12.7275 | 0.28722 | 28.3198 | 1.4293 | 0.039548 | 0.06663 | 10.1244 | 3.2514 | 3.6762 | 0 | 1573
1114 |  |  |  | System Generation | F105T |  | 0 | 0 | 0 | 0 | 0 | 0 | 0 | 0 | 0 | 0 | 0 | 0 | 0 | 1574
1115 |  |  |  | System Overheads | F102T |  | 358861.8463 | 129795.0682 | 95149.214 | 28444.2784 | 641.9031 | 63290.9428 | 3194.2009 | 88.3847 | 148.9096 | 22626.5801 | 7266.5485 | 8215.816 | 0 | 1575
1116 |  |  |  | Energy | F30 |  | 0 | 0 | 0 | 0 | 0 | 0 | 0 | 0 | 0 | 0 | 0 | 0 | 0 | 1576
1117 |  |  |  | System Generation | F105T |  | 1104951.8565 | 399644.8859 | 292968.7337 | 87581.2199 | 1976.4486 | 194875.6756 | 9835.089 | 272.1405 | 458.4995 | 69668.2635 | 22374.0314 | 25296.8689 | 0 | 1577
1118 |  |  |  | Cholla | F12 |  | 41657.6009 | 16134.9194 | 10983.1008 | 3167.8491 | 48.7938 | 6728.3231 | 352.3587 | 9.5115 | 11.9181 | 2682.3612 | 793.459 | 745.0061 | 0 | 1578
1119 |  |  |  | Simple Cycle Combustion Turbine | F12 |  | 2570.2964 | 995.5332 | 677.6632 | 195.458 | 3.0106 | 415.1412 | 21.7407 | 0.58687 | 0.73536 | 165.5031 | 48.9568 | 45.9673 | 0 | 1579
1120 |  |  | Total Laboratory Equipment |  |  |  | 3169236.2588 | 1147400.1587 | 840230.5674 | 251059.2069 | 5641.5668 | 558287.9437 | 28189.5515 | 779.7621 | 1309.3749 | 199882.6083 | 64120.3177 | 72335.2008 | 0
1121
1122 |  | 396 | Power Operated Equipment
1123 |  |  |  | Situs | F107T |  | 10368095.1197 | 3749987.9897 | 2749013.6157 | 821800.8892 | 18545.6106 | 1828576.9912 | 92285.594 | 2553.5759 | 4302.2385 | 653718.2403 | 209942.256 | 237368.1186 | 0 | 1583
1124 |  |  |  | System Generation | F105T |  | 73045.9459 | 26419.6476 | 19367.521 | 5789.8025 | 130.6587 | 12882.8039 | 650.1762 | 17.9906 | 30.3104 | 4605.6162 | 1479.0982 | 1672.3206 | 0 | 1584
1125 |  |  |  | System Generation | F105T |  | 7460787.0675 | 2698457.2936 | 1978165.2267 | 591360.4549 | 13345.2529 | 1315827.3926 | 66407.8751 | 1837.5301 | 3095.8517 | 470409.7075 | 151072.5403 | 170807.942 | 0 | 1585
1126 |  |  |  | System Overheads | F102T |  | 152041.4035 | 54991.1465 | 40312.5052 | 12051.1781 | 271.9594 | 26814.8979 | 1353.3085 | 37.4465 | 63.0895 | 9586.3548 | 3078.6673 | 3480.8498 | 0 | 1586
1127 |  |  |  | System Generation | F105T |  | 148968.5893 | 53879.7546 | 39497.7742 | 11807.6192 | 266.463 | 26272.9587 | 1325.9576 | 36.6897 | 61.8145 | 9392.611 | 3016.4463 | 3410.5005 | 0 | 1587
1128 |  |  |  | Energy | F30 |  | 0 | 0 | 0 | 0 | 0 | 0 | 0 | 0 | 0 | 0 | 0 | 0 | 0 | 1588
1129 |  |  |  | Cholla | F12 |  | 0 | 0 | 0 | 0 | 0 | 0 | 0 | 0 | 0 | 0 | 0 | 0 | 0 | 1589
1130 |  |  |  | Simple Cycle Combustion Turbine | F12 |  | 175077.7522 | 67811.5245 | 46159.5616 | 13313.7743 | 205.0696 | 28277.6652 | 1480.8864 | 39.9748 | 50.0893 | 11273.3755 | 3334.7339 | 3131.0972 | 0 | 1590
1131 |  |  | Total Power Operated Equipment |  |  |  | 18378015.8782 | 6651547.3565 | 4872516.2044 | 1456123.7183 | 32765.0141 | 3238652.7095 | 163503.7978 | 4523.2077 | 7603.394 | 1158985.9054 | 371923.7419 | 419870.8287 | 0
1132
1133 |  | 397 | Communication Equipment
1134 |  |  |  | Situs | F107T |  | 12384841.7498 | 4479415.6766 | 3283737.0998 | 981653.2204 | 22153.0039 | 2184262.0464 | 110236.4961 | 3050.2839 | 5139.087 | 780876.0299 | 250779.1052 | 283539.7006 | 0 | 1594
1135 |  |  |  | System Generation | F105T |  | 73110.9085 | 26443.1437 | 19384.7453 | 5794.9516 | 130.7749 | 12894.261 | 650.7544 | 18.0066 | 30.3374 | 4609.7122 | 1480.4136 | 1673.8078 | 0 | 1595
1136 |  |  |  | System Generation | F105T |  | 141149.5833 | 51051.7348 | 37424.6303 | 11187.8654 | 252.477 | 24893.9537 | 1256.3613 | 34.764 | 58.57 | 8899.6152 | 2858.1202 | 3231.4915 | 0 | 1596
1137 |  |  |  | System Overheads | F102T |  | 6156768.0376 | 2226812.7298 | 1632415.4986 | 488000.678 | 11012.7291 | 1085843.0834 | 54800.905 | 1516.361 | 2554.7494 | 388190.0697 | 124667.6228 | 140953.611 | 0 | 1597
1138 |  |  |  | Customer - System | F42 |  | 0 | 0 | 0 | 0 | 0 | 0 | 0 | 0 | 0 | 0 | 0 | 0 | 0 | 1598
1139 |  |  |  | System Generation | F105T |  | 27648209.413 | 9999951.9717 | 7330691.2454 | 2191465.5315 | 49454.8824 | 4876197.5075 | 246094.5236 | 6809.525 | 11472.6177 | 1743245.8515 | 559845.1201 | 632980.6368 | 0 | 1599
1140 |  |  |  | Energy | F30 |  | 0 | 0 | 0 | 0 | 0 | 0 | 0 | 0 | 0 | 0 | 0 | 0 | 0 | 1600
1141 |  |  |  | Cholla | F12 |  | 211135.5695 | 81777.5226 | 55666.2694 | 16055.7883 | 247.3043 | 34101.5399 | 1785.8796 | 48.2077 | 60.4054 | 13595.1628 | 4021.5328 | 3775.9565 | 0 | 1601
1142 |  |  |  | Simple Cycle Combustion Turbine | F12 |  | 3048.9873 | 1180.9409 | 803.8709 | 231.86 | 3.5713 | 492.4569 | 25.7897 | 0.69616 | 0.87231 | 196.3264 | 58.0745 | 54.5282 | 0 | 1602
1143 |  |  | Total Communication Equipment |  |  |  | 46618264.249 | 16866633.72 | 12360123.3597 | 3694389.8952 | 83254.7428 | 8218684.8488 | 414850.7097 | 11477.8444 | 19316.6391 | 2939612.7678 | 943709.9892 | 1066209.7324 | 0
1144
1145 |  | Distribution - METER - Unbundled |  |  |  |  | D: GENERAL PLANT
1146
1147 |  | A |  | B | C |  | D | E | F | G | H | I | J | K | L | M | N | O
1148 |  | FERC ACCT |  | DESCRIPTION | COS Factor |  | Utah Jurisdiction Normalized | Residential Sch 1 | General Large Dist. Sch 6 | General +1 MW Sch 8 | Street & Area Lighting Sch. 7,11,12 | General Trans Sch 9 | Irrigation Sch 10 | Traffic Signals Sch 15 | Outdoor Lighting Sch 15 | General Small Dist. Sch 23 | Industrial Cust 1 | Industrial Cust 2
1149 |  | 398 | Misc. Equipment
1150 |  |  |  | Situs | F107T |  | 218430.4222 | 79003.0811 | 57914.9977 | 17313.3361 | 390.7107 | 38523.6477 | 1944.2319 | 53.7976 | 90.6376 | 13772.2455 | 4422.9702 | 5000.7661 | 0 | 1606
1151 |  |  |  | System Generation | F105T |  | 0 | 0 | 0 | 0 | 0 | 0 | 0 | 0 | 0 | 0 | 0 | 0 | 0 | 1607
1152 |  |  |  | System Generation | F105T |  | 0 | 0 | 0 | 0 | 0 | 0 | 0 | 0 | 0 | 0 | 0 | 0 | 0 | 1608
1153 |  |  |  | Customer - System | F42 |  | 0 | 0 | 0 | 0 | 0 | 0 | 0 | 0 | 0 | 0 | 0 | 0 | 0 | 1609
1154 |  |  |  | System Overheads | F102T |  | 196440.3531 | 71049.5956 | 52084.515 | 15570.3487 | 351.3766 | 34645.3525 | 1748.5 | 48.3816 | 81.5129 | 12385.7508 | 3977.696 | 4497.3234 | 0 | 1610
1155 |  |  |  | System Energy | F30 |  | 0 | 0 | 0 | 0 | 0 | 0 | 0 | 0 | 0 | 0 | 0 | 0 | 0 | 1611
1156 |  |  |  | Simple Cycle Combustion Turbine | F105T |  | 434184.9036 | 157038.3137 | 115120.492 | 34414.5704 | 776.6349 | 76575.3512 | 3864.6455 | 106.9361 | 180.1649 | 27375.7704 | 8791.7556 | 9940.2689 | 0 | 1612
1157 |  |  | Total Misc. Equipment |  |  |  | 849055.6788 | 307090.9903 | 225120.0047 | 67298.2553 | 1518.7222 | 149744.3514 | 7557.3774 | 209.1154 | 352.3154 | 53533.7666 | 17192.4218 | 19438.3584 | 0
1158
1159 |  | 399 | Coal Mine |  | F30 |  | 0 | 0 | 0 | 0 | 0 | 0 | 0 | 0 | 0 | 0 | 0 | 0 | 0 | 1620
1160 |  | 399L | WIDCO Capital Lease |  | F30 |  | 0 | 0 | 0 | 0 | 0 | 0 | 0 | 0 | 0 | 0 | 0 | 0 | 0 | 1623
1161 |  |  | Remove Capital Lease |  | F30 |  | 0 | 0 | 0 | 0 | 0 | 0 | 0 | 0 | 0 | 0 | 0 | 0 | 0 | 1626
1162
1163 |  | 390L | General Capital Lease
1164 |  |  |  | Situs | F107T |  | 0 | 0 | 0 | 0 | 0 | 0 | 0 | 0 | 0 | 0 | 0 | 0 | 0 | 1631
1165 |  |  |  | System Generation | F105T |  | 0 | 0 | 0 | 0 | 0 | 0 | 0 | 0 | 0 | 0 | 0 | 0 | 0 | 1632
1166 |  |  |  | System Overheads | F102T |  | 0 | 0 | 0 | 0 | 0 | 0 | 0 | 0 | 0 | 0 | 0 | 0 | 0 | 1633
1167
1168 |  |  | Remove Capital Lease |  |  |  | 0 | 0 | 0 | 0 | 0 | 0 | 0 | 0 | 0 | 0 | 0 | 0
1169
1170 |  | 392L | General Vehicles Capital Lease |  | F30 |  | 0 | 0 | 0 | 0 | 0 | 0 | 0 | 0 | 0 | 0 | 0 | 0 | 0 | 1640
1171 |  |  | Remove Capital Lease |  | F30 |  | 0 | 0 | 0 | 0 | 0 | 0 | 0 | 0 | 0 | 0 | 0 | 0 | 0 | 1643
1172
1173 |  | G00 | Unclassified Gen Plant - Acct 300 |  | F102T |  | 618620.9508 | 223746.1278 | 164022.1658 | 49033.4282 | 1106.5392 | 109103.5551 | 5506.2961 | 152.3612 | 256.6966 | 39004.6382 | 12526.3779 | 14162.7647 | 0 | 1653
1174 |  | GV0 | Unclassified Gen Veh - Acct 300 |  | F102T |  | 0 | 0 | 0 | 0 | 0 | 0 | 0 | 0 | 0 | 0 | 0 | 0 | 0 | 1661
1175
1176 |  | TOTAL GENERAL PLANT |  |  |  |  | 116752522.5287 | 42249139.023 | 30954706.5505 | 9251400.2488 | 208320.5742 | 20578714.3243 | 1038834.5227 | 28740.1382 | 48338.5547 | 7362479.0143 | 2363101.0838 | 2668748.4941 | 0
1177
1178
1179
1180 | [6 empty] | D: INTANGIBLE PLANT
1181
1182 |  | 301 | Organization
1183 |  |  |  | Situs | F107T |  | 0 | 0 | 0 | 0 | 0 | 0 | 0 | 0 | 0 | 0 | 0 | 0 | 0 | 1666
1184 |  |  |  | System Overheads | F102T |  | 0 | 0 | 0 | 0 | 0 | 0 | 0 | 0 | 0 | 0 | 0 | 0 | 0 | 1667
1185 |  |  |  | System Generation | F105T |  | 0 | 0 | 0 | 0 | 0 | 0 | 0 | 0 | 0 | 0 | 0 | 0 | 0 | 1668
1186 |  |  | Total Organization |  |  |  | 0 | 0 | 0 | 0 | 0 | 0 | 0 | 0 | 0 | 0 | 0 | 0 | 0
1187
1188 |  | 302 | Franchise & Consent
1189 |  |  |  | Situs | F107T |  | 0 | 0 | 0 | 0 | 0 | 0 | 0 | 0 | 0 | 0 | 0 | 0 | 0 | 1671
1190 |  |  |  | System Generation | F105T |  | 552324.6117 | 199767.714 | 146444.2465 | 43778.6162 | 987.9536 | 97411.1507 | 4916.1977 | 136.033 | 229.187 | 34824.5911 | 11183.9517 | 12644.9702 | 0 | 1672
1191 |  |  |  | System Generation | F105T |  | 5192129.7296 | 1877917.1971 | 1376649.7275 | 411541.0574 | 9287.262 | 915713.9136 | 46214.7358 | 1278.7785 | 2154.4729 | 327368.7086 | 105134.7828 | 118869.0932 | 0 | 1673
1192 |  |  |  | System Generation | F105T |  | 483361.4507 | 174824.7498 | 128159.2418 | 38312.4253 | 864.5979 | 85248.4103 | 4302.362 | 119.0479 | 200.5707 | 30476.3983 | 9787.5253 | 11066.1213 | 0 | 1674
1193 |  |  |  | System Generation | F105T |  | 0 | 0 | 0 | 0 | 0 | 0 | 0 | 0 | 0 | 0 | 0 | 0 | 0 | 1675
1194 |  |  |  | System Generation | F105T |  | 0 | 0 | 0 | 0 | 0 | 0 | 0 | 0 | 0 | 0 | 0 | 0 | 0 | 1676
1195 |  |  | Total Franchise & Consent |  |  |  | 6227815.792 | 2252509.6609 | 1651253.2158 | 493632.0989 | 11139.8135 | 1098373.4747 | 55433.2954 | 1533.8594 | 2584.2306 | 392669.6981 | 126106.2598 | 142580.1847 | 0
1196
1197 |  | 303 | Miscellaneous Intangible Plant
1198 |  |  |  | Situs | F107T |  | -1037497.3946 | -375247.596 | -275083.7479 | -82234.6122 | -1855.7915 | -182979.0181 | -9234.6822 | -255.527 | -430.5093 | -65415.1957 | -21008.1544 | -23752.5603 | 0 | 1680
1199 |  |  |  | System Generation | F105T |  | 8435411.4938 | 3050964.6588 | 2236578.7334 | 668611.6 | 15088.5823 | 1487717.7717 | 75082.93 | 2077.572 | 3500.2719 | 531860.7029 | 170807.5879 | 193121.0828 | 0 | 1681
1200 |  |  |  | System Overheads | F102T |  | 28411962.8924 | 10276190.4072 | 7533194.0861 | 2252002.5232 | 50821.0229 | 5010897.4715 | 252892.6328 | 6997.6311 | 11789.537 | 1791401.2334 | 575310.2684 | 650466.0789 | 0 | 1682
1201 |  |  |  | Energy | F30 |  | 0 | 0 | 0 | 0 | 0 | 0 | 0 | 0 | 0 | 0 | 0 | 0 | 0 | 1683
1202 |  |  |  | Customer - System | F42 |  | 0 | 0 | 0 | 0 | 0 | 0 | 0 | 0 | 0 | 0 | 0 | 0 | 0 | 1684
1203 |  |  |  | Simple Cycle Combustion Turbine | F12 |  | 0 | 0 | 0 | 0 | 0 | 0 | 0 | 0 | 0 | 0 | 0 | 0 | 0 | 1685
1204 |  |  |  | System Generation | F105T |  | 0 | 0 | 0 | 0 | 0 | 0 | 0 | 0 | 0 | 0 | 0 | 0 | 0 | 1686
1205 |  |  | Total Miscellaneous Intangible Plant |  |  |  | 35809876.9916 | 12951907.47 | 9494689.0716 | 2838379.511 | 64053.8137 | 6315636.2251 | 318740.8807 | 8819.6761 | 14859.2996 | 2257846.7406 | 725109.7019 | 819834.6014 | 0
1206
1207 |  | I00 | Unclass Intangible Plant - Acct 300 |  | F102T |  | 0 | 0 | 0 | 0 | 0 | 0 | 0 | 0 | 0 | 0 | 0 | 0 | 0 | 1697
1208
1209 |  | TOTAL INTANGIBLE PLANT |  |  |  |  | 42037692.7835 | 15204417.1308 | 11145942.2874 | 3332011.6099 | 75193.6272 | 7414009.6998 | 374174.1761 | 10353.5355 | 17443.5302 | 2650516.4387 | 851215.9617 | 962414.7861 | 0
1210
1211
1212 |  | TOTAL ELECTRIC PLANT IN SERVICE |  |  |  |  | 2025417018.7348 | 777470306.3393 | 532218778.3711 | 153947886.6134 | 2460924.6494 | 335651325.7627 | 17136928.7608 | 463542.6631 | 597626.2505 | 129712696.0978 | 38880128.0175 | 36876875.2091 | 0
1213
1214
1215 |  | Distribution - METER - Unbundled |  |  |  |  | D: MISC RATE BASE
1216
1217 |  | A |  | B | C |  | D | E | F | G | H | I | J | K | L | M | N | O
1218 |  | FERC ACCT |  | DESCRIPTION | COS Factor |  | Utah Jurisdiction Normalized | Residential Sch 1 | General Large Dist. Sch 6 | General +1 MW Sch 8 | Street & Area Lighting Sch. 7,11,12 | General Trans Sch 9 | Irrigation Sch 10 | Traffic Signals Sch 15 | Outdoor Lighting Sch 15 | General Small Dist. Sch 23 | Industrial Cust 1 | Industrial Cust 2
1219 |  | 105 | Plant Held For Future Use
1220 |  |  |  | Situs | F20 |  | 0 | 0 | 0 | 0 | 0 | 0 | 0 | 0 | 0 | 0 | 0 | 0 | 0 | 1705
1221 |  |  |  | System Generation | F12 |  | 0 | 0 | 0 | 0 | 0 | 0 | 0 | 0 | 0 | 0 | 0 | 0 | 0 | 1706
1222 |  |  |  | System Generation | F12 |  | 1201635.0506 | 465420.0982 | 316813.224 | 91378.246 | 1407.482 | 194081.9622 | 10163.9697 | 274.3646 | 343.785 | 77374.0978 | 22887.7344 | 21490.0869 | 0 | 1707
1223 |  |  |  | System Generation | F12 |  | 0 | 0 | 0 | 0 | 0 | 0 | 0 | 0 | 0 | 0 | 0 | 0 | 0 | 1708
1224 |  |  |  | Energy | F30 |  | 0 | 0 | 0 | 0 | 0 | 0 | 0 | 0 | 0 | 0 | 0 | 0 | 0 | 1709
1225 |  |  |  | General | F102 |  | 0 | 0 | 0 | 0 | 0 | 0 | 0 | 0 | 0 | 0 | 0 | 0 | 0 | 1710
1226 |  |  | Total Plant Held For Future Use |  |  |  | 1201635.0506 | 465420.0982 | 316813.224 | 91378.246 | 1407.482 | 194081.9622 | 10163.9697 | 274.3646 | 343.785 | 77374.0978 | 22887.7344 | 21490.0869 | 0
1227
1228 |  | 114 | Electric Plant Acquisition Adjust |  | F12 |  | 0 | 0 | 0 | 0 | 0 | 0 | 0 | 0 | 0 | 0 | 0 | 0 | 0 | 1717
1229
1230 |  | 115 | Accum Prov for Asset Acquisition Adj |  | F12 |  | 0 | 0 | 0 | 0 | 0 | 0 | 0 | 0 | 0 | 0 | 0 | 0 | 0 | 1723
1231
1232 |  | 128 | Pensions |  | F102T |  | 0 | 0 | 0 | 0 | 0 | 0 | 0 | 0 | 0 | 0 | 0 | 0 | 0 | 1726
1233
1234 |  | 124 | Weatherization |  | F11 |  | 0 | 0 | 0 | 0 | 0 | 0 | 0 | 0 | 0 | 0 | 0 | 0 | 0 | 1748
1235
1236 |  | 151 | Fuel Stock |  | F30 |  | 0 | 0 | 0 | 0 | 0 | 0 | 0 | 0 | 0 | 0 | 0 | 0 | 0 | 1751
1237 |  |  |  | Cholla | F30 |  | 0 | 0 | 0 | 0 | 0 | 0 | 0 | 0 | 0 | 0 | 0 | 0 | 0 | 1753
1238 |  |  |  | Total Fuel Stock |  |  | 0 | 0 | 0 | 0 | 0 | 0 | 0 | 0 | 0 | 0 | 0 | 0 | 0
1239
1240 |  | 152 | Fuel Stock - Undistributed |  | F30 |  | 0 | 0 | 0 | 0 | 0 | 0 | 0 | 0 | 0 | 0 | 0 | 0 | 0 | 1757
1241
1242 |  | 25316 | DG&T Working Capital Deposit |  | F30 |  | 0 | 0 | 0 | 0 | 0 | 0 | 0 | 0 | 0 | 0 | 0 | 0 | 0 | 1762
1243
1244 |  | 25317 | DG&T Working Capital Deposit |  | F30 |  | 0 | 0 | 0 | 0 | 0 | 0 | 0 | 0 | 0 | 0 | 0 | 0 | 0 | 1766
1245
1246 |  | 25319 | Provo Working Capital Deposit |  | F30 |  | 0 | 0 | 0 | 0 | 0 | 0 | 0 | 0 | 0 | 0 | 0 | 0 | 0 | 1770
1247
1248 |  | 154 | Materials and Supplies |  | F102T |  | 504835.0018 | 182591.4183 | 133852.7741 | 40014.4721 | 903.008 | 89035.6095 | 4493.4964 | 124.3367 | 209.4812 | 31830.3261 | 10222.3405 | 11557.7387 | 0 | 1788
1249
1250 |  | 163 | Stores Expense Undistributed |  | F102T |  | 0 | 0 | 0 | 0 | 0 | 0 | 0 | 0 | 0 | 0 | 0 | 0 | 0 | 1791
1251
1252 |  | 25318 | Provo Working Capital Deposit |  | F102T |  | -595.9346 | -215.5408 | -158.0071 | -47.2353 | -1.066 | -105.1025 | -5.3044 | -0.14677 | -0.24728 | -37.5742 | -12.067 | -13.6434 | 0 | 1796
1253
1254 |  | 165 | Prepayments |  | F102T |  | 0 | 0 | 0 | 0 | 0 | 0 | 0 | 0 | 0 | 0 | 0 | 0 | 0 | 1803
1255 |  |  |  | General Plant | F102T |  | 415912.5169 | 150429.4593 | 110275.7217 | 32966.2558 | 743.9507 | 73352.7278 | 3702.0044 | 102.4358 | 172.5828 | 26223.679 | 8421.7603 | 9521.9392 | 0 | 1804
1256 |  |  |  | System Generation | F102T |  | 422985.1341 | 152987.5213 | 112150.9669 | 33526.849 | 756.6016 | 74600.0953 | 3764.9572 | 104.1777 | 175.5176 | 26669.6143 | 8564.9729 | 9683.8604 | 0 | 1805
1257 |  |  |  | System Energy | F30 |  | 0 | 0 | 0 | 0 | 0 | 0 | 0 | 0 | 0 | 0 | 0 | 0 | 0 | 1806
1258 |  |  |  | System Overheads | F102T |  | 1615138.5536 | 584171.934 | 428240.465 | 128019.8806 | 2889.0293 | 284855.1409 | 14376.2204 | 397.7952 | 670.2013 | 101836.0191 | 32704.7377 | 36977.1299 | 0 | 1807
1259 |  |  |  | Total Prepayments |  |  | 2454036.2046 | 887588.9146 | 650667.1536 | 194512.9855 | 4389.5816 | 432807.964 | 21843.182 | 604.4088 | 1018.3017 | 154729.3125 | 49691.4709 | 56182.9295 | 0
1260
1261 |  | 182 | Misc Regulatory Assets |  | F102T |  | -62988.6216 | -22782.0609 | -16700.9057 | -4992.6341 | -112.669 | -11109.0362 | -560.6567 | -15.5136 | -26.1371 | -3971.4924 | -1275.4487 | -1442.0673 | 0 | 1811
1262 |  |  |  | System Generation | F102T |  | 0 | 0 | 0 | 0 | 0 | 0 | 0 | 0 | 0 | 0 | 0 | 0 | 0 | 1812
1263 |  |  |  | Simple Cycle Combustion Turbine | F102T |  | 0 | 0 | 0 | 0 | 0 | 0 | 0 | 0 | 0 | 0 | 0 | 0 | 0 | 1813
1264 |  |  |  | System Generation | F102T |  | 0 | 0 | 0 | 0 | 0 | 0 | 0 | 0 | 0 | 0 | 0 | 0 | 0 | 1814
1265 |  |  |  | Energy | F30 |  | 0 | 0 | 0 | 0 | 0 | 0 | 0 | 0 | 0 | 0 | 0 | 0 | 0 | 1815
1266 |  |  |  | System Generation | F102T |  | 0 | 0 | 0 | 0 | 0 | 0 | 0 | 0 | 0 | 0 | 0 | 0 | 0 | 1816
1267 |  |  |  | System Overheads | F102T |  | 12694963.0967 | 4591582.0208 | 3365963.1784 | 1006234.2061 | 22707.7239 | 2238956.8339 | 112996.8617 | 3126.6643 | 5267.7718 | 800429.4753 | 257058.7134 | 290639.6471 | 0 | 1817
1268 |  |  |  | Total Misc Regulatory Assets |  |  | 12631974.4751 | 4568799.9599 | 3349262.2728 | 1001241.572 | 22595.055 | 2227847.7976 | 112436.205 | 3111.1507 | 5241.6347 | 796457.9829 | 255783.2647 | 289197.5798 | 0
1269
1270 |  | 186 | Misc Deferred Debits |  | F102T |  | 0 | 0 | 0 | 0 | 0 | 0 | 0 | 0 | 0 | 0 | 0 | 0 | 0 | 1821
1271 |  |  |  | System Generation | F102T |  | 0 | 0 | 0 | 0 | 0 | 0 | 0 | 0 | 0 | 0 | 0 | 0 | 0 | 1822
1272 |  |  |  | System Generation | F102T |  | 0 | 0 | 0 | 0 | 0 | 0 | 0 | 0 | 0 | 0 | 0 | 0 | 0 | 1823
1273 |  |  |  | System Generation | F102T |  | 4389048.4717 | 1587454.4808 | 1163719.4556 | 347886.8486 | 7850.7752 | 774077.876 | 39066.573 | 1080.9863 | 1821.2346 | 276733.6729 | 88873.2913 | 100483.2774 | 0 | 1824
1274 |  |  |  | System Overheads | F102T |  | 1663.5849 | 601.6943 | 441.0856 | 131.8599 | 2.9757 | 293.3994 | 14.8074 | 0.40973 | 0.6903 | 104.8906 | 33.6857 | 38.0863 | 0 | 1825
1275 |  |  |  | System Energy | F30 |  | 0 | 0 | 0 | 0 | 0 | 0 | 0 | 0 | 0 | 0 | 0 | 0 | 0 | 1826
1276 |  |  |  | System Net Steam Plant | F102T |  | 0 | 0 | 0 | 0 | 0 | 0 | 0 | 0 | 0 | 0 | 0 | 0 | 0 | 1827
1277 |  |  |  | Excise Tax | F102T |  | 0 | 0 | 0 | 0 | 0 | 0 | 0 | 0 | 0 | 0 | 0 | 0 | 0 | 1828
1278 |  |  |  | Total Misc Deferred Debits |  |  | 4390712.0566 | 1588056.175 | 1164160.5412 | 348018.7084 | 7853.7509 | 774371.2754 | 39081.3805 | 1081.396 | 1821.9249 | 276838.5635 | 88906.977 | 100521.3637 | 0
1279
1280 |  | CWC | Cash Working Capital |  |  |  | 1488433.0296 | 553931.9608 | 436817.2007 | 119119.5357 | 2369.0733 | 213420.1984 | 11795.9664 | 395.636 | 550.4741 | 105702.956 | 19714.0193 | 24616.0088 | 0
1281
1282 |  | OWC | Other Working Capital |  | F137T |  | 1327041.9202 | 482543.7351 | 352276.5146 | 105434.834 | 2619.505 | 229853.477 | 11950.5647 | 335.1139 | 563.4262 | 84211.6431 | 26631.3435 | 30621.7632 | 0 | 1848
1283 |  |  |  | Total Other Working Capital |  |  | 1327041.9202 | 482543.7351 | 352276.5146 | 105434.834 | 2619.505 | 229853.477 | 11950.5647 | 335.1139 | 563.4262 | 84211.6431 | 26631.3435 | 30621.7632 | 0
1284
1285 |  | 18222 | Nuclear Plant |  | F12 |  | 0 | 0 | 0 | 0 | 0 | 0 | 0 | 0 | 0 | 0 | 0 | 0 | 0 | 1862
1286
1287 |  | 1869 | Misc Deferred Debits-Trojan |  | F12 |  | 0 | 0 | 0 | 0 | 0 | 0 | 0 | 0 | 0 | 0 | 0 | 0 | 0 | 1867
1288
1289 |  | 141 | Impact Housing - Notes Receivable |  | F30 |  | 0 | 0 | 0 | 0 | 0 | 0 | 0 | 0 | 0 | 0 | 0 | 0 | 0 | 1870
1290 |  | TOTAL RATE BASE ADDITIONS |  |  |  |  | 23998071.8038 | 8728716.7212 | 6403691.6739 | 1899673.1185 | 42136.3898 | 4161313.1818 | 211759.4602 | 5926.2599 | 9748.7805 | 1527107.3076 | 473825.0833 | 534173.8272 | 0
1291
1292 |  | Distribution - METER - Unbundled
1293
1294 |  | A |  | B | C |  | D | E | F | G | H | I | J | K | L | M | N | O
1295 |  | FERC ACCT |  | DESCRIPTION | COS Factor |  | Utah Jurisdiction Normalized | Residential Sch 1 | General Large Dist. Sch 6 | General +1 MW Sch 8 | Street & Area Lighting Sch. 7,11,12 | General Trans Sch 9 | Irrigation Sch 10 | Traffic Signals Sch 15 | Outdoor Lighting Sch 15 | General Small Dist. Sch 23 | Industrial Cust 1 | Industrial Cust 2
1296
1297 |  | 235 | Customer Service Deposits |  | F51 |  | 0 | 0 | 0 | 0 | 0 | 0 | 0 | 0 | 0 | 0 | 0 | 0 | 0 | 1880
1298
1299 |  | 2281 | Accum Prov for Property Insurance |  | F102T |  | 0 | 0 | 0 | 0 | 0 | 0 | 0 | 0 | 0 | 0 | 0 | 0 | 0 | 1885
1300
1301 |  | 2282 | Accum Prov for Injuries & Damages |  | F102T |  | 6.1965e-08 | 2.2412e-08 | 1.6429e-08 | 4.9115e-09 | 1.1084e-10 | 1.0928e-08 | 5.5154e-10 | 1.5261e-11 | 2.5712e-11 | 3.9069e-09 | 1.2547e-09 | 1.4186e-09 | 0 | 1889
1302
1303 |  | 2283 | Accum Prov for Pension & Benefits |  | F102T |  | -16769664.961 | -6065341.9426 | -4446336.2629 | -1329205.1643 | -29996.2213 | -2957594.7311 | -149265.4605 | -4130.2296 | -6958.5683 | -1057343.2962 | -339566.8397 | -383926.2445 | 0 | 1894
1304
1305 |  | 25335 | Accum Prov for Pension & Benefits |  | F30 |  | 0 | 0 | 0 | 0 | 0 | 0 | 0 | 0 | 0 | 0 | 0 | 0 | 0 | 1899
1306
1307 |  | 22844 | Accum Hydro Relicensing Obligation |  | F12 |  | 0 | 0 | 0 | 0 | 0 | 0 | 0 | 0 | 0 | 0 | 0 | 0 | 0 | 1903
1308
1309 |  | 254 | Reg Liabilities - Insurance Provision |  | F30 |  | 0 | 0 | 0 | 0 | 0 | 0 | 0 | 0 | 0 | 0 | 0 | 0 | 0 | 1906
1310 |  | 254 |  | Situs | F102T |  | 0 | 0 | 0 | 0 | 0 | 0 | 0 | 0 | 0 | 0 | 0 | 0 | 0 | 1907
1311
1312 |  | 22842 | Accum Misc Oper Prov - Trojan |  | F12 |  | 0 | 0 | 0 | 0 | 0 | 0 | 0 | 0 | 0 | 0 | 0 | 0 | 0 | 1912
1313
1314 |  | 252 | Customer Advances for Const |  | F50 |  | -7331775.4046 | -2746097.786 | -457541.2545 | -223287.7288 | -24711.5981 | -2674570.734 | -34499.3862 | -20124.1785 | -34870.9133 | -1116071.8252 | 0 | 0 | 0 | 1920
1315
1316 |  | 25398 | SO2 Emissions |  | F30 |  | 0 | 0 | 0 | 0 | 0 | 0 | 0 | 0 | 0 | 0 | 0 | 0 | 0 | 1923
1317
1318 |  | 25399 | Other Deferred Credits |  | F12 |  | -574407.2922 | -222480.7758 | -151443.507 | -43680.7588 | -672.8065 | -92775.335 | -4858.5952 | -131.1521 | -164.3366 | -36986.476 | -10940.8273 | -10272.7218 | 0 | 1931
1319
1320 |  | 190 | Accum Deferred Income Taxes |  | F104T |  | 0 | 0 | 0 | 0 | 0 | 0 | 0 | 0 | 0 | 0 | 0 | 0 | 0 | 1934
1321 |  |  |  | Customer System | F42 |  | 0 | 0 | 0 | 0 | 0 | 0 | 0 | 0 | 0 | 0 | 0 | 0 | 0 | 1935
1322 |  |  |  | Labor | F138T |  | 3437941.1941 | 1243452.9235 | 911541.324 | 272499.7309 | 6149.5113 | 606335.1167 | 30600.8424 | 846.7364 | 1426.5728 | 216765.4561 | 69614.4395 | 78708.5404 | 0 | 1936
1323 |  |  |  | System Generation | F104T |  | 0 | 0 | 0 | 0 | 0 | 0 | 0 | 0 | 0 | 0 | 0 | 0 | 0 | 1937
1324 |  |  |  | IBT | F141 |  | 0 | 0 | 0 | 0 | 0 | 0 | 0 | 0 | 0 | 0 | 0 | 0 | 0 | 1938
1325 |  |  |  | Bad Debt Expense | F104T |  | 0 | 0 | 0 | 0 | 0 | 0 | 0 | 0 | 0 | 0 | 0 | 0 | 0 | 1941
1326 |  |  |  | TROJP | F104T |  | 0 | 0 | 0 | 0 | 0 | 0 | 0 | 0 | 0 | 0 | 0 | 0 | 0 | 1942
1327 |  |  |  | System Generation | F104T |  | 0 | 0 | 0 | 0 | 0 | 0 | 0 | 0 | 0 | 0 | 0 | 0 | 0 | 1943
1328 |  |  |  | Energy | F104T |  | 0 | 0 | 0 | 0 | 0 | 0 | 0 | 0 | 0 | 0 | 0 | 0 | 0 | 1944
1329 |  |  |  | System Net Plant | F104T |  | 0 | 0 | 0 | 0 | 0 | 0 | 0 | 0 | 0 | 0 | 0 | 0 | 0 | 1945
1330 |  |  |  | Division Net Plant Distribution | F104T |  | 0 | 0 | 0 | 0 | 0 | 0 | 0 | 0 | 0 | 0 | 0 | 0 | 0 | 1946
1331 |  |  |  | Simple Cycle Combustion Turbine | F12 |  | 0 | 0 | 0 | 0 | 0 | 0 | 0 | 0 | 0 | 0 | 0 | 0 | 0 | 1947
1332 |  |  |  | Total Accum Deferred Income Taxes |  |  | 3437941.1941 | 1243452.9235 | 911541.324 | 272499.7309 | 6149.5113 | 606335.1167 | 30600.8424 | 846.7364 | 1426.5728 | 216765.4561 | 69614.4395 | 78708.5404 | 0
1333
1334 |  | 281 | Accum Deferred Income Taxes |  | F104T |  | 0 | 0 | 0 | 0 | 0 | 0 | 0 | 0 | 0 | 0 | 0 | 0 | 0 | 1954
1335
1336 |  | 282 | Accum Deferred Income Taxes |  | F104T |  | -333528914.9461 | -120632654.2901 | -88432498.9982 | -26436357.354 | -596590.238 | -58822784.2489 | -2968717.8166 | -82145.5015 | -138397.8967 | -21029338.4148 | -6753580.08 | -7635850.1072 | 0 | 1957
1337 |  |  |  | DITBAL | F104T |  | -0.0098223 | -0.0035526 | -0.0026043 | -0.00077854 | -1.7569e-05 | -0.0017323 | -8.7428e-05 | -2.4192e-06 | -4.0758e-06 | -0.00061931 | -0.00019889 | -0.00022487 | 0 | 1958
1338 |  |  |  | System Net Plant | F104T |  | 432325.9849 | 156366.1462 | 114627.7444 | 34267.2665 | 773.3107 | 76247.1168 | 3848.1037 | 106.4784 | 179.3938 | 27258.5945 | 8754.1081 | 9897.7218 | 0 | 1959
1339 |  |  |  | Labor | F138T |  | -31227.7308 | -11294.6124 | -8279.7714 | -2475.1873 | -55.8576 | -5507.5025 | -277.9556 | -7.6911 | -12.9579 | -1968.9381 | -632.3264 | -714.9305 | 0 | 1960
1340 |  |  |  | GPS | F104T |  | 0 | 0 | 0 | 0 | 0 | 0 | 0 | 0 | 0 | 0 | 0 | 0 | 0 | 1961
1341 |  |  |  | CIAC | F104T |  | 0 | 0 | 0 | 0 | 0 | 0 | 0 | 0 | 0 | 0 | 0 | 0 | 0 | 1962
1342 |  |  |  | SNPD | F104T |  | 0 | 0 | 0 | 0 | 0 | 0 | 0 | 0 | 0 | 0 | 0 | 0 | 0 | 1963
1343 |  |  |  | SCHMDEXP | F104T |  | 0 | 0 | 0 | 0 | 0 | 0 | 0 | 0 | 0 | 0 | 0 | 0 | 0 | 1964
1344 |  |  |  | TAXDEPR | F104T |  | 0 | 0 | 0 | 0 | 0 | 0 | 0 | 0 | 0 | 0 | 0 | 0 | 0 | 1965
1345 |  |  |  | DGP | F104T |  | 0 | 0 | 0 | 0 | 0 | 0 | 0 | 0 | 0 | 0 | 0 | 0 | 0 | 1966
1346 |  |  |  | IBT | F104T |  | 0 | 0 | 0 | 0 | 0 | 0 | 0 | 0 | 0 | 0 | 0 | 0 | 0 | 1967
1347 |  |  |  | SSGCT | F104T |  | 0 | 0 | 0 | 0 | 0 | 0 | 0 | 0 | 0 | 0 | 0 | 0 | 0 | 1968
1348 |  |  |  | SSGCH | F104T |  | 0 | 0 | 0 | 0 | 0 | 0 | 0 | 0 | 0 | 0 | 0 | 0 | 0 | 1969
1349 |  |  |  | SE | F104T |  | 0 | 0 | 0 | 0 | 0 | 0 | 0 | 0 | 0 | 0 | 0 | 0 | 0 | 1970
1350 |  |  |  | SG | F104T |  | 0 | 0 | 0 | 0 | 0 | 0 | 0 | 0 | 0 | 0 | 0 | 0 | 0 | 1971
1351 |  |  |  | Total Accum Deferred Income Taxes |  |  | -333127816.7018 | -120487582.7598 | -88326151.0277 | -26404565.2755 | -595872.785 | -58752044.6364 | -2965147.6686 | -82046.7143 | -138231.4609 | -21004048.759 | -6745458.2986 | -7626667.3162 | 0
1352
1353
1354 |  | 283 | Accum Deferred Income Taxes |  | F104T |  | -1680832.22 | -607933.0548 | -445659.0927 | -133227.0734 | -3006.5402 | -296439.7586 | -14960.9714 | -413.9755 | -697.4617 | -105978.1866 | -34034.9352 | -38481.17 | 0 | 1975
1355 |  |  |  | System Generation | F104T |  | 0 | 0 | 0 | 0 | 0 | 0 | 0 | 0 | 0 | 0 | 0 | 0 | 0 | 1976
1356 |  |  |  | Energy | F104T |  | 0 | 0 | 0 | 0 | 0 | 0 | 0 | 0 | 0 | 0 | 0 | 0 | 0 | 1977
1357 |  |  |  | Labor | F138T |  | -5081422.4984 | -1837876.0148 | -1347296.632 | -402766.1282 | -9089.2379 | -896188.9485 | -45229.3395 | -1251.5123 | -2108.535 | -320388.5126 | -102893.086 | -116334.5518 | 0 | 1978
1358 |  |  |  | General Plant | F104T |  | -661426.4543 | -239228.5203 | -175371.8842 | -52426.3574 | -1183.1075 | -116652.3917 | -5887.3111 | -162.904 | -274.4591 | -41703.6129 | -13393.1312 | -15142.7748 | 0 | 1979
1359 |  |  |  | System Net Plant | F104T |  | -204824.3098 | -74082.0332 | -54307.5121 | -16234.9002 | -366.3736 | -36123.8131 | -1823.127 | -50.4466 | -84.9919 | -12914.3817 | -4147.4586 | -4689.2718 | 0 | 1980
1360 |  |  |  | TROJP | F104T |  | 0 | 0 | 0 | 0 | 0 | 0 | 0 | 0 | 0 | 0 | 0 | 0 | 0 | 1981
1361 |  |  |  | System Generation | F104T |  | 0 | 0 | 0 | 0 | 0 | 0 | 0 | 0 | 0 | 0 | 0 | 0 | 0 | 1982
1362 |  |  |  | Simple Cycle Combustion Turbine | F104T |  | 0 | 0 | 0 | 0 | 0 | 0 | 0 | 0 | 0 | 0 | 0 | 0 | 0 | 1983
1363 |  |  |  | System Generation | F104T |  | 0 | 0 | 0 | 0 | 0 | 0 | 0 | 0 | 0 | 0 | 0 | 0 | 0 | 1984
1364 |  |  |  | Total Accum Deferred Income Taxes |  |  | -7628505.4826 | -2759119.6231 | -2022635.121 | -604654.4592 | -13645.2592 | -1345404.9119 | -67900.749 | -1878.8384 | -3165.4477 | -480984.6938 | -154468.611 | -174647.7684 | 0
1365
1366 |  | 255 | Accum Investment Tax Credit |  | F104T |  | -33986.9671 | -12292.6015 | -9011.3699 | -2693.8942 | -60.7932 | -5994.1071 | -302.5156 | -8.3707 | -14.1029 | -2142.913 | -688.1973 | -778.1016 | 0 | 1998
1367 |  | TOTAL MISC RATE BASE DEDUCTIONS |  |  |  |  | -362028215.6152 | -131049462.5655 | -94501577.2191 | -28335587.5499 | -658809.952 | -65222049.3387 | -3191373.5327 | -107472.7471 | -181978.2568 | -23480812.507 | -7181508.3344 | -8117583.6121 | 0
1368
1369 | [6 empty] | D: ACCUMULATED DEPRECIATION
1370 | [6 empty] | D: PRODUCTION PLANT
1371
1372 |  | 108SP | Steam Prod Accumulated Depr |  | F12 |  | 0 | 0 | 0 | 0 | 0 | 0 | 0 | 0 | 0 | 0 | 0 | 0 | 0 | 2010
1373
1374 |  | 108NP | Nuclear Prod Accumulated Depr |  | F12 |  | 0 | 0 | 0 | 0 | 0 | 0 | 0 | 0 | 0 | 0 | 0 | 0 | 0 | 2016
1375
1376 |  | 108HP | Hydraulic Prod Accum Depr |  | F12 |  | 0 | 0 | 0 | 0 | 0 | 0 | 0 | 0 | 0 | 0 | 0 | 0 | 0 | 2024
1377
1378 |  | 108OP | Other Production - Accum Depr |  | F12 |  | 0 | 0 | 0 | 0 | 0 | 0 | 0 | 0 | 0 | 0 | 0 | 0 | 0 | 2027
1379 |  |  |  | Simple Cycle Combustion Turbine | F12 |  | 0 | 0 | 0 | 0 | 0 | 0 | 0 | 0 | 0 | 0 | 0 | 0 | 0 | 2028
1380 |  |  |  | Wind Generation | F12 |  | 0 | 0 | 0 | 0 | 0 | 0 | 0 | 0 | 0 | 0 | 0 | 0 | 0 | 2029
1381 |  |  |  | System Generation | F12 |  | 0 | 0 | 0 | 0 | 0 | 0 | 0 | 0 | 0 | 0 | 0 | 0 | 0 | 2030
1382 |  |  |  | System Generation | F12 |  | 0 | 0 | 0 | 0 | 0 | 0 | 0 | 0 | 0 | 0 | 0 | 0 | 0 | 2031
1383 |  |  |  | Total Other Production - Accum Depr |  |  | 0 | 0 | 0 | 0 | 0 | 0 | 0 | 0 | 0 | 0 | 0 | 0 | 0
1384
1385 |  | 108EP | Experimental Plant - Accum Depr |  | F12 |  | 0 | 0 | 0 | 0 | 0 | 0 | 0 | 0 | 0 | 0 | 0 | 0 | 0 | 2037
1386
1387
1388
1389 |  | TOTAL PRODUCTION PLANT DEPRECIATION |  |  |  |  | 0 | 0 | 0 | 0 | 0 | 0 | 0 | 0 | 0 | 0 | 0 | 0 | 0
1390
1391
1392 | [6 empty] | D: TRANSMISSION PLANT
1393
1394 |  | 108TP | Transmission Plant Accum Depr |  | F106 |  | -483057887.7749 | -174714955.5018 | -128078754.615 | -38288364.174 | -864054.907 | -85194872.2299 | -4299660.0239 | -118973.1564 | -200444.7511 | -30457258.418 | -9781378.5026 | -11059171.4951 | 0 | 2045
1395
1396
1397 | [6 empty] | D: DISTRIBUTION PLANT
1398
1399 |  | 108360 | Land and Land Rights |  | F118 |  | 0 | 0 | 0 | 0 | 0 | 0 | 0 | 0 | 0 | 0 | 0 | 0 | 0 | 2049
1400
1401 |  | 108361 | Structures and Improvements |  | F119 |  | 0 | 0 | 0 | 0 | 0 | 0 | 0 | 0 | 0 | 0 | 0 | 0 | 0 | 2053
1402
1403 |  | 108362 | Station Equipment |  | F120 |  | 0 | 0 | 0 | 0 | 0 | 0 | 0 | 0 | 0 | 0 | 0 | 0 | 0 | 2057
1404
1405 |  | Distribution - METER - Unbundled
1406
1407 |  | A |  | B | C |  | D | E | F | G | H | I | J | K | L | M | N | O
1408 |  | FERC ACCT |  | DESCRIPTION | COS Factor |  | Utah Jurisdiction Normalized | Residential Sch 1 | General Large Dist. Sch 6 | General +1 MW Sch 8 | Street & Area Lighting Sch. 7,11,12 | General Trans Sch 9 | Irrigation Sch 10 | Traffic Signals Sch 15 | Outdoor Lighting Sch 15 | General Small Dist. Sch 23 | Industrial Cust 1 | Industrial Cust 2
1409
1410 |  | 108364 | Poles, Towers & Fixtures |  | F121 |  | 0 | 0 | 0 | 0 | 0 | 0 | 0 | 0 | 0 | 0 | 0 | 0 | 0 | 2061
1411
1412 |  | 108365 | Overhead Conductors |  | F122 |  | 0 | 0 | 0 | 0 | 0 | 0 | 0 | 0 | 0 | 0 | 0 | 0 | 0 | 2065
1413
1414 |  | 108366 | Underground Conduit |  | F123 |  | 0 | 0 | 0 | 0 | 0 | 0 | 0 | 0 | 0 | 0 | 0 | 0 | 0 | 2069
1415
1416 |  | 108367 | Underground Conductors |  | F124 |  | 0 | 0 | 0 | 0 | 0 | 0 | 0 | 0 | 0 | 0 | 0 | 0 | 0 | 2073
1417
1418 |  | 108368 | Line Transformers |  | F125 |  | 0 | 0 | 0 | 0 | 0 | 0 | 0 | 0 | 0 | 0 | 0 | 0 | 0 | 2077
1419
1420 |  | 108369 | Services |  | F126 |  | 0 | 0 | 0 | 0 | 0 | 0 | 0 | 0 | 0 | 0 | 0 | 0 | 0 | 2081
1421
1422 |  | 108370 | Meters |  | F127 |  | 0 | 0 | 0 | 0 | 0 | 0 | 0 | 0 | 0 | 0 | 0 | 0 | 0 | 2085
1423
1424 |  | 108371 | Install on Customers' Premises |  | F128 |  | 0 | 0 | 0 | 0 | 0 | 0 | 0 | 0 | 0 | 0 | 0 | 0 | 0 | 2089
1425
1426 |  | 108372 | Leased Property |  | F129 |  | 0 | 0 | 0 | 0 | 0 | 0 | 0 | 0 | 0 | 0 | 0 | 0 | 0 | 2093
1427
1428 |  | 108373 | Street Lights |  | F130 |  | 0 | 0 | 0 | 0 | 0 | 0 | 0 | 0 | 0 | 0 | 0 | 0 | 0 | 2097
1429
1430 |  | 108D00 | Unclassified Dist Plant - Acct 300 |  | F121 |  | 0 | 0 | 0 | 0 | 0 | 0 | 0 | 0 | 0 | 0 | 0 | 0 | 0 | 2101
1431
1432 |  | 108DS | Unclassified Dist Sub - Acct 300 |  | F120 |  | 0 | 0 | 0 | 0 | 0 | 0 | 0 | 0 | 0 | 0 | 0 | 0 | 0 | 2105
1433
1434 |  | 108D | Unclassified Dist Sub - Acct 300 |  | F102T |  | 0 | 0 | 0 | 0 | 0 | 0 | 0 | 0 | 0 | 0 | 0 | 0 | 0 | 2109
1435
1436
1437 |  | TOTAL DISTRIBUTION PLANT DEPR |  |  |  |  | 0 | 0 | 0 | 0 | 0 | 0 | 0 | 0 | 0 | 0 | 0 | 0 | 0
1438
1439 | [6 empty] | D: GENERAL PLANT
1440 |  | 108GP | General Plant Accumulated Depr
1441 |  |  |  | Situs | F107T |  | -16522135.5371 | -5975814.1792 | -4380705.9086 | -1309585.3693 | -29553.4607 | -2913939.0157 | -147062.2207 | -4069.2651 | -6855.8561 | -1041736.331 | -334554.6475 | -378259.2832 | 0 | 2115
1442 |  |  |  | System Generation | F105T |  | -141462.4955 | -51164.9105 | -37507.5963 | -11212.6676 | -253.0367 | -24949.1407 | -1259.1465 | -34.841 | -58.6998 | -8919.3446 | -2864.4563 | -3238.6553 | 0 | 2116
1443 |  |  |  | System Generation | F105T |  | -357621.1843 | -129346.339 | -94820.2629 | -28345.9405 | -639.6839 | -63072.1325 | -3183.1579 | -88.0791 | -148.3948 | -22548.3552 | -7241.4264 | -8187.4121 | 0 | 2117
1444 |  |  |  | System Generation | F105T |  | -15489464.9351 | -5602312.3633 | -4106901.9444 | -1227733.3407 | -27706.303 | -2731811.2786 | -137870.5014 | -3814.9269 | -6427.3496 | -976625.4692 | -313644.2302 | -354617.2279 | 0 | 2118
1445 |  |  |  | Customer - System | F42 |  | 0 | 0 | 0 | 0 | 0 | 0 | 0 | 0 | 0 | 0 | 0 | 0 | 0 | 2119
1446 |  |  |  | System Overheads | F102T |  | -7547684.9539 | -2729886.985 | -2001205.4737 | -598248.1965 | -13500.6888 | -1331153.2045 | -67181.3464 | -1858.9323 | -3131.91 | -475888.7018 | -152832.1247 | -172797.3901 | 0 | 2120
1447 |  |  |  | Energy | F30 |  | 0 | 0 | 0 | 0 | 0 | 0 | 0 | 0 | 0 | 0 | 0 | 0 | 0 | 2121
1448 |  |  |  | Simple Cycle Combustion Turbine | F12 |  | -14214.7619 | -5505.6948 | -3747.7473 | -1080.9605 | -16.6498 | -2295.8958 | -120.2348 | -3.2456 | -4.0668 | -915.2982 | -270.7508 | -254.2173 | 0 | 2122
1449 |  |  |  | Cholla | F12 |  | -417529.1607 | -161718.371 | -110082.3078 | -31750.9733 | -489.0543 | -67437.1797 | -3531.6494 | -95.3328 | -119.4541 | -26884.9865 | -7952.7445 | -7467.1074 | 0 | 2123
1450 |  |  | Total General Plant Accumulated Depr |  |  |  | -40490113.0284 | -14655748.843 | -10734971.241 | -3207957.4484 | -72158.8771 | -7134657.8476 | -360208.257 | -9964.6229 | -16745.7313 | -2553518.4864 | -819360.3804 | -924821.2934 | 0
1451
1452 |  | 108MP | Mining Plant Accumulated Depr. |  | F30 |  | 0 | 0 | 0 | 0 | 0 | 0 | 0 | 0 | 0 | 0 | 0 | 0 | 0 | 2131
1453
1454 |  | 1081390 | Accum Depr - Capital Lease |  | F30 |  | 0 | 0 | 0 | 0 | 0 | 0 | 0 | 0 | 0 | 0 | 0 | 0 | 0 | 2138
1455 |  |  | Remove Capital Lease |  | F30 |  | 0 | 0 | 0 | 0 | 0 | 0 | 0 | 0 | 0 | 0 | 0 | 0 | 0 | 2141
1456
1457 |  | 1081399L | Accum Depr - Capital Lease |  | F30 |  | 0 | 0 | 0 | 0 | 0 | 0 | 0 | 0 | 0 | 0 | 0 | 0 | 0 | 2145
1458 |  |  |  | Energy | F30 |  | 0 | 0 | 0 | 0 | 0 | 0 | 0 | 0 | 0 | 0 | 0 | 0 | 0 | 2146
1459 |  |  | Remove Capital Lease |  | F30 |  | 0 | 0 | 0 | 0 | 0 | 0 | 0 | 0 | 0 | 0 | 0 | 0 | 0 | 2149
1460
1461 |  | TOTAL GENERAL PLANT ACCUM DEPR |  |  |  |  | -40490113.0284 | -14655748.843 | -10734971.241 | -3207957.4484 | -72158.8771 | -7134657.8476 | -360208.257 | -9964.6229 | -16745.7313 | -2553518.4864 | -819360.3804 | -924821.2934 | 0
1462
1463
1464 |  | TOTAL ACCUM DEPR - PLANT IN SERVICE |  |  |  |  | -523548000.8033 | -189370704.3448 | -138813725.856 | -41496321.6224 | -936213.7841 | -92329530.0776 | -4659868.2809 | -128937.7793 | -217190.4824 | -33010776.9045 | -10600738.883 | -11983992.7885 | 0
1465
1466
1467 | [6 empty] | D: ACCUMULATED AMORTIZATION
1468
1469 |  | 111CLS | Accum Prov for Amort-Steam |  | F12 |  | 0 | 0 | 0 | 0 | 0 | 0 | 0 | 0 | 0 | 0 | 0 | 0 | 0 | 2162
1470
1471 |  | 111CLG | Accum Prov for Amort-General
1472 |  |  | Situs |  | F108T |  | -3342.0347 | -1208.8007 | -886.1387 | -264.9058 | -5.9781 | -589.3424 | -29.7481 | -0.82314 | -1.3868 | -210.7247 | -67.6711 | -76.5151 | 0 | 2166
1473 |  |  | Customer - System |  | F40 |  | 0 | 0 | 0 | 0 | 0 | 0 | 0 | 0 | 0 | 0 | 0 | 0 | 0 | 2167
1474 |  |  | System Generation |  | F108T |  | -7882.4758 | -2851.0602 | -2090.0343 | -624.803 | -14.1 | -1390.0147 | -70.1634 | -1.9414 | -3.2709 | -497.0123 | -159.6081 | -180.4675 | 0 | 2168
1475 |  |  | System Overheads |  | F108T |  | -408594.5834 | -147787.0406 | -108338.6368 | -32387.1761 | -730.8826 | -72052.5488 | -3636.9756 | -100.6364 | -169.5512 | -25763.0383 | -8273.4186 | -9354.6784 | 0 | 2169
1476 |  |  | Energy |  | F108T |  | 0 | 0 | 0 | 0 | 0 | 0 | 0 | 0 | 0 | 0 | 0 | 0 | 0 | 2170
1477 |  |  | Total Accum Prov for Amort-General |  |  |  | -419819.0939 | -151846.9015 | -111314.8098 | -33276.8849 | -750.9607 | -74031.9059 | -3736.887 | -103.401 | -174.209 | -26470.7752 | -8500.6979 | -9611.661 | 0 | 2171
1478
1479 |  | 111CLH | Accum Prov for Amort-Hydro |  | F12 |  | 0 | 0 | 0 | 0 | 0 | 0 | 0 | 0 | 0 | 0 | 0 | 0 | 0 | 2179
1480
1481 |  | 111IP | Accum Prov for Amort-Intangible
1482 |  |  |  | Situs | F107T |  | 8456.9206 | 3058.7442 | 2242.2817 | 670.3165 | 15.1271 | 1491.5112 | 75.2744 | 2.0829 | 3.5092 | 533.2169 | 171.2431 | 193.6135 | 0 | 2183
1483 |  |  |  | System Generation | F105T |  | 0 | 0 | 0 | 0 | 0 | 0 | 0 | 0 | 0 | 0 | 0 | 0 | 0 | 2184
1484 |  |  |  | System Generation | F105T |  | 0 | 0 | 0 | 0 | 0 | 0 | 0 | 0 | 0 | 0 | 0 | 0 | 0 | 2185
1485 |  |  |  | Energy | F30 |  | 0 | 0 | 0 | 0 | 0 | 0 | 0 | 0 | 0 | 0 | 0 | 0 | 0 | 2186
1486 |  |  |  | System Generation | F105T |  | -3559614.0774 | -1287460.2214 | -943801.8703 | -282143.8249 | -6367.15 | -627794.0474 | -31683.8432 | -876.7035 | -1477.061 | -224437.0469 | -72078.1784 | -81494.1305 | 0 | 2187
1487 |  |  |  | System Generation | F105T |  | -1312540.9114 | -474726.8034 | -348009.2336 | -104035.2423 | -2347.7671 | -231487.2774 | -11682.8228 | -323.268 | -544.6385 | -82756.9505 | -26577.4761 | -30049.4318 | 0 | 2188
1488 |  |  |  | System Generation | F105T |  | -250051.7509 | -90440.0521 | -66299.1282 | -19819.7209 | -447.2724 | -44100.5675 | -2225.6908 | -61.5857 | -103.7589 | -15766.0003 | -5063.2665 | -5724.7077 | 0 | 2189
1489 |  |  |  | Customer - System | F42 |  | 0 | 0 | 0 | 0 | 0 | 0 | 0 | 0 | 0 | 0 | 0 | 0 | 0 | 2190
1490 |  |  |  | System Generation | F105T |  | 0 | 0 | 0 | 0 | 0 | 0 | 0 | 0 | 0 | 0 | 0 | 0 | 0 | 2191
1491 |  |  |  | Cholla | F12 |  | 0 | 0 | 0 | 0 | 0 | 0 | 0 | 0 | 0 | 0 | 0 | 0 | 0 | 2192
1492 |  |  |  | System Overheads | F102T |  | -22941722.6497 | -8297684.7151 | -6082805.6845 | -1818417.738 | -41036.2992 | -4046134.3854 | -204202.4574 | -5650.3563 | -9519.6621 | -1446497.3929 | -464544.0607 | -525229.8981 | 0 | 2193
1493 |  |  | Total Accum Prov for Amort-Intangible |  |  |  | -28055472.4689 | -10147253.0478 | -7438673.635 | -2223746.2096 | -50183.3616 | -4948024.7664 | -249719.5398 | -6909.8305 | -11641.6114 | -1768924.1738 | -568091.7386 | -642304.5545 | 0
1494
1495 |  | 111390 | Accum Prov for Amort-Capital Lease |  | F30 |  | 0 | 0 | 0 | 0 | 0 | 0 | 0 | 0 | 0 | 0 | 0 | 0 | 0 | 2204
1496
1497
1498 |  | TOTAL ACCUM PROV FOR AMORTIZATION |  |  |  |  | -28475291.5628 | -10299099.9493 | -7549988.4447 | -2257023.0945 | -50934.3223 | -5022056.6723 | -253456.4268 | -7013.2315 | -11815.8203 | -1795394.949 | -576592.4364 | -651916.2155 | 0

## Transmission-Energy
Transmission Energy |  |  | - | Transmission - Energy - Unbundled
Rocky Mountain Power
3 | Cost Of Service By Rate Schedule
4 | State of Utah
5 | 2010 Protocol (Non Wgt)
6 | 12 Months Ended Dec 2015
7
8
9 |  | A |  | B | C |  | D | E | F | G | H | I | J | K | L | M | N | O | Chk Total
12 |  |  |  | DESCRIPTION |  |  | Utah Jurisdiction Normalized | Residential Sch 1 | General Large Dist. Sch 6 | General +1 MW Sch 8 | Street & Area Lighting Sch. 7,11,12 | General Trans Sch 9 | Irrigation Sch 10 | Traffic Signals Sch 15 | Outdoor Lighting Sch 15 | General Small Dist. Sch 23 | Industrial Cust 1 | Industrial Cust 2 | 0
13
12 |  |  |  | Operating Revenues |  |  | 85529849.8543 | 23937030.3065 | 25927763.7433 | 8156838.7348 | 514074.4855 | 15947118.2934 | 826682.5331 | 31231.7404 | 125259.0047 | 5566067.6573 | 1392677.6177 | 3105105.7377 | 0
13
14 |  |  |  | Operating Expenses
15 |  |  |  | Operation & Maintenance Expenses |  |  | 28556579.0872 | 9136050.5292 | 7715192.5847 | 2452127.2871 | 88381.2323 | 5544848.9304 | 281815.4916 | 8184.1193 | 18856.6243 | 1756165.6317 | 632480.0665 | 922476.59 | 0
16 |  |  |  | Depreciation Expense |  |  | 12107781.5065 | 4378541.9134 | 3210359.8082 | 959795.4968 | 21675.0632 | 2135693.6212 | 107784.2266 | 2982.5897 | 5027.8093 | 763379.1886 | 245200.676 | 277341.1136 | 0
17 |  |  |  | Amortization Expense |  |  | 32786.4192 | 11863.8332 | 8692.3632 | 2597.8883 | 58.5007 | 5779.9733 | 291.7157 | 8.0706 | 13.5744 | 2067.4444 | 663.6273 | 749.4282 | 0
18 |  |  |  | Taxes Other Than Income |  |  | 3933966.9861 | 1422459.3252 | 1048377.5792 | 313085.3125 | 7003.0453 | 688896.3795 | 35120.7572 | 905.7214 | 1523.5316 | 245811.0425 | 80139.769 | 90644.5228 | 0
19 |  |  |  | Income Taxes - Federal |  |  | -195422.4616 | -1631425.3756 | 939392.1539 | 324683.4884 | 98072.611 | -92047.704 | 3241.8297 | 2739.881 | 25649.0763 | 79900.606 | -153936.6282 | 208307.5998 | 0
20 |  |  |  | Income Taxes - State |  |  | -26554.6669 | -221683.6133 | 127647.792 | 44119.0936 | 13326.439 | -12507.7542 | 440.5108 | 372.3043 | 3485.2835 | 10857.1653 | -20917.4311 | 28305.5432 | 0
21 |  |  |  | Income Taxes Deferred |  |  | 12743029.4601 | 4607674.9376 | 3395937.5927 | 1014155.781 | 22684.4843 | 2231494.7965 | 113764.26 | 2933.8412 | 4935.0713 | 796238.852 | 259591.2575 | 293618.586 | 0
22 |  |  |  | Investment Tax Credit Adj |  |  | -238130.9548 | -86104.3314 | -63460.409 | -18951.6853 | -423.9085 | -41700.2871 | -2125.9303 | -54.8251 | -92.2224 | -14879.4381 | -4851.0218 | -5486.8958 | 0
23 |  |  |  | Misc Revenues & Expense |  |  | -11.3341 | -3.2953 | -3.1054 | -1.0226 | -0.041602 | -2.3562 | -0.11759 | -0.0034484 | -0.009162 | -0.68086 | -0.26786 | -0.43412 | 0
24
25 |  |  |  | Total Operating Expenses |  |  | 56914024.0417 | 17617373.9229 | 16382136.3596 | 5091611.6399 | 250777.4258 | 10460455.5995 | 540332.7438 | 18071.6989 | 59398.739 | 3639539.8117 | 1038370.0472 | 1815956.0537 | 0
26
27 |  |  |  | Operating Revenue For Return |  |  | 28615825.8126 | 6319656.3836 | 9545627.3837 | 3065227.0949 | 263297.0597 | 5486662.694 | 286349.7894 | 13160.0416 | 65860.2657 | 1926527.8456 | 354307.5705 | 1289149.684 | 0
28
29
30 |  |  |  | Rate Base :
31 |  |  |  | Electric Plant In Service |  |  | 675139006.2449 | 199282877.9499 | 183812262.3071 | 60105235.0597 | 2369619.9334 | 140630657.1303 | 6900547.64 | 201583.05 | 522970.7145 | 40560215.3371 | 15803030.1259 | 24950006.9969 | 0
32 |  |  |  | Plant Held For Future Use |  |  | 400545.0169 | 116454.8663 | 109743.3955 | 36138.2593 | 1470.1877 | 83267.6577 | 4155.7233 | 121.8665 | 323.7811 | 24061.5012 | 9466.1296 | 15341.6486 | 0
33 |  |  |  | Electric Plant Acquisition Adj |  |  | 0 | 0 | 0 | 0 | 0 | 0 | 0 | 0 | 0 | 0 | 0 | 0 | 0
34 |  |  |  | Pensions |  |  | 0 | 0 | 0 | 0 | 0 | 0 | 0 | 0 | 0 | 0 | 0 | 0 | 0
35 |  |  |  | Prepayments |  |  | 818012.0682 | 295862.9715 | 216889.0512 | 64837.6618 | 1463.1939 | 144269.3213 | 7281.0607 | 201.4696 | 339.4339 | 51576.4375 | 16563.8236 | 18727.6432 | 0
36 |  |  |  | Fuel Stock |  |  | 0 | 0 | 0 | 0 | 0 | 0 | 0 | 0 | 0 | 0 | 0 | 0 | 0
37 |  |  |  | Materials & Supplies |  |  | 168079.6891 | 60791.9592 | 44564.9223 | 13322.4123 | 300.6474 | 29643.5024 | 1496.064 | 41.3966 | 69.7446 | 10597.584 | 3403.4245 | 3848.0318 | 0
38 |  |  |  | Misc Deferred Debits |  |  | 5674228.8439 | 2052285.3783 | 1504474.2713 | 449753.4268 | 10149.6019 | 1000739.691 | 50505.8618 | 1397.5156 | 2354.5199 | 357765.5155 | 114896.7472 | 129906.3145 | 0
39 |  |  |  | Cash Working Capital |  |  | 971496.2699 | 303601.4949 | 278630.582 | 86537.3968 | 4264.0588 | 177125.9846 | 9241.1143 | 311.7968 | 999.7615 | 62387.7889 | 17695.5472 | 30700.7441 | 0
40 |  |  |  | Weatherization Loans |  |  | 0 | 0 | 0 | 0 | 0 | 0 | 0 | 0 | 0 | 0 | 0 | 0 | 0
41 |  |  |  | Miscellaneous Rate Base |  |  | 0 | 0 | 0 | 0 | 0 | 0 | 0 | 0 | 0 | 0 | 0 | 0 | 0
42
43 |  |  |  | Total Rate Base Additions |  |  | 683171368.1328 | 202111874.6202 | 185966564.5295 | 60755824.2167 | 2387267.6231 | 142065703.2873 | 6973227.4641 | 203657.0952 | 527057.9555 | 41066604.1641 | 15965055.7981 | 25148531.3791 | 0
44
45 |  |  |  | Rate Base Deductions :
46 |  |  |  | Accum Provision For Depreciation |  |  | -174516000.2678 | -63109668.649 | -46272729.078 | -13834147.5993 | -312430.9274 | -30783183.4907 | -1553565.2713 | -42990.1866 | -72471.9874 | -11002970.7662 | -3534239.615 | -3997602.6969 | 0
47 |  |  |  | Accum Provision For Amortization |  |  | -9491763.8543 | -3433033.3164 | -2516662.8149 | -752341.0315 | -16978.1074 | -1674018.8908 | -84485.4756 | -2337.7438 | -3938.6068 | -598464.983 | -192197.4788 | -217305.4052 | 0
48 |  |  |  | Accum Deferred Income Taxes |  |  | -112439460.3301 | -40667749.8198 | -29812414.9416 | -8912240.0012 | -201122.8443 | -19830371.4772 | -1000815.8584 | -27692.9387 | -46656.7786 | -7089422.6655 | -2276770.8234 | -2574202.1814 | 0
49 |  |  |  | Unamortized ITC |  |  | -11328.989 | -4097.5338 | -3003.79 | -897.9647 | -20.2644 | -1998.0357 | -100.8385 | -2.7902 | -4.701 | -714.3043 | -229.3991 | -259.3672 | 0
50 |  |  |  | Customer Advance For Construction |  |  | -2443925.1349 | -915365.9287 | -152513.7515 | -74429.2429 | -8237.1994 | -891523.578 | -11499.7954 | -6708.0595 | -11623.6378 | -372023.9417 | 0 | 0 | 0
51 |  |  |  | Customer Service Deposits |  |  | 0 | 0 | 0 | 0 | 0 | 0 | 0 | 0 | 0 | 0 | 0 | 0 | 0
52 |  |  |  | Misc Rate Base Deductions |  |  | -5781357.4177 | -2077448.568 | -1534571.7813 | -460343.2501 | -10701.5216 | -1025668.6343 | -51741.6782 | -1434.998 | -2474.2971 | -363949.6783 | -117713.9593 | -135309.0515 | 0
53 | [18 empty] | 0
54 |  |  |  | Total Rate Base Deductions |  |  | -304683835.9938 | -110207363.8157 | -80291896.1573 | -24034399.0898 | -549490.8645 | -54206764.1066 | -2702208.9175 | -81166.7169 | -137170.0085 | -19427546.3392 | -6121151.2756 | -6924678.7022 | 0
55 | [18 empty] | 0
56 |  |  |  | Total Rate Base |  |  | 378487532.139 | 91904510.8045 | 105674668.3722 | 36721425.1268 | 1837776.7586 | 87858939.1807 | 4271018.5466 | 122490.3783 | 389887.9469 | 21639057.825 | 9843904.5225 | 18223852.6769 | 0
57
58
59 |  |  |  | Return On Rate Base |  |  | 7.561% | 6.876% | 9.033% | 8.347% | 14.33% | 6.245% | 6.704% | 10.74% | 16.89% | 8.903% | 3.599% | 7.074%
60
61 |  |  |  | Return On Equity |  |  | 9.859% | 8.522% | 12.74% | 11.4% | 23.08% | 7.288% | 8.186% | 16.08% | 28.09% | 12.48% | 2.119% | 8.908%
Rocky Mountain Power
Cost Of Service By Rate Schedule
State of Utah
2010 Protocol (Non Wgt)
12 Months Ended Dec 2015
|  | A |  | B | C |  | D | E | F | G | H | I | J | K | L | M | N | O
|  |  |  | DESCRIPTION | COS Factor |  | Utah Jurisdiction Normalized | Residential Sch 1 | General Large Dist. Sch 6 | General +1 MW Sch 8 | Street & Area Lighting Sch. 7,11,12 | General Trans Sch 9 | Irrigation Sch 10 | Traffic Signals Sch 15 | Outdoor Lighting Sch 15 | General Small Dist. Sch 23 | Industrial Cust 1 | Industrial Cust 2
79 |  |  |  | Total Rate Base |  |  | 378487532.139 | 91904510.8045 | 105674668.3722 | 36721425.1268 | 1837776.7586 | 87858939.1807 | 4271018.5466 | 122490.3783 | 389887.9469 | 21639057.825 | 9843904.5225 | 18223852.6769 | 0
80
81
82 |  |  |  | Return On Ratebase ($$) | 7.583% |  | 28702388.0468 | 6969526.6247 | 8013778.7398 | 2784748.5165 | 139366.7616 | 6662732.9875 | 323890.2771 | 9288.9886 | 29566.9321 | 1640985.7179 | 746506.9349 | 1381995.5661 | 0
83 |  |  |  | Operating & Maintenance Expense |  |  | 28556579.0872 | 9136050.5292 | 7715192.5847 | 2452127.2871 | 88381.2323 | 5544848.9304 | 281815.4916 | 8184.1193 | 18856.6243 | 1756165.6317 | 632480.0665 | 922476.59 | 0
84 |  |  |  | Bad Debt to Produce ROR | F80 |  | 0 | 0 | 0 | 0 | 0 | 0 | 0 | 0 | 0 | 0 | 0 | 0 | 0
85 |  |  |  | Depreciation Expense |  |  | 12107781.5065 | 4378541.9134 | 3210359.8082 | 959795.4968 | 21675.0632 | 2135693.6212 | 107784.2266 | 2982.5897 | 5027.8093 | 763379.1886 | 245200.676 | 277341.1136 | 0
86 |  |  |  | Amortization Expense |  |  | 32786.4192 | 11863.8332 | 8692.3632 | 2597.8883 | 58.5007 | 5779.9733 | 291.7157 | 8.0706 | 13.5744 | 2067.4444 | 663.6273 | 749.4282 | 0
87 |  |  |  | Taxes Other Than Income |  |  | 3933966.9861 | 1422459.3252 | 1048377.5792 | 313085.3125 | 7003.0453 | 688896.3795 | 35120.7572 | 905.7214 | 1523.5316 | 245811.0425 | 80139.769 | 90644.5228 | 0
88 |  |  |  | Federal Income Taxes |  |  | -195422.4616 | -1631425.3756 | 939392.1539 | 324683.4884 | 98072.611 | -92047.704 | 3241.8297 | 2739.881 | 25649.0763 | 79900.606 | -153936.6282 | 208307.5998 | 0
89 |  |  |  | FIT Adj to Produce Target ROR | F101 |  | 0 | 0 | 0 | 0 | 0 | 0 | 0 | 0 | 0 | 0 | 0 | 0 | 0
90 |  |  |  | State Income Taxes |  |  | -26554.6669 | -221683.6133 | 127647.792 | 44119.0936 | 13326.439 | -12507.7542 | 440.5108 | 372.3043 | 3485.2835 | 10857.1653 | -20917.4311 | 28305.5432 | 0
91 |  |  |  | SIT Adj to Produce Target ROR | F101 |  | 0 | 0 | 0 | 0 | 0 | 0 | 0 | 0 | 0 | 0 | 0 | 0 | 0
92 |  |  |  | Deferred Income Taxes |  |  | 12743029.4601 | 4607674.9376 | 3395937.5927 | 1014155.781 | 22684.4843 | 2231494.7965 | 113764.26 | 2933.8412 | 4935.0713 | 796238.852 | 259591.2575 | 293618.586 | 0
93 |  |  |  | Investment Tax Credit |  |  | -238130.9548 | -86104.3314 | -63460.409 | -18951.6853 | -423.9085 | -41700.2871 | -2125.9303 | -54.8251 | -92.2224 | -14879.4381 | -4851.0218 | -5486.8958 | 0
94 |  |  |  | Misc Revenue & Expenses |  |  | -11.3341 | -3.2953 | -3.1054 | -1.0226 | -0.041602 | -2.3562 | -0.11759 | -0.0034484 | -0.009162 | -0.68086 | -0.26786 | -0.43412 | 0
|  |  |  | Total Operating Expenses |  |  | 56914024.0417 | 17617373.9229 | 16382136.3596 | 5091611.6399 | 250777.4258 | 10460455.5995 | 540332.7438 | 18071.6989 | 59398.739 | 3639539.8117 | 1038370.0472 | 1815956.0537
|  |  |  | Total Op. exp. Adjusted for Taxes |  |  | 28755959.0231 | 7371713.3703 | 7065759.9171 | 2611168.0699 | 62669.7226 | 7390570.4142 | 347123.0483 | 6893.3008 | 7105.9901 | 1464271.5806 | 989228.2906 | 1439455.3185
97 |  |  |  | Revenue Credits |  |  | -18473530.7071 | -5685904.3597 | -5075801.4216 | -1623494.2654 | -60519.5161 | -3649033.3348 | -183816.7071 | -5387.4787 | -13414.4435 | -1133817.2003 | -409938.7885 | -632403.1914 | 0
98
99 |  |  |  | Total Revenue Requirements |  |  | 67196452.3578 | 19303182.9335 | 18372094.8551 | 6079285.4444 | 252927.6323 | 14201992.6789 | 703639.085 | 19577.521 | 53090.2856 | 3969994.192 | 1617659.5493 | 2623008.1808 | 0
100 |  |  |  | Operating Revenues |  |  | 67056319.1472 | 18251125.9468 | 20851962.3216 | 6533344.4694 | 453554.9693 | 12298084.9587 | 642865.826 | 25844.2618 | 111844.5612 | 4432250.4569 | 982738.8292 | 2472702.5463 | 0
101
102 |  |  |  | Increase / (Decrease) Required to
103 |  |  |  | Earn Equal Rates of Return |  |  | 140133.2106 | 1052056.9867 | -2479867.4666 | -454059.025 | -200627.3371 | 1903907.7202 | 60773.259 | -6266.7408 | -58754.2755 | -462256.265 | 634920.7201 | 150305.6345 | 0
104
105 |  |  |  | Existing Revenues |  |  | 67056319.1472 | 18251125.9468 | 20851962.3216 | 6533344.4694 | 453554.9693 | 12298084.9587 | 642865.826 | 25844.2618 | 111844.5612 | 4432250.4569 | 982738.8292 | 2472702.5463 | 0
106 |  |  |  | check |  |  | 5.9605e-08 | 1.0058e-07 | 3.0547e-07 | 1.4342e-07 | -5.6461e-09 | 5.7369e-07 | 1.4203e-08 | 2.1464e-10 | 2.7649e-09 | 3.0734e-08 | 7.0548e-08 | 1.844e-07 | 0
107 |  |  |  | Percent Increase / (Decrease)
108 |  |  |  | Over Existing Rates To
109 |  |  |  | Equal Authorized RoE & RoR |  |  | 0.209% | 5.764% | -11.89% | -6.95% | -44.23% | 15.48% | 9.453% | -24.25% | -52.53% | -10.43% | 64.61% | 6.079%
[5 empty] | 2010 Protocol |  | E: ELECTRIC REVENUES
|  | Transmission - Energy - Unbundled |  |  | (Non-Wgt)
|  | A |  | B | C |  | D | E | F | G | H | I | J | K | L | M | N | O
|  | FERC ACCT |  | DESCRIPTION | COS Factor |  | Utah Jurisdiction Normalized | Residential Sch 1 | General Large Dist. Sch 6 | General +1 MW Sch 8 | Street & Area Lighting Sch. 7,11,12 | General Trans Sch 9 | Irrigation Sch 10 | Traffic Signals Sch 15 | Outdoor Lighting Sch 15 | General Small Dist. Sch 23 | Industrial Cust 1 | Industrial Cust 2 |  | Func Study Row
122 |  | 440 | Residential Sales |  | A |  | 18251125.9468 | 18251125.9468 | 0 | 0 | 0 | 0 | 0 | 0 | 0 | 0 | 0 | 0 | 0
123
124 |  | 442 | Commercial & Industrial Sales |  | A |  | 48213949.4082 | 0 | 20851962.3216 | 6533344.4694 | 0 | 12298084.9587 | 642865.826 | 0 | 0 | 4432250.4569 | 982738.8292 | 2472702.5463 | 0
125 |  |  |  | Interruptible Demand | F30 |  | 0 | 0 | 0 | 0 | 0 | 0 | 0 | 0 | 0 | 0 | 0 | 0 | 0 | 100
126 |  |  |  | Interruptible Energy | F30 |  | 0 | 0 | 0 | 0 | 0 | 0 | 0 | 0 | 0 | 0 | 0 | 0 | 0 | 101
127 | [6 empty] | 48213949.4082 | 0 | 20851962.3216 | 6533344.4694 | 0 | 12298084.9587 | 642865.826 | 0 | 0 | 4432250.4569 | 982738.8292 | 2472702.5463 | 0
128
129 |  | 444 | Public Street & Highway Lighting |  | A |  | 591243.7923 | 0 | 0 | 0 | 453554.9693 | 0 | 0 | 25844.2618 | 111844.5612 | 0 | 0 | 0 | 0
130
131 |  | 445 | Other Sales to Public Authority |  | A |  | 0 | 0 | 0 | 0 | 0 | 0 | 0 | 0 | 0 | 0 | 0 | 0 | 0
132
133 |  | 448 | Interdepartmental |  | A | 0 | 0 | 0 | 0 | 0 | 0 | 0 | 0 | 0 | 0 | 0 | 0 | 0 | 0 | 114
134 |  |  |  | Demand | F30 |  | 0 | 0 | 0 | 0 | 0 | 0 | 0 | 0 | 0 | 0 | 0 | 0 | 0 | 115
135 | [6 empty] | 0 | 0 | 0 | 0 | 0 | 0 | 0 | 0 | 0 | 0 | 0 | 0 | 0
136
137 |  | Total Sales to Ultimate Customers |  |  |  |  | 67056319.1472 | 18251125.9468 | 20851962.3216 | 6533344.4694 | 453554.9693 | 12298084.9587 | 642865.826 | 25844.2618 | 111844.5612 | 4432250.4569 | 982738.8292 | 2472702.5463 | 0
138
139 |  | 447 | Sales for Resale |  | F11 |  | 0 | 0 | 0 | 0 | 0 | 0 | 0 | 0 | 0 | 0 | 0 | 0 | 0 | 121
140 |  |  |  | Demand | F30 |  | 0 | 0 | 0 | 0 | 0 | 0 | 0 | 0 | 0 | 0 | 0 | 0 | 0 | 122
141 |  |  |  | Demand | F30 |  | 0 | 0 | 0 | 0 | 0 | 0 | 0 | 0 | 0 | 0 | 0 | 0 | 0 | 123
142 |  |  |  | Energy | F30 |  | 0 | 0 | 0 | 0 | 0 | 0 | 0 | 0 | 0 | 0 | 0 | 0 | 0 | 124
143 | [6 empty] | 0 | 0 | 0 | 0 | 0 | 0 | 0 | 0 | 0 | 0 | 0 | 0 | 0
144
145 |  | 449 | Provision for Rate Refund |  | F11 |  | 0 | 0 | 0 | 0 | 0 | 0 | 0 | 0 | 0 | 0 | 0 | 0 | 0 | 128
146 |  |  |  |  | F30 |  | 0 | 0 | 0 | 0 | 0 | 0 | 0 | 0 | 0 | 0 | 0 | 0 |  | 129
147
148 |  | State Specific Revenue Credit |  |  | F140T |  | 4723426.97 | 1679867.8014 | 1309513.6802 | 384207.5209 | 10270.8137 | 794276.1323 | 41329.859 | 1210.7802 | 2345.6505 | 307473.0509 | 85377.6597 | 107554.0212 | 0 | 131
149
150 |  | AGA Revenue |  |  | A | 0 | 0 | 0 | 0 | 0 | 0 | 0 | 0 | 0 | 0 | 0 | 0 | 0 | 0 | 133
151
152 |  | Total Sales from Electricity |  |  |  |  | 71779746.1172 | 19930993.7482 | 22161476.0019 | 6917551.9903 | 463825.783 | 13092361.091 | 684195.685 | 27055.042 | 114190.2117 | 4739723.5079 | 1068116.4889 | 2580256.5675 | 0
153
154 |  | Other Electric Operating Revenues
155 |  | 450 | Forfeited Discounts & Interest |  | A | 0 | 0 | 0 | 0 | 0 | 0 | 0 | 0 | 0 | 0 | 0 | 0 | 0 | 0 | 139
156 |  |  |  | Customers | F40 |  | 0 | 0 | 0 | 0 | 0 | 0 | 0 | 0 | 0 | 0 | 0 | 0 | 0 | 140
157 | [6 empty] | 0 | 0 | 0 | 0 | 0 | 0 | 0 | 0 | 0 | 0 | 0 | 0 | 0
158
159 |  | 451 | Misc Electric Revenue |  | A | 0 | 0 | 0 | 0 | 0 | 0 | 0 | 0 | 0 | 0 | 0 | 0 | 0 | 0 | 144
160 |  |  |  | Demand | F30 |  | 0 | 0 | 0 | 0 | 0 | 0 | 0 | 0 | 0 | 0 | 0 | 0 | 0 | 145
161 |  |  |  | Customer | F40 |  | 0 | 0 | 0 | 0 | 0 | 0 | 0 | 0 | 0 | 0 | 0 | 0 | 0 | 146
162 | [6 empty] | 0 | 0 | 0 | 0 | 0 | 0 | 0 | 0 | 0 | 0 | 0 | 0 | 0
163
164 |  | 453 | Water Sales |  | F30 |  | 0 | 0 | 0 | 0 | 0 | 0 | 0 | 0 | 0 | 0 | 0 | 0 | 0 | 150
165
166 |  | 454 | Rent of Electric Property |  | A | 0 | 0 | 0 | 0 | 0 | 0 | 0 | 0 | 0 | 0 | 0 | 0 | 0 | 0 | 154
167 |  |  |  | Demand | F30 |  | 676588.8301 | 196712.1259 | 185375.3073 | 61043.6818 | 2483.3976 | 140653.2718 | 7019.7253 | 205.8534 | 546.9215 | 40643.9782 | 15989.907 | 25914.6604 | 0 | 155
168 |  |  |  | Demand | F30 |  | 1971.2214 | 573.1149 | 540.0854 | 177.849 | 7.2353 | 409.7891 | 20.4518 | 0.59975 | 1.5934 | 118.415 | 46.5861 | 75.5016 | 0 | 156
169 |  |  |  | System Overhead | F102T |  | 117238.2387 | 42403.352 | 31084.7374 | 9292.5931 | 209.7063 | 20676.8112 | 1043.5283 | 28.8748 | 48.648 | 7391.9822 | 2373.9424 | 2684.063 | 0 | 157
170 | [6 empty] | 795798.2902 | 239688.5928 | 217000.1301 | 70514.1238 | 2700.3392 | 161739.8722 | 8083.7053 | 235.3279 | 597.1629 | 48154.3755 | 18410.4355 | 28674.2249 | 0
171
172 |  | 456 | Other Electric Revenue |  | A | 0 | 0 | 0 | 0 | 0 | 0 | 0 | 0 | 0 | 0 | 0 | 0 | 0 | 0 | 161
173 |  |  |  | Customer | F40 |  | 0 | 0 | 0 | 0 | 0 | 0 | 0 | 0 | 0 | 0 | 0 | 0 | 0 | 162
174 |  |  |  | Energy | F30 |  | 3580592.9158 | 1041025.2328 | 981029.3674 | 323050.8176 | 13142.4516 | 744354.7487 | 37149.2662 | 1089.4018 | 2894.3771 | 215093.0286 | 84620.5926 | 137143.6316 | 0 | 163
175 |  |  |  | Demand | F30 |  | 0 | 0 | 0 | 0 | 0 | 0 | 0 | 0 | 0 | 0 | 0 | 0 | 0 | 164
176 |  |  |  | Demand | F30 |  | 9373712.5311 | 2725322.7327 | 2568258.2439 | 845721.8031 | 34405.9116 | 1948662.5816 | 97253.8767 | 2851.9688 | 7577.253 | 563096.7453 | 221530.1007 | 359031.3137 | 0 | 165
177 | [6 empty] | 12954305.4469 | 3766347.9655 | 3549287.6113 | 1168772.6206 | 47548.3633 | 2693017.3303 | 134403.1428 | 3941.3706 | 10471.6301 | 778189.7739 | 306150.6933 | 496174.9453 | 0
178 | [18 empty] | 0
179 |  | Total Other Electric Operating Revenues |  |  |  |  | 13750103.7371 | 4006036.5583 | 3766287.7414 | 1239286.7445 | 50248.7025 | 2854757.2024 | 142486.8481 | 4176.6985 | 11068.793 | 826344.1494 | 324561.1288 | 524849.1702 | 0
180 | [18 empty] | 0
181 |  | Total Electric Operating Revenues |  |  |  |  | 85529849.8543 | 23937030.3065 | 25927763.7433 | 8156838.7348 | 514074.4855 | 15947118.2934 | 826682.5331 | 31231.7404 | 125259.0047 | 5566067.6573 | 1392677.6177 | 3105105.7377 | 0
182
183 |  | Miscellaneous Revenues
184 |  | 41160 | Gain on Sale of Utility Plant - CR |  | F30 |  | 0 | 0 | 0 | 0 | 0 | 0 | 0 | 0 | 0 | 0 | 0 | 0 | 0 | 179
185 |  | 41170 | Loss on Sale of Utility Plant |  | F30 |  | 0 | 0 | 0 | 0 | 0 | 0 | 0 | 0 | 0 | 0 | 0 | 0 | 0 | 184
186 |  | 4118 | Gain from Emission Allowances |  | F30 |  | 0 | 0 | 0 | 0 | 0 | 0 | 0 | 0 | 0 | 0 | 0 | 0 | 0 | 187
187 |  | 41181 | Gain from Disposition of NOX Credits |  | F30 |  | 0 | 0 | 0 | 0 | 0 | 0 | 0 | 0 | 0 | 0 | 0 | 0 | 0 | 190
188 |  | 4194 | Impact Housing Interest Income |  | F30 |  | 0 | 0 | 0 | 0 | 0 | 0 | 0 | 0 | 0 | 0 | 0 | 0 | 0 | 194
189 |  | 421 | (Gain)/Loss on Sale of Utility Plant |  | F30 |  | -11.3341 | -3.2953 | -3.1054 | -1.0226 | -0.041602 | -2.3562 | -0.11759 | -0.0034484 | -0.009162 | -0.68086 | -0.26786 | -0.43412 | 0 | 204
190
191 |  | Total Miscellaneous Revenues |  |  |  |  | -11.3341 | -3.2953 | -3.1054 | -1.0226 | -0.041602 | -2.3562 | -0.11759 | -0.0034484 | -0.009162 | -0.68086 | -0.26786 | -0.43412 | 0
192
193 |  | Miscellaneous Expenses
194 |  | 4311 | Interest on Customer Deposits |  | F80 |  | 0 | 0 | 0 | 0 | 0 | 0 | 0 | 0 | 0 | 0 | 0 | 0 | 0 | 210
195
196 |  | DFA | Divergence Fairness Adjustment
197 |  |  |  | Production | F105 |  | 0 | 0 | 0 | 0 | 0 | 0 | 0 | 0 | 0 | 0 | 0 | 0 | 0 | 214
198 |  |  |  | Transmission | F105 |  | 0 | 0 | 0 | 0 | 0 | 0 | 0 | 0 | 0 | 0 | 0 | 0 | 0 | 215
199 |  |  |  | Distribution | F105 |  | 0 | 0 | 0 | 0 | 0 | 0 | 0 | 0 | 0 | 0 | 0 | 0 | 0 | 216
200 | [6 empty] | 0 | 0 | 0 | 0 | 0 | 0 | 0 | 0 | 0 | 0 | 0 | 0 | 0
201
202 |  | Net Miscellaneous Revenues And Expense |  |  |  |  | -11.3341 | -3.2953 | -3.1054 | -1.0226 | -0.041602 | -2.3562 | -0.11759 | -0.0034484 | -0.009162 | -0.68086 | -0.26786 | -0.43412 | 0
203
204 |  | Distribution - METER - Unbundled
205 | [6 empty] | E: STEAM POWER GENERATION
206
207 |  | A |  | B | C |  | D | E | F | G | H | I | J | K | L | M | N | O
208 |  | FERC ACCT |  | DESCRIPTION | COS Factor |  | Utah Jurisdiction Normalized | Residential Sch 1 | General Large Dist. Sch 6 | General +1 MW Sch 8 | Street & Area Lighting Sch. 7,11,12 | General Trans Sch 9 | Irrigation Sch 10 | Traffic Signals Sch 15 | Outdoor Lighting Sch 15 | General Small Dist. Sch 23 | Industrial Cust 1 | Industrial Cust 2
209 |  | 500 | Operation Suprvn & Engineering |  | F30 |  | 0 | 0 | 0 | 0 | 0 | 0 | 0 | 0 | 0 | 0 | 0 | 0 | 0 | 225
210 |  |  |  | Cholla | F30 |  | 0 | 0 | 0 | 0 | 0 | 0 | 0 | 0 | 0 | 0 | 0 | 0 | 0 | 226
211 |  |  |  | Total 500 |  |  | 0 | 0 | 0 | 0 | 0 | 0 | 0 | 0 | 0 | 0 | 0 | 0 | 0
212
213 |  | 501 | Fuel Related |  | F30 |  | 0 | 0 | 0 | 0 | 0 | 0 | 0 | 0 | 0 | 0 | 0 | 0 | 0 | 237
214 |  |  |  | System Energy - Non NPC | F30 |  | 0 | 0 | 0 | 0 | 0 | 0 | 0 | 0 | 0 | 0 | 0 | 0 | 0 | 230
215 |  |  |  | System Energy - Non NPC | F30 |  | 0 | 0 | 0 | 0 | 0 | 0 | 0 | 0 | 0 | 0 | 0 | 0 | 0 | 233
216 |  |  |  | Cholla - Non NPC | F30 |  | 0 | 0 | 0 | 0 | 0 | 0 | 0 | 0 | 0 | 0 | 0 | 0 | 0 | 234
217 |  |  |  | Cholla | F30 |  | 0 | 0 | 0 | 0 | 0 | 0 | 0 | 0 | 0 | 0 | 0 | 0 | 0 | 240
218 |  |  |  | Total 501 |  |  | 0 | 0 | 0 | 0 | 0 | 0 | 0 | 0 | 0 | 0 | 0 | 0 | 0
219
220 |  | 502 | Steam Expenses |  | F30 |  | 0 | 0 | 0 | 0 | 0 | 0 | 0 | 0 | 0 | 0 | 0 | 0 | 0 | 244
221 |  |  |  | Cholla | F30 |  | 0 | 0 | 0 | 0 | 0 | 0 | 0 | 0 | 0 | 0 | 0 | 0 | 0 | 245
222 |  |  |  | Total 502 |  |  | 0 | 0 | 0 | 0 | 0 | 0 | 0 | 0 | 0 | 0 | 0 | 0 | 0
223
224 |  | 503 | Steam From Other Sources |  | F30 |  | 0 | 0 | 0 | 0 | 0 | 0 | 0 | 0 | 0 | 0 | 0 | 0 | 0 | 252
225 |  |  |  | System Energy - Non NPC | F30 |  | 0 | 0 | 0 | 0 | 0 | 0 | 0 | 0 | 0 | 0 | 0 | 0 | 0 | 249
226 |  |  |  | Total 503 |  |  | 0 | 0 | 0 | 0 | 0 | 0 | 0 | 0 | 0 | 0 | 0 | 0 | 0
227
228 |  | 505 | Electric Expenses |  | F30 |  | 0 | 0 | 0 | 0 | 0 | 0 | 0 | 0 | 0 | 0 | 0 | 0 | 0 | 256
229 |  |  |  | Cholla | F30 |  | 0 | 0 | 0 | 0 | 0 | 0 | 0 | 0 | 0 | 0 | 0 | 0 | 0 | 257
230 |  |  |  | Total 505 |  |  | 0 | 0 | 0 | 0 | 0 | 0 | 0 | 0 | 0 | 0 | 0 | 0 | 0
231
232 |  | 506 | Misc. Steam Expense |  | F30 |  | 0 | 0 | 0 | 0 | 0 | 0 | 0 | 0 | 0 | 0 | 0 | 0 | 0 | 261
233 |  |  |  | System Energy | F30 |  | 0 | 0 | 0 | 0 | 0 | 0 | 0 | 0 | 0 | 0 | 0 | 0 | 0 | 262
234 |  |  |  | Cholla | F30 |  | 0 | 0 | 0 | 0 | 0 | 0 | 0 | 0 | 0 | 0 | 0 | 0 | 0 | 263
235 |  |  |  | Total 506 |  |  | 0 | 0 | 0 | 0 | 0 | 0 | 0 | 0 | 0 | 0 | 0 | 0 | 0
236
237 |  | 507 | Rents |  | F30 |  | 0 | 0 | 0 | 0 | 0 | 0 | 0 | 0 | 0 | 0 | 0 | 0 | 0 | 267
238 |  |  |  | Cholla | F30 |  | 0 | 0 | 0 | 0 | 0 | 0 | 0 | 0 | 0 | 0 | 0 | 0 | 0 | 268
239 |  |  |  | Total 507 |  |  | 0 | 0 | 0 | 0 | 0 | 0 | 0 | 0 | 0 | 0 | 0 | 0 | 0
240
241 |  | 510 | Maint Supervision & Engineering |  | F30 |  | 0 | 0 | 0 | 0 | 0 | 0 | 0 | 0 | 0 | 0 | 0 | 0 | 0 | 272
242 |  |  |  | Cholla | F30 |  | 0 | 0 | 0 | 0 | 0 | 0 | 0 | 0 | 0 | 0 | 0 | 0 | 0 | 273
243 |  |  |  | Total 510 |  |  | 0 | 0 | 0 | 0 | 0 | 0 | 0 | 0 | 0 | 0 | 0 | 0 | 0
244
245 |  | 511 | Maintenance of Structures |  | F30 |  | 0 | 0 | 0 | 0 | 0 | 0 | 0 | 0 | 0 | 0 | 0 | 0 | 0 | 277
246 |  |  |  | Cholla | F30 |  | 0 | 0 | 0 | 0 | 0 | 0 | 0 | 0 | 0 | 0 | 0 | 0 | 0 | 278
247 |  |  |  | Total 511 |  |  | 0 | 0 | 0 | 0 | 0 | 0 | 0 | 0 | 0 | 0 | 0 | 0 | 0
248
249 |  | 512 | Maintenance of Boiler Plant |  | F30 |  | 0 | 0 | 0 | 0 | 0 | 0 | 0 | 0 | 0 | 0 | 0 | 0 | 0 | 282
250 |  |  |  | Cholla | F30 |  | 0 | 0 | 0 | 0 | 0 | 0 | 0 | 0 | 0 | 0 | 0 | 0 | 0 | 283
251 |  |  |  | Total 512 |  |  | 0 | 0 | 0 | 0 | 0 | 0 | 0 | 0 | 0 | 0 | 0 | 0 | 0
252
253 |  | 513 | Maintenance of Electric Plant |  | F30 |  | 0 | 0 | 0 | 0 | 0 | 0 | 0 | 0 | 0 | 0 | 0 | 0 | 0 | 287
254 |  |  |  | Cholla | F30 |  | 0 | 0 | 0 | 0 | 0 | 0 | 0 | 0 | 0 | 0 | 0 | 0 | 0 | 288
255 |  |  |  | Total 513 |  |  | 0 | 0 | 0 | 0 | 0 | 0 | 0 | 0 | 0 | 0 | 0 | 0 | 0
256
257 |  | 514 | Maint of Misc. Steam Plant |  | F30 |  | 0 | 0 | 0 | 0 | 0 | 0 | 0 | 0 | 0 | 0 | 0 | 0 | 0 | 292
258 |  |  |  | Cholla | F30 |  | 0 | 0 | 0 | 0 | 0 | 0 | 0 | 0 | 0 | 0 | 0 | 0 | 0 | 293
259 |  |  |  | Total 514 |  |  | 0 | 0 | 0 | 0 | 0 | 0 | 0 | 0 | 0 | 0 | 0 | 0 | 0
260
261 |  | Total Steam Power Generation |  |  |  |  | 0 | 0 | 0 | 0 | 0 | 0 | 0 | 0 | 0 | 0 | 0 | 0 | 0
262
263
264 | [6 empty] | D: NUCLEAR POWER GENERATION
265
266
267 |  | 517 | Operation Super & Engineering |  | F30 |  | 0 | 0 | 0 | 0 | 0 | 0 | 0 | 0 | 0 | 0 | 0 | 0 | 0 | 299
268
269 |  | 518 | Nuclear Fuel Expense |  | F30 |  | 0 | 0 | 0 | 0 | 0 | 0 | 0 | 0 | 0 | 0 | 0 | 0 | 0 | 303
270
271 |  | 519 | Coolants and Water |  | F30 |  | 0 | 0 | 0 | 0 | 0 | 0 | 0 | 0 | 0 | 0 | 0 | 0 | 0 | 308
272
273 |  | 520 | Steam Expenses |  | F30 |  | 0 | 0 | 0 | 0 | 0 | 0 | 0 | 0 | 0 | 0 | 0 | 0 | 0 | 312
274
275 |  | 523 | Electric Expenses |  | F30 |  | 0 | 0 | 0 | 0 | 0 | 0 | 0 | 0 | 0 | 0 | 0 | 0 | 0 | 316
276
277 |  | 524 | Misc. Nuclear Expenses |  | F30 |  | 0 | 0 | 0 | 0 | 0 | 0 | 0 | 0 | 0 | 0 | 0 | 0 | 0 | 320
278
279 |  | 528 | Maint Supervision & Eng |  | F30 |  | 0 | 0 | 0 | 0 | 0 | 0 | 0 | 0 | 0 | 0 | 0 | 0 | 0 | 324
280
281 |  | 529 | Maintenance of Structures |  | F30 |  | 0 | 0 | 0 | 0 | 0 | 0 | 0 | 0 | 0 | 0 | 0 | 0 | 0 | 328
282
283 |  | 530 | Maintenance of Reactor Plant |  | F30 |  | 0 | 0 | 0 | 0 | 0 | 0 | 0 | 0 | 0 | 0 | 0 | 0 | 0 | 332
284
285 |  | 531 | Maintenance of Electric Plant |  | F30 |  | 0 | 0 | 0 | 0 | 0 | 0 | 0 | 0 | 0 | 0 | 0 | 0 | 0 | 336
286
287 |  | 532 | Maintenance of Misc Nuclear |  | F30 |  | 0 | 0 | 0 | 0 | 0 | 0 | 0 | 0 | 0 | 0 | 0 | 0 | 0 | 340
288
289 |  | Total Nuclear Power Generation |  |  |  |  | 0 | 0 | 0 | 0 | 0 | 0 | 0 | 0 | 0 | 0 | 0 | 0 | 0
290
291
292
293 |  | Distribution - METER - Unbundled |  |  |  |  | D: HYDRAULIC POWER GENERATION
294
295 |  | A |  | B | C |  | D | E | F | G | H | I | J | K | L | M | N | O
296 |  | FERC ACCT |  | DESCRIPTION | COS Factor |  | Utah Jurisdiction Normalized | Residential Sch 1 | General Large Dist. Sch 6 | General +1 MW Sch 8 | Street & Area Lighting Sch. 7,11,12 | General Trans Sch 9 | Irrigation Sch 10 | Traffic Signals Sch 15 | Outdoor Lighting Sch 15 | General Small Dist. Sch 23 | Industrial Cust 1 | Industrial Cust 2
297 |  | 535 | Operation Super & Engineering |  | F30 |  | 0 | 0 | 0 | 0 | 0 | 0 | 0 | 0 | 0 | 0 | 0 | 0 | 0 | 349
298
299 |  | 536 | Water For Power |  | F30 |  | 0 | 0 | 0 | 0 | 0 | 0 | 0 | 0 | 0 | 0 | 0 | 0 | 0 | 354
300
301 |  | 537 | Hydraulic Expenses |  | F30 |  | 0 | 0 | 0 | 0 | 0 | 0 | 0 | 0 | 0 | 0 | 0 | 0 | 0 | 359
302
303 |  | 538 | Electric Expenses |  | F30 |  | 0 | 0 | 0 | 0 | 0 | 0 | 0 | 0 | 0 | 0 | 0 | 0 | 0 | 363
304
305 |  | 539 | Misc. Hydro Expenses |  | F30 |  | 0 | 0 | 0 | 0 | 0 | 0 | 0 | 0 | 0 | 0 | 0 | 0 | 0 | 368
306
307 |  | 540 | Rents (Hydro Generation) |  | F30 |  | 0 | 0 | 0 | 0 | 0 | 0 | 0 | 0 | 0 | 0 | 0 | 0 | 0 | 373
308
309 |  | 541 | Maint Supervision & Engineering |  | F30 |  | 0 | 0 | 0 | 0 | 0 | 0 | 0 | 0 | 0 | 0 | 0 | 0 | 0 | 377
310
311 |  | 542 | Maintenance of Structures |  | F30 |  | 0 | 0 | 0 | 0 | 0 | 0 | 0 | 0 | 0 | 0 | 0 | 0 | 0 | 382
312
313 |  | 543 | Maint of Dams & Waterways |  | F30 |  | 0 | 0 | 0 | 0 | 0 | 0 | 0 | 0 | 0 | 0 | 0 | 0 | 0 | 387
314
315 |  | 544 | Maintenance of Electric Plant |  | F30 |  | 0 | 0 | 0 | 0 | 0 | 0 | 0 | 0 | 0 | 0 | 0 | 0 | 0 | 392
316
317 |  | 545 | Maint of Misc. Hydro Plant |  | F30 |  | 0 | 0 | 0 | 0 | 0 | 0 | 0 | 0 | 0 | 0 | 0 | 0 | 0 | 397
318
319 |  | Total Hydraulic Power Generation |  |  |  |  | 0 | 0 | 0 | 0 | 0 | 0 | 0 | 0 | 0 | 0 | 0 | 0 | 0
320
321
322 | [6 empty] | D: OTHER POWER GENERATION
323
324
325 |  | 546 | Operation Super & Engineering |  | F30 |  | 0 | 0 | 0 | 0 | 0 | 0 | 0 | 0 | 0 | 0 | 0 | 0 | 0 | 403
326
327 |  | 547 | Fuel |  | F30 |  | 0 | 0 | 0 | 0 | 0 | 0 | 0 | 0 | 0 | 0 | 0 | 0 | 0 | 407
328 |  |  |  | Simple Cycle Combustion Turbine | F30 |  | 0 | 0 | 0 | 0 | 0 | 0 | 0 | 0 | 0 | 0 | 0 | 0 | 0 | 408
329 |  |  |  | Total 547 |  |  | 0 | 0 | 0 | 0 | 0 | 0 | 0 | 0 | 0 | 0 | 0 | 0 | 0
330
331 |  | 548 | Generation Expense |  | F30 |  | 0 | 0 | 0 | 0 | 0 | 0 | 0 | 0 | 0 | 0 | 0 | 0 | 0 | 412
332 |  |  |  | Simple Cycle Combustion Turbine | F30 |  | 0 | 0 | 0 | 0 | 0 | 0 | 0 | 0 | 0 | 0 | 0 | 0 | 0 | 413
333 |  |  |  | Total 548 |  |  | 0 | 0 | 0 | 0 | 0 | 0 | 0 | 0 | 0 | 0 | 0 | 0 | 0
334
335 |  | 549 | Miscellaneous Other |  | F30 |  | 0 | 0 | 0 | 0 | 0 | 0 | 0 | 0 | 0 | 0 | 0 | 0 | 0 | 417
336 |  |  |  | Wind Generation | F30 |  | 0 | 0 | 0 | 0 | 0 | 0 | 0 | 0 | 0 | 0 | 0 | 0 | 0 | 418
337
338 |  | 550 | Maint Supervision & Engineering
339 |  |  |  | System Generation | F30 |  | 0 | 0 | 0 | 0 | 0 | 0 | 0 | 0 | 0 | 0 | 0 | 0 | 0 | 423
340 |  |  |  | Wind Generation | F30 |  | 0 | 0 | 0 | 0 | 0 | 0 | 0 | 0 | 0 | 0 | 0 | 0 | 0 | 424
341 |  |  |  | Total 550 |  |  | 0 | 0 | 0 | 0 | 0 | 0 | 0 | 0 | 0 | 0 | 0 | 0 | 0
342
343 |  | 551 | Maint Supervision & Engineering |  | F30 |  | 0 | 0 | 0 | 0 | 0 | 0 | 0 | 0 | 0 | 0 | 0 | 0 | 0 | 428
344
345 |  | 552 | Maintenance of Structures |  | F30 |  | 0 | 0 | 0 | 0 | 0 | 0 | 0 | 0 | 0 | 0 | 0 | 0 | 0 | 434
346
347 |  | 553 | Maint of Generation & Elect Plant |  | F30 |  | 0 | 0 | 0 | 0 | 0 | 0 | 0 | 0 | 0 | 0 | 0 | 0 | 0 | 438
348 |  |  |  | Simple Cycle Combustion Turbine | F30 |  | 0 | 0 | 0 | 0 | 0 | 0 | 0 | 0 | 0 | 0 | 0 | 0 | 0 | 439
349 |  |  |  | Wind Generation | F30 |  | 0 | 0 | 0 | 0 | 0 | 0 | 0 | 0 | 0 | 0 | 0 | 0 | 0 | 440
350 |  |  |  | Total 553 |  |  | 0 | 0 | 0 | 0 | 0 | 0 | 0 | 0 | 0 | 0 | 0 | 0 | 0
351
352 |  | 554 | Maintenance of Misc. Other |  | F30 |  | 0 | 0 | 0 | 0 | 0 | 0 | 0 | 0 | 0 | 0 | 0 | 0 | 0 | 444
353 |  |  |  | Simple Cycle Combustion Turbine | F30 |  | 0 | 0 | 0 | 0 | 0 | 0 | 0 | 0 | 0 | 0 | 0 | 0 | 0 | 445
354 |  |  |  | Wind Generation | F30 |  | 0 | 0 | 0 | 0 | 0 | 0 | 0 | 0 | 0 | 0 | 0 | 0 | 0 | 446
355 |  |  |  | Total 554 |  |  | 0 | 0 | 0 | 0 | 0 | 0 | 0 | 0 | 0 | 0 | 0 | 0 | 0
356
357 |  | Total Other Power Generation |  |  |  |  | 0 | 0 | 0 | 0 | 0 | 0 | 0 | 0 | 0 | 0 | 0 | 0 | 0
358
359
360 | [6 empty] | D: OTHER POWER SUPPLY
361
362
363 |  | 555 | Purchased Power |  | F30 |  | 0 | 0 | 0 | 0 | 0 | 0 | 0 | 0 | 0 | 0 | 0 | 0 | 0 | 452
364 |  |  |  | Demand | F30 |  | 0 | 0 | 0 | 0 | 0 | 0 | 0 | 0 | 0 | 0 | 0 | 0 | 0 | 453
365 |  |  |  | Energy | F30 |  | 0 | 0 | 0 | 0 | 0 | 0 | 0 | 0 | 0 | 0 | 0 | 0 | 0 | 454
366 |  |  |  | Seasonal Contracts | F30 |  | 0 | 0 | 0 | 0 | 0 | 0 | 0 | 0 | 0 | 0 | 0 | 0 | 0 | 455
367 |  |  |  | Demand | F30 |  | 0 | 0 | 0 | 0 | 0 | 0 | 0 | 0 | 0 | 0 | 0 | 0 | 0 | 456
368 |  |  |  | Total 555 |  |  | 0 | 0 | 0 | 0 | 0 | 0 | 0 | 0 | 0 | 0 | 0 | 0 | 0
369
370
371 |  | 556 | System Control & Load Dispatch |  | F30 |  | 0 | 0 | 0 | 0 | 0 | 0 | 0 | 0 | 0 | 0 | 0 | 0 | 0 | 460
372
373 |  | 557 | Other Expenses |  | F30 |  | 0 | 0 | 0 | 0 | 0 | 0 | 0 | 0 | 0 | 0 | 0 | 0 | 0 | 470
374
375
376 |  | 2010 Protocol Stipulated Embedded Cost Differential and Adjustment |  | Embedded Cost Differentials
377 |  |  |  | Company Owned Hydro | F30 |  | 0 | 0 | 0 | 0 | 0 | 0 | 0 | 0 | 0 | 0 | 0 | 0 | 0 | 473
378 |  |  |  | Company Owned Hydro | F30 |  | 0 | 0 | 0 | 0 | 0 | 0 | 0 | 0 | 0 | 0 | 0 | 0 | 0 | 474
379 |  |  |  | Mid-C Contract | F30 |  | 0 | 0 | 0 | 0 | 0 | 0 | 0 | 0 | 0 | 0 | 0 | 0 | 0 | 475
380 |  |  |  | Mid-C Contract | F30 |  | 0 | 0 | 0 | 0 | 0 | 0 | 0 | 0 | 0 | 0 | 0 | 0 | 0 | 476
381 |  |  |  | Existing QF Contracts | F30 |  | 0 | 0 | 0 | 0 | 0 | 0 | 0 | 0 | 0 | 0 | 0 | 0 | 0 | 477
382 | [6 empty] | 0 | 0 | 0 | 0 | 0 | 0 | 0 | 0 | 0 | 0 | 0 | 0 | 0
383
384 |  | Total Other Power Supply |  |  |  |  | 0 | 0 | 0 | 0 | 0 | 0 | 0 | 0 | 0 | 0 | 0 | 0 | 0
385
386 |  | TOTAL PRODUCTION EXPENSE |  |  |  |  | 0 | 0 | 0 | 0 | 0 | 0 | 0 | 0 | 0 | 0 | 0 | 0 | 0
387
388 |  | Distribution - METER - Unbundled |  |  |  |  | D: TRANSMISSION EXPENSE
389
390
391 |  | A |  | B | C |  | D | E | F | G | H | I | J | K | L | M | N | O
392 |  | FERC ACCT |  | DESCRIPTION | COS Factor |  | Utah Jurisdiction Normalized | Residential Sch 1 | General Large Dist. Sch 6 | General +1 MW Sch 8 | Street & Area Lighting Sch. 7,11,12 | General Trans Sch 9 | Irrigation Sch 10 | Traffic Signals Sch 15 | Outdoor Lighting Sch 15 | General Small Dist. Sch 23 | Industrial Cust 1 | Industrial Cust 2
393 |  | 560 | Operation Supervision & Eng |  | F106 |  | 1016347.913 | 367598.1386 | 269476.1399 | 80558.2519 | 1817.961 | 179248.9736 | 9046.4323 | 250.3181 | 421.7333 | 64081.7008 | 20579.9012 | 23268.3621 | 0 | 494
394
395 |  | 561 | Load Dispatching |  | F106 |  | 2054352.7268 | 743029.2608 | 544694.4258 | 162833.0834 | 3674.6601 | 362317.4831 | 18285.631 | 505.9701 | 852.4532 | 129528.8897 | 41598.3304 | 47032.5394 | 0 | 498
396
397 |  | 562 | Station Expense |  | F106 |  | 336528.3036 | 121717.3533 | 89227.6622 | 26674.0665 | 601.9546 | 59352.0705 | 2995.4118 | 82.8841 | 139.6423 | 21218.429 | 6814.3194 | 7704.5098 | 0 | 502
398
399 |  | 563 | Overhead Line Expense |  | F106 |  | 44846.3167 | 16220.2552 | 11890.6254 | 3554.6301 | 80.2175 | 7909.3548 | 399.1735 | 11.0453 | 18.609 | 2827.6028 | 908.0874 | 1026.7157 | 0 | 506
400
401 |  | 564 | Underground Line Expense |  | F106 |  | 0 | 0 | 0 | 0 | 0 | 0 | 0 | 0 | 0 | 0 | 0 | 0 | 0 | 510
402
403 |  | 565 | Transm of Electricity by Others |  | F30 |  | 15759554.9963 | 4581949.0779 | 4317884.3928 | 1421869.8539 | 57844.9419 | 3276189.1324 | 163508.0885 | 4794.8727 | 12739.2573 | 946706.4513 | 372447.5008 | 603621.4269 | 0 | 514
404 |  |  | Energy |  | F30 |  | 1943511.1186 | 565058.403 | 532493.2289 | 175348.8516 | 7133.5953 | 404028.5406 | 20164.2615 | 591.3167 | 1571.0398 | 116750.4104 | 45931.2372 | 74440.2335 | 0 | 515
405 | [6 empty] | 17703066.1149 | 5147007.4809 | 4850377.6216 | 1597218.7055 | 64978.5372 | 3680217.6729 | 183672.35 | 5386.1895 | 14310.2971 | 1063456.8618 | 418378.738 | 678061.6604 | 0
406
407 |  | 566 | Misc. Transmission Expense |  | F106 |  | 262886.4239 | 95082.1651 | 69702.1343 | 20837.0288 | 470.23 | 46364.1643 | 2339.9313 | 64.7467 | 109.0847 | 16575.2386 | 5323.1542 | 6018.5458 | 0 | 519
408
409 |  | 567 | Rents - Transmission |  | F106 |  | 246267.6146 | 89071.3855 | 65295.7962 | 19519.7809 | 440.5036 | 43433.1754 | 2192.0085 | 60.6537 | 102.1887 | 15527.4069 | 4986.642 | 5638.0733 | 0 | 523
410
411 |  | 568 | Maint Supervision & Engineering |  | F106 |  | 129936.6266 | 46996.1727 | 34451.6087 | 10299.0987 | 232.4201 | 22916.3721 | 1156.5556 | 32.0023 | 53.9172 | 8192.6277 | 2631.0704 | 2974.781 | 0 | 527
412
413 |  | 569 | Maintenance of Structures |  | F106 |  | 455250.6942 | 164657.5013 | 120705.9101 | 36084.2972 | 814.3156 | 80290.6354 | 4052.1504 | 112.1245 | 188.9062 | 28703.9885 | 9218.3141 | 10422.5511 | 0 | 531
414
415 |  | 570 | Maint of Station Equipment |  | F106 |  | 880184.0107 | 318349.6516 | 233373.4212 | 69765.5639 | 1574.402 | 155234.3233 | 7834.4482 | 216.782 | 365.2321 | 55496.4375 | 17822.7355 | 20151.0133 | 0 | 535
416
417 |  | 571 | Maintenance of Overhead Lines |  | F106 |  | 1871713.4105 | 676971.2979 | 496269.1402 | 148356.639 | 3347.9697 | 330106.161 | 16659.9729 | 460.9875 | 776.667 | 118013.3075 | 37900.0898 | 42851.1781 | 0 | 539
418
419 |  | 572 | Maint of Underground Lines |  | F106 |  | 5655.4463 | 2045.492 | 1499.4942 | 448.2647 | 10.116 | 997.4271 | 50.3387 | 1.3929 | 2.3467 | 356.5813 | 114.5164 | 129.4763 | 0 | 543
420
421 |  | 573 | Maint of Misc Transmission Plant |  | F106 |  | 59539.8548 | 21534.6925 | 15786.494 | 4719.2763 | 106.5001 | 10500.7918 | 529.9595 | 14.6642 | 24.706 | 3754.0444 | 1205.615 | 1363.1109 | 0 | 547
422
423
424 |  | TOTAL TRANSMISSION EXPENSE |  |  |  |  | 25066575.4567 | 7810280.8474 | 6802750.4738 | 2180868.687 | 78149.7876 | 4978888.6054 | 249214.3638 | 7199.7608 | 17365.7835 | 1527733.1164 | 567481.5139 | 846642.5173 | 0
425
426
427
428
429
430
431
432
433
434
435
436 |  | Distribution - METER - Unbundled |  |  |  |  | D: DISTRIBUTION EXPENSE
437
438
439 |  | A |  | B | C |  | D | E | F | G | H | I | J | K | L | M | N | O
440 |  | FERC ACCT |  | DESCRIPTION | COS Factor |  | Utah Jurisdiction Normalized | Residential Sch 1 | General Large Dist. Sch 6 | General +1 MW Sch 8 | Street & Area Lighting Sch. 7,11,12 | General Trans Sch 9 | Irrigation Sch 10 | Traffic Signals Sch 15 | Outdoor Lighting Sch 15 | General Small Dist. Sch 23 | Industrial Cust 1 | Industrial Cust 2
441 |  | 580 | Operation Supervision & Eng |  | F131 |  | 0 | 0 | 0 | 0 | 0 | 0 | 0 | 0 | 0 | 0 | 0 | 0 | 0 | 555
442
443 |  | 581 | Load Dispatching |  | F20 |  | 0 | 0 | 0 | 0 | 0 | 0 | 0 | 0 | 0 | 0 | 0 | 0 | 0 | 560
444
445 |  | 582 | Station Expense |  | F120 |  | 0 | 0 | 0 | 0 | 0 | 0 | 0 | 0 | 0 | 0 | 0 | 0 | 0 | 565
446
447 |  | 583 | Overhead Line Expenses |  | F132 |  | 0 | 0 | 0 | 0 | 0 | 0 | 0 | 0 | 0 | 0 | 0 | 0 | 0 | 570
448
449 |  | 584 | Underground Line Expense |  | F133 |  | 0 | 0 | 0 | 0 | 0 | 0 | 0 | 0 | 0 | 0 | 0 | 0 | 0 | 575
450
451 |  | 585 | Street Lighting & Signal Systems |  | F130 |  | 0 | 0 | 0 | 0 | 0 | 0 | 0 | 0 | 0 | 0 | 0 | 0 | 0 | 580
452
453 |  | 586 | Meter Expenses |  | F127 |  | 0 | 0 | 0 | 0 | 0 | 0 | 0 | 0 | 0 | 0 | 0 | 0 | 0 | 585
454
455 |  | 587 | Customer Installation Expenses |  | F20 |  | 0 | 0 | 0 | 0 | 0 | 0 | 0 | 0 | 0 | 0 | 0 | 0 | 0 | 590
456
457 |  | 588 | Misc. Distribution Expenses |  | F131 |  | 0 | 0 | 0 | 0 | 0 | 0 | 0 | 0 | 0 | 0 | 0 | 0 | 0 | 595
458
459 |  | 589 | Rents |  | F131 |  | 0 | 0 | 0 | 0 | 0 | 0 | 0 | 0 | 0 | 0 | 0 | 0 | 0 | 600
460
461 |  | 590 | Maint Supervision & Engineering |  | F131 |  | 0 | 0 | 0 | 0 | 0 | 0 | 0 | 0 | 0 | 0 | 0 | 0 | 0 | 605
462
463 |  | 591 | Maintenance of Structures |  | F119 |  | 0 | 0 | 0 | 0 | 0 | 0 | 0 | 0 | 0 | 0 | 0 | 0 | 0 | 610
464
465 |  | 592 | Maint of Station Equipment |  | F120 |  | 0 | 0 | 0 | 0 | 0 | 0 | 0 | 0 | 0 | 0 | 0 | 0 | 0 | 615
466
467 |  | 593 | Maintenance of Overhead Lines |  | F134 |  | 0 | 0 | 0 | 0 | 0 | 0 | 0 | 0 | 0 | 0 | 0 | 0 | 0 | 620
468
469 |  | 594 | Maint of Underground Lines |  | F135 |  | 0 | 0 | 0 | 0 | 0 | 0 | 0 | 0 | 0 | 0 | 0 | 0 | 0 | 625
470
471 |  | 595 | Maint of Line Transformers |  | F125 |  | 0 | 0 | 0 | 0 | 0 | 0 | 0 | 0 | 0 | 0 | 0 | 0 | 0 | 630
472
473 |  | 596 | Maint of Street Lighting & Signals |  | F130 |  | 0 | 0 | 0 | 0 | 0 | 0 | 0 | 0 | 0 | 0 | 0 | 0 | 0 | 635
474
475 |  | 597 | Maintenance of Meters |  | F127 |  | 0 | 0 | 0 | 0 | 0 | 0 | 0 | 0 | 0 | 0 | 0 | 0 | 0 | 640
476
477 |  | 598 | Maint of Misc. Distribution Plant |  | F131 |  | 0 | 0 | 0 | 0 | 0 | 0 | 0 | 0 | 0 | 0 | 0 | 0 | 0 | 645
478
479 |  | TOTAL DISTRIBUTION EXPENSE |  |  |  |  | 0 | 0 | 0 | 0 | 0 | 0 | 0 | 0 | 0 | 0 | 0 | 0 | 0
480
481
482 | [6 empty] | D: CUSTOMER ACCOUNTS EXPENSE
483
484
485 |  | 901 | Supervision |  | F136 |  | 0 | 0 | 0 | 0 | 0 | 0 | 0 | 0 | 0 | 0 | 0 | 0 | 0 | 652
486
487 |  | 902 | Meter Reading Expense |  | F47 |  | 0 | 0 | 0 | 0 | 0 | 0 | 0 | 0 | 0 | 0 | 0 | 0 | 0 | 657
488
489 |  | 903 | Customer Receipts & Collections |  | F48 |  | 0 | 0 | 0 | 0 | 0 | 0 | 0 | 0 | 0 | 0 | 0 | 0 | 0 | 662
490
491 |  | 904 | Uncollectible Accounts |  | F80 |  | 0 | 0 | 0 | 0 | 0 | 0 | 0 | 0 | 0 | 0 | 0 | 0 | 0 | 668
492
493 |  | 905 | Misc. Customer Accounts Exp |  | F136 |  | 0 | 0 | 0 | 0 | 0 | 0 | 0 | 0 | 0 | 0 | 0 | 0 | 0 | 673
494
495 |  | TOTAL CUSTOMER ACCOUNTS EXPENSE |  |  |  |  | 0 | 0 | 0 | 0 | 0 | 0 | 0 | 0 | 0 | 0 | 0 | 0 | 0
496
497 |  | Distribution - METER - Unbundled |  |  |  |  | D: CUSTOMER SERVICE EXPENSE
498
499 |  | A |  | B | C |  | D | E | F | G | H | I | J | K | L | M | N | O
500 |  | FERC ACCT |  | DESCRIPTION | COS Factor |  | Utah Jurisdiction Normalized | Residential Sch 1 | General Large Dist. Sch 6 | General +1 MW Sch 8 | Street & Area Lighting Sch. 7,11,12 | General Trans Sch 9 | Irrigation Sch 10 | Traffic Signals Sch 15 | Outdoor Lighting Sch 15 | General Small Dist. Sch 23 | Industrial Cust 1 | Industrial Cust 2
501 |  | 907 | Supervision |  | F40 |  | 0 | 0 | 0 | 0 | 0 | 0 | 0 | 0 | 0 | 0 | 0 | 0 | 0 | 680
502
503 |  | 908 | Customer Assistance |  | F40 |  | 0 | 0 | 0 | 0 | 0 | 0 | 0 | 0 | 0 | 0 | 0 | 0 | 0 | 685
504
505 |  | 909 | Informational & Instructional Adv |  | F40 |  | 0 | 0 | 0 | 0 | 0 | 0 | 0 | 0 | 0 | 0 | 0 | 0 | 0 | 690
506
507 |  | 910 | Misc. Customer Service |  | F40 |  | 0 | 0 | 0 | 0 | 0 | 0 | 0 | 0 | 0 | 0 | 0 | 0 | 0 | 695
508
509 |  | TOTAL CUSTOMER SERVICE EXPENSE |  |  |  |  | 0 | 0 | 0 | 0 | 0 | 0 | 0 | 0 | 0 | 0 | 0 | 0 | 0
510
511
512 | [6 empty] | D: SALES EXPENSE
513
514
515 |  | 911 | Supervision |  | F40 |  | 0 | 0 | 0 | 0 | 0 | 0 | 0 | 0 | 0 | 0 | 0 | 0 | 0 | 702
516
517 |  | 912 | Demonstration & Selling Expense |  | F40 |  | 0 | 0 | 0 | 0 | 0 | 0 | 0 | 0 | 0 | 0 | 0 | 0 | 0 | 707
518
519 |  | 913 | Advertising Expense |  | F40 |  | 0 | 0 | 0 | 0 | 0 | 0 | 0 | 0 | 0 | 0 | 0 | 0 | 0 | 712
520
521 |  | 916 | Misc. Sales Expense |  | F40 |  | 0 | 0 | 0 | 0 | 0 | 0 | 0 | 0 | 0 | 0 | 0 | 0 | 0 | 717
522
523 |  | TOTAL SALES EXPENSE |  |  |  |  | 0 | 0 | 0 | 0 | 0 | 0 | 0 | 0 | 0 | 0 | 0 | 0 | 0
524
525
526 | [6 empty] | D: ADMINISTRATION & GENERAL EXPENSE
527
528
529 |  | 920 | Administrative & General Salaries |  | F102T |  | 33617.8137 | 12159.0703 | 8913.4818 | 2664.6311 | 60.1328 | 5929.0313 | 299.2295 | 8.2798 | 13.9497 | 2119.6351 | 680.7229 | 769.6493 | 0 | 723
530 |  |  |  | Customer - System | F42 |  | 0 | 0 | 0 | 0 | 0 | 0 | 0 | 0 | 0 | 0 | 0 | 0 | 0 | 724
531 |  |  |  | System Overheads | F102T |  | 2032083.4217 | 734974.7796 | 538789.9059 | 161067.9632 | 3634.8266 | 358389.9401 | 18087.4137 | 500.4853 | 843.2125 | 128124.7889 | 41147.402 | 46522.7038 | 0 | 725
532 |  |  |  | Administrative & General Salaries |  |  | 2065701.2354 | 747133.8499 | 547703.3878 | 163732.5943 | 3694.9594 | 364318.9714 | 18386.6432 | 508.7651 | 857.1622 | 130244.424 | 41828.1249 | 47292.3531 | 0
533
534 |  | 921 | Office Supplies & expenses |  | F102T |  | 7579.8338 | 2741.5147 | 2009.7295 | 600.7964 | 13.5582 | 1336.8232 | 67.4675 | 1.8669 | 3.1453 | 477.9157 | 153.4831 | 173.5334 | 0 | 729
535 |  |  |  | Customer - System | F42 |  | 0 | 0 | 0 | 0 | 0 | 0 | 0 | 0 | 0 | 0 | 0 | 0 | 0 | 730
536 |  |  |  | System Overheads | F102T |  | 211264.9308 | 76411.428 | 56015.1276 | 16745.3815 | 377.8936 | 37259.9004 | 1880.4524 | 52.0328 | 87.6643 | 13320.4545 | 4277.8771 | 4836.7187 | 0 | 731
537 |  |  |  | Office Supplies & expenses |  |  | 218844.7646 | 79152.9427 | 58024.8571 | 17346.1779 | 391.4518 | 38596.7236 | 1947.9199 | 53.8997 | 90.8096 | 13798.3702 | 4431.3602 | 5010.2521 | 0
538
539 |  | 922 | A&G Expenses Transferred |  | F102T |  | -978663.3775 | -353968.1947 | -259484.4008 | -77571.2823 | -1750.554 | -172602.7118 | -8711.0053 | -241.0367 | -406.0961 | -61705.6551 | -19816.8318 | -22405.6089 | 0 | 735
540
541 |  | 923 | Outside Services |  | F102T |  | 507.5158 | 183.561 | 134.5636 | 40.227 | 0.9078 | 89.5084 | 4.5174 | 0.125 | 0.21059 | 31.9993 | 10.2766 | 11.6191 | 0 | 738
542 |  |  |  | Customer - System | F42 |  | 0 | 0 | 0 | 0 | 0 | 0 | 0 | 0 | 0 | 0 | 0 | 0 | 0 | 739
543 |  |  |  | System Overheads | F102T |  | 430806.5807 | 155816.4238 | 114224.758 | 34146.7962 | 770.592 | 75979.5307 | 3834.5753 | 106.1041 | 178.7631 | 27162.7639 | 8723.3483 | 9862.9253 | 0 | 740
544 |  |  |  | Outside Services |  |  | 431314.0964 | 155999.9848 | 114359.3216 | 34187.0232 | 771.4998 | 76069.0391 | 3839.0926 | 106.2291 | 178.9737 | 27194.7632 | 8733.625 | 9874.5444 | 0
545
546 |  | 924 | Property Insurance |  | F102T |  | 172945.6643 | 62551.9111 | 45855.0949 | 13708.1015 | 309.3512 | 30501.6938 | 1539.3757 | 42.5951 | 71.7638 | 10904.3883 | 3501.955 | 3959.4339 | 0 | 744
547 |  |  |  | System Generation | F30 |  | 0 | 0 | 0 | 0 | 0 | 0 | 0 | 0 | 0 | 0 | 0 | 0 | 0 | 745
548 |  |  |  | System Overheads | F102T |  | 169028.3033 | 61135.059 | 44816.4395 | 13397.6018 | 302.3442 | 29810.8054 | 1504.5075 | 41.6303 | 70.1383 | 10657.395 | 3422.6329 | 3869.7494 |  | 746
549
550 |  | 925 | Injuries & Damages |  | F102T |  | 271000.3536 | 98016.8545 | 71853.4748 | 21480.159 | 484.7435 | 47795.1837 | 2412.1527 | 66.7451 | 112.4515 | 17086.8296 | 5487.4521 | 6204.3069 | 0 | 750
551
552 |  | 926 | Employee Pensions & Benefits |  | F138T |  | 0 | 0 | 0 | 0 | 0 | 0 | 0 | 0 | 0 | 0 | 0 | 0 | 0 | 757
553
554 |  | 927 | Franchise Requirements |  | F102 |  | 0 | 0 | 0 | 0 | 0 | 0 | 0 | 0 | 0 | 0 | 0 | 0 | 0 | 762
555
556 |  | 928 | Regulatory Commission Expense |  | F102 |  | 219073.2471 | 92622.8171 | 55991.6275 | 16159.9365 | 1048.8169 | 28425.8759 | 2196.5673 | 69.3506 | 83.973 | 15436.015 | 3295.5277 | 3742.7394 | 0 | 769
557 |  |  |  | Regulatory Expense | F103 |  | 0 | 0 | 0 | 0 | 0 | 0 | 0 | 0 | 0 | 0 | 0 | 0 | 0 | 771
558
559 |  | 929 | Duplicate Charges |  | F102T |  | -45117.5897 | -16318.3707 | -11962.5512 | -3576.1319 | -80.7027 | -7957.1981 | -401.5881 | -11.1121 | -18.7215 | -2844.7069 | -913.5804 | -1032.9262 | 0 | 776
560
561 |  | 930 | Misc General Expenses
562 |  |  |  | Situs | F102T |  | 2722.5819 | 984.718 | 721.8698 | 215.7986 | 4.8699 | 480.1702 | 24.2335 | 0.67055 | 1.1297 | 171.6614 | 55.1292 | 62.331 | 0 | 779
563 |  |  |  | Customer | F42 |  | 0 | 0 | 0 | 0 | 0 | 0 | 0 | 0 | 0 | 0 | 0 | 0 | 0 | 780
564 |  |  |  | Labor | F138T |  | 18934.1825 | 6848.2162 | 5020.24 | 1500.7702 | 33.8679 | 3339.3415 | 168.5317 | 4.6633 | 7.8567 | 1193.8182 | 383.3959 | 433.4809 | 0 | 781
565
566 |  | 931 | Rents |  | F102T |  | 119590.7735 | 43254.2294 | 31708.4923 | 9479.0608 | 213.9143 | 21091.7178 | 1064.468 | 29.4542 | 49.6242 | 7540.3118 | 2421.5786 | 2737.9221 | 0 | 787
567
568 |  | 935 | Maintenance of General Plant |  | F108 |  | 824629.3952 | 348355.6645 | 207834.2577 | 61198.7906 | 4806.8823 | 106090.7124 | 8630.229 | 312.5042 | 391.7758 | 58754.9007 | 12168.1834 | 16085.4946 | 0 | 793
569
570 |  | TOTAL ADMINISTRATIVE & GEN EXPENSE |  |  |  |  | 3490003.6305 | 1325769.6818 | 912442.111 | 271258.6001 | 10231.4447 | 565960.325 | 32601.1278 | 984.3585 | 1490.8409 | 228432.5154 | 64998.5526 | 75834.0728 | 0
571
572
573 |  | TOTAL O & M EXPENSE |  |  |  |  | 28556579.0872 | 9136050.5292 | 7715192.5847 | 2452127.2871 | 88381.2323 | 5544848.9304 | 281815.4916 | 8184.1193 | 18856.6243 | 1756165.6317 | 632480.0665 | 922476.59 | 0
574
575 |  | Distribution - METER - Unbundled |  |  |  |  | D: DEPRECIATION EXPENSE
576
577 |  | A |  | B | C |  | D | E | F | G | H | I | J | K | L | M | N | O
578 |  | FERC ACCT |  | DESCRIPTION | COS Factor |  | Utah Jurisdiction Normalized | Residential Sch 1 | General Large Dist. Sch 6 | General +1 MW Sch 8 | Street & Area Lighting Sch. 7,11,12 | General Trans Sch 9 | Irrigation Sch 10 | Traffic Signals Sch 15 | Outdoor Lighting Sch 15 | General Small Dist. Sch 23 | Industrial Cust 1 | Industrial Cust 2
579 |  | 403SP | Steam Depreciation |  | F30 |  | 0 | 0 | 0 | 0 | 0 | 0 | 0 | 0 | 0 | 0 | 0 | 0 | 0 | 805
580
581 |  | 403NP | Nuclear Depreciation |  | F30 |  | 0 | 0 | 0 | 0 | 0 | 0 | 0 | 0 | 0 | 0 | 0 | 0 | 0 | 809
582
583 |  | 403HP | Hydro Depreciation |  | F30 |  | 0 | 0 | 0 | 0 | 0 | 0 | 0 | 0 | 0 | 0 | 0 | 0 | 0 | 816
584
585 |  | 403OP | Other Production Depreciation |  | F30 |  | 0 | 0 | 0 | 0 | 0 | 0 | 0 | 0 | 0 | 0 | 0 | 0 | 0 | 819
586 |  |  |  | Simple Cycle Combustion Turbine | F30 |  | 0 | 0 | 0 | 0 | 0 | 0 | 0 | 0 | 0 | 0 | 0 | 0 | 0 | 820
587 |  |  |  | System Generation | F30 |  | 0 | 0 | 0 | 0 | 0 | 0 | 0 | 0 | 0 | 0 | 0 | 0 | 0 | 821
588 |  |  |  | Wind Generation | F30 |  | 0 | 0 | 0 | 0 | 0 | 0 | 0 | 0 | 0 | 0 | 0 | 0 | 0 | 822
589 |  |  |  | Total 403OP |  |  | 0 | 0 | 0 | 0 | 0 | 0 | 0 | 0 | 0 | 0 | 0 | 0 | 0
590
591 |  | 403TP | Transmission Depreciation |  | F106 |  | 10832749.2468 | 3918046.5748 | 2872212.7673 | 858630.5258 | 19376.7463 | 1910526.0701 | 96421.4436 | 2668.0164 | 4495.0466 | 683015.1241 | 219350.979 | 248005.9527 | 0 | 829
592
593 |  | 403 | Distribution Depreciation
594 |  |  |  | Land Rights | F118 |  | 0 | 0 | 0 | 0 | 0 | 0 | 0 | 0 | 0 | 0 | 0 | 0 | 0 | 832
595 |  |  |  | Structures | F119 |  | 0 | 0 | 0 | 0 | 0 | 0 | 0 | 0 | 0 | 0 | 0 | 0 | 0 | 833
596 |  |  |  | Station Equip | F120 |  | 0 | 0 | 0 | 0 | 0 | 0 | 0 | 0 | 0 | 0 | 0 | 0 | 0 | 834
597 |  |  |  | Poles & Towers | F121 |  | 0 | 0 | 0 | 0 | 0 | 0 | 0 | 0 | 0 | 0 | 0 | 0 | 0 | 836
598 |  |  |  | OH Conductors | F122 |  | 0 | 0 | 0 | 0 | 0 | 0 | 0 | 0 | 0 | 0 | 0 | 0 | 0 | 837
599 |  |  |  | UG Conduit | F123 |  | 0 | 0 | 0 | 0 | 0 | 0 | 0 | 0 | 0 | 0 | 0 | 0 | 0 | 838
600 |  |  |  | UG Conductor | F124 |  | 0 | 0 | 0 | 0 | 0 | 0 | 0 | 0 | 0 | 0 | 0 | 0 | 0 | 839
601 |  |  |  | Line Transformer | F125 |  | 0 | 0 | 0 | 0 | 0 | 0 | 0 | 0 | 0 | 0 | 0 | 0 | 0 | 840
602 |  |  |  | Services | F126 |  | 0 | 0 | 0 | 0 | 0 | 0 | 0 | 0 | 0 | 0 | 0 | 0 | 0 | 841
603 |  |  |  | Meters | F127 |  | 0 | 0 | 0 | 0 | 0 | 0 | 0 | 0 | 0 | 0 | 0 | 0 | 0 | 842
604 |  |  |  | Inst Cust Premises | F128 |  | 0 | 0 | 0 | 0 | 0 | 0 | 0 | 0 | 0 | 0 | 0 | 0 | 0 | 843
605 |  |  |  | Leased Property | F129 |  | 0 | 0 | 0 | 0 | 0 | 0 | 0 | 0 | 0 | 0 | 0 | 0 | 0 | 844
606 |  |  |  | Street Lighting | F130 |  | 0 | 0 | 0 | 0 | 0 | 0 | 0 | 0 | 0 | 0 | 0 | 0 | 0 | 845
607 |  |  | Total Distribution Expense |  |  |  | 0 | 0 | 0 | 0 | 0 | 0 | 0 | 0 | 0 | 0 | 0 | 0 | 0
608
609 |  | 403GP | General Depreciation
610 |  |  |  | Situs | F107T |  | 352697.2399 | 127565.4205 | 93514.7203 | 27955.6565 | 630.8763 | 62203.7173 | 3139.3302 | 86.8664 | 146.3516 | 22237.8958 | 7141.7221 | 8074.6829 | 0 | 849
611 |  |  |  | System Generation | F105T |  | 1276.2709 | 461.6085 | 338.3925 | 101.1604 | 2.2829 | 225.0905 | 11.36 | 0.31433 | 0.52959 | 80.4701 | 25.843 | 29.2191 | 0 | 850
612 |  |  |  | System Generation | F105T |  | 2917.7612 | 1055.3115 | 773.62 | 231.269 | 5.2191 | 514.5932 | 25.9708 | 0.71862 | 1.2107 | 183.9676 | 59.0814 | 66.7995 | 0 | 851
613 |  |  |  | Energy | F30 |  | 0 | 0 | 0 | 0 | 0 | 0 | 0 | 0 | 0 | 0 | 0 | 0 | 0 | 852
614 |  |  |  | Customer - System | F42 |  | 0 | 0 | 0 | 0 | 0 | 0 | 0 | 0 | 0 | 0 | 0 | 0 | 0 | 853
615 |  |  |  | System Generation | F105T |  | 533636.1411 | 193008.3682 | 141489.155 | 42297.3218 | 954.5252 | 94115.1444 | 4749.8531 | 131.4302 | 221.4322 | 33646.2653 | 10805.5312 | 12217.1147 | 0 | 854
616 |  |  |  | System Overheads | F102T |  | 375129.3888 | 135678.7999 | 99462.4167 | 29733.6841 | 671.0011 | 66159.9803 | 3338.997 | 92.3913 | 155.6598 | 23652.2641 | 7595.9479 | 8588.2466 | 0 | 855
617 |  |  |  | Simple Cycle Combustion Turbine | F30 |  | 450.8979 | 131.0945 | 123.5393 | 40.6812 | 1.655 | 93.7353 | 4.6781 | 0.13719 | 0.36448 | 27.0863 | 10.6561 | 17.2703 | 0 | 856
618 |  |  |  | Cholla | F30 |  | 8924.5598 | 2594.7356 | 2445.1971 | 805.198 | 32.7573 | 1855.2901 | 92.5938 | 2.7153 | 7.2142 | 536.1153 | 210.9152 | 341.8279 | 0 | 857
619 |  |  | Total General Expense |  |  |  | 1275032.2597 | 460495.3386 | 338147.0409 | 101164.971 | 2298.3169 | 225167.5511 | 11362.783 | 314.5733 | 532.7626 | 80364.0645 | 25849.697 | 29335.1608 | 0
620
621 |  | 403GV0 | General Vehicles |  | F105T |  | 0 | 0 | 0 | 0 | 0 | 0 | 0 | 0 | 0 | 0 | 0 | 0 | 0 | 862
622
623 |  | 403MP | Mining Depreciation |  | F30 |  | 0 | 0 | 0 | 0 | 0 | 0 | 0 | 0 | 0 | 0 | 0 | 0 | 0 | 866
624
625 |  | 403EP | Experimental Plant Depreciation |  | F30 |  | 0 | 0 | 0 | 0 | 0 | 0 | 0 | 0 | 0 | 0 | 0 | 0 | 0 | 871
626
627
628 |  | TOTAL DEPRECIATION EXPENSE |  |  |  |  | 12107781.5065 | 4378541.9134 | 3210359.8082 | 959795.4968 | 21675.0632 | 2135693.6212 | 107784.2266 | 2982.5897 | 5027.8093 | 763379.1886 | 245200.676 | 277341.1136 | 0
629
630 | [6 empty] | D: AMORTIZATION EXPENSE
631
632
633 |  | 404CLG | Amort of LT Plant - Cap. Lease Gen
634 |  |  | Situs |  | F30 |  | -77.0472 | -22.4008 | -21.1098 | -6.9514 | -0.2828 | -16.017 | -0.79938 | -0.023442 | -0.062281 | -4.6284 | -1.8209 | -2.9511 | 0 | 876
635 |  |  | System Generation |  | F30 |  | 0 | 0 | 0 | 0 | 0 | 0 | 0 | 0 | 0 | 0 | 0 | 0 | 0 | 877
636 |  |  | System Overheads |  | F102T |  | 15226.1705 | 5507.0826 | 4037.0916 | 1206.864 | 27.2353 | 2685.3752 | 135.5269 | 3.7501 | 6.3181 | 960.0245 | 308.3128 | 348.5893 | 0 | 878
637 |  |  | System Generation |  | F30 |  | 0 | 0 | 0 | 0 | 0 | 0 | 0 | 0 | 0 | 0 | 0 | 0 | 0 | 879
638 |  |  | Customer - System |  | F42 |  | 0 | 0 | 0 | 0 | 0 | 0 | 0 | 0 | 0 | 0 | 0 | 0 | 0 | 880
639 |  |  | System Generation |  | F30 |  | 0 | 0 | 0 | 0 | 0 | 0 | 0 | 0 | 0 | 0 | 0 | 0 | 0 | 881
640 |  |  | Total Amort. Cap. Lease General |  |  |  | 15149.1234 | 5484.6819 | 4015.9819 | 1199.9126 | 26.9525 | 2669.3581 | 134.7276 | 3.7266 | 6.2558 | 955.3961 | 306.4919 | 345.6383 | 0
641
642 |  | 404CLS | Amort of LT Plant - Cap Lease Steam |  | F30 |  | 0 | 0 | 0 | 0 | 0 | 0 | 0 | 0 | 0 | 0 | 0 | 0 | 0 | 886
643
644 |  | 404IP | Amort of LT Plant - Intangible Plant
645 |  |  |  | Situs | F107T |  | -474797.5192 | -171727.3013 | -125888.587 | -37633.6269 | -849.2794 | -83738.026 | -4226.1351 | -116.9387 | -197.0171 | -29936.4343 | -9614.1153 | -10870.0579 | 0 | 889
646 |  |  |  | Energy | F30 |  | 0 | 0 | 0 | 0 | 0 | 0 | 0 | 0 | 0 | 0 | 0 | 0 | 0 | 890
647 |  |  |  | System Generation | F105T |  | 203189.338 | 73490.6044 | 53873.9518 | 16105.29 | 363.4487 | 35835.6423 | 1808.5722 | 50.0439 | 84.3134 | 12811.2807 | 4114.3554 | 4651.8353 | 0 | 891
648 |  |  |  | System Overheads | F102T |  | 234213.1221 | 84711.4523 | 62099.6484 | 18564.3119 | 418.9415 | 41307.1756 | 2084.7125 | 57.6848 | 97.1867 | 14767.3597 | 4742.5521 | 5362.0967 | 0 | 892
649 |  |  |  | Customer - System | F42 |  | 0 | 0 | 0 | 0 | 0 | 0 | 0 | 0 | 0 | 0 | 0 | 0 | 0 | 893
650 |  |  |  | System Generation | F105T |  | 45210.7342 | 16352.0597 | 11987.2477 | 3583.5147 | 80.8693 | 7973.6256 | 402.4172 | 11.135 | 18.7602 | 2850.5797 | 915.4665 | 1035.0587 | 0 | 894
651 |  |  |  | System Generation | F105T |  | 5385.7929 | 1947.9623 | 1427.9979 | 426.8913 | 9.6337 | 949.8695 | 47.9385 | 1.3265 | 2.2348 | 339.5794 | 109.0562 | 123.3028 | 0 | 895
652 |  |  |  | System Generation | F105T |  | 0 | 0 | 0 | 0 | 0 | 0 | 0 | 0 | 0 | 0 | 0 | 0 | 0 | 896
653 |  |  |  | System Generation | F105T |  | 0 | 0 | 0 | 0 | 0 | 0 | 0 | 0 | 0 | 0 | 0 | 0 | 0 | 897
654 |  |  |  | System Generation | F105T |  | 4435.8278 | 1604.3739 | 1176.1226 | 351.5947 | 7.9345 | 782.3282 | 39.483 | 1.0925 | 1.8406 | 279.6832 | 89.8205 | 101.5542 | 0 | 898
655 |  |  |  | System Generation | F30 |  | 0 | 0 | 0 | 0 | 0 | 0 | 0 | 0 | 0 | 0 | 0 | 0 | 0 | 899
656 |  |  | Total Amort. Intangible Plant |  |  |  | 17637.2958 | 6379.1513 | 4676.3813 | 1397.9757 | 31.5482 | 3110.6151 | 156.9882 | 4.3439 | 7.3186 | 1112.0482 | 357.1354 | 403.7899 | 0
657
658 |  | Distribution - METER - Unbundled |  |  |  |  | D: AMORTIZATION EXPENSE (continued)
659
660
661 |  | A |  | B | C |  | D | E | F | G | H | I | J | K | L | M | N | O
662 |  | FERC ACCT |  | DESCRIPTION | COS Factor |  | Utah Jurisdiction Normalized | Residential Sch 1 | General Large Dist. Sch 6 | General +1 MW Sch 8 | Street & Area Lighting Sch. 7,11,12 | General Trans Sch 9 | Irrigation Sch 10 | Traffic Signals Sch 15 | Outdoor Lighting Sch 15 | General Small Dist. Sch 23 | Industrial Cust 1 | Industrial Cust 2
663 |  | 404O | Amort of LT Plant - Other Plant |  | F30 |  | 0 | 0 | 0 | 0 | 0 | 0 | 0 | 0 | 0 | 0 | 0 | 0 | 0 | 904
664
665 |  | 404HP | Amort of Other Electric Plant |  | F30 |  | 0 | 0 | 0 | 0 | 0 | 0 | 0 | 0 | 0 | 0 | 0 | 0 | 0 | 909
666
667 |  | 405 | Amort of Other Electric Plant |  | F30 |  | 0 | 0 | 0 | 0 | 0 | 0 | 0 | 0 | 0 | 0 | 0 | 0 | 0 | 917
668
669 |  | 406 | Amort of Plant Acquisition Adj |  | F30 |  | 0 | 0 | 0 | 0 | 0 | 0 | 0 | 0 | 0 | 0 | 0 | 0 | 0 | 925
670
671 |  | 407 | Amort of Prop Losses, Unrec Plant, |  | F151 |  | 0 | 0 | 0 | 0 | 0 | 0 | 0 | 0 | 0 | 0 | 0 | 0 | 0 | 934
672
673
674 |  | TOTAL AMORTIZATION EXPENSE |  |  |  |  | 32786.4192 | 11863.8332 | 8692.3632 | 2597.8883 | 58.5007 | 5779.9733 | 291.7157 | 8.0706 | 13.5744 | 2067.4444 | 663.6273 | 749.4282 | 0
675
676
677 | [6 empty] | D: TAX OTHER THAN INCOME
678
679
680 |  | 408 | Total Taxes Other Than Income |  | F101T |  | 3933966.9861 | 1422459.3252 | 1048377.5792 | 313085.3125 | 7003.0453 | 688896.3795 | 35120.7572 | 905.7214 | 1523.5316 | 245811.0425 | 80139.769 | 90644.5228 | 0 | 947
681
682
683 | [6 empty] | D: DEFERRED ITC
684
685
686 |  | 41140 | Deferred I T C - Federal |  | F101T |  | -238130.9548 | -86104.3314 | -63460.409 | -18951.6853 | -423.9085 | -41700.2871 | -2125.9303 | -54.8251 | -92.2224 | -14879.4381 | -4851.0218 | -5486.8958 | 0 | 952
687
688 |  | 41141 | Deferred I T C - Idaho |  | F101T |  | 0 | 0 | 0 | 0 | 0 | 0 | 0 | 0 | 0 | 0 | 0 | 0 | 0 | 955
689
690 |  | TOTAL DEFERRED ITC |  |  |  |  | -238130.9548 | -86104.3314 | -63460.409 | -18951.6853 | -423.9085 | -41700.2871 | -2125.9303 | -54.8251 | -92.2224 | -14879.4381 | -4851.0218 | -5486.8958 | 0
691
692 |  | 427 | Interest on Long-Term Debt |  |  |  | 9516235.6835 | 2310736.579 | 2656956.8734 | 923279.3856 | 46206.8504 | 2209019.5876 | 107385.3579 | 3079.7509 | 9802.874 | 544066.4665 | 247503.306 | 458198.6523 | 0
693
694 |  | 428-432 |  | Electric Interest Deductions for Tax | F104T |  | 47751.8962 | 17271.1802 | 12661.0298 | 3784.9378 | 85.4148 | 8421.757 | 425.0363 | 11.7609 | 19.8147 | 3010.8058 | 966.9214 | 1093.2375 | 0 | 984
695
696 | [6 empty] | D: DEFERRED INCOME TAXES
697
698
699 |  | 41010 | Deferred Income Tax - Federal-DR |  | F101T |  | 20403072.2839 | 7377423.4853 | 5437291.0612 | 1623781.36 | 36320.4978 | 3572882.7103 | 182149.812 | 4697.4209 | 7901.6231 | 1274871.0111 | 415635.7958 | 470117.5064 | 0 | 1010
700
701 |  | 41020 | Deferred Income Tax - State-DR |  | F101T |  | 0 | 0 | 0 | 0 | 0 | 0 | 0 | 0 | 0 | 0 | 0 | 0 | 0 | 1025
702
703 |  | 41120 | Deferred Income Tax - Federal-CR |  | F101T |  | -7660042.8238 | -2769748.5477 | -2041353.4685 | -609625.579 | -13636.0135 | -1341387.9138 | -68385.552 | -1763.5798 | -2966.5518 | -478632.1591 | -156044.5383 | -176498.9204 | 0 | 1044
704
705 |  | 41111 | Deferred Income Tax - State-CR |  | F101T |  | 0 | 0 | 0 | 0 | 0 | 0 | 0 | 0 | 0 | 0 | 0 | 0 | 0 | 1059
706
707 |  | TOTAL DEFERRED INCOME TAXES |  |  |  |  | 12743029.4601 | 4607674.9376 | 3395937.5927 | 1014155.781 | 22684.4843 | 2231494.7965 | 113764.26 | 2933.8412 | 4935.0713 | 796238.852 | 259591.2575 | 293618.586 | 0
708
709 |  | SCHMAF | Additions - Flow Through
710 |  |  |  | S | F101T |  | 0 | 0 | 0 | 0 | 0 | 0 | 0 | 0 | 0 | 0 | 0 | 0 | 0 | 1064
711 |  |  |  | SNP | F104T |  | 0 | 0 | 0 | 0 | 0 | 0 | 0 | 0 | 0 | 0 | 0 | 0 | 0 | 1065
712 |  |  |  | SO | F102T |  | 0 | 0 | 0 | 0 | 0 | 0 | 0 | 0 | 0 | 0 | 0 | 0 | 0 | 1066
713 |  |  |  | SE | F30 |  | 0 | 0 | 0 | 0 | 0 | 0 | 0 | 0 | 0 | 0 | 0 | 0 | 0 | 1067
714 |  |  |  | TROJP | F30 |  | 0 | 0 | 0 | 0 | 0 | 0 | 0 | 0 | 0 | 0 | 0 | 0 | 0 | 1068
715 |  |  |  | SG | F30 |  | 0 | 0 | 0 | 0 | 0 | 0 | 0 | 0 | 0 | 0 | 0 | 0 | 0 | 1069
716
717
718 |  | SCHMAP | Additions - Permanent
719 |  |  |  | S | F101T |  | 0 | 0 | 0 | 0 | 0 | 0 | 0 | 0 | 0 | 0 | 0 | 0 | 0 | 1073
720 |  |  |  | SE | F30 |  | 0 | 0 | 0 | 0 | 0 | 0 | 0 | 0 | 0 | 0 | 0 | 0 | 0 | 1074
721 |  |  |  | SNP | F104T |  | 0 | 0 | 0 | 0 | 0 | 0 | 0 | 0 | 0 | 0 | 0 | 0 | 0 | 1075
722 |  |  |  | SO | F102T |  | 0 | 0 | 0 | 0 | 0 | 0 | 0 | 0 | 0 | 0 | 0 | 0 | 0 | 1076
723 |  |  |  | SG | F30 |  | 0 | 0 | 0 | 0 | 0 | 0 | 0 | 0 | 0 | 0 | 0 | 0 | 0 | 1077
724 |  |  |  | BADDEBT | F80 |  | 971.6058 | 875.4538 | 45.3903 | 13.14 | 0 | 23.3553 | 2.6481 | 0 | 0 | 11.6183 | 0 | 0 | 0 | 1078
725
726
727 |  | SCHMAT | Additions - Temporary
728 |  |  |  | S | F101T |  | 16669.1757 | 6027.3064 | 4442.231 | 1326.6187 | 29.6736 | 2919.0217 | 148.8152 | 3.8378 | 6.4556 | 1041.5612 | 339.5717 | 384.0829 | 0 | 1082
729 |  |  |  | SGCT | F30 |  | 0 | 0 | 0 | 0 | 0 | 0 | 0 | 0 | 0 | 0 | 0 | 0 | 0 | 1083
730 |  |  |  | CIAC | F104T |  | 0 | 0 | 0 | 0 | 0 | 0 | 0 | 0 | 0 | 0 | 0 | 0 | 0 | 1084
731 |  |  |  | SNP | F104T |  | 649041.048 | 234748.8954 | 172087.9937 | 51444.6584 | 1160.9535 | 114468.0411 | 5777.0695 | 159.8536 | 269.3197 | 40922.7003 | 13142.3409 | 14859.2219 | 0 | 1085
732 |  |  |  | TROJD | F30 |  | 0 | 0 | 0 | 0 | 0 | 0 | 0 | 0 | 0 | 0 | 0 | 0 | 0 | 1086
733 |  |  |  | SG | F30 |  | 0 | 0 | 0 | 0 | 0 | 0 | 0 | 0 | 0 | 0 | 0 | 0 | 0 | 1087
734 |  |  |  | SE | F30 |  | 0 | 0 | 0 | 0 | 0 | 0 | 0 | 0 | 0 | 0 | 0 | 0 | 0 | 1088
735 |  |  |  | SG | F30 |  | 0 | 0 | 0 | 0 | 0 | 0 | 0 | 0 | 0 | 0 | 0 | 0 | 0 | 1089
736 |  |  |  | GPS | F102T |  | 5507.5253 | 1991.9912 | 1460.2742 | 436.5401 | 9.8514 | 971.3389 | 49.022 | 1.3565 | 2.2853 | 347.2547 | 111.5212 | 126.0898 | 0 | 1090
737 |  |  |  | SO | F102T |  | 500361.0593 | 180973.2589 | 132666.5457 | 39659.8564 | 895.0054 | 88246.5593 | 4453.6742 | 123.2348 | 207.6247 | 31548.2398 | 10131.7482 | 11455.3119 | 0 | 1091
738 |  |  |  | SNPD | F104T |  | 40359.4697 | 14597.4449 | 10700.9876 | 3198.9951 | 72.1918 | 7117.9927 | 359.2369 | 9.9402 | 16.7472 | 2544.7057 | 817.2332 | 923.9944 | 0 | 1092
739 |  |  |  | BADDEBT | F80 |  | 0 | 0 | 0 | 0 | 0 | 0 | 0 | 0 | 0 | 0 | 0 | 0 | 0 | 1093
740 |  |  |  | TAXDEPR | F151T |  | 0 | 0 | 0 | 0 | 0 | 0 | 0 | 0 | 0 | 0 | 0 | 0 | 0 | 1094
741 |  |  |  | SCHMDEXP | F151T |  | 12559987.3086 | 4542777.7647 | 3330186.1133 | 995538.8702 | 22466.3619 | 2215120.039 | 111795.8099 | 3093.4307 | 5211.7803 | 791921.6527 | 254325.0685 | 287550.4173 | 0 | 1095
742
743
744 |  | TOTAL SCHEDULE - M ADDITIONS |  |  |  |  | 13772897.1925 | 4981992.1153 | 3651589.5358 | 1091618.6788 | 24634.0377 | 2428866.3479 | 122586.2758 | 3391.6535 | 5714.2128 | 868337.7329 | 278867.4838 | 315299.1182 | 0
745
746 |  | SCHMDF | Deductions - Flow Through
747 |  |  |  | S | F101T |  | 0 | 0 | 0 | 0 | 0 | 0 | 0 | 0 | 0 | 0 | 0 | 0 | 0 | 1101
748 |  |  |  | DGP | F30 |  | 0 | 0 | 0 | 0 | 0 | 0 | 0 | 0 | 0 | 0 | 0 | 0 | 0 | 1102
749 |  |  |  | DGU | F30 |  | 0 | 0 | 0 | 0 | 0 | 0 | 0 | 0 | 0 | 0 | 0 | 0 | 0 | 1103
750
751 |  | SCHMDP | Deductions - Permanent
752 |  |  |  | S | F101T |  | 0 | 0 | 0 | 0 | 0 | 0 | 0 | 0 | 0 | 0 | 0 | 0 | 0 | 1106
753 |  |  |  | SE | F30 |  | 0 | 0 | 0 | 0 | 0 | 0 | 0 | 0 | 0 | 0 | 0 | 0 | 0 | 1107
754 |  |  |  | SNP | F104T |  | 1725.5218 | 624.0967 | 457.5082 | 136.7693 | 3.0865 | 304.3214 | 15.3588 | 0.42498 | 0.71601 | 108.7959 | 34.9398 | 39.5043 | 0 | 1108
755 |  |  |  | IBT | F150T |  | 15.2245 | 36.4104 | -48.6482 | -7.417 | -1.5187 | 33.1686 | 1.0656 | -0.074118 | -0.43039 | -9.4072 | 10.5056 | 1.57 | 0 | 1109
756 |  |  |  | SG | F30 |  | 0 | 0 | 0 | 0 | 0 | 0 | 0 | 0 | 0 | 0 | 0 | 0 | 0 | 1110
757 |  |  |  | SO | F102T |  | -255.378 | -92.3665 | -67.7113 | -20.2419 | -0.4568 | -45.0399 | -2.2731 | -0.062897 | -0.10597 | -16.1018 | -5.1711 | -5.8466 | 0 | 1111
758
759
760 |  | SCHMDT | Deductions - Temporary
761 |  |  |  | S | F101T |  | 245420.9549 | 88740.2785 | 65403.1484 | 19531.861 | 436.8857 | 42976.875 | 2191.0122 | 56.5035 | 95.0457 | 15334.9484 | 4999.5281 | 5654.8683 | 0 | 1115
762 |  |  |  | BADDEBT | F80 |  | 0 | 0 | 0 | 0 | 0 | 0 | 0 | 0 | 0 | 0 | 0 | 0 | 0 | 1116
763 |  |  |  | SNP | F104T |  | 1358991.1815 | 491527.7388 | 360325.5397 | 107717.1271 | 2430.8563 | 239678.3052 | 12096.2866 | 334.7086 | 563.9137 | 85685.7807 | 27518.0213 | 31112.9035 | 0 | 1117
764 |  |  |  | CN | F40 |  | 0 | 0 | 0 | 0 | 0 | 0 | 0 | 0 | 0 | 0 | 0 | 0 | 0 | 1118
765 |  |  |  | TROJD | F30 |  | 6452.3481 | 1875.9623 | 1767.8477 | 582.1484 | 23.6831 | 1341.3521 | 66.9442 | 1.9631 | 5.2158 | 387.6048 | 152.4891 | 247.1374 | 0 | 1119
766 |  |  |  | DGP | F30 |  | 0 | 0 | 0 | 0 | 0 | 0 | 0 | 0 | 0 | 0 | 0 | 0 | 0 | 1120
767 |  |  |  | SE | F30 |  | 0 | 0 | 0 | 0 | 0 | 0 | 0 | 0 | 0 | 0 | 0 | 0 | 0 | 1121
768 |  |  |  | SG | F30 |  | 13096.9857 | 3807.831 | 3588.3799 | 1181.6456 | 48.0721 | 2722.6785 | 135.8835 | 3.9848 | 10.587 | 786.7608 | 309.5227 | 501.6399 | 0 | 1122
769 |  |  |  | GPS | F102T |  | -1053034.6211 | -380867.1831 | -279203.3134 | -83466.1312 | -1883.5832 | -185719.2529 | -9372.9778 | -259.3537 | -436.9565 | -66394.8326 | -21322.7658 | -24108.271 | 0 | 1123
770 |  |  |  | SO | F102T |  | 538495.8333 | 194766.0476 | 142777.6617 | 42682.513 | 963.2178 | 94972.2277 | 4793.1088 | 132.6271 | 223.4487 | 33952.6735 | 10903.9345 | 12328.3729 | 0 | 1124
771 |  |  |  | TAXDEPR | F151T |  | 45472408.9631 | 16446756.1367 | 12056667.0289 | 3604267.2285 | 81337.6296 | 8019661.3135 | 404747.6055 | 11199.5134 | 18868.8251 | 2867087.7107 | 920763.1538 | 1041052.8173 | 0 | 1125
772 |  |  |  | SNPD | F104T |  | 0 | 0 | 0 | 0 | 0 | 0 | 0 | 0 | 0 | 0 | 0 | 0 | 0 | 1126
773
774
775 |  | TOTAL SCHEDULE - M DEDUCTIONS |  |  |  |  | 46583317.0138 | 16847174.9523 | 12351667.4415 | 3692605.5027 | 83357.8725 | 8215925.9493 | 414672.0142 | 11470.2348 | 19330.2591 | 2936923.9333 | 943364.158 | 1066824.696 | 0
776
777 |  | TOTAL SCHEDULE - M ADJUSTMENTS |  |  |  |  | -32810419.8213 | -11865182.837 | -8700077.9057 | -2600986.8239 | -58723.8348 | -5787059.6014 | -292085.7384 | -8078.5813 | -13616.0463 | -2068586.2004 | -664496.6742 | -751525.5778 | 0
778
779
780
781 | [6 empty] | D: INCOME TAXES
782
783 |  |  | State Income Taxes Before Credits |  | F150T |  | -26554.6669 | -221683.6133 | 127647.792 | 44119.0936 | 13326.439 | -12507.7542 | 440.5108 | 372.3043 | 3485.2835 | 10857.1653 | -20917.4311 | 28305.5432 | 0 | 1134
784 |  |  | Renewable Energy Credits |  | F30 |  | 0 | 0 | 0 | 0 | 0 | 0 | 0 | 0 | 0 | 0 | 0 | 0 | 0 | 1136
785 |  | 40911 | State Income Taxes |  |  |  | -26554.6669 | -221683.6133 | 127647.792 | 44119.0936 | 13326.439 | -12507.7542 | 440.5108 | 372.3043 | 3485.2835 | 10857.1653 | -20917.4311 | 28305.5432 | 0
786
787 |  | Calculation of Taxable Income
788
789 |  |  | Operating Revenues |  |  |  | 85529849.8543 | 23937030.3065 | 25927763.7433 | 8156838.7348 | 514074.4855 | 15947118.2934 | 826682.5331 | 31231.7404 | 125259.0047 | 5566067.6573 | 1392677.6177 | 3105105.7377 | 0
790 |  |  | Operating Deductions
791 |  |  | O & M Expenses |  |  |  | 28556579.0872 | 9136050.5292 | 7715192.5847 | 2452127.2871 | 88381.2323 | 5544848.9304 | 281815.4916 | 8184.1193 | 18856.6243 | 1756165.6317 | 632480.0665 | 922476.59 | 0
792 |  |  | Depreciation Expense |  |  |  | 12107781.5065 | 4378541.9134 | 3210359.8082 | 959795.4968 | 21675.0632 | 2135693.6212 | 107784.2266 | 2982.5897 | 5027.8093 | 763379.1886 | 245200.676 | 277341.1136 | 0
793 |  |  | Amortization Expense |  |  |  | 32786.4192 | 11863.8332 | 8692.3632 | 2597.8883 | 58.5007 | 5779.9733 | 291.7157 | 8.0706 | 13.5744 | 2067.4444 | 663.6273 | 749.4282 | 0
794 |  |  | Taxes Other Than Income |  |  |  | 3933966.9861 | 1422459.3252 | 1048377.5792 | 313085.3125 | 7003.0453 | 688896.3795 | 35120.7572 | 905.7214 | 1523.5316 | 245811.0425 | 80139.769 | 90644.5228 | 0
795 |  |  | Interest & Dividends (AFUDC-Equity) |  | F104T |  | -890755.6545 | -322173.6231 | -236176.6701 | -70603.5781 | -1593.3135 | -157098.0066 | -7928.5545 | -219.386 | -369.6193 | -56163.0529 | -18036.7859 | -20393.0645 | 0 | 1147
796 |  |  | Misc Revenue & Expense |  |  |  | -11.3341 | -3.2953 | -3.1054 | -1.0226 | -0.041602 | -2.3562 | -0.11759 | -0.0034484 | -0.009162 | -0.68086 | -0.26786 | -0.43412 | 0
797 |  |  | Total Operating Deductions |  |  |  | 43740347.0104 | 14626738.6826 | 11746442.5598 | 3657001.384 | 115524.4864 | 8218118.5416 | 417083.519 | 11861.1115 | 25051.9111 | 2711259.5735 | 940447.085 | 1270818.1559 | 0
798 |  |  | Other Deductions
799 |  |  | Interest Deductions |  | F101T |  | 9563987.5797 | 2328007.7592 | 2669617.9031 | 927064.3234 | 46292.2652 | 2217441.3446 | 107810.3942 | 3091.5118 | 9822.6887 | 547077.2723 | 248470.2274 | 459291.8898 | 0
800 |  |  | Interest on PCRBS |  |  |  | 0 | 0 | 0 | 0 | 0 | 0 | 0 | 0 | 0 | 0 | 0 | 0 | 0
801 |  |  | Schedule M Adjustments |  |  |  | -32810419.8213 | -11865182.837 | -8700077.9057 | -2600986.8239 | -58723.8348 | -5787059.6014 | -292085.7384 | -8078.5813 | -13616.0463 | -2068586.2004 | -664496.6742 | -751525.5778 | 0
802
803 |  |  | Income Before State Taxes |  |  |  | -584904.5571 | -4882898.9723 | 2811625.3747 | 971786.2034 | 293533.8991 | -275501.1942 | 9702.8815 | 8200.5358 | 76768.3585 | 239144.6111 | -460736.3689 | 623470.1141 | 0
804
805 |  |  | State Income Taxes |  |  |  | -26554.6669 | -221683.6133 | 127647.792 | 44119.0936 | 13326.439 | -12507.7542 | 440.5108 | 372.3043 | 3485.2835 | 10857.1653 | -20917.4311 | 28305.5432 | 0
806
807 |  |  | Adjustments to Calculated Tax:
808 |  |  |  | PMI | F30 |  | 0 | 0 | 0 | 0 | 0 | 0 | 0 | 0 | 0 | 0 | 0 | 0 | 0 | 1166
809 |  |  |  | Renewable Energy Credits | F30 |  | 0 | 0 | 0 | 0 | 0 | 0 | 0 | 0 | 0 | 0 | 0 | 0 | 0 | 1167
810 |  |  |  | System Overheads | F102T |  | 0 | 0 | 0 | 0 | 0 | 0 | 0 | 0 | 0 | 0 | 0 | 0 | 0 | 1168
811 |  |  |  | Situs | F107T |  | 0 | 0 | 0 | 0 | 0 | 0 | 0 | 0 | 0 | 0 | 0 | 0 | 0 | 1169
812 |  |  |  | Total Adjustments |  |  | 0 | 0 | 0 | 0 | 0 | 0 | 0 | 0 | 0 | 0 | 0 | 0 | 0
813
814 |  |  | 35%
815
816 |  | 40910 | Federal Income Tax |  |  |  | -195422.4616 | -1631425.3756 | 939392.1539 | 324683.4884 | 98072.611 | -92047.704 | 3241.8297 | 2739.881 | 25649.0763 | 79900.606 | -153936.6282 | 208307.5998 | 0
817
818
819 |  | TOTAL OPERATING EXPENSES |  |  |  |  | 56914024.0417 | 17617373.9229 | 16382136.3596 | 5091611.6399 | 250777.4258 | 10460455.5995 | 540332.7438 | 18071.6989 | 59398.739 | 3639539.8117 | 1038370.0472 | 1815956.0537 | 0
820
821
822 |  | Distribution - METER - Unbundled |  |  |  |  | D: STEAM PRODUCTION PLANT
823
824 |  | A |  | B | C |  | D | E | F | G | H | I | J | K | L | M | N | O
825 |  | FERC ACCT |  | DESCRIPTION | COS Factor |  | Utah Jurisdiction Normalized | Residential Sch 1 | General Large Dist. Sch 6 | General +1 MW Sch 8 | Street & Area Lighting Sch. 7,11,12 | General Trans Sch 9 | Irrigation Sch 10 | Traffic Signals Sch 15 | Outdoor Lighting Sch 15 | General Small Dist. Sch 23 | Industrial Cust 1 | Industrial Cust 2
826 |  | 310 | Land and Land Rights |  | F30 |  | 0 | 0 | 0 | 0 | 0 | 0 | 0 | 0 | 0 | 0 | 0 | 0 | 0 | 1186
827 |  |  |  | Total 310 |  |  | 0 | 0 | 0 | 0 | 0 | 0 | 0 | 0 | 0 | 0 | 0 | 0 | 0
828
829 |  | 311 | Structures and Improvements |  | F30 |  | 0 | 0 | 0 | 0 | 0 | 0 | 0 | 0 | 0 | 0 | 0 | 0 | 0 | 1193
830 |  |  |  | Total 311 |  |  | 0 | 0 | 0 | 0 | 0 | 0 | 0 | 0 | 0 | 0 | 0 | 0 | 0
831
832 |  | 312 | Boiler Plant Equipment |  | F30 |  | 0 | 0 | 0 | 0 | 0 | 0 | 0 | 0 | 0 | 0 | 0 | 0 | 0 | 1200
833 |  |  |  | Total 312 |  |  | 0 | 0 | 0 | 0 | 0 | 0 | 0 | 0 | 0 | 0 | 0 | 0 | 0
834
835 |  | 314 | Turbogenerator Units |  | F30 |  | 0 | 0 | 0 | 0 | 0 | 0 | 0 | 0 | 0 | 0 | 0 | 0 | 0 | 1207
836 |  |  |  | Total 314 |  |  | 0 | 0 | 0 | 0 | 0 | 0 | 0 | 0 | 0 | 0 | 0 | 0 | 0
837
838 |  | 315 | Accessory Electric Equipment |  | F30 |  | 0 | 0 | 0 | 0 | 0 | 0 | 0 | 0 | 0 | 0 | 0 | 0 | 0 | 1214
839 |  |  |  | Total 316 |  |  | 0 | 0 | 0 | 0 | 0 | 0 | 0 | 0 | 0 | 0 | 0 | 0 | 0
840
841 |  | 316 | Misc Power Plant Equipment |  | F30 |  | 0 | 0 | 0 | 0 | 0 | 0 | 0 | 0 | 0 | 0 | 0 | 0 | 0 | 1221
842 |  |  |  | Total 316 |  |  | 0 | 0 | 0 | 0 | 0 | 0 | 0 | 0 | 0 | 0 | 0 | 0 | 0
843
844 |  | S00 | Unclassified Steam Plant - Acct 300 |  | F30 |  | 0 | 0 | 0 | 0 | 0 | 0 | 0 | 0 | 0 | 0 | 0 | 0 | 0 | 1226
845
846
847
848 |  | Total Steam Production Plant |  |  |  |  | 0 | 0 | 0 | 0 | 0 | 0 | 0 | 0 | 0 | 0 | 0 | 0 | 0
849
850
851 | [6 empty] | D: NUCLEAR PRODUCTION
852
853
854 |  | 320 | Land and Land Rights |  | F30 |  | 0 | 0 | 0 | 0 | 0 | 0 | 0 | 0 | 0 | 0 | 0 | 0 | 0 | 1232
855
856 |  | 321 | Structures and Improvements |  | F30 |  | 0 | 0 | 0 | 0 | 0 | 0 | 0 | 0 | 0 | 0 | 0 | 0 | 0 | 1236
857
858 |  | 322 | Reactor Plant Equipment |  | F30 |  | 0 | 0 | 0 | 0 | 0 | 0 | 0 | 0 | 0 | 0 | 0 | 0 | 0 | 1240
859
860 |  | 323 | Turbogenerator Units |  | F30 |  | 0 | 0 | 0 | 0 | 0 | 0 | 0 | 0 | 0 | 0 | 0 | 0 | 0 | 1244
861
862 |  | 324 | Land and Land Rights |  | F30 |  | 0 | 0 | 0 | 0 | 0 | 0 | 0 | 0 | 0 | 0 | 0 | 0 | 0 | 1248
863
864 |  | 325 | Misc. Power Plant Equipment |  | F30 |  | 0 | 0 | 0 | 0 | 0 | 0 | 0 | 0 | 0 | 0 | 0 | 0 | 0 | 1252
865
866 |  | N00 | Unclassified Nuclear Plt - Acct 300 |  | F30 |  | 0 | 0 | 0 | 0 | 0 | 0 | 0 | 0 | 0 | 0 | 0 | 0 | 0 | 1258
867
868 |  | Total Nuclear Production Plant |  |  |  |  | 0 | 0 | 0 | 0 | 0 | 0 | 0 | 0 | 0 | 0 | 0 | 0 | 0
869
870
871 | [6 empty] | D: HYDRAULIC PRODUCTION PLANT
872
873
874 |  | 330 | Land and Land Rights |  | F30 |  | 0 | 0 | 0 | 0 | 0 | 0 | 0 | 0 | 0 | 0 | 0 | 0 | 0 | 1268
875
876 |  | 331 | Structures and Improvements |  | F30 |  | 0 | 0 | 0 | 0 | 0 | 0 | 0 | 0 | 0 | 0 | 0 | 0 | 0 | 1275
877
878 |  | 332 | Reservoirs, Dams & Waterways |  | F30 |  | 0 | 0 | 0 | 0 | 0 | 0 | 0 | 0 | 0 | 0 | 0 | 0 | 0 | 1282
879
880 |  | 333 | Water Wheel, Turbines, & Generators |  | F30 |  | 0 | 0 | 0 | 0 | 0 | 0 | 0 | 0 | 0 | 0 | 0 | 0 | 0 | 1289
881
882 |  | 334 | Accessory Electric Equipment |  | F30 |  | 0 | 0 | 0 | 0 | 0 | 0 | 0 | 0 | 0 | 0 | 0 | 0 | 0 | 1296
883
884 |  | 335 | Misc. Power Plant Equipment |  | F30 |  | 0 | 0 | 0 | 0 | 0 | 0 | 0 | 0 | 0 | 0 | 0 | 0 | 0 | 1303
885
886 |  | 336 | Roads, Railroads & Bridges |  | F30 |  | 0 | 0 | 0 | 0 | 0 | 0 | 0 | 0 | 0 | 0 | 0 | 0 | 0 | 1310
887
888 |  | H00 | Unclassified Hydro Plant - Acct 300 |  | F30 |  | 0 | 0 | 0 | 0 | 0 | 0 | 0 | 0 | 0 | 0 | 0 | 0 | 0 | 1316
889
890 |  | Total Hydraulic Plant |  |  |  |  | 0 | 0 | 0 | 0 | 0 | 0 | 0 | 0 | 0 | 0 | 0 | 0 | 0
891
892 |  | Distribution - METER - Unbundled
893 |  | A |  | B | C |  | D | E | F | G | H | I | J | K | L | M | N | O
894 |  | FERC ACCT |  | DESCRIPTION | COS Factor |  | Utah Jurisdiction Normalized | Residential Sch 1 | General Large Dist. Sch 6 | General +1 MW Sch 8 | Street & Area Lighting Sch. 7,11,12 | General Trans Sch 9 | Irrigation Sch 10 | Traffic Signals Sch 15 | Outdoor Lighting Sch 15 | General Small Dist. Sch 23 | Industrial Cust 1 | Industrial Cust 2
895 |  | 340 | Land and Land Rights |  | F30 |  | 0 | 0 | 0 | 0 | 0 | 0 | 0 | 0 | 0 | 0 | 0 | 0 | 0 | 1322
896 |  |  |  | Wind Generation | F30 |  | 0 | 0 | 0 | 0 | 0 | 0 | 0 | 0 | 0 | 0 | 0 | 0 | 0 | 1323
897 |  |  |  | Simple Cycle Combustion Turbine | F30 |  | 0 | 0 | 0 | 0 | 0 | 0 | 0 | 0 | 0 | 0 | 0 | 0 | 0 | 1324
898 |  |  |  | Total 340 |  |  | 0 | 0 | 0 | 0 | 0 | 0 | 0 | 0 | 0 | 0 | 0 | 0 | 0
899
900 |  | 341 | Structures and Improvements |  | F30 |  | 0 | 0 | 0 | 0 | 0 | 0 | 0 | 0 | 0 | 0 | 0 | 0 | 0 | 1328
901 |  |  |  | Wind Generation | F30 |  | 0 | 0 | 0 | 0 | 0 | 0 | 0 | 0 | 0 | 0 | 0 | 0 | 0 | 1330
902 |  |  |  | Simple Cycle Combustion Turbine | F30 |  | 0 | 0 | 0 | 0 | 0 | 0 | 0 | 0 | 0 | 0 | 0 | 0 | 0 | 1331
903 |  |  |  | Total 341 |  |  | 0 | 0 | 0 | 0 | 0 | 0 | 0 | 0 | 0 | 0 | 0 | 0 | 0
904
905 |  | 342 | Fuel Holders, Producers & Access |  | F30 |  | 0 | 0 | 0 | 0 | 0 | 0 | 0 | 0 | 0 | 0 | 0 | 0 | 0 | 1335
906 |  |  |  | Simple Cycle Combustion Turbine | F30 |  | 0 | 0 | 0 | 0 | 0 | 0 | 0 | 0 | 0 | 0 | 0 | 0 | 0 | 1337
907 |  |  |  | Total 342 |  |  | 0 | 0 | 0 | 0 | 0 | 0 | 0 | 0 | 0 | 0 | 0 | 0 | 0
908
909 |  | 343 | Prime Movers |  | F30 |  | 0 | 0 | 0 | 0 | 0 | 0 | 0 | 0 | 0 | 0 | 0 | 0 | 0 | 1342
910 |  |  |  | Wind Generation | F30 |  | 0 | 0 | 0 | 0 | 0 | 0 | 0 | 0 | 0 | 0 | 0 | 0 | 0 | 1343
911 |  |  |  | Simple Cycle Combustion Turbine | F30 |  | 0 | 0 | 0 | 0 | 0 | 0 | 0 | 0 | 0 | 0 | 0 | 0 | 0 | 1344
912 |  |  |  | Total 343 |  |  | 0 | 0 | 0 | 0 | 0 | 0 | 0 | 0 | 0 | 0 | 0 | 0 | 0
913
914 |  | 344 | Generators |  | F30 |  | 0 | 0 | 0 | 0 | 0 | 0 | 0 | 0 | 0 | 0 | 0 | 0 | 0 | 1349
915 |  |  |  | Wind Generation | F30 |  | 0 | 0 | 0 | 0 | 0 | 0 | 0 | 0 | 0 | 0 | 0 | 0 | 0 | 1350
916 |  |  |  | Simple Cycle Combustion Turbine | F30 |  | 0 | 0 | 0 | 0 | 0 | 0 | 0 | 0 | 0 | 0 | 0 | 0 | 0 | 1351
917 |  |  |  | Total 344 |  |  | 0 | 0 | 0 | 0 | 0 | 0 | 0 | 0 | 0 | 0 | 0 | 0 | 0
918
919 |  | 345 | Accessory Electric Plant |  | F30 |  | 0 | 0 | 0 | 0 | 0 | 0 | 0 | 0 | 0 | 0 | 0 | 0 | 0 | 1355
920 |  |  |  | Wind Generation | F30 |  | 0 | 0 | 0 | 0 | 0 | 0 | 0 | 0 | 0 | 0 | 0 | 0 | 0 | 1356
921 |  |  |  | Simple Cycle Combustion Turbine | F30 |  | 0 | 0 | 0 | 0 | 0 | 0 | 0 | 0 | 0 | 0 | 0 | 0 | 0 | 1358
922 |  |  |  | Total 345 |  |  | 0 | 0 | 0 | 0 | 0 | 0 | 0 | 0 | 0 | 0 | 0 | 0 | 0
923
924 |  | 346 | Misc. Power Plant Equipment |  | F30 |  | 0 | 0 | 0 | 0 | 0 | 0 | 0 | 0 | 0 | 0 | 0 | 0 | 0 | 1362
925 |  |  |  | Wind Generation | F30 |  | 0 | 0 | 0 | 0 | 0 | 0 | 0 | 0 | 0 | 0 | 0 | 0 | 0 | 1363
926
927 |  | O00 | Unclassified Other Prod - Acct 300 |  | F30 |  | 0 | 0 | 0 | 0 | 0 | 0 | 0 | 0 | 0 | 0 | 0 | 0 | 0 | 1370
928
929 |  | Total Other Production Plant |  |  |  |  | 0 | 0 | 0 | 0 | 0 | 0 | 0 | 0 | 0 | 0 | 0 | 0 | 0
930
931 |  | Experimental Plant
932 |  | 103 | Experimental Plant |  | F30 |  | 0 | 0 | 0 | 0 | 0 | 0 | 0 | 0 | 0 | 0 | 0 | 0 | 0 | 1376
933
934 |  | TOTAL PRODUCTION PLANT |  |  |  |  | 0 | 0 | 0 | 0 | 0 | 0 | 0 | 0 | 0 | 0 | 0 | 0 | 0
935
936 | [6 empty] | D: TRANSMISSION PLANT
937 |  | 350 | Land and Land Rights
938 |  |  |  | Demand | F30 |  | 26232411.4964 | 7626838.0481 | 7187291.7866 | 2366759.4111 | 96285.2262 | 5453348.2373 | 272165.7725 | 7981.258 | 21205.0048 | 1575830.866 | 619953.806 | 1004752.0797 | 0 | 1385
939 |  |  |  | Direct Assigned | A | 0.25 | 178202.18 | 0 | 0 | 0 | 0 | 171975.1675 | 0 | 0 | 0 | 0 | 6227.0125 | 0 | 0
940 | [6 empty] | 26410613.6764 | 7626838.0481 | 7187291.7866 | 2366759.4111 | 96285.2262 | 5625323.4048 | 272165.7725 | 7981.258 | 21205.0048 | 1575830.866 | 626180.8185 | 1004752.0797 | 0
941 |  | 352 | Structures and Improvements
942 |  |  |  | Demand | F30 |  | 24029500.9549 | 6986361.5926 | 6583726.962 | 2168006.839 | 88199.5137 | 4995394.2166 | 249310.1975 | 7311.0186 | 19424.2791 | 1443497.8387 | 567892.1504 | 920376.3467 | 0 | 1392
943 |  |  |  | Direct Assigned | A | 0.25 | 120.1575 | 0 | 0 | 0 | 0 | 120.1575 | 0 | 0 | 0 | 0 | 0 | 0 | 0
944 | [6 empty] | 24029621.1124 | 6986361.5926 | 6583726.962 | 2168006.839 | 88199.5137 | 4995514.3741 | 249310.1975 | 7311.0186 | 19424.2791 | 1443497.8387 | 567892.1504 | 920376.3467 | 0
945 |  | 353 | Station Equipment
946 |  |  |  | Demand | F30 |  | 206183804.6169 | 59946089.4462 | 56491305.2559 | 18602462.837 | 756791.0513 | 42862703.9351 | 2139192.3679 | 62731.7907 | 166668.9532 | 12385853.41 | 4872767.2037 | 7897238.3657 | 0 | 1398
947 |  |  |  | Direct Assigned | A | 0.25 | 71989.005 | 0 | 0 | 0 | 0 | 71989.005 | 0 | 0 | 0 | 0 | 0 | 0 | 0
948 | [6 empty] | 206255793.6219 | 59946089.4462 | 56491305.2559 | 18602462.837 | 756791.0513 | 42934692.9401 | 2139192.3679 | 62731.7907 | 166668.9532 | 12385853.41 | 4872767.2037 | 7897238.3657 | 0
949 |  | 354 | Towers and Fixtures
950 |  |  |  | Demand | F30 |  | 135685522.3254 | 39449347.0183 | 37175821.2277 | 12241916.339 | 498029.3641 | 28207105.7061 | 1407760.5869 | 41282.5624 | 109681.5728 | 8150887.4691 | 3206672.631 | 5197017.8481 | 0 | 1404
951 |  |  |  | Direct Assigned | A | 0.25 | 457463.5375 | 0 | 0 | 0 | 0 | 457463.5375 | 0 | 0 | 0 | 0 | 0 | 0 | 0
952 | [6 empty] | 136142985.8629 | 39449347.0183 | 37175821.2277 | 12241916.339 | 498029.3641 | 28664569.2436 | 1407760.5869 | 41282.5624 | 109681.5728 | 8150887.4691 | 3206672.631 | 5197017.8481 | 0
953 |  | 355 | Poles and Fixtures
954 |  |  |  | Demand | F30 |  | 85152300.0319 | 24757266.4776 | 23330467.6053 | 7682671.7781 | 312548.7901 | 17701961.7639 | 883469.7307 | 25907.7393 | 68832.9752 | 5115260.666 | 2012414.7757 | 3261497.7301 | 0 | 1410
955 |  |  |  | Direct Assigned | A | 0.25 | 1035805.825 | 0 | 0 | 0 | 0 | 982167.71 | 0 | 0 | 0 | 0 | 53638.115 | 0 | 0
956 | [6 empty] | 86188105.8569 | 24757266.4776 | 23330467.6053 | 7682671.7781 | 312548.7901 | 18684129.4739 | 883469.7307 | 25907.7393 | 68832.9752 | 5115260.666 | 2066052.8907 | 3261497.7301 | 0
957 |  | 356 | Overhead Conductors
958 |  |  |  | Demand | F30 |  | 120893921.3891 | 35148821.8901 | 33123141.895 | 10907377.9293 | 443737.2666 | 25132140.566 | 1254295.1879 | 36782.1914 | 97724.7625 | 7262327.8597 | 2857100.9075 | 4630470.9332 | 0 | 1416
959 |  |  |  | Direct Assigned | A | 0.25 | 808805.6825 | 0 | 0 | 0 | 0 | 782703.2175 | 0 | 0 | 0 | 0 | 26102.465 | 0 | 0
960 | [6 empty] | 121702727.0716 | 35148821.8901 | 33123141.895 | 10907377.9293 | 443737.2666 | 25914843.7835 | 1254295.1879 | 36782.1914 | 97724.7625 | 7262327.8597 | 2883203.3725 | 4630470.9332 | 0
961 |  | 357 | Underground Conduit
962 |  |  |  | Demand | F30 |  | 385435.7306 | 112061.9771 | 105603.6751 | 34775.0584 | 1414.7295 | 80126.6503 | 3998.9619 | 117.2695 | 311.5675 | 23153.8576 | 9109.05 | 14762.9337 | 0 | 1422
963 |  |  |  | Direct Assigned | A | 0.25 | 0 | 0 | 0 | 0 | 0 | 0 | 0 | 0 | 0 | 0 | 0 | 0 | 0
964 | [6 empty] | 385435.7306 | 112061.9771 | 105603.6751 | 34775.0584 | 1414.7295 | 80126.6503 | 3998.9619 | 117.2695 | 311.5675 | 23153.8576 | 9109.05 | 14762.9337 | 0
965 |  | 358 | Underground Conductors
966 |  |  |  | Demand | F30 |  | 879970.1015 | 255843.4039 | 241098.76 | 79393.2925 | 3229.9021 | 182933.3686 | 9129.8409 | 267.7325 | 711.325 | 52861.4781 | 20796.4416 | 33704.5563 | 0 | 1428
967 |  |  |  | Direct Assigned | A | 0.25 | 0 | 0 | 0 | 0 | 0 | 0 | 0 | 0 | 0 | 0 | 0 | 0 | 0
968 | [6 empty] | 879970.1015 | 255843.4039 | 241098.76 | 79393.2925 | 3229.9021 | 182933.3686 | 9129.8409 | 267.7325 | 711.325 | 52861.4781 | 20796.4416 | 33704.5563 | 0
969 |  | 359 | Roads and Trails
970 |  |  |  | Demand | F30 |  | 1304068.6838 | 379146.2579 | 357295.4832 | 117656.6184 | 4786.5423 | 271097.4803 | 13529.9365 | 396.7652 | 1054.1457 | 78337.8868 | 30819.2155 | 49948.352 | 0 | 1434
971 |  |  |  | Direct Assigned | A | 0.25 | 3201.595 | 0 | 0 | 0 | 0 | 3201.595 | 0 | 0 | 0 | 0 | 0 | 0 | 0
972 | [6 empty] | 1307270.2788 | 379146.2579 | 357295.4832 | 117656.6184 | 4786.5423 | 274299.0753 | 13529.9365 | 396.7652 | 1054.1457 | 78337.8868 | 30819.2155 | 49948.352 | 0
973
974 |  | T00 | Unclassified Trans Plant - Acct 300 |  | F30 |  | 18906411.1613 | 5496869.2458 | 5180076.3217 | 1705787.7638 | 69395.3766 | 3930376.1301 | 196157.2614 | 5752.3093 | 15283.0227 | 1135744.0881 | 446817.5394 | 724152.1023 | 0 | 1438
975 |  | TS0 | Unclassified Trans Sub - Acct 300 |  | F30 |  | 0 | 0 | 0 | 0 | 0 | 0 | 0 | 0 | 0 | 0 | 0 | 0 | 0 | 1442
976
977 |  | TOTAL TRANSMISSION PLANT |  |  |  |  | 622208934.4742 | 180158645.3576 | 169775828.9724 | 55906807.8667 | 2274417.7625 | 131286808.4444 | 6429009.8439 | 188530.637 | 500897.6084 | 37223755.4203 | 14730311.3133 | 23733921.2479 | 0
978 |  | Distribution - METER - Unbundled |  |  |  |  | D: DISTRIBUTION PLANT
979 |  | A |  | B | C |  | D | E | F | G | H | I | J | K | L | M | N | O
980 |  | FERC ACCT |  | DESCRIPTION | COS Factor |  | Utah Jurisdiction Normalized | Residential Sch 1 | General Large Dist. Sch 6 | General +1 MW Sch 8 | Street & Area Lighting Sch. 7,11,12 | General Trans Sch 9 | Irrigation Sch 10 | Traffic Signals Sch 15 | Outdoor Lighting Sch 15 | General Small Dist. Sch 23 | Industrial Cust 1 | Industrial Cust 2
981
982 |  | 360 | Land and Land Rights
983 |  |  |  | Demand Primary | F20 |  | 0 | 0 | 0 | 0 | 0 | 0 | 0 | 0 | 0 | 0 | 0 | 0 | 0 | 1447
984 |  |  |  | Assigned | A | 0 | 0 | 0 | 0 | 0 | 0 | 0 | 0 | 0 | 0 | 0 | 0 | 0 | 0
985 | [6 empty] | 0 | 0 | 0 | 0 | 0 | 0 | 0 | 0 | 0 | 0 | 0 | 0 | 0
986 |  | 361 | Structures and Improvements
987 |  |  |  | Demand Primary | F20 |  | 0 | 0 | 0 | 0 | 0 | 0 | 0 | 0 | 0 | 0 | 0 | 0 | 0 | 1451
988 |  |  |  | Assigned | A | 0 | 0 | 0 | 0 | 0 | 0 | 0 | 0 | 0 | 0 | 0 | 0 | 0 | 0
989 | [6 empty] | 0 | 0 | 0 | 0 | 0 | 0 | 0 | 0 | 0 | 0 | 0 | 0 | 0
990 |  | 362 | Station Equipment
991 |  |  |  | Demand Primary | F20 |  | 0 | 0 | 0 | 0 | 0 | 0 | 0 | 0 | 0 | 0 | 0 | 0 | 0 | 1455
992 |  |  |  | Assigned | A | 0 | 0 | 0 | 0 | 0 | 0 | 0 | 0 | 0 | 0 | 0 | 0 | 0 | 0
993 | [6 empty] | 0 | 0 | 0 | 0 | 0 | 0 | 0 | 0 | 0 | 0 | 0 | 0 | 0
994 |  | 364 | Poles, Towers & Fixtures
995 |  |  |  | Demand Primary | F20 | 0 | 0 | 0 | 0 | 0 | 0 | 0 | 0 | 0 | 0 | 0 | 0 | 0 | 0 | 1459
996 |  |  |  | Demand Secondary | F22 | 0 | 0 | 0 | 0 | 0 | 0 | 0 | 0 | 0 | 0 | 0 | 0 | 0 | 0
997 |  |  |  | Assigned | A | 0 | 0 | 0 | 0 | 0 | 0 | 0 | 0 | 0 | 0 | 0 | 0 | 0 | 0
998 | [6 empty] | 0 | 0 | 0 | 0 | 0 | 0 | 0 | 0 | 0 | 0 | 0 | 0 | 0
999 |  | 365 | Overhead Conductors
1000 |  |  |  | Demand Primary | F20 | 0 | 0 | 0 | 0 | 0 | 0 | 0 | 0 | 0 | 0 | 0 | 0 | 0 | 0 | 1463
1001 |  |  |  | Demand Secondary | F22 | 0 | 0 | 0 | 0 | 0 | 0 | 0 | 0 | 0 | 0 | 0 | 0 | 0 | 0
1002 |  |  |  | Assigned | A | 0 | 0 | 0 | 0 | 0 | 0 | 0 | 0 | 0 | 0 | 0 | 0 | 0 | 0
1003 | [6 empty] | 0 | 0 | 0 | 0 | 0 | 0 | 0 | 0 | 0 | 0 | 0 | 0 | 0
1004 |  | 366 | Underground Conduit
1005 |  |  |  | Demand Primary | F20 | 0 | 0 | 0 | 0 | 0 | 0 | 0 | 0 | 0 | 0 | 0 | 0 | 0 | 0 | 1467
1006 |  |  |  | Demand Secondary | F22 | 0 | 0 | 0 | 0 | 0 | 0 | 0 | 0 | 0 | 0 | 0 | 0 | 0 | 0
1007 |  |  |  | Assigned | A | 0 | 0 | 0 | 0 | 0 | 0 | 0 | 0 | 0 | 0 | 0 | 0 | 0 | 0
1008 | [6 empty] | 0 | 0 | 0 | 0 | 0 | 0 | 0 | 0 | 0 | 0 | 0 | 0 | 0
1009 |  | 367 | Underground Conductors
1010 |  |  |  | Demand Primary | F20 | 0 | 0 | 0 | 0 | 0 | 0 | 0 | 0 | 0 | 0 | 0 | 0 | 0 | 0 | 1471
1011 |  |  |  | Demand Secondary | F22 | 0 | 0 | 0 | 0 | 0 | 0 | 0 | 0 | 0 | 0 | 0 | 0 | 0 | 0
1012 |  |  |  | Assigned | A | 0 | 0 | 0 | 0 | 0 | 0 | 0 | 0 | 0 | 0 | 0 | 0 | 0 | 0
1013 | [6 empty] | 0 | 0 | 0 | 0 | 0 | 0 | 0 | 0 | 0 | 0 | 0 | 0 | 0
1014 |  | 368 | Line Transformers
1015 |  |  |  | Demand Secondary | F21 |  | 0 | 0 | 0 | 0 | 0 | 0 | 0 | 0 | 0 | 0 | 0 | 0 | 0 | 1475
1016 |  |  |  | Assigned | A | 0 | 0 | 0 | 0 | 0 | 0 | 0 | 0 | 0 | 0 | 0 | 0 | 0 | 0
1017 | [6 empty] | 0 | 0 | 0 | 0 | 0 | 0 | 0 | 0 | 0 | 0 | 0 | 0 | 0
1018 |  | 369 | Services
1019 |  |  |  | Customer | F70 |  | 0 | 0 | 0 | 0 | 0 | 0 | 0 | 0 | 0 | 0 | 0 | 0 | 0 | 1479
1020 |  |  |  | Assigned | A | 0 | 0 | 0 | 0 | 0 | 0 | 0 | 0 | 0 | 0 | 0 | 0 | 0 | 0
1021 | [6 empty] | 0 | 0 | 0 | 0 | 0 | 0 | 0 | 0 | 0 | 0 | 0 | 0 | 0
1022 |  | 370 | Meters
1023 |  |  |  | Customer | F60 |  | 0 | 0 | 0 | 0 | 0 | 0 | 0 | 0 | 0 | 0 | 0 | 0 | 0 | 1483
1024 |  |  |  | Assigned | A | 0 | 0 | 0 | 0 | 0 | 0 | 0 | 0 | 0 | 0 | 0 | 0 | 0 | 0
1025 | [6 empty] | 0 | 0 | 0 | 0 | 0 | 0 | 0 | 0 | 0 | 0 | 0 | 0 | 0
1026 |  | 371 | Install on Customers' Premises
1027 |  |  |  | Demand Primary | F20 | 0 | 0 | 0 | 0 | 0 | 0 | 0 | 0 | 0 | 0 | 0 | 0 | 0 | 0 | 1487
1028 |  |  |  | Demand Secondary | F22 | 0 | 0 | 0 | 0 | 0 | 0 | 0 | 0 | 0 | 0 | 0 | 0 | 0 | 0
1029 |  |  |  | Assigned | A | 0 | 0 | 0 | 0 | 0 | 0 | 0 | 0 | 0 | 0 | 0 | 0 | 0 | 0
1030 | [6 empty] | 0 | 0 | 0 | 0 | 0 | 0 | 0 | 0 | 0 | 0 | 0 | 0 | 0
1031 |  | 372 | Leased Property
1032 |  |  |  | Demand Primary | F20 | 0.08051 | 0 | 0 | 0 | 0 | 0 | 0 | 0 | 0 | 0 | 0 | 0 | 0 | 0 | 1491
1033 |  |  |  | Demand Secondary | F22 | 0.060769 | 0 | 0 | 0 | 0 | 0 | 0 | 0 | 0 | 0 | 0 | 0 | 0 | 0
1034 |  |  |  | Assigned | A | 0 | 0 | 0 | 0 | 0 | 0 | 0 | 0 | 0 | 0 | 0 | 0 | 0 | 0
1035 | [6 empty] | 0 | 0 | 0 | 0 | 0 | 0 | 0 | 0 | 0 | 0 | 0 | 0 | 0
1036
1037 |  | 373 | Street Lights |  | A | 0 | 0 | 0 | 0 | 0 | 0 | 0 | 0 | 0 | 0 | 0 | 0 | 0 | 0 | 1496
1038
1039
1040 |  | D00 | Unclassified Dist Plant - Acct 300 |  | F22 |  | 0 | 0 | 0 | 0 | 0 | 0 | 0 | 0 | 0 | 0 | 0 | 0 | 0 | 1499
1041 |  | DS0 | Unclassified Dist Sub - Acct 300 |  | F20 |  | 0 | 0 | 0 | 0 | 0 | 0 | 0 | 0 | 0 | 0 | 0 | 0 | 0 | 1503
1042 |  | TOTAL DISTRIBUTION PLANT |  |  |  |  | 0 | 0 | 0 | 0 | 0 | 0 | 0 | 0 | 0 | 0 | 0 | 0 | 0
1043
1044 |  | Distribution - METER - Unbundled |  |  |  |  | DISTRIBUTION PLANT D: GENERAL PLANT
1045
1046 |  | A |  | B | C |  | D | E | F | G | H | I | J | K | L | M | N | O
1047 |  | FERC ACCT |  | DESCRIPTION | COS Factor |  | Utah Jurisdiction Normalized | Residential Sch 1 | General Large Dist. Sch 6 | General +1 MW Sch 8 | Street & Area Lighting Sch. 7,11,12 | General Trans Sch 9 | Irrigation Sch 10 | Traffic Signals Sch 15 | Outdoor Lighting Sch 15 | General Small Dist. Sch 23 | Industrial Cust 1 | Industrial Cust 2
1048 |  | 389 | Land and Land Rights
1049 |  |  |  | Situs | F107T |  | 301497.8094 | 109047.3371 | 79939.6199 | 23897.4628 | 539.2949 | 53173.8907 | 2683.6081 | 74.2564 | 125.1064 | 19009.7231 | 6104.9913 | 6902.5184 | 0 | 1510
1050 |  |  |  | Customer - System | F42 |  | 0 | 0 | 0 | 0 | 0 | 0 | 0 | 0 | 0 | 0 | 0 | 0 | 0 | 1511
1051 |  |  |  | System Generation | F105T |  | 11.7201 | 4.239 | 3.1075 | 0.92896 | 0.020964 | 2.067 | 0.10432 | 0.0028866 | 0.0048633 | 0.73896 | 0.23732 | 0.26832 | 0 | 1512
1052 |  |  |  | System Generation | F105T |  | 75.0078 | 27.1292 | 19.8877 | 5.9453 | 0.13417 | 13.2288 | 0.66764 | 0.018474 | 0.031124 | 4.7293 | 1.5188 | 1.7172 | 0 | 1513
1053 |  |  |  | System Overheads | F102T |  | 194739.7873 | 70434.5258 | 51633.6242 | 15435.5577 | 348.3348 | 34345.4309 | 1733.3634 | 47.9628 | 80.8072 | 12278.5285 | 3943.2615 | 4458.3905 | 0 | 1514
1054 |  |  | Total Land & Land Rights |  |  |  | 496324.3246 | 179513.2312 | 131596.2393 | 39339.8948 | 887.7848 | 87534.6175 | 4417.7435 | 122.2406 | 205.9497 | 31293.7199 | 10050.0089 | 11362.8945 | 0
1055
1056 |  | 390 | Structures and Improvements
1057 |  |  |  | Situs | F107T |  | 3195481.8113 | 1155758.9196 | 847255.2486 | 253281.8 | 5715.8196 | 563573.583 | 28442.7307 | 787.0207 | 1325.9644 | 201478.1619 | 64704.9099 | 73157.6531 | 0 | 1518
1058 |  |  |  | System Generation | F105T |  | 12145.4554 | 4392.8331 | 3220.2658 | 962.6789 | 21.7248 | 2142.0425 | 108.1057 | 2.9913 | 5.0398 | 765.7825 | 245.9318 | 278.0592 | 0 | 1519
1059 |  |  |  | System Generation | F105T |  | 57793.087 | 20902.9122 | 15323.3532 | 4580.8232 | 103.3756 | 10192.7218 | 514.4117 | 14.234 | 23.9812 | 3643.909 | 1170.245 | 1323.1202 | 0 | 1520
1060 |  |  |  | System Generation | F105T |  | 0 | 0 | 0 | 0 | 0 | 0 | 0 | 0 | 0 | 0 | 0 | 0 | 0 | 1521
1061 |  |  |  | Customer - System | F42 |  | 0 | 0 | 0 | 0 | 0 | 0 | 0 | 0 | 0 | 0 | 0 | 0 | 0 | 1522
1062 |  |  |  | System Generation | F102T |  | 347119.5394 | 125548.048 | 92035.8397 | 27513.5541 | 620.8994 | 61220.0019 | 3089.6835 | 85.4927 | 144.0372 | 21886.2165 | 7028.78 | 7946.9865 | 0 | 1523
1063 |  |  |  | System Overheads | F102T |  | 2533647.4888 | 916383.1488 | 671775.4191 | 200823.1729 | 4531.9838 | 446848.6688 | 22551.7958 | 624.0164 | 1051.3364 | 159748.8795 | 51303.5098 | 58005.5575 | 0 | 1524
1064
1065 |  |  | Total Structures and Improvements |  |  |  | 6146187.3819 | 2222985.8618 | 1629610.1263 | 487162.0291 | 10993.8032 | 1083977.018 | 54706.7274 | 1513.755 | 2550.3589 | 387522.9494 | 124453.3764 | 140711.3765 | 0
1066
1067 |  | 391 | Office Furniture & Equipment
1068 |  |  |  | Situs | F107T |  | 168695.5482 | 61014.7064 | 44728.2122 | 13371.2268 | 301.749 | 29752.1188 | 1501.5457 | 41.5483 | 70.0002 | 10636.4145 | 3415.895 | 3862.1313 | 0 | 1528
1069 |  |  |  | System Generation | F105T |  | 130.3328 | 47.1395 | 34.5567 | 10.3305 | 0.23313 | 22.9862 | 1.1601 | 0.0321 | 0.054082 | 8.2176 | 2.6391 | 2.9839 | 0 | 1529
1070 |  |  |  | System Generation | F105T |  | 0 | 0 | 0 | 0 | 0 | 0 | 0 | 0 | 0 | 0 | 0 | 0 | 0 | 1530
1071 |  |  |  | Customer - System | F42 |  | 0 | 0 | 0 | 0 | 0 | 0 | 0 | 0 | 0 | 0 | 0 | 0 | 0 | 1531
1072 |  |  |  | System Generation | F105T |  | 226809.0905 | 82033.5226 | 60136.5314 | 17977.4501 | 405.6978 | 40001.358 | 2018.8098 | 55.8612 | 94.1144 | 14300.5285 | 4592.6288 | 5192.5881 | 0 | 1532
1073 |  |  |  | Energy | F30 |  | 0 | 0 | 0 | 0 | 0 | 0 | 0 | 0 | 0 | 0 | 0 | 0 | 0 | 1533
1074 |  |  |  | System Overheads | F102T |  | 1574359.5792 | 569422.7768 | 417428.2613 | 124787.6382 | 2816.0872 | 277663.1261 | 14013.25 | 387.7517 | 653.2801 | 99264.8661 | 31879.0094 | 36043.5323 | 0 | 1534
1075 |  |  |  | Cholla | F30 |  | 5540.0933 | 1610.7324 | 1517.9034 | 499.8423 | 20.3347 | 1151.7072 | 57.4794 | 1.6856 | 4.4783 | 332.8039 | 130.9297 | 212.1963 | 0 | 1535
1076 |  |  |  | Simple Cycle Combustion Turbine | F30 |  | 0 | 0 | 0 | 0 | 0 | 0 | 0 | 0 | 0 | 0 | 0 | 0 | 0 | 1536
1077 |  |  | Total Office Furniture & Equipment |  |  |  | 1975534.6441 | 714128.8777 | 523845.4651 | 156646.4878 | 3544.1018 | 348591.2964 | 17592.245 | 486.8789 | 821.9271 | 124542.8306 | 40021.102 | 45313.4318 | 0
1078
1079 |  | 392 | Transportation Equipment
1080 |  |  |  | Situs | F107T |  | 2471901.7768 | 894050.6301 | 655404.0605 | 195929.0549 | 4421.5381 | 435958.8392 | 22002.2021 | 608.8089 | 1025.715 | 155855.7537 | 50053.2286 | 56591.9455 | 0 | 1540
1081 |  |  |  | System Overheads | F102T |  | 187358.237 | 67764.7273 | 49676.4679 | 14850.4777 | 335.1313 | 33043.5781 | 1667.6608 | 46.1448 | 77.7443 | 11813.1147 | 3793.7934 | 4289.3966 | 0 | 1541
1082 |  |  |  | System Generation | F105T |  | 1162089.8374 | 420310.8558 | 308118.391 | 92110.1177 | 2078.6524 | 204952.8591 | 10343.6697 | 286.2131 | 482.2089 | 73270.8675 | 23531.0112 | 26604.9911 | 0 | 1542
1083 |  |  |  | Customer - System | F42 |  | 0 | 0 | 0 | 0 | 0 | 0 | 0 | 0 | 0 | 0 | 0 | 0 | 0 | 1543
1084 |  |  |  | System Generation | F105T |  | 21541.9961 | 7791.4242 | 5711.6799 | 1707.4719 | 38.5326 | 3799.2706 | 191.7436 | 5.3056 | 8.9388 | 1358.2433 | 436.2012 | 493.1844 | 0 | 1544
1085 |  |  |  | Energy | F30 |  | 0 | 0 | 0 | 0 | 0 | 0 | 0 | 0 | 0 | 0 | 0 | 0 | 0 | 1545
1086 |  |  |  | System Generation | F105T |  | 2678.6198 | 968.8175 | 710.2136 | 212.314 | 4.7913 | 472.4168 | 23.8422 | 0.65972 | 1.1115 | 168.8895 | 54.239 | 61.3246 | 0 | 1546
1087 |  |  |  | Cholla | F30 |  | 20106.2333 | 5845.7068 | 5508.8098 | 1814.039 | 73.7993 | 4179.8022 | 208.6056 | 6.1174 | 16.2529 | 1207.8197 | 475.1731 | 770.1076 | 0 | 1547
1088 |  |  |  | Simple Cycle Combustion Turbine | F30 |  | 1613.7191 | 469.1743 | 442.1351 | 145.5941 | 5.9231 | 335.4694 | 16.7426 | 0.49098 | 1.3045 | 96.9392 | 38.1372 | 61.8086 | 0 | 1548
1089 |  |  | Total Transportation Equipment |  |  |  | 3867290.4195 | 1397201.336 | 1025571.7578 | 306769.0695 | 6958.368 | 682742.2355 | 34454.4666 | 953.7405 | 1613.2759 | 243771.6276 | 78381.7837 | 88872.7584 | 0
1090
1091 |  | 393 | Stores Equipment
1092 |  |  |  | Situs | F107T |  | 278800.841 | 100838.1765 | 73921.7088 | 22098.4449 | 498.6964 | 49170.9226 | 2481.5842 | 68.6663 | 115.6883 | 17578.6577 | 5645.4032 | 6382.892 | 0 | 1552
1093 |  |  |  | System Generation | F105T |  | 0 | 0 | 0 | 0 | 0 | 0 | 0 | 0 | 0 | 0 | 0 | 0 | 0 | 1553
1094 |  |  |  | System Generation | F105T |  | 0 | 0 | 0 | 0 | 0 | 0 | 0 | 0 | 0 | 0 | 0 | 0 | 0 | 1554
1095 |  |  |  | System Overheads | F102T |  | 4969.0705 | 1797.2399 | 1317.5074 | 393.8608 | 8.8883 | 876.3739 | 44.2293 | 1.2238 | 2.0619 | 313.3046 | 100.6181 | 113.7624 | 0 | 1555
1096 |  |  |  | System Generation | F105T |  | 343625.4784 | 124284.2974 | 91109.4186 | 27236.6062 | 614.6495 | 60603.7692 | 3058.5832 | 84.6321 | 142.5873 | 21665.9126 | 6958.0292 | 7866.9932 | 0 | 1556
1097 |  |  |  | Simple Cycle Combustion Turbine | F30 |  | 1950.3632 | 567.0506 | 534.3706 | 175.9671 | 7.1587 | 405.453 | 20.2354 | 0.5934 | 1.5766 | 117.162 | 46.0932 | 74.7027 | 0 | 1557
1098 |  |  | Total Stores Equipment |  |  |  | 629345.7531 | 227486.7643 | 166883.0055 | 49904.879 | 1129.3929 | 111056.5187 | 5604.6321 | 155.1157 | 261.9141 | 39675.037 | 12750.1436 | 14438.3502 | 0 | 1558
1099
1100 |  | 394 | Tools, Shop & Garage Equipment
1101 |  |  |  | Situs | F107T |  | 975133.8959 | 352691.6329 | 258548.5883 | 77291.5269 | 1744.2407 | 171980.2321 | 8679.5896 | 240.1674 | 404.6316 | 61483.1179 | 19745.3638 | 22324.8047 | 0 | 1561
1102 |  |  |  | System Generation | F105T |  | 4414.5335 | 1596.672 | 1170.4766 | 349.9069 | 7.8964 | 778.5726 | 39.2934 | 1.0873 | 1.8318 | 278.3405 | 89.3893 | 101.0667 | 0 | 1562
1103 |  |  |  | System Generation | F105T |  | 1410144.9512 | 510028.7536 | 373888.1276 | 111771.5802 | 2522.3533 | 248701.2882 | 12551.5886 | 347.307 | 585.1393 | 88910.9779 | 28553.848 | 32283.9876 | 0 | 1563
1104 |  |  |  | System Overheads | F102T |  | 96336.4573 | 34843.4842 | 25542.8051 | 7635.8661 | 172.3189 | 16990.4527 | 857.4832 | 23.7269 | 39.9748 | 6074.1051 | 1950.7048 | 2205.5357 | 0 | 1564
1105 |  |  |  | Energy | F30 |  | 0 | 0 | 0 | 0 | 0 | 0 | 0 | 0 | 0 | 0 | 0 | 0 | 0 | 1565
1106 |  |  |  | System Generation | F105T |  | 369.5761 | 133.6703 | 97.99 | 29.2935 | 0.66107 | 65.1806 | 3.2896 | 0.091024 | 0.15336 | 23.3021 | 7.4835 | 8.4611 | 0 | 1566
1107 |  |  |  | Cholla | F30 |  | 99867.1978 | 29035.4908 | 27362.1314 | 9010.2898 | 366.5594 | 20760.9814 | 1036.1393 | 30.3848 | 80.7278 | 5999.2126 | 2360.1738 | 3825.1068 | 0 | 1567
1108 |  |  |  | Simple Cycle Combustion Turbine | F30 |  | 5494.0359 | 1597.3416 | 1505.2844 | 495.6868 | 20.1657 | 1142.1325 | 57.0016 | 1.6716 | 4.4411 | 330.0372 | 129.8412 | 210.4322 | 0 | 1568
1109 |  |  | Total Tools, Shop & Garage Equipment |  |  |  | 2591760.6478 | 929927.0454 | 688115.4034 | 206584.1502 | 4834.1953 | 460418.84 | 23224.3853 | 644.4359 | 1116.8997 | 163099.0933 | 52836.8045 | 60959.3947 | 0
1110
1111 |  | 395 | Laboratory Equipment
1112 |  |  |  | Situs | F107T |  | 553678.0281 | 200257.2249 | 146803.0936 | 43885.8913 | 990.3745 | 97649.8471 | 4928.2443 | 136.3663 | 229.7486 | 34909.9253 | 11211.3569 | 12675.9555 | 0 | 1572
1113 |  |  |  | System Generation | F105T |  | 53.5248 | 19.3591 | 14.1916 | 4.2425 | 0.095741 | 9.4399 | 0.47642 | 0.013183 | 0.02221 | 3.3748 | 1.0838 | 1.2254 | 0 | 1573
1114 |  |  |  | System Generation | F105T |  | 0 | 0 | 0 | 0 | 0 | 0 | 0 | 0 | 0 | 0 | 0 | 0 | 0 | 1574
1115 |  |  |  | System Overheads | F102T |  | 119620.6154 | 43265.0227 | 31716.4047 | 9481.4261 | 213.9677 | 21096.9809 | 1064.7336 | 29.4616 | 49.6365 | 7542.1934 | 2422.1828 | 2738.6053 | 0 | 1575
1116 |  |  |  | Energy | F30 |  | 0 | 0 | 0 | 0 | 0 | 0 | 0 | 0 | 0 | 0 | 0 | 0 | 0 | 1576
1117 |  |  |  | System Generation | F105T |  | 368317.2855 | 133214.962 | 97656.2446 | 29193.74 | 658.8162 | 64958.5585 | 3278.363 | 90.7135 | 152.8332 | 23222.7545 | 7458.0105 | 8432.2896 | 0 | 1577
1118 |  |  |  | Cholla | F30 |  | 13885.867 | 4037.1911 | 3804.5217 | 1252.8206 | 50.9676 | 2886.6758 | 144.0683 | 4.2248 | 11.2247 | 834.1504 | 328.1664 | 531.8556 | 0 | 1578
1119 |  |  |  | Simple Cycle Combustion Turbine | F30 |  | 856.7655 | 249.0969 | 234.741 | 77.2997 | 3.1447 | 178.1095 | 8.8891 | 0.26067 | 0.69257 | 51.4675 | 20.248 | 32.8158 | 0 | 1579
1120 |  |  | Total Laboratory Equipment |  |  |  | 1056412.0863 | 381042.8567 | 280229.1972 | 83895.4203 | 1917.3665 | 186779.6117 | 9424.7747 | 261.04 | 444.1577 | 66563.866 | 21441.0484 | 24412.7471 | 0
1121
1122 |  | 396 | Power Operated Equipment
1123 |  |  |  | Situs | F107T |  | 3456031.7066 | 1249995.9966 | 916337.8719 | 273933.6297 | 6181.8702 | 609525.6637 | 30761.8647 | 851.192 | 1434.0795 | 217906.0801 | 69980.752 | 79122.7062 | 0 | 1583
1124 |  |  |  | System Generation | F105T |  | 24348.6486 | 8806.5492 | 6455.8403 | 1929.9342 | 43.5529 | 4294.268 | 216.7254 | 5.9969 | 10.1035 | 1535.2054 | 493.0327 | 557.4402 | 0 | 1584
1125 |  |  |  | System Generation | F105T |  | 2486929.0225 | 899485.7645 | 659388.4089 | 197120.1516 | 4448.4176 | 438609.1309 | 22135.9584 | 612.51 | 1031.9506 | 156803.2358 | 50357.5134 | 56935.9807 | 0 | 1585
1126 |  |  |  | System Overheads | F102T |  | 50680.4678 | 18330.3822 | 13437.5017 | 4017.0594 | 90.6531 | 8938.2993 | 451.1028 | 12.4822 | 21.0298 | 3195.4516 | 1026.2224 | 1160.2833 | 0 | 1586
1127 |  |  |  | System Generation | F105T |  | 49656.1964 | 17959.9182 | 13165.9247 | 3935.8731 | 88.821 | 8757.6529 | 441.9859 | 12.2299 | 20.6048 | 3130.8703 | 1005.4821 | 1136.8335 | 0 | 1587
1128 |  |  |  | Energy | F30 |  | 0 | 0 | 0 | 0 | 0 | 0 | 0 | 0 | 0 | 0 | 0 | 0 | 0 | 1588
1129 |  |  |  | Cholla | F30 |  | 0 | 0 | 0 | 0 | 0 | 0 | 0 | 0 | 0 | 0 | 0 | 0 | 0 | 1589
1130 |  |  |  | Simple Cycle Combustion Turbine | F30 |  | 58359.2507 | 16967.428 | 15989.5694 | 5265.3301 | 214.2058 | 12132.0648 | 605.4872 | 17.7559 | 47.1748 | 3505.7512 | 1379.2113 | 2235.2721 | 0 | 1590
1131 |  |  | Total Power Operated Equipment |  |  |  | 6126005.2927 | 2211546.0387 | 1624775.117 | 486201.9781 | 11067.5206 | 1082257.0796 | 54613.1244 | 1512.1669 | 2564.943 | 386076.5945 | 124242.214 | 141148.516 | 0
1132
1133 |  | 397 | Communication Equipment
1134 |  |  |  | Situs | F107T |  | 4128280.5833 | 1493138.5589 | 1094579.0333 | 327217.7401 | 7384.3346 | 728087.3488 | 36745.4987 | 1016.7613 | 1713.029 | 260292.01 | 83593.0351 | 94513.2335 | 0 | 1594
1135 |  |  |  | System Generation | F105T |  | 24370.3028 | 8814.3812 | 6461.5818 | 1931.6505 | 43.5916 | 4298.087 | 216.9181 | 6.0022 | 10.1125 | 1536.5707 | 493.4712 | 557.9359 | 0 | 1595
1136 |  |  |  | System Generation | F105T |  | 47049.8611 | 17017.2449 | 12474.8768 | 3729.2885 | 84.159 | 8297.9846 | 418.7871 | 11.588 | 19.5233 | 2966.5384 | 952.7067 | 1077.1638 | 0 | 1596
1137 |  |  |  | System Overheads | F102T |  | 2052256.0125 | 742270.9099 | 544138.4995 | 162666.8927 | 3670.9097 | 361947.6945 | 18266.9683 | 505.4537 | 851.5831 | 129396.6899 | 41555.8743 | 46984.537 | 0 | 1597
1138 |  |  |  | Customer - System | F42 |  | 0 | 0 | 0 | 0 | 0 | 0 | 0 | 0 | 0 | 0 | 0 | 0 | 0 | 1598
1139 |  |  |  | System Generation | F105T |  | 9216069.8043 | 3333317.3239 | 2443563.7485 | 730488.5105 | 16484.9608 | 1625399.1692 | 82031.5079 | 2269.8417 | 3824.2059 | 581081.9505 | 186615.04 | 210993.5456 | 0 | 1599
1140 |  |  |  | Energy | F30 |  | 0 | 0 | 0 | 0 | 0 | 0 | 0 | 0 | 0 | 0 | 0 | 0 | 0 | 1600
1141 |  |  |  | Cholla | F30 |  | 70378.5232 | 20461.9235 | 19282.6718 | 6349.7415 | 258.3221 | 14630.702 | 730.1893 | 21.4128 | 56.8906 | 4227.7718 | 1663.2643 | 2695.6335 | 0 | 1601
1142 |  |  |  | Simple Cycle Combustion Turbine | F30 |  | 1016.3291 | 295.4886 | 278.4591 | 91.696 | 3.7304 | 211.2805 | 10.5446 | 0.30922 | 0.82155 | 61.0528 | 24.019 | 38.9274 | 0 | 1602
1143 |  |  | Total Communication Equipment |  |  |  | 15539421.4163 | 5615315.8309 | 4120778.8707 | 1232475.5198 | 27930.0083 | 2742872.2665 | 138420.414 | 3831.3688 | 6476.1659 | 979562.5841 | 314897.4106 | 356860.9768 | 0
1144
1145 |  | Distribution - METER - Unbundled |  |  |  |  | D: GENERAL PLANT
1146
1147 |  | A |  | B | C |  | D | E | F | G | H | I | J | K | L | M | N | O
1148 |  | FERC ACCT |  | DESCRIPTION | COS Factor |  | Utah Jurisdiction Normalized | Residential Sch 1 | General Large Dist. Sch 6 | General +1 MW Sch 8 | Street & Area Lighting Sch. 7,11,12 | General Trans Sch 9 | Irrigation Sch 10 | Traffic Signals Sch 15 | Outdoor Lighting Sch 15 | General Small Dist. Sch 23 | Industrial Cust 1 | Industrial Cust 2
1149 |  | 398 | Misc. Equipment
1150 |  |  |  | Situs | F107T |  | 72810.1407 | 26334.3604 | 19304.9992 | 5771.112 | 130.2369 | 12841.2159 | 648.0773 | 17.9325 | 30.2125 | 4590.7485 | 1474.3234 | 1666.922 | 0 | 1606
1151 |  |  |  | System Generation | F105T |  | 0 | 0 | 0 | 0 | 0 | 0 | 0 | 0 | 0 | 0 | 0 | 0 | 0 | 1607
1152 |  |  |  | System Generation | F105T |  | 0 | 0 | 0 | 0 | 0 | 0 | 0 | 0 | 0 | 0 | 0 | 0 | 0 | 1608
1153 |  |  |  | Customer - System | F42 |  | 0 | 0 | 0 | 0 | 0 | 0 | 0 | 0 | 0 | 0 | 0 | 0 | 0 | 1609
1154 |  |  |  | System Overheads | F102T |  | 65480.1177 | 23683.1985 | 17361.505 | 5190.1162 | 117.1255 | 11548.4508 | 582.8333 | 16.1272 | 27.171 | 4128.5836 | 1325.8987 | 1499.1078 | 0 | 1610
1155 |  |  |  | System Energy | F30 |  | 0 | 0 | 0 | 0 | 0 | 0 | 0 | 0 | 0 | 0 | 0 | 0 | 0 | 1611
1156 |  |  |  | Simple Cycle Combustion Turbine | F105T |  | 144728.3012 | 52346.1046 | 38373.4973 | 11471.5235 | 258.8783 | 25525.1171 | 1288.2152 | 35.6454 | 60.055 | 9125.2568 | 2930.5852 | 3313.423 | 0 | 1612
1157 |  |  | Total Misc. Equipment |  |  |  | 283018.5596 | 102363.6634 | 75040.0016 | 22432.7518 | 506.2407 | 49914.7838 | 2519.1258 | 69.7051 | 117.4385 | 17844.5889 | 5730.8073 | 6479.4528 | 0
1158
1159 |  | 399 | Coal Mine |  | F30 |  | 0 | 0 | 0 | 0 | 0 | 0 | 0 | 0 | 0 | 0 | 0 | 0 | 0 | 1620
1160 |  | 399L | WIDCO Capital Lease |  | F30 |  | 0 | 0 | 0 | 0 | 0 | 0 | 0 | 0 | 0 | 0 | 0 | 0 | 0 | 1623
1161 |  |  | Remove Capital Lease |  | F30 |  | 0 | 0 | 0 | 0 | 0 | 0 | 0 | 0 | 0 | 0 | 0 | 0 | 0 | 1626
1162
1163 |  | 390L | General Capital Lease
1164 |  |  |  | Situs | F107T |  | 1983381.8268 | 717360.1268 | 525877.0858 | 157207.7542 | 3547.7131 | 349800.6462 | 17653.9247 | 488.4905 | 823.0038 | 125054.1071 | 40161.2495 | 45407.7251 | 0 | 1631
1165 |  |  |  | System Generation | F105T |  | 0 | 0 | 0 | 0 | 0 | 0 | 0 | 0 | 0 | 0 | 0 | 0 | 0 | 1632
1166 |  |  |  | System Overheads | F102T |  | 214244.6024 | 77489.1315 | 56805.1626 | 16981.5576 | 383.2234 | 37785.4125 | 1906.9742 | 52.7667 | 88.9007 | 13508.3256 | 4338.212 | 4904.9355 | 0 | 1633
1167
1168 |  |  | Remove Capital Lease |  |  |  | -2197626.4292 | -794849.2582 | -582682.2484 | -174189.3118 | -3930.9365 | -387586.0587 | -19560.8989 | -541.2572 | -911.9045 | -138562.4327 | -44499.4616 | -50312.6606
1169
1170 |  | 392L | General Vehicles Capital Lease |  | F30 |  | 0 | 0 | 0 | 0 | 0 | 0 | 0 | 0 | 0 | 0 | 0 | 0 | 0 | 1640
1171 |  |  | Remove Capital Lease |  | F30 |  | 0 | 0 | 0 | 0 | 0 | 0 | 0 | 0 | 0 | 0 | 0 | 0 | 0 | 1643
1172
1173 |  | G00 | Unclassified Gen Plant - Acct 300 |  | F102T |  | 206206.9836 | 74582.0426 | 54674.0553 | 16344.4761 | 368.8464 | 36367.8517 | 1835.432 | 50.7871 | 85.5655 | 13001.5461 | 4175.4593 | 4720.9216 | 0 | 1653
1174 |  | GV0 | Unclassified Gen Veh - Acct 300 |  | F102T |  | 0 | 0 | 0 | 0 | 0 | 0 | 0 | 0 | 0 | 0 | 0 | 0 | 0 | 1661
1175
1176 |  | TOTAL GENERAL PLANT |  |  |  |  | 38917507.5096 | 14056093.5487 | 10321119.239 | 3087756.6563 | 70137.6286 | 6872512.1193 | 346813.0707 | 9601.2346 | 16258.5961 | 2452954.4373 | 788980.1587 | 895280.8203 | 0
1177
1178
1179
1180 | [6 empty] | D: INTANGIBLE PLANT
1181
1182 |  | 301 | Organization
1183 |  |  |  | Situs | F107T |  | 0 | 0 | 0 | 0 | 0 | 0 | 0 | 0 | 0 | 0 | 0 | 0 | 0 | 1666
1184 |  |  |  | System Overheads | F102T |  | 0 | 0 | 0 | 0 | 0 | 0 | 0 | 0 | 0 | 0 | 0 | 0 | 0 | 1667
1185 |  |  |  | System Generation | F105T |  | 0 | 0 | 0 | 0 | 0 | 0 | 0 | 0 | 0 | 0 | 0 | 0 | 0 | 1668
1186 |  |  | Total Organization |  |  |  | 0 | 0 | 0 | 0 | 0 | 0 | 0 | 0 | 0 | 0 | 0 | 0 | 0
1187
1188 |  | 302 | Franchise & Consent
1189 |  |  |  | Situs | F107T |  | 0 | 0 | 0 | 0 | 0 | 0 | 0 | 0 | 0 | 0 | 0 | 0 | 0 | 1671
1190 |  |  |  | System Generation | F105T |  | 184108.2039 | 66589.238 | 48814.7488 | 14592.8721 | 329.3179 | 32470.3836 | 1638.7326 | 45.3443 | 76.3957 | 11608.197 | 3727.9839 | 4214.9901 | 0 | 1672
1191 |  |  |  | System Generation | F105T |  | 1730709.9099 | 625972.399 | 458883.2425 | 137180.3525 | 3095.754 | 305237.9712 | 15404.9119 | 426.2595 | 718.1576 | 109122.9029 | 35044.9276 | 39623.0311 | 0 | 1673
1192 |  |  |  | System Generation | F105T |  | 161120.4836 | 58274.9166 | 42719.7473 | 12770.8084 | 288.1993 | 28416.1368 | 1434.1207 | 39.6826 | 66.8569 | 10158.7994 | 3262.5084 | 3688.7071 | 0 | 1674
1193 |  |  |  | System Generation | F105T |  | 0 | 0 | 0 | 0 | 0 | 0 | 0 | 0 | 0 | 0 | 0 | 0 | 0 | 1675
1194 |  |  |  | System Generation | F105T |  | 0 | 0 | 0 | 0 | 0 | 0 | 0 | 0 | 0 | 0 | 0 | 0 | 0 | 1676
1195 |  |  | Total Franchise & Consent |  |  |  | 2075938.5973 | 750836.5536 | 550417.7386 | 164544.033 | 3713.2712 | 366124.4916 | 18477.7651 | 511.2865 | 861.4102 | 130889.8994 | 42035.4199 | 47526.7282 | 0
1196
1197 |  | 303 | Miscellaneous Intangible Plant
1198 |  |  |  | Situs | F107T |  | -345832.4649 | -125082.532 | -91694.5826 | -27411.5374 | -618.5972 | -60993.006 | -3078.2274 | -85.1757 | -143.5031 | -21805.0652 | -7002.7181 | -7917.5201 | 0 | 1680
1199 |  |  |  | System Generation | F105T |  | 2811803.8313 | 1016988.2196 | 745526.2445 | 222870.5333 | 5029.5274 | 495905.9239 | 25027.6433 | 692.524 | 1166.7573 | 177286.901 | 56935.8626 | 64373.6943 | 0 | 1681
1200 |  |  |  | System Overheads | F102T |  | 9470654.2975 | 3425396.8024 | 2511064.6954 | 750667.5077 | 16940.341 | 1670299.1572 | 84297.5443 | 2332.5437 | 3929.8457 | 597133.7445 | 191770.0895 | 216822.0263 | 0 | 1682
1201 |  |  |  | Energy | F30 |  | 0 | 0 | 0 | 0 | 0 | 0 | 0 | 0 | 0 | 0 | 0 | 0 | 0 | 1683
1202 |  |  |  | Customer - System | F42 |  | 0 | 0 | 0 | 0 | 0 | 0 | 0 | 0 | 0 | 0 | 0 | 0 | 0 | 1684
1203 |  |  |  | Simple Cycle Combustion Turbine | F30 |  | 0 | 0 | 0 | 0 | 0 | 0 | 0 | 0 | 0 | 0 | 0 | 0 | 0 | 1685
1204 |  |  |  | System Generation | F105T |  | 0 | 0 | 0 | 0 | 0 | 0 | 0 | 0 | 0 | 0 | 0 | 0 | 0 | 1686
1205 |  |  | Total Miscellaneous Intangible Plant |  |  |  | 11936625.6639 | 4317302.49 | 3164896.3572 | 946126.5037 | 21351.2712 | 2105212.075 | 106246.9602 | 2939.892 | 4953.0999 | 752615.5802 | 241703.234 | 273278.2005 | 0
1206
1207 |  | I00 | Unclass Intangible Plant - Acct 300 |  | F102T |  | 0 | 0 | 0 | 0 | 0 | 0 | 0 | 0 | 0 | 0 | 0 | 0 | 0 | 1697
1208
1209 |  | TOTAL INTANGIBLE PLANT |  |  |  |  | 14012564.2612 | 5068139.0436 | 3715314.0958 | 1110670.5366 | 25064.5424 | 2471336.5666 | 124724.7254 | 3451.1785 | 5814.5101 | 883505.4796 | 283738.6539 | 320804.9287 | 0
1210
1211
1212 |  | TOTAL ELECTRIC PLANT IN SERVICE |  |  |  |  | 675139006.2449 | 199282877.9499 | 183812262.3071 | 60105235.0597 | 2369619.9334 | 140630657.1303 | 6900547.64 | 201583.05 | 522970.7145 | 40560215.3371 | 15803030.1259 | 24950006.9969 | 0
1213
1214
1215 |  | Distribution - METER - Unbundled |  |  |  |  | D: MISC RATE BASE
1216
1217 |  | A |  | B | C |  | D | E | F | G | H | I | J | K | L | M | N | O
1218 |  | FERC ACCT |  | DESCRIPTION | COS Factor |  | Utah Jurisdiction Normalized | Residential Sch 1 | General Large Dist. Sch 6 | General +1 MW Sch 8 | Street & Area Lighting Sch. 7,11,12 | General Trans Sch 9 | Irrigation Sch 10 | Traffic Signals Sch 15 | Outdoor Lighting Sch 15 | General Small Dist. Sch 23 | Industrial Cust 1 | Industrial Cust 2
1219 |  | 105 | Plant Held For Future Use
1220 |  |  |  | Situs | F20 |  | 0 | 0 | 0 | 0 | 0 | 0 | 0 | 0 | 0 | 0 | 0 | 0 | 0 | 1705
1221 |  |  |  | System Generation | F30 |  | 0 | 0 | 0 | 0 | 0 | 0 | 0 | 0 | 0 | 0 | 0 | 0 | 0 | 1706
1222 |  |  |  | System Generation | F30 |  | 400545.0169 | 116454.8663 | 109743.3955 | 36138.2593 | 1470.1877 | 83267.6577 | 4155.7233 | 121.8665 | 323.7811 | 24061.5012 | 9466.1296 | 15341.6486 | 0 | 1707
1223 |  |  |  | System Generation | F30 |  | 0 | 0 | 0 | 0 | 0 | 0 | 0 | 0 | 0 | 0 | 0 | 0 | 0 | 1708
1224 |  |  |  | Energy | F30 |  | 0 | 0 | 0 | 0 | 0 | 0 | 0 | 0 | 0 | 0 | 0 | 0 | 0 | 1709
1225 |  |  |  | General | F102 |  | 0 | 0 | 0 | 0 | 0 | 0 | 0 | 0 | 0 | 0 | 0 | 0 | 0 | 1710
1226 |  |  | Total Plant Held For Future Use |  |  |  | 400545.0169 | 116454.8663 | 109743.3955 | 36138.2593 | 1470.1877 | 83267.6577 | 4155.7233 | 121.8665 | 323.7811 | 24061.5012 | 9466.1296 | 15341.6486 | 0
1227
1228 |  | 114 | Electric Plant Acquisition Adjust |  | F30 |  | 0 | 0 | 0 | 0 | 0 | 0 | 0 | 0 | 0 | 0 | 0 | 0 | 0 | 1717
1229
1230 |  | 115 | Accum Prov for Asset Acquisition Adj |  | F30 |  | 0 | 0 | 0 | 0 | 0 | 0 | 0 | 0 | 0 | 0 | 0 | 0 | 0 | 1723
1231
1232 |  | 128 | Pensions |  | F102T |  | 0 | 0 | 0 | 0 | 0 | 0 | 0 | 0 | 0 | 0 | 0 | 0 | 0 | 1726
1233
1234 |  | 124 | Weatherization |  | F11 |  | 0 | 0 | 0 | 0 | 0 | 0 | 0 | 0 | 0 | 0 | 0 | 0 | 0 | 1748
1235
1236 |  | 151 | Fuel Stock |  | F30 |  | 0 | 0 | 0 | 0 | 0 | 0 | 0 | 0 | 0 | 0 | 0 | 0 | 0 | 1751
1237 |  |  |  | Cholla | F30 |  | 0 | 0 | 0 | 0 | 0 | 0 | 0 | 0 | 0 | 0 | 0 | 0 | 0 | 1753
1238 |  |  |  | Total Fuel Stock |  |  | 0 | 0 | 0 | 0 | 0 | 0 | 0 | 0 | 0 | 0 | 0 | 0 | 0
1239
1240 |  | 152 | Fuel Stock - Undistributed |  | F30 |  | 0 | 0 | 0 | 0 | 0 | 0 | 0 | 0 | 0 | 0 | 0 | 0 | 0 | 1757
1241
1242 |  | 25316 | DG&T Working Capital Deposit |  | F30 |  | 0 | 0 | 0 | 0 | 0 | 0 | 0 | 0 | 0 | 0 | 0 | 0 | 0 | 1762
1243
1244 |  | 25317 | DG&T Working Capital Deposit |  | F30 |  | 0 | 0 | 0 | 0 | 0 | 0 | 0 | 0 | 0 | 0 | 0 | 0 | 0 | 1766
1245
1246 |  | 25319 | Provo Working Capital Deposit |  | F30 |  | 0 | 0 | 0 | 0 | 0 | 0 | 0 | 0 | 0 | 0 | 0 | 0 | 0 | 1770
1247
1248 |  | 154 | Materials and Supplies |  | F102T |  | 168278.3339 | 60863.8061 | 44617.5914 | 13338.1574 | 301.0027 | 29678.5365 | 1497.8321 | 41.4456 | 69.8271 | 10610.1087 | 3407.4468 | 3852.5796 | 0 | 1788
1249
1250 |  | 163 | Stores Expense Undistributed |  | F102T |  | 0 | 0 | 0 | 0 | 0 | 0 | 0 | 0 | 0 | 0 | 0 | 0 | 0 | 1791
1251
1252 |  | 25318 | Provo Working Capital Deposit |  | F102T |  | -198.6449 | -71.8469 | -52.669 | -15.7451 | -0.35532 | -35.0342 | -1.7681 | -0.048925 | -0.082428 | -12.5247 | -4.0223 | -4.5478 | 0 | 1796
1253
1254 |  | 165 | Prepayments |  | F102T |  | 0 | 0 | 0 | 0 | 0 | 0 | 0 | 0 | 0 | 0 | 0 | 0 | 0 | 1803
1255 |  |  |  | General Plant | F102T |  | 138637.5056 | 50143.1531 | 36758.5739 | 10988.7519 | 247.9836 | 24450.9093 | 1234.0015 | 34.1453 | 57.5276 | 8741.2263 | 2807.2534 | 3173.9797 | 0 | 1804
1256 |  |  |  | System Generation | F102T |  | 140995.0447 | 50995.8404 | 37383.6556 | 11175.6163 | 252.2005 | 24866.6984 | 1254.9857 | 34.7259 | 58.5059 | 8889.8714 | 2854.991 | 3227.9535 | 0 | 1805
1257 |  |  |  | System Energy | F30 |  | 0 | 0 | 0 | 0 | 0 | 0 | 0 | 0 | 0 | 0 | 0 | 0 | 0 | 1806
1258 |  |  |  | System Overheads | F102T |  | 538379.5179 | 194723.978 | 142746.8217 | 42673.2935 | 963.0098 | 94951.7136 | 4792.0735 | 132.5984 | 223.4004 | 33945.3397 | 10901.5792 | 12325.71 | 0 | 1807
1259 |  |  |  | Total Prepayments |  |  | 818012.0682 | 295862.9715 | 216889.0512 | 64837.6618 | 1463.1939 | 144269.3213 | 7281.0607 | 201.4696 | 339.4339 | 51576.4375 | 16563.8236 | 18727.6432 | 0
1260
1261 |  | 182 | Misc Regulatory Assets |  | F102T |  | -20996.2072 | -7594.0203 | -5566.9686 | -1664.2114 | -37.5563 | -3703.0121 | -186.8856 | -5.1712 | -8.7124 | -1323.8308 | -425.1496 | -480.6891 | 0 | 1811
1262 |  |  |  | System Generation | F102T |  | 0 | 0 | 0 | 0 | 0 | 0 | 0 | 0 | 0 | 0 | 0 | 0 | 0 | 1812
1263 |  |  |  | Simple Cycle Combustion Turbine | F102T |  | 0 | 0 | 0 | 0 | 0 | 0 | 0 | 0 | 0 | 0 | 0 | 0 | 0 | 1813
1264 |  |  |  | System Generation | F102T |  | 0 | 0 | 0 | 0 | 0 | 0 | 0 | 0 | 0 | 0 | 0 | 0 | 0 | 1814
1265 |  |  |  | Energy | F30 |  | 0 | 0 | 0 | 0 | 0 | 0 | 0 | 0 | 0 | 0 | 0 | 0 | 0 | 1815
1266 |  |  |  | System Generation | F102T |  | 0 | 0 | 0 | 0 | 0 | 0 | 0 | 0 | 0 | 0 | 0 | 0 | 0 | 1816
1267 |  |  |  | System Overheads | F102T |  | 4231654.3656 | 1530527.3403 | 1121987.7261 | 335411.402 | 7569.2413 | 746318.9446 | 37665.6206 | 1042.2214 | 1755.9239 | 266809.8251 | 85686.2378 | 96879.8824 | 0 | 1817
1268 |  |  |  | Total Misc Regulatory Assets |  |  | 4210658.1584 | 1522933.32 | 1116420.7576 | 333747.1907 | 7531.685 | 742615.9325 | 37478.735 | 1037.0502 | 1747.2116 | 265485.9943 | 85261.0882 | 96399.1933 | 0
1269
1270 |  | 186 | Misc Deferred Debits |  | F102T |  | 0 | 0 | 0 | 0 | 0 | 0 | 0 | 0 | 0 | 0 | 0 | 0 | 0 | 1821
1271 |  |  |  | System Generation | F102T |  | 0 | 0 | 0 | 0 | 0 | 0 | 0 | 0 | 0 | 0 | 0 | 0 | 0 | 1822
1272 |  |  |  | System Generation | F102T |  | 0 | 0 | 0 | 0 | 0 | 0 | 0 | 0 | 0 | 0 | 0 | 0 | 0 | 1823
1273 |  |  |  | System Generation | F102T |  | 1463016.1572 | 529151.4936 | 387906.4852 | 115962.2829 | 2616.9251 | 258025.9587 | 13022.191 | 360.3288 | 607.0782 | 92244.5576 | 29624.4304 | 33494.4258 | 0 | 1824
1274 |  |  |  | System Overheads | F102T |  | 554.5283 | 200.5648 | 147.0285 | 43.9533 | 0.9919 | 97.7998 | 4.9358 | 0.13658 | 0.2301 | 34.9635 | 11.2286 | 12.6954 | 0 | 1825
1275 |  |  |  | System Energy | F30 |  | 0 | 0 | 0 | 0 | 0 | 0 | 0 | 0 | 0 | 0 | 0 | 0 | 0 | 1826
1276 |  |  |  | System Net Steam Plant | F102T |  | 0 | 0 | 0 | 0 | 0 | 0 | 0 | 0 | 0 | 0 | 0 | 0 | 0 | 1827
1277 |  |  |  | Excise Tax | F102T |  | 0 | 0 | 0 | 0 | 0 | 0 | 0 | 0 | 0 | 0 | 0 | 0 | 0 | 1828
1278 |  |  |  | Total Misc Deferred Debits |  |  | 1463570.6855 | 529352.0583 | 388053.5137 | 116006.2361 | 2617.917 | 258123.7585 | 13027.1268 | 360.4653 | 607.3083 | 92279.5212 | 29635.659 | 33507.1212 | 0
1279
1280 |  | CWC | Cash Working Capital |  |  |  | 529148.9631 | 142753.5832 | 161205.0772 | 51392.4521 | 3390.8905 | 100508.1589 | 5257.5927 | 200.0922 | 811.9528 | 34317.2411 | 8818.4327 | 20493.4897 | 0
1281
1282 |  | OWC | Other Working Capital |  | F137T |  | 442347.3067 | 160847.9117 | 117425.5049 | 35144.9447 | 873.1683 | 76617.8257 | 3983.5216 | 111.7046 | 187.8087 | 28070.5477 | 8877.1145 | 10207.2544 | 0 | 1848
1283 |  |  |  | Total Other Working Capital |  |  | 442347.3067 | 160847.9117 | 117425.5049 | 35144.9447 | 873.1683 | 76617.8257 | 3983.5216 | 111.7046 | 187.8087 | 28070.5477 | 8877.1145 | 10207.2544 | 0
1284
1285 |  | 18222 | Nuclear Plant |  | F30 |  | 0 | 0 | 0 | 0 | 0 | 0 | 0 | 0 | 0 | 0 | 0 | 0 | 0 | 1862
1286
1287 |  | 1869 | Misc Deferred Debits-Trojan |  | F30 |  | 0 | 0 | 0 | 0 | 0 | 0 | 0 | 0 | 0 | 0 | 0 | 0 | 0 | 1867
1288
1289 |  | 141 | Impact Housing - Notes Receivable |  | F30 |  | 0 | 0 | 0 | 0 | 0 | 0 | 0 | 0 | 0 | 0 | 0 | 0 | 0 | 1870
1290 |  | TOTAL RATE BASE ADDITIONS |  |  |  |  | 8032361.8879 | 2828996.6703 | 2154302.2224 | 650589.157 | 17647.6896 | 1435046.157 | 72679.8241 | 2074.0452 | 4087.241 | 506388.827 | 162025.6722 | 198524.3821 | 0
1291
1292 |  | Distribution - METER - Unbundled
1293
1294 |  | A |  | B | C |  | D | E | F | G | H | I | J | K | L | M | N | O
1295 |  | FERC ACCT |  | DESCRIPTION | COS Factor |  | Utah Jurisdiction Normalized | Residential Sch 1 | General Large Dist. Sch 6 | General +1 MW Sch 8 | Street & Area Lighting Sch. 7,11,12 | General Trans Sch 9 | Irrigation Sch 10 | Traffic Signals Sch 15 | Outdoor Lighting Sch 15 | General Small Dist. Sch 23 | Industrial Cust 1 | Industrial Cust 2
1296
1297 |  | 235 | Customer Service Deposits |  | F51 |  | 0 | 0 | 0 | 0 | 0 | 0 | 0 | 0 | 0 | 0 | 0 | 0 | 0 | 1880
1298
1299 |  | 2281 | Accum Prov for Property Insurance |  | F102T |  | 0 | 0 | 0 | 0 | 0 | 0 | 0 | 0 | 0 | 0 | 0 | 0 | 0 | 1885
1300
1301 |  | 2282 | Accum Prov for Injuries & Damages |  | F102T |  | 2.0655e-08 | 7.4706e-09 | 5.4765e-09 | 1.6372e-09 | 3.6946e-11 | 3.6428e-09 | 1.8385e-10 | 5.0871e-12 | 8.5708e-12 | 1.3023e-09 | 4.1824e-10 | 4.7288e-10 | 0 | 1889
1302
1303 |  | 2283 | Accum Prov for Pension & Benefits |  | F102T |  | -5589888.3203 | -2021780.6475 | -1482112.0876 | -443068.3881 | -9998.7404 | -985864.9104 | -49755.1535 | -1376.7432 | -2319.5228 | -352447.7654 | -113188.9466 | -127975.4148 | 0 | 1894
1304
1305 |  | 25335 | Accum Prov for Pension & Benefits |  | F30 |  | 0 | 0 | 0 | 0 | 0 | 0 | 0 | 0 | 0 | 0 | 0 | 0 | 0 | 1899
1306
1307 |  | 22844 | Accum Hydro Relicensing Obligation |  | F30 |  | 0 | 0 | 0 | 0 | 0 | 0 | 0 | 0 | 0 | 0 | 0 | 0 | 0 | 1903
1308
1309 |  | 254 | Reg Liabilities - Insurance Provision |  | F30 |  | 0 | 0 | 0 | 0 | 0 | 0 | 0 | 0 | 0 | 0 | 0 | 0 | 0 | 1906
1310 |  | 254 |  | Situs | F102T |  | 0 | 0 | 0 | 0 | 0 | 0 | 0 | 0 | 0 | 0 | 0 | 0 | 0 | 1907
1311
1312 |  | 22842 | Accum Misc Oper Prov - Trojan |  | F30 |  | 0 | 0 | 0 | 0 | 0 | 0 | 0 | 0 | 0 | 0 | 0 | 0 | 0 | 1912
1313
1314 |  | 252 | Customer Advances for Const |  | F50 |  | -2443925.1349 | -915365.9287 | -152513.7515 | -74429.2429 | -8237.1994 | -891523.578 | -11499.7954 | -6708.0595 | -11623.6378 | -372023.9417 | 0 | 0 | 0 | 1920
1315
1316 |  | 25398 | SO2 Emissions |  | F30 |  | 0 | 0 | 0 | 0 | 0 | 0 | 0 | 0 | 0 | 0 | 0 | 0 | 0 | 1923
1317
1318 |  | 25399 | Other Deferred Credits |  | F30 |  | -191469.0974 | -55667.9205 | -52459.6937 | -17274.862 | -702.7812 | -39803.7239 | -1986.5248 | -58.2548 | -154.7743 | -11501.913 | -4525.0127 | -7333.6366 | 0 | 1931
1319
1320 |  | 190 | Accum Deferred Income Taxes |  | F104T |  | 0 | 0 | 0 | 0 | 0 | 0 | 0 | 0 | 0 | 0 | 0 | 0 | 0 | 1934
1321 |  |  |  | Customer System | F42 |  | 0 | 0 | 0 | 0 | 0 | 0 | 0 | 0 | 0 | 0 | 0 | 0 | 0 | 1935
1322 |  |  |  | Labor | F138T |  | 1145980.398 | 414484.3078 | 303847.108 | 90833.2436 | 2049.8371 | 202111.7056 | 10200.2808 | 282.2455 | 475.5243 | 72255.152 | 23204.8132 | 26236.1801 | 0 | 1936
1323 |  |  |  | System Generation | F104T |  | 0 | 0 | 0 | 0 | 0 | 0 | 0 | 0 | 0 | 0 | 0 | 0 | 0 | 1937
1324 |  |  |  | IBT | F141 |  | 0 | 0 | 0 | 0 | 0 | 0 | 0 | 0 | 0 | 0 | 0 | 0 | 0 | 1938
1325 |  |  |  | Bad Debt Expense | F104T |  | 0 | 0 | 0 | 0 | 0 | 0 | 0 | 0 | 0 | 0 | 0 | 0 | 0 | 1941
1326 |  |  |  | TROJP | F104T |  | 0 | 0 | 0 | 0 | 0 | 0 | 0 | 0 | 0 | 0 | 0 | 0 | 0 | 1942
1327 |  |  |  | System Generation | F104T |  | 0 | 0 | 0 | 0 | 0 | 0 | 0 | 0 | 0 | 0 | 0 | 0 | 0 | 1943
1328 |  |  |  | Energy | F104T |  | 0 | 0 | 0 | 0 | 0 | 0 | 0 | 0 | 0 | 0 | 0 | 0 | 0 | 1944
1329 |  |  |  | System Net Plant | F104T |  | 0 | 0 | 0 | 0 | 0 | 0 | 0 | 0 | 0 | 0 | 0 | 0 | 0 | 1945
1330 |  |  |  | Division Net Plant Distribution | F104T |  | 0 | 0 | 0 | 0 | 0 | 0 | 0 | 0 | 0 | 0 | 0 | 0 | 0 | 1946
1331 |  |  |  | Simple Cycle Combustion Turbine | F30 |  | 0 | 0 | 0 | 0 | 0 | 0 | 0 | 0 | 0 | 0 | 0 | 0 | 0 | 1947
1332 |  |  |  | Total Accum Deferred Income Taxes |  |  | 1145980.398 | 414484.3078 | 303847.108 | 90833.2436 | 2049.8371 | 202111.7056 | 10200.2808 | 282.2455 | 475.5243 | 72255.152 | 23204.8132 | 26236.1801 | 0
1333
1334 |  | 281 | Accum Deferred Income Taxes |  | F104T |  | 0 | 0 | 0 | 0 | 0 | 0 | 0 | 0 | 0 | 0 | 0 | 0 | 0 | 1954
1335
1336 |  | 282 | Accum Deferred Income Taxes |  | F104T |  | -111176304.982 | -40210884.7634 | -29477499.6661 | -8812119.118 | -198863.4127 | -19607594.7496 | -989572.6055 | -27381.8338 | -46132.6322 | -7009779.4716 | -2251193.36 | -2545283.3691 | 0 | 1957
1337 |  |  |  | DITBAL | F104T |  | -0.0032741 | -0.0011842 | -0.0008681 | -0.00025951 | -5.8565e-06 | -0.00057744 | -2.9143e-05 | -8.0639e-07 | -1.3586e-06 | -0.00020644 | -6.6297e-05 | -7.4958e-05 | 0 | 1958
1338 |  |  |  | System Net Plant | F104T |  | 144108.6616 | 52122.0487 | 38209.2481 | 11422.4222 | 257.7702 | 25415.7056 | 1282.7012 | 35.4928 | 59.7979 | 9086.1982 | 2918.036 | 3299.2406 | 0 | 1959
1339 |  |  |  | Labor | F138T |  | -10409.2436 | -3764.8708 | -2759.9238 | -825.0624 | -18.6192 | -1835.8342 | -92.6519 | -2.5637 | -4.3193 | -656.3127 | -210.7755 | -238.3102 | 0 | 1960
1340 |  |  |  | GPS | F104T |  | 0 | 0 | 0 | 0 | 0 | 0 | 0 | 0 | 0 | 0 | 0 | 0 | 0 | 1961
1341 |  |  |  | CIAC | F104T |  | 0 | 0 | 0 | 0 | 0 | 0 | 0 | 0 | 0 | 0 | 0 | 0 | 0 | 1962
1342 |  |  |  | SNPD | F104T |  | 0 | 0 | 0 | 0 | 0 | 0 | 0 | 0 | 0 | 0 | 0 | 0 | 0 | 1963
1343 |  |  |  | SCHMDEXP | F104T |  | 0 | 0 | 0 | 0 | 0 | 0 | 0 | 0 | 0 | 0 | 0 | 0 | 0 | 1964
1344 |  |  |  | TAXDEPR | F104T |  | 0 | 0 | 0 | 0 | 0 | 0 | 0 | 0 | 0 | 0 | 0 | 0 | 0 | 1965
1345 |  |  |  | DGP | F104T |  | 0 | 0 | 0 | 0 | 0 | 0 | 0 | 0 | 0 | 0 | 0 | 0 | 0 | 1966
1346 |  |  |  | IBT | F104T |  | 0 | 0 | 0 | 0 | 0 | 0 | 0 | 0 | 0 | 0 | 0 | 0 | 0 | 1967
1347 |  |  |  | SSGCT | F104T |  | 0 | 0 | 0 | 0 | 0 | 0 | 0 | 0 | 0 | 0 | 0 | 0 | 0 | 1968
1348 |  |  |  | SSGCH | F104T |  | 0 | 0 | 0 | 0 | 0 | 0 | 0 | 0 | 0 | 0 | 0 | 0 | 0 | 1969
1349 |  |  |  | SE | F104T |  | 0 | 0 | 0 | 0 | 0 | 0 | 0 | 0 | 0 | 0 | 0 | 0 | 0 | 1970
1350 |  |  |  | SG | F104T |  | 0 | 0 | 0 | 0 | 0 | 0 | 0 | 0 | 0 | 0 | 0 | 0 | 0 | 1971
1351 |  |  |  | Total Accum Deferred Income Taxes |  |  | -111042605.5673 | -40162527.5866 | -29442050.3426 | -8801521.7585 | -198624.2617 | -19584014.8788 | -988382.5562 | -27348.9048 | -46077.1536 | -7001349.5863 | -2248486.0995 | -2542222.4387 | 0
1352
1353
1354 |  | 283 | Accum Deferred Income Taxes |  | F104T |  | -560277.4067 | -202644.3516 | -148553.0309 | -44409.0245 | -1002.1801 | -98813.2529 | -4986.9905 | -137.9918 | -232.4872 | -35326.0622 | -11344.9784 | -12827.0567 | 0 | 1975
1355 |  |  |  | System Generation | F104T |  | 0 | 0 | 0 | 0 | 0 | 0 | 0 | 0 | 0 | 0 | 0 | 0 | 0 | 1976
1356 |  |  |  | Energy | F104T |  | 0 | 0 | 0 | 0 | 0 | 0 | 0 | 0 | 0 | 0 | 0 | 0 | 0 | 1977
1357 |  |  |  | Labor | F138T |  | -1693807.4995 | -612625.3383 | -449098.8773 | -134255.3761 | -3029.746 | -298729.6495 | -15076.4465 | -417.1708 | -702.845 | -106796.1709 | -34297.6953 | -38778.1839 | 0 | 1978
1358 |  |  |  | General Plant | F104T |  | -220475.4848 | -79742.8401 | -58457.2947 | -17475.4525 | -394.3692 | -38884.1306 | -1962.437 | -54.3013 | -91.4864 | -13901.2043 | -4464.3771 | -5047.5916 | 0 | 1979
1359 |  |  |  | System Net Plant | F104T |  | -68274.7699 | -24694.0111 | -18102.504 | -5411.6334 | -122.1245 | -12041.271 | -607.709 | -16.8155 | -28.3306 | -4304.7939 | -1382.4862 | -1563.0906 | 0 | 1980
1360 |  |  |  | TROJP | F104T |  | 0 | 0 | 0 | 0 | 0 | 0 | 0 | 0 | 0 | 0 | 0 | 0 | 0 | 1981
1361 |  |  |  | System Generation | F104T |  | 0 | 0 | 0 | 0 | 0 | 0 | 0 | 0 | 0 | 0 | 0 | 0 | 0 | 1982
1362 |  |  |  | Simple Cycle Combustion Turbine | F104T |  | 0 | 0 | 0 | 0 | 0 | 0 | 0 | 0 | 0 | 0 | 0 | 0 | 0 | 1983
1363 |  |  |  | System Generation | F104T |  | 0 | 0 | 0 | 0 | 0 | 0 | 0 | 0 | 0 | 0 | 0 | 0 | 0 | 1984
1364 |  |  |  | Total Accum Deferred Income Taxes |  |  | -2542835.1609 | -919706.541 | -674211.707 | -201551.4864 | -4548.4197 | -448468.304 | -22633.583 | -626.2795 | -1055.1492 | -160328.2313 | -51489.537 | -58215.9228 | 0
1365
1366 |  | 255 | Accum Investment Tax Credit |  | F104T |  | -11328.989 | -4097.5338 | -3003.79 | -897.9647 | -20.2644 | -1998.0357 | -100.8385 | -2.7902 | -4.701 | -714.3043 | -229.3991 | -259.3672 | 0 | 1998
1367 |  | TOTAL MISC RATE BASE DEDUCTIONS |  |  |  |  | -120676071.8717 | -43664661.8504 | -31502504.2644 | -9447910.459 | -220081.8297 | -21749561.7251 | -1064158.1706 | -35838.7865 | -60759.4144 | -7826110.5899 | -2394714.1818 | -2709770.6001 | 0
1368
1369 | [6 empty] | D: ACCUMULATED DEPRECIATION
1370 | [6 empty] | D: PRODUCTION PLANT
1371
1372 |  | 108SP | Steam Prod Accumulated Depr |  | F30 |  | 0 | 0 | 0 | 0 | 0 | 0 | 0 | 0 | 0 | 0 | 0 | 0 | 0 | 2010
1373
1374 |  | 108NP | Nuclear Prod Accumulated Depr |  | F30 |  | 0 | 0 | 0 | 0 | 0 | 0 | 0 | 0 | 0 | 0 | 0 | 0 | 0 | 2016
1375
1376 |  | 108HP | Hydraulic Prod Accum Depr |  | F30 |  | 0 | 0 | 0 | 0 | 0 | 0 | 0 | 0 | 0 | 0 | 0 | 0 | 0 | 2024
1377
1378 |  | 108OP | Other Production - Accum Depr |  | F30 |  | 0 | 0 | 0 | 0 | 0 | 0 | 0 | 0 | 0 | 0 | 0 | 0 | 0 | 2027
1379 |  |  |  | Simple Cycle Combustion Turbine | F30 |  | 0 | 0 | 0 | 0 | 0 | 0 | 0 | 0 | 0 | 0 | 0 | 0 | 0 | 2028
1380 |  |  |  | Wind Generation | F30 |  | 0 | 0 | 0 | 0 | 0 | 0 | 0 | 0 | 0 | 0 | 0 | 0 | 0 | 2029
1381 |  |  |  | System Generation | F30 |  | 0 | 0 | 0 | 0 | 0 | 0 | 0 | 0 | 0 | 0 | 0 | 0 | 0 | 2030
1382 |  |  |  | System Generation | F30 |  | 0 | 0 | 0 | 0 | 0 | 0 | 0 | 0 | 0 | 0 | 0 | 0 | 0 | 2031
1383 |  |  |  | Total Other Production - Accum Depr |  |  | 0 | 0 | 0 | 0 | 0 | 0 | 0 | 0 | 0 | 0 | 0 | 0 | 0
1384
1385 |  | 108EP | Experimental Plant - Accum Depr |  | F30 |  | 0 | 0 | 0 | 0 | 0 | 0 | 0 | 0 | 0 | 0 | 0 | 0 | 0 | 2037
1386
1387
1388
1389 |  | TOTAL PRODUCTION PLANT DEPRECIATION |  |  |  |  | 0 | 0 | 0 | 0 | 0 | 0 | 0 | 0 | 0 | 0 | 0 | 0 | 0
1390
1391
1392 | [6 empty] | D: TRANSMISSION PLANT
1393
1394 |  | 108TP | Transmission Plant Accum Depr |  | F106 |  | -161019295.925 | -58238318.5006 | -42692918.205 | -12762788.058 | -288018.3023 | -28398290.7433 | -1433220.008 | -39657.7188 | -66814.917 | -10152419.4727 | -3260459.5009 | -3686390.4984 | 0 | 2045
1395
1396
1397 | [6 empty] | D: DISTRIBUTION PLANT
1398
1399 |  | 108360 | Land and Land Rights |  | F118 |  | 0 | 0 | 0 | 0 | 0 | 0 | 0 | 0 | 0 | 0 | 0 | 0 | 0 | 2049
1400
1401 |  | 108361 | Structures and Improvements |  | F119 |  | 0 | 0 | 0 | 0 | 0 | 0 | 0 | 0 | 0 | 0 | 0 | 0 | 0 | 2053
1402
1403 |  | 108362 | Station Equipment |  | F120 |  | 0 | 0 | 0 | 0 | 0 | 0 | 0 | 0 | 0 | 0 | 0 | 0 | 0 | 2057
1404
1405 |  | Distribution - METER - Unbundled
1406
1407 |  | A |  | B | C |  | D | E | F | G | H | I | J | K | L | M | N | O
1408 |  | FERC ACCT |  | DESCRIPTION | COS Factor |  | Utah Jurisdiction Normalized | Residential Sch 1 | General Large Dist. Sch 6 | General +1 MW Sch 8 | Street & Area Lighting Sch. 7,11,12 | General Trans Sch 9 | Irrigation Sch 10 | Traffic Signals Sch 15 | Outdoor Lighting Sch 15 | General Small Dist. Sch 23 | Industrial Cust 1 | Industrial Cust 2
1409
1410 |  | 108364 | Poles, Towers & Fixtures |  | F121 |  | 0 | 0 | 0 | 0 | 0 | 0 | 0 | 0 | 0 | 0 | 0 | 0 | 0 | 2061
1411
1412 |  | 108365 | Overhead Conductors |  | F122 |  | 0 | 0 | 0 | 0 | 0 | 0 | 0 | 0 | 0 | 0 | 0 | 0 | 0 | 2065
1413
1414 |  | 108366 | Underground Conduit |  | F123 |  | 0 | 0 | 0 | 0 | 0 | 0 | 0 | 0 | 0 | 0 | 0 | 0 | 0 | 2069
1415
1416 |  | 108367 | Underground Conductors |  | F124 |  | 0 | 0 | 0 | 0 | 0 | 0 | 0 | 0 | 0 | 0 | 0 | 0 | 0 | 2073
1417
1418 |  | 108368 | Line Transformers |  | F125 |  | 0 | 0 | 0 | 0 | 0 | 0 | 0 | 0 | 0 | 0 | 0 | 0 | 0 | 2077
1419
1420 |  | 108369 | Services |  | F126 |  | 0 | 0 | 0 | 0 | 0 | 0 | 0 | 0 | 0 | 0 | 0 | 0 | 0 | 2081
1421
1422 |  | 108370 | Meters |  | F127 |  | 0 | 0 | 0 | 0 | 0 | 0 | 0 | 0 | 0 | 0 | 0 | 0 | 0 | 2085
1423
1424 |  | 108371 | Install on Customers' Premises |  | F128 |  | 0 | 0 | 0 | 0 | 0 | 0 | 0 | 0 | 0 | 0 | 0 | 0 | 0 | 2089
1425
1426 |  | 108372 | Leased Property |  | F129 |  | 0 | 0 | 0 | 0 | 0 | 0 | 0 | 0 | 0 | 0 | 0 | 0 | 0 | 2093
1427
1428 |  | 108373 | Street Lights |  | F130 |  | 0 | 0 | 0 | 0 | 0 | 0 | 0 | 0 | 0 | 0 | 0 | 0 | 0 | 2097
1429
1430 |  | 108D00 | Unclassified Dist Plant - Acct 300 |  | F121 |  | 0 | 0 | 0 | 0 | 0 | 0 | 0 | 0 | 0 | 0 | 0 | 0 | 0 | 2101
1431
1432 |  | 108DS | Unclassified Dist Sub - Acct 300 |  | F120 |  | 0 | 0 | 0 | 0 | 0 | 0 | 0 | 0 | 0 | 0 | 0 | 0 | 0 | 2105
1433
1434 |  | 108D | Unclassified Dist Sub - Acct 300 |  | F102T |  | 0 | 0 | 0 | 0 | 0 | 0 | 0 | 0 | 0 | 0 | 0 | 0 | 0 | 2109
1435
1436
1437 |  | TOTAL DISTRIBUTION PLANT DEPR |  |  |  |  | 0 | 0 | 0 | 0 | 0 | 0 | 0 | 0 | 0 | 0 | 0 | 0 | 0
1438
1439 | [6 empty] | D: GENERAL PLANT
1440 |  | 108GP | General Plant Accumulated Depr
1441 |  |  |  | Situs | F107T |  | -5507378.5124 | -1991938.0597 | -1460235.3029 | -436528.4564 | -9851.1536 | -971313.0052 | -49020.7402 | -1356.4217 | -2285.2854 | -347245.4437 | -111518.2158 | -126086.4277 | 0 | 2115
1442 |  |  |  | System Generation | F105T |  | -47154.1652 | -17054.9702 | -12502.5321 | -3737.5559 | -84.3456 | -8316.3802 | -419.7155 | -11.6137 | -19.5666 | -2973.1149 | -954.8188 | -1079.5518 | 0 | 2116
1443 |  |  |  | System Generation | F105T |  | -119207.0614 | -43115.4463 | -31606.7543 | -9448.6468 | -213.228 | -21024.0442 | -1061.0526 | -29.3597 | -49.4649 | -7516.1184 | -2413.8088 | -2729.1374 | 0 | 2117
1444 |  |  |  | System Generation | F105T |  | -5163154.9784 | -1867437.4544 | -1368967.3148 | -409244.4469 | -9235.4343 | -910603.7595 | -45956.8338 | -1271.6423 | -2142.4499 | -325541.8231 | -104548.0767 | -118205.7426 | 0 | 2118
1445 |  |  |  | Customer - System | F42 |  | 0 | 0 | 0 | 0 | 0 | 0 | 0 | 0 | 0 | 0 | 0 | 0 | 0 | 2119
1446 |  |  |  | System Overheads | F102T |  | -2515894.9846 | -909962.3283 | -667068.4912 | -199416.0655 | -4500.2296 | -443717.7348 | -22393.7821 | -619.6441 | -1043.97 | -158629.5673 | -50944.0416 | -57599.13 | 0 | 2120
1447 |  |  |  | Energy | F30 |  | 0 | 0 | 0 | 0 | 0 | 0 | 0 | 0 | 0 | 0 | 0 | 0 | 0 | 2121
1448 |  |  |  | Simple Cycle Combustion Turbine | F30 |  | -4738.254 | -1377.6048 | -1298.2113 | -427.4981 | -17.3916 | -985.0161 | -49.1602 | -1.4416 | -3.8302 | -284.6359 | -111.9797 | -181.4843 | 0 | 2122
1449 |  |  |  | Cholla | F30 |  | -139176.3869 | -40464.2845 | -38132.2664 | -12556.8716 | -510.8425 | -28932.8072 | -1443.9789 | -42.3447 | -112.5034 | -8360.5903 | -3289.1727 | -5330.7247 | 0 | 2123
1450 |  |  | Total General Plant Accumulated Depr |  |  |  | -13496704.3428 | -4871350.1484 | -3579810.873 | -1071359.5413 | -24412.6251 | -2384892.7474 | -120345.2633 | -3332.4678 | -5657.0704 | -850551.2935 | -273780.1141 | -311212.1986 | 0
1451
1452 |  | 108MP | Mining Plant Accumulated Depr. |  | F30 |  | 0 | 0 | 0 | 0 | 0 | 0 | 0 | 0 | 0 | 0 | 0 | 0 | 0 | 2131
1453
1454 |  | 1081390 | Accum Depr - Capital Lease |  | F30 |  | 0 | 0 | 0 | 0 | 0 | 0 | 0 | 0 | 0 | 0 | 0 | 0 | 0 | 2138
1455 |  |  | Remove Capital Lease |  | F30 |  | 0 | 0 | 0 | 0 | 0 | 0 | 0 | 0 | 0 | 0 | 0 | 0 | 0 | 2141
1456
1457 |  | 1081399L | Accum Depr - Capital Lease |  | F30 |  | 0 | 0 | 0 | 0 | 0 | 0 | 0 | 0 | 0 | 0 | 0 | 0 | 0 | 2145
1458 |  |  |  | Energy | F30 |  | 0 | 0 | 0 | 0 | 0 | 0 | 0 | 0 | 0 | 0 | 0 | 0 | 0 | 2146
1459 |  |  | Remove Capital Lease |  | F30 |  | 0 | 0 | 0 | 0 | 0 | 0 | 0 | 0 | 0 | 0 | 0 | 0 | 0 | 2149
1460
1461 |  | TOTAL GENERAL PLANT ACCUM DEPR |  |  |  |  | -13496704.3428 | -4871350.1484 | -3579810.873 | -1071359.5413 | -24412.6251 | -2384892.7474 | -120345.2633 | -3332.4678 | -5657.0704 | -850551.2935 | -273780.1141 | -311212.1986 | 0
1462
1463
1464 |  | TOTAL ACCUM DEPR - PLANT IN SERVICE |  |  |  |  | -174516000.2678 | -63109668.649 | -46272729.078 | -13834147.5993 | -312430.9274 | -30783183.4907 | -1553565.2713 | -42990.1866 | -72471.9874 | -11002970.7662 | -3534239.615 | -3997602.6969 | 0
1465
1466
1467 | [6 empty] | D: ACCUMULATED AMORTIZATION
1468
1469 |  | 111CLS | Accum Prov for Amort-Steam |  | F30 |  | 0 | 0 | 0 | 0 | 0 | 0 | 0 | 0 | 0 | 0 | 0 | 0 | 0 | 2162
1470
1471 |  | 111CLG | Accum Prov for Amort-General
1472 |  |  | Situs |  | F108T |  | -1114.0116 | -402.9336 | -295.3796 | -88.3019 | -1.9927 | -196.4475 | -9.916 | -0.27438 | -0.46227 | -70.2416 | -22.557 | -25.505 | 0 | 2166
1473 |  |  | Customer - System |  | F40 |  | 0 | 0 | 0 | 0 | 0 | 0 | 0 | 0 | 0 | 0 | 0 | 0 | 0 | 2167
1474 |  |  | System Generation |  | F108T |  | -2627.4919 | -950.3534 | -696.6781 | -208.2677 | -4.7 | -463.3382 | -23.3878 | -0.64715 | -1.0903 | -165.6708 | -53.2027 | -60.1558 | 0 | 2168
1475 |  |  | System Overheads |  | F108T |  | -136198.1945 | -49262.3469 | -36112.8789 | -10795.7254 | -243.6275 | -24017.5163 | -1212.3252 | -33.5455 | -56.5171 | -8587.6794 | -2757.8062 | -3118.2261 | 0 | 2169
1476 |  |  | Energy |  | F108T |  | 0 | 0 | 0 | 0 | 0 | 0 | 0 | 0 | 0 | 0 | 0 | 0 | 0 | 2170
1477 |  |  | Total Accum Prov for Amort-General |  |  |  | -139939.698 | -50615.6338 | -37104.9366 | -11092.295 | -250.3202 | -24677.302 | -1245.629 | -34.467 | -58.0697 | -8823.5917 | -2833.566 | -3203.887 | 0 | 2171
1478
1479 |  | 111CLH | Accum Prov for Amort-Hydro |  | F30 |  | 0 | 0 | 0 | 0 | 0 | 0 | 0 | 0 | 0 | 0 | 0 | 0 | 0 | 2179
1480
1481 |  | 111IP | Accum Prov for Amort-Intangible
1482 |  |  |  | Situs | F107T |  | 2818.9735 | 1019.5814 | 747.4272 | 223.4388 | 5.0424 | 497.1704 | 25.0915 | 0.69429 | 1.1697 | 177.739 | 57.081 | 64.5378 | 0 | 2183
1483 |  |  |  | System Generation | F105T |  | 0 | 0 | 0 | 0 | 0 | 0 | 0 | 0 | 0 | 0 | 0 | 0 | 0 | 2184
1484 |  |  |  | System Generation | F105T |  | 0 | 0 | 0 | 0 | 0 | 0 | 0 | 0 | 0 | 0 | 0 | 0 | 0 | 2185
1485 |  |  |  | Energy | F30 |  | 0 | 0 | 0 | 0 | 0 | 0 | 0 | 0 | 0 | 0 | 0 | 0 | 0 | 2186
1486 |  |  |  | System Generation | F105T |  | -1186538.0258 | -429153.4071 | -314600.6234 | -94047.9416 | -2122.3833 | -209264.6825 | -10561.2811 | -292.2345 | -492.3537 | -74812.349 | -24026.0595 | -27164.7102 | 0 | 2187
1487 |  |  |  | System Generation | F105T |  | -437513.6371 | -158242.2678 | -116003.0779 | -34678.4141 | -782.589 | -77162.4258 | -3894.2743 | -107.756 | -181.5462 | -27585.6502 | -8859.1587 | -10016.4773 | 0 | 2188
1488 |  |  |  | System Generation | F105T |  | -83350.5836 | -30146.684 | -22099.7094 | -6606.5736 | -149.0908 | -14700.1892 | -741.8969 | -20.5286 | -34.5863 | -5255.3334 | -1687.7555 | -1908.2359 | 0 | 2189
1489 |  |  |  | Customer - System | F42 |  | 0 | 0 | 0 | 0 | 0 | 0 | 0 | 0 | 0 | 0 | 0 | 0 | 0 | 2190
1490 |  |  |  | System Generation | F105T |  | 0 | 0 | 0 | 0 | 0 | 0 | 0 | 0 | 0 | 0 | 0 | 0 | 0 | 2191
1491 |  |  |  | Cholla | F30 |  | 0 | 0 | 0 | 0 | 0 | 0 | 0 | 0 | 0 | 0 | 0 | 0 | 0 | 2192
1492 |  |  |  | System Overheads | F102T |  | -7647240.8832 | -2765894.905 | -2027601.8948 | -606139.246 | -13678.7664 | -1348711.4618 | -68067.4858 | -1883.4521 | -3173.2207 | -482165.7976 | -154848.0202 | -175076.6327 | 0 | 2193
1493 |  |  | Total Accum Prov for Amort-Intangible |  |  |  | -9351824.1563 | -3382417.6826 | -2479557.8783 | -741248.7365 | -16727.7872 | -1649341.5888 | -83239.8466 | -2303.2768 | -3880.5371 | -589641.3913 | -189363.9129 | -214101.5182 | 0
1494
1495 |  | 111390 | Accum Prov for Amort-Capital Lease |  | F30 |  | 0 | 0 | 0 | 0 | 0 | 0 | 0 | 0 | 0 | 0 | 0 | 0 | 0 | 2204
1496
1497
1498 |  | TOTAL ACCUM PROV FOR AMORTIZATION |  |  |  |  | -9491763.8543 | -3433033.3164 | -2516662.8149 | -752341.0315 | -16978.1074 | -1674018.8908 | -84485.4756 | -2337.7438 | -3938.6068 | -598464.983 | -192197.4788 | -217305.4052 | 0

## Dist-Subs
DIS SUBS |  |  | - | DIS - SUBS - Unbundled
Rocky Mountain Power
3 | Cost Of Service By Rate Schedule
4 | State of Utah
5 | 2010 Protocol (Non Wgt)
6 | 12 Months Ended Dec 2015
7
8
9 |  | A |  | B | C |  | D | E | F | G | H | I | J | K | L | M | N | O | Chk Total
12 |  |  |  | DESCRIPTION |  |  | Utah Jurisdiction Normalized | Residential Sch 1 | General Large Dist. Sch 6 | General +1 MW Sch 8 | Street & Area Lighting Sch. 7,11,12 | General Trans Sch 9 | Irrigation Sch 10 | Traffic Signals Sch 15 | Outdoor Lighting Sch 15 | General Small Dist. Sch 23 | Industrial Cust 1 | Industrial Cust 2 | 0
13
12 |  |  |  | Operating Revenues |  |  | 49850917.9242 | 23186115.5835 | 16739965.7819 | 4050738.1473 | 152196.1936 | 68808.2884 | 703796.4386 | 16369.0147 | 10390.2907 | 4898216.3576 | 10928.1344 | 13393.6935 | 0
13
14 |  |  |  | Operating Expenses
15 |  |  |  | Operation & Maintenance Expenses |  |  | 16964134.1734 | 8781566.7636 | 4890432.7003 | 1270686.1094 | 114943.3641 | 101536.0834 | 265588.2613 | 5529.2286 | 2770.1638 | 1505224.7999 | 11220.3842 | 14636.3148 | 0
16 |  |  |  | Depreciation Expense |  |  | -10780358.5914 | -5296098.6912 | -3450624.6166 | -899421.7058 | 6153.7866 | 1078.2773 | -187202.1222 | -2254.9265 | -1176.3413 | -950957.9379 | 72.8431 | 72.8431 | 0
17 |  |  |  | Amortization Expense |  |  | -153895.6414 | -91822.4553 | -34748.0318 | -8805.8734 | -2069.6674 | -200.2617 | -2033.1623 | -79.6975 | -44.3868 | -14063.9503 | -13.9999 | -14.1549 | 0
18 |  |  |  | Taxes Other Than Income |  |  | 2989912.7636 | 1784845.5682 | 688167.4254 | 174614.0195 | 28811.1165 | -1469.1674 | 40548.76 | 1476.6703 | 856.1954 | 271923.4818 | 77.3887 | 61.3053 | 0
19 |  |  |  | Income Taxes - Federal |  |  | 14368168.213 | 6738209.7453 | 4807209.4265 | 1146127.2151 | 36917.7588 | -3367.5509 | 195287.2929 | 5137.164 | 3481.4678 | 1438970.0391 | 245.0282 | -49.3739 | 0
20 |  |  |  | Income Taxes - State |  |  | 1952395.4293 | 915610.7942 | 653219.9215 | 155739.6533 | 5016.5103 | -457.5942 | 26536.2997 | 698.0553 | 473.0737 | 195532.1295 | 33.2953 | -6.7091 | 0
21 |  |  |  | Income Taxes Deferred |  |  | -440183.7825 | -262770.233 | -101314.0397 | -25707.1914 | -4241.6576 | 216.2952 | -5969.7081 | -217.3998 | -126.0516 | -40033.3776 | -11.3934 | -9.0255 | 0
22 |  |  |  | Investment Tax Credit Adj |  |  | -179315.8799 | -107043.6427 | -41271.8889 | -10472.2342 | -1727.9068 | 88.1113 | -2431.8558 | -88.5613 | -51.3491 | -16308.2345 | -4.6413 | -3.6767 | 0
23 |  |  |  | Misc Revenues & Expense |  |  | -9798.8216 | -3558.7067 | -2608.7906 | -779.8821 | -17.5996 | -1696.2509 | -87.5782 | -2.4233 | -4.0828 | -620.3731 | -197.874 | -225.2603 | 0
24
25 |  |  |  | Total Operating Expenses |  |  | 24711057.8624 | 12458939.1424 | 7408462.106 | 1801980.1106 | 183785.7048 | 95727.9419 | 330236.1872 | 10198.1099 | 6178.6891 | 2389666.5769 | 11421.031 | 14462.2628 | 0
26
27 |  |  |  | Operating Revenue For Return |  |  | 25139860.0617 | 10727176.4411 | 9331503.6758 | 2248758.0367 | -31589.5112 | -26919.6535 | 373560.2514 | 6170.9048 | 4211.6017 | 2508549.7807 | -492.8966 | -1068.5693 | 0
28
29
30 |  |  |  | Rate Base :
31 |  |  |  | Electric Plant In Service |  |  | 515479059.7469 | 262573800.9466 | 156790802.7678 | 40747836.4995 | 739313.0305 | 47336.7493 | 8577067.8361 | 129701.4364 | 68998.057 | 45797806.748 | 3197.8379 | 3197.8379 | 0
32 |  |  |  | Plant Held For Future Use |  |  | 850578.6864 | 424565.3945 | 266266.4952 | 69299.607 | 405.2282 | 0 | 14506.6439 | 197.5299 | 104.2005 | 75233.5872 | 0 | 0 | 0
33 |  |  |  | Electric Plant Acquisition Adj |  |  | 0 | 0 | 0 | 0 | 0 | 0 | 0 | 0 | 0 | 0 | 0 | 0 | 0
34 |  |  |  | Pensions |  |  | 0 | 0 | 0 | 0 | 0 | 0 | 0 | 0 | 0 | 0 | 0 | 0 | 0
35 |  |  |  | Prepayments |  |  | 510775.1249 | 304799.0183 | 115320.2543 | 29222.3178 | 6871.3107 | 633.0358 | 6748.7929 | 264.5634 | 147.295 | 46683.0073 | 42.7648 | 42.7648 | 0
36 |  |  |  | Fuel Stock |  |  | 0 | 0 | 0 | 0 | 0 | 0 | 0 | 0 | 0 | 0 | 0 | 0 | 0
37 |  |  |  | Materials & Supplies |  |  | 2305286.9252 | 1375652.7234 | 520476.1575 | 131889.4047 | 31012.3611 | 2857.0873 | 30459.4003 | 1194.0569 | 664.7881 | 210694.9245 | 193.0108 | 193.0108 | 0
38 |  |  |  | Misc Deferred Debits |  |  | 12279960.5099 | 7327921.2811 | 2772508.0943 | 702557.5273 | 165198.7721 | 15219.3286 | 162253.2225 | 6360.5841 | 3541.2387 | 1122344.1753 | 1028.143 | 1028.143 | 0
39 |  |  |  | Cash Working Capital |  |  | 938167.8089 | 493568.6289 | 260943.3182 | 65328.8258 | 12125.4933 | 4164.2879 | 12992.552 | 405.8953 | 193.4748 | 87426.4184 | 450.6113 | 568.3032 | 0
40 |  |  |  | Weatherization Loans |  |  | 0 | 0 | 0 | 0 | 0 | 0 | 0 | 0 | 0 | 0 | 0 | 0 | 0
41 |  |  |  | Miscellaneous Rate Base |  |  | 0 | 0 | 0 | 0 | 0 | 0 | 0 | 0 | 0 | 0 | 0 | 0 | 0
42
43 |  |  |  | Total Rate Base Additions |  |  | 532363828.8022 | 272500307.9927 | 160726317.0872 | 41746134.1821 | 954926.1958 | 70210.4889 | 8804028.4476 | 138124.0659 | 73649.054 | 47340188.8607 | 4912.3678 | 5030.0596 | 0
44
45 |  |  |  | Rate Base Deductions :
46 |  |  |  | Accum Provision For Depreciation |  |  | -115629667.1578 | -58801582.1742 | -35226515.3529 | -9150967.9062 | -199380.2205 | -13781.3458 | -1929343.3672 | -30029.961 | -16009.6859 | -10260195.1442 | -930.9999 | -930.9999 | 0
47 |  |  |  | Accum Provision For Amortization |  |  | -5860863.7624 | -3497401.1729 | -1323236.5208 | -335310.0321 | -78844.5122 | -7263.7376 | -77438.6881 | -3035.7196 | -1690.129 | -535661.8452 | -490.7024 | -490.7024 | 0
48 |  |  |  | Accum Deferred Income Taxes |  |  | -85904582.0783 | -51181671.3987 | -19723987.241 | -5010273.7226 | -836779.1808 | -85633.1019 | -1161027.7028 | -43084.1104 | -25730.5388 | -7824825.1791 | -5784.9511 | -5784.9511 | 0
49 |  |  |  | Unamortized ITC |  |  | -8530.8844 | -5084.8107 | -1958.4592 | -497.5337 | -81.4439 | -8.3803 | -115.3712 | -4.2714 | -2.5656 | -776.9161 | -0.56613 | -0.56613 | 0
50 |  |  |  | Customer Advance For Construction |  |  | -807793.581 | -302557.0264 | -50410.5579 | -24601.1892 | -2722.6516 | -294676.3849 | -3801.0415 | -2217.2232 | -3841.9753 | -122965.5311 | 0 | 0 | 0
51 |  |  |  | Customer Service Deposits |  |  | 0 | 0 | 0 | 0 | 0 | 0 | 0 | 0 | 0 | 0 | 0 | 0 | 0
52 |  |  |  | Misc Rate Base Deductions |  |  | -4756321.6999 | -2710507.0098 | -1095992.6143 | -284359.1952 | -57608.5693 | -99916.9021 | -60505.7492 | -2315.5406 | -1441.7861 | -419346.2989 | -11399.54 | -12928.4942 | 0
53 | [18 empty] | 0
54 |  |  |  | Total Rate Base Deductions |  |  | -212967759.1637 | -116498803.5927 | -57422100.7462 | -14806009.579 | -1175416.5784 | -501279.8525 | -3232231.92 | -80686.8262 | -48716.6808 | -19163770.9146 | -18606.7595 | -20135.7137 | 0
55 | [18 empty] | 0
56 |  |  |  | Total Rate Base |  |  | 319396069.6385 | 156001504.4 | 103304216.341 | 26940124.6031 | -220490.3827 | -431069.3636 | 5571796.5276 | 57437.2396 | 24932.3732 | 28176417.9461 | -13694.3918 | -15105.6541 | 0
57
58
59 |  |  |  | Return On Rate Base |  |  | 7.871% | 6.876% | 9.033% | 8.347% | 14.33% | 6.245% | 6.704% | 10.74% | 16.89% | 8.903% | 3.599% | 7.074%
60
61 |  |  |  | Return On Equity |  |  | 10.47% | 8.522% | 12.74% | 11.4% | 23.08% | 7.288% | 8.186% | 16.08% | 28.09% | 12.48% | 2.119% | 8.908%
Rocky Mountain Power
Cost Of Service By Rate Schedule
State of Utah
2010 Protocol (Non Wgt)
12 Months Ended Dec 2015
|  | A |  | B | C |  | D | E | F | G | H | I | J | K | L | M | N | O
|  |  |  | DESCRIPTION | COS Factor |  | Utah Jurisdiction Normalized | Residential Sch 1 | General Large Dist. Sch 6 | General +1 MW Sch 8 | Street & Area Lighting Sch. 7,11,12 | General Trans Sch 9 | Irrigation Sch 10 | Traffic Signals Sch 15 | Outdoor Lighting Sch 15 | General Small Dist. Sch 23 | Industrial Cust 1 | Industrial Cust 2
79 |  |  |  | Total Rate Base |  |  | 319396069.6385 | 156001504.4 | 103304216.341 | 26940124.6031 | -220490.3827 | -431069.3636 | 5571796.5276 | 57437.2396 | 24932.3732 | 28176417.9461 | -13694.3918 | -15105.6541 | 0
80
81
82 |  |  |  | Return On Ratebase ($$) | 7.583% |  | 24221220.3915 | 11830285.901 | 7834016.85 | 2042989.1205 | -16720.7635 | -32689.9015 | 422534.04 | 4355.7206 | 1890.7324 | 2136742.7273 | -1038.5065 | -1145.5287 | 0
83 |  |  |  | Operating & Maintenance Expense |  |  | 16964134.1734 | 8781566.7636 | 4890432.7003 | 1270686.1094 | 114943.3641 | 101536.0834 | 265588.2613 | 5529.2286 | 2770.1638 | 1505224.7999 | 11220.3842 | 14636.3148 | 0
84 |  |  |  | Bad Debt to Produce ROR | F80 |  | 0 | 0 | 0 | 0 | 0 | 0 | 0 | 0 | 0 | 0 | 0 | 0 | 0
85 |  |  |  | Depreciation Expense |  |  | -10780358.5914 | -5296098.6912 | -3450624.6166 | -899421.7058 | 6153.7866 | 1078.2773 | -187202.1222 | -2254.9265 | -1176.3413 | -950957.9379 | 72.8431 | 72.8431 | 0
86 |  |  |  | Amortization Expense |  |  | -153895.6414 | -91822.4553 | -34748.0318 | -8805.8734 | -2069.6674 | -200.2617 | -2033.1623 | -79.6975 | -44.3868 | -14063.9503 | -13.9999 | -14.1549 | 0
87 |  |  |  | Taxes Other Than Income |  |  | 2989912.7636 | 1784845.5682 | 688167.4254 | 174614.0195 | 28811.1165 | -1469.1674 | 40548.76 | 1476.6703 | 856.1954 | 271923.4818 | 77.3887 | 61.3053 | 0
88 |  |  |  | Federal Income Taxes |  |  | 14368168.213 | 6738209.7453 | 4807209.4265 | 1146127.2151 | 36917.7588 | -3367.5509 | 195287.2929 | 5137.164 | 3481.4678 | 1438970.0391 | 245.0282 | -49.3739 | 0
89 |  |  |  | FIT Adj to Produce Target ROR | F101 |  | 0 | 0 | 0 | 0 | 0 | 0 | 0 | 0 | 0 | 0 | 0 | 0 | 0
90 |  |  |  | State Income Taxes |  |  | 1952395.4293 | 915610.7942 | 653219.9215 | 155739.6533 | 5016.5103 | -457.5942 | 26536.2997 | 698.0553 | 473.0737 | 195532.1295 | 33.2953 | -6.7091 | 0
91 |  |  |  | SIT Adj to Produce Target ROR | F101 |  | 0 | 0 | 0 | 0 | 0 | 0 | 0 | 0 | 0 | 0 | 0 | 0 | 0
92 |  |  |  | Deferred Income Taxes |  |  | -440183.7825 | -262770.233 | -101314.0397 | -25707.1914 | -4241.6576 | 216.2952 | -5969.7081 | -217.3998 | -126.0516 | -40033.3776 | -11.3934 | -9.0255 | 0
93 |  |  |  | Investment Tax Credit |  |  | -179315.8799 | -107043.6427 | -41271.8889 | -10472.2342 | -1727.9068 | 88.1113 | -2431.8558 | -88.5613 | -51.3491 | -16308.2345 | -4.6413 | -3.6767 | 0
94 |  |  |  | Misc Revenue & Expenses |  |  | -9798.8216 | -3558.7067 | -2608.7906 | -779.8821 | -17.5996 | -1696.2509 | -87.5782 | -2.4233 | -4.0828 | -620.3731 | -197.874 | -225.2603 | 0
|  |  |  | Total Operating Expenses |  |  | 24711057.8624 | 12458939.1424 | 7408462.106 | 1801980.1106 | 183785.7048 | 95727.9419 | 330236.1872 | 10198.1099 | 6178.6891 | 2389666.5769 | 11421.031 | 14462.2628
|  |  |  | Total Op. exp. Adjusted for Taxes |  |  | 23652699.6685 | 12512969.8826 | 6907263.6076 | 1915644.4206 | -7518.9062 | -36260.9487 | 452842.5654 | 3232.3532 | 454.4106 | 1906641.6096 | -1376.1694 | -1193.1568
97 |  |  |  | Revenue Credits |  |  | -3245123.3673 | -1421864.8589 | -1002181.0156 | -244379.3019 | -35542.5215 | -116158.7657 | -88595.2561 | -2255.9745 | -739.4945 | -332288.1632 | -501.4431 | -616.5723 | 0
98
99 |  |  |  | Total Revenue Requirements |  |  | 45118634.1636 | 23550044.1662 | 13313544.698 | 3473245.2293 | 140724.277 | -56691.7725 | 694483.4965 | 11174.4887 | 5893.6051 | 3964020.0233 | 9543.4185 | 12652.5336 | 0
100 |  |  |  | Operating Revenues |  |  | 46605794.5569 | 21764250.7247 | 15737784.7663 | 3806358.8453 | 116653.6721 | -47350.4773 | 615201.1825 | 14113.0402 | 9650.7962 | 4565928.1944 | 10426.6913 | 12777.1212 | 0
101
102 |  |  |  | Increase / (Decrease) Required to
103 |  |  |  | Earn Equal Rates of Return |  |  | -1487160.3932 | 1785793.4415 | -2424240.0682 | -333113.6161 | 24070.6049 | -9341.2952 | 79282.314 | -2938.5515 | -3757.1911 | -601908.1711 | -883.2728 | -124.5875 | 0
104
105 |  |  |  | Existing Revenues |  |  | 46605794.5569 | 21764250.7247 | 15737784.7663 | 3806358.8453 | 116653.6721 | -47350.4773 | 615201.1825 | 14113.0402 | 9650.7962 | 4565928.1944 | 10426.6913 | 12777.1212 | 0
106 |  |  |  | check |  |  | 0 | -1.8626e-07 | -3.5204e-07 | -1.234e-07 | -1.0768e-09 | 3.3033e-09 | -2.1886e-08 | -1.2369e-10 | -2.2555e-10 | -4.4703e-08 | 1.0732e-10 | 1.728e-10 | 0
107 |  |  |  | Percent Increase / (Decrease)
108 |  |  |  | Over Existing Rates To
109 |  |  |  | Equal Authorized RoE & RoR |  |  | -3.191% | 8.205% | -15.4% | -8.752% | 20.63% | 19.73% | 12.89% | -20.82% | -38.93% | -13.18% | -8.471% | -0.9751%
[5 empty] | 2010 Protocol |  | E: ELECTRIC REVENUES
|  | DIS - SUBS - Unbundled |  |  | (Non-Wgt)
|  | A |  | B | C |  | D | E | F | G | H | I | J | K | L | M | N | O
|  | FERC ACCT |  | DESCRIPTION | COS Factor |  | Utah Jurisdiction Normalized | Residential Sch 1 | General Large Dist. Sch 6 | General +1 MW Sch 8 | Street & Area Lighting Sch. 7,11,12 | General Trans Sch 9 | Irrigation Sch 10 | Traffic Signals Sch 15 | Outdoor Lighting Sch 15 | General Small Dist. Sch 23 | Industrial Cust 1 | Industrial Cust 2 |  | Func Study Row
122 |  | 440 | Residential Sales |  | A |  | 21764250.7247 | 21764250.7247 | 0 | 0 | 0 | 0 | 0 | 0 | 0 | 0 | 0 | 0 | 0
123
124 |  | 442 | Commercial & Industrial Sales |  | A |  | 24701126.3237 | 0 | 15737784.7663 | 3806358.8453 | 0 | -47350.4773 | 615201.1825 | 0 | 0 | 4565928.1944 | 10426.6913 | 12777.1212 | 0
125 |  |  |  | Interruptible Demand | F10 |  | 0 | 0 | 0 | 0 | 0 | 0 | 0 | 0 | 0 | 0 | 0 | 0 | 0 | 100
126 |  |  |  | Interruptible Energy | F30 |  | 0 | 0 | 0 | 0 | 0 | 0 | 0 | 0 | 0 | 0 | 0 | 0 | 0 | 101
127 | [6 empty] | 24701126.3237 | 0 | 15737784.7663 | 3806358.8453 | 0 | -47350.4773 | 615201.1825 | 0 | 0 | 4565928.1944 | 10426.6913 | 12777.1212 | 0
128
129 |  | 444 | Public Street & Highway Lighting |  | A |  | 140417.5085 | 0 | 0 | 0 | 116653.6721 | 0 | 0 | 14113.0402 | 9650.7962 | 0 | 0 | 0 | 0
130
131 |  | 445 | Other Sales to Public Authority |  | A |  | 0 | 0 | 0 | 0 | 0 | 0 | 0 | 0 | 0 | 0 | 0 | 0 | 0
132
133 |  | 448 | Interdepartmental |  | A | 0 | 0 | 0 | 0 | 0 | 0 | 0 | 0 | 0 | 0 | 0 | 0 | 0 | 0 | 114
134 |  |  |  | Demand | F10 |  | 0 | 0 | 0 | 0 | 0 | 0 | 0 | 0 | 0 | 0 | 0 | 0 | 0 | 115
135 | [6 empty] | 0 | 0 | 0 | 0 | 0 | 0 | 0 | 0 | 0 | 0 | 0 | 0 | 0
136
137 |  | Total Sales to Ultimate Customers |  |  |  |  | 46605794.5569 | 21764250.7247 | 15737784.7663 | 3806358.8453 | 116653.6721 | -47350.4773 | 615201.1825 | 14113.0402 | 9650.7962 | 4565928.1944 | 10426.6913 | 12777.1212 | 0
138
139 |  | 447 | Sales for Resale |  | F11 |  | 0 | 0 | 0 | 0 | 0 | 0 | 0 | 0 | 0 | 0 | 0 | 0 | 0 | 121
140 |  |  |  | Demand | F10 |  | 0 | 0 | 0 | 0 | 0 | 0 | 0 | 0 | 0 | 0 | 0 | 0 | 0 | 122
141 |  |  |  | Demand | F10 |  | 0 | 0 | 0 | 0 | 0 | 0 | 0 | 0 | 0 | 0 | 0 | 0 | 0 | 123
142 |  |  |  | Energy | F30 |  | 0 | 0 | 0 | 0 | 0 | 0 | 0 | 0 | 0 | 0 | 0 | 0 | 0 | 124
143 | [6 empty] | 0 | 0 | 0 | 0 | 0 | 0 | 0 | 0 | 0 | 0 | 0 | 0 | 0
144
145 |  | 449 | Provision for Rate Refund |  | F11 |  | 0 | 0 | 0 | 0 | 0 | 0 | 0 | 0 | 0 | 0 | 0 | 0 | 0 | 128
146 |  |  |  |  | F10 |  | 0 | 0 | 0 | 0 | 0 | 0 | 0 | 0 | 0 | 0 | 0 | 0 |  | 129
147
148 |  | State Specific Revenue Credit |  |  | F140D |  | 1917859.7715 | 1102490.4807 | 455403.9366 | 113274.4776 | 34096.0702 | 4380.0138 | 24511.6239 | 1088.4984 | 650.0897 | 180861.4857 | 493.9828 | 609.1121 | 0 | 131
149
150 |  | AGA Revenue |  |  | A | 0.21462 | 718105.9637 | 6618.4361 | 363861.2111 | 83636.4517 | 0 | 111668.3197 | 54036.785 | 1000.5512 | 0 | 97284.2088 | 0 | 0 | 0 | 133
151
152 |  | Total Sales from Electricity |  |  |  |  | 49241760.2921 | 22873359.6415 | 16557049.914 | 4003269.7746 | 150749.7422 | 68697.8562 | 693749.5915 | 16202.0899 | 10300.8859 | 4844073.8889 | 10920.6741 | 13386.2332 | 0
153
154 |  | Other Electric Operating Revenues
155 |  | 450 | Forfeited Discounts & Interest |  | A | 0 | 0 | 0 | 0 | 0 | 0 | 0 | 0 | 0 | 0 | 0 | 0 | 0 | 0 | 139
156 |  |  |  | Customers | F40 |  | 0 | 0 | 0 | 0 | 0 | 0 | 0 | 0 | 0 | 0 | 0 | 0 | 0 | 140
157 | [6 empty] | 0 | 0 | 0 | 0 | 0 | 0 | 0 | 0 | 0 | 0 | 0 | 0 | 0
158
159 |  | 451 | Misc Electric Revenue |  | A | 0 | 0 | 0 | 0 | 0 | 0 | 0 | 0 | 0 | 0 | 0 | 0 | 0 | 0 | 144
160 |  |  |  | Demand | F10 |  | 0 | 0 | 0 | 0 | 0 | 0 | 0 | 0 | 0 | 0 | 0 | 0 | 0 | 145
161 |  |  |  | Customer | F40 |  | 0 | 0 | 0 | 0 | 0 | 0 | 0 | 0 | 0 | 0 | 0 | 0 | 0 | 146
162 | [6 empty] | 0 | 0 | 0 | 0 | 0 | 0 | 0 | 0 | 0 | 0 | 0 | 0 | 0
163
164 |  | 453 | Water Sales |  | F10 |  | 0 | 0 | 0 | 0 | 0 | 0 | 0 | 0 | 0 | 0 | 0 | 0 | 0 | 150
165
166 |  | 454 | Rent of Electric Property |  | A | 0.17547 | 520053.6545 | 259584.1966 | 162798.4172 | 42370.5819 | 247.7612 | 0 | 8869.53 | 120.7721 | 63.7094 | 45998.686 | 0 | 0 | 0 | 154
167 |  |  |  | Demand | F10 |  | 0 | 0 | 0 | 0 | 0 | 0 | 0 | 0 | 0 | 0 | 0 | 0 | 0 | 155
168 |  |  |  | Demand | F10 |  | 0 | 0 | 0 | 0 | 0 | 0 | 0 | 0 | 0 | 0 | 0 | 0 | 0 | 156
169 |  |  |  | System Overhead | F102D |  | 89103.9776 | 53171.7454 | 20117.4506 | 5097.7908 | 1198.6901 | 110.4322 | 1177.3171 | 46.1527 | 25.6954 | 8143.7827 | 7.4603 | 7.4603 | 0 | 157
170 | [6 empty] | 609157.6321 | 312755.942 | 182915.8679 | 47468.3727 | 1446.4514 | 110.4322 | 10046.8471 | 166.9248 | 89.4048 | 54142.4688 | 7.4603 | 7.4603 | 0
171
172 |  | 456 | Other Electric Revenue |  | A | 0 | 0 | 0 | 0 | 0 | 0 | 0 | 0 | 0 | 0 | 0 | 0 | 0 | 0 | 161
173 |  |  |  | Customer | F40 |  | 0 | 0 | 0 | 0 | 0 | 0 | 0 | 0 | 0 | 0 | 0 | 0 | 0 | 162
174 |  |  |  | Energy | F30 |  | 0 | 0 | 0 | 0 | 0 | 0 | 0 | 0 | 0 | 0 | 0 | 0 | 0 | 163
175 |  |  |  | Demand | F10 |  | 0 | 0 | 0 | 0 | 0 | 0 | 0 | 0 | 0 | 0 | 0 | 0 | 0 | 164
176 |  |  |  | Demand | F10 |  | 0 | 0 | 0 | 0 | 0 | 0 | 0 | 0 | 0 | 0 | 0 | 0 | 0 | 165
177 | [6 empty] | 0 | 0 | 0 | 0 | 0 | 0 | 0 | 0 | 0 | 0 | 0 | 0 | 0
178 | [18 empty] | 0
179 |  | Total Other Electric Operating Revenues |  |  |  |  | 609157.6321 | 312755.942 | 182915.8679 | 47468.3727 | 1446.4514 | 110.4322 | 10046.8471 | 166.9248 | 89.4048 | 54142.4688 | 7.4603 | 7.4603 | 0
180 | [18 empty] | 0
181 |  | Total Electric Operating Revenues |  |  |  |  | 49850917.9242 | 23186115.5835 | 16739965.7819 | 4050738.1473 | 152196.1936 | 68808.2884 | 703796.4386 | 16369.0147 | 10390.2907 | 4898216.3576 | 10928.1344 | 13393.6935 | 0
182
183 |  | Miscellaneous Revenues
184 |  | 41160 | Gain on Sale of Utility Plant - CR |  | F10 |  | 0 | 0 | 0 | 0 | 0 | 0 | 0 | 0 | 0 | 0 | 0 | 0 | 0 | 179
185 |  | 41170 | Loss on Sale of Utility Plant |  | F10 |  | 0 | 0 | 0 | 0 | 0 | 0 | 0 | 0 | 0 | 0 | 0 | 0 | 0 | 184
186 |  | 4118 | Gain from Emission Allowances |  | F30 |  | 0 | 0 | 0 | 0 | 0 | 0 | 0 | 0 | 0 | 0 | 0 | 0 | 0 | 187
187 |  | 41181 | Gain from Disposition of NOX Credits |  | F10 |  | 0 | 0 | 0 | 0 | 0 | 0 | 0 | 0 | 0 | 0 | 0 | 0 | 0 | 190
188 |  | 4194 | Impact Housing Interest Income |  | F10 |  | 0 | 0 | 0 | 0 | 0 | 0 | 0 | 0 | 0 | 0 | 0 | 0 | 0 | 194
189 |  | 421 | (Gain)/Loss on Sale of Utility Plant |  | F10 |  | -9798.8216 | -3558.7067 | -2608.7906 | -779.8821 | -17.5996 | -1696.2509 | -87.5782 | -2.4233 | -4.0828 | -620.3731 | -197.874 | -225.2603 | 0 | 204
190
191 |  | Total Miscellaneous Revenues |  |  |  |  | -9798.8216 | -3558.7067 | -2608.7906 | -779.8821 | -17.5996 | -1696.2509 | -87.5782 | -2.4233 | -4.0828 | -620.3731 | -197.874 | -225.2603 | 0
192
193 |  | Miscellaneous Expenses
194 |  | 4311 | Interest on Customer Deposits |  | F80 |  | 0 | 0 | 0 | 0 | 0 | 0 | 0 | 0 | 0 | 0 | 0 | 0 | 0 | 210
195
196 |  | DFA | Divergence Fairness Adjustment
197 |  |  |  | Production | F105 |  | 0 | 0 | 0 | 0 | 0 | 0 | 0 | 0 | 0 | 0 | 0 | 0 | 0 | 214
198 |  |  |  | Transmission | F105 |  | 0 | 0 | 0 | 0 | 0 | 0 | 0 | 0 | 0 | 0 | 0 | 0 | 0 | 215
199 |  |  |  | Distribution | F105 |  | 0 | 0 | 0 | 0 | 0 | 0 | 0 | 0 | 0 | 0 | 0 | 0 | 0 | 216
200 | [6 empty] | 0 | 0 | 0 | 0 | 0 | 0 | 0 | 0 | 0 | 0 | 0 | 0 | 0
201
202 |  | Net Miscellaneous Revenues And Expense |  |  |  |  | -9798.8216 | -3558.7067 | -2608.7906 | -779.8821 | -17.5996 | -1696.2509 | -87.5782 | -2.4233 | -4.0828 | -620.3731 | -197.874 | -225.2603 | 0
203
204 |  | Distribution - METER - Unbundled
205 | [6 empty] | E: STEAM POWER GENERATION
206
207 |  | A |  | B | C |  | D | E | F | G | H | I | J | K | L | M | N | O
208 |  | FERC ACCT |  | DESCRIPTION | COS Factor |  | Utah Jurisdiction Normalized | Residential Sch 1 | General Large Dist. Sch 6 | General +1 MW Sch 8 | Street & Area Lighting Sch. 7,11,12 | General Trans Sch 9 | Irrigation Sch 10 | Traffic Signals Sch 15 | Outdoor Lighting Sch 15 | General Small Dist. Sch 23 | Industrial Cust 1 | Industrial Cust 2
209 |  | 500 | Operation Suprvn & Engineering |  | F10 |  | 0 | 0 | 0 | 0 | 0 | 0 | 0 | 0 | 0 | 0 | 0 | 0 | 0 | 225
210 |  |  |  | Cholla | F10 |  | 0 | 0 | 0 | 0 | 0 | 0 | 0 | 0 | 0 | 0 | 0 | 0 | 0 | 226
211 |  |  |  | Total 500 |  |  | 0 | 0 | 0 | 0 | 0 | 0 | 0 | 0 | 0 | 0 | 0 | 0 | 0
212
213 |  | 501 | Fuel Related |  | F30 |  | 0 | 0 | 0 | 0 | 0 | 0 | 0 | 0 | 0 | 0 | 0 | 0 | 0 | 237
214 |  |  |  | System Energy - Non NPC | F30 |  | 0 | 0 | 0 | 0 | 0 | 0 | 0 | 0 | 0 | 0 | 0 | 0 | 0 | 230
215 |  |  |  | System Energy - Non NPC | F30 |  | 0 | 0 | 0 | 0 | 0 | 0 | 0 | 0 | 0 | 0 | 0 | 0 | 0 | 233
216 |  |  |  | Cholla - Non NPC | F30 |  | 0 | 0 | 0 | 0 | 0 | 0 | 0 | 0 | 0 | 0 | 0 | 0 | 0 | 234
217 |  |  |  | Cholla | F30 |  | 0 | 0 | 0 | 0 | 0 | 0 | 0 | 0 | 0 | 0 | 0 | 0 | 0 | 240
218 |  |  |  | Total 501 |  |  | 0 | 0 | 0 | 0 | 0 | 0 | 0 | 0 | 0 | 0 | 0 | 0 | 0
219
220 |  | 502 | Steam Expenses |  | F10 |  | 0 | 0 | 0 | 0 | 0 | 0 | 0 | 0 | 0 | 0 | 0 | 0 | 0 | 244
221 |  |  |  | Cholla | F10 |  | 0 | 0 | 0 | 0 | 0 | 0 | 0 | 0 | 0 | 0 | 0 | 0 | 0 | 245
222 |  |  |  | Total 502 |  |  | 0 | 0 | 0 | 0 | 0 | 0 | 0 | 0 | 0 | 0 | 0 | 0 | 0
223
224 |  | 503 | Steam From Other Sources |  | F30 |  | 0 | 0 | 0 | 0 | 0 | 0 | 0 | 0 | 0 | 0 | 0 | 0 | 0 | 252
225 |  |  |  | System Energy - Non NPC | F30 |  | 0 | 0 | 0 | 0 | 0 | 0 | 0 | 0 | 0 | 0 | 0 | 0 | 0 | 249
226 |  |  |  | Total 503 |  |  | 0 | 0 | 0 | 0 | 0 | 0 | 0 | 0 | 0 | 0 | 0 | 0 | 0
227
228 |  | 505 | Electric Expenses |  | F10 |  | 0 | 0 | 0 | 0 | 0 | 0 | 0 | 0 | 0 | 0 | 0 | 0 | 0 | 256
229 |  |  |  | Cholla | F10 |  | 0 | 0 | 0 | 0 | 0 | 0 | 0 | 0 | 0 | 0 | 0 | 0 | 0 | 257
230 |  |  |  | Total 505 |  |  | 0 | 0 | 0 | 0 | 0 | 0 | 0 | 0 | 0 | 0 | 0 | 0 | 0
231
232 |  | 506 | Misc. Steam Expense |  | F10 |  | 0 | 0 | 0 | 0 | 0 | 0 | 0 | 0 | 0 | 0 | 0 | 0 | 0 | 261
233 |  |  |  | System Energy | F30 |  | 0 | 0 | 0 | 0 | 0 | 0 | 0 | 0 | 0 | 0 | 0 | 0 | 0 | 262
234 |  |  |  | Cholla | F10 |  | 0 | 0 | 0 | 0 | 0 | 0 | 0 | 0 | 0 | 0 | 0 | 0 | 0 | 263
235 |  |  |  | Total 506 |  |  | 0 | 0 | 0 | 0 | 0 | 0 | 0 | 0 | 0 | 0 | 0 | 0 | 0
236
237 |  | 507 | Rents |  | F10 |  | 0 | 0 | 0 | 0 | 0 | 0 | 0 | 0 | 0 | 0 | 0 | 0 | 0 | 267
238 |  |  |  | Cholla | F10 |  | 0 | 0 | 0 | 0 | 0 | 0 | 0 | 0 | 0 | 0 | 0 | 0 | 0 | 268
239 |  |  |  | Total 507 |  |  | 0 | 0 | 0 | 0 | 0 | 0 | 0 | 0 | 0 | 0 | 0 | 0 | 0
240
241 |  | 510 | Maint Supervision & Engineering |  | F10 |  | 0 | 0 | 0 | 0 | 0 | 0 | 0 | 0 | 0 | 0 | 0 | 0 | 0 | 272
242 |  |  |  | Cholla | F10 |  | 0 | 0 | 0 | 0 | 0 | 0 | 0 | 0 | 0 | 0 | 0 | 0 | 0 | 273
243 |  |  |  | Total 510 |  |  | 0 | 0 | 0 | 0 | 0 | 0 | 0 | 0 | 0 | 0 | 0 | 0 | 0
244
245 |  | 511 | Maintenance of Structures |  | F10 |  | 0 | 0 | 0 | 0 | 0 | 0 | 0 | 0 | 0 | 0 | 0 | 0 | 0 | 277
246 |  |  |  | Cholla | F10 |  | 0 | 0 | 0 | 0 | 0 | 0 | 0 | 0 | 0 | 0 | 0 | 0 | 0 | 278
247 |  |  |  | Total 511 |  |  | 0 | 0 | 0 | 0 | 0 | 0 | 0 | 0 | 0 | 0 | 0 | 0 | 0
248
249 |  | 512 | Maintenance of Boiler Plant |  | F10 |  | 0 | 0 | 0 | 0 | 0 | 0 | 0 | 0 | 0 | 0 | 0 | 0 | 0 | 282
250 |  |  |  | Cholla | F10 |  | 0 | 0 | 0 | 0 | 0 | 0 | 0 | 0 | 0 | 0 | 0 | 0 | 0 | 283
251 |  |  |  | Total 512 |  |  | 0 | 0 | 0 | 0 | 0 | 0 | 0 | 0 | 0 | 0 | 0 | 0 | 0
252
253 |  | 513 | Maintenance of Electric Plant |  | F10 |  | 0 | 0 | 0 | 0 | 0 | 0 | 0 | 0 | 0 | 0 | 0 | 0 | 0 | 287
254 |  |  |  | Cholla | F10 |  | 0 | 0 | 0 | 0 | 0 | 0 | 0 | 0 | 0 | 0 | 0 | 0 | 0 | 288
255 |  |  |  | Total 513 |  |  | 0 | 0 | 0 | 0 | 0 | 0 | 0 | 0 | 0 | 0 | 0 | 0 | 0
256
257 |  | 514 | Maint of Misc. Steam Plant |  | F10 |  | 0 | 0 | 0 | 0 | 0 | 0 | 0 | 0 | 0 | 0 | 0 | 0 | 0 | 292
258 |  |  |  | Cholla | F10 |  | 0 | 0 | 0 | 0 | 0 | 0 | 0 | 0 | 0 | 0 | 0 | 0 | 0 | 293
259 |  |  |  | Total 514 |  |  | 0 | 0 | 0 | 0 | 0 | 0 | 0 | 0 | 0 | 0 | 0 | 0 | 0
260
261 |  | Total Steam Power Generation |  |  |  |  | 0 | 0 | 0 | 0 | 0 | 0 | 0 | 0 | 0 | 0 | 0 | 0 | 0
262
263
264 | [6 empty] | D: NUCLEAR POWER GENERATION
265
266
267 |  | 517 | Operation Super & Engineering |  | F10 |  | 0 | 0 | 0 | 0 | 0 | 0 | 0 | 0 | 0 | 0 | 0 | 0 | 0 | 299
268
269 |  | 518 | Nuclear Fuel Expense |  | F30 |  | 0 | 0 | 0 | 0 | 0 | 0 | 0 | 0 | 0 | 0 | 0 | 0 | 0 | 303
270
271 |  | 519 | Coolants and Water |  | F10 |  | 0 | 0 | 0 | 0 | 0 | 0 | 0 | 0 | 0 | 0 | 0 | 0 | 0 | 308
272
273 |  | 520 | Steam Expenses |  | F10 |  | 0 | 0 | 0 | 0 | 0 | 0 | 0 | 0 | 0 | 0 | 0 | 0 | 0 | 312
274
275 |  | 523 | Electric Expenses |  | F10 |  | 0 | 0 | 0 | 0 | 0 | 0 | 0 | 0 | 0 | 0 | 0 | 0 | 0 | 316
276
277 |  | 524 | Misc. Nuclear Expenses |  | F10 |  | 0 | 0 | 0 | 0 | 0 | 0 | 0 | 0 | 0 | 0 | 0 | 0 | 0 | 320
278
279 |  | 528 | Maint Supervision & Eng |  | F10 |  | 0 | 0 | 0 | 0 | 0 | 0 | 0 | 0 | 0 | 0 | 0 | 0 | 0 | 324
280
281 |  | 529 | Maintenance of Structures |  | F10 |  | 0 | 0 | 0 | 0 | 0 | 0 | 0 | 0 | 0 | 0 | 0 | 0 | 0 | 328
282
283 |  | 530 | Maintenance of Reactor Plant |  | F10 |  | 0 | 0 | 0 | 0 | 0 | 0 | 0 | 0 | 0 | 0 | 0 | 0 | 0 | 332
284
285 |  | 531 | Maintenance of Electric Plant |  | F10 |  | 0 | 0 | 0 | 0 | 0 | 0 | 0 | 0 | 0 | 0 | 0 | 0 | 0 | 336
286
287 |  | 532 | Maintenance of Misc Nuclear |  | F10 |  | 0 | 0 | 0 | 0 | 0 | 0 | 0 | 0 | 0 | 0 | 0 | 0 | 0 | 340
288
289 |  | Total Nuclear Power Generation |  |  |  |  | 0 | 0 | 0 | 0 | 0 | 0 | 0 | 0 | 0 | 0 | 0 | 0 | 0
290
291
292
293 |  | Distribution - METER - Unbundled |  |  |  |  | D: HYDRAULIC POWER GENERATION
294
295 |  | A |  | B | C |  | D | E | F | G | H | I | J | K | L | M | N | O
296 |  | FERC ACCT |  | DESCRIPTION | COS Factor |  | Utah Jurisdiction Normalized | Residential Sch 1 | General Large Dist. Sch 6 | General +1 MW Sch 8 | Street & Area Lighting Sch. 7,11,12 | General Trans Sch 9 | Irrigation Sch 10 | Traffic Signals Sch 15 | Outdoor Lighting Sch 15 | General Small Dist. Sch 23 | Industrial Cust 1 | Industrial Cust 2
297 |  | 535 | Operation Super & Engineering |  | F10 |  | 0 | 0 | 0 | 0 | 0 | 0 | 0 | 0 | 0 | 0 | 0 | 0 | 0 | 349
298
299 |  | 536 | Water For Power |  | F10 |  | 0 | 0 | 0 | 0 | 0 | 0 | 0 | 0 | 0 | 0 | 0 | 0 | 0 | 354
300
301 |  | 537 | Hydraulic Expenses |  | F10 |  | 0 | 0 | 0 | 0 | 0 | 0 | 0 | 0 | 0 | 0 | 0 | 0 | 0 | 359
302
303 |  | 538 | Electric Expenses |  | F10 |  | 0 | 0 | 0 | 0 | 0 | 0 | 0 | 0 | 0 | 0 | 0 | 0 | 0 | 363
304
305 |  | 539 | Misc. Hydro Expenses |  | F10 |  | 0 | 0 | 0 | 0 | 0 | 0 | 0 | 0 | 0 | 0 | 0 | 0 | 0 | 368
306
307 |  | 540 | Rents (Hydro Generation) |  | F10 |  | 0 | 0 | 0 | 0 | 0 | 0 | 0 | 0 | 0 | 0 | 0 | 0 | 0 | 373
308
309 |  | 541 | Maint Supervision & Engineering |  | F10 |  | 0 | 0 | 0 | 0 | 0 | 0 | 0 | 0 | 0 | 0 | 0 | 0 | 0 | 377
310
311 |  | 542 | Maintenance of Structures |  | F10 |  | 0 | 0 | 0 | 0 | 0 | 0 | 0 | 0 | 0 | 0 | 0 | 0 | 0 | 382
312
313 |  | 543 | Maint of Dams & Waterways |  | F10 |  | 0 | 0 | 0 | 0 | 0 | 0 | 0 | 0 | 0 | 0 | 0 | 0 | 0 | 387
314
315 |  | 544 | Maintenance of Electric Plant |  | F10 |  | 0 | 0 | 0 | 0 | 0 | 0 | 0 | 0 | 0 | 0 | 0 | 0 | 0 | 392
316
317 |  | 545 | Maint of Misc. Hydro Plant |  | F10 |  | 0 | 0 | 0 | 0 | 0 | 0 | 0 | 0 | 0 | 0 | 0 | 0 | 0 | 397
318
319 |  | Total Hydraulic Power Generation |  |  |  |  | 0 | 0 | 0 | 0 | 0 | 0 | 0 | 0 | 0 | 0 | 0 | 0 | 0
320
321
322 | [6 empty] | D: OTHER POWER GENERATION
323
324
325 |  | 546 | Operation Super & Engineering |  | F10 |  | 0 | 0 | 0 | 0 | 0 | 0 | 0 | 0 | 0 | 0 | 0 | 0 | 0 | 403
326
327 |  | 547 | Fuel |  | F30 |  | 0 | 0 | 0 | 0 | 0 | 0 | 0 | 0 | 0 | 0 | 0 | 0 | 0 | 407
328 |  |  |  | Simple Cycle Combustion Turbine | F30 |  | 0 | 0 | 0 | 0 | 0 | 0 | 0 | 0 | 0 | 0 | 0 | 0 | 0 | 408
329 |  |  |  | Total 547 |  |  | 0 | 0 | 0 | 0 | 0 | 0 | 0 | 0 | 0 | 0 | 0 | 0 | 0
330
331 |  | 548 | Generation Expense |  | F10 |  | 0 | 0 | 0 | 0 | 0 | 0 | 0 | 0 | 0 | 0 | 0 | 0 | 0 | 412
332 |  |  |  | Simple Cycle Combustion Turbine | F10 |  | 0 | 0 | 0 | 0 | 0 | 0 | 0 | 0 | 0 | 0 | 0 | 0 | 0 | 413
333 |  |  |  | Total 548 |  |  | 0 | 0 | 0 | 0 | 0 | 0 | 0 | 0 | 0 | 0 | 0 | 0 | 0
334
335 |  | 549 | Miscellaneous Other |  | F10 |  | 0 | 0 | 0 | 0 | 0 | 0 | 0 | 0 | 0 | 0 | 0 | 0 | 0 | 417
336 |  |  |  | Wind Generation | F10 |  | 0 | 0 | 0 | 0 | 0 | 0 | 0 | 0 | 0 | 0 | 0 | 0 | 0 | 418
337
338 |  | 550 | Maint Supervision & Engineering
339 |  |  |  | System Generation | F10 |  | 0 | 0 | 0 | 0 | 0 | 0 | 0 | 0 | 0 | 0 | 0 | 0 | 0 | 423
340 |  |  |  | Wind Generation | F10 |  | 0 | 0 | 0 | 0 | 0 | 0 | 0 | 0 | 0 | 0 | 0 | 0 | 0 | 424
341 |  |  |  | Total 550 |  |  | 0 | 0 | 0 | 0 | 0 | 0 | 0 | 0 | 0 | 0 | 0 | 0 | 0
342
343 |  | 551 | Maint Supervision & Engineering |  | F10 |  | 0 | 0 | 0 | 0 | 0 | 0 | 0 | 0 | 0 | 0 | 0 | 0 | 0 | 428
344
345 |  | 552 | Maintenance of Structures |  | F10 |  | 0 | 0 | 0 | 0 | 0 | 0 | 0 | 0 | 0 | 0 | 0 | 0 | 0 | 434
346
347 |  | 553 | Maint of Generation & Elect Plant |  | F10 |  | 0 | 0 | 0 | 0 | 0 | 0 | 0 | 0 | 0 | 0 | 0 | 0 | 0 | 438
348 |  |  |  | Simple Cycle Combustion Turbine | F10 |  | 0 | 0 | 0 | 0 | 0 | 0 | 0 | 0 | 0 | 0 | 0 | 0 | 0 | 439
349 |  |  |  | Wind Generation | F10 |  | 0 | 0 | 0 | 0 | 0 | 0 | 0 | 0 | 0 | 0 | 0 | 0 | 0 | 440
350 |  |  |  | Total 553 |  |  | 0 | 0 | 0 | 0 | 0 | 0 | 0 | 0 | 0 | 0 | 0 | 0 | 0
351
352 |  | 554 | Maintenance of Misc. Other |  | F10 |  | 0 | 0 | 0 | 0 | 0 | 0 | 0 | 0 | 0 | 0 | 0 | 0 | 0 | 444
353 |  |  |  | Simple Cycle Combustion Turbine | F10 |  | 0 | 0 | 0 | 0 | 0 | 0 | 0 | 0 | 0 | 0 | 0 | 0 | 0 | 445
354 |  |  |  | Wind Generation | F10 |  | 0 | 0 | 0 | 0 | 0 | 0 | 0 | 0 | 0 | 0 | 0 | 0 | 0 | 446
355 |  |  |  | Total 554 |  |  | 0 | 0 | 0 | 0 | 0 | 0 | 0 | 0 | 0 | 0 | 0 | 0 | 0
356
357 |  | Total Other Power Generation |  |  |  |  | 0 | 0 | 0 | 0 | 0 | 0 | 0 | 0 | 0 | 0 | 0 | 0 | 0
358
359
360 | [6 empty] | D: OTHER POWER SUPPLY
361
362
363 |  | 555 | Purchased Power |  | F10 |  | 0 | 0 | 0 | 0 | 0 | 0 | 0 | 0 | 0 | 0 | 0 | 0 | 0 | 452
364 |  |  |  | Demand | F10 |  | 0 | 0 | 0 | 0 | 0 | 0 | 0 | 0 | 0 | 0 | 0 | 0 | 0 | 453
365 |  |  |  | Energy | F30 |  | 0 | 0 | 0 | 0 | 0 | 0 | 0 | 0 | 0 | 0 | 0 | 0 | 0 | 454
366 |  |  |  | Seasonal Contracts | F10 |  | 0 | 0 | 0 | 0 | 0 | 0 | 0 | 0 | 0 | 0 | 0 | 0 | 0 | 455
367 |  |  |  | Demand | F10 |  | 0 | 0 | 0 | 0 | 0 | 0 | 0 | 0 | 0 | 0 | 0 | 0 | 0 | 456
368 |  |  |  | Total 555 |  |  | 0 | 0 | 0 | 0 | 0 | 0 | 0 | 0 | 0 | 0 | 0 | 0 | 0
369
370
371 |  | 556 | System Control & Load Dispatch |  | F10 |  | 0 | 0 | 0 | 0 | 0 | 0 | 0 | 0 | 0 | 0 | 0 | 0 | 0 | 460
372
373 |  | 557 | Other Expenses |  | F10 |  | 0 | 0 | 0 | 0 | 0 | 0 | 0 | 0 | 0 | 0 | 0 | 0 | 0 | 470
374
375
376 |  | 2010 Protocol Stipulated Embedded Cost Differential and Adjustment |  | Embedded Cost Differentials
377 |  |  |  | Company Owned Hydro | F10 |  | 0 | 0 | 0 | 0 | 0 | 0 | 0 | 0 | 0 | 0 | 0 | 0 | 0 | 473
378 |  |  |  | Company Owned Hydro | F10 |  | 0 | 0 | 0 | 0 | 0 | 0 | 0 | 0 | 0 | 0 | 0 | 0 | 0 | 474
379 |  |  |  | Mid-C Contract | F10 |  | 0 | 0 | 0 | 0 | 0 | 0 | 0 | 0 | 0 | 0 | 0 | 0 | 0 | 475
380 |  |  |  | Mid-C Contract | F10 |  | 0 | 0 | 0 | 0 | 0 | 0 | 0 | 0 | 0 | 0 | 0 | 0 | 0 | 476
381 |  |  |  | Existing QF Contracts | F10 |  | 0 | 0 | 0 | 0 | 0 | 0 | 0 | 0 | 0 | 0 | 0 | 0 | 0 | 477
382 | [6 empty] | 0 | 0 | 0 | 0 | 0 | 0 | 0 | 0 | 0 | 0 | 0 | 0 | 0
383
384 |  | Total Other Power Supply |  |  |  |  | 0 | 0 | 0 | 0 | 0 | 0 | 0 | 0 | 0 | 0 | 0 | 0 | 0
385
386 |  | TOTAL PRODUCTION EXPENSE |  |  |  |  | 0 | 0 | 0 | 0 | 0 | 0 | 0 | 0 | 0 | 0 | 0 | 0 | 0
387
388 |  | Distribution - METER - Unbundled |  |  |  |  | D: TRANSMISSION EXPENSE
389
390
391 |  | A |  | B | C |  | D | E | F | G | H | I | J | K | L | M | N | O
392 |  | FERC ACCT |  | DESCRIPTION | COS Factor |  | Utah Jurisdiction Normalized | Residential Sch 1 | General Large Dist. Sch 6 | General +1 MW Sch 8 | Street & Area Lighting Sch. 7,11,12 | General Trans Sch 9 | Irrigation Sch 10 | Traffic Signals Sch 15 | Outdoor Lighting Sch 15 | General Small Dist. Sch 23 | Industrial Cust 1 | Industrial Cust 2
393 |  | 560 | Operation Supervision & Eng |  | F106 |  | 0 | 0 | 0 | 0 | 0 | 0 | 0 | 0 | 0 | 0 | 0 | 0 | 0 | 494
394
395 |  | 561 | Load Dispatching |  | F106 |  | 0 | 0 | 0 | 0 | 0 | 0 | 0 | 0 | 0 | 0 | 0 | 0 | 0 | 498
396
397 |  | 562 | Station Expense |  | F106 |  | 0 | 0 | 0 | 0 | 0 | 0 | 0 | 0 | 0 | 0 | 0 | 0 | 0 | 502
398
399 |  | 563 | Overhead Line Expense |  | F106 |  | 0 | 0 | 0 | 0 | 0 | 0 | 0 | 0 | 0 | 0 | 0 | 0 | 0 | 506
400
401 |  | 564 | Underground Line Expense |  | F106 |  | 0 | 0 | 0 | 0 | 0 | 0 | 0 | 0 | 0 | 0 | 0 | 0 | 0 | 510
402
403 |  | 565 | Transm of Electricity by Others |  | F10 |  | 0 | 0 | 0 | 0 | 0 | 0 | 0 | 0 | 0 | 0 | 0 | 0 | 0 | 514
404 |  |  | Energy |  | F30 |  | 0 | 0 | 0 | 0 | 0 | 0 | 0 | 0 | 0 | 0 | 0 | 0 | 0 | 515
405 | [6 empty] | 0 | 0 | 0 | 0 | 0 | 0 | 0 | 0 | 0 | 0 | 0 | 0 | 0
406
407 |  | 566 | Misc. Transmission Expense |  | F106 |  | 0 | 0 | 0 | 0 | 0 | 0 | 0 | 0 | 0 | 0 | 0 | 0 | 0 | 519
408
409 |  | 567 | Rents - Transmission |  | F106 |  | 0 | 0 | 0 | 0 | 0 | 0 | 0 | 0 | 0 | 0 | 0 | 0 | 0 | 523
410
411 |  | 568 | Maint Supervision & Engineering |  | F106 |  | 0 | 0 | 0 | 0 | 0 | 0 | 0 | 0 | 0 | 0 | 0 | 0 | 0 | 527
412
413 |  | 569 | Maintenance of Structures |  | F106 |  | 0 | 0 | 0 | 0 | 0 | 0 | 0 | 0 | 0 | 0 | 0 | 0 | 0 | 531
414
415 |  | 570 | Maint of Station Equipment |  | F106 |  | 0 | 0 | 0 | 0 | 0 | 0 | 0 | 0 | 0 | 0 | 0 | 0 | 0 | 535
416
417 |  | 571 | Maintenance of Overhead Lines |  | F106 |  | 0 | 0 | 0 | 0 | 0 | 0 | 0 | 0 | 0 | 0 | 0 | 0 | 0 | 539
418
419 |  | 572 | Maint of Underground Lines |  | F106 |  | 0 | 0 | 0 | 0 | 0 | 0 | 0 | 0 | 0 | 0 | 0 | 0 | 0 | 543
420
421 |  | 573 | Maint of Misc Transmission Plant |  | F106 |  | 0 | 0 | 0 | 0 | 0 | 0 | 0 | 0 | 0 | 0 | 0 | 0 | 0 | 547
422
423
424 |  | TOTAL TRANSMISSION EXPENSE |  |  |  |  | 0 | 0 | 0 | 0 | 0 | 0 | 0 | 0 | 0 | 0 | 0 | 0 | 0
425
426
427
428
429
430
431
432
433
434
435
436 |  | Distribution - METER - Unbundled |  |  |  |  | D: DISTRIBUTION EXPENSE
437
438
439 |  | A |  | B | C |  | D | E | F | G | H | I | J | K | L | M | N | O
440 |  | FERC ACCT |  | DESCRIPTION | COS Factor |  | Utah Jurisdiction Normalized | Residential Sch 1 | General Large Dist. Sch 6 | General +1 MW Sch 8 | Street & Area Lighting Sch. 7,11,12 | General Trans Sch 9 | Irrigation Sch 10 | Traffic Signals Sch 15 | Outdoor Lighting Sch 15 | General Small Dist. Sch 23 | Industrial Cust 1 | Industrial Cust 2
441 |  | 580 | Operation Supervision & Eng |  | F131 |  | 921948.1113 | 526565.7626 | 214459.1891 | 53974.6595 | 26565.2304 | 2233.9761 | 11678.213 | 537.8579 | 165.1621 | 85466.2277 | 150.9164 | 150.9164 | 0 | 555
442
443 |  | 581 | Load Dispatching |  | F20 |  | 5625124.1359 | 2807774.3849 | 1760897.7425 | 458298.4479 | 2679.8919 | 0 | 95936.6537 | 1306.3226 | 689.1082 | 497541.5842 | 0 | 0 | 0 | 560
444
445 |  | 582 | Station Expense |  | F120 |  | 1758833.3047 | 877919.6656 | 550587.9552 | 143298.2729 | 837.9341 | 0 | 29996.9525 | 408.4539 | 215.4666 | 155568.6039 | 0 | 0 | 0 | 565
446
447 |  | 583 | Overhead Line Expenses |  | F132 |  | 0 | 0 | 0 | 0 | 0 | 0 | 0 | 0 | 0 | 0 | 0 | 0 | 0 | 570
448
449 |  | 584 | Underground Line Expense |  | F133 |  | 0 | 0 | 0 | 0 | 0 | 0 | 0 | 0 | 0 | 0 | 0 | 0 | 0 | 575
450
451 |  | 585 | Street Lighting & Signal Systems |  | F130 |  | 0 | 0 | 0 | 0 | 0 | 0 | 0 | 0 | 0 | 0 | 0 | 0 | 0 | 580
452
453 |  | 586 | Meter Expenses |  | F127 |  | 0 | 0 | 0 | 0 | 0 | 0 | 0 | 0 | 0 | 0 | 0 | 0 | 0 | 585
454
455 |  | 587 | Customer Installation Expenses |  | F20 |  | 0 | 0 | 0 | 0 | 0 | 0 | 0 | 0 | 0 | 0 | 0 | 0 | 0 | 590
456
457 |  | 588 | Misc. Distribution Expenses |  | F131 |  | 690603.4203 | 394434.4722 | 160644.8863 | 40430.7835 | 19899.2099 | 1673.4039 | 8747.7958 | 402.8931 | 123.718 | 64020.1639 | 113.0469 | 113.0469 | 0 | 595
458
459 |  | 589 | Rents |  | F131 |  | 165684.6777 | 94629.9229 | 38540.7825 | 9699.867 | 4774.0774 | 401.4712 | 2098.7092 | 96.6593 | 29.6815 | 15359.264 | 27.1214 | 27.1214 | 0 | 600
460
461 |  | 590 | Maint Supervision & Engineering |  | F131 |  | 439060.1031 | 250766.8438 | 102132.075 | 25704.3962 | 12651.1814 | 1063.8883 | 5561.5249 | 256.1445 | 78.6553 | 40701.6515 | 71.8711 | 71.8711 | 0 | 605
462
463 |  | 591 | Maintenance of Structures |  | F119 |  | 191469.8399 | 95571.9552 | 59938.021 | 15599.7145 | 91.2191 | 0 | 3265.5236 | 44.465 | 23.4561 | 16935.4854 | 0 | 0 | 0 | 610
464
465 |  | 592 | Maint of Station Equipment |  | F120 |  | 4133669.3103 | 2063316.3864 | 1294010.3686 | 336784.4306 | 1969.3409 | 0 | 70499.8488 | 959.9621 | 506.3969 | 365622.576 | 0 | 0 | 0 | 615
466
467 |  | 593 | Maintenance of Overhead Lines |  | F134 |  | 0 | 0 | 0 | 0 | 0 | 0 | 0 | 0 | 0 | 0 | 0 | 0 | 0 | 620
468
469 |  | 594 | Maint of Underground Lines |  | F135 |  | 0 | 0 | 0 | 0 | 0 | 0 | 0 | 0 | 0 | 0 | 0 | 0 | 0 | 625
470
471 |  | 595 | Maint of Line Transformers |  | F125 |  | 0 | 0 | 0 | 0 | 0 | 0 | 0 | 0 | 0 | 0 | 0 | 0 | 0 | 630
472
473 |  | 596 | Maint of Street Lighting & Signals |  | F130 |  | 0 | 0 | 0 | 0 | 0 | 0 | 0 | 0 | 0 | 0 | 0 | 0 | 0 | 635
474
475 |  | 597 | Maintenance of Meters |  | F127 |  | 0 | 0 | 0 | 0 | 0 | 0 | 0 | 0 | 0 | 0 | 0 | 0 | 0 | 640
476
477 |  | 598 | Maint of Misc. Distribution Plant |  | F131 |  | 627612.1227 | 358457.3274 | 145992.1499 | 36743.0121 | 18084.1638 | 1520.7694 | 7949.8922 | 366.1444 | 112.4334 | 58180.7587 | 102.7357 | 102.7357 | 0 | 645
478
479 |  | TOTAL DISTRIBUTION EXPENSE |  |  |  |  | 14554005.0258 | 7469436.7209 | 4327203.1701 | 1120533.5842 | 87552.2489 | 6893.5088 | 235735.1137 | 4378.9028 | 1944.0782 | 1299396.3152 | 465.6915 | 465.6915 | 0
480
481
482 | [6 empty] | D: CUSTOMER ACCOUNTS EXPENSE
483
484
485 |  | 901 | Supervision |  | F136 |  | 0 | 0 | 0 | 0 | 0 | 0 | 0 | 0 | 0 | 0 | 0 | 0 | 0 | 652
486
487 |  | 902 | Meter Reading Expense |  | F47 |  | 0 | 0 | 0 | 0 | 0 | 0 | 0 | 0 | 0 | 0 | 0 | 0 | 0 | 657
488
489 |  | 903 | Customer Receipts & Collections |  | F48 |  | 0 | 0 | 0 | 0 | 0 | 0 | 0 | 0 | 0 | 0 | 0 | 0 | 0 | 662
490
491 |  | 904 | Uncollectible Accounts |  | F80 |  | 0 | 0 | 0 | 0 | 0 | 0 | 0 | 0 | 0 | 0 | 0 | 0 | 0 | 668
492
493 |  | 905 | Misc. Customer Accounts Exp |  | F136 |  | 0 | 0 | 0 | 0 | 0 | 0 | 0 | 0 | 0 | 0 | 0 | 0 | 0 | 673
494
495 |  | TOTAL CUSTOMER ACCOUNTS EXPENSE |  |  |  |  | 0 | 0 | 0 | 0 | 0 | 0 | 0 | 0 | 0 | 0 | 0 | 0 | 0
496
497 |  | Distribution - METER - Unbundled |  |  |  |  | D: CUSTOMER SERVICE EXPENSE
498
499 |  | A |  | B | C |  | D | E | F | G | H | I | J | K | L | M | N | O
500 |  | FERC ACCT |  | DESCRIPTION | COS Factor |  | Utah Jurisdiction Normalized | Residential Sch 1 | General Large Dist. Sch 6 | General +1 MW Sch 8 | Street & Area Lighting Sch. 7,11,12 | General Trans Sch 9 | Irrigation Sch 10 | Traffic Signals Sch 15 | Outdoor Lighting Sch 15 | General Small Dist. Sch 23 | Industrial Cust 1 | Industrial Cust 2
501 |  | 907 | Supervision |  | F40 |  | 0 | 0 | 0 | 0 | 0 | 0 | 0 | 0 | 0 | 0 | 0 | 0 | 0 | 680
502
503 |  | 908 | Customer Assistance |  | F40 |  | 0 | 0 | 0 | 0 | 0 | 0 | 0 | 0 | 0 | 0 | 0 | 0 | 0 | 685
504
505 |  | 909 | Informational & Instructional Adv |  | F40 |  | 0 | 0 | 0 | 0 | 0 | 0 | 0 | 0 | 0 | 0 | 0 | 0 | 0 | 690
506
507 |  | 910 | Misc. Customer Service |  | F40 |  | 0 | 0 | 0 | 0 | 0 | 0 | 0 | 0 | 0 | 0 | 0 | 0 | 0 | 695
508
509 |  | TOTAL CUSTOMER SERVICE EXPENSE |  |  |  |  | 0 | 0 | 0 | 0 | 0 | 0 | 0 | 0 | 0 | 0 | 0 | 0 | 0
510
511
512 | [6 empty] | D: SALES EXPENSE
513
514
515 |  | 911 | Supervision |  | F40 |  | 0 | 0 | 0 | 0 | 0 | 0 | 0 | 0 | 0 | 0 | 0 | 0 | 0 | 702
516
517 |  | 912 | Demonstration & Selling Expense |  | F40 |  | 0 | 0 | 0 | 0 | 0 | 0 | 0 | 0 | 0 | 0 | 0 | 0 | 0 | 707
518
519 |  | 913 | Advertising Expense |  | F40 |  | 0 | 0 | 0 | 0 | 0 | 0 | 0 | 0 | 0 | 0 | 0 | 0 | 0 | 712
520
521 |  | 916 | Misc. Sales Expense |  | F40 |  | 0 | 0 | 0 | 0 | 0 | 0 | 0 | 0 | 0 | 0 | 0 | 0 | 0 | 717
522
523 |  | TOTAL SALES EXPENSE |  |  |  |  | 0 | 0 | 0 | 0 | 0 | 0 | 0 | 0 | 0 | 0 | 0 | 0 | 0
524
525
526 | [6 empty] | D: ADMINISTRATION & GENERAL EXPENSE
527
528
529 |  | 920 | Administrative & General Salaries |  | F102D |  | 25314.6755 | 15106.2334 | 5715.4209 | 1448.2958 | 340.551 | 31.3741 | 334.4789 | 13.1121 | 7.3001 | 2313.6702 | 2.1195 | 2.1195 | 0 | 723
530 |  |  |  | Customer - System | F42 |  | 0 | 0 | 0 | 0 | 0 | 0 | 0 | 0 | 0 | 0 | 0 | 0 | 0 | 724
531 |  |  |  | System Overheads | F102D |  | 1530186.7293 | 913120.8434 | 345477.9101 | 87544.5979 | 20585.1614 | 1896.4568 | 20218.121 | 792.5825 | 441.2682 | 139853.5575 | 128.1153 | 128.1153 | 0 | 725
532 |  |  |  | Administrative & General Salaries |  |  | 1555501.4049 | 928227.0768 | 351193.331 | 88992.8937 | 20925.7124 | 1927.8309 | 20552.5999 | 805.6946 | 448.5684 | 142167.2277 | 130.2348 | 130.2348 | 0
533
534 |  | 921 | Office Supplies & expenses |  | F102D |  | 5707.7189 | 3406.0138 | 1288.6602 | 326.5484 | 76.7843 | 7.0739 | 75.4152 | 2.9564 | 1.646 | 521.665 | 0.47788 | 0.47788 | 0 | 729
535 |  |  |  | Customer - System | F42 |  | 0 | 0 | 0 | 0 | 0 | 0 | 0 | 0 | 0 | 0 | 0 | 0 | 0 | 730
536 |  |  |  | System Overheads | F102D |  | 159085.3949 | 94932.329 | 35917.5052 | 9101.5473 | 2140.13 | 197.1646 | 2101.9708 | 82.4006 | 45.8763 | 14539.8323 | 13.3195 | 13.3195 | 0 | 731
537 |  |  |  | Office Supplies & expenses |  |  | 164793.1138 | 98338.3428 | 37206.1654 | 9428.0957 | 2216.9143 | 204.2385 | 2177.386 | 85.357 | 47.5223 | 15061.4972 | 13.7973 | 13.7973 | 0
538
539 |  | 922 | A&G Expenses Transferred |  | F102D |  | -736946.9663 | -439764.3912 | -166384.2019 | -42161.9954 | -9913.9353 | -913.3448 | -9737.1665 | -381.7124 | -212.5174 | -67354.2993 | -61.7011 | -61.7011 | 0 | 735
540
541 |  | 923 | Outside Services |  | F102D |  | 382.1663 | 228.0532 | 86.2836 | 21.8644 | 5.1412 | 0.47364 | 5.0495 | 0.19795 | 0.11021 | 34.9286 | 0.031997 | 0.031997 | 0 | 738
542 |  |  |  | Customer - System | F42 |  | 0 | 0 | 0 | 0 | 0 | 0 | 0 | 0 | 0 | 0 | 0 | 0 | 0 | 739
543 |  |  |  | System Overheads | F102D |  | 324403.2728 | 193583.8185 | 73242.1492 | 18559.6656 | 4364.1038 | 402.0534 | 4286.2904 | 168.0294 | 93.5499 | 29649.2911 | 27.1608 | 27.1608 | 0 | 740
544 |  |  |  | Outside Services |  |  | 324785.4392 | 193811.8717 | 73328.4328 | 18581.53 | 4369.245 | 402.5271 | 4291.3399 | 168.2273 | 93.6601 | 29684.2197 | 27.1927 | 27.1927 | 0
545
546 |  | 924 | Property Insurance |  | F102D |  | 0 | 0 | 0 | 0 | 0 | 0 | 0 | 0 | 0 | 0 | 0 | 0 | 0 | 744
547 |  |  |  | System Generation | F10 |  | 0 | 0 | 0 | 0 | 0 | 0 | 0 | 0 | 0 | 0 | 0 | 0 | 0 | 745
548 |  |  |  | System Overheads | F102D |  | 127280.6342 | 75953.2139 | 28736.7853 | 7281.9426 | 1712.2697 | 157.7469 | 1681.7394 | 65.9269 | 36.7046 | 11632.9917 | 10.6566 | 10.6566 |  | 746
549
550 |  | 925 | Injuries & Damages |  | F102D |  | 204066.9887 | 121774.5634 | 46073.2245 | 11675.0212 | 2745.2544 | 252.9131 | 2696.3056 | 105.6995 | 58.8479 | 18650.988 | 17.0856 | 17.0856 | 0 | 750
551
552 |  | 926 | Employee Pensions & Benefits |  | F138D |  | 0 | 0 | 0 | 0 | 0 | 0 | 0 | 0 | 0 | 0 | 0 | 0 | 0 | 757
553
554 |  | 927 | Franchise Requirements |  | F102 |  | 0 | 0 | 0 | 0 | 0 | 0 | 0 | 0 | 0 | 0 | 0 | 0 | 0 | 762
555
556 |  | 928 | Regulatory Commission Expense |  | F102 |  | 0 | 0 | 0 | 0 | 0 | 0 | 0 | 0 | 0 | 0 | 0 | 0 | 0 | 769
557 |  |  |  | Regulatory Expense | F103 |  | 0 | 0 | 0 | 0 | 0 | 0 | 0 | 0 | 0 | 0 | 0 | 0 | 0 | 771
558
559 |  | 929 | Duplicate Charges |  | F102D |  | -69854.8301 | -41685.0442 | -15771.4743 | -3996.5142 | -939.7369 | -86.5755 | -922.9811 | -36.1823 | -20.1444 | -6384.48 | -5.8486 | -5.8486 | 0 | 776
560
561 |  | 930 | Misc General Expenses
562 |  |  |  | Situs | F102D |  | 2050.1416 | 1223.3978 | 462.8707 | 117.2921 | 27.58 | 2.5409 | 27.0882 | 1.0619 | 0.59121 | 187.3756 | 0.17165 | 0.17165 | 0 | 779
563 |  |  |  | Customer | F42 |  | 0 | 0 | 0 | 0 | 0 | 0 | 0 | 0 | 0 | 0 | 0 | 0 | 0 | 780
564 |  |  |  | Labor | F138D |  | 29315.4867 | 16743.3844 | 6819.2292 | 1716.25 | 844.7033 | 71.0345 | 371.336 | 17.1024 | 5.2517 | 2717.5977 | 4.7987 | 4.7987 | 0 | 781
565
566 |  | 931 | Rents |  | F102D |  | 90053.4951 | 53738.3588 | 20331.8279 | 5152.1144 | 1211.4637 | 111.609 | 1189.8629 | 46.6445 | 25.9692 | 8230.5652 | 7.5398 | 7.5398 | 0 | 787
567
568 |  | 935 | Maintenance of General Plant |  | F108 |  | 719084.2399 | 303769.2685 | 181233.3396 | 53365.8951 | 4191.6446 | 92512.0542 | 7525.6373 | 272.5065 | 341.632 | 51234.8011 | 10610.7652 | 14026.6958 | 0 | 793
569
570 |  | TOTAL ADMINISTRATIVE & GEN EXPENSE |  |  |  |  | 2410129.1476 | 1312130.0427 | 563229.5302 | 150152.5251 | 27391.1152 | 94642.5746 | 29853.1475 | 1150.3258 | 826.0857 | 205828.4847 | 10754.6927 | 14170.6233 | 0
571
572
573 |  | TOTAL O & M EXPENSE |  |  |  |  | 16964134.1734 | 8781566.7636 | 4890432.7003 | 1270686.1094 | 114943.3641 | 101536.0834 | 265588.2613 | 5529.2286 | 2770.1638 | 1505224.7999 | 11220.3842 | 14636.3148 | 0
574
575 |  | Distribution - METER - Unbundled |  |  |  |  | D: DEPRECIATION EXPENSE
576
577 |  | A |  | B | C |  | D | E | F | G | H | I | J | K | L | M | N | O
578 |  | FERC ACCT |  | DESCRIPTION | COS Factor |  | Utah Jurisdiction Normalized | Residential Sch 1 | General Large Dist. Sch 6 | General +1 MW Sch 8 | Street & Area Lighting Sch. 7,11,12 | General Trans Sch 9 | Irrigation Sch 10 | Traffic Signals Sch 15 | Outdoor Lighting Sch 15 | General Small Dist. Sch 23 | Industrial Cust 1 | Industrial Cust 2
579 |  | 403SP | Steam Depreciation |  | F10 |  | 0 | 0 | 0 | 0 | 0 | 0 | 0 | 0 | 0 | 0 | 0 | 0 | 0 | 805
580
581 |  | 403NP | Nuclear Depreciation |  | F10 |  | 0 | 0 | 0 | 0 | 0 | 0 | 0 | 0 | 0 | 0 | 0 | 0 | 0 | 809
582
583 |  | 403HP | Hydro Depreciation |  | F10 |  | 0 | 0 | 0 | 0 | 0 | 0 | 0 | 0 | 0 | 0 | 0 | 0 | 0 | 816
584
585 |  | 403OP | Other Production Depreciation |  | F10 |  | 0 | 0 | 0 | 0 | 0 | 0 | 0 | 0 | 0 | 0 | 0 | 0 | 0 | 819
586 |  |  |  | Simple Cycle Combustion Turbine | F10 |  | 0 | 0 | 0 | 0 | 0 | 0 | 0 | 0 | 0 | 0 | 0 | 0 | 0 | 820
587 |  |  |  | System Generation | F10 |  | 0 | 0 | 0 | 0 | 0 | 0 | 0 | 0 | 0 | 0 | 0 | 0 | 0 | 821
588 |  |  |  | Wind Generation | F10 |  | 0 | 0 | 0 | 0 | 0 | 0 | 0 | 0 | 0 | 0 | 0 | 0 | 0 | 822
589 |  |  |  | Total 403OP |  |  | 0 | 0 | 0 | 0 | 0 | 0 | 0 | 0 | 0 | 0 | 0 | 0 | 0
590
591 |  | 403TP | Transmission Depreciation |  | F106 |  | 0 | 0 | 0 | 0 | 0 | 0 | 0 | 0 | 0 | 0 | 0 | 0 | 0 | 829
592
593 |  | 403 | Distribution Depreciation
594 |  |  |  | Land Rights | F118 |  | 48115.1831 | 24016.6395 | 15062.0529 | 3920.1115 | 22.9228 | 0 | 820.6058 | 11.1738 | 5.8944 | 4255.7824 | 0 | 0 | 0 | 832
595 |  |  |  | Structures | F119 |  | 229866.8905 | 114737.7998 | 71957.8944 | 18728.0559 | 109.512 | 0 | 3920.3864 | 53.382 | 28.1599 | 20331.7001 | 0 | 0 | 0 | 833
596 |  |  |  | Station Equip | F120 |  | -11928366.06 | -5954030.5011 | -3734074.5482 | -971845.5129 | -5682.8492 | 0 | -203438.6257 | -2770.1245 | -1461.2895 | -1055062.6088 | 0 | 0 | 0 | 834
597 |  |  |  | Poles & Towers | F121 |  | 0 | 0 | 0 | 0 | 0 | 0 | 0 | 0 | 0 | 0 | 0 | 0 | 0 | 836
598 |  |  |  | OH Conductors | F122 |  | 0 | 0 | 0 | 0 | 0 | 0 | 0 | 0 | 0 | 0 | 0 | 0 | 0 | 837
599 |  |  |  | UG Conduit | F123 |  | 0 | 0 | 0 | 0 | 0 | 0 | 0 | 0 | 0 | 0 | 0 | 0 | 0 | 838
600 |  |  |  | UG Conductor | F124 |  | 0 | 0 | 0 | 0 | 0 | 0 | 0 | 0 | 0 | 0 | 0 | 0 | 0 | 839
601 |  |  |  | Line Transformer | F125 |  | 0 | 0 | 0 | 0 | 0 | 0 | 0 | 0 | 0 | 0 | 0 | 0 | 0 | 840
602 |  |  |  | Services | F126 |  | 0 | 0 | 0 | 0 | 0 | 0 | 0 | 0 | 0 | 0 | 0 | 0 | 0 | 841
603 |  |  |  | Meters | F127 |  | 0 | 0 | 0 | 0 | 0 | 0 | 0 | 0 | 0 | 0 | 0 | 0 | 0 | 842
604 |  |  |  | Inst Cust Premises | F128 |  | 0 | 0 | 0 | 0 | 0 | 0 | 0 | 0 | 0 | 0 | 0 | 0 | 0 | 843
605 |  |  |  | Leased Property | F129 |  | 0 | 0 | 0 | 0 | 0 | 0 | 0 | 0 | 0 | 0 | 0 | 0 | 0 | 844
606 |  |  |  | Street Lighting | F130 |  | 0 | 0 | 0 | 0 | 0 | 0 | 0 | 0 | 0 | 0 | 0 | 0 | 0 | 845
607 |  |  | Total Distribution Expense |  |  |  | -11650383.9864 | -5815276.0617 | -3647054.6009 | -949197.3456 | -5550.4144 | 0 | -198697.6335 | -2705.5688 | -1427.2352 | -1030475.1263 | 0 | 0 | 0
608
609 |  | 403GP | General Depreciation
610 |  |  |  | Situs | F107D |  | 587547.8124 | 350612.2121 | 132653.6078 | 33614.6145 | 7904.1115 | 728.185 | 7763.1785 | 304.3289 | 169.4343 | 53699.7545 | 49.1926 | 49.1926 | 0 | 849
611 |  |  |  | System Generation | F105D |  | 0 | 0 | 0 | 0 | 0 | 0 | 0 | 0 | 0 | 0 | 0 | 0 | 0 | 850
612 |  |  |  | System Generation | F105D |  | 0 | 0 | 0 | 0 | 0 | 0 | 0 | 0 | 0 | 0 | 0 | 0 | 0 | 851
613 |  |  |  | Energy | F30 |  | 0 | 0 | 0 | 0 | 0 | 0 | 0 | 0 | 0 | 0 | 0 | 0 | 0 | 852
614 |  |  |  | Customer - System | F42 |  | 0 | 0 | 0 | 0 | 0 | 0 | 0 | 0 | 0 | 0 | 0 | 0 | 0 | 853
615 |  |  |  | System Generation | F105D |  | 0 | 0 | 0 | 0 | 0 | 0 | 0 | 0 | 0 | 0 | 0 | 0 | 0 | 854
616 |  |  |  | System Overheads | F102D |  | 282477.5826 | 168565.1584 | 63776.3764 | 16161.0253 | 3800.0896 | 350.0923 | 3732.3327 | 146.3134 | 81.4596 | 25817.434 | 23.6505 | 23.6505 | 0 | 855
617 |  |  |  | Simple Cycle Combustion Turbine | F10 |  | 0 | 0 | 0 | 0 | 0 | 0 | 0 | 0 | 0 | 0 | 0 | 0 | 0 | 856
618 |  |  |  | Cholla | F10 |  | 0 | 0 | 0 | 0 | 0 | 0 | 0 | 0 | 0 | 0 | 0 | 0 | 0 | 857
619 |  |  | Total General Expense |  |  |  | 870025.395 | 519177.3705 | 196429.9843 | 49775.6397 | 11704.2011 | 1078.2773 | 11495.5112 | 450.6423 | 250.8939 | 79517.1885 | 72.8431 | 72.8431 | 0
620
621 |  | 403GV0 | General Vehicles |  | F105D |  | 0 | 0 | 0 | 0 | 0 | 0 | 0 | 0 | 0 | 0 | 0 | 0 | 0 | 862
622
623 |  | 403MP | Mining Depreciation |  | F30 |  | 0 | 0 | 0 | 0 | 0 | 0 | 0 | 0 | 0 | 0 | 0 | 0 | 0 | 866
624
625 |  | 403EP | Experimental Plant Depreciation |  | F10 |  | 0 | 0 | 0 | 0 | 0 | 0 | 0 | 0 | 0 | 0 | 0 | 0 | 0 | 871
626
627
628 |  | TOTAL DEPRECIATION EXPENSE |  |  |  |  | -10780358.5914 | -5296098.6912 | -3450624.6166 | -899421.7058 | 6153.7866 | 1078.2773 | -187202.1222 | -2254.9265 | -1176.3413 | -950957.9379 | 72.8431 | 72.8431 | 0
629
630 | [6 empty] | D: AMORTIZATION EXPENSE
631
632
633 |  | 404CLG | Amort of LT Plant - Cap. Lease Gen
634 |  |  | Situs |  | F10 |  | -55.4443 | -20.1361 | -14.7612 | -4.4128 | -0.099583 | -9.5978 | -0.49554 | -0.013712 | -0.023101 | -3.5102 | -1.1196 | -1.2746 | 0 | 876
635 |  |  | System Generation |  | F10 |  | 0 | 0 | 0 | 0 | 0 | 0 | 0 | 0 | 0 | 0 | 0 | 0 | 0 | 877
636 |  |  | System Overheads |  | F102D |  | 11465.5156 | 6841.9109 | 2588.6268 | 655.9617 | 154.2423 | 14.2099 | 151.4921 | 5.9387 | 3.3064 | 1047.9068 | 0.95995 | 0.95995 | 0 | 878
637 |  |  | System Generation |  | F10 |  | 0 | 0 | 0 | 0 | 0 | 0 | 0 | 0 | 0 | 0 | 0 | 0 | 0 | 879
638 |  |  | Customer - System |  | F42 |  | 0 | 0 | 0 | 0 | 0 | 0 | 0 | 0 | 0 | 0 | 0 | 0 | 0 | 880
639 |  |  | System Generation |  | F10 |  | 0 | 0 | 0 | 0 | 0 | 0 | 0 | 0 | 0 | 0 | 0 | 0 | 0 | 881
640 |  |  | Total Amort. Cap. Lease General |  |  |  | 11410.0713 | 6821.7748 | 2573.8656 | 651.549 | 154.1427 | 4.6121 | 150.9965 | 5.925 | 3.2833 | 1044.3966 | -0.15967 | -0.31463 | 0
641
642 |  | 404CLS | Amort of LT Plant - Cap Lease Steam |  | F10 |  | 0 | 0 | 0 | 0 | 0 | 0 | 0 | 0 | 0 | 0 | 0 | 0 | 0 | 886
643
644 |  | 404IP | Amort of LT Plant - Intangible Plant
645 |  |  |  | Situs | F107D |  | -341671.4107 | -203888.3757 | -77140.863 | -19547.6053 | -4596.4071 | -423.4549 | -4514.4516 | -176.9737 | -98.5296 | -31227.5367 | -28.6065 | -28.6065 | 0 | 889
646 |  |  |  | Energy | F30 |  | 0 | 0 | 0 | 0 | 0 | 0 | 0 | 0 | 0 | 0 | 0 | 0 | 0 | 890
647 |  |  |  | System Generation | F105D |  | 0 | 0 | 0 | 0 | 0 | 0 | 0 | 0 | 0 | 0 | 0 | 0 | 0 | 891
648 |  |  |  | System Overheads | F102D |  | 176365.6981 | 105244.1456 | 39818.9656 | 10090.183 | 2372.5969 | 218.5811 | 2330.2927 | 91.3512 | 50.8595 | 16119.1898 | 14.7663 | 14.7663 | 0 | 892
649 |  |  |  | Customer - System | F42 |  | 0 | 0 | 0 | 0 | 0 | 0 | 0 | 0 | 0 | 0 | 0 | 0 | 0 | 893
650 |  |  |  | System Generation | F105D |  | 0 | 0 | 0 | 0 | 0 | 0 | 0 | 0 | 0 | 0 | 0 | 0 | 0 | 894
651 |  |  |  | System Generation | F105D |  | 0 | 0 | 0 | 0 | 0 | 0 | 0 | 0 | 0 | 0 | 0 | 0 | 0 | 895
652 |  |  |  | System Generation | F105D |  | 0 | 0 | 0 | 0 | 0 | 0 | 0 | 0 | 0 | 0 | 0 | 0 | 0 | 896
653 |  |  |  | System Generation | F105D |  | 0 | 0 | 0 | 0 | 0 | 0 | 0 | 0 | 0 | 0 | 0 | 0 | 0 | 897
654 |  |  |  | System Generation | F105D |  | 0 | 0 | 0 | 0 | 0 | 0 | 0 | 0 | 0 | 0 | 0 | 0 | 0 | 898
655 |  |  |  | System Generation | F10 |  | 0 | 0 | 0 | 0 | 0 | 0 | 0 | 0 | 0 | 0 | 0 | 0 | 0 | 899
656 |  |  | Total Amort. Intangible Plant |  |  |  | -165305.7126 | -98644.2301 | -37321.8974 | -9457.4223 | -2223.8101 | -204.8738 | -2184.1589 | -85.6225 | -47.6701 | -15108.3469 | -13.8403 | -13.8403 | 0
657
658 |  | Distribution - METER - Unbundled |  |  |  |  | D: AMORTIZATION EXPENSE (continued)
659
660
661 |  | A |  | B | C |  | D | E | F | G | H | I | J | K | L | M | N | O
662 |  | FERC ACCT |  | DESCRIPTION | COS Factor |  | Utah Jurisdiction Normalized | Residential Sch 1 | General Large Dist. Sch 6 | General +1 MW Sch 8 | Street & Area Lighting Sch. 7,11,12 | General Trans Sch 9 | Irrigation Sch 10 | Traffic Signals Sch 15 | Outdoor Lighting Sch 15 | General Small Dist. Sch 23 | Industrial Cust 1 | Industrial Cust 2
663 |  | 404O | Amort of LT Plant - Other Plant |  | F10 |  | 0 | 0 | 0 | 0 | 0 | 0 | 0 | 0 | 0 | 0 | 0 | 0 | 0 | 904
664
665 |  | 404HP | Amort of Other Electric Plant |  | F10 |  | 0 | 0 | 0 | 0 | 0 | 0 | 0 | 0 | 0 | 0 | 0 | 0 | 0 | 909
666
667 |  | 405 | Amort of Other Electric Plant |  | F10 |  | 0 | 0 | 0 | 0 | 0 | 0 | 0 | 0 | 0 | 0 | 0 | 0 | 0 | 917
668
669 |  | 406 | Amort of Plant Acquisition Adj |  | F10 |  | 0 | 0 | 0 | 0 | 0 | 0 | 0 | 0 | 0 | 0 | 0 | 0 | 0 | 925
670
671 |  | 407 | Amort of Prop Losses, Unrec Plant, |  | F151 |  | 0 | 0 | 0 | 0 | 0 | 0 | 0 | 0 | 0 | 0 | 0 | 0 | 0 | 934
672
673
674 |  | TOTAL AMORTIZATION EXPENSE |  |  |  |  | -153895.6414 | -91822.4553 | -34748.0318 | -8805.8734 | -2069.6674 | -200.2617 | -2033.1623 | -79.6975 | -44.3868 | -14063.9503 | -13.9999 | -14.1549 | 0
675
676
677 | [6 empty] | D: TAX OTHER THAN INCOME
678
679
680 |  | 408 | Total Taxes Other Than Income |  | F101D |  | 2989912.7636 | 1784845.5682 | 688167.4254 | 174614.0195 | 28811.1165 | -1469.1674 | 40548.76 | 1476.6703 | 856.1954 | 271923.4818 | 77.3887 | 61.3053 | 0 | 947
681
682
683 | [6 empty] | D: DEFERRED ITC
684
685
686 |  | 41140 | Deferred I T C - Federal |  | F101D |  | -179315.8799 | -107043.6427 | -41271.8889 | -10472.2342 | -1727.9068 | 88.1113 | -2431.8558 | -88.5613 | -51.3491 | -16308.2345 | -4.6413 | -3.6767 | 0 | 952
687
688 |  | 41141 | Deferred I T C - Idaho |  | F101D |  | 0 | 0 | 0 | 0 | 0 | 0 | 0 | 0 | 0 | 0 | 0 | 0 | 0 | 955
689
690 |  | TOTAL DEFERRED ITC |  |  |  |  | -179315.8799 | -107043.6427 | -41271.8889 | -10472.2342 | -1727.9068 | 88.1113 | -2431.8558 | -88.5613 | -51.3491 | -16308.2345 | -4.6413 | -3.6767 | 0
691
692 |  | 427 | Interest on Long-Term Debt |  |  |  | 8030510.96 | 3922314.3612 | 2597357.0761 | 677350.1194 | -5543.7452 | -10838.2901 | 140090.5563 | 1444.1329 | 626.8696 | 708433.9935 | -344.3153 | -379.7984 | 0
693
694 |  | 428-432 |  | Electric Interest Deductions for Tax | F104D |  | 36292.6289 | 21632.1238 | 8331.8014 | 2116.6394 | 346.4837 | 35.6518 | 490.8194 | 18.1718 | 10.9149 | 3305.2058 | 2.4085 | 2.4085 | 0 | 984
695
696 | [6 empty] | D: DEFERRED INCOME TAXES
697
698
699 |  | 41010 | Deferred Income Tax - Federal-DR |  | F101D |  | 8995984.6745 | 5370204.6338 | 2070543.2238 | 525374.8747 | 86686.2625 | -4420.3991 | 122002.2295 | 4442.9735 | 2576.1022 | 818157.4742 | 232.8454 | 184.4541 | 0 | 1010
700
701 |  | 41020 | Deferred Income Tax - State-DR |  | F101D |  | 0 | 0 | 0 | 0 | 0 | 0 | 0 | 0 | 0 | 0 | 0 | 0 | 0 | 1025
702
703 |  | 41120 | Deferred Income Tax - Federal-CR |  | F101D |  | -9436168.457 | -5632974.8668 | -2171857.2634 | -551082.0661 | -90927.9201 | 4636.6943 | -127971.9376 | -4660.3732 | -2702.1538 | -858190.8518 | -244.2388 | -193.4796 | 0 | 1044
704
705 |  | 41111 | Deferred Income Tax - State-CR |  | F101D |  | 0 | 0 | 0 | 0 | 0 | 0 | 0 | 0 | 0 | 0 | 0 | 0 | 0 | 1059
706
707 |  | TOTAL DEFERRED INCOME TAXES |  |  |  |  | -440183.7825 | -262770.233 | -101314.0397 | -25707.1914 | -4241.6576 | 216.2952 | -5969.7081 | -217.3998 | -126.0516 | -40033.3776 | -11.3934 | -9.0255 | 0
708
709 |  | SCHMAF | Additions - Flow Through
710 |  |  |  | S | F101D |  | 0 | 0 | 0 | 0 | 0 | 0 | 0 | 0 | 0 | 0 | 0 | 0 | 0 | 1064
711 |  |  |  | SNP | F104D |  | 0 | 0 | 0 | 0 | 0 | 0 | 0 | 0 | 0 | 0 | 0 | 0 | 0 | 1065
712 |  |  |  | SO | F102D |  | 0 | 0 | 0 | 0 | 0 | 0 | 0 | 0 | 0 | 0 | 0 | 0 | 0 | 1066
713 |  |  |  | SE | F30 |  | 0 | 0 | 0 | 0 | 0 | 0 | 0 | 0 | 0 | 0 | 0 | 0 | 0 | 1067
714 |  |  |  | TROJP | F10 |  | 0 | 0 | 0 | 0 | 0 | 0 | 0 | 0 | 0 | 0 | 0 | 0 | 0 | 1068
715 |  |  |  | SG | F10 |  | 0 | 0 | 0 | 0 | 0 | 0 | 0 | 0 | 0 | 0 | 0 | 0 | 0 | 1069
716
717
718 |  | SCHMAP | Additions - Permanent
719 |  |  |  | S | F101D |  | 0 | 0 | 0 | 0 | 0 | 0 | 0 | 0 | 0 | 0 | 0 | 0 | 0 | 1073
720 |  |  |  | SE | F30 |  | 0 | 0 | 0 | 0 | 0 | 0 | 0 | 0 | 0 | 0 | 0 | 0 | 0 | 1074
721 |  |  |  | SNP | F104D |  | 0 | 0 | 0 | 0 | 0 | 0 | 0 | 0 | 0 | 0 | 0 | 0 | 0 | 1075
722 |  |  |  | SO | F102D |  | 0 | 0 | 0 | 0 | 0 | 0 | 0 | 0 | 0 | 0 | 0 | 0 | 0 | 1076
723 |  |  |  | SG | F10 |  | 0 | 0 | 0 | 0 | 0 | 0 | 0 | 0 | 0 | 0 | 0 | 0 | 0 | 1077
724 |  |  |  | BADDEBT | F80 |  | 949.7467 | 855.7579 | 44.3692 | 12.8444 | 0 | 22.8298 | 2.5885 | 0 | 0 | 11.357 | 0 | 0 | 0 | 1078
725
726
727 |  | SCHMAT | Additions - Temporary
728 |  |  |  | S | F101D |  | 292144.4266 | 174397.2906 | 67240.8507 | 17061.5388 | 2815.1347 | -143.5524 | 3962.02 | 144.2855 | 83.6589 | 26569.648 | 7.5617 | 5.9901 | 0 | 1082
729 |  |  |  | SGCT | F10 |  | 0 | 0 | 0 | 0 | 0 | 0 | 0 | 0 | 0 | 0 | 0 | 0 | 0 | 1083
730 |  |  |  | CIAC | F104D |  | 9102931.0605 | 5425777.5588 | 2089785.6059 | 530896.2951 | 86905.1802 | 8942.2087 | 123107.4985 | 4557.8605 | 2737.6894 | 829012.9801 | 604.0916 | 604.0916 | 0 | 1084
731 |  |  |  | SNP | F104D |  | 267288.5974 | 159316.6491 | 61362.1986 | 15588.6632 | 2551.7895 | 262.5693 | 3614.7951 | 133.8321 | 80.3865 | 24342.2383 | 17.7379 | 17.7379 | 0 | 1085
732 |  |  |  | TROJD | F10 |  | 0 | 0 | 0 | 0 | 0 | 0 | 0 | 0 | 0 | 0 | 0 | 0 | 0 | 1086
733 |  |  |  | SG | F10 |  | 0 | 0 | 0 | 0 | 0 | 0 | 0 | 0 | 0 | 0 | 0 | 0 | 0 | 1087
734 |  |  |  | SE | F30 |  | 0 | 0 | 0 | 0 | 0 | 0 | 0 | 0 | 0 | 0 | 0 | 0 | 0 | 1088
735 |  |  |  | SG | F10 |  | 0 | 0 | 0 | 0 | 0 | 0 | 0 | 0 | 0 | 0 | 0 | 0 | 0 | 1089
736 |  |  |  | GPS | F102D |  | 6459.2764 | 3854.4968 | 1458.3431 | 369.5462 | 86.8948 | 8.0054 | 85.3454 | 3.3457 | 1.8627 | 590.3546 | 0.5408 | 0.5408 | 0 | 1090
737 |  |  |  | SO | F102D |  | 534828.4515 | 319152.5566 | 120750.8941 | 30598.4497 | 7194.8931 | 662.8466 | 7066.6058 | 277.0222 | 154.2314 | 48881.3948 | 44.7787 | 44.7787 | 0 | 1091
738 |  |  |  | SNPD | F104D |  | 16620.8687 | 9906.8241 | 3815.6998 | 969.3535 | 158.6785 | 16.3274 | 224.7796 | 8.3221 | 4.9987 | 1513.679 | 1.103 | 1.103 | 0 | 1092
739 |  |  |  | BADDEBT | F80 |  | 0 | 0 | 0 | 0 | 0 | 0 | 0 | 0 | 0 | 0 | 0 | 0 | 0 | 1093
740 |  |  |  | TAXDEPR | F151D |  | 0 | 0 | 0 | 0 | 0 | 0 | 0 | 0 | 0 | 0 | 0 | 0 | 0 | 1094
741 |  |  |  | SCHMDEXP | F151D |  | 12277413.77 | 7675757.2156 | 2313760.5791 | 573706.9683 | 396892.2902 | 32085.097 | 142434.2336 | 7835.7714 | 4202.4045 | 1126404.1877 | 2167.5113 | 2167.5113 | 0 | 1095
742
743
744 |  | TOTAL SCHEDULE - M ADDITIONS |  |  |  |  | 22498636.1978 | 13769018.3495 | 4658218.5404 | 1169203.6591 | 496604.861 | 41856.3318 | 280497.8666 | 12960.4394 | 7265.2321 | 2057325.8395 | 2843.3249 | 2841.7534 | 0
745
746 |  | SCHMDF | Deductions - Flow Through
747 |  |  |  | S | F101D |  | 0 | 0 | 0 | 0 | 0 | 0 | 0 | 0 | 0 | 0 | 0 | 0 | 0 | 1101
748 |  |  |  | DGP | F10 |  | 0 | 0 | 0 | 0 | 0 | 0 | 0 | 0 | 0 | 0 | 0 | 0 | 0 | 1102
749 |  |  |  | DGU | F10 |  | 0 | 0 | 0 | 0 | 0 | 0 | 0 | 0 | 0 | 0 | 0 | 0 | 0 | 1103
750
751 |  | SCHMDP | Deductions - Permanent
752 |  |  |  | S | F101D |  | 0 | 0 | 0 | 0 | 0 | 0 | 0 | 0 | 0 | 0 | 0 | 0 | 0 | 1106
753 |  |  |  | SE | F30 |  | 0 | 0 | 0 | 0 | 0 | 0 | 0 | 0 | 0 | 0 | 0 | 0 | 0 | 1107
754 |  |  |  | SNP | F104D |  | 704.1066 | 419.6809 | 161.6437 | 41.0645 | 6.7221 | 0.69167 | 9.5223 | 0.35255 | 0.21176 | 64.1237 | 0.046726 | 0.046726 | 0 | 1108
755 |  |  |  | IBT | F150D |  | -359.3574 | -168.0354 | -117.7452 | -27.1971 | -1.5326 | 0.64929 | -4.4071 | -0.24934 | -0.28824 | -40.6152 | 0.034067 | 0.029331 | 0 | 1109
756 |  |  |  | SG | F10 |  | 0 | 0 | 0 | 0 | 0 | 0 | 0 | 0 | 0 | 0 | 0 | 0 | 0 | 1110
757 |  |  |  | SO | F102D |  | -395.3975 | -235.9488 | -89.2709 | -22.6214 | -5.3192 | -0.49004 | -5.2243 | -0.2048 | -0.11402 | -36.1379 | -0.033105 | -0.033105 | 0 | 1111
758
759
760 |  | SCHMDT | Deductions - Temporary
761 |  |  |  | S | F101D |  | 186526.0303 | 111347.7833 | 42931.3991 | 10893.3144 | 1797.3846 | -91.6542 | 2529.6388 | 92.1222 | 53.4138 | 16963.9757 | 4.8279 | 3.8245 | 0 | 1115
762 |  |  |  | BADDEBT | F80 |  | 0 | 0 | 0 | 0 | 0 | 0 | 0 | 0 | 0 | 0 | 0 | 0 | 0 | 1116
763 |  |  |  | SNP | F104D |  | 559659.2197 | 333583.3716 | 128482.5485 | 32640.1468 | 5343.0357 | 549.7778 | 7568.798 | 280.2228 | 168.3165 | 50968.7215 | 37.1403 | 37.1403 | 0 | 1117
764 |  |  |  | CN | F40 |  | 0 | 0 | 0 | 0 | 0 | 0 | 0 | 0 | 0 | 0 | 0 | 0 | 0 | 1118
765 |  |  |  | TROJD | F10 |  | 3336.9015 | 1211.8859 | 888.4004 | 265.5819 | 5.9934 | 577.6432 | 29.824 | 0.82524 | 1.3904 | 211.2625 | 67.3842 | 76.7104 | 0 | 1119
766 |  |  |  | DGP | F10 |  | 0 | 0 | 0 | 0 | 0 | 0 | 0 | 0 | 0 | 0 | 0 | 0 | 0 | 1120
767 |  |  |  | SE | F30 |  | 0 | 0 | 0 | 0 | 0 | 0 | 0 | 0 | 0 | 0 | 0 | 0 | 0 | 1121
768 |  |  |  | SG | F10 |  | 0 | 0 | 0 | 0 | 0 | 0 | 0 | 0 | 0 | 0 | 0 | 0 | 0 | 1122
769 |  |  |  | GPS | F102D |  | -800266.4497 | -477549.5444 | -180680.1583 | -45784.6112 | -10765.7541 | -991.8206 | -10573.7971 | -414.5096 | -230.7772 | -73141.4721 | -67.0025 | -67.0025 | 0 | 1123
770 |  |  |  | SO | F102D |  | 755961.6426 | 451111.1745 | 170677.2405 | 43249.8575 | 10169.7343 | 936.9109 | 9988.4045 | 391.5613 | 218.0008 | 69092.1722 | 63.2931 | 63.2931 | 0 | 1124
771 |  |  |  | TAXDEPR | F151D |  | 12236004.1388 | 7649868.1903 | 2305956.6576 | 571771.9521 | 395553.6399 | 31976.8794 | 141953.8272 | 7809.3427 | 4188.2305 | 1122605.0177 | 2160.2007 | 2160.2007 | 0 | 1125
772 |  |  |  | SNPD | F104D |  | 4277.6605 | 2549.688 | 982.0346 | 249.4794 | 40.8386 | 4.2021 | 57.8508 | 2.1418 | 1.2865 | 389.5708 | 0.28388 | 0.28388 | 0 | 1126
773
774
775 |  | TOTAL SCHEDULE - M DEDUCTIONS |  |  |  |  | 12945448.4954 | 8072138.246 | 2469192.7501 | 613276.9671 | 402144.7426 | 32962.7896 | 151554.437 | 8161.6049 | 4399.6707 | 1187076.619 | 2266.1752 | 2274.4933 | 0
776
777 |  | TOTAL SCHEDULE - M ADJUSTMENTS |  |  |  |  | 9553187.7024 | 5696880.1036 | 2189025.7903 | 555926.692 | 94460.1184 | 8893.5423 | 128943.4295 | 4798.8346 | 2865.5613 | 870249.2205 | 577.1497 | 567.2601 | 0
778
779
780
781 | [6 empty] | D: INCOME TAXES
782
783 |  |  | State Income Taxes Before Credits |  | F150D |  | 1952395.4293 | 915610.7942 | 653219.9215 | 155739.6533 | 5016.5103 | -457.5942 | 26536.2997 | 698.0553 | 473.0737 | 195532.1295 | 33.2953 | -6.7091 | 0 | 1134
784 |  |  | Renewable Energy Credits |  | F10 |  | 0 | 0 | 0 | 0 | 0 | 0 | 0 | 0 | 0 | 0 | 0 | 0 | 0 | 1136
785 |  | 40911 | State Income Taxes |  |  |  | 1952395.4293 | 915610.7942 | 653219.9215 | 155739.6533 | 5016.5103 | -457.5942 | 26536.2997 | 698.0553 | 473.0737 | 195532.1295 | 33.2953 | -6.7091 | 0
786
787 |  | Calculation of Taxable Income
788
789 |  |  | Operating Revenues |  |  |  | 49850917.9242 | 23186115.5835 | 16739965.7819 | 4050738.1473 | 152196.1936 | 68808.2884 | 703796.4386 | 16369.0147 | 10390.2907 | 4898216.3576 | 10928.1344 | 13393.6935 | 0
790 |  |  | Operating Deductions
791 |  |  | O & M Expenses |  |  |  | 16964134.1734 | 8781566.7636 | 4890432.7003 | 1270686.1094 | 114943.3641 | 101536.0834 | 265588.2613 | 5529.2286 | 2770.1638 | 1505224.7999 | 11220.3842 | 14636.3148 | 0
792 |  |  | Depreciation Expense |  |  |  | -10780358.5914 | -5296098.6912 | -3450624.6166 | -899421.7058 | 6153.7866 | 1078.2773 | -187202.1222 | -2254.9265 | -1176.3413 | -950957.9379 | 72.8431 | 72.8431 | 0
793 |  |  | Amortization Expense |  |  |  | -153895.6414 | -91822.4553 | -34748.0318 | -8805.8734 | -2069.6674 | -200.2617 | -2033.1623 | -79.6975 | -44.3868 | -14063.9503 | -13.9999 | -14.1549 | 0
794 |  |  | Taxes Other Than Income |  |  |  | 2989912.7636 | 1784845.5682 | 688167.4254 | 174614.0195 | 28811.1165 | -1469.1674 | 40548.76 | 1476.6703 | 856.1954 | 271923.4818 | 77.3887 | 61.3053 | 0
795 |  |  | Interest & Dividends (AFUDC-Equity) |  | F104D |  | -676996.4542 | -403521.9144 | -155419.989 | -39483.4265 | -6463.2478 | -665.0433 | -9155.6598 | -338.9738 | -203.6054 | -61654.74 | -44.9271 | -44.9271 | 0 | 1147
796 |  |  | Misc Revenue & Expense |  |  |  | -9798.8216 | -3558.7067 | -2608.7906 | -779.8821 | -17.5996 | -1696.2509 | -87.5782 | -2.4233 | -4.0828 | -620.3731 | -197.874 | -225.2603 | 0
797 |  |  | Total Operating Deductions |  |  |  | 8332997.4284 | 4771410.5642 | 1935198.6977 | 496809.2412 | 141357.7524 | 98583.6373 | 107658.4986 | 4329.8778 | 2197.9429 | 749851.2804 | 11113.8151 | 14486.1209 | 0
798 |  |  | Other Deductions
799 |  |  | Interest Deductions |  | F101D |  | 8066803.5889 | 3943946.485 | 2605688.8774 | 679466.7587 | -5197.2615 | -10802.6382 | 140581.3757 | 1462.3047 | 637.7846 | 711739.1993 | -341.9069 | -377.39 | 0
800 |  |  | Interest on PCRBS |  |  |  | 0 | 0 | 0 | 0 | 0 | 0 | 0 | 0 | 0 | 0 | 0 | 0 | 0
801 |  |  | Schedule M Adjustments |  |  |  | 9553187.7024 | 5696880.1036 | 2189025.7903 | 555926.692 | 94460.1184 | 8893.5423 | 128943.4295 | 4798.8346 | 2865.5613 | 870249.2205 | 577.1497 | 567.2601 | 0
802
803 |  |  | Income Before State Taxes |  |  |  | 43004304.6092 | 20167638.6379 | 14388103.9971 | 3430388.8394 | 110495.821 | -10079.1684 | 584499.9938 | 15375.6667 | 10420.1246 | 4306875.0984 | 733.3759 | -147.7774 | 0
804
805 |  |  | State Income Taxes |  |  |  | 1952395.4293 | 915610.7942 | 653219.9215 | 155739.6533 | 5016.5103 | -457.5942 | 26536.2997 | 698.0553 | 473.0737 | 195532.1295 | 33.2953 | -6.7091 | 0
806
807 |  |  | Adjustments to Calculated Tax:
808 |  |  |  | PMI | F30 |  | 0 | 0 | 0 | 0 | 0 | 0 | 0 | 0 | 0 | 0 | 0 | 0 | 0 | 1166
809 |  |  |  | Renewable Energy Credits | F10 |  | 0 | 0 | 0 | 0 | 0 | 0 | 0 | 0 | 0 | 0 | 0 | 0 | 0 | 1167
810 |  |  |  | System Overheads | F102D |  | 0 | 0 | 0 | 0 | 0 | 0 | 0 | 0 | 0 | 0 | 0 | 0 | 0 | 1168
811 |  |  |  | Situs | F107D |  | 0 | 0 | 0 | 0 | 0 | 0 | 0 | 0 | 0 | 0 | 0 | 0 | 0 | 1169
812 |  |  |  | Total Adjustments |  |  | 0 | 0 | 0 | 0 | 0 | 0 | 0 | 0 | 0 | 0 | 0 | 0 | 0
813
814 |  |  | 35%
815
816 |  | 40910 | Federal Income Tax |  |  |  | 14368168.213 | 6738209.7453 | 4807209.4265 | 1146127.2151 | 36917.7588 | -3367.5509 | 195287.2929 | 5137.164 | 3481.4678 | 1438970.0391 | 245.0282 | -49.3739 | 0
817
818
819 |  | TOTAL OPERATING EXPENSES |  |  |  |  | 24711057.8624 | 12458939.1424 | 7408462.106 | 1801980.1106 | 183785.7048 | 95727.9419 | 330236.1872 | 10198.1099 | 6178.6891 | 2389666.5769 | 11421.031 | 14462.2628 | 0
820
821
822 |  | Distribution - METER - Unbundled |  |  |  |  | D: STEAM PRODUCTION PLANT
823
824 |  | A |  | B | C |  | D | E | F | G | H | I | J | K | L | M | N | O
825 |  | FERC ACCT |  | DESCRIPTION | COS Factor |  | Utah Jurisdiction Normalized | Residential Sch 1 | General Large Dist. Sch 6 | General +1 MW Sch 8 | Street & Area Lighting Sch. 7,11,12 | General Trans Sch 9 | Irrigation Sch 10 | Traffic Signals Sch 15 | Outdoor Lighting Sch 15 | General Small Dist. Sch 23 | Industrial Cust 1 | Industrial Cust 2
826 |  | 310 | Land and Land Rights |  | F10 |  | 0 | 0 | 0 | 0 | 0 | 0 | 0 | 0 | 0 | 0 | 0 | 0 | 0 | 1186
827 |  |  |  | Total 310 |  |  | 0 | 0 | 0 | 0 | 0 | 0 | 0 | 0 | 0 | 0 | 0 | 0 | 0
828
829 |  | 311 | Structures and Improvements |  | F10 |  | 0 | 0 | 0 | 0 | 0 | 0 | 0 | 0 | 0 | 0 | 0 | 0 | 0 | 1193
830 |  |  |  | Total 311 |  |  | 0 | 0 | 0 | 0 | 0 | 0 | 0 | 0 | 0 | 0 | 0 | 0 | 0
831
832 |  | 312 | Boiler Plant Equipment |  | F10 |  | 0 | 0 | 0 | 0 | 0 | 0 | 0 | 0 | 0 | 0 | 0 | 0 | 0 | 1200
833 |  |  |  | Total 312 |  |  | 0 | 0 | 0 | 0 | 0 | 0 | 0 | 0 | 0 | 0 | 0 | 0 | 0
834
835 |  | 314 | Turbogenerator Units |  | F10 |  | 0 | 0 | 0 | 0 | 0 | 0 | 0 | 0 | 0 | 0 | 0 | 0 | 0 | 1207
836 |  |  |  | Total 314 |  |  | 0 | 0 | 0 | 0 | 0 | 0 | 0 | 0 | 0 | 0 | 0 | 0 | 0
837
838 |  | 315 | Accessory Electric Equipment |  | F10 |  | 0 | 0 | 0 | 0 | 0 | 0 | 0 | 0 | 0 | 0 | 0 | 0 | 0 | 1214
839 |  |  |  | Total 316 |  |  | 0 | 0 | 0 | 0 | 0 | 0 | 0 | 0 | 0 | 0 | 0 | 0 | 0
840
841 |  | 316 | Misc Power Plant Equipment |  | F10 |  | 0 | 0 | 0 | 0 | 0 | 0 | 0 | 0 | 0 | 0 | 0 | 0 | 0 | 1221
842 |  |  |  | Total 316 |  |  | 0 | 0 | 0 | 0 | 0 | 0 | 0 | 0 | 0 | 0 | 0 | 0 | 0
843
844 |  | S00 | Unclassified Steam Plant - Acct 300 |  | F10 |  | 0 | 0 | 0 | 0 | 0 | 0 | 0 | 0 | 0 | 0 | 0 | 0 | 0 | 1226
845
846
847
848 |  | Total Steam Production Plant |  |  |  |  | 0 | 0 | 0 | 0 | 0 | 0 | 0 | 0 | 0 | 0 | 0 | 0 | 0
849
850
851 | [6 empty] | D: NUCLEAR PRODUCTION
852
853
854 |  | 320 | Land and Land Rights |  | F10 |  | 0 | 0 | 0 | 0 | 0 | 0 | 0 | 0 | 0 | 0 | 0 | 0 | 0 | 1232
855
856 |  | 321 | Structures and Improvements |  | F10 |  | 0 | 0 | 0 | 0 | 0 | 0 | 0 | 0 | 0 | 0 | 0 | 0 | 0 | 1236
857
858 |  | 322 | Reactor Plant Equipment |  | F10 |  | 0 | 0 | 0 | 0 | 0 | 0 | 0 | 0 | 0 | 0 | 0 | 0 | 0 | 1240
859
860 |  | 323 | Turbogenerator Units |  | F10 |  | 0 | 0 | 0 | 0 | 0 | 0 | 0 | 0 | 0 | 0 | 0 | 0 | 0 | 1244
861
862 |  | 324 | Land and Land Rights |  | F10 |  | 0 | 0 | 0 | 0 | 0 | 0 | 0 | 0 | 0 | 0 | 0 | 0 | 0 | 1248
863
864 |  | 325 | Misc. Power Plant Equipment |  | F10 |  | 0 | 0 | 0 | 0 | 0 | 0 | 0 | 0 | 0 | 0 | 0 | 0 | 0 | 1252
865
866 |  | N00 | Unclassified Nuclear Plt - Acct 300 |  | F10 |  | 0 | 0 | 0 | 0 | 0 | 0 | 0 | 0 | 0 | 0 | 0 | 0 | 0 | 1258
867
868 |  | Total Nuclear Production Plant |  |  |  |  | 0 | 0 | 0 | 0 | 0 | 0 | 0 | 0 | 0 | 0 | 0 | 0 | 0
869
870
871 | [6 empty] | D: HYDRAULIC PRODUCTION PLANT
872
873
874 |  | 330 | Land and Land Rights |  | F10 |  | 0 | 0 | 0 | 0 | 0 | 0 | 0 | 0 | 0 | 0 | 0 | 0 | 0 | 1268
875
876 |  | 331 | Structures and Improvements |  | F10 |  | 0 | 0 | 0 | 0 | 0 | 0 | 0 | 0 | 0 | 0 | 0 | 0 | 0 | 1275
877
878 |  | 332 | Reservoirs, Dams & Waterways |  | F10 |  | 0 | 0 | 0 | 0 | 0 | 0 | 0 | 0 | 0 | 0 | 0 | 0 | 0 | 1282
879
880 |  | 333 | Water Wheel, Turbines, & Generators |  | F10 |  | 0 | 0 | 0 | 0 | 0 | 0 | 0 | 0 | 0 | 0 | 0 | 0 | 0 | 1289
881
882 |  | 334 | Accessory Electric Equipment |  | F10 |  | 0 | 0 | 0 | 0 | 0 | 0 | 0 | 0 | 0 | 0 | 0 | 0 | 0 | 1296
883
884 |  | 335 | Misc. Power Plant Equipment |  | F10 |  | 0 | 0 | 0 | 0 | 0 | 0 | 0 | 0 | 0 | 0 | 0 | 0 | 0 | 1303
885
886 |  | 336 | Roads, Railroads & Bridges |  | F10 |  | 0 | 0 | 0 | 0 | 0 | 0 | 0 | 0 | 0 | 0 | 0 | 0 | 0 | 1310
887
888 |  | H00 | Unclassified Hydro Plant - Acct 300 |  | F10 |  | 0 | 0 | 0 | 0 | 0 | 0 | 0 | 0 | 0 | 0 | 0 | 0 | 0 | 1316
889
890 |  | Total Hydraulic Plant |  |  |  |  | 0 | 0 | 0 | 0 | 0 | 0 | 0 | 0 | 0 | 0 | 0 | 0 | 0
891
892 |  | Distribution - METER - Unbundled
893 |  | A |  | B | C |  | D | E | F | G | H | I | J | K | L | M | N | O
894 |  | FERC ACCT |  | DESCRIPTION | COS Factor |  | Utah Jurisdiction Normalized | Residential Sch 1 | General Large Dist. Sch 6 | General +1 MW Sch 8 | Street & Area Lighting Sch. 7,11,12 | General Trans Sch 9 | Irrigation Sch 10 | Traffic Signals Sch 15 | Outdoor Lighting Sch 15 | General Small Dist. Sch 23 | Industrial Cust 1 | Industrial Cust 2
895 |  | 340 | Land and Land Rights |  | F10 |  | 0 | 0 | 0 | 0 | 0 | 0 | 0 | 0 | 0 | 0 | 0 | 0 | 0 | 1322
896 |  |  |  | Wind Generation | F10 |  | 0 | 0 | 0 | 0 | 0 | 0 | 0 | 0 | 0 | 0 | 0 | 0 | 0 | 1323
897 |  |  |  | Simple Cycle Combustion Turbine | F10 |  | 0 | 0 | 0 | 0 | 0 | 0 | 0 | 0 | 0 | 0 | 0 | 0 | 0 | 1324
898 |  |  |  | Total 340 |  |  | 0 | 0 | 0 | 0 | 0 | 0 | 0 | 0 | 0 | 0 | 0 | 0 | 0
899
900 |  | 341 | Structures and Improvements |  | F10 |  | 0 | 0 | 0 | 0 | 0 | 0 | 0 | 0 | 0 | 0 | 0 | 0 | 0 | 1328
901 |  |  |  | Wind Generation | F10 |  | 0 | 0 | 0 | 0 | 0 | 0 | 0 | 0 | 0 | 0 | 0 | 0 | 0 | 1330
902 |  |  |  | Simple Cycle Combustion Turbine | F10 |  | 0 | 0 | 0 | 0 | 0 | 0 | 0 | 0 | 0 | 0 | 0 | 0 | 0 | 1331
903 |  |  |  | Total 341 |  |  | 0 | 0 | 0 | 0 | 0 | 0 | 0 | 0 | 0 | 0 | 0 | 0 | 0
904
905 |  | 342 | Fuel Holders, Producers & Access |  | F10 |  | 0 | 0 | 0 | 0 | 0 | 0 | 0 | 0 | 0 | 0 | 0 | 0 | 0 | 1335
906 |  |  |  | Simple Cycle Combustion Turbine | F10 |  | 0 | 0 | 0 | 0 | 0 | 0 | 0 | 0 | 0 | 0 | 0 | 0 | 0 | 1337
907 |  |  |  | Total 342 |  |  | 0 | 0 | 0 | 0 | 0 | 0 | 0 | 0 | 0 | 0 | 0 | 0 | 0
908
909 |  | 343 | Prime Movers |  | F10 |  | 0 | 0 | 0 | 0 | 0 | 0 | 0 | 0 | 0 | 0 | 0 | 0 | 0 | 1342
910 |  |  |  | Wind Generation | F10 |  | 0 | 0 | 0 | 0 | 0 | 0 | 0 | 0 | 0 | 0 | 0 | 0 | 0 | 1343
911 |  |  |  | Simple Cycle Combustion Turbine | F10 |  | 0 | 0 | 0 | 0 | 0 | 0 | 0 | 0 | 0 | 0 | 0 | 0 | 0 | 1344
912 |  |  |  | Total 343 |  |  | 0 | 0 | 0 | 0 | 0 | 0 | 0 | 0 | 0 | 0 | 0 | 0 | 0
913
914 |  | 344 | Generators |  | F10 |  | 0 | 0 | 0 | 0 | 0 | 0 | 0 | 0 | 0 | 0 | 0 | 0 | 0 | 1349
915 |  |  |  | Wind Generation | F10 |  | 0 | 0 | 0 | 0 | 0 | 0 | 0 | 0 | 0 | 0 | 0 | 0 | 0 | 1350
916 |  |  |  | Simple Cycle Combustion Turbine | F10 |  | 0 | 0 | 0 | 0 | 0 | 0 | 0 | 0 | 0 | 0 | 0 | 0 | 0 | 1351
917 |  |  |  | Total 344 |  |  | 0 | 0 | 0 | 0 | 0 | 0 | 0 | 0 | 0 | 0 | 0 | 0 | 0
918
919 |  | 345 | Accessory Electric Plant |  | F10 |  | 0 | 0 | 0 | 0 | 0 | 0 | 0 | 0 | 0 | 0 | 0 | 0 | 0 | 1355
920 |  |  |  | Wind Generation | F10 |  | 0 | 0 | 0 | 0 | 0 | 0 | 0 | 0 | 0 | 0 | 0 | 0 | 0 | 1356
921 |  |  |  | Simple Cycle Combustion Turbine | F10 |  | 0 | 0 | 0 | 0 | 0 | 0 | 0 | 0 | 0 | 0 | 0 | 0 | 0 | 1358
922 |  |  |  | Total 345 |  |  | 0 | 0 | 0 | 0 | 0 | 0 | 0 | 0 | 0 | 0 | 0 | 0 | 0
923
924 |  | 346 | Misc. Power Plant Equipment |  | F10 |  | 0 | 0 | 0 | 0 | 0 | 0 | 0 | 0 | 0 | 0 | 0 | 0 | 0 | 1362
925 |  |  |  | Wind Generation | F10 |  | 0 | 0 | 0 | 0 | 0 | 0 | 0 | 0 | 0 | 0 | 0 | 0 | 0 | 1363
926
927 |  | O00 | Unclassified Other Prod - Acct 300 |  | F10 |  | 0 | 0 | 0 | 0 | 0 | 0 | 0 | 0 | 0 | 0 | 0 | 0 | 0 | 1370
928
929 |  | Total Other Production Plant |  |  |  |  | 0 | 0 | 0 | 0 | 0 | 0 | 0 | 0 | 0 | 0 | 0 | 0 | 0
930
931 |  | Experimental Plant
932 |  | 103 | Experimental Plant |  | F10 |  | 0 | 0 | 0 | 0 | 0 | 0 | 0 | 0 | 0 | 0 | 0 | 0 | 0 | 1376
933
934 |  | TOTAL PRODUCTION PLANT |  |  |  |  | 0 | 0 | 0 | 0 | 0 | 0 | 0 | 0 | 0 | 0 | 0 | 0 | 0
935
936 | [6 empty] | D: TRANSMISSION PLANT
937 |  | 350 | Land and Land Rights
938 |  |  |  | Demand | F10 |  | 0 | 0 | 0 | 0 | 0 | 0 | 0 | 0 | 0 | 0 | 0 | 0 | 0 | 1385
939 |  |  |  | Direct Assigned | A | 0 | 0 | 0 | 0 | 0 | 0 | 0 | 0 | 0 | 0 | 0 | 0 | 0 | 0
940 | [6 empty] | 0 | 0 | 0 | 0 | 0 | 0 | 0 | 0 | 0 | 0 | 0 | 0 | 0
941 |  | 352 | Structures and Improvements
942 |  |  |  | Demand | F10 |  | 0 | 0 | 0 | 0 | 0 | 0 | 0 | 0 | 0 | 0 | 0 | 0 | 0 | 1392
943 |  |  |  | Direct Assigned | A | 0 | 0 | 0 | 0 | 0 | 0 | 0 | 0 | 0 | 0 | 0 | 0 | 0 | 0
944 | [6 empty] | 0 | 0 | 0 | 0 | 0 | 0 | 0 | 0 | 0 | 0 | 0 | 0 | 0
945 |  | 353 | Station Equipment
946 |  |  |  | Demand | F10 |  | 0 | 0 | 0 | 0 | 0 | 0 | 0 | 0 | 0 | 0 | 0 | 0 | 0 | 1398
947 |  |  |  | Direct Assigned | A | 0 | 0 | 0 | 0 | 0 | 0 | 0 | 0 | 0 | 0 | 0 | 0 | 0 | 0
948 | [6 empty] | 0 | 0 | 0 | 0 | 0 | 0 | 0 | 0 | 0 | 0 | 0 | 0 | 0
949 |  | 354 | Towers and Fixtures
950 |  |  |  | Demand | F10 |  | 0 | 0 | 0 | 0 | 0 | 0 | 0 | 0 | 0 | 0 | 0 | 0 | 0 | 1404
951 |  |  |  | Direct Assigned | A | 0 | 0 | 0 | 0 | 0 | 0 | 0 | 0 | 0 | 0 | 0 | 0 | 0 | 0
952 | [6 empty] | 0 | 0 | 0 | 0 | 0 | 0 | 0 | 0 | 0 | 0 | 0 | 0 | 0
953 |  | 355 | Poles and Fixtures
954 |  |  |  | Demand | F10 |  | 0 | 0 | 0 | 0 | 0 | 0 | 0 | 0 | 0 | 0 | 0 | 0 | 0 | 1410
955 |  |  |  | Direct Assigned | A | 0 | 0 | 0 | 0 | 0 | 0 | 0 | 0 | 0 | 0 | 0 | 0 | 0 | 0
956 | [6 empty] | 0 | 0 | 0 | 0 | 0 | 0 | 0 | 0 | 0 | 0 | 0 | 0 | 0
957 |  | 356 | Overhead Conductors
958 |  |  |  | Demand | F10 |  | 0 | 0 | 0 | 0 | 0 | 0 | 0 | 0 | 0 | 0 | 0 | 0 | 0 | 1416
959 |  |  |  | Direct Assigned | A | 0 | 0 | 0 | 0 | 0 | 0 | 0 | 0 | 0 | 0 | 0 | 0 | 0 | 0
960 | [6 empty] | 0 | 0 | 0 | 0 | 0 | 0 | 0 | 0 | 0 | 0 | 0 | 0 | 0
961 |  | 357 | Underground Conduit
962 |  |  |  | Demand | F10 |  | 0 | 0 | 0 | 0 | 0 | 0 | 0 | 0 | 0 | 0 | 0 | 0 | 0 | 1422
963 |  |  |  | Direct Assigned | A | 0 | 0 | 0 | 0 | 0 | 0 | 0 | 0 | 0 | 0 | 0 | 0 | 0 | 0
964 | [6 empty] | 0 | 0 | 0 | 0 | 0 | 0 | 0 | 0 | 0 | 0 | 0 | 0 | 0
965 |  | 358 | Underground Conductors
966 |  |  |  | Demand | F10 |  | 0 | 0 | 0 | 0 | 0 | 0 | 0 | 0 | 0 | 0 | 0 | 0 | 0 | 1428
967 |  |  |  | Direct Assigned | A | 0 | 0 | 0 | 0 | 0 | 0 | 0 | 0 | 0 | 0 | 0 | 0 | 0 | 0
968 | [6 empty] | 0 | 0 | 0 | 0 | 0 | 0 | 0 | 0 | 0 | 0 | 0 | 0 | 0
969 |  | 359 | Roads and Trails
970 |  |  |  | Demand | F10 |  | 0 | 0 | 0 | 0 | 0 | 0 | 0 | 0 | 0 | 0 | 0 | 0 | 0 | 1434
971 |  |  |  | Direct Assigned | A | 0 | 0 | 0 | 0 | 0 | 0 | 0 | 0 | 0 | 0 | 0 | 0 | 0 | 0
972 | [6 empty] | 0 | 0 | 0 | 0 | 0 | 0 | 0 | 0 | 0 | 0 | 0 | 0 | 0
973
974 |  | T00 | Unclassified Trans Plant - Acct 300 |  | F10 |  | 0 | 0 | 0 | 0 | 0 | 0 | 0 | 0 | 0 | 0 | 0 | 0 | 0 | 1438
975 |  | TS0 | Unclassified Trans Sub - Acct 300 |  | F10 |  | 0 | 0 | 0 | 0 | 0 | 0 | 0 | 0 | 0 | 0 | 0 | 0 | 0 | 1442
976
977 |  | TOTAL TRANSMISSION PLANT |  |  |  |  | 0 | 0 | 0 | 0 | 0 | 0 | 0 | 0 | 0 | 0 | 0 | 0 | 0
978 |  | Distribution - METER - Unbundled |  |  |  |  | D: DISTRIBUTION PLANT
979 |  | A |  | B | C |  | D | E | F | G | H | I | J | K | L | M | N | O
980 |  | FERC ACCT |  | DESCRIPTION | COS Factor |  | Utah Jurisdiction Normalized | Residential Sch 1 | General Large Dist. Sch 6 | General +1 MW Sch 8 | Street & Area Lighting Sch. 7,11,12 | General Trans Sch 9 | Irrigation Sch 10 | Traffic Signals Sch 15 | Outdoor Lighting Sch 15 | General Small Dist. Sch 23 | Industrial Cust 1 | Industrial Cust 2
981
982 |  | 360 | Land and Land Rights
983 |  |  |  | Demand Primary | F20 |  | 9512188.8701 | 4747998.3746 | 2977710.6252 | 774991.1451 | 4531.7468 | 0 | 162230.6544 | 2209.0157 | 1165.2947 | 841352.0137 | 0 | 0 | 0 | 1447
984 |  |  |  | Assigned | A | 0.25815 | 0 | 0 | 0 | 0 | 0 | 0 | 0 | 0 | 0 | 0 | 0 | 0 | 0
985 | [6 empty] | 9512188.8701 | 4747998.3746 | 2977710.6252 | 774991.1451 | 4531.7468 | 0 | 162230.6544 | 2209.0157 | 1165.2947 | 841352.0137 | 0 | 0 | 0
986 |  | 361 | Structures and Improvements
987 |  |  |  | Demand Primary | F20 |  | 13849351.5035 | 6912888.2243 | 4335422.865 | 1128354.8851 | 6598.0349 | 0 | 236201.0876 | 3216.235 | 1696.6207 | 1224973.5508 | 0 | 0 | 0 | 1451
988 |  |  |  | Assigned | A | 0.25815 | 0 | 0 | 0 | 0 | 0 | 0 | 0 | 0 | 0 | 0 | 0 | 0 | 0
989 | [6 empty] | 13849351.5035 | 6912888.2243 | 4335422.865 | 1128354.8851 | 6598.0349 | 0 | 236201.0876 | 3216.235 | 1696.6207 | 1224973.5508 | 0 | 0 | 0
990 |  | 362 | Station Equipment
991 |  |  |  | Demand Primary | F20 |  | 449954043.4123 | 224594054.6321 | 140854324.299 | 36659322.4846 | 214364.7302 | 0 | 7673979.1323 | 104492.8311 | 55121.81 | 39798383.4929 | 0 | 0 | 0 | 1455
992 |  |  |  | Assigned | A | 1 | 0 | 0 | 0 | 0 | 0 | 0 | 0 | 0 | 0 | 0 | 0 | 0 | 0
993 | [6 empty] | 449954043.4123 | 224594054.6321 | 140854324.299 | 36659322.4846 | 214364.7302 | 0 | 7673979.1323 | 104492.8311 | 55121.81 | 39798383.4929 | 0 | 0 | 0
994 |  | 364 | Poles, Towers & Fixtures
995 |  |  |  | Demand Primary | F20 | 0 | 0 | 0 | 0 | 0 | 0 | 0 | 0 | 0 | 0 | 0 | 0 | 0 | 0 | 1459
996 |  |  |  | Demand Secondary | F22 | 0 | 0 | 0 | 0 | 0 | 0 | 0 | 0 | 0 | 0 | 0 | 0 | 0 | 0
997 |  |  |  | Assigned | A | 0 | 0 | 0 | 0 | 0 | 0 | 0 | 0 | 0 | 0 | 0 | 0 | 0 | 0
998 | [6 empty] | 0 | 0 | 0 | 0 | 0 | 0 | 0 | 0 | 0 | 0 | 0 | 0 | 0
999 |  | 365 | Overhead Conductors
1000 |  |  |  | Demand Primary | F20 | 0 | 0 | 0 | 0 | 0 | 0 | 0 | 0 | 0 | 0 | 0 | 0 | 0 | 0 | 1463
1001 |  |  |  | Demand Secondary | F22 | 0 | 0 | 0 | 0 | 0 | 0 | 0 | 0 | 0 | 0 | 0 | 0 | 0 | 0
1002 |  |  |  | Assigned | A | 0 | 0 | 0 | 0 | 0 | 0 | 0 | 0 | 0 | 0 | 0 | 0 | 0 | 0
1003 | [6 empty] | 0 | 0 | 0 | 0 | 0 | 0 | 0 | 0 | 0 | 0 | 0 | 0 | 0
1004 |  | 366 | Underground Conduit
1005 |  |  |  | Demand Primary | F20 | 0 | 0 | 0 | 0 | 0 | 0 | 0 | 0 | 0 | 0 | 0 | 0 | 0 | 0 | 1467
1006 |  |  |  | Demand Secondary | F22 | 0 | 0 | 0 | 0 | 0 | 0 | 0 | 0 | 0 | 0 | 0 | 0 | 0 | 0
1007 |  |  |  | Assigned | A | 0 | 0 | 0 | 0 | 0 | 0 | 0 | 0 | 0 | 0 | 0 | 0 | 0 | 0
1008 | [6 empty] | 0 | 0 | 0 | 0 | 0 | 0 | 0 | 0 | 0 | 0 | 0 | 0 | 0
1009 |  | 367 | Underground Conductors
1010 |  |  |  | Demand Primary | F20 | 0 | 0 | 0 | 0 | 0 | 0 | 0 | 0 | 0 | 0 | 0 | 0 | 0 | 0 | 1471
1011 |  |  |  | Demand Secondary | F22 | 0 | 0 | 0 | 0 | 0 | 0 | 0 | 0 | 0 | 0 | 0 | 0 | 0 | 0
1012 |  |  |  | Assigned | A | 0 | 0 | 0 | 0 | 0 | 0 | 0 | 0 | 0 | 0 | 0 | 0 | 0 | 0
1013 | [6 empty] | 0 | 0 | 0 | 0 | 0 | 0 | 0 | 0 | 0 | 0 | 0 | 0 | 0
1014 |  | 368 | Line Transformers
1015 |  |  |  | Demand Secondary | F21 |  | 0 | 0 | 0 | 0 | 0 | 0 | 0 | 0 | 0 | 0 | 0 | 0 | 0 | 1475
1016 |  |  |  | Assigned | A | 0 | 0 | 0 | 0 | 0 | 0 | 0 | 0 | 0 | 0 | 0 | 0 | 0 | 0
1017 | [6 empty] | 0 | 0 | 0 | 0 | 0 | 0 | 0 | 0 | 0 | 0 | 0 | 0 | 0
1018 |  | 369 | Services
1019 |  |  |  | Customer | F70 |  | 0 | 0 | 0 | 0 | 0 | 0 | 0 | 0 | 0 | 0 | 0 | 0 | 0 | 1479
1020 |  |  |  | Assigned | A | 0 | 0 | 0 | 0 | 0 | 0 | 0 | 0 | 0 | 0 | 0 | 0 | 0 | 0
1021 | [6 empty] | 0 | 0 | 0 | 0 | 0 | 0 | 0 | 0 | 0 | 0 | 0 | 0 | 0
1022 |  | 370 | Meters
1023 |  |  |  | Customer | F60 |  | 0 | 0 | 0 | 0 | 0 | 0 | 0 | 0 | 0 | 0 | 0 | 0 | 0 | 1483
1024 |  |  |  | Assigned | A | 0 | 0 | 0 | 0 | 0 | 0 | 0 | 0 | 0 | 0 | 0 | 0 | 0 | 0
1025 | [6 empty] | 0 | 0 | 0 | 0 | 0 | 0 | 0 | 0 | 0 | 0 | 0 | 0 | 0
1026 |  | 371 | Install on Customers' Premises
1027 |  |  |  | Demand Primary | F20 | 0 | 0 | 0 | 0 | 0 | 0 | 0 | 0 | 0 | 0 | 0 | 0 | 0 | 0 | 1487
1028 |  |  |  | Demand Secondary | F22 | 0 | 0 | 0 | 0 | 0 | 0 | 0 | 0 | 0 | 0 | 0 | 0 | 0 | 0
1029 |  |  |  | Assigned | A | 0 | 0 | 0 | 0 | 0 | 0 | 0 | 0 | 0 | 0 | 0 | 0 | 0 | 0
1030 | [6 empty] | 0 | 0 | 0 | 0 | 0 | 0 | 0 | 0 | 0 | 0 | 0 | 0 | 0
1031 |  | 372 | Leased Property
1032 |  |  |  | Demand Primary | F20 | 0 | 0 | 0 | 0 | 0 | 0 | 0 | 0 | 0 | 0 | 0 | 0 | 0 | 0 | 1491
1033 |  |  |  | Demand Secondary | F22 | 0.046186 | 0 | 0 | 0 | 0 | 0 | 0 | 0 | 0 | 0 | 0 | 0 | 0 | 0
1034 |  |  |  | Assigned | A | 0 | 0 | 0 | 0 | 0 | 0 | 0 | 0 | 0 | 0 | 0 | 0 | 0 | 0
1035 | [6 empty] | 0 | 0 | 0 | 0 | 0 | 0 | 0 | 0 | 0 | 0 | 0 | 0 | 0
1036
1037 |  | 373 | Street Lights |  | A | 0 | 0 | 0 | 0 | 0 | 0 | 0 | 0 | 0 | 0 | 0 | 0 | 0 | 0 | 1496
1038
1039
1040 |  | D00 | Unclassified Dist Plant - Acct 300 |  | F22 |  | 3969056.9738 | 3526791.6555 | 0 | 0 | 0 | 0 | 0 | 0 | 0 | 442265.3183 | 0 | 0 | 0 | 1499
1041 |  | DS0 | Unclassified Dist Sub - Acct 300 |  | F20 |  | 0 | 0 | 0 | 0 | 0 | 0 | 0 | 0 | 0 | 0 | 0 | 0 | 0 | 1503
1042 |  | TOTAL DISTRIBUTION PLANT |  |  |  |  | 477284640.7597 | 239781732.8866 | 148167457.7891 | 38562668.5148 | 225494.512 | 0 | 8072410.8743 | 109918.0818 | 57983.7254 | 42306974.3758 | 0 | 0 | 0
1043
1044 |  | Distribution - METER - Unbundled |  |  |  |  | DISTRIBUTION PLANT D: GENERAL PLANT
1045
1046 |  | A |  | B | C |  | D | E | F | G | H | I | J | K | L | M | N | O
1047 |  | FERC ACCT |  | DESCRIPTION | COS Factor |  | Utah Jurisdiction Normalized | Residential Sch 1 | General Large Dist. Sch 6 | General +1 MW Sch 8 | Street & Area Lighting Sch. 7,11,12 | General Trans Sch 9 | Irrigation Sch 10 | Traffic Signals Sch 15 | Outdoor Lighting Sch 15 | General Small Dist. Sch 23 | Industrial Cust 1 | Industrial Cust 2
1048 |  | 389 | Land and Land Rights
1049 |  |  |  | Situs | F107D |  | 502256.2082 | 299715.4554 | 113396.8958 | 28734.936 | 6756.7081 | 622.4778 | 6636.2337 | 260.1509 | 144.8383 | 45904.409 | 42.0515 | 42.0515 | 0 | 1510
1050 |  |  |  | Customer - System | F42 |  | 0 | 0 | 0 | 0 | 0 | 0 | 0 | 0 | 0 | 0 | 0 | 0 | 0 | 1511
1051 |  |  |  | System Generation | F105D |  | 0 | 0 | 0 | 0 | 0 | 0 | 0 | 0 | 0 | 0 | 0 | 0 | 0 | 1512
1052 |  |  |  | System Generation | F105D |  | 0 | 0 | 0 | 0 | 0 | 0 | 0 | 0 | 0 | 0 | 0 | 0 | 0 | 1513
1053 |  |  |  | System Overheads | F102D |  | 146641.7348 | 87506.7219 | 33108.0378 | 8389.6243 | 1972.729 | 181.7423 | 1937.5546 | 75.9552 | 42.2879 | 13402.5266 | 12.2776 | 12.2776 | 0 | 1514
1054 |  |  | Total Land & Land Rights |  |  |  | 648897.943 | 387222.1773 | 146504.9336 | 37124.5603 | 8729.4371 | 804.2201 | 8573.7883 | 336.1061 | 187.1262 | 59306.9356 | 54.3292 | 54.3292 | 0
1055
1056 |  | 390 | Structures and Improvements
1057 |  |  |  | Situs | F107D |  | 5323257.8415 | 3176591.1943 | 1201858.5436 | 304552.6786 | 71612.2546 | 6597.4488 | 70335.3841 | 2757.2588 | 1535.0967 | 486526.5997 | 445.6912 | 445.6912 | 0 | 1518
1058 |  |  |  | System Generation | F105D |  | 0 | 0 | 0 | 0 | 0 | 0 | 0 | 0 | 0 | 0 | 0 | 0 | 0 | 1519
1059 |  |  |  | System Generation | F105D |  | 0 | 0 | 0 | 0 | 0 | 0 | 0 | 0 | 0 | 0 | 0 | 0 | 0 | 1520
1060 |  |  |  | System Generation | F105D |  | 0 | 0 | 0 | 0 | 0 | 0 | 0 | 0 | 0 | 0 | 0 | 0 | 0 | 1521
1061 |  |  |  | Customer - System | F42 |  | 0 | 0 | 0 | 0 | 0 | 0 | 0 | 0 | 0 | 0 | 0 | 0 | 0 | 1522
1062 |  |  |  | System Generation | F102D |  | 0 | 0 | 0 | 0 | 0 | 0 | 0 | 0 | 0 | 0 | 0 | 0 | 0 | 1523
1063 |  |  |  | System Overheads | F102D |  | 1907871.3615 | 1138499.6833 | 430749.6582 | 109152.5812 | 25666.044 | 2364.5452 | 25208.4098 | 988.2097 | 550.1832 | 174372.5729 | 159.737 | 159.737 | 0 | 1524
1064
1065 |  |  | Total Structures and Improvements |  |  |  | 7231129.203 | 4315090.8776 | 1632608.2018 | 413705.2597 | 97278.2986 | 8961.9939 | 95543.7939 | 3745.4685 | 2085.2799 | 660899.1727 | 605.4282 | 605.4282 | 0
1066
1067 |  | 391 | Office Furniture & Equipment
1068 |  |  |  | Situs | F107D |  | 281024.8823 | 167698.2767 | 63448.393 | 16077.9138 | 3780.5468 | 348.2918 | 3713.1384 | 145.5609 | 81.0407 | 25684.6624 | 23.5289 | 23.5289 | 0 | 1528
1069 |  |  |  | System Generation | F105D |  | 0 | 0 | 0 | 0 | 0 | 0 | 0 | 0 | 0 | 0 | 0 | 0 | 0 | 1529
1070 |  |  |  | System Generation | F105D |  | 0 | 0 | 0 | 0 | 0 | 0 | 0 | 0 | 0 | 0 | 0 | 0 | 0 | 1530
1071 |  |  |  | Customer - System | F42 |  | 0 | 0 | 0 | 0 | 0 | 0 | 0 | 0 | 0 | 0 | 0 | 0 | 0 | 1531
1072 |  |  |  | System Generation | F105D |  | 0 | 0 | 0 | 0 | 0 | 0 | 0 | 0 | 0 | 0 | 0 | 0 | 0 | 1532
1073 |  |  |  | Energy | F30 |  | 0 | 0 | 0 | 0 | 0 | 0 | 0 | 0 | 0 | 0 | 0 | 0 | 0 | 1533
1074 |  |  |  | System Overheads | F102D |  | 1185514.3886 | 707441.6982 | 267659.5121 | 67825.3042 | 15948.3836 | 1469.2827 | 15664.0186 | 614.0544 | 341.8732 | 108351.7465 | 99.2575 | 99.2575 | 0 | 1534
1075 |  |  |  | Cholla | F10 |  | 0 | 0 | 0 | 0 | 0 | 0 | 0 | 0 | 0 | 0 | 0 | 0 | 0 | 1535
1076 |  |  |  | Simple Cycle Combustion Turbine | F10 |  | 0 | 0 | 0 | 0 | 0 | 0 | 0 | 0 | 0 | 0 | 0 | 0 | 0 | 1536
1077 |  |  | Total Office Furniture & Equipment |  |  |  | 1466539.271 | 875139.975 | 331107.9051 | 83903.218 | 19728.9304 | 1817.5745 | 19377.157 | 759.6153 | 422.9139 | 134036.4089 | 122.7864 | 122.7864 | 0
1078
1079 |  | 392 | Transportation Equipment
1080 |  |  |  | Situs | F107D |  | 4117867.4434 | 2457288.7223 | 929711.5255 | 235590.2339 | 55396.4848 | 5103.5325 | 54408.7468 | 2132.9093 | 1187.4917 | 376358.2575 | 344.7695 | 344.7695 | 0 | 1540
1081 |  |  |  | System Overheads | F102D |  | 141083.326 | 84189.8071 | 31853.088 | 8071.6182 | 1897.9534 | 174.8535 | 1864.1122 | 73.0762 | 40.685 | 12894.508 | 11.8122 | 11.8122 | 0 | 1541
1082 |  |  |  | System Generation | F105D |  | 0 | 0 | 0 | 0 | 0 | 0 | 0 | 0 | 0 | 0 | 0 | 0 | 0 | 1542
1083 |  |  |  | Customer - System | F42 |  | 0 | 0 | 0 | 0 | 0 | 0 | 0 | 0 | 0 | 0 | 0 | 0 | 0 | 1543
1084 |  |  |  | System Generation | F105D |  | 0 | 0 | 0 | 0 | 0 | 0 | 0 | 0 | 0 | 0 | 0 | 0 | 0 | 1544
1085 |  |  |  | Energy | F30 |  | 0 | 0 | 0 | 0 | 0 | 0 | 0 | 0 | 0 | 0 | 0 | 0 | 0 | 1545
1086 |  |  |  | System Generation | F105D |  | 0 | 0 | 0 | 0 | 0 | 0 | 0 | 0 | 0 | 0 | 0 | 0 | 0 | 1546
1087 |  |  |  | Cholla | F10 |  | 0 | 0 | 0 | 0 | 0 | 0 | 0 | 0 | 0 | 0 | 0 | 0 | 0 | 1547
1088 |  |  |  | Simple Cycle Combustion Turbine | F10 |  | 0 | 0 | 0 | 0 | 0 | 0 | 0 | 0 | 0 | 0 | 0 | 0 | 0 | 1548
1089 |  |  | Total Transportation Equipment |  |  |  | 4258950.7694 | 2541478.5294 | 961564.6135 | 243661.8521 | 57294.4381 | 5278.386 | 56272.859 | 2205.9855 | 1228.1767 | 389252.7655 | 356.5818 | 356.5818 | 0
1090
1091 |  | 393 | Stores Equipment
1092 |  |  |  | Situs | F107D |  | 464446.0055 | 277152.6639 | 104860.2973 | 26571.7497 | 6248.0584 | 575.6172 | 6136.6534 | 240.5666 | 133.9348 | 42448.6926 | 38.8859 | 38.8859 | 0 | 1552
1093 |  |  |  | System Generation | F105D |  | 0 | 0 | 0 | 0 | 0 | 0 | 0 | 0 | 0 | 0 | 0 | 0 | 0 | 1553
1094 |  |  |  | System Generation | F105D |  | 0 | 0 | 0 | 0 | 0 | 0 | 0 | 0 | 0 | 0 | 0 | 0 | 0 | 1554
1095 |  |  |  | System Overheads | F102D |  | 3741.7783 | 2232.862 | 844.8 | 214.0735 | 50.3371 | 4.6374 | 49.4395 | 1.9381 | 1.079 | 341.9851 | 0.31328 | 0.31328 | 0 | 1555
1096 |  |  |  | System Generation | F105D |  | 0 | 0 | 0 | 0 | 0 | 0 | 0 | 0 | 0 | 0 | 0 | 0 | 0 | 1556
1097 |  |  |  | Simple Cycle Combustion Turbine | F10 |  | 0 | 0 | 0 | 0 | 0 | 0 | 0 | 0 | 0 | 0 | 0 | 0 | 0 | 1557
1098 |  |  | Total Stores Equipment |  |  |  | 468187.7838 | 279385.5259 | 105705.0973 | 26785.8232 | 6298.3954 | 580.2546 | 6186.0929 | 242.5047 | 135.0138 | 42790.6777 | 39.1991 | 39.1991 | 0 | 1558
1099
1100 |  | 394 | Tools, Shop & Garage Equipment
1101 |  |  |  | Situs | F107D |  | 1624446.473 | 969369.2313 | 366759.4038 | 92937.3589 | 21853.2106 | 2013.2788 | 21463.5605 | 841.4057 | 468.4504 | 148468.5586 | 136.0072 | 136.0072 | 0 | 1561
1102 |  |  |  | System Generation | F105D |  | 0 | 0 | 0 | 0 | 0 | 0 | 0 | 0 | 0 | 0 | 0 | 0 | 0 | 1562
1103 |  |  |  | System Generation | F105D |  | 0 | 0 | 0 | 0 | 0 | 0 | 0 | 0 | 0 | 0 | 0 | 0 | 0 | 1563
1104 |  |  |  | System Overheads | F102D |  | 72542.6757 | 43288.9842 | 16378.3227 | 4150.2905 | 975.8957 | 89.9067 | 958.4952 | 37.5745 | 20.9195 | 6630.1394 | 6.0737 | 6.0737 | 0 | 1564
1105 |  |  |  | Energy | F30 |  | 0 | 0 | 0 | 0 | 0 | 0 | 0 | 0 | 0 | 0 | 0 | 0 | 0 | 1565
1106 |  |  |  | System Generation | F105D |  | 0 | 0 | 0 | 0 | 0 | 0 | 0 | 0 | 0 | 0 | 0 | 0 | 0 | 1566
1107 |  |  |  | Cholla | F10 |  | 0 | 0 | 0 | 0 | 0 | 0 | 0 | 0 | 0 | 0 | 0 | 0 | 0 | 1567
1108 |  |  |  | Simple Cycle Combustion Turbine | F10 |  | 0 | 0 | 0 | 0 | 0 | 0 | 0 | 0 | 0 | 0 | 0 | 0 | 0 | 1568
1109 |  |  | Total Tools, Shop & Garage Equipment |  |  |  | 1696989.1487 | 1012658.2155 | 383137.7265 | 97087.6494 | 22829.1063 | 2103.1855 | 22422.0556 | 878.9802 | 489.37 | 155098.698 | 142.0809 | 142.0809 | 0
1110
1111 |  | 395 | Laboratory Equipment
1112 |  |  |  | Situs | F107D |  | 922355.7132 | 550404.8693 | 208244.8619 | 52769.5467 | 12408.1858 | 1143.1335 | 12186.9436 | 477.7475 | 265.9847 | 84299.9911 | 77.2245 | 77.2245 | 0 | 1572
1113 |  |  |  | System Generation | F105D |  | 0 | 0 | 0 | 0 | 0 | 0 | 0 | 0 | 0 | 0 | 0 | 0 | 0 | 1573
1114 |  |  |  | System Generation | F105D |  | 0 | 0 | 0 | 0 | 0 | 0 | 0 | 0 | 0 | 0 | 0 | 0 | 0 | 1574
1115 |  |  |  | System Overheads | F102D |  | 90075.9665 | 53751.7683 | 20336.9014 | 5153.4 | 1211.766 | 111.6368 | 1190.1598 | 46.6562 | 25.9757 | 8232.619 | 7.5416 | 7.5416 | 0 | 1575
1116 |  |  |  | Energy | F30 |  | 0 | 0 | 0 | 0 | 0 | 0 | 0 | 0 | 0 | 0 | 0 | 0 | 0 | 1576
1117 |  |  |  | System Generation | F105D |  | 0 | 0 | 0 | 0 | 0 | 0 | 0 | 0 | 0 | 0 | 0 | 0 | 0 | 1577
1118 |  |  |  | Cholla | F10 |  | 0 | 0 | 0 | 0 | 0 | 0 | 0 | 0 | 0 | 0 | 0 | 0 | 0 | 1578
1119 |  |  |  | Simple Cycle Combustion Turbine | F10 |  | 0 | 0 | 0 | 0 | 0 | 0 | 0 | 0 | 0 | 0 | 0 | 0 | 0 | 1579
1120 |  |  | Total Laboratory Equipment |  |  |  | 1012431.6797 | 604156.6376 | 228581.7633 | 57922.9466 | 13619.9518 | 1254.7704 | 13377.1035 | 524.4037 | 291.9604 | 92532.6102 | 84.7661 | 84.7661 | 0
1121
1122 |  | 396 | Power Operated Equipment
1123 |  |  |  | Situs | F107D |  | 5757300.1409 | 3435600.8059 | 1299854.4441 | 329384.9803 | 77451.3007 | 7135.3847 | 76070.318 | 2982.0773 | 1660.2638 | 526196.5031 | 482.0315 | 482.0315 | 0 | 1583
1124 |  |  |  | System Generation | F105D |  | 0 | 0 | 0 | 0 | 0 | 0 | 0 | 0 | 0 | 0 | 0 | 0 | 0 | 1584
1125 |  |  |  | System Generation | F105D |  | 0 | 0 | 0 | 0 | 0 | 0 | 0 | 0 | 0 | 0 | 0 | 0 | 0 | 1585
1126 |  |  |  | System Overheads | F102D |  | 38163.0884 | 22773.3719 | 8616.2713 | 2183.3755 | 513.397 | 47.2979 | 504.243 | 19.7671 | 11.0053 | 3487.9689 | 3.1952 | 3.1952 | 0 | 1586
1127 |  |  |  | System Generation | F105D |  | 0 | 0 | 0 | 0 | 0 | 0 | 0 | 0 | 0 | 0 | 0 | 0 | 0 | 1587
1128 |  |  |  | Energy | F30 |  | 0 | 0 | 0 | 0 | 0 | 0 | 0 | 0 | 0 | 0 | 0 | 0 | 0 | 1588
1129 |  |  |  | Cholla | F10 |  | 0 | 0 | 0 | 0 | 0 | 0 | 0 | 0 | 0 | 0 | 0 | 0 | 0 | 1589
1130 |  |  |  | Simple Cycle Combustion Turbine | F10 |  | 0 | 0 | 0 | 0 | 0 | 0 | 0 | 0 | 0 | 0 | 0 | 0 | 0 | 1590
1131 |  |  | Total Power Operated Equipment |  |  |  | 5795463.2294 | 3458374.1779 | 1308470.7154 | 331568.3558 | 77964.6977 | 7182.6826 | 76574.561 | 3001.8444 | 1671.2691 | 529684.472 | 485.2267 | 485.2267 | 0
1132
1133 |  | 397 | Communication Equipment
1134 |  |  |  | Situs | F107D |  | 6877179.4943 | 4103875.5727 | 1552695.206 | 393455.192 | 92516.7151 | 8523.3217 | 90867.111 | 3562.1351 | 1983.2095 | 628549.4437 | 575.7937 | 575.7937 | 0 | 1594
1135 |  |  |  | System Generation | F105D |  | 0 | 0 | 0 | 0 | 0 | 0 | 0 | 0 | 0 | 0 | 0 | 0 | 0 | 1595
1136 |  |  |  | System Generation | F105D |  | 0 | 0 | 0 | 0 | 0 | 0 | 0 | 0 | 0 | 0 | 0 | 0 | 0 | 1596
1137 |  |  |  | System Overheads | F102D |  | 1545376.9674 | 922185.4384 | 348907.4861 | 88413.6574 | 20789.5113 | 1915.283 | 20418.8273 | 800.4505 | 445.6487 | 141241.8905 | 129.3871 | 129.3871 | 0 | 1597
1138 |  |  |  | Customer - System | F42 |  | 0 | 0 | 0 | 0 | 0 | 0 | 0 | 0 | 0 | 0 | 0 | 0 | 0 | 1598
1139 |  |  |  | System Generation | F105D |  | 0 | 0 | 0 | 0 | 0 | 0 | 0 | 0 | 0 | 0 | 0 | 0 | 0 | 1599
1140 |  |  |  | Energy | F30 |  | 0 | 0 | 0 | 0 | 0 | 0 | 0 | 0 | 0 | 0 | 0 | 0 | 0 | 1600
1141 |  |  |  | Cholla | F10 |  | 0 | 0 | 0 | 0 | 0 | 0 | 0 | 0 | 0 | 0 | 0 | 0 | 0 | 1601
1142 |  |  |  | Simple Cycle Combustion Turbine | F10 |  | 0 | 0 | 0 | 0 | 0 | 0 | 0 | 0 | 0 | 0 | 0 | 0 | 0 | 1602
1143 |  |  | Total Communication Equipment |  |  |  | 8422556.4616 | 5026061.0111 | 1901602.6921 | 481868.8494 | 113306.2264 | 10438.6048 | 111285.9383 | 4362.5856 | 2428.8582 | 769791.3343 | 705.1808 | 705.1808 | 0
1144
1145 |  | Distribution - METER - Unbundled |  |  |  |  | D: GENERAL PLANT
1146
1147 |  | A |  | B | C |  | D | E | F | G | H | I | J | K | L | M | N | O
1148 |  | FERC ACCT |  | DESCRIPTION | COS Factor |  | Utah Jurisdiction Normalized | Residential Sch 1 | General Large Dist. Sch 6 | General +1 MW Sch 8 | Street & Area Lighting Sch. 7,11,12 | General Trans Sch 9 | Irrigation Sch 10 | Traffic Signals Sch 15 | Outdoor Lighting Sch 15 | General Small Dist. Sch 23 | Industrial Cust 1 | Industrial Cust 2
1149 |  | 398 | Misc. Equipment
1150 |  |  |  | Situs | F107D |  | 121292.2418 | 72379.7116 | 27384.756 | 6939.3364 | 1631.7096 | 150.3251 | 1602.6157 | 62.8251 | 34.9777 | 11085.6742 | 10.1552 | 10.1552 | 0 | 1606
1151 |  |  |  | System Generation | F105D |  | 0 | 0 | 0 | 0 | 0 | 0 | 0 | 0 | 0 | 0 | 0 | 0 | 0 | 1607
1152 |  |  |  | System Generation | F105D |  | 0 | 0 | 0 | 0 | 0 | 0 | 0 | 0 | 0 | 0 | 0 | 0 | 0 | 1608
1153 |  |  |  | Customer - System | F42 |  | 0 | 0 | 0 | 0 | 0 | 0 | 0 | 0 | 0 | 0 | 0 | 0 | 0 | 1609
1154 |  |  |  | System Overheads | F102D |  | 49307.4281 | 29423.6249 | 11132.3846 | 2820.9622 | 663.3186 | 61.1098 | 651.4914 | 25.5395 | 14.2191 | 4506.5214 | 4.1283 | 4.1283 | 0 | 1610
1155 |  |  |  | System Energy | F30 |  | 0 | 0 | 0 | 0 | 0 | 0 | 0 | 0 | 0 | 0 | 0 | 0 | 0 | 1611
1156 |  |  |  | Simple Cycle Combustion Turbine | F105D |  | 0 | 0 | 0 | 0 | 0 | 0 | 0 | 0 | 0 | 0 | 0 | 0 | 0 | 1612
1157 |  |  | Total Misc. Equipment |  |  |  | 170599.6699 | 101803.3365 | 38517.1406 | 9760.2987 | 2295.0282 | 211.4349 | 2254.1071 | 88.3646 | 49.1968 | 15592.1956 | 14.2835 | 14.2835 | 0
1158
1159 |  | 399 | Coal Mine |  | F30 |  | 0 | 0 | 0 | 0 | 0 | 0 | 0 | 0 | 0 | 0 | 0 | 0 | 0 | 1620
1160 |  | 399L | WIDCO Capital Lease |  | F30 |  | 0 | 0 | 0 | 0 | 0 | 0 | 0 | 0 | 0 | 0 | 0 | 0 | 0 | 1623
1161 |  |  | Remove Capital Lease |  | F30 |  | 0 | 0 | 0 | 0 | 0 | 0 | 0 | 0 | 0 | 0 | 0 | 0 | 0 | 1626
1162
1163 |  | 390L | General Capital Lease
1164 |  |  |  | Situs | F107D |  | 826014.1573 | 492914.1846 | 186493.3471 | 47257.6816 | 11112.1306 | 1023.7314 | 10913.9975 | 427.846 | 238.2022 | 75494.7198 | 69.1583 | 69.1583 | 0 | 1631
1165 |  |  |  | System Generation | F105D |  | 0 | 0 | 0 | 0 | 0 | 0 | 0 | 0 | 0 | 0 | 0 | 0 | 0 | 1632
1166 |  |  |  | System Overheads | F102D |  | 40332.2821 | 24067.8126 | 9106.021 | 2307.4788 | 542.5786 | 49.9863 | 532.9042 | 20.8907 | 11.6308 | 3686.2254 | 3.3768 | 3.3768 | 0 | 1633
1167
1168 |  |  | Remove Capital Lease |  |  |  | -866346.4394 | -516981.9972 | -195599.3681 | -49565.1604 | -11654.7091 | -1073.7177 | -11446.9018 | -448.7367 | -249.833 | -79180.9452 | -72.5351 | -72.5351
1169
1170 |  | 392L | General Vehicles Capital Lease |  | F30 |  | 0 | 0 | 0 | 0 | 0 | 0 | 0 | 0 | 0 | 0 | 0 | 0 | 0 | 1640
1171 |  |  | Remove Capital Lease |  | F30 |  | 0 | 0 | 0 | 0 | 0 | 0 | 0 | 0 | 0 | 0 | 0 | 0 | 0 | 1643
1172
1173 |  | G00 | Unclassified Gen Plant - Acct 300 |  | F102D |  | 140007.2769 | 83547.6876 | 31610.1431 | 8010.0556 | 1883.4776 | 173.5198 | 1849.8945 | 72.5188 | 40.3747 | 12796.161 | 11.7221 | 11.7221 | 0 | 1653
1174 |  | GV0 | Unclassified Gen Veh - Acct 300 |  | F102D |  | 0 | 0 | 0 | 0 | 0 | 0 | 0 | 0 | 0 | 0 | 0 | 0 | 0 | 1661
1175
1176 |  | TOTAL GENERAL PLANT |  |  |  |  | 31311752.4364 | 18684918.1512 | 7069410.9324 | 1791398.8688 | 421227.9876 | 38806.6271 | 413717.3512 | 16218.3774 | 9029.5397 | 2861781.4313 | 2621.5848 | 2621.5848 | 0
1177
1178
1179
1180 | [6 empty] | D: INTANGIBLE PLANT
1181
1182 |  | 301 | Organization
1183 |  |  |  | Situs | F107D |  | 0 | 0 | 0 | 0 | 0 | 0 | 0 | 0 | 0 | 0 | 0 | 0 | 0 | 1666
1184 |  |  |  | System Overheads | F102D |  | 0 | 0 | 0 | 0 | 0 | 0 | 0 | 0 | 0 | 0 | 0 | 0 | 0 | 1667
1185 |  |  |  | System Generation | F105D |  | 0 | 0 | 0 | 0 | 0 | 0 | 0 | 0 | 0 | 0 | 0 | 0 | 0 | 1668
1186 |  |  | Total Organization |  |  |  | 0 | 0 | 0 | 0 | 0 | 0 | 0 | 0 | 0 | 0 | 0 | 0 | 0
1187
1188 |  | 302 | Franchise & Consent
1189 |  |  |  | Situs | F107D |  | 0 | 0 | 0 | 0 | 0 | 0 | 0 | 0 | 0 | 0 | 0 | 0 | 0 | 1671
1190 |  |  |  | System Generation | F105D |  | 0 | 0 | 0 | 0 | 0 | 0 | 0 | 0 | 0 | 0 | 0 | 0 | 0 | 1672
1191 |  |  |  | System Generation | F105D |  | 0 | 0 | 0 | 0 | 0 | 0 | 0 | 0 | 0 | 0 | 0 | 0 | 0 | 1673
1192 |  |  |  | System Generation | F105D |  | 0 | 0 | 0 | 0 | 0 | 0 | 0 | 0 | 0 | 0 | 0 | 0 | 0 | 1674
1193 |  |  |  | System Generation | F105D |  | 0 | 0 | 0 | 0 | 0 | 0 | 0 | 0 | 0 | 0 | 0 | 0 | 0 | 1675
1194 |  |  |  | System Generation | F105D |  | 0 | 0 | 0 | 0 | 0 | 0 | 0 | 0 | 0 | 0 | 0 | 0 | 0 | 1676
1195 |  |  | Total Franchise & Consent |  |  |  | 0 | 0 | 0 | 0 | 0 | 0 | 0 | 0 | 0 | 0 | 0 | 0 | 0
1196
1197 |  | 303 | Miscellaneous Intangible Plant
1198 |  |  |  | Situs | F107D |  | -248866.2248 | -148507.978 | -56187.7721 | -14238.062 | -3347.9256 | -308.4356 | -3288.231 | -128.9039 | -71.7669 | -22745.4769 | -20.8364 | -20.8364 | 0 | 1680
1199 |  |  |  | System Generation | F105D |  | 0 | 0 | 0 | 0 | 0 | 0 | 0 | 0 | 0 | 0 | 0 | 0 | 0 | 1681
1200 |  |  |  | System Overheads | F102D |  | 7131532.7755 | 4255657.8867 | 1610121.8183 | 408007.1779 | 95938.4565 | 8838.5578 | 94227.8416 | 3693.8811 | 2056.5587 | 651796.4178 | 597.0895 | 597.0895 | 0 | 1682
1201 |  |  |  | Energy | F30 |  | 0 | 0 | 0 | 0 | 0 | 0 | 0 | 0 | 0 | 0 | 0 | 0 | 0 | 1683
1202 |  |  |  | Customer - System | F42 |  | 0 | 0 | 0 | 0 | 0 | 0 | 0 | 0 | 0 | 0 | 0 | 0 | 0 | 1684
1203 |  |  |  | Simple Cycle Combustion Turbine | F10 |  | 0 | 0 | 0 | 0 | 0 | 0 | 0 | 0 | 0 | 0 | 0 | 0 | 0 | 1685
1204 |  |  |  | System Generation | F105D |  | 0 | 0 | 0 | 0 | 0 | 0 | 0 | 0 | 0 | 0 | 0 | 0 | 0 | 1686
1205 |  |  | Total Miscellaneous Intangible Plant |  |  |  | 6882666.5507 | 4107149.9088 | 1553934.0462 | 393769.1159 | 92590.5309 | 8530.1222 | 90939.6106 | 3564.9772 | 1984.7918 | 629050.9409 | 576.2531 | 576.2531 | 0
1206
1207 |  | I00 | Unclass Intangible Plant - Acct 300 |  | F102D |  | 0 | 0 | 0 | 0 | 0 | 0 | 0 | 0 | 0 | 0 | 0 | 0 | 0 | 1697
1208
1209 |  | TOTAL INTANGIBLE PLANT |  |  |  |  | 6882666.5507 | 4107149.9088 | 1553934.0462 | 393769.1159 | 92590.5309 | 8530.1222 | 90939.6106 | 3564.9772 | 1984.7918 | 629050.9409 | 576.2531 | 576.2531 | 0
1210
1211
1212 |  | TOTAL ELECTRIC PLANT IN SERVICE |  |  |  |  | 515479059.7469 | 262573800.9466 | 156790802.7678 | 40747836.4995 | 739313.0305 | 47336.7493 | 8577067.8361 | 129701.4364 | 68998.057 | 45797806.748 | 3197.8379 | 3197.8379 | 0
1213
1214
1215 |  | Distribution - METER - Unbundled |  |  |  |  | D: MISC RATE BASE
1216
1217 |  | A |  | B | C |  | D | E | F | G | H | I | J | K | L | M | N | O
1218 |  | FERC ACCT |  | DESCRIPTION | COS Factor |  | Utah Jurisdiction Normalized | Residential Sch 1 | General Large Dist. Sch 6 | General +1 MW Sch 8 | Street & Area Lighting Sch. 7,11,12 | General Trans Sch 9 | Irrigation Sch 10 | Traffic Signals Sch 15 | Outdoor Lighting Sch 15 | General Small Dist. Sch 23 | Industrial Cust 1 | Industrial Cust 2
1219 |  | 105 | Plant Held For Future Use
1220 |  |  |  | Situs | F20 |  | 850578.6864 | 424565.3945 | 266266.4952 | 69299.607 | 405.2282 | 0 | 14506.6439 | 197.5299 | 104.2005 | 75233.5872 | 0 | 0 | 0 | 1705
1221 |  |  |  | System Generation | F10 |  | 0 | 0 | 0 | 0 | 0 | 0 | 0 | 0 | 0 | 0 | 0 | 0 | 0 | 1706
1222 |  |  |  | System Generation | F10 |  | 0 | 0 | 0 | 0 | 0 | 0 | 0 | 0 | 0 | 0 | 0 | 0 | 0 | 1707
1223 |  |  |  | System Generation | F10 |  | 0 | 0 | 0 | 0 | 0 | 0 | 0 | 0 | 0 | 0 | 0 | 0 | 0 | 1708
1224 |  |  |  | Energy | F30 |  | 0 | 0 | 0 | 0 | 0 | 0 | 0 | 0 | 0 | 0 | 0 | 0 | 0 | 1709
1225 |  |  |  | General | F102 |  | 0 | 0 | 0 | 0 | 0 | 0 | 0 | 0 | 0 | 0 | 0 | 0 | 0 | 1710
1226 |  |  | Total Plant Held For Future Use |  |  |  | 850578.6864 | 424565.3945 | 266266.4952 | 69299.607 | 405.2282 | 0 | 14506.6439 | 197.5299 | 104.2005 | 75233.5872 | 0 | 0 | 0
1227
1228 |  | 114 | Electric Plant Acquisition Adjust |  | F10 |  | 0 | 0 | 0 | 0 | 0 | 0 | 0 | 0 | 0 | 0 | 0 | 0 | 0 | 1717
1229
1230 |  | 115 | Accum Prov for Asset Acquisition Adj |  | F10 |  | 0 | 0 | 0 | 0 | 0 | 0 | 0 | 0 | 0 | 0 | 0 | 0 | 0 | 1723
1231
1232 |  | 128 | Pensions |  | F102D |  | 0 | 0 | 0 | 0 | 0 | 0 | 0 | 0 | 0 | 0 | 0 | 0 | 0 | 1726
1233
1234 |  | 124 | Weatherization |  | F11 |  | 0 | 0 | 0 | 0 | 0 | 0 | 0 | 0 | 0 | 0 | 0 | 0 | 0 | 1748
1235
1236 |  | 151 | Fuel Stock |  | F30 |  | 0 | 0 | 0 | 0 | 0 | 0 | 0 | 0 | 0 | 0 | 0 | 0 | 0 | 1751
1237 |  |  |  | Cholla | F30 |  | 0 | 0 | 0 | 0 | 0 | 0 | 0 | 0 | 0 | 0 | 0 | 0 | 0 | 1753
1238 |  |  |  | Total Fuel Stock |  |  | 0 | 0 | 0 | 0 | 0 | 0 | 0 | 0 | 0 | 0 | 0 | 0 | 0
1239
1240 |  | 152 | Fuel Stock - Undistributed |  | F30 |  | 0 | 0 | 0 | 0 | 0 | 0 | 0 | 0 | 0 | 0 | 0 | 0 | 0 | 1757
1241
1242 |  | 25316 | DG&T Working Capital Deposit |  | F30 |  | 0 | 0 | 0 | 0 | 0 | 0 | 0 | 0 | 0 | 0 | 0 | 0 | 0 | 1762
1243
1244 |  | 25317 | DG&T Working Capital Deposit |  | F30 |  | 0 | 0 | 0 | 0 | 0 | 0 | 0 | 0 | 0 | 0 | 0 | 0 | 0 | 1766
1245
1246 |  | 25319 | Provo Working Capital Deposit |  | F30 |  | 0 | 0 | 0 | 0 | 0 | 0 | 0 | 0 | 0 | 0 | 0 | 0 | 0 | 1770
1247
1248 |  | 154 | Materials and Supplies |  | F102D |  | 2308011.427 | 1377278.5376 | 521091.2819 | 132045.2781 | 31049.013 | 2860.4639 | 30495.3987 | 1195.4681 | 665.5738 | 210943.9342 | 193.2389 | 193.2389 | 0 | 1788
1249
1250 |  | 163 | Stores Expense Undistributed |  | F102D |  | 0 | 0 | 0 | 0 | 0 | 0 | 0 | 0 | 0 | 0 | 0 | 0 | 0 | 1791
1251
1252 |  | 25318 | Provo Working Capital Deposit |  | F102D |  | -2724.5018 | -1625.8143 | -615.1244 | -155.8734 | -36.6519 | -3.3766 | -35.9984 | -1.4112 | -0.78568 | -249.0097 | -0.22811 | -0.22811 | 0 | 1796
1253
1254 |  | 165 | Prepayments |  | F102D |  | 0 | 0 | 0 | 0 | 0 | 0 | 0 | 0 | 0 | 0 | 0 | 0 | 0 | 1803
1255 |  |  |  | General Plant | F102D |  | 105367.9528 | 62877.0803 | 23789.4496 | 6028.2807 | 1417.4847 | 130.5891 | 1392.2105 | 54.5769 | 30.3855 | 9630.2515 | 8.822 | 8.822 | 0 | 1804
1256 |  |  |  | System Generation | F102D |  | 0 | 0 | 0 | 0 | 0 | 0 | 0 | 0 | 0 | 0 | 0 | 0 | 0 | 1805
1257 |  |  |  | System Energy | F30 |  | 0 | 0 | 0 | 0 | 0 | 0 | 0 | 0 | 0 | 0 | 0 | 0 | 0 | 1806
1258 |  |  |  | System Overheads | F102D |  | 405407.1722 | 241921.9379 | 91530.8046 | 23194.0372 | 5453.8259 | 502.4466 | 5356.5824 | 209.9865 | 116.9095 | 37052.7558 | 33.9428 | 33.9428 | 0 | 1807
1259 |  |  |  | Total Prepayments |  |  | 510775.1249 | 304799.0183 | 115320.2543 | 29222.3178 | 6871.3107 | 633.0358 | 6748.7929 | 264.5634 | 147.295 | 46683.0073 | 42.7648 | 42.7648 | 0
1260
1261 |  | 182 | Misc Regulatory Assets |  | F102D |  | -61032.4075 | -36420.3677 | -13779.5918 | -3491.7683 | -821.0514 | -75.6413 | -806.4118 | -31.6126 | -17.6002 | -5578.1423 | -5.11 | -5.11 | 0 | 1811
1262 |  |  |  | System Generation | F102D |  | 0 | 0 | 0 | 0 | 0 | 0 | 0 | 0 | 0 | 0 | 0 | 0 | 0 | 1812
1263 |  |  |  | Simple Cycle Combustion Turbine | F102D |  | 0 | 0 | 0 | 0 | 0 | 0 | 0 | 0 | 0 | 0 | 0 | 0 | 0 | 1813
1264 |  |  |  | System Generation | F102D |  | 0 | 0 | 0 | 0 | 0 | 0 | 0 | 0 | 0 | 0 | 0 | 0 | 0 | 1814
1265 |  |  |  | Energy | F30 |  | 0 | 0 | 0 | 0 | 0 | 0 | 0 | 0 | 0 | 0 | 0 | 0 | 0 | 1815
1266 |  |  |  | System Generation | F102D |  | 0 | 0 | 0 | 0 | 0 | 0 | 0 | 0 | 0 | 0 | 0 | 0 | 0 | 1816
1267 |  |  |  | System Overheads | F102D |  | 12339408.5379 | 7363396.1891 | 2785929.9729 | 705958.6506 | 165998.5093 | 15293.0063 | 163038.7001 | 6391.376 | 3558.3821 | 1127777.511 | 1033.1203 | 1033.1203 | 0 | 1817
1268 |  |  |  | Total Misc Regulatory Assets |  |  | 12278376.1304 | 7326975.8214 | 2772150.3811 | 702466.8822 | 165177.4579 | 15217.3649 | 162232.2883 | 6359.7634 | 3540.7818 | 1122199.3687 | 1028.0103 | 1028.0103 | 0
1269
1270 |  | 186 | Misc Deferred Debits |  | F102D |  | 0 | 0 | 0 | 0 | 0 | 0 | 0 | 0 | 0 | 0 | 0 | 0 | 0 | 1821
1271 |  |  |  | System Generation | F102D |  | 0 | 0 | 0 | 0 | 0 | 0 | 0 | 0 | 0 | 0 | 0 | 0 | 0 | 1822
1272 |  |  |  | System Generation | F102D |  | 0 | 0 | 0 | 0 | 0 | 0 | 0 | 0 | 0 | 0 | 0 | 0 | 0 | 1823
1273 |  |  |  | System Generation | F102D |  | 0 | 0 | 0 | 0 | 0 | 0 | 0 | 0 | 0 | 0 | 0 | 0 | 0 | 1824
1274 |  |  |  | System Overheads | F102D |  | 1584.3795 | 945.4597 | 357.7133 | 90.6451 | 21.3142 | 1.9636 | 20.9342 | 0.82065 | 0.4569 | 144.8066 | 0.13265 | 0.13265 | 0 | 1825
1275 |  |  |  | System Energy | F30 |  | 0 | 0 | 0 | 0 | 0 | 0 | 0 | 0 | 0 | 0 | 0 | 0 | 0 | 1826
1276 |  |  |  | System Net Steam Plant | F102D |  | 0 | 0 | 0 | 0 | 0 | 0 | 0 | 0 | 0 | 0 | 0 | 0 | 0 | 1827
1277 |  |  |  | Excise Tax | F102D |  | 0 | 0 | 0 | 0 | 0 | 0 | 0 | 0 | 0 | 0 | 0 | 0 | 0 | 1828
1278 |  |  |  | Total Misc Deferred Debits |  |  | 1584.3795 | 945.4597 | 357.7133 | 90.6451 | 21.3142 | 1.9636 | 20.9342 | 0.82065 | 0.4569 | 144.8066 | 0.13265 | 0.13265 | 0
1279
1280 |  | CWC | Cash Working Capital |  |  |  | 594841.1474 | 298780.4432 | 181021.0738 | 45048.808 | 3044.9757 | 1578.1993 | 8657.6449 | 210.5722 | 124.3137 | 55945.1924 | 189.828 | 240.096 | 0
1281
1282 |  | OWC | Other Working Capital |  | F137D |  | 343326.6615 | 194788.1856 | 79922.2444 | 20280.0177 | 9080.5175 | 2586.0886 | 4334.9071 | 195.323 | 69.161 | 31481.226 | 260.7833 | 328.2072 | 0 | 1848
1283 |  |  |  | Total Other Working Capital |  |  | 343326.6615 | 194788.1856 | 79922.2444 | 20280.0177 | 9080.5175 | 2586.0886 | 4334.9071 | 195.323 | 69.161 | 31481.226 | 260.7833 | 328.2072 | 0
1284
1285 |  | 18222 | Nuclear Plant |  | F10 |  | 0 | 0 | 0 | 0 | 0 | 0 | 0 | 0 | 0 | 0 | 0 | 0 | 0 | 1862
1286
1287 |  | 1869 | Misc Deferred Debits-Trojan |  | F10 |  | 0 | 0 | 0 | 0 | 0 | 0 | 0 | 0 | 0 | 0 | 0 | 0 | 0 | 1867
1288
1289 |  | 141 | Impact Housing - Notes Receivable |  | F30 |  | 0 | 0 | 0 | 0 | 0 | 0 | 0 | 0 | 0 | 0 | 0 | 0 | 0 | 1870
1290 |  | TOTAL RATE BASE ADDITIONS |  |  |  |  | 16884769.0553 | 9926507.0461 | 3935514.3194 | 998297.6826 | 215613.1653 | 22873.7396 | 226960.6115 | 8422.6295 | 4650.9971 | 1542382.1127 | 1714.5299 | 1832.2217 | 0
1291
1292 |  | Distribution - METER - Unbundled
1293
1294 |  | A |  | B | C |  | D | E | F | G | H | I | J | K | L | M | N | O
1295 |  | FERC ACCT |  | DESCRIPTION | COS Factor |  | Utah Jurisdiction Normalized | Residential Sch 1 | General Large Dist. Sch 6 | General +1 MW Sch 8 | Street & Area Lighting Sch. 7,11,12 | General Trans Sch 9 | Irrigation Sch 10 | Traffic Signals Sch 15 | Outdoor Lighting Sch 15 | General Small Dist. Sch 23 | Industrial Cust 1 | Industrial Cust 2
1296
1297 |  | 235 | Customer Service Deposits |  | F51 |  | 0 | 0 | 0 | 0 | 0 | 0 | 0 | 0 | 0 | 0 | 0 | 0 | 0 | 1880
1298
1299 |  | 2281 | Accum Prov for Property Insurance |  | F102D |  | 0 | 0 | 0 | 0 | 0 | 0 | 0 | 0 | 0 | 0 | 0 | 0 | 0 | 1885
1300
1301 |  | 2282 | Accum Prov for Injuries & Damages |  | F102D |  | 1.5553e-08 | 9.2813e-09 | 3.5116e-09 | 8.8984e-10 | 2.0924e-10 | 1.9276e-11 | 2.0551e-10 | 8.0561e-12 | 4.4852e-12 | 1.4215e-09 | 1.3022e-12 | 1.3022e-12 | 0 | 1889
1302
1303 |  | 2283 | Accum Prov for Pension & Benefits |  | F102D |  | -4209262.6883 | -2511827.7544 | -950346.287 | -240819.112 | -56625.9987 | -5216.8044 | -55616.3381 | -2180.2488 | -1213.8479 | -384711.4538 | -352.4216 | -352.4216 | 0 | 1894
1304
1305 |  | 25335 | Accum Prov for Pension & Benefits |  | F30 |  | 0 | 0 | 0 | 0 | 0 | 0 | 0 | 0 | 0 | 0 | 0 | 0 | 0 | 1899
1306
1307 |  | 22844 | Accum Hydro Relicensing Obligation |  | F10 |  | 0 | 0 | 0 | 0 | 0 | 0 | 0 | 0 | 0 | 0 | 0 | 0 | 0 | 1903
1308
1309 |  | 254 | Reg Liabilities - Insurance Provision |  | F30 |  | 0 | 0 | 0 | 0 | 0 | 0 | 0 | 0 | 0 | 0 | 0 | 0 | 0 | 1906
1310 |  | 254 |  | Situs | F102D |  | 0 | 0 | 0 | 0 | 0 | 0 | 0 | 0 | 0 | 0 | 0 | 0 | 0 | 1907
1311
1312 |  | 22842 | Accum Misc Oper Prov - Trojan |  | F10 |  | 0 | 0 | 0 | 0 | 0 | 0 | 0 | 0 | 0 | 0 | 0 | 0 | 0 | 1912
1313
1314 |  | 252 | Customer Advances for Const |  | F50 |  | -807793.581 | -302557.0264 | -50410.5579 | -24601.1892 | -2722.6516 | -294676.3849 | -3801.0415 | -2217.2232 | -3841.9753 | -122965.5311 | 0 | 0 | 0 | 1920
1315
1316 |  | 25398 | SO2 Emissions |  | F30 |  | 0 | 0 | 0 | 0 | 0 | 0 | 0 | 0 | 0 | 0 | 0 | 0 | 0 | 1923
1317
1318 |  | 25399 | Other Deferred Credits |  | F10 |  | -547059.0116 | -198679.2555 | -145646.3274 | -43540.0831 | -982.5706 | -94700.0977 | -4889.4112 | -135.2918 | -227.9382 | -34634.8451 | -11047.1184 | -12576.0726 | 0 | 1931
1319
1320 |  | 190 | Accum Deferred Income Taxes |  | F104D |  | 0 | 0 | 0 | 0 | 0 | 0 | 0 | 0 | 0 | 0 | 0 | 0 | 0 | 1934
1321 |  |  |  | Customer System | F42 |  | 0 | 0 | 0 | 0 | 0 | 0 | 0 | 0 | 0 | 0 | 0 | 0 | 0 | 1935
1322 |  |  |  | Labor | F138D |  | 1774302.8069 | 1013383.6157 | 412729.8885 | 103875.0323 | 51125.1797 | 4299.3201 | 22474.8941 | 1035.1156 | 317.857 | 164481.0221 | 290.4409 | 290.4409 | 0 | 1936
1323 |  |  |  | System Generation | F104D |  | 0 | 0 | 0 | 0 | 0 | 0 | 0 | 0 | 0 | 0 | 0 | 0 | 0 | 1937
1324 |  |  |  | IBT | F141 |  | 0 | 0 | 0 | 0 | 0 | 0 | 0 | 0 | 0 | 0 | 0 | 0 | 0 | 1938
1325 |  |  |  | Bad Debt Expense | F104D |  | 0 | 0 | 0 | 0 | 0 | 0 | 0 | 0 | 0 | 0 | 0 | 0 | 0 | 1941
1326 |  |  |  | TROJP | F104D |  | 0 | 0 | 0 | 0 | 0 | 0 | 0 | 0 | 0 | 0 | 0 | 0 | 0 | 1942
1327 |  |  |  | System Generation | F104D |  | 0 | 0 | 0 | 0 | 0 | 0 | 0 | 0 | 0 | 0 | 0 | 0 | 0 | 1943
1328 |  |  |  | Energy | F104D |  | 0 | 0 | 0 | 0 | 0 | 0 | 0 | 0 | 0 | 0 | 0 | 0 | 0 | 1944
1329 |  |  |  | System Net Plant | F104D |  | 0 | 0 | 0 | 0 | 0 | 0 | 0 | 0 | 0 | 0 | 0 | 0 | 0 | 1945
1330 |  |  |  | Division Net Plant Distribution | F104D |  | 94688.7746 | 56438.9892 | 21737.9695 | 5522.3883 | 903.9885 | 93.0169 | 1280.5654 | 47.4109 | 28.4775 | 8623.4008 | 6.2838 | 6.2838 | 0 | 1946
1331 |  |  |  | Simple Cycle Combustion Turbine | F10 |  | 0 | 0 | 0 | 0 | 0 | 0 | 0 | 0 | 0 | 0 | 0 | 0 | 0 | 1947
1332 |  |  |  | Total Accum Deferred Income Taxes |  |  | 1868991.5814 | 1069822.6049 | 434467.858 | 109397.4206 | 52029.1682 | 4392.337 | 23755.4594 | 1082.5265 | 346.3345 | 173104.423 | 296.7247 | 296.7247 | 0
1333
1334 |  | 281 | Accum Deferred Income Taxes |  | F104D |  | 0 | 0 | 0 | 0 | 0 | 0 | 0 | 0 | 0 | 0 | 0 | 0 | 0 | 1954
1335
1336 |  | 282 | Accum Deferred Income Taxes |  | F104D |  | -84496757.203 | -50364064.7149 | -19398159.3151 | -4927974.8522 | -806685.8758 | -83004.8729 | -1142729.1209 | -42307.739 | -25412.2409 | -7695203.6696 | -5607.4009 | -5607.4009 | 0 | 1957
1337 |  |  |  | DITBAL | F104D |  | -0.0021212 | -0.0012643 | -0.00048697 | -0.00012371 | -2.0251e-05 | -2.0837e-06 | -2.8687e-05 | -1.0621e-06 | -6.3794e-07 | -0.00019318 | -1.4077e-07 | -1.4077e-07 | 0 | 1958
1338 |  |  |  | System Net Plant | F104D |  | 0 | 0 | 0 | 0 | 0 | 0 | 0 | 0 | 0 | 0 | 0 | 0 | 0 | 1959
1339 |  |  |  | Labor | F138D |  | -16116.4625 | -9204.8319 | -3748.9349 | -943.5244 | -464.3836 | -39.0519 | -204.1454 | -9.4022 | -2.8872 | -1494.0247 | -2.6382 | -2.6382 | 0 | 1960
1340 |  |  |  | GPS | F104D |  | 0 | 0 | 0 | 0 | 0 | 0 | 0 | 0 | 0 | 0 | 0 | 0 | 0 | 1961
1341 |  |  |  | CIAC | F104D |  | 6598.0612 | 3932.7566 | 1514.7356 | 384.8086 | 62.9913 | 6.4816 | 89.2318 | 3.3037 | 1.9844 | 600.892 | 0.43786 | 0.43786 | 0 | 1962
1342 |  |  |  | SNPD | F104D |  | 0 | 0 | 0 | 0 | 0 | 0 | 0 | 0 | 0 | 0 | 0 | 0 | 0 | 1963
1343 |  |  |  | SCHMDEXP | F104D |  | 0 | 0 | 0 | 0 | 0 | 0 | 0 | 0 | 0 | 0 | 0 | 0 | 0 | 1964
1344 |  |  |  | TAXDEPR | F104D |  | 0 | 0 | 0 | 0 | 0 | 0 | 0 | 0 | 0 | 0 | 0 | 0 | 0 | 1965
1345 |  |  |  | DGP | F104D |  | 0 | 0 | 0 | 0 | 0 | 0 | 0 | 0 | 0 | 0 | 0 | 0 | 0 | 1966
1346 |  |  |  | IBT | F104D |  | 0 | 0 | 0 | 0 | 0 | 0 | 0 | 0 | 0 | 0 | 0 | 0 | 0 | 1967
1347 |  |  |  | SSGCT | F104D |  | 0 | 0 | 0 | 0 | 0 | 0 | 0 | 0 | 0 | 0 | 0 | 0 | 0 | 1968
1348 |  |  |  | SSGCH | F104D |  | 0 | 0 | 0 | 0 | 0 | 0 | 0 | 0 | 0 | 0 | 0 | 0 | 0 | 1969
1349 |  |  |  | SE | F104D |  | 0 | 0 | 0 | 0 | 0 | 0 | 0 | 0 | 0 | 0 | 0 | 0 | 0 | 1970
1350 |  |  |  | SG | F104D |  | 0 | 0 | 0 | 0 | 0 | 0 | 0 | 0 | 0 | 0 | 0 | 0 | 0 | 1971
1351 |  |  |  | Total Accum Deferred Income Taxes |  |  | -84506275.6064 | -50369336.7914 | -19400393.515 | -4928533.5681 | -807087.268 | -83037.4432 | -1142844.0346 | -42313.8376 | -25413.1437 | -7696096.8025 | -5609.6012 | -5609.6012 | 0
1352
1353
1354 |  | 283 | Accum Deferred Income Taxes |  | F104D |  | -425824.7655 | -253811.7054 | -97757.7947 | -24834.7251 | -4065.3255 | -418.3064 | -5758.8288 | -213.2115 | -128.066 | -38780.2847 | -28.2587 | -28.2587 | 0 | 1975
1355 |  |  |  | System Generation | F104D |  | 0 | 0 | 0 | 0 | 0 | 0 | 0 | 0 | 0 | 0 | 0 | 0 | 0 | 1976
1356 |  |  |  | Energy | F104D |  | 0 | 0 | 0 | 0 | 0 | 0 | 0 | 0 | 0 | 0 | 0 | 0 | 0 | 1977
1357 |  |  |  | Labor | F138D |  | -2622494.5957 | -1497823.8468 | -610032.2322 | -153531.6914 | -75565.178 | -6354.5769 | -33218.844 | -1529.9446 | -469.8061 | -243109.9077 | -429.284 | -429.284 | 0 | 1978
1358 |  |  |  | General Plant | F104D |  | -167566.8526 | -99877.7715 | -38468.7958 | -9772.7447 | -1599.7515 | -164.6083 | -2266.1642 | -83.9011 | -50.3954 | -15260.4798 | -11.1201 | -11.1201 | 0 | 1979
1359 |  |  |  | System Net Plant | F104D |  | -51411.8396 | -30643.8886 | -11802.7613 | -2998.4139 | -490.826 | -50.5041 | -695.2907 | -25.742 | -15.462 | -4682.1273 | -3.4118 | -3.4118 | 0 | 1980
1360 |  |  |  | TROJP | F104D |  | 0 | 0 | 0 | 0 | 0 | 0 | 0 | 0 | 0 | 0 | 0 | 0 | 0 | 1981
1361 |  |  |  | System Generation | F104D |  | 0 | 0 | 0 | 0 | 0 | 0 | 0 | 0 | 0 | 0 | 0 | 0 | 0 | 1982
1362 |  |  |  | Simple Cycle Combustion Turbine | F104D |  | 0 | 0 | 0 | 0 | 0 | 0 | 0 | 0 | 0 | 0 | 0 | 0 | 0 | 1983
1363 |  |  |  | System Generation | F104D |  | 0 | 0 | 0 | 0 | 0 | 0 | 0 | 0 | 0 | 0 | 0 | 0 | 0 | 1984
1364 |  |  |  | Total Accum Deferred Income Taxes |  |  | -3267298.0533 | -1882157.2123 | -758061.584 | -191137.5751 | -81721.081 | -6987.9957 | -41939.1277 | -1852.7993 | -663.7295 | -301832.7996 | -472.0746 | -472.0746 | 0
1365
1366 |  | 255 | Accum Investment Tax Credit |  | F104D |  | -8530.8844 | -5084.8107 | -1958.4592 | -497.5337 | -81.4439 | -8.3803 | -115.3712 | -4.2714 | -2.5656 | -776.9161 | -0.56613 | -0.56613 | 0 | 1998
1367 |  | TOTAL MISC RATE BASE DEDUCTIONS |  |  |  |  | -91477228.2435 | -54199820.2456 | -20872348.8725 | -5319731.6407 | -897191.8457 | -480234.7691 | -1225449.8648 | -47621.1456 | -31016.8658 | -8367913.9252 | -17185.0572 | -18714.0114 | 0
1368
1369 | [6 empty] | D: ACCUMULATED DEPRECIATION
1370 | [6 empty] | D: PRODUCTION PLANT
1371
1372 |  | 108SP | Steam Prod Accumulated Depr |  | F10 |  | 0 | 0 | 0 | 0 | 0 | 0 | 0 | 0 | 0 | 0 | 0 | 0 | 0 | 2010
1373
1374 |  | 108NP | Nuclear Prod Accumulated Depr |  | F10 |  | 0 | 0 | 0 | 0 | 0 | 0 | 0 | 0 | 0 | 0 | 0 | 0 | 0 | 2016
1375
1376 |  | 108HP | Hydraulic Prod Accum Depr |  | F10 |  | 0 | 0 | 0 | 0 | 0 | 0 | 0 | 0 | 0 | 0 | 0 | 0 | 0 | 2024
1377
1378 |  | 108OP | Other Production - Accum Depr |  | F10 |  | 0 | 0 | 0 | 0 | 0 | 0 | 0 | 0 | 0 | 0 | 0 | 0 | 0 | 2027
1379 |  |  |  | Simple Cycle Combustion Turbine | F10 |  | 0 | 0 | 0 | 0 | 0 | 0 | 0 | 0 | 0 | 0 | 0 | 0 | 0 | 2028
1380 |  |  |  | Wind Generation | F10 |  | 0 | 0 | 0 | 0 | 0 | 0 | 0 | 0 | 0 | 0 | 0 | 0 | 0 | 2029
1381 |  |  |  | System Generation | F10 |  | 0 | 0 | 0 | 0 | 0 | 0 | 0 | 0 | 0 | 0 | 0 | 0 | 0 | 2030
1382 |  |  |  | System Generation | F10 |  | 0 | 0 | 0 | 0 | 0 | 0 | 0 | 0 | 0 | 0 | 0 | 0 | 0 | 2031
1383 |  |  |  | Total Other Production - Accum Depr |  |  | 0 | 0 | 0 | 0 | 0 | 0 | 0 | 0 | 0 | 0 | 0 | 0 | 0
1384
1385 |  | 108EP | Experimental Plant - Accum Depr |  | F10 |  | 0 | 0 | 0 | 0 | 0 | 0 | 0 | 0 | 0 | 0 | 0 | 0 | 0 | 2037
1386
1387
1388
1389 |  | TOTAL PRODUCTION PLANT DEPRECIATION |  |  |  |  | 0 | 0 | 0 | 0 | 0 | 0 | 0 | 0 | 0 | 0 | 0 | 0 | 0
1390
1391
1392 | [6 empty] | D: TRANSMISSION PLANT
1393
1394 |  | 108TP | Transmission Plant Accum Depr |  | F106 |  | 0 | 0 | 0 | 0 | 0 | 0 | 0 | 0 | 0 | 0 | 0 | 0 | 0 | 2045
1395
1396
1397 | [6 empty] | D: DISTRIBUTION PLANT
1398
1399 |  | 108360 | Land and Land Rights |  | F118 |  | -716606.923 | -357693.5395 | -224327.7628 | -58384.461 | -341.4021 | 0 | -12221.7517 | -166.4176 | -87.7882 | -63383.8001 | 0 | 0 | 0 | 2049
1400
1401 |  | 108361 | Structures and Improvements |  | F119 |  | -2591470.5018 | -1293529.5859 | -811238.0182 | -211136.1243 | -1234.6147 | 0 | -44197.6038 | -601.8172 | -317.4692 | -229215.2684 | 0 | 0 | 0 | 2053
1402
1403 |  | 108362 | Station Equipment |  | F120 |  | -101201888.8062 | -50514808.9592 | -31680399.0858 | -8245270.2273 | -48214.0697 | 0 | -1726001.1199 | -23502.1154 | -12397.7801 | -8951295.4487 | 0 | 0 | 0 | 2057
1404
1405 |  | Distribution - METER - Unbundled
1406
1407 |  | A |  | B | C |  | D | E | F | G | H | I | J | K | L | M | N | O
1408 |  | FERC ACCT |  | DESCRIPTION | COS Factor |  | Utah Jurisdiction Normalized | Residential Sch 1 | General Large Dist. Sch 6 | General +1 MW Sch 8 | Street & Area Lighting Sch. 7,11,12 | General Trans Sch 9 | Irrigation Sch 10 | Traffic Signals Sch 15 | Outdoor Lighting Sch 15 | General Small Dist. Sch 23 | Industrial Cust 1 | Industrial Cust 2
1409
1410 |  | 108364 | Poles, Towers & Fixtures |  | F121 |  | 0 | 0 | 0 | 0 | 0 | 0 | 0 | 0 | 0 | 0 | 0 | 0 | 0 | 2061
1411
1412 |  | 108365 | Overhead Conductors |  | F122 |  | 0 | 0 | 0 | 0 | 0 | 0 | 0 | 0 | 0 | 0 | 0 | 0 | 0 | 2065
1413
1414 |  | 108366 | Underground Conduit |  | F123 |  | 0 | 0 | 0 | 0 | 0 | 0 | 0 | 0 | 0 | 0 | 0 | 0 | 0 | 2069
1415
1416 |  | 108367 | Underground Conductors |  | F124 |  | 0 | 0 | 0 | 0 | 0 | 0 | 0 | 0 | 0 | 0 | 0 | 0 | 0 | 2073
1417
1418 |  | 108368 | Line Transformers |  | F125 |  | 0 | 0 | 0 | 0 | 0 | 0 | 0 | 0 | 0 | 0 | 0 | 0 | 0 | 2077
1419
1420 |  | 108369 | Services |  | F126 |  | 0 | 0 | 0 | 0 | 0 | 0 | 0 | 0 | 0 | 0 | 0 | 0 | 0 | 2081
1421
1422 |  | 108370 | Meters |  | F127 |  | 0 | 0 | 0 | 0 | 0 | 0 | 0 | 0 | 0 | 0 | 0 | 0 | 0 | 2085
1423
1424 |  | 108371 | Install on Customers' Premises |  | F128 |  | 0 | 0 | 0 | 0 | 0 | 0 | 0 | 0 | 0 | 0 | 0 | 0 | 0 | 2089
1425
1426 |  | 108372 | Leased Property |  | F129 |  | 0 | 0 | 0 | 0 | 0 | 0 | 0 | 0 | 0 | 0 | 0 | 0 | 0 | 2093
1427
1428 |  | 108373 | Street Lights |  | F130 |  | 0 | 0 | 0 | 0 | 0 | 0 | 0 | 0 | 0 | 0 | 0 | 0 | 0 | 2097
1429
1430 |  | 108D00 | Unclassified Dist Plant - Acct 300 |  | F121 |  | 0 | 0 | 0 | 0 | 0 | 0 | 0 | 0 | 0 | 0 | 0 | 0 | 0 | 2101
1431
1432 |  | 108DS | Unclassified Dist Sub - Acct 300 |  | F120 |  | 0 | 0 | 0 | 0 | 0 | 0 | 0 | 0 | 0 | 0 | 0 | 0 | 0 | 2105
1433
1434 |  | 108D | Unclassified Dist Sub - Acct 300 |  | F102D |  | -50619.8433 | -30206.7932 | -11428.6952 | -2896.0477 | -680.9742 | -62.7364 | -668.8322 | -26.2193 | -14.5975 | -4626.4714 | -4.2382 | -4.2382 | 0 | 2109
1435
1436
1437 |  | TOTAL DISTRIBUTION PLANT DEPR |  |  |  |  | -104560586.0743 | -52196238.8778 | -32727393.562 | -8517686.8603 | -50471.0606 | -62.7364 | -1783089.3076 | -24296.5696 | -12817.6351 | -9248520.9886 | -4.2382 | -4.2382 | 0
1438
1439 | [6 empty] | D: GENERAL PLANT
1440 |  | 108GP | General Plant Accumulated Depr
1441 |  |  |  | Situs | F107D |  | -9174577.6016 | -5474820.7372 | -2071390.2656 | -524893.264 | -123422.9502 | -11370.6319 | -121222.2775 | -4752.1058 | -2645.7226 | -838523.3587 | -768.144 | -768.144 | 0 | 2115
1442 |  |  |  | System Generation | F105D |  | 0 | 0 | 0 | 0 | 0 | 0 | 0 | 0 | 0 | 0 | 0 | 0 | 0 | 2116
1443 |  |  |  | System Generation | F105D |  | 0 | 0 | 0 | 0 | 0 | 0 | 0 | 0 | 0 | 0 | 0 | 0 | 0 | 2117
1444 |  |  |  | System Generation | F105D |  | 0 | 0 | 0 | 0 | 0 | 0 | 0 | 0 | 0 | 0 | 0 | 0 | 0 | 2118
1445 |  |  |  | Customer - System | F42 |  | 0 | 0 | 0 | 0 | 0 | 0 | 0 | 0 | 0 | 0 | 0 | 0 | 0 | 2119
1446 |  |  |  | System Overheads | F102D |  | -1894503.4819 | -1130522.5592 | -427731.5252 | -108387.7819 | -25486.2097 | -2347.9775 | -25031.782 | -981.2856 | -546.3282 | -173150.7969 | -158.6178 | -158.6178 | 0 | 2120
1447 |  |  |  | Energy | F30 |  | 0 | 0 | 0 | 0 | 0 | 0 | 0 | 0 | 0 | 0 | 0 | 0 | 0 | 2121
1448 |  |  |  | Simple Cycle Combustion Turbine | F10 |  | 0 | 0 | 0 | 0 | 0 | 0 | 0 | 0 | 0 | 0 | 0 | 0 | 0 | 2122
1449 |  |  |  | Cholla | F10 |  | 0 | 0 | 0 | 0 | 0 | 0 | 0 | 0 | 0 | 0 | 0 | 0 | 0 | 2123
1450 |  |  | Total General Plant Accumulated Depr |  |  |  | -11069081.0835 | -6605343.2964 | -2499121.7909 | -633281.0459 | -148909.1599 | -13718.6094 | -146254.0596 | -5733.3915 | -3192.0509 | -1011674.1556 | -926.7618 | -926.7618 | 0
1451
1452 |  | 108MP | Mining Plant Accumulated Depr. |  | F30 |  | 0 | 0 | 0 | 0 | 0 | 0 | 0 | 0 | 0 | 0 | 0 | 0 | 0 | 2131
1453
1454 |  | 1081390 | Accum Depr - Capital Lease |  | F30 |  | 0 | 0 | 0 | 0 | 0 | 0 | 0 | 0 | 0 | 0 | 0 | 0 | 0 | 2138
1455 |  |  | Remove Capital Lease |  | F30 |  | 0 | 0 | 0 | 0 | 0 | 0 | 0 | 0 | 0 | 0 | 0 | 0 | 0 | 2141
1456
1457 |  | 1081399L | Accum Depr - Capital Lease |  | F30 |  | 0 | 0 | 0 | 0 | 0 | 0 | 0 | 0 | 0 | 0 | 0 | 0 | 0 | 2145
1458 |  |  |  | Energy | F30 |  | 0 | 0 | 0 | 0 | 0 | 0 | 0 | 0 | 0 | 0 | 0 | 0 | 0 | 2146
1459 |  |  | Remove Capital Lease |  | F30 |  | 0 | 0 | 0 | 0 | 0 | 0 | 0 | 0 | 0 | 0 | 0 | 0 | 0 | 2149
1460
1461 |  | TOTAL GENERAL PLANT ACCUM DEPR |  |  |  |  | -11069081.0835 | -6605343.2964 | -2499121.7909 | -633281.0459 | -148909.1599 | -13718.6094 | -146254.0596 | -5733.3915 | -3192.0509 | -1011674.1556 | -926.7618 | -926.7618 | 0
1462
1463
1464 |  | TOTAL ACCUM DEPR - PLANT IN SERVICE |  |  |  |  | -115629667.1578 | -58801582.1742 | -35226515.3529 | -9150967.9062 | -199380.2205 | -13781.3458 | -1929343.3672 | -30029.961 | -16009.6859 | -10260195.1442 | -930.9999 | -930.9999 | 0
1465
1466
1467 | [6 empty] | D: ACCUMULATED AMORTIZATION
1468
1469 |  | 111CLS | Accum Prov for Amort-Steam |  | F10 |  | 0 | 0 | 0 | 0 | 0 | 0 | 0 | 0 | 0 | 0 | 0 | 0 | 0 | 2162
1470
1471 |  | 111CLG | Accum Prov for Amort-General
1472 |  |  | Situs |  | F108D |  | -1855.7986 | -1107.4259 | -418.9929 | -106.1734 | -24.9655 | -2.3 | -24.5204 | -0.96124 | -0.53517 | -169.6133 | -0.15538 | -0.15538 | 0 | 2166
1473 |  |  | Customer - System |  | F40 |  | 0 | 0 | 0 | 0 | 0 | 0 | 0 | 0 | 0 | 0 | 0 | 0 | 0 | 2167
1474 |  |  | System Generation |  | F108D |  | 0 | 0 | 0 | 0 | 0 | 0 | 0 | 0 | 0 | 0 | 0 | 0 | 0 | 2168
1475 |  |  | System Overheads |  | F108D |  | -102559.1113 | -61200.9374 | -23155.2834 | -5867.582 | -1379.6982 | -127.108 | -1355.0977 | -53.122 | -29.5755 | -9373.5335 | -8.5868 | -8.5868 | 0 | 2169
1476 |  |  | Energy |  | F108D |  | 0 | 0 | 0 | 0 | 0 | 0 | 0 | 0 | 0 | 0 | 0 | 0 | 0 | 2170
1477 |  |  | Total Accum Prov for Amort-General |  |  |  | -104414.9099 | -62308.3633 | -23574.2764 | -5973.7554 | -1404.6637 | -129.408 | -1379.6181 | -54.0832 | -30.1107 | -9543.1468 | -8.7422 | -8.7422 | 0 | 2171
1478
1479 |  | 111CLH | Accum Prov for Amort-Hydro |  | F10 |  | 0 | 0 | 0 | 0 | 0 | 0 | 0 | 0 | 0 | 0 | 0 | 0 | 0 | 2179
1480
1481 |  | 111IP | Accum Prov for Amort-Intangible
1482 |  |  |  | Situs | F107D |  | 2028.5756 | 1210.5285 | 458.0017 | 116.0583 | 27.2898 | 2.5141 | 26.8033 | 1.0507 | 0.58499 | 185.4045 | 0.16984 | 0.16984 | 0 | 2183
1483 |  |  |  | System Generation | F105D |  | 0 | 0 | 0 | 0 | 0 | 0 | 0 | 0 | 0 | 0 | 0 | 0 | 0 | 2184
1484 |  |  |  | System Generation | F105D |  | 0 | 0 | 0 | 0 | 0 | 0 | 0 | 0 | 0 | 0 | 0 | 0 | 0 | 2185
1485 |  |  |  | Energy | F30 |  | 0 | 0 | 0 | 0 | 0 | 0 | 0 | 0 | 0 | 0 | 0 | 0 | 0 | 2186
1486 |  |  |  | System Generation | F105D |  | 0 | 0 | 0 | 0 | 0 | 0 | 0 | 0 | 0 | 0 | 0 | 0 | 0 | 2187
1487 |  |  |  | System Generation | F105D |  | 0 | 0 | 0 | 0 | 0 | 0 | 0 | 0 | 0 | 0 | 0 | 0 | 0 | 2188
1488 |  |  |  | System Generation | F105D |  | 0 | 0 | 0 | 0 | 0 | 0 | 0 | 0 | 0 | 0 | 0 | 0 | 0 | 2189
1489 |  |  |  | Customer - System | F42 |  | 0 | 0 | 0 | 0 | 0 | 0 | 0 | 0 | 0 | 0 | 0 | 0 | 0 | 2190
1490 |  |  |  | System Generation | F105D |  | 0 | 0 | 0 | 0 | 0 | 0 | 0 | 0 | 0 | 0 | 0 | 0 | 0 | 2191
1491 |  |  |  | Cholla | F10 |  | 0 | 0 | 0 | 0 | 0 | 0 | 0 | 0 | 0 | 0 | 0 | 0 | 0 | 2192
1492 |  |  |  | System Overheads | F102D |  | -5758477.4281 | -3436303.3381 | -1300120.2461 | -329452.3349 | -77467.1384 | -7136.8438 | -76085.8733 | -2982.6871 | -1660.6033 | -526304.1029 | -482.1301 | -482.1301 | 0 | 2193
1493 |  |  | Total Accum Prov for Amort-Intangible |  |  |  | -5756448.8525 | -3435092.8096 | -1299662.2445 | -329336.2767 | -77439.8485 | -7134.3297 | -76059.07 | -2981.6364 | -1660.0183 | -526118.6984 | -481.9602 | -481.9602 | 0
1494
1495 |  | 111390 | Accum Prov for Amort-Capital Lease |  | F30 |  | 0 | 0 | 0 | 0 | 0 | 0 | 0 | 0 | 0 | 0 | 0 | 0 | 0 | 2204
1496
1497
1498 |  | TOTAL ACCUM PROV FOR AMORTIZATION |  |  |  |  | -5860863.7624 | -3497401.1729 | -1323236.5208 | -335310.0321 | -78844.5122 | -7263.7376 | -77438.6881 | -3035.7196 | -1690.129 | -535661.8452 | -490.7024 | -490.7024 | 0

## Dist-P&C
DIS P & C |  |  | - | DIS - P & C - Unbundled
Rocky Mountain Power
3 | Cost Of Service By Rate Schedule
4 | State of Utah
5 | 2010 Protocol (Non Wgt)
6 | 12 Months Ended Dec 2015
7
8
9 |  | A |  | B | C |  | D | E | F | G | H | I | J | K | L | M | N | O | Chk Total
12 |  |  |  | DESCRIPTION |  |  | Utah Jurisdiction Normalized | Residential Sch 1 | General Large Dist. Sch 6 | General +1 MW Sch 8 | Street & Area Lighting Sch. 7,11,12 | General Trans Sch 9 | Irrigation Sch 10 | Traffic Signals Sch 15 | Outdoor Lighting Sch 15 | General Small Dist. Sch 23 | Industrial Cust 1 | Industrial Cust 2 | 0
13
12 |  |  |  | Operating Revenues |  |  | 165129588.8805 | 87415703.1495 | 42971298.7267 | 10721739.9815 | 5654871.1442 | 79151.2182 | 1936865.9469 | 38122.6718 | 12930.0741 | 16244945.667 | 23465.7649 | 30494.5356 | 0
13
14 |  |  |  | Operating Expenses
15 |  |  |  | Operation & Maintenance Expenses |  |  | 70653226.5857 | 40541103.0223 | 16030343.0882 | 4082291.989 | 2276242.4486 | 291701.0543 | 843714.4008 | 37780.9469 | 12880.7206 | 6462874.7733 | 32238.7524 | 42055.3892 | 0
16 |  |  |  | Depreciation Expense |  |  | 40725429.4867 | 23004895.4987 | 9464417.9317 | 2459374.1699 | 1601845.4988 | 3098.7329 | 517918.1705 | 7897.4571 | 4203.9018 | 3661359.4552 | 209.3352 | 209.3352 | 0
17 |  |  |  | Amortization Expense |  |  | -442262.395 | -263877.6421 | -99858.2393 | -25306.153 | -5947.7713 | -575.5082 | -5842.8636 | -229.0331 | -127.558 | -40416.7155 | -40.2327 | -40.6781 | 0
18 |  |  |  | Taxes Other Than Income |  |  | 8592354.9748 | 5129255.5703 | 1977642.5831 | 501802.4799 | 82796.8439 | -4222.0657 | 116528.2625 | 4243.6272 | 2460.5182 | 781448.5793 | 222.3982 | 176.178 | 0
19 |  |  |  | Income Taxes - Federal |  |  | -5769015.3349 | -6802593.1957 | 1363727.392 | 277713.4998 | -240487.6176 | -113075.6973 | -76240.1851 | -15305.6058 | -7892.0887 | -141483.1604 | -6256.8475 | -7121.8287 | 0
20 |  |  |  | Income Taxes - State |  |  | -783913.3705 | -924359.4358 | 185307.9034 | 37736.6523 | -32678.2731 | -15365.1093 | -10359.7749 | -2079.7776 | -1072.4038 | -19225.2117 | -850.2017 | -967.7382 | 0
21 |  |  |  | Income Taxes Deferred |  |  | -940712.4766 | -561563.7069 | -216517.2479 | -54938.5884 | -9064.8052 | 462.2423 | -12757.8051 | -464.6029 | -269.3837 | -85554.9416 | -24.3487 | -19.2884 | 0
22 |  |  |  | Investment Tax Credit Adj |  |  | -515314.5977 | -307620.0039 | -118606.3768 | -30094.9092 | -4965.6261 | 253.2125 | -6988.6213 | -254.5057 | -147.5662 | -46866.297 | -13.338 | -10.566 | 0
23 |  |  |  | Misc Revenues & Expense |  |  | -28159.6691 | -10226.9444 | -7497.0932 | -2241.2104 | -50.5775 | -4874.654 | -251.6807 | -6.9641 | -11.733 | -1782.8164 | -568.6465 | -647.3489 | 0
24
25 |  |  |  | Total Operating Expenses |  |  | 111491633.2035 | 59805013.1626 | 28578959.9411 | 7246337.9299 | 3667690.1204 | 157402.2076 | 1365719.903 | 31581.542 | 10024.4071 | 10570353.6651 | 24916.8706 | 33633.4541 | 0
26
27 |  |  |  | Operating Revenue For Return |  |  | 53637955.677 | 27610689.9869 | 14392338.7856 | 3475402.0516 | 1987181.0238 | -78250.9894 | 571146.0439 | 6541.1298 | 2905.667 | 5674592.0019 | -1451.1056 | -3138.9185 | 0
28
29
30 |  |  |  | Rate Base :
31 |  |  |  | Electric Plant In Service |  |  | 1481374011.1049 | 862668771.8036 | 339838708.0301 | 88277744.3409 | 35353243.2139 | 136035.4584 | 18615111.4256 | 290578.2557 | 154946.9535 | 136020491.8506 | 9189.8863 | 9189.8863 | 0
32 |  |  |  | Plant Held For Future Use |  |  | 2444377.0055 | 1220108.0327 | 765191.6379 | 199151.905 | 1164.5372 | 0 | 41688.92 | 567.6577 | 299.4494 | 216204.8656 | 0 | 0 | 0
33 |  |  |  | Electric Plant Acquisition Adj |  |  | 0 | 0 | 0 | 0 | 0 | 0 | 0 | 0 | 0 | 0 | 0 | 0 | 0
34 |  |  |  | Pensions |  |  | 0 | 0 | 0 | 0 | 0 | 0 | 0 | 0 | 0 | 0 | 0 | 0 | 0
35 |  |  |  | Prepayments |  |  | 1467855.9319 | 875925.6768 | 331405.1742 | 83978.5464 | 19746.6431 | 1819.2063 | 19394.5538 | 760.2973 | 423.2936 | 134156.747 | 122.8966 | 122.8966 | 0
36 |  |  |  | Fuel Stock |  |  | 0 | 0 | 0 | 0 | 0 | 0 | 0 | 0 | 0 | 0 | 0 | 0 | 0
37 |  |  |  | Materials & Supplies |  |  | 6624890.1377 | 3953324.8813 | 1495734.5764 | 379021.2867 | 89122.739 | 8210.6436 | 87533.6507 | 3431.4582 | 1910.4555 | 605491.105 | 554.6707 | 554.6707 | 0
38 |  |  |  | Misc Deferred Debits |  |  | 35289919.1785 | 21058842.1314 | 7967581.5319 | 2018996.5868 | 474745.1191 | 43737.0197 | 466280.2542 | 18278.9266 | 10176.7452 | 3225371.5477 | 2954.6579 | 2954.6579 | 0
39 |  |  |  | Cash Working Capital |  |  | 2178680.0198 | 1181985.1363 | 550380.5063 | 138624.4275 | 60300.1521 | 10039.8051 | 26783.8101 | 965.356 | 303.3213 | 206629.2416 | 1165.1977 | 1503.0657 | 0
40 |  |  |  | Weatherization Loans |  |  | 0 | 0 | 0 | 0 | 0 | 0 | 0 | 0 | 0 | 0 | 0 | 0 | 0
41 |  |  |  | Miscellaneous Rate Base |  |  | 0 | 0 | 0 | 0 | 0 | 0 | 0 | 0 | 0 | 0 | 0 | 0 | 0
42
43 |  |  |  | Total Rate Base Additions |  |  | 1529379733.3783 | 890958957.6621 | 350949001.4568 | 91097517.0935 | 35998322.4044 | 199842.1331 | 19256792.6145 | 314581.9515 | 168060.2185 | 140408345.3574 | 13987.3093 | 14325.1773 | 0
44
45 |  |  |  | Rate Base Deductions :
46 |  |  |  | Accum Provision For Depreciation |  |  | -557201362.2246 | -320713181.1282 | -126650855.9971 | -32913157.238 | -19176646.1242 | -39604.5719 | -6929301.7847 | -105155.5622 | -55955.2198 | -50612153.6185 | -2675.49 | -2675.49 | 0
47 |  |  |  | Accum Provision For Amortization |  |  | -16842839.8712 | -10050765.6052 | -3802692.1859 | -963607.6535 | -226581.874 | -20874.3924 | -222541.8431 | -8723.9938 | -4857.061 | -1539374.9198 | -1410.1713 | -1410.1713 | 0
48 |  |  |  | Accum Deferred Income Taxes |  |  | -251955781.0997 | -149989086.1004 | -57865227.6391 | -14696116.1517 | -2551235.2025 | -258411.8215 | -3400948.2748 | -126780.7475 | -74854.8548 | -22958206.2447 | -17457.0314 | -17457.0314 | 0
49 |  |  |  | Unamortized ITC |  |  | -24515.8948 | -14612.6331 | -5628.1832 | -1429.803 | -234.0519 | -24.083 | -331.5515 | -12.2752 | -7.3731 | -2232.6869 | -1.6269 | -1.6269 | 0
50 |  |  |  | Customer Advance For Construction |  |  | -2321421.9756 | -869482.6827 | -144868.9116 | -70698.4341 | -7824.305 | -846835.4436 | -10923.3615 | -6371.8141 | -11040.9962 | -353376.0267 | 0 | 0 | 0
51 |  |  |  | Customer Service Deposits |  |  | 0 | 0 | 0 | 0 | 0 | 0 | 0 | 0 | 0 | 0 | 0 | 0 | 0
52 |  |  |  | Misc Rate Base Deductions |  |  | -13668627.6996 | -7789403.9833 | -3149642.9284 | -817186.0982 | -165554.4212 | -287139.311 | -173880.2824 | -6654.3569 | -4143.3777 | -1205109.4941 | -32759.7833 | -37153.6631 | 0
53 | [18 empty] | 0
54 |  |  |  | Total Rate Base Deductions |  |  | -842014548.7654 | -489426532.1328 | -191618915.8453 | -49462195.3786 | -22128075.9787 | -1452889.6234 | -10737927.0979 | -253698.7497 | -150858.8826 | -76670452.9907 | -54304.1029 | -58697.9827 | 0
55 | [18 empty] | 0
56 |  |  |  | Total Rate Base |  |  | 687365184.6129 | 401532425.5292 | 159330085.6115 | 41635321.7149 | 13870246.4257 | -1253047.4902 | 8518865.5165 | 60883.2018 | 17201.3359 | 63737892.3668 | -40316.7937 | -44372.8055 | 0
57
58
59 |  |  |  | Return On Rate Base |  |  | 7.803% | 6.876% | 9.033% | 8.347% | 14.33% | 6.245% | 6.704% | 10.74% | 16.89% | 8.903% | 3.599% | 7.074%
60
61 |  |  |  | Return On Equity |  |  | 10.33% | 8.522% | 12.74% | 11.4% | 23.08% | 7.288% | 8.186% | 16.08% | 28.09% | 12.48% | 2.119% | 8.908%
Rocky Mountain Power
Cost Of Service By Rate Schedule
State of Utah
2010 Protocol (Non Wgt)
12 Months Ended Dec 2015
|  | A |  | B | C |  | D | E | F | G | H | I | J | K | L | M | N | O
|  |  |  | DESCRIPTION | COS Factor |  | Utah Jurisdiction Normalized | Residential Sch 1 | General Large Dist. Sch 6 | General +1 MW Sch 8 | Street & Area Lighting Sch. 7,11,12 | General Trans Sch 9 | Irrigation Sch 10 | Traffic Signals Sch 15 | Outdoor Lighting Sch 15 | General Small Dist. Sch 23 | Industrial Cust 1 | Industrial Cust 2
79 |  |  |  | Total Rate Base |  |  | 687365184.6129 | 401532425.5292 | 159330085.6115 | 41635321.7149 | 13870246.4257 | -1253047.4902 | 8518865.5165 | 60883.2018 | 17201.3359 | 63737892.3668 | -40316.7937 | -44372.8055 | 0
80
81
82 |  |  |  | Return On Ratebase ($$) | 7.583% |  | 52125950.2186 | 30449984.5102 | 12082706.9756 | 3157391.0865 | 1051842.2971 | -95024.1481 | 646023.3509 | 4617.0432 | 1304.4536 | 4833527.0376 | -3057.4013 | -3364.9866 | 0
83 |  |  |  | Operating & Maintenance Expense |  |  | 70653226.5857 | 40541103.0223 | 16030343.0882 | 4082291.989 | 2276242.4486 | 291701.0543 | 843714.4008 | 37780.9469 | 12880.7206 | 6462874.7733 | 32238.7524 | 42055.3892 | 0
84 |  |  |  | Bad Debt to Produce ROR | F80 |  | 0 | 0 | 0 | 0 | 0 | 0 | 0 | 0 | 0 | 0 | 0 | 0 | 0
85 |  |  |  | Depreciation Expense |  |  | 40725429.4867 | 23004895.4987 | 9464417.9317 | 2459374.1699 | 1601845.4988 | 3098.7329 | 517918.1705 | 7897.4571 | 4203.9018 | 3661359.4552 | 209.3352 | 209.3352 | 0
86 |  |  |  | Amortization Expense |  |  | -442262.395 | -263877.6421 | -99858.2393 | -25306.153 | -5947.7713 | -575.5082 | -5842.8636 | -229.0331 | -127.558 | -40416.7155 | -40.2327 | -40.6781 | 0
87 |  |  |  | Taxes Other Than Income |  |  | 8592354.9748 | 5129255.5703 | 1977642.5831 | 501802.4799 | 82796.8439 | -4222.0657 | 116528.2625 | 4243.6272 | 2460.5182 | 781448.5793 | 222.3982 | 176.178 | 0
88 |  |  |  | Federal Income Taxes |  |  | -5769015.3349 | -6802593.1957 | 1363727.392 | 277713.4998 | -240487.6176 | -113075.6973 | -76240.1851 | -15305.6058 | -7892.0887 | -141483.1604 | -6256.8475 | -7121.8287 | 0
89 |  |  |  | FIT Adj to Produce Target ROR | F101 |  | 0 | 0 | 0 | 0 | 0 | 0 | 0 | 0 | 0 | 0 | 0 | 0 | 0
90 |  |  |  | State Income Taxes |  |  | -783913.3705 | -924359.4358 | 185307.9034 | 37736.6523 | -32678.2731 | -15365.1093 | -10359.7749 | -2079.7776 | -1072.4038 | -19225.2117 | -850.2017 | -967.7382 | 0
91 |  |  |  | SIT Adj to Produce Target ROR | F101 |  | 0 | 0 | 0 | 0 | 0 | 0 | 0 | 0 | 0 | 0 | 0 | 0 | 0
92 |  |  |  | Deferred Income Taxes |  |  | -940712.4766 | -561563.7069 | -216517.2479 | -54938.5884 | -9064.8052 | 462.2423 | -12757.8051 | -464.6029 | -269.3837 | -85554.9416 | -24.3487 | -19.2884 | 0
93 |  |  |  | Investment Tax Credit |  |  | -515314.5977 | -307620.0039 | -118606.3768 | -30094.9092 | -4965.6261 | 253.2125 | -6988.6213 | -254.5057 | -147.5662 | -46866.297 | -13.338 | -10.566 | 0
94 |  |  |  | Misc Revenue & Expenses |  |  | -28159.6691 | -10226.9444 | -7497.0932 | -2241.2104 | -50.5775 | -4874.654 | -251.6807 | -6.9641 | -11.733 | -1782.8164 | -568.6465 | -647.3489 | 0
|  |  |  | Total Operating Expenses |  |  | 111491633.2035 | 59805013.1626 | 28578959.9411 | 7246337.9299 | 3667690.1204 | 157402.2076 | 1365719.903 | 31581.542 | 10024.4071 | 10570353.6651 | 24916.8706 | 33633.4541
|  |  |  | Total Op. exp. Adjusted for Taxes |  |  | 51190211.7954 | 32207145.4815 | 10653339.6305 | 2960582.8822 | 472986.9891 | -105404.5928 | 692362.8484 | 3426.2791 | 313.5068 | 4313015.1578 | -4051.4933 | -3504.8939
97 |  |  |  | Revenue Credits |  |  | -7426830.792 | -3287128.9519 | -2289852.209 | -560438.457 | -77578.6989 | -250213.922 | -198017.2861 | -4978.2303 | -1656.8223 | -754547.9499 | -1085.1736 | -1333.091 | 0
98
99 |  |  |  | Total Revenue Requirements |  |  | 155255014.2069 | 88725029.6922 | 36942447.3626 | 9646482.3551 | 4063098.4106 | -198216.3073 | 1860065.4653 | 30029.5908 | 8681.0916 | 14128820.873 | 19780.2037 | 28795.4692 | 0
100 |  |  |  | Operating Revenues |  |  | 157702758.0885 | 84128574.1976 | 40681446.5176 | 10161301.5245 | 5577292.4453 | -171062.7039 | 1738848.6608 | 33144.4415 | 11273.2519 | 15490397.7171 | 22380.5914 | 29161.4446 | 0
101
102 |  |  |  | Increase / (Decrease) Required to
103 |  |  |  | Earn Equal Rates of Return |  |  | -2447743.8816 | 4596455.4946 | -3738999.1551 | -514819.1694 | -1514194.0346 | -27153.6034 | 121216.8045 | -3114.8507 | -2592.1602 | -1361576.8441 | -2600.3876 | -365.9754 | 0
104
105 |  |  |  | Existing Revenues |  |  | 157702758.0885 | 84128574.1976 | 40681446.5176 | 10161301.5245 | 5577292.4453 | -171062.7039 | 1738848.6608 | 33144.4415 | 11273.2519 | 15490397.7171 | 22380.5914 | 29161.4446 | 0
106 |  |  |  | check |  |  | 0 | -4.6194e-07 | -5.5134e-07 | -1.9372e-07 | 5.1223e-08 | 9.6916e-09 | -3.3993e-08 | -1.3824e-10 | -1.8554e-10 | -1.0431e-07 | 3.2378e-10 | 5.0932e-10 | 0
107 |  |  |  | Percent Increase / (Decrease)
108 |  |  |  | Over Existing Rates To
109 |  |  |  | Equal Authorized RoE & RoR |  |  | -1.552% | 5.464% | -9.191% | -5.066% | -27.15% | 15.87% | 6.971% | -9.398% | -22.99% | -8.79% | -11.62% | -1.255%
[5 empty] | 2010 Protocol |  | E: ELECTRIC REVENUES
|  | DIS - P & C - Unbundled |  |  | (Non-Wgt)
|  | A |  | B | C |  | D | E | F | G | H | I | J | K | L | M | N | O
|  | FERC ACCT |  | DESCRIPTION | COS Factor |  | Utah Jurisdiction Normalized | Residential Sch 1 | General Large Dist. Sch 6 | General +1 MW Sch 8 | Street & Area Lighting Sch. 7,11,12 | General Trans Sch 9 | Irrigation Sch 10 | Traffic Signals Sch 15 | Outdoor Lighting Sch 15 | General Small Dist. Sch 23 | Industrial Cust 1 | Industrial Cust 2 |  | Func Study Row
122 |  | 440 | Residential Sales |  | A |  | 84128574.1976 | 84128574.1976 | 0 | 0 | 0 | 0 | 0 | 0 | 0 | 0 | 0 | 0 | 0
123
124 |  | 442 | Commercial & Industrial Sales |  | A |  | 67952473.7522 | 0 | 40681446.5176 | 10161301.5245 | 0 | -171062.7039 | 1738848.6608 | 0 | 0 | 15490397.7171 | 22380.5914 | 29161.4446 | 0
125 |  |  |  | Interruptible Demand | F10 |  | 0 | 0 | 0 | 0 | 0 | 0 | 0 | 0 | 0 | 0 | 0 | 0 | 0 | 100
126 |  |  |  | Interruptible Energy | F30 |  | 0 | 0 | 0 | 0 | 0 | 0 | 0 | 0 | 0 | 0 | 0 | 0 | 0 | 101
127 | [6 empty] | 67952473.7522 | 0 | 40681446.5176 | 10161301.5245 | 0 | -171062.7039 | 1738848.6608 | 0 | 0 | 15490397.7171 | 22380.5914 | 29161.4446 | 0
128
129 |  | 444 | Public Street & Highway Lighting |  | A |  | 5621710.1387 | 0 | 0 | 0 | 5577292.4453 | 0 | 0 | 33144.4415 | 11273.2519 | 0 | 0 | 0 | 0
130
131 |  | 445 | Other Sales to Public Authority |  | A |  | 0 | 0 | 0 | 0 | 0 | 0 | 0 | 0 | 0 | 0 | 0 | 0 | 0
132
133 |  | 448 | Interdepartmental |  | A | 0 | 0 | 0 | 0 | 0 | 0 | 0 | 0 | 0 | 0 | 0 | 0 | 0 | 0 | 114
134 |  |  |  | Demand | F10 |  | 0 | 0 | 0 | 0 | 0 | 0 | 0 | 0 | 0 | 0 | 0 | 0 | 0 | 115
135 | [6 empty] | 0 | 0 | 0 | 0 | 0 | 0 | 0 | 0 | 0 | 0 | 0 | 0 | 0
136
137 |  | Total Sales to Ultimate Customers |  |  |  |  | 157702758.0885 | 84128574.1976 | 40681446.5176 | 10161301.5245 | 5577292.4453 | -171062.7039 | 1738848.6608 | 33144.4415 | 11273.2519 | 15490397.7171 | 22380.5914 | 29161.4446 | 0
138
139 |  | 447 | Sales for Resale |  | F11 |  | 0 | 0 | 0 | 0 | 0 | 0 | 0 | 0 | 0 | 0 | 0 | 0 | 0 | 121
140 |  |  |  | Demand | F10 |  | 0 | 0 | 0 | 0 | 0 | 0 | 0 | 0 | 0 | 0 | 0 | 0 | 0 | 122
141 |  |  |  | Demand | F10 |  | 0 | 0 | 0 | 0 | 0 | 0 | 0 | 0 | 0 | 0 | 0 | 0 | 0 | 123
142 |  |  |  | Energy | F30 |  | 0 | 0 | 0 | 0 | 0 | 0 | 0 | 0 | 0 | 0 | 0 | 0 | 0 | 124
143 | [6 empty] | 0 | 0 | 0 | 0 | 0 | 0 | 0 | 0 | 0 | 0 | 0 | 0 | 0
144
145 |  | 449 | Provision for Rate Refund |  | F11 |  | 0 | 0 | 0 | 0 | 0 | 0 | 0 | 0 | 0 | 0 | 0 | 0 | 0 | 128
146 |  |  |  |  | F10 |  | 0 | 0 | 0 | 0 | 0 | 0 | 0 | 0 | 0 | 0 | 0 | 0 |  | 129
147
148 |  | State Specific Revenue Credit |  |  | F140D |  | 4129887.5463 | 2374084.7865 | 980659.3133 | 243923.3886 | 73421.9142 | 9431.8493 | 52782.926 | 2343.9546 | 1399.8925 | 389464.1351 | 1063.7344 | 1311.6519 | 0 | 131
149
150 |  | AGA Revenue |  |  | A | 0.46216 | 1546357.5182 | 14252.031 | 783532.7205 | 180101.3532 | 0 | 240464.7148 | 116361.9201 | 2154.5705 | 0 | 209490.208 | 0 | 0 | 0 | 133
151
152 |  | Total Sales from Electricity |  |  |  |  | 163379003.153 | 86516911.0151 | 42445638.5515 | 10585326.2663 | 5650714.3595 | 78833.8603 | 1907993.5069 | 37642.9666 | 12673.1443 | 16089352.0602 | 23444.3258 | 30473.0965 | 0
153
154 |  | Other Electric Operating Revenues
155 |  | 450 | Forfeited Discounts & Interest |  | A | 0 | 0 | 0 | 0 | 0 | 0 | 0 | 0 | 0 | 0 | 0 | 0 | 0 | 0 | 139
156 |  |  |  | Customers | F40 |  | 0 | 0 | 0 | 0 | 0 | 0 | 0 | 0 | 0 | 0 | 0 | 0 | 0 | 140
157 | [6 empty] | 0 | 0 | 0 | 0 | 0 | 0 | 0 | 0 | 0 | 0 | 0 | 0 | 0
158
159 |  | 451 | Misc Electric Revenue |  | A | 0 | 0 | 0 | 0 | 0 | 0 | 0 | 0 | 0 | 0 | 0 | 0 | 0 | 0 | 144
160 |  |  |  | Demand | F10 |  | 0 | 0 | 0 | 0 | 0 | 0 | 0 | 0 | 0 | 0 | 0 | 0 | 0 | 145
161 |  |  |  | Customer | F40 |  | 0 | 0 | 0 | 0 | 0 | 0 | 0 | 0 | 0 | 0 | 0 | 0 | 0 | 146
162 | [6 empty] | 0 | 0 | 0 | 0 | 0 | 0 | 0 | 0 | 0 | 0 | 0 | 0 | 0
163
164 |  | 453 | Water Sales |  | F10 |  | 0 | 0 | 0 | 0 | 0 | 0 | 0 | 0 | 0 | 0 | 0 | 0 | 0 | 150
165
166 |  | 454 | Rent of Electric Property |  | A | 0.50427 | 1494520.3953 | 745988.1742 | 467847.0246 | 121763.7799 | 712.0115 | 0 | 25489.0883 | 347.0725 | 183.0869 | 132190.1574 | 0 | 0 | 0 | 154
167 |  |  |  | Demand | F10 |  | 0 | 0 | 0 | 0 | 0 | 0 | 0 | 0 | 0 | 0 | 0 | 0 | 0 | 155
168 |  |  |  | Demand | F10 |  | 0 | 0 | 0 | 0 | 0 | 0 | 0 | 0 | 0 | 0 | 0 | 0 | 0 | 156
169 |  |  |  | System Overhead | F102D |  | 256065.3322 | 152803.9602 | 57813.1506 | 14649.9353 | 3444.7732 | 317.3579 | 3383.3517 | 132.6328 | 73.8429 | 23403.4494 | 21.4391 | 21.4391 | 0 | 157
170 | [6 empty] | 1750585.7275 | 898792.1344 | 525660.1752 | 136413.7152 | 4156.7847 | 317.3579 | 28872.44 | 479.7052 | 256.9298 | 155593.6068 | 21.4391 | 21.4391 | 0
171
172 |  | 456 | Other Electric Revenue |  | A | 0 | 0 | 0 | 0 | 0 | 0 | 0 | 0 | 0 | 0 | 0 | 0 | 0 | 0 | 161
173 |  |  |  | Customer | F40 |  | 0 | 0 | 0 | 0 | 0 | 0 | 0 | 0 | 0 | 0 | 0 | 0 | 0 | 162
174 |  |  |  | Energy | F30 |  | 0 | 0 | 0 | 0 | 0 | 0 | 0 | 0 | 0 | 0 | 0 | 0 | 0 | 163
175 |  |  |  | Demand | F10 |  | 0 | 0 | 0 | 0 | 0 | 0 | 0 | 0 | 0 | 0 | 0 | 0 | 0 | 164
176 |  |  |  | Demand | F10 |  | 0 | 0 | 0 | 0 | 0 | 0 | 0 | 0 | 0 | 0 | 0 | 0 | 0 | 165
177 | [6 empty] | 0 | 0 | 0 | 0 | 0 | 0 | 0 | 0 | 0 | 0 | 0 | 0 | 0
178 | [18 empty] | 0
179 |  | Total Other Electric Operating Revenues |  |  |  |  | 1750585.7275 | 898792.1344 | 525660.1752 | 136413.7152 | 4156.7847 | 317.3579 | 28872.44 | 479.7052 | 256.9298 | 155593.6068 | 21.4391 | 21.4391 | 0
180 | [18 empty] | 0
181 |  | Total Electric Operating Revenues |  |  |  |  | 165129588.8805 | 87415703.1495 | 42971298.7267 | 10721739.9815 | 5654871.1442 | 79151.2182 | 1936865.9469 | 38122.6718 | 12930.0741 | 16244945.667 | 23465.7649 | 30494.5356 | 0
182
183 |  | Miscellaneous Revenues
184 |  | 41160 | Gain on Sale of Utility Plant - CR |  | F10 |  | 0 | 0 | 0 | 0 | 0 | 0 | 0 | 0 | 0 | 0 | 0 | 0 | 0 | 179
185 |  | 41170 | Loss on Sale of Utility Plant |  | F10 |  | 0 | 0 | 0 | 0 | 0 | 0 | 0 | 0 | 0 | 0 | 0 | 0 | 0 | 184
186 |  | 4118 | Gain from Emission Allowances |  | F30 |  | 0 | 0 | 0 | 0 | 0 | 0 | 0 | 0 | 0 | 0 | 0 | 0 | 0 | 187
187 |  | 41181 | Gain from Disposition of NOX Credits |  | F10 |  | 0 | 0 | 0 | 0 | 0 | 0 | 0 | 0 | 0 | 0 | 0 | 0 | 0 | 190
188 |  | 4194 | Impact Housing Interest Income |  | F10 |  | 0 | 0 | 0 | 0 | 0 | 0 | 0 | 0 | 0 | 0 | 0 | 0 | 0 | 194
189 |  | 421 | (Gain)/Loss on Sale of Utility Plant |  | F10 |  | -28159.6691 | -10226.9444 | -7497.0932 | -2241.2104 | -50.5775 | -4874.654 | -251.6807 | -6.9641 | -11.733 | -1782.8164 | -568.6465 | -647.3489 | 0 | 204
190
191 |  | Total Miscellaneous Revenues |  |  |  |  | -28159.6691 | -10226.9444 | -7497.0932 | -2241.2104 | -50.5775 | -4874.654 | -251.6807 | -6.9641 | -11.733 | -1782.8164 | -568.6465 | -647.3489 | 0
192
193 |  | Miscellaneous Expenses
194 |  | 4311 | Interest on Customer Deposits |  | F80 |  | 0 | 0 | 0 | 0 | 0 | 0 | 0 | 0 | 0 | 0 | 0 | 0 | 0 | 210
195
196 |  | DFA | Divergence Fairness Adjustment
197 |  |  |  | Production | F105 |  | 0 | 0 | 0 | 0 | 0 | 0 | 0 | 0 | 0 | 0 | 0 | 0 | 0 | 214
198 |  |  |  | Transmission | F105 |  | 0 | 0 | 0 | 0 | 0 | 0 | 0 | 0 | 0 | 0 | 0 | 0 | 0 | 215
199 |  |  |  | Distribution | F105 |  | 0 | 0 | 0 | 0 | 0 | 0 | 0 | 0 | 0 | 0 | 0 | 0 | 0 | 216
200 | [6 empty] | 0 | 0 | 0 | 0 | 0 | 0 | 0 | 0 | 0 | 0 | 0 | 0 | 0
201
202 |  | Net Miscellaneous Revenues And Expense |  |  |  |  | -28159.6691 | -10226.9444 | -7497.0932 | -2241.2104 | -50.5775 | -4874.654 | -251.6807 | -6.9641 | -11.733 | -1782.8164 | -568.6465 | -647.3489 | 0
203
204 |  | Distribution - METER - Unbundled
205 | [6 empty] | E: STEAM POWER GENERATION
206
207 |  | A |  | B | C |  | D | E | F | G | H | I | J | K | L | M | N | O
208 |  | FERC ACCT |  | DESCRIPTION | COS Factor |  | Utah Jurisdiction Normalized | Residential Sch 1 | General Large Dist. Sch 6 | General +1 MW Sch 8 | Street & Area Lighting Sch. 7,11,12 | General Trans Sch 9 | Irrigation Sch 10 | Traffic Signals Sch 15 | Outdoor Lighting Sch 15 | General Small Dist. Sch 23 | Industrial Cust 1 | Industrial Cust 2
209 |  | 500 | Operation Suprvn & Engineering |  | F10 |  | 0 | 0 | 0 | 0 | 0 | 0 | 0 | 0 | 0 | 0 | 0 | 0 | 0 | 225
210 |  |  |  | Cholla | F10 |  | 0 | 0 | 0 | 0 | 0 | 0 | 0 | 0 | 0 | 0 | 0 | 0 | 0 | 226
211 |  |  |  | Total 500 |  |  | 0 | 0 | 0 | 0 | 0 | 0 | 0 | 0 | 0 | 0 | 0 | 0 | 0
212
213 |  | 501 | Fuel Related |  | F30 |  | 0 | 0 | 0 | 0 | 0 | 0 | 0 | 0 | 0 | 0 | 0 | 0 | 0 | 237
214 |  |  |  | System Energy - Non NPC | F30 |  | 0 | 0 | 0 | 0 | 0 | 0 | 0 | 0 | 0 | 0 | 0 | 0 | 0 | 230
215 |  |  |  | System Energy - Non NPC | F30 |  | 0 | 0 | 0 | 0 | 0 | 0 | 0 | 0 | 0 | 0 | 0 | 0 | 0 | 233
216 |  |  |  | Cholla - Non NPC | F30 |  | 0 | 0 | 0 | 0 | 0 | 0 | 0 | 0 | 0 | 0 | 0 | 0 | 0 | 234
217 |  |  |  | Cholla | F30 |  | 0 | 0 | 0 | 0 | 0 | 0 | 0 | 0 | 0 | 0 | 0 | 0 | 0 | 240
218 |  |  |  | Total 501 |  |  | 0 | 0 | 0 | 0 | 0 | 0 | 0 | 0 | 0 | 0 | 0 | 0 | 0
219
220 |  | 502 | Steam Expenses |  | F10 |  | 0 | 0 | 0 | 0 | 0 | 0 | 0 | 0 | 0 | 0 | 0 | 0 | 0 | 244
221 |  |  |  | Cholla | F10 |  | 0 | 0 | 0 | 0 | 0 | 0 | 0 | 0 | 0 | 0 | 0 | 0 | 0 | 245
222 |  |  |  | Total 502 |  |  | 0 | 0 | 0 | 0 | 0 | 0 | 0 | 0 | 0 | 0 | 0 | 0 | 0
223
224 |  | 503 | Steam From Other Sources |  | F30 |  | 0 | 0 | 0 | 0 | 0 | 0 | 0 | 0 | 0 | 0 | 0 | 0 | 0 | 252
225 |  |  |  | System Energy - Non NPC | F30 |  | 0 | 0 | 0 | 0 | 0 | 0 | 0 | 0 | 0 | 0 | 0 | 0 | 0 | 249
226 |  |  |  | Total 503 |  |  | 0 | 0 | 0 | 0 | 0 | 0 | 0 | 0 | 0 | 0 | 0 | 0 | 0
227
228 |  | 505 | Electric Expenses |  | F10 |  | 0 | 0 | 0 | 0 | 0 | 0 | 0 | 0 | 0 | 0 | 0 | 0 | 0 | 256
229 |  |  |  | Cholla | F10 |  | 0 | 0 | 0 | 0 | 0 | 0 | 0 | 0 | 0 | 0 | 0 | 0 | 0 | 257
230 |  |  |  | Total 505 |  |  | 0 | 0 | 0 | 0 | 0 | 0 | 0 | 0 | 0 | 0 | 0 | 0 | 0
231
232 |  | 506 | Misc. Steam Expense |  | F10 |  | 0 | 0 | 0 | 0 | 0 | 0 | 0 | 0 | 0 | 0 | 0 | 0 | 0 | 261
233 |  |  |  | System Energy | F30 |  | 0 | 0 | 0 | 0 | 0 | 0 | 0 | 0 | 0 | 0 | 0 | 0 | 0 | 262
234 |  |  |  | Cholla | F10 |  | 0 | 0 | 0 | 0 | 0 | 0 | 0 | 0 | 0 | 0 | 0 | 0 | 0 | 263
235 |  |  |  | Total 506 |  |  | 0 | 0 | 0 | 0 | 0 | 0 | 0 | 0 | 0 | 0 | 0 | 0 | 0
236
237 |  | 507 | Rents |  | F10 |  | 0 | 0 | 0 | 0 | 0 | 0 | 0 | 0 | 0 | 0 | 0 | 0 | 0 | 267
238 |  |  |  | Cholla | F10 |  | 0 | 0 | 0 | 0 | 0 | 0 | 0 | 0 | 0 | 0 | 0 | 0 | 0 | 268
239 |  |  |  | Total 507 |  |  | 0 | 0 | 0 | 0 | 0 | 0 | 0 | 0 | 0 | 0 | 0 | 0 | 0
240
241 |  | 510 | Maint Supervision & Engineering |  | F10 |  | 0 | 0 | 0 | 0 | 0 | 0 | 0 | 0 | 0 | 0 | 0 | 0 | 0 | 272
242 |  |  |  | Cholla | F10 |  | 0 | 0 | 0 | 0 | 0 | 0 | 0 | 0 | 0 | 0 | 0 | 0 | 0 | 273
243 |  |  |  | Total 510 |  |  | 0 | 0 | 0 | 0 | 0 | 0 | 0 | 0 | 0 | 0 | 0 | 0 | 0
244
245 |  | 511 | Maintenance of Structures |  | F10 |  | 0 | 0 | 0 | 0 | 0 | 0 | 0 | 0 | 0 | 0 | 0 | 0 | 0 | 277
246 |  |  |  | Cholla | F10 |  | 0 | 0 | 0 | 0 | 0 | 0 | 0 | 0 | 0 | 0 | 0 | 0 | 0 | 278
247 |  |  |  | Total 511 |  |  | 0 | 0 | 0 | 0 | 0 | 0 | 0 | 0 | 0 | 0 | 0 | 0 | 0
248
249 |  | 512 | Maintenance of Boiler Plant |  | F10 |  | 0 | 0 | 0 | 0 | 0 | 0 | 0 | 0 | 0 | 0 | 0 | 0 | 0 | 282
250 |  |  |  | Cholla | F10 |  | 0 | 0 | 0 | 0 | 0 | 0 | 0 | 0 | 0 | 0 | 0 | 0 | 0 | 283
251 |  |  |  | Total 512 |  |  | 0 | 0 | 0 | 0 | 0 | 0 | 0 | 0 | 0 | 0 | 0 | 0 | 0
252
253 |  | 513 | Maintenance of Electric Plant |  | F10 |  | 0 | 0 | 0 | 0 | 0 | 0 | 0 | 0 | 0 | 0 | 0 | 0 | 0 | 287
254 |  |  |  | Cholla | F10 |  | 0 | 0 | 0 | 0 | 0 | 0 | 0 | 0 | 0 | 0 | 0 | 0 | 0 | 288
255 |  |  |  | Total 513 |  |  | 0 | 0 | 0 | 0 | 0 | 0 | 0 | 0 | 0 | 0 | 0 | 0 | 0
256
257 |  | 514 | Maint of Misc. Steam Plant |  | F10 |  | 0 | 0 | 0 | 0 | 0 | 0 | 0 | 0 | 0 | 0 | 0 | 0 | 0 | 292
258 |  |  |  | Cholla | F10 |  | 0 | 0 | 0 | 0 | 0 | 0 | 0 | 0 | 0 | 0 | 0 | 0 | 0 | 293
259 |  |  |  | Total 514 |  |  | 0 | 0 | 0 | 0 | 0 | 0 | 0 | 0 | 0 | 0 | 0 | 0 | 0
260
261 |  | Total Steam Power Generation |  |  |  |  | 0 | 0 | 0 | 0 | 0 | 0 | 0 | 0 | 0 | 0 | 0 | 0 | 0
262
263
264 | [6 empty] | D: NUCLEAR POWER GENERATION
265
266
267 |  | 517 | Operation Super & Engineering |  | F10 |  | 0 | 0 | 0 | 0 | 0 | 0 | 0 | 0 | 0 | 0 | 0 | 0 | 0 | 299
268
269 |  | 518 | Nuclear Fuel Expense |  | F30 |  | 0 | 0 | 0 | 0 | 0 | 0 | 0 | 0 | 0 | 0 | 0 | 0 | 0 | 303
270
271 |  | 519 | Coolants and Water |  | F10 |  | 0 | 0 | 0 | 0 | 0 | 0 | 0 | 0 | 0 | 0 | 0 | 0 | 0 | 308
272
273 |  | 520 | Steam Expenses |  | F10 |  | 0 | 0 | 0 | 0 | 0 | 0 | 0 | 0 | 0 | 0 | 0 | 0 | 0 | 312
274
275 |  | 523 | Electric Expenses |  | F10 |  | 0 | 0 | 0 | 0 | 0 | 0 | 0 | 0 | 0 | 0 | 0 | 0 | 0 | 316
276
277 |  | 524 | Misc. Nuclear Expenses |  | F10 |  | 0 | 0 | 0 | 0 | 0 | 0 | 0 | 0 | 0 | 0 | 0 | 0 | 0 | 320
278
279 |  | 528 | Maint Supervision & Eng |  | F10 |  | 0 | 0 | 0 | 0 | 0 | 0 | 0 | 0 | 0 | 0 | 0 | 0 | 0 | 324
280
281 |  | 529 | Maintenance of Structures |  | F10 |  | 0 | 0 | 0 | 0 | 0 | 0 | 0 | 0 | 0 | 0 | 0 | 0 | 0 | 328
282
283 |  | 530 | Maintenance of Reactor Plant |  | F10 |  | 0 | 0 | 0 | 0 | 0 | 0 | 0 | 0 | 0 | 0 | 0 | 0 | 0 | 332
284
285 |  | 531 | Maintenance of Electric Plant |  | F10 |  | 0 | 0 | 0 | 0 | 0 | 0 | 0 | 0 | 0 | 0 | 0 | 0 | 0 | 336
286
287 |  | 532 | Maintenance of Misc Nuclear |  | F10 |  | 0 | 0 | 0 | 0 | 0 | 0 | 0 | 0 | 0 | 0 | 0 | 0 | 0 | 340
288
289 |  | Total Nuclear Power Generation |  |  |  |  | 0 | 0 | 0 | 0 | 0 | 0 | 0 | 0 | 0 | 0 | 0 | 0 | 0
290
291
292
293 |  | Distribution - METER - Unbundled |  |  |  |  | D: HYDRAULIC POWER GENERATION
294
295 |  | A |  | B | C |  | D | E | F | G | H | I | J | K | L | M | N | O
296 |  | FERC ACCT |  | DESCRIPTION | COS Factor |  | Utah Jurisdiction Normalized | Residential Sch 1 | General Large Dist. Sch 6 | General +1 MW Sch 8 | Street & Area Lighting Sch. 7,11,12 | General Trans Sch 9 | Irrigation Sch 10 | Traffic Signals Sch 15 | Outdoor Lighting Sch 15 | General Small Dist. Sch 23 | Industrial Cust 1 | Industrial Cust 2
297 |  | 535 | Operation Super & Engineering |  | F10 |  | 0 | 0 | 0 | 0 | 0 | 0 | 0 | 0 | 0 | 0 | 0 | 0 | 0 | 349
298
299 |  | 536 | Water For Power |  | F10 |  | 0 | 0 | 0 | 0 | 0 | 0 | 0 | 0 | 0 | 0 | 0 | 0 | 0 | 354
300
301 |  | 537 | Hydraulic Expenses |  | F10 |  | 0 | 0 | 0 | 0 | 0 | 0 | 0 | 0 | 0 | 0 | 0 | 0 | 0 | 359
302
303 |  | 538 | Electric Expenses |  | F10 |  | 0 | 0 | 0 | 0 | 0 | 0 | 0 | 0 | 0 | 0 | 0 | 0 | 0 | 363
304
305 |  | 539 | Misc. Hydro Expenses |  | F10 |  | 0 | 0 | 0 | 0 | 0 | 0 | 0 | 0 | 0 | 0 | 0 | 0 | 0 | 368
306
307 |  | 540 | Rents (Hydro Generation) |  | F10 |  | 0 | 0 | 0 | 0 | 0 | 0 | 0 | 0 | 0 | 0 | 0 | 0 | 0 | 373
308
309 |  | 541 | Maint Supervision & Engineering |  | F10 |  | 0 | 0 | 0 | 0 | 0 | 0 | 0 | 0 | 0 | 0 | 0 | 0 | 0 | 377
310
311 |  | 542 | Maintenance of Structures |  | F10 |  | 0 | 0 | 0 | 0 | 0 | 0 | 0 | 0 | 0 | 0 | 0 | 0 | 0 | 382
312
313 |  | 543 | Maint of Dams & Waterways |  | F10 |  | 0 | 0 | 0 | 0 | 0 | 0 | 0 | 0 | 0 | 0 | 0 | 0 | 0 | 387
314
315 |  | 544 | Maintenance of Electric Plant |  | F10 |  | 0 | 0 | 0 | 0 | 0 | 0 | 0 | 0 | 0 | 0 | 0 | 0 | 0 | 392
316
317 |  | 545 | Maint of Misc. Hydro Plant |  | F10 |  | 0 | 0 | 0 | 0 | 0 | 0 | 0 | 0 | 0 | 0 | 0 | 0 | 0 | 397
318
319 |  | Total Hydraulic Power Generation |  |  |  |  | 0 | 0 | 0 | 0 | 0 | 0 | 0 | 0 | 0 | 0 | 0 | 0 | 0
320
321
322 | [6 empty] | D: OTHER POWER GENERATION
323
324
325 |  | 546 | Operation Super & Engineering |  | F10 |  | 0 | 0 | 0 | 0 | 0 | 0 | 0 | 0 | 0 | 0 | 0 | 0 | 0 | 403
326
327 |  | 547 | Fuel |  | F30 |  | 0 | 0 | 0 | 0 | 0 | 0 | 0 | 0 | 0 | 0 | 0 | 0 | 0 | 407
328 |  |  |  | Simple Cycle Combustion Turbine | F30 |  | 0 | 0 | 0 | 0 | 0 | 0 | 0 | 0 | 0 | 0 | 0 | 0 | 0 | 408
329 |  |  |  | Total 547 |  |  | 0 | 0 | 0 | 0 | 0 | 0 | 0 | 0 | 0 | 0 | 0 | 0 | 0
330
331 |  | 548 | Generation Expense |  | F10 |  | 0 | 0 | 0 | 0 | 0 | 0 | 0 | 0 | 0 | 0 | 0 | 0 | 0 | 412
332 |  |  |  | Simple Cycle Combustion Turbine | F10 |  | 0 | 0 | 0 | 0 | 0 | 0 | 0 | 0 | 0 | 0 | 0 | 0 | 0 | 413
333 |  |  |  | Total 548 |  |  | 0 | 0 | 0 | 0 | 0 | 0 | 0 | 0 | 0 | 0 | 0 | 0 | 0
334
335 |  | 549 | Miscellaneous Other |  | F10 |  | 0 | 0 | 0 | 0 | 0 | 0 | 0 | 0 | 0 | 0 | 0 | 0 | 0 | 417
336 |  |  |  | Wind Generation | F10 |  | 0 | 0 | 0 | 0 | 0 | 0 | 0 | 0 | 0 | 0 | 0 | 0 | 0 | 418
337
338 |  | 550 | Maint Supervision & Engineering
339 |  |  |  | System Generation | F10 |  | 0 | 0 | 0 | 0 | 0 | 0 | 0 | 0 | 0 | 0 | 0 | 0 | 0 | 423
340 |  |  |  | Wind Generation | F10 |  | 0 | 0 | 0 | 0 | 0 | 0 | 0 | 0 | 0 | 0 | 0 | 0 | 0 | 424
341 |  |  |  | Total 550 |  |  | 0 | 0 | 0 | 0 | 0 | 0 | 0 | 0 | 0 | 0 | 0 | 0 | 0
342
343 |  | 551 | Maint Supervision & Engineering |  | F10 |  | 0 | 0 | 0 | 0 | 0 | 0 | 0 | 0 | 0 | 0 | 0 | 0 | 0 | 428
344
345 |  | 552 | Maintenance of Structures |  | F10 |  | 0 | 0 | 0 | 0 | 0 | 0 | 0 | 0 | 0 | 0 | 0 | 0 | 0 | 434
346
347 |  | 553 | Maint of Generation & Elect Plant |  | F10 |  | 0 | 0 | 0 | 0 | 0 | 0 | 0 | 0 | 0 | 0 | 0 | 0 | 0 | 438
348 |  |  |  | Simple Cycle Combustion Turbine | F10 |  | 0 | 0 | 0 | 0 | 0 | 0 | 0 | 0 | 0 | 0 | 0 | 0 | 0 | 439
349 |  |  |  | Wind Generation | F10 |  | 0 | 0 | 0 | 0 | 0 | 0 | 0 | 0 | 0 | 0 | 0 | 0 | 0 | 440
350 |  |  |  | Total 553 |  |  | 0 | 0 | 0 | 0 | 0 | 0 | 0 | 0 | 0 | 0 | 0 | 0 | 0
351
352 |  | 554 | Maintenance of Misc. Other |  | F10 |  | 0 | 0 | 0 | 0 | 0 | 0 | 0 | 0 | 0 | 0 | 0 | 0 | 0 | 444
353 |  |  |  | Simple Cycle Combustion Turbine | F10 |  | 0 | 0 | 0 | 0 | 0 | 0 | 0 | 0 | 0 | 0 | 0 | 0 | 0 | 445
354 |  |  |  | Wind Generation | F10 |  | 0 | 0 | 0 | 0 | 0 | 0 | 0 | 0 | 0 | 0 | 0 | 0 | 0 | 446
355 |  |  |  | Total 554 |  |  | 0 | 0 | 0 | 0 | 0 | 0 | 0 | 0 | 0 | 0 | 0 | 0 | 0
356
357 |  | Total Other Power Generation |  |  |  |  | 0 | 0 | 0 | 0 | 0 | 0 | 0 | 0 | 0 | 0 | 0 | 0 | 0
358
359
360 | [6 empty] | D: OTHER POWER SUPPLY
361
362
363 |  | 555 | Purchased Power |  | F10 |  | 0 | 0 | 0 | 0 | 0 | 0 | 0 | 0 | 0 | 0 | 0 | 0 | 0 | 452
364 |  |  |  | Demand | F10 |  | 0 | 0 | 0 | 0 | 0 | 0 | 0 | 0 | 0 | 0 | 0 | 0 | 0 | 453
365 |  |  |  | Energy | F30 |  | 0 | 0 | 0 | 0 | 0 | 0 | 0 | 0 | 0 | 0 | 0 | 0 | 0 | 454
366 |  |  |  | Seasonal Contracts | F10 |  | 0 | 0 | 0 | 0 | 0 | 0 | 0 | 0 | 0 | 0 | 0 | 0 | 0 | 455
367 |  |  |  | Demand | F10 |  | 0 | 0 | 0 | 0 | 0 | 0 | 0 | 0 | 0 | 0 | 0 | 0 | 0 | 456
368 |  |  |  | Total 555 |  |  | 0 | 0 | 0 | 0 | 0 | 0 | 0 | 0 | 0 | 0 | 0 | 0 | 0
369
370
371 |  | 556 | System Control & Load Dispatch |  | F10 |  | 0 | 0 | 0 | 0 | 0 | 0 | 0 | 0 | 0 | 0 | 0 | 0 | 0 | 460
372
373 |  | 557 | Other Expenses |  | F10 |  | 0 | 0 | 0 | 0 | 0 | 0 | 0 | 0 | 0 | 0 | 0 | 0 | 0 | 470
374
375
376 |  | 2010 Protocol Stipulated Embedded Cost Differential and Adjustment |  | Embedded Cost Differentials
377 |  |  |  | Company Owned Hydro | F10 |  | 0 | 0 | 0 | 0 | 0 | 0 | 0 | 0 | 0 | 0 | 0 | 0 | 0 | 473
378 |  |  |  | Company Owned Hydro | F10 |  | 0 | 0 | 0 | 0 | 0 | 0 | 0 | 0 | 0 | 0 | 0 | 0 | 0 | 474
379 |  |  |  | Mid-C Contract | F10 |  | 0 | 0 | 0 | 0 | 0 | 0 | 0 | 0 | 0 | 0 | 0 | 0 | 0 | 475
380 |  |  |  | Mid-C Contract | F10 |  | 0 | 0 | 0 | 0 | 0 | 0 | 0 | 0 | 0 | 0 | 0 | 0 | 0 | 476
381 |  |  |  | Existing QF Contracts | F10 |  | 0 | 0 | 0 | 0 | 0 | 0 | 0 | 0 | 0 | 0 | 0 | 0 | 0 | 477
382 | [6 empty] | 0 | 0 | 0 | 0 | 0 | 0 | 0 | 0 | 0 | 0 | 0 | 0 | 0
383
384 |  | Total Other Power Supply |  |  |  |  | 0 | 0 | 0 | 0 | 0 | 0 | 0 | 0 | 0 | 0 | 0 | 0 | 0
385
386 |  | TOTAL PRODUCTION EXPENSE |  |  |  |  | 0 | 0 | 0 | 0 | 0 | 0 | 0 | 0 | 0 | 0 | 0 | 0 | 0
387
388 |  | Distribution - METER - Unbundled |  |  |  |  | D: TRANSMISSION EXPENSE
389
390
391 |  | A |  | B | C |  | D | E | F | G | H | I | J | K | L | M | N | O
392 |  | FERC ACCT |  | DESCRIPTION | COS Factor |  | Utah Jurisdiction Normalized | Residential Sch 1 | General Large Dist. Sch 6 | General +1 MW Sch 8 | Street & Area Lighting Sch. 7,11,12 | General Trans Sch 9 | Irrigation Sch 10 | Traffic Signals Sch 15 | Outdoor Lighting Sch 15 | General Small Dist. Sch 23 | Industrial Cust 1 | Industrial Cust 2
393 |  | 560 | Operation Supervision & Eng |  | F106 |  | 0 | 0 | 0 | 0 | 0 | 0 | 0 | 0 | 0 | 0 | 0 | 0 | 0 | 494
394
395 |  | 561 | Load Dispatching |  | F106 |  | 0 | 0 | 0 | 0 | 0 | 0 | 0 | 0 | 0 | 0 | 0 | 0 | 0 | 498
396
397 |  | 562 | Station Expense |  | F106 |  | 0 | 0 | 0 | 0 | 0 | 0 | 0 | 0 | 0 | 0 | 0 | 0 | 0 | 502
398
399 |  | 563 | Overhead Line Expense |  | F106 |  | 0 | 0 | 0 | 0 | 0 | 0 | 0 | 0 | 0 | 0 | 0 | 0 | 0 | 506
400
401 |  | 564 | Underground Line Expense |  | F106 |  | 0 | 0 | 0 | 0 | 0 | 0 | 0 | 0 | 0 | 0 | 0 | 0 | 0 | 510
402
403 |  | 565 | Transm of Electricity by Others |  | F10 |  | 0 | 0 | 0 | 0 | 0 | 0 | 0 | 0 | 0 | 0 | 0 | 0 | 0 | 514
404 |  |  | Energy |  | F30 |  | 0 | 0 | 0 | 0 | 0 | 0 | 0 | 0 | 0 | 0 | 0 | 0 | 0 | 515
405 | [6 empty] | 0 | 0 | 0 | 0 | 0 | 0 | 0 | 0 | 0 | 0 | 0 | 0 | 0
406
407 |  | 566 | Misc. Transmission Expense |  | F106 |  | 0 | 0 | 0 | 0 | 0 | 0 | 0 | 0 | 0 | 0 | 0 | 0 | 0 | 519
408
409 |  | 567 | Rents - Transmission |  | F106 |  | 0 | 0 | 0 | 0 | 0 | 0 | 0 | 0 | 0 | 0 | 0 | 0 | 0 | 523
410
411 |  | 568 | Maint Supervision & Engineering |  | F106 |  | 0 | 0 | 0 | 0 | 0 | 0 | 0 | 0 | 0 | 0 | 0 | 0 | 0 | 527
412
413 |  | 569 | Maintenance of Structures |  | F106 |  | 0 | 0 | 0 | 0 | 0 | 0 | 0 | 0 | 0 | 0 | 0 | 0 | 0 | 531
414
415 |  | 570 | Maint of Station Equipment |  | F106 |  | 0 | 0 | 0 | 0 | 0 | 0 | 0 | 0 | 0 | 0 | 0 | 0 | 0 | 535
416
417 |  | 571 | Maintenance of Overhead Lines |  | F106 |  | 0 | 0 | 0 | 0 | 0 | 0 | 0 | 0 | 0 | 0 | 0 | 0 | 0 | 539
418
419 |  | 572 | Maint of Underground Lines |  | F106 |  | 0 | 0 | 0 | 0 | 0 | 0 | 0 | 0 | 0 | 0 | 0 | 0 | 0 | 543
420
421 |  | 573 | Maint of Misc Transmission Plant |  | F106 |  | 0 | 0 | 0 | 0 | 0 | 0 | 0 | 0 | 0 | 0 | 0 | 0 | 0 | 547
422
423
424 |  | TOTAL TRANSMISSION EXPENSE |  |  |  |  | 0 | 0 | 0 | 0 | 0 | 0 | 0 | 0 | 0 | 0 | 0 | 0 | 0
425
426
427
428
429
430
431
432
433
434
435
436 |  | Distribution - METER - Unbundled |  |  |  |  | D: DISTRIBUTION EXPENSE
437
438
439 |  | A |  | B | C |  | D | E | F | G | H | I | J | K | L | M | N | O
440 |  | FERC ACCT |  | DESCRIPTION | COS Factor |  | Utah Jurisdiction Normalized | Residential Sch 1 | General Large Dist. Sch 6 | General +1 MW Sch 8 | Street & Area Lighting Sch. 7,11,12 | General Trans Sch 9 | Irrigation Sch 10 | Traffic Signals Sch 15 | Outdoor Lighting Sch 15 | General Small Dist. Sch 23 | Industrial Cust 1 | Industrial Cust 2
441 |  | 580 | Operation Supervision & Eng |  | F131 |  | 2649477.1143 | 1513234.7688 | 616308.7775 | 155111.3597 | 76342.6587 | 6419.9584 | 33560.6286 | 1545.686 | 474.6398 | 245611.2351 | 433.7008 | 433.7008 | 0 | 555
442
443 |  | 581 | Load Dispatching |  | F20 |  | 0 | 0 | 0 | 0 | 0 | 0 | 0 | 0 | 0 | 0 | 0 | 0 | 0 | 560
444
445 |  | 582 | Station Expense |  | F120 |  | 0 | 0 | 0 | 0 | 0 | 0 | 0 | 0 | 0 | 0 | 0 | 0 | 0 | 565
446
447 |  | 583 | Overhead Line Expenses |  | F132 |  | 4152038.3814 | 2296280.2317 | 1090415.8608 | 283796.0913 | 42882.2399 | 0 | 59407.6795 | 808.9254 | 426.7224 | 378020.6304 | 0 | 0 | 0 | 570
448
449 |  | 584 | Underground Line Expense |  | F133 |  | 2991.315 | 1883.8706 | 618.2286 | 160.9027 | 6.6271 | 0 | 33.6821 | 0.45863 | 0.24194 | 287.3033 | 0 | 0 | 0 | 575
450
451 |  | 585 | Street Lighting & Signal Systems |  | F130 |  | 0 | 0 | 0 | 0 | 0 | 0 | 0 | 0 | 0 | 0 | 0 | 0 | 0 | 580
452
453 |  | 586 | Meter Expenses |  | F127 |  | 0 | 0 | 0 | 0 | 0 | 0 | 0 | 0 | 0 | 0 | 0 | 0 | 0 | 585
454
455 |  | 587 | Customer Installation Expenses |  | F20 |  | 3746958.73 | 1870290.2353 | 1172953.8779 | 305277.7732 | 1785.1063 | 0 | 63904.4887 | 870.1563 | 459.0228 | 331418.0696 | 0 | 0 | 0 | 590
456
457 |  | 588 | Misc. Distribution Expenses |  | F131 |  | 1984643.0995 | 1133518.3557 | 461658.2479 | 116189.2239 | 57185.9745 | 4808.9965 | 25139.2509 | 1157.8266 | 355.5383 | 183979.9409 | 324.8721 | 324.8721 | 0 | 595
458
459 |  | 589 | Rents |  | F131 |  | 476141.5056 | 271945.6897 | 110757.7747 | 27875.2951 | 13719.6537 | 1153.7404 | 6031.2309 | 277.7775 | 85.2982 | 44139.1634 | 77.941 | 77.941 | 0 | 600
460
461 |  | 590 | Maint Supervision & Engineering |  | F131 |  | 1261762.653 | 720649.0316 | 293505.2332 | 73868.8097 | 36356.7268 | 3057.382 | 15982.6056 | 736.1033 | 226.0381 | 116967.6394 | 206.5417 | 206.5417 | 0 | 605
462
463 |  | 591 | Maintenance of Structures |  | F119 |  | 550242.4189 | 274652.8844 | 172248.7557 | 44830.1656 | 262.1436 | 0 | 9384.4003 | 127.7828 | 67.4077 | 48668.8788 | 0 | 0 | 0 | 610
464
465 |  | 592 | Maint of Station Equipment |  | F120 |  | 0 | 0 | 0 | 0 | 0 | 0 | 0 | 0 | 0 | 0 | 0 | 0 | 0 | 615
466
467 |  | 593 | Maintenance of Overhead Lines |  | F134 |  | 33255817.2687 | 19497455.8101 | 7891408.9137 | 2000622.6241 | 298077.2444 | 0 | 412946.6525 | 18837.5583 | 5756.9798 | 3130711.4857 | 0 | 0 | 0 | 620
468
469 |  | 594 | Maint of Underground Lines |  | F135 |  | 12484373.3835 | 8307023.8973 | 2234986.463 | 550877.8909 | 22023.0953 | 0 | 111931.5015 | 9172.9174 | 2419.3483 | 1245938.2697 | 0 | 0 | 0 | 625
470
471 |  | 595 | Maint of Line Transformers |  | F125 |  | 0 | 0 | 0 | 0 | 0 | 0 | 0 | 0 | 0 | 0 | 0 | 0 | 0 | 630
472
473 |  | 596 | Maint of Street Lighting & Signals |  | F130 |  | 1597474.07 | 0 | 0 | 0 | 1597474.07 | 0 | 0 | 0 | 0 | 0 | 0 | 0 | 0 | 635
474
475 |  | 597 | Maintenance of Meters |  | F127 |  | 0 | 0 | 0 | 0 | 0 | 0 | 0 | 0 | 0 | 0 | 0 | 0 | 0 | 640
476
477 |  | 598 | Maint of Misc. Distribution Plant |  | F131 |  | 1803619.8949 | 1030127.9147 | 419549.4902 | 105591.3761 | 51969.9292 | 4370.3584 | 22846.2503 | 1052.2189 | 323.109 | 167198.7683 | 295.2399 | 295.2399 | 0 | 645
478
479 |  | TOTAL DISTRIBUTION EXPENSE |  |  |  |  | 63965539.8348 | 36917062.6899 | 14464411.6231 | 3664201.5123 | 2198085.4695 | 19810.4357 | 761168.3709 | 34587.4111 | 10594.3464 | 5892941.3846 | 1338.2956 | 1338.2956 | 0
480
481
482 | [6 empty] | D: CUSTOMER ACCOUNTS EXPENSE
483
484
485 |  | 901 | Supervision |  | F136 |  | 0 | 0 | 0 | 0 | 0 | 0 | 0 | 0 | 0 | 0 | 0 | 0 | 0 | 652
486
487 |  | 902 | Meter Reading Expense |  | F47 |  | 0 | 0 | 0 | 0 | 0 | 0 | 0 | 0 | 0 | 0 | 0 | 0 | 0 | 657
488
489 |  | 903 | Customer Receipts & Collections |  | F48 |  | 0 | 0 | 0 | 0 | 0 | 0 | 0 | 0 | 0 | 0 | 0 | 0 | 0 | 662
490
491 |  | 904 | Uncollectible Accounts |  | F80 |  | 0 | 0 | 0 | 0 | 0 | 0 | 0 | 0 | 0 | 0 | 0 | 0 | 0 | 668
492
493 |  | 905 | Misc. Customer Accounts Exp |  | F136 |  | 0 | 0 | 0 | 0 | 0 | 0 | 0 | 0 | 0 | 0 | 0 | 0 | 0 | 673
494
495 |  | TOTAL CUSTOMER ACCOUNTS EXPENSE |  |  |  |  | 0 | 0 | 0 | 0 | 0 | 0 | 0 | 0 | 0 | 0 | 0 | 0 | 0
496
497 |  | Distribution - METER - Unbundled |  |  |  |  | D: CUSTOMER SERVICE EXPENSE
498
499 |  | A |  | B | C |  | D | E | F | G | H | I | J | K | L | M | N | O
500 |  | FERC ACCT |  | DESCRIPTION | COS Factor |  | Utah Jurisdiction Normalized | Residential Sch 1 | General Large Dist. Sch 6 | General +1 MW Sch 8 | Street & Area Lighting Sch. 7,11,12 | General Trans Sch 9 | Irrigation Sch 10 | Traffic Signals Sch 15 | Outdoor Lighting Sch 15 | General Small Dist. Sch 23 | Industrial Cust 1 | Industrial Cust 2
501 |  | 907 | Supervision |  | F40 |  | 0 | 0 | 0 | 0 | 0 | 0 | 0 | 0 | 0 | 0 | 0 | 0 | 0 | 680
502
503 |  | 908 | Customer Assistance |  | F40 |  | 0 | 0 | 0 | 0 | 0 | 0 | 0 | 0 | 0 | 0 | 0 | 0 | 0 | 685
504
505 |  | 909 | Informational & Instructional Adv |  | F40 |  | 0 | 0 | 0 | 0 | 0 | 0 | 0 | 0 | 0 | 0 | 0 | 0 | 0 | 690
506
507 |  | 910 | Misc. Customer Service |  | F40 |  | 0 | 0 | 0 | 0 | 0 | 0 | 0 | 0 | 0 | 0 | 0 | 0 | 0 | 695
508
509 |  | TOTAL CUSTOMER SERVICE EXPENSE |  |  |  |  | 0 | 0 | 0 | 0 | 0 | 0 | 0 | 0 | 0 | 0 | 0 | 0 | 0
510
511
512 | [6 empty] | D: SALES EXPENSE
513
514
515 |  | 911 | Supervision |  | F40 |  | 0 | 0 | 0 | 0 | 0 | 0 | 0 | 0 | 0 | 0 | 0 | 0 | 0 | 702
516
517 |  | 912 | Demonstration & Selling Expense |  | F40 |  | 0 | 0 | 0 | 0 | 0 | 0 | 0 | 0 | 0 | 0 | 0 | 0 | 0 | 707
518
519 |  | 913 | Advertising Expense |  | F40 |  | 0 | 0 | 0 | 0 | 0 | 0 | 0 | 0 | 0 | 0 | 0 | 0 | 0 | 712
520
521 |  | 916 | Misc. Sales Expense |  | F40 |  | 0 | 0 | 0 | 0 | 0 | 0 | 0 | 0 | 0 | 0 | 0 | 0 | 0 | 717
522
523 |  | TOTAL SALES EXPENSE |  |  |  |  | 0 | 0 | 0 | 0 | 0 | 0 | 0 | 0 | 0 | 0 | 0 | 0 | 0
524
525
526 | [6 empty] | D: ADMINISTRATION & GENERAL EXPENSE
527
528
529 |  | 920 | Administrative & General Salaries |  | F102D |  | 72748.8376 | 43412.0089 | 16424.8689 | 4162.0853 | 978.6692 | 90.1622 | 961.2192 | 37.6813 | 20.979 | 6648.9818 | 6.0909 | 6.0909 | 0 | 723
530 |  |  |  | Customer - System | F42 |  | 0 | 0 | 0 | 0 | 0 | 0 | 0 | 0 | 0 | 0 | 0 | 0 | 0 | 724
531 |  |  |  | System Overheads | F102D |  | 4397421.7965 | 2624109.4781 | 992827.9098 | 251584.0162 | 59157.249 | 5450.0018 | 58102.4553 | 2277.7085 | 1268.1083 | 401908.5188 | 368.1753 | 368.1753 | 0 | 725
532 |  |  |  | Administrative & General Salaries |  |  | 4470170.6341 | 2667521.487 | 1009252.7786 | 255746.1015 | 60135.9181 | 5540.164 | 59063.6745 | 2315.3899 | 1289.0873 | 408557.5006 | 374.2662 | 374.2662 | 0
533
534 |  | 921 | Office Supplies & expenses |  | F102D |  | 16402.7351 | 9788.1383 | 3703.3275 | 938.4285 | 220.6613 | 20.3289 | 216.7268 | 8.496 | 4.7301 | 1499.1509 | 1.3733 | 1.3733 | 0 | 729
535 |  |  |  | Customer - System | F42 |  | 0 | 0 | 0 | 0 | 0 | 0 | 0 | 0 | 0 | 0 | 0 | 0 | 0 | 730
536 |  |  |  | System Overheads | F102D |  | 457176.6109 | 272814.7386 | 103219.0497 | 26155.8552 | 6150.2653 | 566.6078 | 6040.604 | 236.8013 | 131.8385 | 41784.2961 | 38.2772 | 38.2772 | 0 | 731
537 |  |  |  | Office Supplies & expenses |  |  | 473579.346 | 282602.8769 | 106922.3772 | 27094.2837 | 6370.9265 | 586.9367 | 6257.3308 | 245.2973 | 136.5686 | 43283.4471 | 39.6506 | 39.6506 | 0
538
539 |  | 922 | A&G Expenses Transferred |  | F102D |  | -2117824.3088 | -1263786.6229 | -478151.7851 | -121164.3481 | -28490.4805 | -2624.7531 | -27982.4857 | -1096.9579 | -610.7285 | -193561.5164 | -177.3154 | -177.3154 | 0 | 735
540
541 |  | 923 | Outside Services |  | F102D |  | 1098.2624 | 655.3751 | 247.9602 | 62.8335 | 14.7746 | 1.3611 | 14.5112 | 0.56886 | 0.31671 | 100.3772 | 0.091952 | 0.091952 | 0 | 738
542 |  |  |  | Customer - System | F42 |  | 0 | 0 | 0 | 0 | 0 | 0 | 0 | 0 | 0 | 0 | 0 | 0 | 0 | 739
543 |  |  |  | System Overheads | F102D |  | 932264.0142 | 556317.5308 | 210481.9086 | 53336.4175 | 12541.4793 | 1155.4135 | 12317.8605 | 482.8797 | 268.842 | 85205.5742 | 78.0541 | 78.0541 | 0 | 740
544 |  |  |  | Outside Services |  |  | 933362.2766 | 556972.9059 | 210729.8688 | 53399.251 | 12556.2539 | 1156.7747 | 12332.3717 | 483.4486 | 269.1587 | 85305.9514 | 78.146 | 78.146 | 0
545
546 |  | 924 | Property Insurance |  | F102D |  | 0 | 0 | 0 | 0 | 0 | 0 | 0 | 0 | 0 | 0 | 0 | 0 | 0 | 744
547 |  |  |  | System Generation | F10 |  | 0 | 0 | 0 | 0 | 0 | 0 | 0 | 0 | 0 | 0 | 0 | 0 | 0 | 745
548 |  |  |  | System Overheads | F102D |  | 365776.6887 | 218272.9154 | 82583.2322 | 20926.7095 | 4920.6884 | 453.3301 | 4832.9509 | 189.4594 | 105.481 | 33430.6723 | 30.6248 | 30.6248 |  | 746
549
550 |  | 925 | Injuries & Damages |  | F102D |  | 586443.8679 | 349953.4462 | 132404.3648 | 33551.4559 | 7889.2605 | 726.8168 | 7748.5923 | 303.7571 | 169.116 | 53598.858 | 49.1002 | 49.1002 | 0 | 750
551
552 |  | 926 | Employee Pensions & Benefits |  | F138D |  | 0 | 0 | 0 | 0 | 0 | 0 | 0 | 0 | 0 | 0 | 0 | 0 | 0 | 757
553
554 |  | 927 | Franchise Requirements |  | F102 |  | 0 | 0 | 0 | 0 | 0 | 0 | 0 | 0 | 0 | 0 | 0 | 0 | 0 | 762
555
556 |  | 928 | Regulatory Commission Expense |  | F102 |  | 0 | 0 | 0 | 0 | 0 | 0 | 0 | 0 | 0 | 0 | 0 | 0 | 0 | 769
557 |  |  |  | Regulatory Expense | F103 |  | 0 | 0 | 0 | 0 | 0 | 0 | 0 | 0 | 0 | 0 | 0 | 0 | 0 | 771
558
559 |  | 929 | Duplicate Charges |  | F102D |  | -611710.4098 | -365030.9564 | -138108.9183 | -34996.998 | -8229.164 | -758.1312 | -8082.4352 | -316.8443 | -176.4022 | -55908.1289 | -51.2156 | -51.2156 | 0 | 776
560
561 |  | 930 | Misc General Expenses
562 |  |  |  | Situs | F102D |  | 5891.6583 | 3515.7774 | 1330.1892 | 337.0718 | 79.2588 | 7.3019 | 77.8456 | 3.0517 | 1.699 | 538.4764 | 0.49328 | 0.49328 | 0 | 779
563 |  |  |  | Customer | F42 |  | 0 | 0 | 0 | 0 | 0 | 0 | 0 | 0 | 0 | 0 | 0 | 0 | 0 | 780
564 |  |  |  | Labor | F138D |  | 256712.2177 | 146619.8184 | 59715.1763 | 15028.9961 | 7396.9664 | 622.0404 | 3251.7448 | 149.7641 | 45.9886 | 23797.6786 | 42.022 | 42.022 | 0 | 781
565
566 |  | 931 | Rents |  | F102D |  | 258794.0379 | 154432.2831 | 58429.2241 | 14806.0492 | 3481.4817 | 320.7398 | 3419.4057 | 134.0461 | 74.6298 | 23652.8432 | 21.6676 | 21.6676 | 0 | 787
567
568 |  | 935 | Maintenance of General Plant |  | F108 |  | 2066490.7423 | 872966.4014 | 520824.9572 | 153361.904 | 12045.8692 | 265859.3985 | 21627.0346 | 783.1239 | 981.7757 | 147237.6064 | 30493.0172 | 40309.6541 | 0 | 793
569
570 |  | TOTAL ADMINISTRATIVE & GEN EXPENSE |  |  |  |  | 6687686.7509 | 3624040.3324 | 1565931.465 | 418090.4767 | 78156.9791 | 271890.6186 | 82546.0299 | 3193.5358 | 2286.3742 | 569933.3887 | 30900.4568 | 40717.0937 | 0
571
572
573 |  | TOTAL O & M EXPENSE |  |  |  |  | 70653226.5857 | 40541103.0223 | 16030343.0882 | 4082291.989 | 2276242.4486 | 291701.0543 | 843714.4008 | 37780.9469 | 12880.7206 | 6462874.7733 | 32238.7524 | 42055.3892 | 0
574
575 |  | Distribution - METER - Unbundled |  |  |  |  | D: DEPRECIATION EXPENSE
576
577 |  | A |  | B | C |  | D | E | F | G | H | I | J | K | L | M | N | O
578 |  | FERC ACCT |  | DESCRIPTION | COS Factor |  | Utah Jurisdiction Normalized | Residential Sch 1 | General Large Dist. Sch 6 | General +1 MW Sch 8 | Street & Area Lighting Sch. 7,11,12 | General Trans Sch 9 | Irrigation Sch 10 | Traffic Signals Sch 15 | Outdoor Lighting Sch 15 | General Small Dist. Sch 23 | Industrial Cust 1 | Industrial Cust 2
579 |  | 403SP | Steam Depreciation |  | F10 |  | 0 | 0 | 0 | 0 | 0 | 0 | 0 | 0 | 0 | 0 | 0 | 0 | 0 | 805
580
581 |  | 403NP | Nuclear Depreciation |  | F10 |  | 0 | 0 | 0 | 0 | 0 | 0 | 0 | 0 | 0 | 0 | 0 | 0 | 0 | 809
582
583 |  | 403HP | Hydro Depreciation |  | F10 |  | 0 | 0 | 0 | 0 | 0 | 0 | 0 | 0 | 0 | 0 | 0 | 0 | 0 | 816
584
585 |  | 403OP | Other Production Depreciation |  | F10 |  | 0 | 0 | 0 | 0 | 0 | 0 | 0 | 0 | 0 | 0 | 0 | 0 | 0 | 819
586 |  |  |  | Simple Cycle Combustion Turbine | F10 |  | 0 | 0 | 0 | 0 | 0 | 0 | 0 | 0 | 0 | 0 | 0 | 0 | 0 | 820
587 |  |  |  | System Generation | F10 |  | 0 | 0 | 0 | 0 | 0 | 0 | 0 | 0 | 0 | 0 | 0 | 0 | 0 | 821
588 |  |  |  | Wind Generation | F10 |  | 0 | 0 | 0 | 0 | 0 | 0 | 0 | 0 | 0 | 0 | 0 | 0 | 0 | 822
589 |  |  |  | Total 403OP |  |  | 0 | 0 | 0 | 0 | 0 | 0 | 0 | 0 | 0 | 0 | 0 | 0 | 0
590
591 |  | 403TP | Transmission Depreciation |  | F106 |  | 0 | 0 | 0 | 0 | 0 | 0 | 0 | 0 | 0 | 0 | 0 | 0 | 0 | 829
592
593 |  | 403 | Distribution Depreciation
594 |  |  |  | Land Rights | F118 |  | 138272.5069 | 69018.5663 | 43285.0439 | 11265.5425 | 65.8751 | 0 | 2358.2416 | 32.111 | 16.9391 | 12230.1874 | 0 | 0 | 0 | 832
595 |  |  |  | Structures | F119 |  | 660587.1395 | 329731.3276 | 206791.2413 | 53820.3342 | 314.7134 | 0 | 11266.3326 | 153.4082 | 80.9255 | 58428.8567 | 0 | 0 | 0 | 833
596 |  |  |  | Station Equip | F120 |  | 0 | 0 | 0 | 0 | 0 | 0 | 0 | 0 | 0 | 0 | 0 | 0 | 0 | 834
597 |  |  |  | Poles & Towers | F121 |  | 12691433.49 | 6277068.6909 | 3916216.4661 | 1019250.5134 | 150481.7695 | 0 | 213362.022 | 2905.2466 | 1532.5688 | 1110616.2128 | 0 | 0 | 0 | 836
598 |  |  |  | OH Conductors | F122 |  | 6206212.1 | 4005779.4087 | 1179143.5314 | 306888.7177 | 49099.4705 | 0 | 64241.7114 | 874.7481 | 461.445 | 599723.0672 | 0 | 0 | 0 | 837
599 |  |  |  | UG Conduit | F123 |  | 4621938.77 | 3014292.5654 | 877860.909 | 228475.6703 | 1983.0628 | 0 | 47827.3303 | 651.2414 | 343.5413 | 450504.4494 | 0 | 0 | 0 | 838
600 |  |  |  | UG Conductor | F124 |  | 12576576.05 | 7817002.7929 | 2676623.9516 | 696629.0961 | 36118.4549 | 0 | 145826.9489 | 1985.6544 | 1047.4677 | 1201341.6835 | 0 | 0 | 0 | 839
601 |  |  |  | Line Transformer | F125 |  | 0 | 0 | 0 | 0 | 0 | 0 | 0 | 0 | 0 | 0 | 0 | 0 | 0 | 840
602 |  |  |  | Services | F126 |  | 0 | 0 | 0 | 0 | 0 | 0 | 0 | 0 | 0 | 0 | 0 | 0 | 0 | 841
603 |  |  |  | Meters | F127 |  | 0 | 0 | 0 | 0 | 0 | 0 | 0 | 0 | 0 | 0 | 0 | 0 | 0 | 842
604 |  |  |  | Inst Cust Premises | F128 |  | 277051.66 | 0 | 0 | 0 | 277051.66 | 0 | 0 | 0 | 0 | 0 | 0 | 0 | 0 | 843
605 |  |  |  | Leased Property | F129 |  | 0 | 0 | 0 | 0 | 0 | 0 | 0 | 0 | 0 | 0 | 0 | 0 | 0 | 844
606 |  |  |  | Street Lighting | F130 |  | 1053095.18 | 0 | 0 | 0 | 1053095.18 | 0 | 0 | 0 | 0 | 0 | 0 | 0 | 0 | 845
607 |  |  | Total Distribution Expense |  |  |  | 38225166.8964 | 21512893.3518 | 8899921.1433 | 2316329.8742 | 1568210.1862 | 0 | 484882.5868 | 6602.4097 | 3482.8875 | 3432844.4569 | 0 | 0 | 0
608
609 |  | 403GP | General Depreciation
610 |  |  |  | Situs | F107D |  | 1688483.8349 | 1007582.7701 | 381217.4392 | 96601.0458 | 22714.6867 | 2092.6444 | 22309.6763 | 874.5747 | 486.9172 | 154321.3429 | 141.3688 | 141.3688 | 0 | 849
611 |  |  |  | System Generation | F105D |  | 0 | 0 | 0 | 0 | 0 | 0 | 0 | 0 | 0 | 0 | 0 | 0 | 0 | 850
612 |  |  |  | System Generation | F105D |  | 0 | 0 | 0 | 0 | 0 | 0 | 0 | 0 | 0 | 0 | 0 | 0 | 0 | 851
613 |  |  |  | Energy | F30 |  | 0 | 0 | 0 | 0 | 0 | 0 | 0 | 0 | 0 | 0 | 0 | 0 | 0 | 852
614 |  |  |  | Customer - System | F42 |  | 0 | 0 | 0 | 0 | 0 | 0 | 0 | 0 | 0 | 0 | 0 | 0 | 0 | 853
615 |  |  |  | System Generation | F105D |  | 0 | 0 | 0 | 0 | 0 | 0 | 0 | 0 | 0 | 0 | 0 | 0 | 0 | 854
616 |  |  |  | System Overheads | F102D |  | 811778.7554 | 484419.3768 | 183279.3492 | 46443.2499 | 10920.6258 | 1006.0885 | 10725.9074 | 420.4726 | 234.097 | 74193.6553 | 67.9664 | 67.9664 | 0 | 855
617 |  |  |  | Simple Cycle Combustion Turbine | F10 |  | 0 | 0 | 0 | 0 | 0 | 0 | 0 | 0 | 0 | 0 | 0 | 0 | 0 | 856
618 |  |  |  | Cholla | F10 |  | 0 | 0 | 0 | 0 | 0 | 0 | 0 | 0 | 0 | 0 | 0 | 0 | 0 | 857
619 |  |  | Total General Expense |  |  |  | 2500262.5903 | 1492002.1468 | 564496.7884 | 143044.2958 | 33635.3125 | 3098.7329 | 33035.5836 | 1295.0474 | 721.0143 | 228514.9983 | 209.3352 | 209.3352 | 0
620
621 |  | 403GV0 | General Vehicles |  | F105D |  | 0 | 0 | 0 | 0 | 0 | 0 | 0 | 0 | 0 | 0 | 0 | 0 | 0 | 862
622
623 |  | 403MP | Mining Depreciation |  | F30 |  | 0 | 0 | 0 | 0 | 0 | 0 | 0 | 0 | 0 | 0 | 0 | 0 | 0 | 866
624
625 |  | 403EP | Experimental Plant Depreciation |  | F10 |  | 0 | 0 | 0 | 0 | 0 | 0 | 0 | 0 | 0 | 0 | 0 | 0 | 0 | 871
626
627
628 |  | TOTAL DEPRECIATION EXPENSE |  |  |  |  | 40725429.4867 | 23004895.4987 | 9464417.9317 | 2459374.1699 | 1601845.4988 | 3098.7329 | 517918.1705 | 7897.4571 | 4203.9018 | 3661359.4552 | 209.3352 | 209.3352 | 0
629
630 | [6 empty] | D: AMORTIZATION EXPENSE
631
632
633 |  | 404CLG | Amort of LT Plant - Cap. Lease Gen
634 |  |  | Situs |  | F10 |  | -159.3347 | -57.8667 | -42.4205 | -12.6814 | -0.28618 | -27.5821 | -1.4241 | -0.039405 | -0.066389 | -10.0876 | -3.2176 | -3.6629 | 0 | 876
635 |  |  | System Generation |  | F10 |  | 0 | 0 | 0 | 0 | 0 | 0 | 0 | 0 | 0 | 0 | 0 | 0 | 0 | 877
636 |  |  | System Overheads |  | F102D |  | 32949.3826 | 19662.1546 | 7439.1469 | 1885.0905 | 443.2586 | 40.8362 | 435.3551 | 17.0666 | 9.5018 | 3011.4549 | 2.7587 | 2.7587 | 0 | 878
637 |  |  | System Generation |  | F10 |  | 0 | 0 | 0 | 0 | 0 | 0 | 0 | 0 | 0 | 0 | 0 | 0 | 0 | 879
638 |  |  | Customer - System |  | F42 |  | 0 | 0 | 0 | 0 | 0 | 0 | 0 | 0 | 0 | 0 | 0 | 0 | 0 | 880
639 |  |  | System Generation |  | F10 |  | 0 | 0 | 0 | 0 | 0 | 0 | 0 | 0 | 0 | 0 | 0 | 0 | 0 | 881
640 |  |  | Total Amort. Cap. Lease General |  |  |  | 32790.0479 | 19604.2879 | 7396.7264 | 1872.4091 | 442.9724 | 13.2542 | 433.931 | 17.0272 | 9.4354 | 3001.3673 | -0.45885 | -0.90417 | 0
641
642 |  | 404CLS | Amort of LT Plant - Cap Lease Steam |  | F10 |  | 0 | 0 | 0 | 0 | 0 | 0 | 0 | 0 | 0 | 0 | 0 | 0 | 0 | 886
643
644 |  | 404IP | Amort of LT Plant - Intangible Plant
645 |  |  |  | Situs | F107D |  | -981888.8636 | -585930.5731 | -221685.959 | -56175.5399 | -13209.0681 | -1216.9167 | -12973.546 | -508.5836 | -283.1526 | -89741.1067 | -82.2089 | -82.2089 | 0 | 889
646 |  |  |  | Energy | F30 |  | 0 | 0 | 0 | 0 | 0 | 0 | 0 | 0 | 0 | 0 | 0 | 0 | 0 | 890
647 |  |  |  | System Generation | F105D |  | 0 | 0 | 0 | 0 | 0 | 0 | 0 | 0 | 0 | 0 | 0 | 0 | 0 | 891
648 |  |  |  | System Overheads | F102D |  | 506836.4207 | 302448.6431 | 114430.9933 | 28996.9778 | 6818.3244 | 628.1543 | 6696.7514 | 262.5233 | 146.1592 | 46323.0239 | 42.435 | 42.435 | 0 | 892
649 |  |  |  | Customer - System | F42 |  | 0 | 0 | 0 | 0 | 0 | 0 | 0 | 0 | 0 | 0 | 0 | 0 | 0 | 893
650 |  |  |  | System Generation | F105D |  | 0 | 0 | 0 | 0 | 0 | 0 | 0 | 0 | 0 | 0 | 0 | 0 | 0 | 894
651 |  |  |  | System Generation | F105D |  | 0 | 0 | 0 | 0 | 0 | 0 | 0 | 0 | 0 | 0 | 0 | 0 | 0 | 895
652 |  |  |  | System Generation | F105D |  | 0 | 0 | 0 | 0 | 0 | 0 | 0 | 0 | 0 | 0 | 0 | 0 | 0 | 896
653 |  |  |  | System Generation | F105D |  | 0 | 0 | 0 | 0 | 0 | 0 | 0 | 0 | 0 | 0 | 0 | 0 | 0 | 897
654 |  |  |  | System Generation | F105D |  | 0 | 0 | 0 | 0 | 0 | 0 | 0 | 0 | 0 | 0 | 0 | 0 | 0 | 898
655 |  |  |  | System Generation | F10 |  | 0 | 0 | 0 | 0 | 0 | 0 | 0 | 0 | 0 | 0 | 0 | 0 | 0 | 899
656 |  |  | Total Amort. Intangible Plant |  |  |  | -475052.4429 | -283481.93 | -107254.9657 | -27178.5621 | -6390.7437 | -588.7624 | -6276.7946 | -246.0603 | -136.9934 | -43418.0828 | -39.7739 | -39.7739 | 0
657
658 |  | Distribution - METER - Unbundled |  |  |  |  | D: AMORTIZATION EXPENSE (continued)
659
660
661 |  | A |  | B | C |  | D | E | F | G | H | I | J | K | L | M | N | O
662 |  | FERC ACCT |  | DESCRIPTION | COS Factor |  | Utah Jurisdiction Normalized | Residential Sch 1 | General Large Dist. Sch 6 | General +1 MW Sch 8 | Street & Area Lighting Sch. 7,11,12 | General Trans Sch 9 | Irrigation Sch 10 | Traffic Signals Sch 15 | Outdoor Lighting Sch 15 | General Small Dist. Sch 23 | Industrial Cust 1 | Industrial Cust 2
663 |  | 404O | Amort of LT Plant - Other Plant |  | F10 |  | 0 | 0 | 0 | 0 | 0 | 0 | 0 | 0 | 0 | 0 | 0 | 0 | 0 | 904
664
665 |  | 404HP | Amort of Other Electric Plant |  | F10 |  | 0 | 0 | 0 | 0 | 0 | 0 | 0 | 0 | 0 | 0 | 0 | 0 | 0 | 909
666
667 |  | 405 | Amort of Other Electric Plant |  | F10 |  | 0 | 0 | 0 | 0 | 0 | 0 | 0 | 0 | 0 | 0 | 0 | 0 | 0 | 917
668
669 |  | 406 | Amort of Plant Acquisition Adj |  | F10 |  | 0 | 0 | 0 | 0 | 0 | 0 | 0 | 0 | 0 | 0 | 0 | 0 | 0 | 925
670
671 |  | 407 | Amort of Prop Losses, Unrec Plant, |  | F151 |  | 0 | 0 | 0 | 0 | 0 | 0 | 0 | 0 | 0 | 0 | 0 | 0 | 0 | 934
672
673
674 |  | TOTAL AMORTIZATION EXPENSE |  |  |  |  | -442262.395 | -263877.6421 | -99858.2393 | -25306.153 | -5947.7713 | -575.5082 | -5842.8636 | -229.0331 | -127.558 | -40416.7155 | -40.2327 | -40.6781 | 0
675
676
677 | [6 empty] | D: TAX OTHER THAN INCOME
678
679
680 |  | 408 | Total Taxes Other Than Income |  | F101D |  | 8592354.9748 | 5129255.5703 | 1977642.5831 | 501802.4799 | 82796.8439 | -4222.0657 | 116528.2625 | 4243.6272 | 2460.5182 | 781448.5793 | 222.3982 | 176.178 | 0 | 947
681
682
683 | [6 empty] | D: DEFERRED ITC
684
685
686 |  | 41140 | Deferred I T C - Federal |  | F101D |  | -515314.5977 | -307620.0039 | -118606.3768 | -30094.9092 | -4965.6261 | 253.2125 | -6988.6213 | -254.5057 | -147.5662 | -46866.297 | -13.338 | -10.566 | 0 | 952
687
688 |  | 41141 | Deferred I T C - Idaho |  | F101D |  | 0 | 0 | 0 | 0 | 0 | 0 | 0 | 0 | 0 | 0 | 0 | 0 | 0 | 955
689
690 |  | TOTAL DEFERRED ITC |  |  |  |  | -515314.5977 | -307620.0039 | -118606.3768 | -30094.9092 | -4965.6261 | 253.2125 | -6988.6213 | -254.5057 | -147.5662 | -46866.297 | -13.338 | -10.566 | 0
691
692 |  | 427 | Interest on Long-Term Debt |  |  |  | 17282284.2022 | 10095648.7901 | 4006004.2073 | 1046828.4965 | 348736.8084 | -31505.1203 | 214188.1175 | 1530.7741 | 432.4897 | 1602548.9725 | -1013.677 | -1115.6565 | 0
693
694 |  | 428-432 |  | Electric Interest Deductions for Tax | F104D |  | 104297.0733 | 62165.9898 | 23943.7738 | 6082.7583 | 995.7184 | 102.4556 | 1410.5074 | 52.2218 | 31.3671 | 9498.4381 | 6.9214 | 6.9214 | 0 | 984
695
696 | [6 empty] | D: DEFERRED INCOME TAXES
697
698
699 |  | 41010 | Deferred Income Tax - Federal-DR |  | F101D |  | 27413342.5422 | 16364552.0169 | 6309538.388 | 1600967.7567 | 264157.8764 | -13470.2225 | 371775.7454 | 13539.013 | 7850.1213 | 2493160.2159 | 709.5467 | 562.0844 | 0 | 1010
700
701 |  | 41020 | Deferred Income Tax - State-DR |  | F101D |  | 0 | 0 | 0 | 0 | 0 | 0 | 0 | 0 | 0 | 0 | 0 | 0 | 0 | 1025
702
703 |  | 41120 | Deferred Income Tax - Federal-CR |  | F101D |  | -28354055.0188 | -16926115.7238 | -6526055.6359 | -1655906.3451 | -273222.6816 | 13932.4648 | -384533.5505 | -14003.6159 | -8119.505 | -2578715.1575 | -733.8954 | -581.3728 | 0 | 1044
704
705 |  | 41111 | Deferred Income Tax - State-CR |  | F101D |  | 0 | 0 | 0 | 0 | 0 | 0 | 0 | 0 | 0 | 0 | 0 | 0 | 0 | 1059
706
707 |  | TOTAL DEFERRED INCOME TAXES |  |  |  |  | -940712.4766 | -561563.7069 | -216517.2479 | -54938.5884 | -9064.8052 | 462.2423 | -12757.8051 | -464.6029 | -269.3837 | -85554.9416 | -24.3487 | -19.2884 | 0
708
709 |  | SCHMAF | Additions - Flow Through
710 |  |  |  | S | F101D |  | 0 | 0 | 0 | 0 | 0 | 0 | 0 | 0 | 0 | 0 | 0 | 0 | 0 | 1064
711 |  |  |  | SNP | F104D |  | 0 | 0 | 0 | 0 | 0 | 0 | 0 | 0 | 0 | 0 | 0 | 0 | 0 | 1065
712 |  |  |  | SO | F102D |  | 0 | 0 | 0 | 0 | 0 | 0 | 0 | 0 | 0 | 0 | 0 | 0 | 0 | 1066
713 |  |  |  | SE | F30 |  | 0 | 0 | 0 | 0 | 0 | 0 | 0 | 0 | 0 | 0 | 0 | 0 | 0 | 1067
714 |  |  |  | TROJP | F10 |  | 0 | 0 | 0 | 0 | 0 | 0 | 0 | 0 | 0 | 0 | 0 | 0 | 0 | 1068
715 |  |  |  | SG | F10 |  | 0 | 0 | 0 | 0 | 0 | 0 | 0 | 0 | 0 | 0 | 0 | 0 | 0 | 1069
716
717
718 |  | SCHMAP | Additions - Permanent
719 |  |  |  | S | F101D |  | 0 | 0 | 0 | 0 | 0 | 0 | 0 | 0 | 0 | 0 | 0 | 0 | 0 | 1073
720 |  |  |  | SE | F30 |  | 0 | 0 | 0 | 0 | 0 | 0 | 0 | 0 | 0 | 0 | 0 | 0 | 0 | 1074
721 |  |  |  | SNP | F104D |  | 0 | 0 | 0 | 0 | 0 | 0 | 0 | 0 | 0 | 0 | 0 | 0 | 0 | 1075
722 |  |  |  | SO | F102D |  | 0 | 0 | 0 | 0 | 0 | 0 | 0 | 0 | 0 | 0 | 0 | 0 | 0 | 1076
723 |  |  |  | SG | F10 |  | 0 | 0 | 0 | 0 | 0 | 0 | 0 | 0 | 0 | 0 | 0 | 0 | 0 | 1077
724 |  |  |  | BADDEBT | F80 |  | 2729.3642 | 2459.261 | 127.5072 | 36.9119 | 0 | 65.6079 | 7.4388 | 0 | 0 | 32.6374 | 0 | 0 | 0 | 1078
725
726
727 |  | SCHMAT | Additions - Temporary
728 |  |  |  | S | F101D |  | 839559.1495 | 501179.6483 | 193235.4902 | 49031.1288 | 8090.081 | -412.5381 | 11385.9785 | 414.6449 | 240.4173 | 76355.3539 | 21.7305 | 17.2144 | 0 | 1082
729 |  |  |  | SGCT | F10 |  | 0 | 0 | 0 | 0 | 0 | 0 | 0 | 0 | 0 | 0 | 0 | 0 | 0 | 1083
730 |  |  |  | CIAC | F104D |  | 26159831.7971 | 15592497.3356 | 6005586.506 | 1525679.7716 | 249746.4698 | 25697.9509 | 353784.01 | 13098.2936 | 7867.5202 | 2382401.885 | 1736.0271 | 1736.0271 | 0 | 1084
731 |  |  |  | SNP | F104D |  | 2340614.3454 | 1395116.881 | 537341.4492 | 136508.0627 | 22345.7159 | 2299.2882 | 31654.3293 | 1171.9515 | 703.9354 | 213162.075 | 155.3286 | 155.3286 | 0 | 1085
732 |  |  |  | TROJD | F10 |  | 0 | 0 | 0 | 0 | 0 | 0 | 0 | 0 | 0 | 0 | 0 | 0 | 0 | 1086
733 |  |  |  | SG | F10 |  | 0 | 0 | 0 | 0 | 0 | 0 | 0 | 0 | 0 | 0 | 0 | 0 | 0 | 1087
734 |  |  |  | SE | F30 |  | 0 | 0 | 0 | 0 | 0 | 0 | 0 | 0 | 0 | 0 | 0 | 0 | 0 | 1088
735 |  |  |  | SG | F10 |  | 0 | 0 | 0 | 0 | 0 | 0 | 0 | 0 | 0 | 0 | 0 | 0 | 0 | 1089
736 |  |  |  | GPS | F102D |  | 18562.5467 | 11076.9803 | 4190.959 | 1061.995 | 249.7166 | 23.0057 | 245.2641 | 9.6147 | 5.353 | 1696.5499 | 1.5542 | 1.5542 | 0 | 1090
737 |  |  |  | SO | F102D |  | 4683428.9156 | 2794780.8457 | 1057401.1673 | 267946.9723 | 63004.8204 | 5804.4685 | 61881.4233 | 2425.8501 | 1350.5858 | 428048.5397 | 392.1213 | 392.1213 | 0 | 1091
738 |  |  |  | SNPD | F104D |  | 145546.9637 | 86752.876 | 33413.6277 | 8488.5125 | 1389.5288 | 142.9772 | 1968.3685 | 72.8757 | 43.773 | 13255.1067 | 9.6588 | 9.6588 | 0 | 1092
739 |  |  |  | BADDEBT | F80 |  | 0 | 0 | 0 | 0 | 0 | 0 | 0 | 0 | 0 | 0 | 0 | 0 | 0 | 1093
740 |  |  |  | TAXDEPR | F151D |  | 0 | 0 | 0 | 0 | 0 | 0 | 0 | 0 | 0 | 0 | 0 | 0 | 0 | 1094
741 |  |  |  | SCHMDEXP | F151D |  | 35282600.4056 | 22058446.4873 | 6649241.5646 | 1648708.2777 | 1140581.5866 | 92205.5474 | 409324.8174 | 22518.2923 | 12076.7909 | 3237039.135 | 6228.9532 | 6228.9532 | 0 | 1095
742
743
744 |  | TOTAL SCHEDULE - M ADDITIONS |  |  |  |  | 69472873.4878 | 42442310.3153 | 14480538.2711 | 3637461.6324 | 1485407.9192 | 125826.3076 | 870251.6297 | 39711.5229 | 22288.3755 | 6351991.2827 | 8545.3738 | 8540.8576 | 0
745
746 |  | SCHMDF | Deductions - Flow Through
747 |  |  |  | S | F101D |  | 0 | 0 | 0 | 0 | 0 | 0 | 0 | 0 | 0 | 0 | 0 | 0 | 0 | 1101
748 |  |  |  | DGP | F10 |  | 0 | 0 | 0 | 0 | 0 | 0 | 0 | 0 | 0 | 0 | 0 | 0 | 0 | 1102
749 |  |  |  | DGU | F10 |  | 0 | 0 | 0 | 0 | 0 | 0 | 0 | 0 | 0 | 0 | 0 | 0 | 0 | 1103
750
751 |  | SCHMDP | Deductions - Permanent
752 |  |  |  | S | F101D |  | 0 | 0 | 0 | 0 | 0 | 0 | 0 | 0 | 0 | 0 | 0 | 0 | 0 | 1106
753 |  |  |  | SE | F30 |  | 0 | 0 | 0 | 0 | 0 | 0 | 0 | 0 | 0 | 0 | 0 | 0 | 0 | 1107
754 |  |  |  | SNP | F104D |  | 6165.7776 | 3675.0951 | 1415.495 | 359.5972 | 58.8643 | 6.0569 | 83.3856 | 3.0872 | 1.8543 | 561.5235 | 0.40918 | 0.40918 | 0 | 1108
755 |  |  |  | IBT | F150D |  | -3146.8498 | -1471.4655 | -1031.0803 | -238.1614 | -13.4208 | 5.6858 | -38.5927 | -2.1835 | -2.5241 | -355.6625 | 0.29832 | 0.25685 | 0 | 1109
756 |  |  |  | SG | F10 |  | 0 | 0 | 0 | 0 | 0 | 0 | 0 | 0 | 0 | 0 | 0 | 0 | 0 | 1110
757 |  |  |  | SO | F102D |  | -3462.449 | -2066.1755 | -781.7344 | -198.0926 | -46.5793 | -4.2912 | -45.7488 | -1.7934 | -0.99849 | -316.4554 | -0.28989 | -0.28989 | 0 | 1111
758
759
760 |  | SCHMDT | Deductions - Temporary
761 |  |  |  | S | F101D |  | 536034.9922 | 319989.1622 | 123375.4459 | 31305.0018 | 5165.29 | -263.394 | 7269.6282 | 264.7391 | 153.4997 | 48750.7539 | 13.8743 | 10.9909 | 0 | 1115
762 |  |  |  | BADDEBT | F80 |  | 0 | 0 | 0 | 0 | 0 | 0 | 0 | 0 | 0 | 0 | 0 | 0 | 0 | 1116
763 |  |  |  | SNP | F104D |  | 4900868.9893 | 2921149.7708 | 1125106.3424 | 285825.8699 | 46788.3257 | 4814.3387 | 66279.0608 | 2453.8774 | 1473.9271 | 446327.0104 | 325.233 | 325.233 | 0 | 1117
764 |  |  |  | CN | F40 |  | 0 | 0 | 0 | 0 | 0 | 0 | 0 | 0 | 0 | 0 | 0 | 0 | 0 | 1118
765 |  |  |  | TROJD | F10 |  | 9589.5246 | 3482.6948 | 2553.0683 | 763.2242 | 17.2237 | 1660.02 | 85.7076 | 2.3716 | 3.9956 | 607.1223 | 193.6475 | 220.4489 | 0 | 1119
766 |  |  |  | DGP | F10 |  | 0 | 0 | 0 | 0 | 0 | 0 | 0 | 0 | 0 | 0 | 0 | 0 | 0 | 1120
767 |  |  |  | SE | F30 |  | 0 | 0 | 0 | 0 | 0 | 0 | 0 | 0 | 0 | 0 | 0 | 0 | 0 | 1121
768 |  |  |  | SG | F10 |  | 0 | 0 | 0 | 0 | 0 | 0 | 0 | 0 | 0 | 0 | 0 | 0 | 0 | 1122
769 |  |  |  | GPS | F102D |  | -2299790.6474 | -1372372.8846 | -519235.2353 | -131574.9533 | -30938.4212 | -2850.2754 | -30386.7788 | -1191.21 | -663.2031 | -210192.5845 | -192.5506 | -192.5506 | 0 | 1123
770 |  |  |  | SO | F102D |  | 6619865.8763 | 3950326.7127 | 1494600.2237 | 378733.8402 | 89055.1491 | 8204.4168 | 87467.2659 | 3428.8558 | 1909.0066 | 605031.9056 | 554.25 | 554.25 | 0 | 1124
771 |  |  |  | TAXDEPR | F151D |  | 107149227.8197 | 66988982.6955 | 20192987.2243 | 5006938.7409 | 3463816.0132 | 280017.7167 | 1243072.7216 | 68385.4818 | 36675.8346 | 9830518.1522 | 18916.6194 | 18916.6194 | 0 | 1125
772 |  |  |  | SNPD | F104D |  | 12293.0601 | 7327.2454 | 2822.1525 | 716.9493 | 117.3612 | 12.076 | 166.2506 | 6.1552 | 3.6971 | 1119.5412 | 0.8158 | 0.8158 | 0 | 1126
773
774
775 |  | TOTAL SCHEDULE - M DEDUCTIONS |  |  |  |  | 116927646.0936 | 72819022.8509 | 22421811.9022 | 5572632.0163 | 3574019.8058 | 291602.3502 | 1373952.9002 | 73349.3813 | 39555.0894 | 10722051.3066 | 19812.3071 | 19836.1836 | 0
776
777 |  | TOTAL SCHEDULE - M ADJUSTMENTS |  |  |  |  | -47454772.6058 | -30376712.5356 | -7941273.631 | -1935170.3839 | -2088611.8867 | -165776.0426 | -503701.2704 | -33637.8584 | -17266.7139 | -4370060.0239 | -11266.9333 | -11295.326 | 0
778
779
780
781 | [6 empty] | D: INCOME TAXES
782
783 |  |  | State Income Taxes Before Credits |  | F150D |  | -783913.3705 | -924359.4358 | 185307.9034 | 37736.6523 | -32678.2731 | -15365.1093 | -10359.7749 | -2079.7776 | -1072.4038 | -19225.2117 | -850.2017 | -967.7382 | 0 | 1134
784 |  |  | Renewable Energy Credits |  | F10 |  | 0 | 0 | 0 | 0 | 0 | 0 | 0 | 0 | 0 | 0 | 0 | 0 | 0 | 1136
785 |  | 40911 | State Income Taxes |  |  |  | -783913.3705 | -924359.4358 | 185307.9034 | 37736.6523 | -32678.2731 | -15365.1093 | -10359.7749 | -2079.7776 | -1072.4038 | -19225.2117 | -850.2017 | -967.7382 | 0
786
787 |  | Calculation of Taxable Income
788
789 |  |  | Operating Revenues |  |  |  | 165129588.8805 | 87415703.1495 | 42971298.7267 | 10721739.9815 | 5654871.1442 | 79151.2182 | 1936865.9469 | 38122.6718 | 12930.0741 | 16244945.667 | 23465.7649 | 30494.5356 | 0
790 |  |  | Operating Deductions
791 |  |  | O & M Expenses |  |  |  | 70653226.5857 | 40541103.0223 | 16030343.0882 | 4082291.989 | 2276242.4486 | 291701.0543 | 843714.4008 | 37780.9469 | 12880.7206 | 6462874.7733 | 32238.7524 | 42055.3892 | 0
792 |  |  | Depreciation Expense |  |  |  | 40725429.4867 | 23004895.4987 | 9464417.9317 | 2459374.1699 | 1601845.4988 | 3098.7329 | 517918.1705 | 7897.4571 | 4203.9018 | 3661359.4552 | 209.3352 | 209.3352 | 0
793 |  |  | Amortization Expense |  |  |  | -442262.395 | -263877.6421 | -99858.2393 | -25306.153 | -5947.7713 | -575.5082 | -5842.8636 | -229.0331 | -127.558 | -40416.7155 | -40.2327 | -40.6781 | 0
794 |  |  | Taxes Other Than Income |  |  |  | 8592354.9748 | 5129255.5703 | 1977642.5831 | 501802.4799 | 82796.8439 | -4222.0657 | 116528.2625 | 4243.6272 | 2460.5182 | 781448.5793 | 222.3982 | 176.178 | 0
795 |  |  | Interest & Dividends (AFUDC-Equity) |  | F104D |  | -1945539.6565 | -1159633.676 | -446643.0365 | -113466.7272 | -18573.9597 | -1911.189 | -26311.3626 | -974.1366 | -585.1174 | -177182.2304 | -129.1105 | -129.1105 | 0 | 1147
796 |  |  | Misc Revenue & Expense |  |  |  | -28159.6691 | -10226.9444 | -7497.0932 | -2241.2104 | -50.5775 | -4874.654 | -251.6807 | -6.9641 | -11.733 | -1782.8164 | -568.6465 | -647.3489 | 0
797 |  |  | Total Operating Deductions |  |  |  | 117555049.3266 | 67241515.8287 | 26918405.234 | 6902454.5482 | 3936312.4828 | 283216.3703 | 1445754.9269 | 48711.8974 | 18820.7321 | 10686301.0455 | 31932.4959 | 41623.7649 | 0
798 |  |  | Other Deductions
799 |  |  | Interest Deductions |  | F101D |  | 17386581.2755 | 10157814.7799 | 4029947.9811 | 1052911.2548 | 349732.5268 | -31402.6647 | 215598.6249 | 1582.9959 | 463.8569 | 1612047.4106 | -1006.7556 | -1108.7351 | 0
800 |  |  | Interest on PCRBS |  |  |  | 0 | 0 | 0 | 0 | 0 | 0 | 0 | 0 | 0 | 0 | 0 | 0 | 0
801 |  |  | Schedule M Adjustments |  |  |  | -47454772.6058 | -30376712.5356 | -7941273.631 | -1935170.3839 | -2088611.8867 | -165776.0426 | -503701.2704 | -33637.8584 | -17266.7139 | -4370060.0239 | -11266.9333 | -11295.326 | 0
802
803 |  |  | Income Before State Taxes |  |  |  | -17266814.3274 | -20360339.9948 | 4081671.8806 | 831203.7946 | -719785.7521 | -338438.53 | -228188.8753 | -45810.0798 | -23621.2288 | -423462.8129 | -18726.9087 | -21315.8202 | 0
804
805 |  |  | State Income Taxes |  |  |  | -783913.3705 | -924359.4358 | 185307.9034 | 37736.6523 | -32678.2731 | -15365.1093 | -10359.7749 | -2079.7776 | -1072.4038 | -19225.2117 | -850.2017 | -967.7382 | 0
806
807 |  |  | Adjustments to Calculated Tax:
808 |  |  |  | PMI | F30 |  | 0 | 0 | 0 | 0 | 0 | 0 | 0 | 0 | 0 | 0 | 0 | 0 | 0 | 1166
809 |  |  |  | Renewable Energy Credits | F10 |  | 0 | 0 | 0 | 0 | 0 | 0 | 0 | 0 | 0 | 0 | 0 | 0 | 0 | 1167
810 |  |  |  | System Overheads | F102D |  | 0 | 0 | 0 | 0 | 0 | 0 | 0 | 0 | 0 | 0 | 0 | 0 | 0 | 1168
811 |  |  |  | Situs | F107D |  | 0 | 0 | 0 | 0 | 0 | 0 | 0 | 0 | 0 | 0 | 0 | 0 | 0 | 1169
812 |  |  |  | Total Adjustments |  |  | 0 | 0 | 0 | 0 | 0 | 0 | 0 | 0 | 0 | 0 | 0 | 0 | 0
813
814 |  |  | 35%
815
816 |  | 40910 | Federal Income Tax |  |  |  | -5769015.3349 | -6802593.1957 | 1363727.392 | 277713.4998 | -240487.6176 | -113075.6973 | -76240.1851 | -15305.6058 | -7892.0887 | -141483.1604 | -6256.8475 | -7121.8287 | 0
817
818
819 |  | TOTAL OPERATING EXPENSES |  |  |  |  | 111491633.2035 | 59805013.1626 | 28578959.9411 | 7246337.9299 | 3667690.1204 | 157402.2076 | 1365719.903 | 31581.542 | 10024.4071 | 10570353.6651 | 24916.8706 | 33633.4541 | 0
820
821
822 |  | Distribution - METER - Unbundled |  |  |  |  | D: STEAM PRODUCTION PLANT
823
824 |  | A |  | B | C |  | D | E | F | G | H | I | J | K | L | M | N | O
825 |  | FERC ACCT |  | DESCRIPTION | COS Factor |  | Utah Jurisdiction Normalized | Residential Sch 1 | General Large Dist. Sch 6 | General +1 MW Sch 8 | Street & Area Lighting Sch. 7,11,12 | General Trans Sch 9 | Irrigation Sch 10 | Traffic Signals Sch 15 | Outdoor Lighting Sch 15 | General Small Dist. Sch 23 | Industrial Cust 1 | Industrial Cust 2
826 |  | 310 | Land and Land Rights |  | F10 |  | 0 | 0 | 0 | 0 | 0 | 0 | 0 | 0 | 0 | 0 | 0 | 0 | 0 | 1186
827 |  |  |  | Total 310 |  |  | 0 | 0 | 0 | 0 | 0 | 0 | 0 | 0 | 0 | 0 | 0 | 0 | 0
828
829 |  | 311 | Structures and Improvements |  | F10 |  | 0 | 0 | 0 | 0 | 0 | 0 | 0 | 0 | 0 | 0 | 0 | 0 | 0 | 1193
830 |  |  |  | Total 311 |  |  | 0 | 0 | 0 | 0 | 0 | 0 | 0 | 0 | 0 | 0 | 0 | 0 | 0
831
832 |  | 312 | Boiler Plant Equipment |  | F10 |  | 0 | 0 | 0 | 0 | 0 | 0 | 0 | 0 | 0 | 0 | 0 | 0 | 0 | 1200
833 |  |  |  | Total 312 |  |  | 0 | 0 | 0 | 0 | 0 | 0 | 0 | 0 | 0 | 0 | 0 | 0 | 0
834
835 |  | 314 | Turbogenerator Units |  | F10 |  | 0 | 0 | 0 | 0 | 0 | 0 | 0 | 0 | 0 | 0 | 0 | 0 | 0 | 1207
836 |  |  |  | Total 314 |  |  | 0 | 0 | 0 | 0 | 0 | 0 | 0 | 0 | 0 | 0 | 0 | 0 | 0
837
838 |  | 315 | Accessory Electric Equipment |  | F10 |  | 0 | 0 | 0 | 0 | 0 | 0 | 0 | 0 | 0 | 0 | 0 | 0 | 0 | 1214
839 |  |  |  | Total 316 |  |  | 0 | 0 | 0 | 0 | 0 | 0 | 0 | 0 | 0 | 0 | 0 | 0 | 0
840
841 |  | 316 | Misc Power Plant Equipment |  | F10 |  | 0 | 0 | 0 | 0 | 0 | 0 | 0 | 0 | 0 | 0 | 0 | 0 | 0 | 1221
842 |  |  |  | Total 316 |  |  | 0 | 0 | 0 | 0 | 0 | 0 | 0 | 0 | 0 | 0 | 0 | 0 | 0
843
844 |  | S00 | Unclassified Steam Plant - Acct 300 |  | F10 |  | 0 | 0 | 0 | 0 | 0 | 0 | 0 | 0 | 0 | 0 | 0 | 0 | 0 | 1226
845
846
847
848 |  | Total Steam Production Plant |  |  |  |  | 0 | 0 | 0 | 0 | 0 | 0 | 0 | 0 | 0 | 0 | 0 | 0 | 0
849
850
851 | [6 empty] | D: NUCLEAR PRODUCTION
852
853
854 |  | 320 | Land and Land Rights |  | F10 |  | 0 | 0 | 0 | 0 | 0 | 0 | 0 | 0 | 0 | 0 | 0 | 0 | 0 | 1232
855
856 |  | 321 | Structures and Improvements |  | F10 |  | 0 | 0 | 0 | 0 | 0 | 0 | 0 | 0 | 0 | 0 | 0 | 0 | 0 | 1236
857
858 |  | 322 | Reactor Plant Equipment |  | F10 |  | 0 | 0 | 0 | 0 | 0 | 0 | 0 | 0 | 0 | 0 | 0 | 0 | 0 | 1240
859
860 |  | 323 | Turbogenerator Units |  | F10 |  | 0 | 0 | 0 | 0 | 0 | 0 | 0 | 0 | 0 | 0 | 0 | 0 | 0 | 1244
861
862 |  | 324 | Land and Land Rights |  | F10 |  | 0 | 0 | 0 | 0 | 0 | 0 | 0 | 0 | 0 | 0 | 0 | 0 | 0 | 1248
863
864 |  | 325 | Misc. Power Plant Equipment |  | F10 |  | 0 | 0 | 0 | 0 | 0 | 0 | 0 | 0 | 0 | 0 | 0 | 0 | 0 | 1252
865
866 |  | N00 | Unclassified Nuclear Plt - Acct 300 |  | F10 |  | 0 | 0 | 0 | 0 | 0 | 0 | 0 | 0 | 0 | 0 | 0 | 0 | 0 | 1258
867
868 |  | Total Nuclear Production Plant |  |  |  |  | 0 | 0 | 0 | 0 | 0 | 0 | 0 | 0 | 0 | 0 | 0 | 0 | 0
869
870
871 | [6 empty] | D: HYDRAULIC PRODUCTION PLANT
872
873
874 |  | 330 | Land and Land Rights |  | F10 |  | 0 | 0 | 0 | 0 | 0 | 0 | 0 | 0 | 0 | 0 | 0 | 0 | 0 | 1268
875
876 |  | 331 | Structures and Improvements |  | F10 |  | 0 | 0 | 0 | 0 | 0 | 0 | 0 | 0 | 0 | 0 | 0 | 0 | 0 | 1275
877
878 |  | 332 | Reservoirs, Dams & Waterways |  | F10 |  | 0 | 0 | 0 | 0 | 0 | 0 | 0 | 0 | 0 | 0 | 0 | 0 | 0 | 1282
879
880 |  | 333 | Water Wheel, Turbines, & Generators |  | F10 |  | 0 | 0 | 0 | 0 | 0 | 0 | 0 | 0 | 0 | 0 | 0 | 0 | 0 | 1289
881
882 |  | 334 | Accessory Electric Equipment |  | F10 |  | 0 | 0 | 0 | 0 | 0 | 0 | 0 | 0 | 0 | 0 | 0 | 0 | 0 | 1296
883
884 |  | 335 | Misc. Power Plant Equipment |  | F10 |  | 0 | 0 | 0 | 0 | 0 | 0 | 0 | 0 | 0 | 0 | 0 | 0 | 0 | 1303
885
886 |  | 336 | Roads, Railroads & Bridges |  | F10 |  | 0 | 0 | 0 | 0 | 0 | 0 | 0 | 0 | 0 | 0 | 0 | 0 | 0 | 1310
887
888 |  | H00 | Unclassified Hydro Plant - Acct 300 |  | F10 |  | 0 | 0 | 0 | 0 | 0 | 0 | 0 | 0 | 0 | 0 | 0 | 0 | 0 | 1316
889
890 |  | Total Hydraulic Plant |  |  |  |  | 0 | 0 | 0 | 0 | 0 | 0 | 0 | 0 | 0 | 0 | 0 | 0 | 0
891
892 |  | Distribution - METER - Unbundled
893 |  | A |  | B | C |  | D | E | F | G | H | I | J | K | L | M | N | O
894 |  | FERC ACCT |  | DESCRIPTION | COS Factor |  | Utah Jurisdiction Normalized | Residential Sch 1 | General Large Dist. Sch 6 | General +1 MW Sch 8 | Street & Area Lighting Sch. 7,11,12 | General Trans Sch 9 | Irrigation Sch 10 | Traffic Signals Sch 15 | Outdoor Lighting Sch 15 | General Small Dist. Sch 23 | Industrial Cust 1 | Industrial Cust 2
895 |  | 340 | Land and Land Rights |  | F10 |  | 0 | 0 | 0 | 0 | 0 | 0 | 0 | 0 | 0 | 0 | 0 | 0 | 0 | 1322
896 |  |  |  | Wind Generation | F10 |  | 0 | 0 | 0 | 0 | 0 | 0 | 0 | 0 | 0 | 0 | 0 | 0 | 0 | 1323
897 |  |  |  | Simple Cycle Combustion Turbine | F10 |  | 0 | 0 | 0 | 0 | 0 | 0 | 0 | 0 | 0 | 0 | 0 | 0 | 0 | 1324
898 |  |  |  | Total 340 |  |  | 0 | 0 | 0 | 0 | 0 | 0 | 0 | 0 | 0 | 0 | 0 | 0 | 0
899
900 |  | 341 | Structures and Improvements |  | F10 |  | 0 | 0 | 0 | 0 | 0 | 0 | 0 | 0 | 0 | 0 | 0 | 0 | 0 | 1328
901 |  |  |  | Wind Generation | F10 |  | 0 | 0 | 0 | 0 | 0 | 0 | 0 | 0 | 0 | 0 | 0 | 0 | 0 | 1330
902 |  |  |  | Simple Cycle Combustion Turbine | F10 |  | 0 | 0 | 0 | 0 | 0 | 0 | 0 | 0 | 0 | 0 | 0 | 0 | 0 | 1331
903 |  |  |  | Total 341 |  |  | 0 | 0 | 0 | 0 | 0 | 0 | 0 | 0 | 0 | 0 | 0 | 0 | 0
904
905 |  | 342 | Fuel Holders, Producers & Access |  | F10 |  | 0 | 0 | 0 | 0 | 0 | 0 | 0 | 0 | 0 | 0 | 0 | 0 | 0 | 1335
906 |  |  |  | Simple Cycle Combustion Turbine | F10 |  | 0 | 0 | 0 | 0 | 0 | 0 | 0 | 0 | 0 | 0 | 0 | 0 | 0 | 1337
907 |  |  |  | Total 342 |  |  | 0 | 0 | 0 | 0 | 0 | 0 | 0 | 0 | 0 | 0 | 0 | 0 | 0
908
909 |  | 343 | Prime Movers |  | F10 |  | 0 | 0 | 0 | 0 | 0 | 0 | 0 | 0 | 0 | 0 | 0 | 0 | 0 | 1342
910 |  |  |  | Wind Generation | F10 |  | 0 | 0 | 0 | 0 | 0 | 0 | 0 | 0 | 0 | 0 | 0 | 0 | 0 | 1343
911 |  |  |  | Simple Cycle Combustion Turbine | F10 |  | 0 | 0 | 0 | 0 | 0 | 0 | 0 | 0 | 0 | 0 | 0 | 0 | 0 | 1344
912 |  |  |  | Total 343 |  |  | 0 | 0 | 0 | 0 | 0 | 0 | 0 | 0 | 0 | 0 | 0 | 0 | 0
913
914 |  | 344 | Generators |  | F10 |  | 0 | 0 | 0 | 0 | 0 | 0 | 0 | 0 | 0 | 0 | 0 | 0 | 0 | 1349
915 |  |  |  | Wind Generation | F10 |  | 0 | 0 | 0 | 0 | 0 | 0 | 0 | 0 | 0 | 0 | 0 | 0 | 0 | 1350
916 |  |  |  | Simple Cycle Combustion Turbine | F10 |  | 0 | 0 | 0 | 0 | 0 | 0 | 0 | 0 | 0 | 0 | 0 | 0 | 0 | 1351
917 |  |  |  | Total 344 |  |  | 0 | 0 | 0 | 0 | 0 | 0 | 0 | 0 | 0 | 0 | 0 | 0 | 0
918
919 |  | 345 | Accessory Electric Plant |  | F10 |  | 0 | 0 | 0 | 0 | 0 | 0 | 0 | 0 | 0 | 0 | 0 | 0 | 0 | 1355
920 |  |  |  | Wind Generation | F10 |  | 0 | 0 | 0 | 0 | 0 | 0 | 0 | 0 | 0 | 0 | 0 | 0 | 0 | 1356
921 |  |  |  | Simple Cycle Combustion Turbine | F10 |  | 0 | 0 | 0 | 0 | 0 | 0 | 0 | 0 | 0 | 0 | 0 | 0 | 0 | 1358
922 |  |  |  | Total 345 |  |  | 0 | 0 | 0 | 0 | 0 | 0 | 0 | 0 | 0 | 0 | 0 | 0 | 0
923
924 |  | 346 | Misc. Power Plant Equipment |  | F10 |  | 0 | 0 | 0 | 0 | 0 | 0 | 0 | 0 | 0 | 0 | 0 | 0 | 0 | 1362
925 |  |  |  | Wind Generation | F10 |  | 0 | 0 | 0 | 0 | 0 | 0 | 0 | 0 | 0 | 0 | 0 | 0 | 0 | 1363
926
927 |  | O00 | Unclassified Other Prod - Acct 300 |  | F10 |  | 0 | 0 | 0 | 0 | 0 | 0 | 0 | 0 | 0 | 0 | 0 | 0 | 0 | 1370
928
929 |  | Total Other Production Plant |  |  |  |  | 0 | 0 | 0 | 0 | 0 | 0 | 0 | 0 | 0 | 0 | 0 | 0 | 0
930
931 |  | Experimental Plant
932 |  | 103 | Experimental Plant |  | F10 |  | 0 | 0 | 0 | 0 | 0 | 0 | 0 | 0 | 0 | 0 | 0 | 0 | 0 | 1376
933
934 |  | TOTAL PRODUCTION PLANT |  |  |  |  | 0 | 0 | 0 | 0 | 0 | 0 | 0 | 0 | 0 | 0 | 0 | 0 | 0
935
936 | [6 empty] | D: TRANSMISSION PLANT
937 |  | 350 | Land and Land Rights
938 |  |  |  | Demand | F10 |  | 0 | 0 | 0 | 0 | 0 | 0 | 0 | 0 | 0 | 0 | 0 | 0 | 0 | 1385
939 |  |  |  | Direct Assigned | A | 0 | 0 | 0 | 0 | 0 | 0 | 0 | 0 | 0 | 0 | 0 | 0 | 0 | 0
940 | [6 empty] | 0 | 0 | 0 | 0 | 0 | 0 | 0 | 0 | 0 | 0 | 0 | 0 | 0
941 |  | 352 | Structures and Improvements
942 |  |  |  | Demand | F10 |  | 0 | 0 | 0 | 0 | 0 | 0 | 0 | 0 | 0 | 0 | 0 | 0 | 0 | 1392
943 |  |  |  | Direct Assigned | A | 0 | 0 | 0 | 0 | 0 | 0 | 0 | 0 | 0 | 0 | 0 | 0 | 0 | 0
944 | [6 empty] | 0 | 0 | 0 | 0 | 0 | 0 | 0 | 0 | 0 | 0 | 0 | 0 | 0
945 |  | 353 | Station Equipment
946 |  |  |  | Demand | F10 |  | 0 | 0 | 0 | 0 | 0 | 0 | 0 | 0 | 0 | 0 | 0 | 0 | 0 | 1398
947 |  |  |  | Direct Assigned | A | 0 | 0 | 0 | 0 | 0 | 0 | 0 | 0 | 0 | 0 | 0 | 0 | 0 | 0
948 | [6 empty] | 0 | 0 | 0 | 0 | 0 | 0 | 0 | 0 | 0 | 0 | 0 | 0 | 0
949 |  | 354 | Towers and Fixtures
950 |  |  |  | Demand | F10 |  | 0 | 0 | 0 | 0 | 0 | 0 | 0 | 0 | 0 | 0 | 0 | 0 | 0 | 1404
951 |  |  |  | Direct Assigned | A | 0 | 0 | 0 | 0 | 0 | 0 | 0 | 0 | 0 | 0 | 0 | 0 | 0 | 0
952 | [6 empty] | 0 | 0 | 0 | 0 | 0 | 0 | 0 | 0 | 0 | 0 | 0 | 0 | 0
953 |  | 355 | Poles and Fixtures
954 |  |  |  | Demand | F10 |  | 0 | 0 | 0 | 0 | 0 | 0 | 0 | 0 | 0 | 0 | 0 | 0 | 0 | 1410
955 |  |  |  | Direct Assigned | A | 0 | 0 | 0 | 0 | 0 | 0 | 0 | 0 | 0 | 0 | 0 | 0 | 0 | 0
956 | [6 empty] | 0 | 0 | 0 | 0 | 0 | 0 | 0 | 0 | 0 | 0 | 0 | 0 | 0
957 |  | 356 | Overhead Conductors
958 |  |  |  | Demand | F10 |  | 0 | 0 | 0 | 0 | 0 | 0 | 0 | 0 | 0 | 0 | 0 | 0 | 0 | 1416
959 |  |  |  | Direct Assigned | A | 0 | 0 | 0 | 0 | 0 | 0 | 0 | 0 | 0 | 0 | 0 | 0 | 0 | 0
960 | [6 empty] | 0 | 0 | 0 | 0 | 0 | 0 | 0 | 0 | 0 | 0 | 0 | 0 | 0
961 |  | 357 | Underground Conduit
962 |  |  |  | Demand | F10 |  | 0 | 0 | 0 | 0 | 0 | 0 | 0 | 0 | 0 | 0 | 0 | 0 | 0 | 1422
963 |  |  |  | Direct Assigned | A | 0 | 0 | 0 | 0 | 0 | 0 | 0 | 0 | 0 | 0 | 0 | 0 | 0 | 0
964 | [6 empty] | 0 | 0 | 0 | 0 | 0 | 0 | 0 | 0 | 0 | 0 | 0 | 0 | 0
965 |  | 358 | Underground Conductors
966 |  |  |  | Demand | F10 |  | 0 | 0 | 0 | 0 | 0 | 0 | 0 | 0 | 0 | 0 | 0 | 0 | 0 | 1428
967 |  |  |  | Direct Assigned | A | 0 | 0 | 0 | 0 | 0 | 0 | 0 | 0 | 0 | 0 | 0 | 0 | 0 | 0
968 | [6 empty] | 0 | 0 | 0 | 0 | 0 | 0 | 0 | 0 | 0 | 0 | 0 | 0 | 0
969 |  | 359 | Roads and Trails
970 |  |  |  | Demand | F10 |  | 0 | 0 | 0 | 0 | 0 | 0 | 0 | 0 | 0 | 0 | 0 | 0 | 0 | 1434
971 |  |  |  | Direct Assigned | A | 0 | 0 | 0 | 0 | 0 | 0 | 0 | 0 | 0 | 0 | 0 | 0 | 0 | 0
972 | [6 empty] | 0 | 0 | 0 | 0 | 0 | 0 | 0 | 0 | 0 | 0 | 0 | 0 | 0
973
974 |  | T00 | Unclassified Trans Plant - Acct 300 |  | F10 |  | 0 | 0 | 0 | 0 | 0 | 0 | 0 | 0 | 0 | 0 | 0 | 0 | 0 | 1438
975 |  | TS0 | Unclassified Trans Sub - Acct 300 |  | F10 |  | 0 | 0 | 0 | 0 | 0 | 0 | 0 | 0 | 0 | 0 | 0 | 0 | 0 | 1442
976
977 |  | TOTAL TRANSMISSION PLANT |  |  |  |  | 0 | 0 | 0 | 0 | 0 | 0 | 0 | 0 | 0 | 0 | 0 | 0 | 0
978 |  | Distribution - METER - Unbundled |  |  |  |  | D: DISTRIBUTION PLANT
979 |  | A |  | B | C |  | D | E | F | G | H | I | J | K | L | M | N | O
980 |  | FERC ACCT |  | DESCRIPTION | COS Factor |  | Utah Jurisdiction Normalized | Residential Sch 1 | General Large Dist. Sch 6 | General +1 MW Sch 8 | Street & Area Lighting Sch. 7,11,12 | General Trans Sch 9 | Irrigation Sch 10 | Traffic Signals Sch 15 | Outdoor Lighting Sch 15 | General Small Dist. Sch 23 | Industrial Cust 1 | Industrial Cust 2
981
982 |  | 360 | Land and Land Rights
983 |  |  |  | Demand Primary | F20 |  | 27335949.1806 | 13644708.2843 | 8557288.6993 | 2227154.9531 | 13023.2486 | 0 | 466215.3983 | 6348.2277 | 3348.802 | 2417861.5673 | 0 | 0 | 0 | 1447
984 |  |  |  | Assigned | A | 0.74185 | 0 | 0 | 0 | 0 | 0 | 0 | 0 | 0 | 0 | 0 | 0 | 0 | 0
985 | [6 empty] | 27335949.1806 | 13644708.2843 | 8557288.6993 | 2227154.9531 | 13023.2486 | 0 | 466215.3983 | 6348.2277 | 3348.802 | 2417861.5673 | 0 | 0 | 0
986 |  | 361 | Structures and Improvements
987 |  |  |  | Demand Primary | F20 |  | 39800005.4512 | 19866127.9513 | 12459056.557 | 3242645.0125 | 18961.3085 | 0 | 678790.236 | 9242.7556 | 4875.7165 | 3520305.9138 | 0 | 0 | 0 | 1451
988 |  |  |  | Assigned | A | 0.74185 | 0 | 0 | 0 | 0 | 0 | 0 | 0 | 0 | 0 | 0 | 0 | 0 | 0
989 | [6 empty] | 39800005.4512 | 19866127.9513 | 12459056.557 | 3242645.0125 | 18961.3085 | 0 | 678790.236 | 9242.7556 | 4875.7165 | 3520305.9138 | 0 | 0 | 0
990 |  | 362 | Station Equipment
991 |  |  |  | Demand Primary | F20 |  | 0 | 0 | 0 | 0 | 0 | 0 | 0 | 0 | 0 | 0 | 0 | 0 | 0 | 1455
992 |  |  |  | Assigned | A | 0 | 0 | 0 | 0 | 0 | 0 | 0 | 0 | 0 | 0 | 0 | 0 | 0 | 0
993 | [6 empty] | 0 | 0 | 0 | 0 | 0 | 0 | 0 | 0 | 0 | 0 | 0 | 0 | 0
994 |  | 364 | Poles, Towers & Fixtures
995 |  |  |  | Demand Primary | F20 | 1 | 347963694.7718 | 173685686.8335 | 108927104.5015 | 28349813.6895 | 165775.0267 | 0 | 5934530.8072 | 80807.6116 | 42627.4393 | 30777348.8624 | 0 | 0 | 0 | 1459
996 |  |  |  | Demand Secondary | F22 | 1 | 1020785.8713 | 907041.4249 | 0 | 0 | 0 | 0 | 0 | 0 | 0 | 113744.4464 | 0 | 0 | 0
997 |  |  |  | Assigned | A | 1 | 4019781 | 0 | 0 | 0 | 4019781 | 0 | 0 | 0 | 0 | 0 | 0 | 0 | 0
998 | [6 empty] | 353004261.6431 | 174592728.2584 | 108927104.5015 | 28349813.6895 | 4185556.0267 | 0 | 5934530.8072 | 80807.6116 | 42627.4393 | 30891093.3088 | 0 | 0 | 0
999 |  | 365 | Overhead Conductors
1000 |  |  |  | Demand Primary | F20 | 1 | 135549934.9304 | 67659597.5453 | 42432765.6856 | 11043725.1318 | 64577.9845 | 0 | 2311808.033 | 31478.7625 | 16605.602 | 11989376.1858 | 0 | 0 | 0 | 1463
1001 |  |  |  | Demand Secondary | F22 | 1 | 86085054.5926 | 76492742.2819 | 0 | 0 | 0 | 0 | 0 | 0 | 0 | 9592312.3107 | 0 | 0 | 0
1002 |  |  |  | Assigned | A | 1 | 1702320 | 0 | 0 | 0 | 1702320 | 0 | 0 | 0 | 0 | 0 | 0 | 0 | 0
1003 | [6 empty] | 223337309.5231 | 144152339.8272 | 42432765.6856 | 11043725.1318 | 1766897.9845 | 0 | 2311808.033 | 31478.7625 | 16605.602 | 21581688.4965 | 0 | 0 | 0
1004 |  | 366 | Underground Conduit
1005 |  |  |  | Demand Primary | F20 | 1 | 112556580.2788 | 56182490.4353 | 35234889.6353 | 9170376.4743 | 53623.6118 | 0 | 1919655.7091 | 26139.0155 | 13788.7914 | 9955616.6061 | 0 | 0 | 0 | 1467
1006 |  |  |  | Demand Secondary | F22 | 1 | 72929186.1612 | 64802810.061 | 0 | 0 | 0 | 0 | 0 | 0 | 0 | 8126376.1002 | 0 | 0 | 0
1007 |  |  |  | Assigned | A | 1 | 25971 | 0 | 0 | 0 | 25971 | 0 | 0 | 0 | 0 | 0 | 0 | 0 | 0
1008 | [6 empty] | 185511737.44 | 120985300.4963 | 35234889.6353 | 9170376.4743 | 79594.6118 | 0 | 1919655.7091 | 26139.0155 | 13788.7914 | 18081992.7063 | 0 | 0 | 0
1009 |  | 367 | Underground Conductors
1010 |  |  |  | Demand Primary | F20 | 1 | 343232349.1667 | 171324040.9968 | 107445996.6018 | 27964334.4903 | 163520.944 | 0 | 5853837.5721 | 79708.8512 | 42047.8238 | 30358861.8867 | 0 | 0 | 0 | 1471
1011 |  |  |  | Demand Secondary | F22 | 1 | 160334708.6649 | 142468882.7437 | 0 | 0 | 0 | 0 | 0 | 0 | 0 | 17865825.9211 | 0 | 0 | 0
1012 |  |  |  | Assigned | A | 1 | 1286359 | 0 | 0 | 0 | 1286359 | 0 | 0 | 0 | 0 | 0 | 0 | 0 | 0
1013 | [6 empty] | 504853416.8315 | 313792923.7406 | 107445996.6018 | 27964334.4903 | 1449879.944 | 0 | 5853837.5721 | 79708.8512 | 42047.8238 | 48224687.8078 | 0 | 0 | 0
1014 |  | 368 | Line Transformers
1015 |  |  |  | Demand Secondary | F21 |  | 0 | 0 | 0 | 0 | 0 | 0 | 0 | 0 | 0 | 0 | 0 | 0 | 0 | 1475
1016 |  |  |  | Assigned | A | 0 | 0 | 0 | 0 | 0 | 0 | 0 | 0 | 0 | 0 | 0 | 0 | 0 | 0
1017 | [6 empty] | 0 | 0 | 0 | 0 | 0 | 0 | 0 | 0 | 0 | 0 | 0 | 0 | 0
1018 |  | 369 | Services
1019 |  |  |  | Customer | F70 |  | 0 | 0 | 0 | 0 | 0 | 0 | 0 | 0 | 0 | 0 | 0 | 0 | 0 | 1479
1020 |  |  |  | Assigned | A | 0 | 0 | 0 | 0 | 0 | 0 | 0 | 0 | 0 | 0 | 0 | 0 | 0 | 0
1021 | [6 empty] | 0 | 0 | 0 | 0 | 0 | 0 | 0 | 0 | 0 | 0 | 0 | 0 | 0
1022 |  | 370 | Meters
1023 |  |  |  | Customer | F60 |  | 0 | 0 | 0 | 0 | 0 | 0 | 0 | 0 | 0 | 0 | 0 | 0 | 0 | 1483
1024 |  |  |  | Assigned | A | 0 | 0 | 0 | 0 | 0 | 0 | 0 | 0 | 0 | 0 | 0 | 0 | 0 | 0
1025 | [6 empty] | 0 | 0 | 0 | 0 | 0 | 0 | 0 | 0 | 0 | 0 | 0 | 0 | 0
1026 |  | 371 | Install on Customers' Premises
1027 |  |  |  | Demand Primary | F20 | 1 | 0 | 0 | 0 | 0 | 0 | 0 | 0 | 0 | 0 | 0 | 0 | 0 | 0 | 1487
1028 |  |  |  | Demand Secondary | F22 | 1 | 0 | 0 | 0 | 0 | 0 | 0 | 0 | 0 | 0 | 0 | 0 | 0 | 0
1029 |  |  |  | Assigned | A | 1 | 4339903.5046 | 0 | 0 | 0 | 4339903.5046 | 0 | 0 | 0 | 0 | 0 | 0 | 0 | 0
1030 | [6 empty] | 4339903.5046 | 0 | 0 | 0 | 4339903.5046 | 0 | 0 | 0 | 0 | 0 | 0 | 0 | 0
1031 |  | 372 | Leased Property
1032 |  |  |  | Demand Primary | F20 | 0 | 0 | 0 | 0 | 0 | 0 | 0 | 0 | 0 | 0 | 0 | 0 | 0 | 0 | 1491
1033 |  |  |  | Demand Secondary | F22 | 0.13273 | 0 | 0 | 0 | 0 | 0 | 0 | 0 | 0 | 0 | 0 | 0 | 0 | 0
1034 |  |  |  | Assigned | A | 0 | 0 | 0 | 0 | 0 | 0 | 0 | 0 | 0 | 0 | 0 | 0 | 0 | 0
1035 | [6 empty] | 0 | 0 | 0 | 0 | 0 | 0 | 0 | 0 | 0 | 0 | 0 | 0 | 0
1036
1037 |  | 373 | Street Lights |  | A | 1 | 22022824.6062 | 0 | 0 | 0 | 22022824.6062 | 0 | 0 | 0 | 0 | 0 | 0 | 0 | 0 | 1496
1038
1039
1040 |  | D00 | Unclassified Dist Plant - Acct 300 |  | F22 |  | 11406201.1608 | 10135227.4206 | 0 | 0 | 0 | 0 | 0 | 0 | 0 | 1270973.7402 | 0 | 0 | 0 | 1499
1041 |  | DS0 | Unclassified Dist Sub - Acct 300 |  | F20 |  | 0 | 0 | 0 | 0 | 0 | 0 | 0 | 0 | 0 | 0 | 0 | 0 | 0 | 1503
1042 |  | TOTAL DISTRIBUTION PLANT |  |  |  |  | 1371611609.341 | 797169355.9786 | 315057101.6804 | 81998049.7515 | 33876641.2349 | 0 | 17164837.7557 | 233725.2241 | 123294.175 | 125988603.5408 | 0 | 0 | 0
1043
1044 |  | Distribution - METER - Unbundled |  |  |  |  | DISTRIBUTION PLANT D: GENERAL PLANT
1045
1046 |  | A |  | B | C |  | D | E | F | G | H | I | J | K | L | M | N | O
1047 |  | FERC ACCT |  | DESCRIPTION | COS Factor |  | Utah Jurisdiction Normalized | Residential Sch 1 | General Large Dist. Sch 6 | General +1 MW Sch 8 | Street & Area Lighting Sch. 7,11,12 | General Trans Sch 9 | Irrigation Sch 10 | Traffic Signals Sch 15 | Outdoor Lighting Sch 15 | General Small Dist. Sch 23 | Industrial Cust 1 | Industrial Cust 2
1048 |  | 389 | Land and Land Rights
1049 |  |  |  | Situs | F107D |  | 1443374.4295 | 861316.6297 | 325877.863 | 82577.9178 | 19417.3005 | 1788.8648 | 19071.0835 | 747.6168 | 416.2337 | 131919.2258 | 120.8469 | 120.8469 | 0 | 1510
1050 |  |  |  | Customer - System | F42 |  | 0 | 0 | 0 | 0 | 0 | 0 | 0 | 0 | 0 | 0 | 0 | 0 | 0 | 1511
1051 |  |  |  | System Generation | F105D |  | 0 | 0 | 0 | 0 | 0 | 0 | 0 | 0 | 0 | 0 | 0 | 0 | 0 | 1512
1052 |  |  |  | System Generation | F105D |  | 0 | 0 | 0 | 0 | 0 | 0 | 0 | 0 | 0 | 0 | 0 | 0 | 0 | 1513
1053 |  |  |  | System Overheads | F102D |  | 421416.255 | 251475.1689 | 95145.2553 | 24109.9442 | 5669.1915 | 522.2877 | 5568.1079 | 218.2787 | 121.5261 | 38515.9284 | 35.2832 | 35.2832 | 0 | 1514
1054 |  |  | Total Land & Land Rights |  |  |  | 1864790.6845 | 1112791.7985 | 421023.1183 | 106687.862 | 25086.492 | 2311.1526 | 24639.1914 | 965.8954 | 537.7598 | 170435.1542 | 156.1301 | 156.1301 | 0
1055
1056 |  | 390 | Structures and Improvements
1057 |  |  |  | Situs | F107D |  | 15297878.1034 | 9128827.9322 | 3453878.4415 | 875217.7504 | 205797.9483 | 18959.6239 | 202128.5018 | 7923.7583 | 4411.532 | 1398170.977 | 1280.8189 | 1280.8189 | 0 | 1518
1058 |  |  |  | System Generation | F105D |  | 0 | 0 | 0 | 0 | 0 | 0 | 0 | 0 | 0 | 0 | 0 | 0 | 0 | 1519
1059 |  |  |  | System Generation | F105D |  | 0 | 0 | 0 | 0 | 0 | 0 | 0 | 0 | 0 | 0 | 0 | 0 | 0 | 1520
1060 |  |  |  | System Generation | F105D |  | 0 | 0 | 0 | 0 | 0 | 0 | 0 | 0 | 0 | 0 | 0 | 0 | 0 | 1521
1061 |  |  |  | Customer - System | F42 |  | 0 | 0 | 0 | 0 | 0 | 0 | 0 | 0 | 0 | 0 | 0 | 0 | 0 | 1522
1062 |  |  |  | System Generation | F102D |  | 0 | 0 | 0 | 0 | 0 | 0 | 0 | 0 | 0 | 0 | 0 | 0 | 0 | 1523
1063 |  |  |  | System Overheads | F102D |  | 5482804.7773 | 3271798.9423 | 1237880.2532 | 313680.6315 | 73758.5936 | 6795.1853 | 72443.4531 | 2839.8984 | 1581.1061 | 501108.6152 | 459.0493 | 459.0493 | 0 | 1524
1064
1065 |  |  | Total Structures and Improvements |  |  |  | 20780682.8807 | 12400626.8746 | 4691758.6947 | 1188898.3819 | 279556.5419 | 25754.8093 | 274571.9549 | 10763.6568 | 5992.6381 | 1899279.5922 | 1739.8682 | 1739.8682 | 0
1066
1067 |  | 391 | Office Furniture & Equipment
1068 |  |  |  | Situs | F107D |  | 807604.0128 | 481928.1485 | 182336.7967 | 46204.4058 | 10864.4642 | 1000.9145 | 10670.7471 | 418.3102 | 232.8931 | 73812.0989 | 67.6169 | 67.6169 | 0 | 1528
1069 |  |  |  | System Generation | F105D |  | 0 | 0 | 0 | 0 | 0 | 0 | 0 | 0 | 0 | 0 | 0 | 0 | 0 | 1529
1070 |  |  |  | System Generation | F105D |  | 0 | 0 | 0 | 0 | 0 | 0 | 0 | 0 | 0 | 0 | 0 | 0 | 0 | 1530
1071 |  |  |  | Customer - System | F42 |  | 0 | 0 | 0 | 0 | 0 | 0 | 0 | 0 | 0 | 0 | 0 | 0 | 0 | 1531
1072 |  |  |  | System Generation | F105D |  | 0 | 0 | 0 | 0 | 0 | 0 | 0 | 0 | 0 | 0 | 0 | 0 | 0 | 1532
1073 |  |  |  | Energy | F30 |  | 0 | 0 | 0 | 0 | 0 | 0 | 0 | 0 | 0 | 0 | 0 | 0 | 0 | 1533
1074 |  |  |  | System Overheads | F102D |  | 3406908.9169 | 2033032.6254 | 769194.8635 | 194915.0816 | 45832.1645 | 4222.3968 | 45014.9616 | 1764.658 | 982.4688 | 311379.2081 | 285.2444 | 285.2444 | 0 | 1534
1075 |  |  |  | Cholla | F10 |  | 0 | 0 | 0 | 0 | 0 | 0 | 0 | 0 | 0 | 0 | 0 | 0 | 0 | 1535
1076 |  |  |  | Simple Cycle Combustion Turbine | F10 |  | 0 | 0 | 0 | 0 | 0 | 0 | 0 | 0 | 0 | 0 | 0 | 0 | 0 | 1536
1077 |  |  | Total Office Furniture & Equipment |  |  |  | 4214512.9296 | 2514960.7738 | 951531.6602 | 241119.4873 | 56696.6286 | 5223.3113 | 55685.7087 | 2182.9682 | 1215.3619 | 385191.307 | 352.8612 | 352.8612 | 0
1078
1079 |  | 392 | Transportation Equipment
1080 |  |  |  | Situs | F107D |  | 11833849.8848 | 7061710.0388 | 2671787.4676 | 677034.776 | 159197.3743 | 14666.4356 | 156358.8317 | 6129.5146 | 3412.5914 | 1081571.2704 | 990.7922 | 990.7922 | 0 | 1540
1081 |  |  |  | System Overheads | F102D |  | 405442.6045 | 241943.0818 | 91538.8044 | 23196.0643 | 5454.3026 | 502.4906 | 5357.0505 | 210.0049 | 116.9197 | 37055.9942 | 33.9458 | 33.9458 | 0 | 1541
1082 |  |  |  | System Generation | F105D |  | 0 | 0 | 0 | 0 | 0 | 0 | 0 | 0 | 0 | 0 | 0 | 0 | 0 | 1542
1083 |  |  |  | Customer - System | F42 |  | 0 | 0 | 0 | 0 | 0 | 0 | 0 | 0 | 0 | 0 | 0 | 0 | 0 | 1543
1084 |  |  |  | System Generation | F105D |  | 0 | 0 | 0 | 0 | 0 | 0 | 0 | 0 | 0 | 0 | 0 | 0 | 0 | 1544
1085 |  |  |  | Energy | F30 |  | 0 | 0 | 0 | 0 | 0 | 0 | 0 | 0 | 0 | 0 | 0 | 0 | 0 | 1545
1086 |  |  |  | System Generation | F105D |  | 0 | 0 | 0 | 0 | 0 | 0 | 0 | 0 | 0 | 0 | 0 | 0 | 0 | 1546
1087 |  |  |  | Cholla | F10 |  | 0 | 0 | 0 | 0 | 0 | 0 | 0 | 0 | 0 | 0 | 0 | 0 | 0 | 1547
1088 |  |  |  | Simple Cycle Combustion Turbine | F10 |  | 0 | 0 | 0 | 0 | 0 | 0 | 0 | 0 | 0 | 0 | 0 | 0 | 0 | 1548
1089 |  |  | Total Transportation Equipment |  |  |  | 12239292.4893 | 7303653.1205 | 2763326.272 | 700230.8403 | 164651.6769 | 15168.9261 | 161715.8822 | 6339.5195 | 3529.5111 | 1118627.2646 | 1024.738 | 1024.738 | 0
1090
1091 |  | 393 | Stores Equipment
1092 |  |  |  | Situs | F107D |  | 1334716.1812 | 796476.1043 | 301345.5469 | 76361.3938 | 17955.5524 | 1654.1978 | 17635.3989 | 691.3356 | 384.8993 | 121988.2532 | 111.7495 | 111.7495 | 0 | 1552
1093 |  |  |  | System Generation | F105D |  | 0 | 0 | 0 | 0 | 0 | 0 | 0 | 0 | 0 | 0 | 0 | 0 | 0 | 1553
1094 |  |  |  | System Generation | F105D |  | 0 | 0 | 0 | 0 | 0 | 0 | 0 | 0 | 0 | 0 | 0 | 0 | 0 | 1554
1095 |  |  |  | System Overheads | F102D |  | 10753.0521 | 6416.7567 | 2427.7703 | 615.2005 | 144.6577 | 13.3269 | 142.0784 | 5.5697 | 3.1009 | 982.7902 | 0.9003 | 0.9003 | 0 | 1555
1096 |  |  |  | System Generation | F105D |  | 0 | 0 | 0 | 0 | 0 | 0 | 0 | 0 | 0 | 0 | 0 | 0 | 0 | 1556
1097 |  |  |  | Simple Cycle Combustion Turbine | F10 |  | 0 | 0 | 0 | 0 | 0 | 0 | 0 | 0 | 0 | 0 | 0 | 0 | 0 | 1557
1098 |  |  | Total Stores Equipment |  |  |  | 1345469.2333 | 802892.8611 | 303773.3173 | 76976.5943 | 18100.2101 | 1667.5248 | 17777.4773 | 696.9053 | 388.0003 | 122971.0434 | 112.6498 | 112.6498 | 0 | 1558
1099
1100 |  | 394 | Tools, Shop & Garage Equipment
1101 |  |  |  | Situs | F107D |  | 4668303.6723 | 2785755.0355 | 1053986.2655 | 267081.6312 | 62801.3448 | 5785.7228 | 61681.5758 | 2418.0157 | 1346.224 | 426666.1469 | 390.855 | 390.855 | 0 | 1561
1102 |  |  |  | System Generation | F105D |  | 0 | 0 | 0 | 0 | 0 | 0 | 0 | 0 | 0 | 0 | 0 | 0 | 0 | 1562
1103 |  |  |  | System Generation | F105D |  | 0 | 0 | 0 | 0 | 0 | 0 | 0 | 0 | 0 | 0 | 0 | 0 | 0 | 1563
1104 |  |  |  | System Overheads | F102D |  | 208471.7747 | 124403.0674 | 47067.7151 | 11927.0265 | 2804.5107 | 258.3722 | 2754.5054 | 107.981 | 60.1181 | 19053.5696 | 17.4544 | 17.4544 | 0 | 1564
1105 |  |  |  | Energy | F30 |  | 0 | 0 | 0 | 0 | 0 | 0 | 0 | 0 | 0 | 0 | 0 | 0 | 0 | 1565
1106 |  |  |  | System Generation | F105D |  | 0 | 0 | 0 | 0 | 0 | 0 | 0 | 0 | 0 | 0 | 0 | 0 | 0 | 1566
1107 |  |  |  | Cholla | F10 |  | 0 | 0 | 0 | 0 | 0 | 0 | 0 | 0 | 0 | 0 | 0 | 0 | 0 | 1567
1108 |  |  |  | Simple Cycle Combustion Turbine | F10 |  | 0 | 0 | 0 | 0 | 0 | 0 | 0 | 0 | 0 | 0 | 0 | 0 | 0 | 1568
1109 |  |  | Total Tools, Shop & Garage Equipment |  |  |  | 4876775.447 | 2910158.1029 | 1101053.9806 | 279008.6578 | 65605.8556 | 6044.095 | 64436.0811 | 2525.9967 | 1406.3422 | 445719.7165 | 408.3093 | 408.3093 | 0
1110
1111 |  | 395 | Laboratory Equipment
1112 |  |  |  | Situs | F107D |  | 2650648.4728 | 1581743.1446 | 598450.1612 | 151648.1291 | 35658.4105 | 3285.1156 | 35022.6091 | 1372.9419 | 764.3819 | 242259.7265 | 221.9262 | 221.9262 | 0 | 1572
1113 |  |  |  | System Generation | F105D |  | 0 | 0 | 0 | 0 | 0 | 0 | 0 | 0 | 0 | 0 | 0 | 0 | 0 | 1573
1114 |  |  |  | System Generation | F105D |  | 0 | 0 | 0 | 0 | 0 | 0 | 0 | 0 | 0 | 0 | 0 | 0 | 0 | 1574
1115 |  |  |  | System Overheads | F102D |  | 258858.6158 | 154470.8192 | 58443.8042 | 14809.7438 | 3482.3504 | 320.8198 | 3420.2589 | 134.0796 | 74.6485 | 23658.7454 | 21.673 | 21.673 | 0 | 1575
1116 |  |  |  | Energy | F30 |  | 0 | 0 | 0 | 0 | 0 | 0 | 0 | 0 | 0 | 0 | 0 | 0 | 0 | 1576
1117 |  |  |  | System Generation | F105D |  | 0 | 0 | 0 | 0 | 0 | 0 | 0 | 0 | 0 | 0 | 0 | 0 | 0 | 1577
1118 |  |  |  | Cholla | F10 |  | 0 | 0 | 0 | 0 | 0 | 0 | 0 | 0 | 0 | 0 | 0 | 0 | 0 | 1578
1119 |  |  |  | Simple Cycle Combustion Turbine | F10 |  | 0 | 0 | 0 | 0 | 0 | 0 | 0 | 0 | 0 | 0 | 0 | 0 | 0 | 1579
1120 |  |  | Total Laboratory Equipment |  |  |  | 2909507.0886 | 1736213.9638 | 656893.9653 | 166457.8729 | 39140.7609 | 3605.9354 | 38442.868 | 1507.0215 | 839.0303 | 265918.4719 | 243.5993 | 243.5993 | 0
1121
1122 |  | 396 | Power Operated Equipment
1123 |  |  |  | Situs | F107D |  | 16545220.6868 | 9873164.8749 | 3735497.2143 | 946580.3514 | 222578.0888 | 20505.5342 | 218609.4468 | 8569.8376 | 4771.2349 | 1512173.5979 | 1385.253 | 1385.253 | 0 | 1583
1124 |  |  |  | System Generation | F105D |  | 0 | 0 | 0 | 0 | 0 | 0 | 0 | 0 | 0 | 0 | 0 | 0 | 0 | 1584
1125 |  |  |  | System Generation | F105D |  | 0 | 0 | 0 | 0 | 0 | 0 | 0 | 0 | 0 | 0 | 0 | 0 | 0 | 1585
1126 |  |  |  | System Overheads | F102D |  | 109672.3646 | 65445.6872 | 24761.2782 | 6274.5434 | 1475.3907 | 135.9239 | 1449.084 | 56.8064 | 31.6268 | 10023.6592 | 9.1823 | 9.1823 | 0 | 1586
1127 |  |  |  | System Generation | F105D |  | 0 | 0 | 0 | 0 | 0 | 0 | 0 | 0 | 0 | 0 | 0 | 0 | 0 | 1587
1128 |  |  |  | Energy | F30 |  | 0 | 0 | 0 | 0 | 0 | 0 | 0 | 0 | 0 | 0 | 0 | 0 | 0 | 1588
1129 |  |  |  | Cholla | F10 |  | 0 | 0 | 0 | 0 | 0 | 0 | 0 | 0 | 0 | 0 | 0 | 0 | 0 | 1589
1130 |  |  |  | Simple Cycle Combustion Turbine | F10 |  | 0 | 0 | 0 | 0 | 0 | 0 | 0 | 0 | 0 | 0 | 0 | 0 | 0 | 1590
1131 |  |  | Total Power Operated Equipment |  |  |  | 16654893.0514 | 9938610.5621 | 3760258.4925 | 952854.8948 | 224053.4796 | 20641.458 | 220058.5308 | 8626.644 | 4802.8617 | 1522197.2571 | 1394.4354 | 1394.4354 | 0
1132
1133 |  | 397 | Communication Equipment
1134 |  |  |  | Situs | F107D |  | 19763508.8757 | 11793640.3104 | 4462106.2329 | 1130704.1187 | 265872.793 | 24494.1614 | 261132.1918 | 10236.7967 | 5699.3101 | 1806313.5506 | 1654.705 | 1654.705 | 0 | 1594
1135 |  |  |  | System Generation | F105D |  | 0 | 0 | 0 | 0 | 0 | 0 | 0 | 0 | 0 | 0 | 0 | 0 | 0 | 1595
1136 |  |  |  | System Generation | F105D |  | 0 | 0 | 0 | 0 | 0 | 0 | 0 | 0 | 0 | 0 | 0 | 0 | 0 | 1596
1137 |  |  |  | System Overheads | F102D |  | 4441075.2164 | 2650159.1404 | 1002683.7607 | 254081.5029 | 59744.5058 | 5504.1043 | 58679.2412 | 2300.3195 | 1280.6969 | 405898.2842 | 371.8302 | 371.8302 | 0 | 1597
1138 |  |  |  | Customer - System | F42 |  | 0 | 0 | 0 | 0 | 0 | 0 | 0 | 0 | 0 | 0 | 0 | 0 | 0 | 1598
1139 |  |  |  | System Generation | F105D |  | 0 | 0 | 0 | 0 | 0 | 0 | 0 | 0 | 0 | 0 | 0 | 0 | 0 | 1599
1140 |  |  |  | Energy | F30 |  | 0 | 0 | 0 | 0 | 0 | 0 | 0 | 0 | 0 | 0 | 0 | 0 | 0 | 1600
1141 |  |  |  | Cholla | F10 |  | 0 | 0 | 0 | 0 | 0 | 0 | 0 | 0 | 0 | 0 | 0 | 0 | 0 | 1601
1142 |  |  |  | Simple Cycle Combustion Turbine | F10 |  | 0 | 0 | 0 | 0 | 0 | 0 | 0 | 0 | 0 | 0 | 0 | 0 | 0 | 1602
1143 |  |  | Total Communication Equipment |  |  |  | 24204584.0921 | 14443799.4508 | 5464789.9935 | 1384785.6217 | 325617.2988 | 29998.2657 | 319811.433 | 12537.1162 | 6980.0071 | 2212211.8348 | 2026.5353 | 2026.5353 | 0
1144
1145 |  | Distribution - METER - Unbundled |  |  |  |  | D: GENERAL PLANT
1146
1147 |  | A |  | B | C |  | D | E | F | G | H | I | J | K | L | M | N | O
1148 |  | FERC ACCT |  | DESCRIPTION | COS Factor |  | Utah Jurisdiction Normalized | Residential Sch 1 | General Large Dist. Sch 6 | General +1 MW Sch 8 | Street & Area Lighting Sch. 7,11,12 | General Trans Sch 9 | Irrigation Sch 10 | Traffic Signals Sch 15 | Outdoor Lighting Sch 15 | General Small Dist. Sch 23 | Industrial Cust 1 | Industrial Cust 2
1149 |  | 398 | Misc. Equipment
1150 |  |  |  | Situs | F107D |  | 348567.3595 | 208003.4516 | 78697.7959 | 19942.1343 | 4689.1763 | 432.0015 | 4605.5667 | 180.5455 | 100.5183 | 31857.8016 | 29.1839 | 29.1839 | 0 | 1606
1151 |  |  |  | System Generation | F105D |  | 0 | 0 | 0 | 0 | 0 | 0 | 0 | 0 | 0 | 0 | 0 | 0 | 0 | 1607
1152 |  |  |  | System Generation | F105D |  | 0 | 0 | 0 | 0 | 0 | 0 | 0 | 0 | 0 | 0 | 0 | 0 | 0 | 1608
1153 |  |  |  | Customer - System | F42 |  | 0 | 0 | 0 | 0 | 0 | 0 | 0 | 0 | 0 | 0 | 0 | 0 | 0 | 1609
1154 |  |  |  | System Overheads | F102D |  | 141698.7579 | 84557.0589 | 31992.0372 | 8106.8281 | 1906.2326 | 175.6162 | 1872.2438 | 73.3949 | 40.8624 | 12950.7563 | 11.8638 | 11.8638 | 0 | 1610
1155 |  |  |  | System Energy | F30 |  | 0 | 0 | 0 | 0 | 0 | 0 | 0 | 0 | 0 | 0 | 0 | 0 | 0 | 1611
1156 |  |  |  | Simple Cycle Combustion Turbine | F105D |  | 0 | 0 | 0 | 0 | 0 | 0 | 0 | 0 | 0 | 0 | 0 | 0 | 0 | 1612
1157 |  |  | Total Misc. Equipment |  |  |  | 490266.1175 | 292560.5105 | 110689.8331 | 28048.9624 | 6595.4089 | 607.6177 | 6477.8105 | 253.9405 | 141.3807 | 44808.5579 | 41.0477 | 41.0477 | 0
1158
1159 |  | 399 | Coal Mine |  | F30 |  | 0 | 0 | 0 | 0 | 0 | 0 | 0 | 0 | 0 | 0 | 0 | 0 | 0 | 1620
1160 |  | 399L | WIDCO Capital Lease |  | F30 |  | 0 | 0 | 0 | 0 | 0 | 0 | 0 | 0 | 0 | 0 | 0 | 0 | 0 | 1623
1161 |  |  | Remove Capital Lease |  | F30 |  | 0 | 0 | 0 | 0 | 0 | 0 | 0 | 0 | 0 | 0 | 0 | 0 | 0 | 1626
1162
1163 |  | 390L | General Capital Lease
1164 |  |  |  | Situs | F107D |  | 2373783.9245 | 1416527.498 | 535941.0675 | 135808.2351 | 31933.8315 | 2941.9799 | 31364.4405 | 1229.5359 | 684.5409 | 216955.3036 | 198.7457 | 198.7457 | 0 | 1631
1165 |  |  |  | System Generation | F105D |  | 0 | 0 | 0 | 0 | 0 | 0 | 0 | 0 | 0 | 0 | 0 | 0 | 0 | 1632
1166 |  |  |  | System Overheads | F102D |  | 115906.1526 | 69165.6265 | 26168.7117 | 6631.1891 | 1559.2521 | 143.6498 | 1531.4501 | 60.0353 | 33.4245 | 10593.405 | 9.7043 | 9.7043 | 0 | 1633
1167
1168 |  |  | Remove Capital Lease |  |  |  | -2489690.0771 | -1485693.1245 | -562109.7792 | -142439.4242 | -33493.0836 | -3085.6297 | -32895.8906 | -1289.5712 | -717.9654 | -227548.7086 | -208.45 | -208.45
1169
1170 |  | 392L | General Vehicles Capital Lease |  | F30 |  | 0 | 0 | 0 | 0 | 0 | 0 | 0 | 0 | 0 | 0 | 0 | 0 | 0 | 1640
1171 |  |  | Remove Capital Lease |  | F30 |  | 0 | 0 | 0 | 0 | 0 | 0 | 0 | 0 | 0 | 0 | 0 | 0 | 0 | 1643
1172
1173 |  | G00 | Unclassified Gen Plant - Acct 300 |  | F102D |  | 402350.2749 | 240097.7706 | 90840.6337 | 23019.1468 | 5412.7024 | 498.658 | 5316.1921 | 208.4032 | 116.0279 | 36773.3664 | 33.6869 | 33.6869 | 0 | 1653
1174 |  | GV0 | Unclassified Gen Veh - Acct 300 |  | F102D |  | 0 | 0 | 0 | 0 | 0 | 0 | 0 | 0 | 0 | 0 | 0 | 0 | 0 | 1661
1175
1176 |  | TOTAL GENERAL PLANT |  |  |  |  | 89983124.2888 | 53696365.7893 | 20315939.9612 | 5148088.3222 | 1210517.0556 | 111521.7539 | 1188933.1301 | 46608.0673 | 25948.9211 | 8224133.566 | 7533.8611 | 7533.8611 | 0
1177
1178
1179
1180 | [6 empty] | D: INTANGIBLE PLANT
1181
1182 |  | 301 | Organization
1183 |  |  |  | Situs | F107D |  | 0 | 0 | 0 | 0 | 0 | 0 | 0 | 0 | 0 | 0 | 0 | 0 | 0 | 1666
1184 |  |  |  | System Overheads | F102D |  | 0 | 0 | 0 | 0 | 0 | 0 | 0 | 0 | 0 | 0 | 0 | 0 | 0 | 1667
1185 |  |  |  | System Generation | F105D |  | 0 | 0 | 0 | 0 | 0 | 0 | 0 | 0 | 0 | 0 | 0 | 0 | 0 | 1668
1186 |  |  | Total Organization |  |  |  | 0 | 0 | 0 | 0 | 0 | 0 | 0 | 0 | 0 | 0 | 0 | 0 | 0
1187
1188 |  | 302 | Franchise & Consent
1189 |  |  |  | Situs | F107D |  | 0 | 0 | 0 | 0 | 0 | 0 | 0 | 0 | 0 | 0 | 0 | 0 | 0 | 1671
1190 |  |  |  | System Generation | F105D |  | 0 | 0 | 0 | 0 | 0 | 0 | 0 | 0 | 0 | 0 | 0 | 0 | 0 | 1672
1191 |  |  |  | System Generation | F105D |  | 0 | 0 | 0 | 0 | 0 | 0 | 0 | 0 | 0 | 0 | 0 | 0 | 0 | 1673
1192 |  |  |  | System Generation | F105D |  | 0 | 0 | 0 | 0 | 0 | 0 | 0 | 0 | 0 | 0 | 0 | 0 | 0 | 1674
1193 |  |  |  | System Generation | F105D |  | 0 | 0 | 0 | 0 | 0 | 0 | 0 | 0 | 0 | 0 | 0 | 0 | 0 | 1675
1194 |  |  |  | System Generation | F105D |  | 0 | 0 | 0 | 0 | 0 | 0 | 0 | 0 | 0 | 0 | 0 | 0 | 0 | 1676
1195 |  |  | Total Franchise & Consent |  |  |  | 0 | 0 | 0 | 0 | 0 | 0 | 0 | 0 | 0 | 0 | 0 | 0 | 0
1196
1197 |  | 303 | Miscellaneous Intangible Plant
1198 |  |  |  | Situs | F107D |  | -715187.0687 | -426779.4295 | -161471.361 | -40917.0745 | -9621.2057 | -886.3764 | -9449.6563 | -370.4415 | -206.2424 | -65365.523 | -59.8792 | -59.8792 | 0 | 1680
1199 |  |  |  | System Generation | F105D |  | 0 | 0 | 0 | 0 | 0 | 0 | 0 | 0 | 0 | 0 | 0 | 0 | 0 | 1681
1200 |  |  |  | System Overheads | F102D |  | 20494464.5437 | 12229829.4652 | 4627137.7494 | 1172523.3417 | 275706.129 | 25400.0808 | 270790.1962 | 10615.4058 | 5910.0998 | 1873120.2668 | 1715.9045 | 1715.9045 | 0 | 1682
1201 |  |  |  | Energy | F30 |  | 0 | 0 | 0 | 0 | 0 | 0 | 0 | 0 | 0 | 0 | 0 | 0 | 0 | 1683
1202 |  |  |  | Customer - System | F42 |  | 0 | 0 | 0 | 0 | 0 | 0 | 0 | 0 | 0 | 0 | 0 | 0 | 0 | 1684
1203 |  |  |  | Simple Cycle Combustion Turbine | F10 |  | 0 | 0 | 0 | 0 | 0 | 0 | 0 | 0 | 0 | 0 | 0 | 0 | 0 | 1685
1204 |  |  |  | System Generation | F105D |  | 0 | 0 | 0 | 0 | 0 | 0 | 0 | 0 | 0 | 0 | 0 | 0 | 0 | 1686
1205 |  |  | Total Miscellaneous Intangible Plant |  |  |  | 19779277.4751 | 11803050.0357 | 4465666.3884 | 1131606.2672 | 266084.9234 | 24513.7045 | 261340.5398 | 10244.9643 | 5703.8574 | 1807754.7438 | 1656.0253 | 1656.0253 | 0
1206
1207 |  | I00 | Unclass Intangible Plant - Acct 300 |  | F102D |  | 0 | 0 | 0 | 0 | 0 | 0 | 0 | 0 | 0 | 0 | 0 | 0 | 0 | 1697
1208
1209 |  | TOTAL INTANGIBLE PLANT |  |  |  |  | 19779277.4751 | 11803050.0357 | 4465666.3884 | 1131606.2672 | 266084.9234 | 24513.7045 | 261340.5398 | 10244.9643 | 5703.8574 | 1807754.7438 | 1656.0253 | 1656.0253 | 0
1210
1211
1212 |  | TOTAL ELECTRIC PLANT IN SERVICE |  |  |  |  | 1481374011.1049 | 862668771.8036 | 339838708.0301 | 88277744.3409 | 35353243.2139 | 136035.4584 | 18615111.4256 | 290578.2557 | 154946.9535 | 136020491.8506 | 9189.8863 | 9189.8863 | 0
1213
1214
1215 |  | Distribution - METER - Unbundled |  |  |  |  | D: MISC RATE BASE
1216
1217 |  | A |  | B | C |  | D | E | F | G | H | I | J | K | L | M | N | O
1218 |  | FERC ACCT |  | DESCRIPTION | COS Factor |  | Utah Jurisdiction Normalized | Residential Sch 1 | General Large Dist. Sch 6 | General +1 MW Sch 8 | Street & Area Lighting Sch. 7,11,12 | General Trans Sch 9 | Irrigation Sch 10 | Traffic Signals Sch 15 | Outdoor Lighting Sch 15 | General Small Dist. Sch 23 | Industrial Cust 1 | Industrial Cust 2
1219 |  | 105 | Plant Held For Future Use
1220 |  |  |  | Situs | F20 |  | 2444377.0055 | 1220108.0327 | 765191.6379 | 199151.905 | 1164.5372 | 0 | 41688.92 | 567.6577 | 299.4494 | 216204.8656 | 0 | 0 | 0 | 1705
1221 |  |  |  | System Generation | F10 |  | 0 | 0 | 0 | 0 | 0 | 0 | 0 | 0 | 0 | 0 | 0 | 0 | 0 | 1706
1222 |  |  |  | System Generation | F10 |  | 0 | 0 | 0 | 0 | 0 | 0 | 0 | 0 | 0 | 0 | 0 | 0 | 0 | 1707
1223 |  |  |  | System Generation | F10 |  | 0 | 0 | 0 | 0 | 0 | 0 | 0 | 0 | 0 | 0 | 0 | 0 | 0 | 1708
1224 |  |  |  | Energy | F30 |  | 0 | 0 | 0 | 0 | 0 | 0 | 0 | 0 | 0 | 0 | 0 | 0 | 0 | 1709
1225 |  |  |  | General | F102 |  | 0 | 0 | 0 | 0 | 0 | 0 | 0 | 0 | 0 | 0 | 0 | 0 | 0 | 1710
1226 |  |  | Total Plant Held For Future Use |  |  |  | 2444377.0055 | 1220108.0327 | 765191.6379 | 199151.905 | 1164.5372 | 0 | 41688.92 | 567.6577 | 299.4494 | 216204.8656 | 0 | 0 | 0
1227
1228 |  | 114 | Electric Plant Acquisition Adjust |  | F10 |  | 0 | 0 | 0 | 0 | 0 | 0 | 0 | 0 | 0 | 0 | 0 | 0 | 0 | 1717
1229
1230 |  | 115 | Accum Prov for Asset Acquisition Adj |  | F10 |  | 0 | 0 | 0 | 0 | 0 | 0 | 0 | 0 | 0 | 0 | 0 | 0 | 0 | 1723
1231
1232 |  | 128 | Pensions |  | F102D |  | 0 | 0 | 0 | 0 | 0 | 0 | 0 | 0 | 0 | 0 | 0 | 0 | 0 | 1726
1233
1234 |  | 124 | Weatherization |  | F11 |  | 0 | 0 | 0 | 0 | 0 | 0 | 0 | 0 | 0 | 0 | 0 | 0 | 0 | 1748
1235
1236 |  | 151 | Fuel Stock |  | F30 |  | 0 | 0 | 0 | 0 | 0 | 0 | 0 | 0 | 0 | 0 | 0 | 0 | 0 | 1751
1237 |  |  |  | Cholla | F30 |  | 0 | 0 | 0 | 0 | 0 | 0 | 0 | 0 | 0 | 0 | 0 | 0 | 0 | 1753
1238 |  |  |  | Total Fuel Stock |  |  | 0 | 0 | 0 | 0 | 0 | 0 | 0 | 0 | 0 | 0 | 0 | 0 | 0
1239
1240 |  | 152 | Fuel Stock - Undistributed |  | F30 |  | 0 | 0 | 0 | 0 | 0 | 0 | 0 | 0 | 0 | 0 | 0 | 0 | 0 | 1757
1241
1242 |  | 25316 | DG&T Working Capital Deposit |  | F30 |  | 0 | 0 | 0 | 0 | 0 | 0 | 0 | 0 | 0 | 0 | 0 | 0 | 0 | 1762
1243
1244 |  | 25317 | DG&T Working Capital Deposit |  | F30 |  | 0 | 0 | 0 | 0 | 0 | 0 | 0 | 0 | 0 | 0 | 0 | 0 | 0 | 1766
1245
1246 |  | 25319 | Provo Working Capital Deposit |  | F30 |  | 0 | 0 | 0 | 0 | 0 | 0 | 0 | 0 | 0 | 0 | 0 | 0 | 0 | 1770
1247
1248 |  | 154 | Materials and Supplies |  | F102D |  | 6632719.7597 | 3957997.1157 | 1497502.3093 | 379469.2328 | 89228.0687 | 8220.3474 | 87637.1023 | 3435.5136 | 1912.7133 | 606206.7042 | 555.3262 | 555.3262 | 0 | 1788
1249
1250 |  | 163 | Stores Expense Undistributed |  | F102D |  | 0 | 0 | 0 | 0 | 0 | 0 | 0 | 0 | 0 | 0 | 0 | 0 | 0 | 1791
1251
1252 |  | 25318 | Provo Working Capital Deposit |  | F102D |  | -7829.622 | -4672.2344 | -1767.7329 | -447.9461 | -105.3296 | -9.7037 | -103.4516 | -4.0555 | -2.2579 | -715.5993 | -0.65554 | -0.65554 | 0 | 1796
1253
1254 |  | 165 | Prepayments |  | F102D |  | 0 | 0 | 0 | 0 | 0 | 0 | 0 | 0 | 0 | 0 | 0 | 0 | 0 | 1803
1255 |  |  |  | General Plant | F102D |  | 302804.4377 | 180694.969 | 68365.6722 | 17323.9594 | 4073.5409 | 375.2846 | 4000.9083 | 156.842 | 87.3214 | 27675.2353 | 25.3524 | 25.3524 | 0 | 1804
1256 |  |  |  | System Generation | F102D |  | 0 | 0 | 0 | 0 | 0 | 0 | 0 | 0 | 0 | 0 | 0 | 0 | 0 | 1805
1257 |  |  |  | System Energy | F30 |  | 0 | 0 | 0 | 0 | 0 | 0 | 0 | 0 | 0 | 0 | 0 | 0 | 0 | 1806
1258 |  |  |  | System Overheads | F102D |  | 1165051.4942 | 695230.7079 | 263039.5021 | 66654.5871 | 15673.1022 | 1443.9217 | 15393.6455 | 603.4554 | 335.9722 | 106481.5117 | 97.5442 | 97.5442 | 0 | 1807
1259 |  |  |  | Total Prepayments |  |  | 1467855.9319 | 875925.6768 | 331405.1742 | 83978.5464 | 19746.6431 | 1819.2063 | 19394.5538 | 760.2973 | 423.2936 | 134156.747 | 122.8966 | 122.8966 | 0
1260
1261 |  | 182 | Misc Regulatory Assets |  | F102D |  | -175393.7828 | -104664.1667 | -39599.5315 | -10034.5781 | -2359.522 | -217.3766 | -2317.451 | -90.8478 | -50.5793 | -16030.3602 | -14.6849 | -14.6849 | 0 | 1811
1262 |  |  |  | System Generation | F102D |  | 0 | 0 | 0 | 0 | 0 | 0 | 0 | 0 | 0 | 0 | 0 | 0 | 0 | 1812
1263 |  |  |  | Simple Cycle Combustion Turbine | F102D |  | 0 | 0 | 0 | 0 | 0 | 0 | 0 | 0 | 0 | 0 | 0 | 0 | 0 | 1813
1264 |  |  |  | System Generation | F102D |  | 0 | 0 | 0 | 0 | 0 | 0 | 0 | 0 | 0 | 0 | 0 | 0 | 0 | 1814
1265 |  |  |  | Energy | F30 |  | 0 | 0 | 0 | 0 | 0 | 0 | 0 | 0 | 0 | 0 | 0 | 0 | 0 | 1815
1266 |  |  |  | System Generation | F102D |  | 0 | 0 | 0 | 0 | 0 | 0 | 0 | 0 | 0 | 0 | 0 | 0 | 0 | 1816
1267 |  |  |  | System Overheads | F102D |  | 35460759.8015 | 21160789.2537 | 8006153.0737 | 2028770.6709 | 477043.3888 | 43948.7533 | 468537.545 | 18367.416 | 10226.0114 | 3240985.7655 | 2968.9616 | 2968.9616 | 0 | 1817
1268 |  |  |  | Total Misc Regulatory Assets |  |  | 35285366.0187 | 21056125.087 | 7966553.5423 | 2018736.0928 | 474683.8668 | 43731.3767 | 466220.094 | 18276.5683 | 10175.4322 | 3224955.4053 | 2954.2767 | 2954.2767 | 0
1269
1270 |  | 186 | Misc Deferred Debits |  | F102D |  | 0 | 0 | 0 | 0 | 0 | 0 | 0 | 0 | 0 | 0 | 0 | 0 | 0 | 1821
1271 |  |  |  | System Generation | F102D |  | 0 | 0 | 0 | 0 | 0 | 0 | 0 | 0 | 0 | 0 | 0 | 0 | 0 | 1822
1272 |  |  |  | System Generation | F102D |  | 0 | 0 | 0 | 0 | 0 | 0 | 0 | 0 | 0 | 0 | 0 | 0 | 0 | 1823
1273 |  |  |  | System Generation | F102D |  | 0 | 0 | 0 | 0 | 0 | 0 | 0 | 0 | 0 | 0 | 0 | 0 | 0 | 1824
1274 |  |  |  | System Overheads | F102D |  | 4553.1598 | 2717.0443 | 1027.9897 | 260.4941 | 61.2523 | 5.643 | 60.1602 | 2.3584 | 1.313 | 416.1424 | 0.38121 | 0.38121 | 0 | 1825
1275 |  |  |  | System Energy | F30 |  | 0 | 0 | 0 | 0 | 0 | 0 | 0 | 0 | 0 | 0 | 0 | 0 | 0 | 1826
1276 |  |  |  | System Net Steam Plant | F102D |  | 0 | 0 | 0 | 0 | 0 | 0 | 0 | 0 | 0 | 0 | 0 | 0 | 0 | 1827
1277 |  |  |  | Excise Tax | F102D |  | 0 | 0 | 0 | 0 | 0 | 0 | 0 | 0 | 0 | 0 | 0 | 0 | 0 | 1828
1278 |  |  |  | Total Misc Deferred Debits |  |  | 4553.1598 | 2717.0443 | 1027.9897 | 260.4941 | 61.2523 | 5.643 | 60.1602 | 2.3584 | 1.313 | 416.1424 | 0.38121 | 0.38121 | 0
1279
1280 |  | CWC | Cash Working Capital |  |  |  | 1192034.3276 | 622206.518 | 320701.466 | 80344.0946 | 34204.7318 | 2607.9523 | 14326.2359 | 404.0403 | 104.5677 | 116159.0875 | 415.7636 | 559.87 | 0
1281
1282 |  | OWC | Other Working Capital |  | F137D |  | 986645.6922 | 559778.6183 | 229679.0403 | 58280.3329 | 26095.4202 | 7431.8528 | 12457.5742 | 561.3157 | 198.7537 | 90470.1542 | 749.4341 | 943.1957 | 0 | 1848
1283 |  |  |  | Total Other Working Capital |  |  | 986645.6922 | 559778.6183 | 229679.0403 | 58280.3329 | 26095.4202 | 7431.8528 | 12457.5742 | 561.3157 | 198.7537 | 90470.1542 | 749.4341 | 943.1957 | 0
1284
1285 |  | 18222 | Nuclear Plant |  | F10 |  | 0 | 0 | 0 | 0 | 0 | 0 | 0 | 0 | 0 | 0 | 0 | 0 | 0 | 1862
1286
1287 |  | 1869 | Misc Deferred Debits-Trojan |  | F10 |  | 0 | 0 | 0 | 0 | 0 | 0 | 0 | 0 | 0 | 0 | 0 | 0 | 0 | 1867
1288
1289 |  | 141 | Impact Housing - Notes Receivable |  | F30 |  | 0 | 0 | 0 | 0 | 0 | 0 | 0 | 0 | 0 | 0 | 0 | 0 | 0 | 1870
1290 |  | TOTAL RATE BASE ADDITIONS |  |  |  |  | 48005722.2734 | 28290185.8585 | 11110293.4267 | 2819772.7526 | 645079.1905 | 63806.6748 | 641681.1889 | 24003.6958 | 13113.265 | 4387853.5069 | 4797.4229 | 5135.2909 | 0
1291
1292 |  | Distribution - METER - Unbundled
1293
1294 |  | A |  | B | C |  | D | E | F | G | H | I | J | K | L | M | N | O
1295 |  | FERC ACCT |  | DESCRIPTION | COS Factor |  | Utah Jurisdiction Normalized | Residential Sch 1 | General Large Dist. Sch 6 | General +1 MW Sch 8 | Street & Area Lighting Sch. 7,11,12 | General Trans Sch 9 | Irrigation Sch 10 | Traffic Signals Sch 15 | Outdoor Lighting Sch 15 | General Small Dist. Sch 23 | Industrial Cust 1 | Industrial Cust 2
1296
1297 |  | 235 | Customer Service Deposits |  | F51 |  | 0 | 0 | 0 | 0 | 0 | 0 | 0 | 0 | 0 | 0 | 0 | 0 | 0 | 1880
1298
1299 |  | 2281 | Accum Prov for Property Insurance |  | F102D |  | 0 | 0 | 0 | 0 | 0 | 0 | 0 | 0 | 0 | 0 | 0 | 0 | 0 | 1885
1300
1301 |  | 2282 | Accum Prov for Injuries & Damages |  | F102D |  | 4.4697e-08 | 2.6673e-08 | 1.0092e-08 | 2.5572e-09 | 6.013e-10 | 5.5396e-11 | 5.9058e-10 | 2.3152e-11 | 1.289e-11 | 4.0852e-09 | 3.7423e-12 | 3.7423e-12 | 0 | 1889
1302
1303 |  | 2283 | Accum Prov for Pension & Benefits |  | F102D |  | -12096499.8179 | -7218443.2817 | -2731087.2565 | -692061.4276 | -162730.7282 | -14991.9542 | -159829.1847 | -6265.5579 | -3488.3332 | -1105576.5286 | -1012.7827 | -1012.7827 | 0 | 1894
1304
1305 |  | 25335 | Accum Prov for Pension & Benefits |  | F30 |  | 0 | 0 | 0 | 0 | 0 | 0 | 0 | 0 | 0 | 0 | 0 | 0 | 0 | 1899
1306
1307 |  | 22844 | Accum Hydro Relicensing Obligation |  | F10 |  | 0 | 0 | 0 | 0 | 0 | 0 | 0 | 0 | 0 | 0 | 0 | 0 | 0 | 1903
1308
1309 |  | 254 | Reg Liabilities - Insurance Provision |  | F30 |  | 0 | 0 | 0 | 0 | 0 | 0 | 0 | 0 | 0 | 0 | 0 | 0 | 0 | 1906
1310 |  | 254 |  | Situs | F102D |  | 0 | 0 | 0 | 0 | 0 | 0 | 0 | 0 | 0 | 0 | 0 | 0 | 0 | 1907
1311
1312 |  | 22842 | Accum Misc Oper Prov - Trojan |  | F10 |  | 0 | 0 | 0 | 0 | 0 | 0 | 0 | 0 | 0 | 0 | 0 | 0 | 0 | 1912
1313
1314 |  | 252 | Customer Advances for Const |  | F50 |  | -2321421.9756 | -869482.6827 | -144868.9116 | -70698.4341 | -7824.305 | -846835.4436 | -10923.3615 | -6371.8141 | -11040.9962 | -353376.0267 | 0 | 0 | 0 | 1920
1315
1316 |  | 25398 | SO2 Emissions |  | F30 |  | 0 | 0 | 0 | 0 | 0 | 0 | 0 | 0 | 0 | 0 | 0 | 0 | 0 | 1923
1317
1318 |  | 25399 | Other Deferred Credits |  | F10 |  | -1572127.8817 | -570960.7016 | -418555.6719 | -125124.6707 | -2823.693 | -272147.3568 | -14051.0977 | -388.799 | -655.0445 | -99532.9655 | -31747.0007 | -36140.8804 | 0 | 1931
1319
1320 |  | 190 | Accum Deferred Income Taxes |  | F104D |  | 0 | 0 | 0 | 0 | 0 | 0 | 0 | 0 | 0 | 0 | 0 | 0 | 0 | 1934
1321 |  |  |  | Customer System | F42 |  | 0 | 0 | 0 | 0 | 0 | 0 | 0 | 0 | 0 | 0 | 0 | 0 | 0 | 1935
1322 |  |  |  | Labor | F138D |  | 15537357.9085 | 8874079.3707 | 3614226.372 | 909621.2603 | 447697.0966 | 37648.6329 | 196809.9648 | 9064.3834 | 2783.4357 | 1440340.6794 | 2543.3564 | 2543.3564 | 0 | 1936
1323 |  |  |  | System Generation | F104D |  | 0 | 0 | 0 | 0 | 0 | 0 | 0 | 0 | 0 | 0 | 0 | 0 | 0 | 1937
1324 |  |  |  | IBT | F141 |  | 0 | 0 | 0 | 0 | 0 | 0 | 0 | 0 | 0 | 0 | 0 | 0 | 0 | 1938
1325 |  |  |  | Bad Debt Expense | F104D |  | 0 | 0 | 0 | 0 | 0 | 0 | 0 | 0 | 0 | 0 | 0 | 0 | 0 | 1941
1326 |  |  |  | TROJP | F104D |  | 0 | 0 | 0 | 0 | 0 | 0 | 0 | 0 | 0 | 0 | 0 | 0 | 0 | 1942
1327 |  |  |  | System Generation | F104D |  | 0 | 0 | 0 | 0 | 0 | 0 | 0 | 0 | 0 | 0 | 0 | 0 | 0 | 1943
1328 |  |  |  | Energy | F104D |  | 0 | 0 | 0 | 0 | 0 | 0 | 0 | 0 | 0 | 0 | 0 | 0 | 0 | 1944
1329 |  |  |  | System Net Plant | F104D |  | 0 | 0 | 0 | 0 | 0 | 0 | 0 | 0 | 0 | 0 | 0 | 0 | 0 | 1945
1330 |  |  |  | Division Net Plant Distribution | F104D |  | 272114.8165 | 162193.304 | 62470.1674 | 15870.1353 | 2597.8651 | 267.3103 | 3680.0646 | 136.2486 | 81.838 | 24781.7668 | 18.0582 | 18.0582 | 0 | 1946
1331 |  |  |  | Simple Cycle Combustion Turbine | F10 |  | 0 | 0 | 0 | 0 | 0 | 0 | 0 | 0 | 0 | 0 | 0 | 0 | 0 | 1947
1332 |  |  |  | Total Accum Deferred Income Taxes |  |  | 15809472.725 | 9036272.6747 | 3676696.5393 | 925491.3956 | 450294.9617 | 37915.9433 | 200490.0294 | 9200.632 | 2865.2737 | 1465122.4462 | 2561.4146 | 2561.4146 | 0
1333
1334 |  | 281 | Accum Deferred Income Taxes |  | F104D |  | 0 | 0 | 0 | 0 | 0 | 0 | 0 | 0 | 0 | 0 | 0 | 0 | 0 | 1954
1335
1336 |  | 282 | Accum Deferred Income Taxes |  | F104D |  | -242825189.0671 | -144735300.3997 | -55746064.8096 | -14161921.2951 | -2318238.6731 | -238537.8401 | -3283953.4205 | -121583.1835 | -73029.2192 | -22114331.3404 | -16114.443 | -16114.443 | 0 | 1957
1337 |  |  |  | DITBAL | F104D |  | -0.0060958 | -0.0036334 | -0.0013994 | -0.00035552 | -5.8196e-05 | -5.9882e-06 | -8.244e-05 | -3.0522e-06 | -1.8333e-06 | -0.00055515 | -4.0453e-07 | -4.0453e-07 | 0 | 1958
1338 |  |  |  | System Net Plant | F104D |  | 0 | 0 | 0 | 0 | 0 | 0 | 0 | 0 | 0 | 0 | 0 | 0 | 0 | 1959
1339 |  |  |  | Labor | F138D |  | -141129.9387 | -80605.6142 | -32828.9758 | -8262.3309 | -4066.5514 | -341.9725 | -1787.6771 | -82.3342 | -25.2827 | -13082.996 | -23.102 | -23.102 | 0 | 1960
1340 |  |  |  | GPS | F104D |  | 0 | 0 | 0 | 0 | 0 | 0 | 0 | 0 | 0 | 0 | 0 | 0 | 0 | 1961
1341 |  |  |  | CIAC | F104D |  | 18961.3841 | 11301.882 | 4353.0185 | 1105.8557 | 181.0233 | 18.6266 | 256.4326 | 9.494 | 5.7026 | 1726.8321 | 1.2583 | 1.2583 | 0 | 1962
1342 |  |  |  | SNPD | F104D |  | 0 | 0 | 0 | 0 | 0 | 0 | 0 | 0 | 0 | 0 | 0 | 0 | 0 | 1963
1343 |  |  |  | SCHMDEXP | F104D |  | 0 | 0 | 0 | 0 | 0 | 0 | 0 | 0 | 0 | 0 | 0 | 0 | 0 | 1964
1344 |  |  |  | TAXDEPR | F104D |  | 0 | 0 | 0 | 0 | 0 | 0 | 0 | 0 | 0 | 0 | 0 | 0 | 0 | 1965
1345 |  |  |  | DGP | F104D |  | 0 | 0 | 0 | 0 | 0 | 0 | 0 | 0 | 0 | 0 | 0 | 0 | 0 | 1966
1346 |  |  |  | IBT | F104D |  | 0 | 0 | 0 | 0 | 0 | 0 | 0 | 0 | 0 | 0 | 0 | 0 | 0 | 1967
1347 |  |  |  | SSGCT | F104D |  | 0 | 0 | 0 | 0 | 0 | 0 | 0 | 0 | 0 | 0 | 0 | 0 | 0 | 1968
1348 |  |  |  | SSGCH | F104D |  | 0 | 0 | 0 | 0 | 0 | 0 | 0 | 0 | 0 | 0 | 0 | 0 | 0 | 1969
1349 |  |  |  | SE | F104D |  | 0 | 0 | 0 | 0 | 0 | 0 | 0 | 0 | 0 | 0 | 0 | 0 | 0 | 1970
1350 |  |  |  | SG | F104D |  | 0 | 0 | 0 | 0 | 0 | 0 | 0 | 0 | 0 | 0 | 0 | 0 | 0 | 1971
1351 |  |  |  | Total Accum Deferred Income Taxes |  |  | -242947357.6278 | -144804604.1356 | -55774540.7683 | -14169077.7706 | -2322124.2012 | -238861.186 | -3285484.665 | -121656.0236 | -73048.7993 | -22125687.5049 | -16136.2866 | -16136.2866 | 0
1352
1353
1354 |  | 283 | Accum Deferred Income Taxes |  | F104D |  | -1223727.1892 | -729399.2976 | -280934.5087 | -71369.5651 | -11682.8559 | -1202.1209 | -16549.6138 | -612.7233 | -368.0337 | -111446.0515 | -81.2094 | -81.2094 | 0 | 1975
1355 |  |  |  | System Generation | F104D |  | 0 | 0 | 0 | 0 | 0 | 0 | 0 | 0 | 0 | 0 | 0 | 0 | 0 | 1976
1356 |  |  |  | Energy | F104D |  | 0 | 0 | 0 | 0 | 0 | 0 | 0 | 0 | 0 | 0 | 0 | 0 | 0 | 1977
1357 |  |  |  | Labor | F138D |  | -22964872.1673 | -13116264.6539 | -5341979.4475 | -1344458.6966 | -661715.2449 | -55646.2719 | -290893.4523 | -13397.5421 | -4114.0356 | -2128884.4457 | -3759.1884 | -3759.1884 | 0 | 1978
1358 |  |  |  | General Plant | F104D |  | -481550.4642 | -287026.8581 | -110550.9008 | -28084.7296 | -4597.3357 | -473.0482 | -6512.4598 | -241.1135 | -144.8254 | -43855.2794 | -31.9568 | -31.9568 | 0 | 1979
1359 |  |  |  | System Net Plant | F104D |  | -147746.3761 | -88063.8298 | -33918.5531 | -8616.7854 | -1410.5265 | -145.1377 | -1998.1132 | -73.977 | -44.4344 | -13455.4093 | -9.8048 | -9.8048 | 0 | 1980
1360 |  |  |  | TROJP | F104D |  | 0 | 0 | 0 | 0 | 0 | 0 | 0 | 0 | 0 | 0 | 0 | 0 | 0 | 1981
1361 |  |  |  | System Generation | F104D |  | 0 | 0 | 0 | 0 | 0 | 0 | 0 | 0 | 0 | 0 | 0 | 0 | 0 | 1982
1362 |  |  |  | Simple Cycle Combustion Turbine | F104D |  | 0 | 0 | 0 | 0 | 0 | 0 | 0 | 0 | 0 | 0 | 0 | 0 | 0 | 1983
1363 |  |  |  | System Generation | F104D |  | 0 | 0 | 0 | 0 | 0 | 0 | 0 | 0 | 0 | 0 | 0 | 0 | 0 | 1984
1364 |  |  |  | Total Accum Deferred Income Taxes |  |  | -24817896.1969 | -14220754.6395 | -5767383.4101 | -1452529.7767 | -679405.963 | -57466.5787 | -315953.6391 | -14325.3559 | -4671.3291 | -2297641.186 | -3882.1593 | -3882.1593 | 0
1365
1366 |  | 255 | Accum Investment Tax Credit |  | F104D |  | -24515.8948 | -14612.6331 | -5628.1832 | -1429.803 | -234.0519 | -24.083 | -331.5515 | -12.2752 | -7.3731 | -2232.6869 | -1.6269 | -1.6269 | 0 | 1998
1367 |  | TOTAL MISC RATE BASE DEDUCTIONS |  |  |  |  | -267970346.6696 | -158662585.3994 | -61165367.6623 | -15585430.4871 | -2724847.9806 | -1392410.6591 | -3586083.4702 | -139819.1937 | -90046.6018 | -24518924.4524 | -50218.4416 | -54612.3214 | 0
1368
1369 | [6 empty] | D: ACCUMULATED DEPRECIATION
1370 | [6 empty] | D: PRODUCTION PLANT
1371
1372 |  | 108SP | Steam Prod Accumulated Depr |  | F10 |  | 0 | 0 | 0 | 0 | 0 | 0 | 0 | 0 | 0 | 0 | 0 | 0 | 0 | 2010
1373
1374 |  | 108NP | Nuclear Prod Accumulated Depr |  | F10 |  | 0 | 0 | 0 | 0 | 0 | 0 | 0 | 0 | 0 | 0 | 0 | 0 | 0 | 2016
1375
1376 |  | 108HP | Hydraulic Prod Accum Depr |  | F10 |  | 0 | 0 | 0 | 0 | 0 | 0 | 0 | 0 | 0 | 0 | 0 | 0 | 0 | 2024
1377
1378 |  | 108OP | Other Production - Accum Depr |  | F10 |  | 0 | 0 | 0 | 0 | 0 | 0 | 0 | 0 | 0 | 0 | 0 | 0 | 0 | 2027
1379 |  |  |  | Simple Cycle Combustion Turbine | F10 |  | 0 | 0 | 0 | 0 | 0 | 0 | 0 | 0 | 0 | 0 | 0 | 0 | 0 | 2028
1380 |  |  |  | Wind Generation | F10 |  | 0 | 0 | 0 | 0 | 0 | 0 | 0 | 0 | 0 | 0 | 0 | 0 | 0 | 2029
1381 |  |  |  | System Generation | F10 |  | 0 | 0 | 0 | 0 | 0 | 0 | 0 | 0 | 0 | 0 | 0 | 0 | 0 | 2030
1382 |  |  |  | System Generation | F10 |  | 0 | 0 | 0 | 0 | 0 | 0 | 0 | 0 | 0 | 0 | 0 | 0 | 0 | 2031
1383 |  |  |  | Total Other Production - Accum Depr |  |  | 0 | 0 | 0 | 0 | 0 | 0 | 0 | 0 | 0 | 0 | 0 | 0 | 0
1384
1385 |  | 108EP | Experimental Plant - Accum Depr |  | F10 |  | 0 | 0 | 0 | 0 | 0 | 0 | 0 | 0 | 0 | 0 | 0 | 0 | 0 | 2037
1386
1387
1388
1389 |  | TOTAL PRODUCTION PLANT DEPRECIATION |  |  |  |  | 0 | 0 | 0 | 0 | 0 | 0 | 0 | 0 | 0 | 0 | 0 | 0 | 0
1390
1391
1392 | [6 empty] | D: TRANSMISSION PLANT
1393
1394 |  | 108TP | Transmission Plant Accum Depr |  | F106 |  | 0 | 0 | 0 | 0 | 0 | 0 | 0 | 0 | 0 | 0 | 0 | 0 | 0 | 2045
1395
1396
1397 | [6 empty] | D: DISTRIBUTION PLANT
1398
1399 |  | 108360 | Land and Land Rights |  | F118 |  | -2059371.4755 | -1027932.9555 | -644668.8988 | -167784.1641 | -981.1149 | 0 | -35122.6397 | -478.2479 | -252.2842 | -182151.1706 | 0 | 0 | 0 | 2049
1400
1401 |  | 108361 | Structures and Improvements |  | F119 |  | -7447319.109 | -3717320.956 | -2331320.5344 | -606759.0165 | -3548.0125 | 0 | -127014.2413 | -1729.491 | -912.337 | -658714.5204 | 0 | 0 | 0 | 2053
1402
1403 |  | 108362 | Station Equipment |  | F120 |  | 0 | 0 | 0 | 0 | 0 | 0 | 0 | 0 | 0 | 0 | 0 | 0 | 0 | 2057
1404
1405 |  | Distribution - METER - Unbundled
1406
1407 |  | A |  | B | C |  | D | E | F | G | H | I | J | K | L | M | N | O
1408 |  | FERC ACCT |  | DESCRIPTION | COS Factor |  | Utah Jurisdiction Normalized | Residential Sch 1 | General Large Dist. Sch 6 | General +1 MW Sch 8 | Street & Area Lighting Sch. 7,11,12 | General Trans Sch 9 | Irrigation Sch 10 | Traffic Signals Sch 15 | Outdoor Lighting Sch 15 | General Small Dist. Sch 23 | Industrial Cust 1 | Industrial Cust 2
1409
1410 |  | 108364 | Poles, Towers & Fixtures |  | F121 |  | -141692722.2415 | -70079944.1779 | -43722355.9026 | -11379359.1556 | -1680044.3846 | 0 | -2382067.0645 | -32435.4454 | -17110.2691 | -12399405.8416 | 0 | 0 | 0 | 2061
1411
1412 |  | 108365 | Overhead Conductors |  | F122 |  | -79175529.07 | -51103587.649 | -15042881.4614 | -3915121.849 | -626384.7408 | 0 | -819561.3376 | -11159.567 | -5886.8683 | -7650945.597 | 0 | 0 | 0 | 2065
1413
1414 |  | 108366 | Underground Conduit |  | F123 |  | -74060943.1285 | -48300369.4703 | -14066652.5656 | -3661044.5242 | -31776.1674 | 0 | -766374.7548 | -10435.3513 | -5504.8317 | -7218785.4631 | 0 | 0 | 0 | 2069
1415
1416 |  | 108367 | Underground Conductors |  | F124 |  | -204994588.2315 | -127414907.0752 | -43628203.9423 | -11354854.7814 | -588720.4725 | 0 | -2376937.5083 | -32365.5988 | -17073.4238 | -19581525.4293 | 0 | 0 | 0 | 2073
1417
1418 |  | 108368 | Line Transformers |  | F125 |  | 0 | 0 | 0 | 0 | 0 | 0 | 0 | 0 | 0 | 0 | 0 | 0 | 0 | 2077
1419
1420 |  | 108369 | Services |  | F126 |  | 0 | 0 | 0 | 0 | 0 | 0 | 0 | 0 | 0 | 0 | 0 | 0 | 0 | 2081
1421
1422 |  | 108370 | Meters |  | F127 |  | 0 | 0 | 0 | 0 | 0 | 0 | 0 | 0 | 0 | 0 | 0 | 0 | 0 | 2085
1423
1424 |  | 108371 | Install on Customers' Premises |  | F128 |  | -3449623.5185 | 0 | 0 | 0 | -3449623.5185 | 0 | 0 | 0 | 0 | 0 | 0 | 0 | 0 | 2089
1425
1426 |  | 108372 | Leased Property |  | F129 |  | 0 | 0 | 0 | 0 | 0 | 0 | 0 | 0 | 0 | 0 | 0 | 0 | 0 | 2093
1427
1428 |  | 108373 | Street Lights |  | F130 |  | -12365678.4038 | 0 | 0 | 0 | -12365678.4038 | 0 | 0 | 0 | 0 | 0 | 0 | 0 | 0 | 2097
1429
1430 |  | 108D00 | Unclassified Dist Plant - Acct 300 |  | F121 |  | 0 | 0 | 0 | 0 | 0 | 0 | 0 | 0 | 0 | 0 | 0 | 0 | 0 | 2101
1431
1432 |  | 108DS | Unclassified Dist Sub - Acct 300 |  | F120 |  | 0 | 0 | 0 | 0 | 0 | 0 | 0 | 0 | 0 | 0 | 0 | 0 | 0 | 2105
1433
1434 |  | 108D | Unclassified Dist Sub - Acct 300 |  | F102D |  | -145470.3522 | -86807.7131 | -32843.5689 | -8322.6075 | -1956.9708 | -180.2906 | -1922.0773 | -75.3485 | -41.9501 | -13295.4664 | -12.1795 | -12.1795 | 0 | 2109
1435
1436
1437 |  | TOTAL DISTRIBUTION PLANT DEPR |  |  |  |  | -525391245.5305 | -301730869.997 | -119468926.874 | -31093246.0983 | -18748713.7857 | -180.2906 | -6508999.6235 | -88679.0498 | -46781.9641 | -47704823.4884 | -12.1795 | -12.1795 | 0
1438
1439 | [6 empty] | D: GENERAL PLANT
1440 |  | 108GP | General Plant Accumulated Depr
1441 |  |  |  | Situs | F107D |  | -26365728.2772 | -15733436.6979 | -5952722.3237 | -1508428.3739 | -354690.5491 | -32676.7078 | -348366.2975 | -13656.5122 | -7603.2279 | -2409732.6319 | -2207.4776 | -2207.4776 | 0 | 2115
1442 |  |  |  | System Generation | F105D |  | 0 | 0 | 0 | 0 | 0 | 0 | 0 | 0 | 0 | 0 | 0 | 0 | 0 | 2116
1443 |  |  |  | System Generation | F105D |  | 0 | 0 | 0 | 0 | 0 | 0 | 0 | 0 | 0 | 0 | 0 | 0 | 0 | 2117
1444 |  |  |  | System Generation | F105D |  | 0 | 0 | 0 | 0 | 0 | 0 | 0 | 0 | 0 | 0 | 0 | 0 | 0 | 2118
1445 |  |  |  | Customer - System | F42 |  | 0 | 0 | 0 | 0 | 0 | 0 | 0 | 0 | 0 | 0 | 0 | 0 | 0 | 2119
1446 |  |  |  | System Overheads | F102D |  | -5444388.417 | -3248874.4334 | -1229206.7994 | -311482.7658 | -73241.7894 | -6747.5735 | -71935.8637 | -2820.0001 | -1570.0278 | -497597.4982 | -455.8329 | -455.8329 | 0 | 2120
1447 |  |  |  | Energy | F30 |  | 0 | 0 | 0 | 0 | 0 | 0 | 0 | 0 | 0 | 0 | 0 | 0 | 0 | 2121
1448 |  |  |  | Simple Cycle Combustion Turbine | F10 |  | 0 | 0 | 0 | 0 | 0 | 0 | 0 | 0 | 0 | 0 | 0 | 0 | 0 | 2122
1449 |  |  |  | Cholla | F10 |  | 0 | 0 | 0 | 0 | 0 | 0 | 0 | 0 | 0 | 0 | 0 | 0 | 0 | 2123
1450 |  |  | Total General Plant Accumulated Depr |  |  |  | -31810116.6942 | -18982311.1312 | -7181929.1231 | -1819911.1397 | -427932.3385 | -39424.2813 | -420302.1612 | -16476.5124 | -9173.2557 | -2907330.1301 | -2663.3105 | -2663.3105 | 0
1451
1452 |  | 108MP | Mining Plant Accumulated Depr. |  | F30 |  | 0 | 0 | 0 | 0 | 0 | 0 | 0 | 0 | 0 | 0 | 0 | 0 | 0 | 2131
1453
1454 |  | 1081390 | Accum Depr - Capital Lease |  | F30 |  | 0 | 0 | 0 | 0 | 0 | 0 | 0 | 0 | 0 | 0 | 0 | 0 | 0 | 2138
1455 |  |  | Remove Capital Lease |  | F30 |  | 0 | 0 | 0 | 0 | 0 | 0 | 0 | 0 | 0 | 0 | 0 | 0 | 0 | 2141
1456
1457 |  | 1081399L | Accum Depr - Capital Lease |  | F30 |  | 0 | 0 | 0 | 0 | 0 | 0 | 0 | 0 | 0 | 0 | 0 | 0 | 0 | 2145
1458 |  |  |  | Energy | F30 |  | 0 | 0 | 0 | 0 | 0 | 0 | 0 | 0 | 0 | 0 | 0 | 0 | 0 | 2146
1459 |  |  | Remove Capital Lease |  | F30 |  | 0 | 0 | 0 | 0 | 0 | 0 | 0 | 0 | 0 | 0 | 0 | 0 | 0 | 2149
1460
1461 |  | TOTAL GENERAL PLANT ACCUM DEPR |  |  |  |  | -31810116.6942 | -18982311.1312 | -7181929.1231 | -1819911.1397 | -427932.3385 | -39424.2813 | -420302.1612 | -16476.5124 | -9173.2557 | -2907330.1301 | -2663.3105 | -2663.3105 | 0
1462
1463
1464 |  | TOTAL ACCUM DEPR - PLANT IN SERVICE |  |  |  |  | -557201362.2246 | -320713181.1282 | -126650855.9971 | -32913157.238 | -19176646.1242 | -39604.5719 | -6929301.7847 | -105155.5622 | -55955.2198 | -50612153.6185 | -2675.49 | -2675.49 | 0
1465
1466
1467 | [6 empty] | D: ACCUMULATED AMORTIZATION
1468
1469 |  | 111CLS | Accum Prov for Amort-Steam |  | F10 |  | 0 | 0 | 0 | 0 | 0 | 0 | 0 | 0 | 0 | 0 | 0 | 0 | 0 | 2162
1470
1471 |  | 111CLG | Accum Prov for Amort-General
1472 |  |  | Situs |  | F108D |  | -5333.1591 | -3182.4997 | -1204.094 | -305.1191 | -71.7455 | -6.6097 | -70.4662 | -2.7624 | -1.538 | -487.4315 | -0.44652 | -0.44652 | 0 | 2166
1473 |  |  | Customer - System |  | F40 |  | 0 | 0 | 0 | 0 | 0 | 0 | 0 | 0 | 0 | 0 | 0 | 0 | 0 | 2167
1474 |  |  | System Generation |  | F108D |  | 0 | 0 | 0 | 0 | 0 | 0 | 0 | 0 | 0 | 0 | 0 | 0 | 0 | 2168
1475 |  |  | System Overheads |  | F108D |  | -294732.4419 | -175878.1009 | -66543.2173 | -16862.1467 | -3964.9507 | -365.2805 | -3894.2543 | -152.661 | -84.9936 | -26937.484 | -24.6766 | -24.6766 | 0 | 2169
1476 |  |  | Energy |  | F108D |  | 0 | 0 | 0 | 0 | 0 | 0 | 0 | 0 | 0 | 0 | 0 | 0 | 0 | 2170
1477 |  |  | Total Accum Prov for Amort-General |  |  |  | -300065.6011 | -179060.6006 | -67747.3113 | -17167.2659 | -4036.6961 | -371.8902 | -3964.7205 | -155.4233 | -86.5315 | -27424.9155 | -25.1231 | -25.1231 | 0 | 2171
1478
1479 |  | 111CLH | Accum Prov for Amort-Hydro |  | F10 |  | 0 | 0 | 0 | 0 | 0 | 0 | 0 | 0 | 0 | 0 | 0 | 0 | 0 | 2179
1480
1481 |  | 111IP | Accum Prov for Amort-Intangible
1482 |  |  |  | Situs | F107D |  | 5829.6823 | 3478.794 | 1316.1965 | 333.5261 | 78.425 | 7.2251 | 77.0267 | 3.0196 | 1.6811 | 532.812 | 0.48809 | 0.48809 | 0 | 2183
1483 |  |  |  | System Generation | F105D |  | 0 | 0 | 0 | 0 | 0 | 0 | 0 | 0 | 0 | 0 | 0 | 0 | 0 | 2184
1484 |  |  |  | System Generation | F105D |  | 0 | 0 | 0 | 0 | 0 | 0 | 0 | 0 | 0 | 0 | 0 | 0 | 0 | 2185
1485 |  |  |  | Energy | F30 |  | 0 | 0 | 0 | 0 | 0 | 0 | 0 | 0 | 0 | 0 | 0 | 0 | 0 | 2186
1486 |  |  |  | System Generation | F105D |  | 0 | 0 | 0 | 0 | 0 | 0 | 0 | 0 | 0 | 0 | 0 | 0 | 0 | 2187
1487 |  |  |  | System Generation | F105D |  | 0 | 0 | 0 | 0 | 0 | 0 | 0 | 0 | 0 | 0 | 0 | 0 | 0 | 2188
1488 |  |  |  | System Generation | F105D |  | 0 | 0 | 0 | 0 | 0 | 0 | 0 | 0 | 0 | 0 | 0 | 0 | 0 | 2189
1489 |  |  |  | Customer - System | F42 |  | 0 | 0 | 0 | 0 | 0 | 0 | 0 | 0 | 0 | 0 | 0 | 0 | 0 | 2190
1490 |  |  |  | System Generation | F105D |  | 0 | 0 | 0 | 0 | 0 | 0 | 0 | 0 | 0 | 0 | 0 | 0 | 0 | 2191
1491 |  |  |  | Cholla | F10 |  | 0 | 0 | 0 | 0 | 0 | 0 | 0 | 0 | 0 | 0 | 0 | 0 | 0 | 2192
1492 |  |  |  | System Overheads | F102D |  | -16548603.9524 | -9875183.7987 | -3736261.0711 | -946773.9138 | -222623.6029 | -20509.7273 | -218654.1493 | -8571.59 | -4772.2106 | -1512482.8162 | -1385.5363 | -1385.5363 | 0 | 2193
1493 |  |  | Total Accum Prov for Amort-Intangible |  |  |  | -16542774.2701 | -9871705.0047 | -3734944.8746 | -946440.3877 | -222545.1779 | -20502.5022 | -218577.1226 | -8568.5704 | -4770.5294 | -1511950.0042 | -1385.0482 | -1385.0482 | 0
1494
1495 |  | 111390 | Accum Prov for Amort-Capital Lease |  | F30 |  | 0 | 0 | 0 | 0 | 0 | 0 | 0 | 0 | 0 | 0 | 0 | 0 | 0 | 2204
1496
1497
1498 |  | TOTAL ACCUM PROV FOR AMORTIZATION |  |  |  |  | -16842839.8712 | -10050765.6052 | -3802692.1859 | -963607.6535 | -226581.874 | -20874.3924 | -222541.8431 | -8723.9938 | -4857.061 | -1539374.9198 | -1410.1713 | -1410.1713 | 0

## Dist-Xfmr
DIS XFMR |  |  | - | DIS - XFMR - Unbundled
Rocky Mountain Power
3 | Cost Of Service By Rate Schedule
4 | State of Utah
5 | 2010 Protocol (Non Wgt)
6 | 12 Months Ended Dec 2015
7
8
9 |  | A |  | B | C |  | D | E | F | G | H | I | J | K | L | M | N | O | Chk Total
12 |  |  |  | DESCRIPTION |  |  | Utah Jurisdiction Normalized | Residential Sch 1 | General Large Dist. Sch 6 | General +1 MW Sch 8 | Street & Area Lighting Sch. 7,11,12 | General Trans Sch 9 | Irrigation Sch 10 | Traffic Signals Sch 15 | Outdoor Lighting Sch 15 | General Small Dist. Sch 23 | Industrial Cust 1 | Industrial Cust 2 | 0
13
12 |  |  |  | Operating Revenues |  |  | 66049934.1083 | 37549010.4714 | 16729245.0195 | 4145231.1843 | 665964.0143 | 89620.172 | 1061143.0094 | 16410.0904 | 84865.7448 | 5680310.3934 | 12746.2918 | 15387.717 | 0
13
14 |  |  |  | Operating Expenses
15 |  |  |  | Operation & Maintenance Expenses |  |  | 4507795.0253 | 2522397.5275 | 1051670.1258 | 274753.6447 | 72872.6182 | 104571.2846 | 59230.8708 | 2154.4938 | 1509.1031 | 391548.6963 | 11719.9999 | 15366.6606 | 0
16 |  |  |  | Depreciation Expense |  |  | 12131248.2028 | 7327128.7818 | 2835606.8236 | 741336.6289 | 54893.8957 | 1151.1099 | 225557.3931 | 2000.2056 | 9199.2153 | 934218.6224 | 77.7633 | 77.7633 | 0
17 |  |  |  | Amortization Expense |  |  | -164290.5742 | -98024.6339 | -37095.0993 | -9400.669 | -2209.4638 | -213.7884 | -2170.4929 | -85.0807 | -47.385 | -15013.9046 | -14.9456 | -15.111 | 0
18 |  |  |  | Taxes Other Than Income |  |  | 3191867.4263 | 1905403.5621 | 734649.9255 | 186408.3822 | 30757.1731 | -1568.4028 | 43287.6396 | 1576.4125 | 914.0274 | 290290.6448 | 82.6159 | 65.4462 | 0
19 |  |  |  | Income Taxes - Federal |  |  | 20779133.7326 | 11889525.0781 | 5086313.0579 | 1237441.8004 | 330950.3598 | 13848.8685 | 292294.4678 | 7931.8494 | 24760.4806 | 1893506.9376 | 1436.0026 | 1124.8299 | 0
20 |  |  |  | Income Taxes - State |  |  | 2823539.1681 | 1615588.9933 | 691145.4695 | 168147.7889 | 44970.6574 | 1881.8312 | 39717.9637 | 1077.8066 | 3364.5381 | 257296.1449 | 195.1289 | 152.8457 | 0
21 |  |  |  | Income Taxes Deferred |  |  | -524627.9991 | -313179.6922 | -120749.9777 | -30638.8216 | -5055.371 | 257.7889 | -7114.9283 | -259.1054 | -150.2332 | -47713.3226 | -13.5791 | -10.757 | 0
22 |  |  |  | Investment Tax Credit Adj |  |  | -191427.8313 | -114273.9415 | -44059.6125 | -11179.5847 | -1844.6189 | 94.0628 | -2596.1163 | -94.5432 | -54.8175 | -17409.7797 | -4.9548 | -3.925 | 0
23 |  |  |  | Misc Revenues & Expense |  |  | -10460.6864 | -3799.0808 | -2785.0022 | -832.5595 | -18.7884 | -1810.8248 | -93.4937 | -2.587 | -4.3586 | -662.2764 | -211.2394 | -240.4756 | 0
24
25 |  |  |  | Total Operating Expenses |  |  | 42542776.4642 | 24730766.5943 | 10194695.7106 | 2556036.6102 | 525316.462 | 118211.9299 | 648113.3037 | 14299.4517 | 39490.5703 | 3686061.7627 | 13266.7917 | 16517.277 | 0
26
27 |  |  |  | Operating Revenue For Return |  |  | 23507157.6441 | 12818243.877 | 6534549.3089 | 1589194.5741 | 140647.5523 | -28591.7579 | 413029.7057 | 2110.6387 | 45375.1745 | 1994248.6307 | -520.5 | -1129.56 | 0
28
29
30 |  |  |  | Rate Base :
31 |  |  |  | Electric Plant In Service |  |  | 521120614.3945 | 314743736.9959 | 121801269.5578 | 31841812.199 | 2366542.5011 | 50534.1259 | 9684137.1239 | 86257.653 | 394723.6856 | 40144772.8784 | 3413.8369 | 3413.8369 | 0
32 |  |  |  | Plant Held For Future Use |  |  | 908031.3097 | 453242.8068 | 284251.5551 | 73980.4722 | 432.5995 | 0 | 15486.5001 | 210.8721 | 111.2388 | 80315.2651 | 0 | 0 | 0
33 |  |  |  | Electric Plant Acquisition Adj |  |  | 0 | 0 | 0 | 0 | 0 | 0 | 0 | 0 | 0 | 0 | 0 | 0 | 0
34 |  |  |  | Pensions |  |  | 0 | 0 | 0 | 0 | 0 | 0 | 0 | 0 | 0 | 0 | 0 | 0 | 0
35 |  |  |  | Prepayments |  |  | 545275.6025 | 325386.7704 | 123109.5996 | 31196.1491 | 7335.4356 | 675.7944 | 7204.6424 | 282.4334 | 157.2441 | 49836.2267 | 45.6533 | 45.6533 | 0
36 |  |  |  | Fuel Stock |  |  | 0 | 0 | 0 | 0 | 0 | 0 | 0 | 0 | 0 | 0 | 0 | 0 | 0
37 |  |  |  | Materials & Supplies |  |  | 2460998.3055 | 1468571.649 | 555631.8945 | 140797.9189 | 33107.1014 | 3050.0702 | 32516.7907 | 1274.7098 | 709.6914 | 224926.384 | 206.0477 | 206.0477 | 0
38 |  |  |  | Misc Deferred Debits |  |  | 13109414.5707 | 7822888.1875 | 2959778.0856 | 750012.0116 | 176357.1787 | 16247.3232 | 173212.671 | 6790.2118 | 3780.4329 | 1198153.2899 | 1097.5892 | 1097.5892 | 0
39 |  |  |  | Cash Working Capital |  |  | 879821.1724 | 502014.1467 | 209353.5629 | 52261.3503 | 17557.6716 | 4707.7931 | 11753.269 | 417.4395 | 574.7696 | 80058.0938 | 498.6883 | 624.3877 | 0
40 |  |  |  | Weatherization Loans |  |  | 0 | 0 | 0 | 0 | 0 | 0 | 0 | 0 | 0 | 0 | 0 | 0 | 0
41 |  |  |  | Miscellaneous Rate Base |  |  | 0 | 0 | 0 | 0 | 0 | 0 | 0 | 0 | 0 | 0 | 0 | 0 | 0
42
43 |  |  |  | Total Rate Base Additions |  |  | 539024155.3553 | 325315840.5563 | 125933394.2555 | 32890060.1011 | 2601332.4879 | 75215.1069 | 9924310.997 | 95233.3197 | 400057.0623 | 41778062.138 | 5261.8156 | 5387.515 | 0
44
45 |  |  |  | Rate Base Deductions :
46 |  |  |  | Accum Provision For Depreciation |  |  | -128837035.9341 | -77800273.2861 | -30097569.8364 | -7864718.4413 | -602388.8739 | -14712.2114 | -2383786.5292 | -22010.0147 | -96676.8428 | -9952912.1291 | -993.8846 | -993.8846 | 0
47 |  |  |  | Accum Provision For Amortization |  |  | -6256737.7755 | -3733634.3108 | -1412614.9765 | -357958.6609 | -84170.0913 | -7754.3692 | -82669.3103 | -3240.7683 | -1804.2894 | -571843.3046 | -523.847 | -523.847 | 0
48 |  |  |  | Accum Deferred Income Taxes |  |  | -90849135.3961 | -54148769.2566 | -20856689.8384 | -5298469.295 | -868579.9628 | -89338.4363 | -1228582.7795 | -45493.7481 | -27314.8283 | -8273826.7206 | -6035.2653 | -6035.2653 | 0
49 |  |  |  | Unamortized ITC |  |  | -9107.1058 | -5428.2659 | -2090.744 | -531.1398 | -86.945 | -8.9463 | -123.164 | -4.56 | -2.7389 | -829.3932 | -0.60437 | -0.60437 | 0
50 |  |  |  | Customer Advance For Construction |  |  | -862356.27 | -322993.3424 | -53815.556 | -26262.8848 | -2906.5541 | -314580.4003 | -4057.7841 | -2366.9862 | -4101.4828 | -131271.2792 | 0 | 0 | 0
51 |  |  |  | Customer Service Deposits |  |  | 0 | 0 | 0 | 0 | 0 | 0 | 0 | 0 | 0 | 0 | 0 | 0 | 0
52 |  |  |  | Misc Rate Base Deductions |  |  | -5077589.048 | -2893589.117 | -1170021.8039 | -303566.3326 | -61499.7595 | -106665.8229 | -64592.6304 | -2471.9446 | -1539.172 | -447671.1857 | -12169.5258 | -13801.7537 | 0
53 | [18 empty] | 0
54 |  |  |  | Total Rate Base Deductions |  |  | -231891961.5295 | -138904687.5788 | -53592802.7552 | -13851506.7544 | -1619632.1866 | -533060.1865 | -3763812.1975 | -75588.0218 | -131439.3543 | -19378354.0124 | -19723.1271 | -21355.355 | 0
55 | [18 empty] | 0
56 |  |  |  | Total Rate Base |  |  | 307132193.8257 | 186411152.9775 | 72340591.5003 | 19038553.3467 | 981700.3012 | -457845.0796 | 6160498.7995 | 19645.2979 | 268617.708 | 22399708.1257 | -14461.3115 | -15967.84 | 0
57
58
59 |  |  |  | Return On Rate Base |  |  | 7.654% | 6.876% | 9.033% | 8.347% | 14.33% | 6.245% | 6.704% | 10.74% | 16.89% | 8.903% | 3.599% | 7.074%
60
61 |  |  |  | Return On Equity |  |  | 10.04% | 8.522% | 12.74% | 11.4% | 23.08% | 7.288% | 8.186% | 16.08% | 28.09% | 12.48% | 2.119% | 8.908%
Rocky Mountain Power
Cost Of Service By Rate Schedule
State of Utah
2010 Protocol (Non Wgt)
12 Months Ended Dec 2015
|  | A |  | B | C |  | D | E | F | G | H | I | J | K | L | M | N | O
|  |  |  | DESCRIPTION | COS Factor |  | Utah Jurisdiction Normalized | Residential Sch 1 | General Large Dist. Sch 6 | General +1 MW Sch 8 | Street & Area Lighting Sch. 7,11,12 | General Trans Sch 9 | Irrigation Sch 10 | Traffic Signals Sch 15 | Outdoor Lighting Sch 15 | General Small Dist. Sch 23 | Industrial Cust 1 | Industrial Cust 2
79 |  |  |  | Total Rate Base |  |  | 307132193.8257 | 186411152.9775 | 72340591.5003 | 19038553.3467 | 981700.3012 | -457845.0796 | 6160498.7995 | 19645.2979 | 268617.708 | 22399708.1257 | -14461.3115 | -15967.84 | 0
80
81
82 |  |  |  | Return On Ratebase ($$) | 7.583% |  | 23291196.3019 | 14136384.4108 | 5485907.8634 | 1443777.9309 | 74446.6874 | -34720.4228 | 467177.944 | 1489.7901 | 20370.472 | 1698669.2035 | -1096.6654 | -1210.9121 | 0
83 |  |  |  | Operating & Maintenance Expense |  |  | 4507795.0253 | 2522397.5275 | 1051670.1258 | 274753.6447 | 72872.6182 | 104571.2846 | 59230.8708 | 2154.4938 | 1509.1031 | 391548.6963 | 11719.9999 | 15366.6606 | 0
84 |  |  |  | Bad Debt to Produce ROR | F80 |  | 0 | 0 | 0 | 0 | 0 | 0 | 0 | 0 | 0 | 0 | 0 | 0 | 0
85 |  |  |  | Depreciation Expense |  |  | 12131248.2028 | 7327128.7818 | 2835606.8236 | 741336.6289 | 54893.8957 | 1151.1099 | 225557.3931 | 2000.2056 | 9199.2153 | 934218.6224 | 77.7633 | 77.7633 | 0
86 |  |  |  | Amortization Expense |  |  | -164290.5742 | -98024.6339 | -37095.0993 | -9400.669 | -2209.4638 | -213.7884 | -2170.4929 | -85.0807 | -47.385 | -15013.9046 | -14.9456 | -15.111 | 0
87 |  |  |  | Taxes Other Than Income |  |  | 3191867.4263 | 1905403.5621 | 734649.9255 | 186408.3822 | 30757.1731 | -1568.4028 | 43287.6396 | 1576.4125 | 914.0274 | 290290.6448 | 82.6159 | 65.4462 | 0
88 |  |  |  | Federal Income Taxes |  |  | 20779133.7326 | 11889525.0781 | 5086313.0579 | 1237441.8004 | 330950.3598 | 13848.8685 | 292294.4678 | 7931.8494 | 24760.4806 | 1893506.9376 | 1436.0026 | 1124.8299 | 0
89 |  |  |  | FIT Adj to Produce Target ROR | F101 |  | 0 | 0 | 0 | 0 | 0 | 0 | 0 | 0 | 0 | 0 | 0 | 0 | 0
90 |  |  |  | State Income Taxes |  |  | 2823539.1681 | 1615588.9933 | 691145.4695 | 168147.7889 | 44970.6574 | 1881.8312 | 39717.9637 | 1077.8066 | 3364.5381 | 257296.1449 | 195.1289 | 152.8457 | 0
91 |  |  |  | SIT Adj to Produce Target ROR | F101 |  | 0 | 0 | 0 | 0 | 0 | 0 | 0 | 0 | 0 | 0 | 0 | 0 | 0
92 |  |  |  | Deferred Income Taxes |  |  | -524627.9991 | -313179.6922 | -120749.9777 | -30638.8216 | -5055.371 | 257.7889 | -7114.9283 | -259.1054 | -150.2332 | -47713.3226 | -13.5791 | -10.757 | 0
93 |  |  |  | Investment Tax Credit |  |  | -191427.8313 | -114273.9415 | -44059.6125 | -11179.5847 | -1844.6189 | 94.0628 | -2596.1163 | -94.5432 | -54.8175 | -17409.7797 | -4.9548 | -3.925 | 0
94 |  |  |  | Misc Revenue & Expenses |  |  | -10460.6864 | -3799.0808 | -2785.0022 | -832.5595 | -18.7884 | -1810.8248 | -93.4937 | -2.587 | -4.3586 | -662.2764 | -211.2394 | -240.4756 | 0
|  |  |  | Total Operating Expenses |  |  | 42542776.4642 | 24730766.5943 | 10194695.7106 | 2556036.6102 | 525316.462 | 118211.9299 | 648113.3037 | 14299.4517 | 39490.5703 | 3686061.7627 | 13266.7917 | 16517.277
|  |  |  | Total Op. exp. Adjusted for Taxes |  |  | 23157543.7911 | 14952145.1858 | 4836932.6318 | 1353783.5861 | 33476.8003 | -38513.2843 | 500688.7934 | 1105.564 | 4895.7522 | 1515743.2587 | -1453.2382 | -1261.2587
97 |  |  |  | Revenue Credits |  |  | -3185938.8187 | -1400775.0857 | -983353.2041 | -240090.7321 | -34342.4557 | -111749.1854 | -86284.1589 | -2187.7359 | -720.7896 | -325358.4343 | -483.145 | -593.8922 | 0
98
99 |  |  |  | Total Revenue Requirements |  |  | 62514381.4366 | 38282136.6945 | 14048275.1383 | 3669729.4642 | 524450.8066 | -32050.5397 | 1062517.9382 | 13217.2797 | 43665.5329 | 4876446.5871 | 11330.4085 | 14662.1262 | 0
100 |  |  |  | Operating Revenues |  |  | 62863995.2896 | 36148235.3857 | 15745891.8154 | 3905140.4522 | 631621.5586 | -22129.0134 | 974858.8506 | 14222.3545 | 84144.9552 | 5354951.9591 | 12263.1468 | 14793.8248 | 0
101
102 |  |  |  | Increase / (Decrease) Required to
103 |  |  |  | Earn Equal Rates of Return |  |  | -349613.853 | 2133901.3088 | -1697616.6771 | -235410.988 | -107170.752 | -9921.5264 | 87659.0876 | -1005.0748 | -40479.4222 | -478505.372 | -932.7383 | -131.6986 | 0
104
105 |  |  |  | Existing Revenues |  |  | 62863995.2896 | 36148235.3857 | 15745891.8154 | 3905140.4522 | 631621.5586 | -22129.0134 | 974858.8506 | 14222.3545 | 84144.9552 | 5354951.9591 | 12263.1468 | 14793.8248 | 0
106 |  |  |  | check |  |  | 0 | -2.3097e-07 | -2.4773e-07 | -8.8476e-08 | 3.376e-09 | 3.5361e-09 | -2.4214e-08 | -5.2751e-11 | -2.2555e-09 | -3.7253e-08 | 1.146e-10 | 1.8372e-10 | 0
107 |  |  |  | Percent Increase / (Decrease)
108 |  |  |  | Over Existing Rates To
109 |  |  |  | Equal Authorized RoE & RoR |  |  | -0.5561% | 5.903% | -10.78% | -6.028% | -16.97% | 44.83% | 8.992% | -7.067% | -48.11% | -8.936% | -7.606% | -0.8902%
[5 empty] | 2010 Protocol |  | E: ELECTRIC REVENUES
|  | DIS - XFMR - Unbundled |  |  | (Non-Wgt)
|  | A |  | B | C |  | D | E | F | G | H | I | J | K | L | M | N | O
|  | FERC ACCT |  | DESCRIPTION | COS Factor |  | Utah Jurisdiction Normalized | Residential Sch 1 | General Large Dist. Sch 6 | General +1 MW Sch 8 | Street & Area Lighting Sch. 7,11,12 | General Trans Sch 9 | Irrigation Sch 10 | Traffic Signals Sch 15 | Outdoor Lighting Sch 15 | General Small Dist. Sch 23 | Industrial Cust 1 | Industrial Cust 2 |  | Func Study Row
122 |  | 440 | Residential Sales |  | A |  | 36148235.3857 | 36148235.3857 | 0 | 0 | 0 | 0 | 0 | 0 | 0 | 0 | 0 | 0 | 0
123
124 |  | 442 | Commercial & Industrial Sales |  | A |  | 25985771.0356 | 0 | 15745891.8154 | 3905140.4522 | 0 | -22129.0134 | 974858.8506 | 0 | 0 | 5354951.9591 | 12263.1468 | 14793.8248 | 0
125 |  |  |  | Interruptible Demand | F10 |  | 0 | 0 | 0 | 0 | 0 | 0 | 0 | 0 | 0 | 0 | 0 | 0 | 0 | 100
126 |  |  |  | Interruptible Energy | F30 |  | 0 | 0 | 0 | 0 | 0 | 0 | 0 | 0 | 0 | 0 | 0 | 0 | 0 | 101
127 | [6 empty] | 25985771.0356 | 0 | 15745891.8154 | 3905140.4522 | 0 | -22129.0134 | 974858.8506 | 0 | 0 | 5354951.9591 | 12263.1468 | 14793.8248 | 0
128
129 |  | 444 | Public Street & Highway Lighting |  | A |  | 729988.8683 | 0 | 0 | 0 | 631621.5586 | 0 | 0 | 14222.3545 | 84144.9552 | 0 | 0 | 0 | 0
130
131 |  | 445 | Other Sales to Public Authority |  | A |  | 0 | 0 | 0 | 0 | 0 | 0 | 0 | 0 | 0 | 0 | 0 | 0 | 0
132
133 |  | 448 | Interdepartmental |  | A | 0 | 0 | 0 | 0 | 0 | 0 | 0 | 0 | 0 | 0 | 0 | 0 | 0 | 0 | 114
134 |  |  |  | Demand | F10 |  | 0 | 0 | 0 | 0 | 0 | 0 | 0 | 0 | 0 | 0 | 0 | 0 | 0 | 115
135 | [6 empty] | 0 | 0 | 0 | 0 | 0 | 0 | 0 | 0 | 0 | 0 | 0 | 0 | 0
136
137 |  | Total Sales to Ultimate Customers |  |  |  |  | 62863995.2896 | 36148235.3857 | 15745891.8154 | 3905140.4522 | 631621.5586 | -22129.0134 | 974858.8506 | 14222.3545 | 84144.9552 | 5354951.9591 | 12263.1468 | 14793.8248 | 0
138
139 |  | 447 | Sales for Resale |  | F11 |  | 0 | 0 | 0 | 0 | 0 | 0 | 0 | 0 | 0 | 0 | 0 | 0 | 0 | 121
140 |  |  |  | Demand | F10 |  | 0 | 0 | 0 | 0 | 0 | 0 | 0 | 0 | 0 | 0 | 0 | 0 | 0 | 122
141 |  |  |  | Demand | F10 |  | 0 | 0 | 0 | 0 | 0 | 0 | 0 | 0 | 0 | 0 | 0 | 0 | 0 | 123
142 |  |  |  | Energy | F30 |  | 0 | 0 | 0 | 0 | 0 | 0 | 0 | 0 | 0 | 0 | 0 | 0 | 0 | 124
143 | [6 empty] | 0 | 0 | 0 | 0 | 0 | 0 | 0 | 0 | 0 | 0 | 0 | 0 | 0
144
145 |  | 449 | Provision for Rate Refund |  | F11 |  | 0 | 0 | 0 | 0 | 0 | 0 | 0 | 0 | 0 | 0 | 0 | 0 | 0 | 128
146 |  |  |  |  | F10 |  | 0 | 0 | 0 | 0 | 0 | 0 | 0 | 0 | 0 | 0 | 0 | 0 |  | 129
147
148 |  | State Specific Revenue Credit |  |  | F140D |  | 1844862.0635 | 1060527.4136 | 438070.3213 | 108963.0168 | 32798.3033 | 4213.3014 | 23578.6608 | 1047.0679 | 625.346 | 173977.5236 | 475.1808 | 585.928 | 0 | 131
149
150 |  | AGA Revenue |  |  | A | 0.20645 | 690773.3661 | 6366.5248 | 350011.9012 | 80453.0754 | 0 | 107417.9926 | 51980.0333 | 962.4682 | 0 | 93581.3707 | 0 | 0 | 0 | 133
151
152 |  | Total Sales from Electricity |  |  |  |  | 65399630.7192 | 37215129.3241 | 16533974.0378 | 4094556.5444 | 664419.8619 | 89502.2807 | 1050417.5447 | 16231.8907 | 84770.3011 | 5622510.8534 | 12738.3276 | 15379.7528 | 0
153
154 |  | Other Electric Operating Revenues
155 |  | 450 | Forfeited Discounts & Interest |  | A | 0 | 0 | 0 | 0 | 0 | 0 | 0 | 0 | 0 | 0 | 0 | 0 | 0 | 0 | 139
156 |  |  |  | Customers | F40 |  | 0 | 0 | 0 | 0 | 0 | 0 | 0 | 0 | 0 | 0 | 0 | 0 | 0 | 140
157 | [6 empty] | 0 | 0 | 0 | 0 | 0 | 0 | 0 | 0 | 0 | 0 | 0 | 0 | 0
158
159 |  | 451 | Misc Electric Revenue |  | A | 0 | 0 | 0 | 0 | 0 | 0 | 0 | 0 | 0 | 0 | 0 | 0 | 0 | 0 | 144
160 |  |  |  | Demand | F10 |  | 0 | 0 | 0 | 0 | 0 | 0 | 0 | 0 | 0 | 0 | 0 | 0 | 0 | 145
161 |  |  |  | Customer | F40 |  | 0 | 0 | 0 | 0 | 0 | 0 | 0 | 0 | 0 | 0 | 0 | 0 | 0 | 146
162 | [6 empty] | 0 | 0 | 0 | 0 | 0 | 0 | 0 | 0 | 0 | 0 | 0 | 0 | 0
163
164 |  | 453 | Water Sales |  | F10 |  | 0 | 0 | 0 | 0 | 0 | 0 | 0 | 0 | 0 | 0 | 0 | 0 | 0 | 150
165
166 |  | 454 | Rent of Electric Property |  | A | 0.18733 | 555180.8534 | 277117.8985 | 173794.6911 | 45232.5171 | 264.4963 | 0 | 9468.6254 | 128.9297 | 68.0127 | 49105.6828 | 0 | 0 | 0 | 154
167 |  |  |  | Demand | F10 |  | 0 | 0 | 0 | 0 | 0 | 0 | 0 | 0 | 0 | 0 | 0 | 0 | 0 | 155
168 |  |  |  | Demand | F10 |  | 0 | 0 | 0 | 0 | 0 | 0 | 0 | 0 | 0 | 0 | 0 | 0 | 0 | 156
169 |  |  |  | System Overhead | F102D |  | 95122.5357 | 56763.2488 | 21476.2906 | 5442.1228 | 1279.6561 | 117.8914 | 1256.8394 | 49.2701 | 27.431 | 8693.8573 | 7.9642 | 7.9642 | 0 | 157
170 | [6 empty] | 650303.3891 | 333881.1473 | 195270.9816 | 50674.6399 | 1544.1524 | 117.8914 | 10725.4648 | 178.1998 | 95.4437 | 57799.54 | 7.9642 | 7.9642 | 0
171
172 |  | 456 | Other Electric Revenue |  | A | 0 | 0 | 0 | 0 | 0 | 0 | 0 | 0 | 0 | 0 | 0 | 0 | 0 | 0 | 161
173 |  |  |  | Customer | F40 |  | 0 | 0 | 0 | 0 | 0 | 0 | 0 | 0 | 0 | 0 | 0 | 0 | 0 | 162
174 |  |  |  | Energy | F30 |  | 0 | 0 | 0 | 0 | 0 | 0 | 0 | 0 | 0 | 0 | 0 | 0 | 0 | 163
175 |  |  |  | Demand | F10 |  | 0 | 0 | 0 | 0 | 0 | 0 | 0 | 0 | 0 | 0 | 0 | 0 | 0 | 164
176 |  |  |  | Demand | F10 |  | 0 | 0 | 0 | 0 | 0 | 0 | 0 | 0 | 0 | 0 | 0 | 0 | 0 | 165
177 | [6 empty] | 0 | 0 | 0 | 0 | 0 | 0 | 0 | 0 | 0 | 0 | 0 | 0 | 0
178 | [18 empty] | 0
179 |  | Total Other Electric Operating Revenues |  |  |  |  | 650303.3891 | 333881.1473 | 195270.9816 | 50674.6399 | 1544.1524 | 117.8914 | 10725.4648 | 178.1998 | 95.4437 | 57799.54 | 7.9642 | 7.9642 | 0
180 | [18 empty] | 0
181 |  | Total Electric Operating Revenues |  |  |  |  | 66049934.1083 | 37549010.4714 | 16729245.0195 | 4145231.1843 | 665964.0143 | 89620.172 | 1061143.0094 | 16410.0904 | 84865.7448 | 5680310.3934 | 12746.2918 | 15387.717 | 0
182
183 |  | Miscellaneous Revenues
184 |  | 41160 | Gain on Sale of Utility Plant - CR |  | F10 |  | 0 | 0 | 0 | 0 | 0 | 0 | 0 | 0 | 0 | 0 | 0 | 0 | 0 | 179
185 |  | 41170 | Loss on Sale of Utility Plant |  | F10 |  | 0 | 0 | 0 | 0 | 0 | 0 | 0 | 0 | 0 | 0 | 0 | 0 | 0 | 184
186 |  | 4118 | Gain from Emission Allowances |  | F30 |  | 0 | 0 | 0 | 0 | 0 | 0 | 0 | 0 | 0 | 0 | 0 | 0 | 0 | 187
187 |  | 41181 | Gain from Disposition of NOX Credits |  | F10 |  | 0 | 0 | 0 | 0 | 0 | 0 | 0 | 0 | 0 | 0 | 0 | 0 | 0 | 190
188 |  | 4194 | Impact Housing Interest Income |  | F10 |  | 0 | 0 | 0 | 0 | 0 | 0 | 0 | 0 | 0 | 0 | 0 | 0 | 0 | 194
189 |  | 421 | (Gain)/Loss on Sale of Utility Plant |  | F10 |  | -10460.6864 | -3799.0808 | -2785.0022 | -832.5595 | -18.7884 | -1810.8248 | -93.4937 | -2.587 | -4.3586 | -662.2764 | -211.2394 | -240.4756 | 0 | 204
190
191 |  | Total Miscellaneous Revenues |  |  |  |  | -10460.6864 | -3799.0808 | -2785.0022 | -832.5595 | -18.7884 | -1810.8248 | -93.4937 | -2.587 | -4.3586 | -662.2764 | -211.2394 | -240.4756 | 0
192
193 |  | Miscellaneous Expenses
194 |  | 4311 | Interest on Customer Deposits |  | F80 |  | 0 | 0 | 0 | 0 | 0 | 0 | 0 | 0 | 0 | 0 | 0 | 0 | 0 | 210
195
196 |  | DFA | Divergence Fairness Adjustment
197 |  |  |  | Production | F105 |  | 0 | 0 | 0 | 0 | 0 | 0 | 0 | 0 | 0 | 0 | 0 | 0 | 0 | 214
198 |  |  |  | Transmission | F105 |  | 0 | 0 | 0 | 0 | 0 | 0 | 0 | 0 | 0 | 0 | 0 | 0 | 0 | 215
199 |  |  |  | Distribution | F105 |  | 0 | 0 | 0 | 0 | 0 | 0 | 0 | 0 | 0 | 0 | 0 | 0 | 0 | 216
200 | [6 empty] | 0 | 0 | 0 | 0 | 0 | 0 | 0 | 0 | 0 | 0 | 0 | 0 | 0
201
202 |  | Net Miscellaneous Revenues And Expense |  |  |  |  | -10460.6864 | -3799.0808 | -2785.0022 | -832.5595 | -18.7884 | -1810.8248 | -93.4937 | -2.587 | -4.3586 | -662.2764 | -211.2394 | -240.4756 | 0
203
204 |  | Distribution - METER - Unbundled
205 | [6 empty] | E: STEAM POWER GENERATION
206
207 |  | A |  | B | C |  | D | E | F | G | H | I | J | K | L | M | N | O
208 |  | FERC ACCT |  | DESCRIPTION | COS Factor |  | Utah Jurisdiction Normalized | Residential Sch 1 | General Large Dist. Sch 6 | General +1 MW Sch 8 | Street & Area Lighting Sch. 7,11,12 | General Trans Sch 9 | Irrigation Sch 10 | Traffic Signals Sch 15 | Outdoor Lighting Sch 15 | General Small Dist. Sch 23 | Industrial Cust 1 | Industrial Cust 2
209 |  | 500 | Operation Suprvn & Engineering |  | F10 |  | 0 | 0 | 0 | 0 | 0 | 0 | 0 | 0 | 0 | 0 | 0 | 0 | 0 | 225
210 |  |  |  | Cholla | F10 |  | 0 | 0 | 0 | 0 | 0 | 0 | 0 | 0 | 0 | 0 | 0 | 0 | 0 | 226
211 |  |  |  | Total 500 |  |  | 0 | 0 | 0 | 0 | 0 | 0 | 0 | 0 | 0 | 0 | 0 | 0 | 0
212
213 |  | 501 | Fuel Related |  | F30 |  | 0 | 0 | 0 | 0 | 0 | 0 | 0 | 0 | 0 | 0 | 0 | 0 | 0 | 237
214 |  |  |  | System Energy - Non NPC | F30 |  | 0 | 0 | 0 | 0 | 0 | 0 | 0 | 0 | 0 | 0 | 0 | 0 | 0 | 230
215 |  |  |  | System Energy - Non NPC | F30 |  | 0 | 0 | 0 | 0 | 0 | 0 | 0 | 0 | 0 | 0 | 0 | 0 | 0 | 233
216 |  |  |  | Cholla - Non NPC | F30 |  | 0 | 0 | 0 | 0 | 0 | 0 | 0 | 0 | 0 | 0 | 0 | 0 | 0 | 234
217 |  |  |  | Cholla | F30 |  | 0 | 0 | 0 | 0 | 0 | 0 | 0 | 0 | 0 | 0 | 0 | 0 | 0 | 240
218 |  |  |  | Total 501 |  |  | 0 | 0 | 0 | 0 | 0 | 0 | 0 | 0 | 0 | 0 | 0 | 0 | 0
219
220 |  | 502 | Steam Expenses |  | F10 |  | 0 | 0 | 0 | 0 | 0 | 0 | 0 | 0 | 0 | 0 | 0 | 0 | 0 | 244
221 |  |  |  | Cholla | F10 |  | 0 | 0 | 0 | 0 | 0 | 0 | 0 | 0 | 0 | 0 | 0 | 0 | 0 | 245
222 |  |  |  | Total 502 |  |  | 0 | 0 | 0 | 0 | 0 | 0 | 0 | 0 | 0 | 0 | 0 | 0 | 0
223
224 |  | 503 | Steam From Other Sources |  | F30 |  | 0 | 0 | 0 | 0 | 0 | 0 | 0 | 0 | 0 | 0 | 0 | 0 | 0 | 252
225 |  |  |  | System Energy - Non NPC | F30 |  | 0 | 0 | 0 | 0 | 0 | 0 | 0 | 0 | 0 | 0 | 0 | 0 | 0 | 249
226 |  |  |  | Total 503 |  |  | 0 | 0 | 0 | 0 | 0 | 0 | 0 | 0 | 0 | 0 | 0 | 0 | 0
227
228 |  | 505 | Electric Expenses |  | F10 |  | 0 | 0 | 0 | 0 | 0 | 0 | 0 | 0 | 0 | 0 | 0 | 0 | 0 | 256
229 |  |  |  | Cholla | F10 |  | 0 | 0 | 0 | 0 | 0 | 0 | 0 | 0 | 0 | 0 | 0 | 0 | 0 | 257
230 |  |  |  | Total 505 |  |  | 0 | 0 | 0 | 0 | 0 | 0 | 0 | 0 | 0 | 0 | 0 | 0 | 0
231
232 |  | 506 | Misc. Steam Expense |  | F10 |  | 0 | 0 | 0 | 0 | 0 | 0 | 0 | 0 | 0 | 0 | 0 | 0 | 0 | 261
233 |  |  |  | System Energy | F30 |  | 0 | 0 | 0 | 0 | 0 | 0 | 0 | 0 | 0 | 0 | 0 | 0 | 0 | 262
234 |  |  |  | Cholla | F10 |  | 0 | 0 | 0 | 0 | 0 | 0 | 0 | 0 | 0 | 0 | 0 | 0 | 0 | 263
235 |  |  |  | Total 506 |  |  | 0 | 0 | 0 | 0 | 0 | 0 | 0 | 0 | 0 | 0 | 0 | 0 | 0
236
237 |  | 507 | Rents |  | F10 |  | 0 | 0 | 0 | 0 | 0 | 0 | 0 | 0 | 0 | 0 | 0 | 0 | 0 | 267
238 |  |  |  | Cholla | F10 |  | 0 | 0 | 0 | 0 | 0 | 0 | 0 | 0 | 0 | 0 | 0 | 0 | 0 | 268
239 |  |  |  | Total 507 |  |  | 0 | 0 | 0 | 0 | 0 | 0 | 0 | 0 | 0 | 0 | 0 | 0 | 0
240
241 |  | 510 | Maint Supervision & Engineering |  | F10 |  | 0 | 0 | 0 | 0 | 0 | 0 | 0 | 0 | 0 | 0 | 0 | 0 | 0 | 272
242 |  |  |  | Cholla | F10 |  | 0 | 0 | 0 | 0 | 0 | 0 | 0 | 0 | 0 | 0 | 0 | 0 | 0 | 273
243 |  |  |  | Total 510 |  |  | 0 | 0 | 0 | 0 | 0 | 0 | 0 | 0 | 0 | 0 | 0 | 0 | 0
244
245 |  | 511 | Maintenance of Structures |  | F10 |  | 0 | 0 | 0 | 0 | 0 | 0 | 0 | 0 | 0 | 0 | 0 | 0 | 0 | 277
246 |  |  |  | Cholla | F10 |  | 0 | 0 | 0 | 0 | 0 | 0 | 0 | 0 | 0 | 0 | 0 | 0 | 0 | 278
247 |  |  |  | Total 511 |  |  | 0 | 0 | 0 | 0 | 0 | 0 | 0 | 0 | 0 | 0 | 0 | 0 | 0
248
249 |  | 512 | Maintenance of Boiler Plant |  | F10 |  | 0 | 0 | 0 | 0 | 0 | 0 | 0 | 0 | 0 | 0 | 0 | 0 | 0 | 282
250 |  |  |  | Cholla | F10 |  | 0 | 0 | 0 | 0 | 0 | 0 | 0 | 0 | 0 | 0 | 0 | 0 | 0 | 283
251 |  |  |  | Total 512 |  |  | 0 | 0 | 0 | 0 | 0 | 0 | 0 | 0 | 0 | 0 | 0 | 0 | 0
252
253 |  | 513 | Maintenance of Electric Plant |  | F10 |  | 0 | 0 | 0 | 0 | 0 | 0 | 0 | 0 | 0 | 0 | 0 | 0 | 0 | 287
254 |  |  |  | Cholla | F10 |  | 0 | 0 | 0 | 0 | 0 | 0 | 0 | 0 | 0 | 0 | 0 | 0 | 0 | 288
255 |  |  |  | Total 513 |  |  | 0 | 0 | 0 | 0 | 0 | 0 | 0 | 0 | 0 | 0 | 0 | 0 | 0
256
257 |  | 514 | Maint of Misc. Steam Plant |  | F10 |  | 0 | 0 | 0 | 0 | 0 | 0 | 0 | 0 | 0 | 0 | 0 | 0 | 0 | 292
258 |  |  |  | Cholla | F10 |  | 0 | 0 | 0 | 0 | 0 | 0 | 0 | 0 | 0 | 0 | 0 | 0 | 0 | 293
259 |  |  |  | Total 514 |  |  | 0 | 0 | 0 | 0 | 0 | 0 | 0 | 0 | 0 | 0 | 0 | 0 | 0
260
261 |  | Total Steam Power Generation |  |  |  |  | 0 | 0 | 0 | 0 | 0 | 0 | 0 | 0 | 0 | 0 | 0 | 0 | 0
262
263
264 | [6 empty] | D: NUCLEAR POWER GENERATION
265
266
267 |  | 517 | Operation Super & Engineering |  | F10 |  | 0 | 0 | 0 | 0 | 0 | 0 | 0 | 0 | 0 | 0 | 0 | 0 | 0 | 299
268
269 |  | 518 | Nuclear Fuel Expense |  | F30 |  | 0 | 0 | 0 | 0 | 0 | 0 | 0 | 0 | 0 | 0 | 0 | 0 | 0 | 303
270
271 |  | 519 | Coolants and Water |  | F10 |  | 0 | 0 | 0 | 0 | 0 | 0 | 0 | 0 | 0 | 0 | 0 | 0 | 0 | 308
272
273 |  | 520 | Steam Expenses |  | F10 |  | 0 | 0 | 0 | 0 | 0 | 0 | 0 | 0 | 0 | 0 | 0 | 0 | 0 | 312
274
275 |  | 523 | Electric Expenses |  | F10 |  | 0 | 0 | 0 | 0 | 0 | 0 | 0 | 0 | 0 | 0 | 0 | 0 | 0 | 316
276
277 |  | 524 | Misc. Nuclear Expenses |  | F10 |  | 0 | 0 | 0 | 0 | 0 | 0 | 0 | 0 | 0 | 0 | 0 | 0 | 0 | 320
278
279 |  | 528 | Maint Supervision & Eng |  | F10 |  | 0 | 0 | 0 | 0 | 0 | 0 | 0 | 0 | 0 | 0 | 0 | 0 | 0 | 324
280
281 |  | 529 | Maintenance of Structures |  | F10 |  | 0 | 0 | 0 | 0 | 0 | 0 | 0 | 0 | 0 | 0 | 0 | 0 | 0 | 328
282
283 |  | 530 | Maintenance of Reactor Plant |  | F10 |  | 0 | 0 | 0 | 0 | 0 | 0 | 0 | 0 | 0 | 0 | 0 | 0 | 0 | 332
284
285 |  | 531 | Maintenance of Electric Plant |  | F10 |  | 0 | 0 | 0 | 0 | 0 | 0 | 0 | 0 | 0 | 0 | 0 | 0 | 0 | 336
286
287 |  | 532 | Maintenance of Misc Nuclear |  | F10 |  | 0 | 0 | 0 | 0 | 0 | 0 | 0 | 0 | 0 | 0 | 0 | 0 | 0 | 340
288
289 |  | Total Nuclear Power Generation |  |  |  |  | 0 | 0 | 0 | 0 | 0 | 0 | 0 | 0 | 0 | 0 | 0 | 0 | 0
290
291
292
293 |  | Distribution - METER - Unbundled |  |  |  |  | D: HYDRAULIC POWER GENERATION
294
295 |  | A |  | B | C |  | D | E | F | G | H | I | J | K | L | M | N | O
296 |  | FERC ACCT |  | DESCRIPTION | COS Factor |  | Utah Jurisdiction Normalized | Residential Sch 1 | General Large Dist. Sch 6 | General +1 MW Sch 8 | Street & Area Lighting Sch. 7,11,12 | General Trans Sch 9 | Irrigation Sch 10 | Traffic Signals Sch 15 | Outdoor Lighting Sch 15 | General Small Dist. Sch 23 | Industrial Cust 1 | Industrial Cust 2
297 |  | 535 | Operation Super & Engineering |  | F10 |  | 0 | 0 | 0 | 0 | 0 | 0 | 0 | 0 | 0 | 0 | 0 | 0 | 0 | 349
298
299 |  | 536 | Water For Power |  | F10 |  | 0 | 0 | 0 | 0 | 0 | 0 | 0 | 0 | 0 | 0 | 0 | 0 | 0 | 354
300
301 |  | 537 | Hydraulic Expenses |  | F10 |  | 0 | 0 | 0 | 0 | 0 | 0 | 0 | 0 | 0 | 0 | 0 | 0 | 0 | 359
302
303 |  | 538 | Electric Expenses |  | F10 |  | 0 | 0 | 0 | 0 | 0 | 0 | 0 | 0 | 0 | 0 | 0 | 0 | 0 | 363
304
305 |  | 539 | Misc. Hydro Expenses |  | F10 |  | 0 | 0 | 0 | 0 | 0 | 0 | 0 | 0 | 0 | 0 | 0 | 0 | 0 | 368
306
307 |  | 540 | Rents (Hydro Generation) |  | F10 |  | 0 | 0 | 0 | 0 | 0 | 0 | 0 | 0 | 0 | 0 | 0 | 0 | 0 | 373
308
309 |  | 541 | Maint Supervision & Engineering |  | F10 |  | 0 | 0 | 0 | 0 | 0 | 0 | 0 | 0 | 0 | 0 | 0 | 0 | 0 | 377
310
311 |  | 542 | Maintenance of Structures |  | F10 |  | 0 | 0 | 0 | 0 | 0 | 0 | 0 | 0 | 0 | 0 | 0 | 0 | 0 | 382
312
313 |  | 543 | Maint of Dams & Waterways |  | F10 |  | 0 | 0 | 0 | 0 | 0 | 0 | 0 | 0 | 0 | 0 | 0 | 0 | 0 | 387
314
315 |  | 544 | Maintenance of Electric Plant |  | F10 |  | 0 | 0 | 0 | 0 | 0 | 0 | 0 | 0 | 0 | 0 | 0 | 0 | 0 | 392
316
317 |  | 545 | Maint of Misc. Hydro Plant |  | F10 |  | 0 | 0 | 0 | 0 | 0 | 0 | 0 | 0 | 0 | 0 | 0 | 0 | 0 | 397
318
319 |  | Total Hydraulic Power Generation |  |  |  |  | 0 | 0 | 0 | 0 | 0 | 0 | 0 | 0 | 0 | 0 | 0 | 0 | 0
320
321
322 | [6 empty] | D: OTHER POWER GENERATION
323
324
325 |  | 546 | Operation Super & Engineering |  | F10 |  | 0 | 0 | 0 | 0 | 0 | 0 | 0 | 0 | 0 | 0 | 0 | 0 | 0 | 403
326
327 |  | 547 | Fuel |  | F30 |  | 0 | 0 | 0 | 0 | 0 | 0 | 0 | 0 | 0 | 0 | 0 | 0 | 0 | 407
328 |  |  |  | Simple Cycle Combustion Turbine | F30 |  | 0 | 0 | 0 | 0 | 0 | 0 | 0 | 0 | 0 | 0 | 0 | 0 | 0 | 408
329 |  |  |  | Total 547 |  |  | 0 | 0 | 0 | 0 | 0 | 0 | 0 | 0 | 0 | 0 | 0 | 0 | 0
330
331 |  | 548 | Generation Expense |  | F10 |  | 0 | 0 | 0 | 0 | 0 | 0 | 0 | 0 | 0 | 0 | 0 | 0 | 0 | 412
332 |  |  |  | Simple Cycle Combustion Turbine | F10 |  | 0 | 0 | 0 | 0 | 0 | 0 | 0 | 0 | 0 | 0 | 0 | 0 | 0 | 413
333 |  |  |  | Total 548 |  |  | 0 | 0 | 0 | 0 | 0 | 0 | 0 | 0 | 0 | 0 | 0 | 0 | 0
334
335 |  | 549 | Miscellaneous Other |  | F10 |  | 0 | 0 | 0 | 0 | 0 | 0 | 0 | 0 | 0 | 0 | 0 | 0 | 0 | 417
336 |  |  |  | Wind Generation | F10 |  | 0 | 0 | 0 | 0 | 0 | 0 | 0 | 0 | 0 | 0 | 0 | 0 | 0 | 418
337
338 |  | 550 | Maint Supervision & Engineering
339 |  |  |  | System Generation | F10 |  | 0 | 0 | 0 | 0 | 0 | 0 | 0 | 0 | 0 | 0 | 0 | 0 | 0 | 423
340 |  |  |  | Wind Generation | F10 |  | 0 | 0 | 0 | 0 | 0 | 0 | 0 | 0 | 0 | 0 | 0 | 0 | 0 | 424
341 |  |  |  | Total 550 |  |  | 0 | 0 | 0 | 0 | 0 | 0 | 0 | 0 | 0 | 0 | 0 | 0 | 0
342
343 |  | 551 | Maint Supervision & Engineering |  | F10 |  | 0 | 0 | 0 | 0 | 0 | 0 | 0 | 0 | 0 | 0 | 0 | 0 | 0 | 428
344
345 |  | 552 | Maintenance of Structures |  | F10 |  | 0 | 0 | 0 | 0 | 0 | 0 | 0 | 0 | 0 | 0 | 0 | 0 | 0 | 434
346
347 |  | 553 | Maint of Generation & Elect Plant |  | F10 |  | 0 | 0 | 0 | 0 | 0 | 0 | 0 | 0 | 0 | 0 | 0 | 0 | 0 | 438
348 |  |  |  | Simple Cycle Combustion Turbine | F10 |  | 0 | 0 | 0 | 0 | 0 | 0 | 0 | 0 | 0 | 0 | 0 | 0 | 0 | 439
349 |  |  |  | Wind Generation | F10 |  | 0 | 0 | 0 | 0 | 0 | 0 | 0 | 0 | 0 | 0 | 0 | 0 | 0 | 440
350 |  |  |  | Total 553 |  |  | 0 | 0 | 0 | 0 | 0 | 0 | 0 | 0 | 0 | 0 | 0 | 0 | 0
351
352 |  | 554 | Maintenance of Misc. Other |  | F10 |  | 0 | 0 | 0 | 0 | 0 | 0 | 0 | 0 | 0 | 0 | 0 | 0 | 0 | 444
353 |  |  |  | Simple Cycle Combustion Turbine | F10 |  | 0 | 0 | 0 | 0 | 0 | 0 | 0 | 0 | 0 | 0 | 0 | 0 | 0 | 445
354 |  |  |  | Wind Generation | F10 |  | 0 | 0 | 0 | 0 | 0 | 0 | 0 | 0 | 0 | 0 | 0 | 0 | 0 | 446
355 |  |  |  | Total 554 |  |  | 0 | 0 | 0 | 0 | 0 | 0 | 0 | 0 | 0 | 0 | 0 | 0 | 0
356
357 |  | Total Other Power Generation |  |  |  |  | 0 | 0 | 0 | 0 | 0 | 0 | 0 | 0 | 0 | 0 | 0 | 0 | 0
358
359
360 | [6 empty] | D: OTHER POWER SUPPLY
361
362
363 |  | 555 | Purchased Power |  | F10 |  | 0 | 0 | 0 | 0 | 0 | 0 | 0 | 0 | 0 | 0 | 0 | 0 | 0 | 452
364 |  |  |  | Demand | F10 |  | 0 | 0 | 0 | 0 | 0 | 0 | 0 | 0 | 0 | 0 | 0 | 0 | 0 | 453
365 |  |  |  | Energy | F30 |  | 0 | 0 | 0 | 0 | 0 | 0 | 0 | 0 | 0 | 0 | 0 | 0 | 0 | 454
366 |  |  |  | Seasonal Contracts | F10 |  | 0 | 0 | 0 | 0 | 0 | 0 | 0 | 0 | 0 | 0 | 0 | 0 | 0 | 455
367 |  |  |  | Demand | F10 |  | 0 | 0 | 0 | 0 | 0 | 0 | 0 | 0 | 0 | 0 | 0 | 0 | 0 | 456
368 |  |  |  | Total 555 |  |  | 0 | 0 | 0 | 0 | 0 | 0 | 0 | 0 | 0 | 0 | 0 | 0 | 0
369
370
371 |  | 556 | System Control & Load Dispatch |  | F10 |  | 0 | 0 | 0 | 0 | 0 | 0 | 0 | 0 | 0 | 0 | 0 | 0 | 0 | 460
372
373 |  | 557 | Other Expenses |  | F10 |  | 0 | 0 | 0 | 0 | 0 | 0 | 0 | 0 | 0 | 0 | 0 | 0 | 0 | 470
374
375
376 |  | 2010 Protocol Stipulated Embedded Cost Differential and Adjustment |  | Embedded Cost Differentials
377 |  |  |  | Company Owned Hydro | F10 |  | 0 | 0 | 0 | 0 | 0 | 0 | 0 | 0 | 0 | 0 | 0 | 0 | 0 | 473
378 |  |  |  | Company Owned Hydro | F10 |  | 0 | 0 | 0 | 0 | 0 | 0 | 0 | 0 | 0 | 0 | 0 | 0 | 0 | 474
379 |  |  |  | Mid-C Contract | F10 |  | 0 | 0 | 0 | 0 | 0 | 0 | 0 | 0 | 0 | 0 | 0 | 0 | 0 | 475
380 |  |  |  | Mid-C Contract | F10 |  | 0 | 0 | 0 | 0 | 0 | 0 | 0 | 0 | 0 | 0 | 0 | 0 | 0 | 476
381 |  |  |  | Existing QF Contracts | F10 |  | 0 | 0 | 0 | 0 | 0 | 0 | 0 | 0 | 0 | 0 | 0 | 0 | 0 | 477
382 | [6 empty] | 0 | 0 | 0 | 0 | 0 | 0 | 0 | 0 | 0 | 0 | 0 | 0 | 0
383
384 |  | Total Other Power Supply |  |  |  |  | 0 | 0 | 0 | 0 | 0 | 0 | 0 | 0 | 0 | 0 | 0 | 0 | 0
385
386 |  | TOTAL PRODUCTION EXPENSE |  |  |  |  | 0 | 0 | 0 | 0 | 0 | 0 | 0 | 0 | 0 | 0 | 0 | 0 | 0
387
388 |  | Distribution - METER - Unbundled |  |  |  |  | D: TRANSMISSION EXPENSE
389
390
391 |  | A |  | B | C |  | D | E | F | G | H | I | J | K | L | M | N | O
392 |  | FERC ACCT |  | DESCRIPTION | COS Factor |  | Utah Jurisdiction Normalized | Residential Sch 1 | General Large Dist. Sch 6 | General +1 MW Sch 8 | Street & Area Lighting Sch. 7,11,12 | General Trans Sch 9 | Irrigation Sch 10 | Traffic Signals Sch 15 | Outdoor Lighting Sch 15 | General Small Dist. Sch 23 | Industrial Cust 1 | Industrial Cust 2
393 |  | 560 | Operation Supervision & Eng |  | F106 |  | 0 | 0 | 0 | 0 | 0 | 0 | 0 | 0 | 0 | 0 | 0 | 0 | 0 | 494
394
395 |  | 561 | Load Dispatching |  | F106 |  | 0 | 0 | 0 | 0 | 0 | 0 | 0 | 0 | 0 | 0 | 0 | 0 | 0 | 498
396
397 |  | 562 | Station Expense |  | F106 |  | 0 | 0 | 0 | 0 | 0 | 0 | 0 | 0 | 0 | 0 | 0 | 0 | 0 | 502
398
399 |  | 563 | Overhead Line Expense |  | F106 |  | 0 | 0 | 0 | 0 | 0 | 0 | 0 | 0 | 0 | 0 | 0 | 0 | 0 | 506
400
401 |  | 564 | Underground Line Expense |  | F106 |  | 0 | 0 | 0 | 0 | 0 | 0 | 0 | 0 | 0 | 0 | 0 | 0 | 0 | 510
402
403 |  | 565 | Transm of Electricity by Others |  | F10 |  | 0 | 0 | 0 | 0 | 0 | 0 | 0 | 0 | 0 | 0 | 0 | 0 | 0 | 514
404 |  |  | Energy |  | F30 |  | 0 | 0 | 0 | 0 | 0 | 0 | 0 | 0 | 0 | 0 | 0 | 0 | 0 | 515
405 | [6 empty] | 0 | 0 | 0 | 0 | 0 | 0 | 0 | 0 | 0 | 0 | 0 | 0 | 0
406
407 |  | 566 | Misc. Transmission Expense |  | F106 |  | 0 | 0 | 0 | 0 | 0 | 0 | 0 | 0 | 0 | 0 | 0 | 0 | 0 | 519
408
409 |  | 567 | Rents - Transmission |  | F106 |  | 0 | 0 | 0 | 0 | 0 | 0 | 0 | 0 | 0 | 0 | 0 | 0 | 0 | 523
410
411 |  | 568 | Maint Supervision & Engineering |  | F106 |  | 0 | 0 | 0 | 0 | 0 | 0 | 0 | 0 | 0 | 0 | 0 | 0 | 0 | 527
412
413 |  | 569 | Maintenance of Structures |  | F106 |  | 0 | 0 | 0 | 0 | 0 | 0 | 0 | 0 | 0 | 0 | 0 | 0 | 0 | 531
414
415 |  | 570 | Maint of Station Equipment |  | F106 |  | 0 | 0 | 0 | 0 | 0 | 0 | 0 | 0 | 0 | 0 | 0 | 0 | 0 | 535
416
417 |  | 571 | Maintenance of Overhead Lines |  | F106 |  | 0 | 0 | 0 | 0 | 0 | 0 | 0 | 0 | 0 | 0 | 0 | 0 | 0 | 539
418
419 |  | 572 | Maint of Underground Lines |  | F106 |  | 0 | 0 | 0 | 0 | 0 | 0 | 0 | 0 | 0 | 0 | 0 | 0 | 0 | 543
420
421 |  | 573 | Maint of Misc Transmission Plant |  | F106 |  | 0 | 0 | 0 | 0 | 0 | 0 | 0 | 0 | 0 | 0 | 0 | 0 | 0 | 547
422
423
424 |  | TOTAL TRANSMISSION EXPENSE |  |  |  |  | 0 | 0 | 0 | 0 | 0 | 0 | 0 | 0 | 0 | 0 | 0 | 0 | 0
425
426
427
428
429
430
431
432
433
434
435
436 |  | Distribution - METER - Unbundled |  |  |  |  | D: DISTRIBUTION EXPENSE
437
438
439 |  | A |  | B | C |  | D | E | F | G | H | I | J | K | L | M | N | O
440 |  | FERC ACCT |  | DESCRIPTION | COS Factor |  | Utah Jurisdiction Normalized | Residential Sch 1 | General Large Dist. Sch 6 | General +1 MW Sch 8 | Street & Area Lighting Sch. 7,11,12 | General Trans Sch 9 | Irrigation Sch 10 | Traffic Signals Sch 15 | Outdoor Lighting Sch 15 | General Small Dist. Sch 23 | Industrial Cust 1 | Industrial Cust 2
441 |  | 580 | Operation Supervision & Eng |  | F131 |  | 984221.4064 | 562132.824 | 228944.9071 | 57620.396 | 28359.5878 | 2384.8708 | 12467.0218 | 574.1877 | 176.3181 | 91239.0728 | 161.1101 | 161.1101 | 0 | 555
442
443 |  | 581 | Load Dispatching |  | F20 |  | 0 | 0 | 0 | 0 | 0 | 0 | 0 | 0 | 0 | 0 | 0 | 0 | 0 | 560
444
445 |  | 582 | Station Expense |  | F120 |  | 0 | 0 | 0 | 0 | 0 | 0 | 0 | 0 | 0 | 0 | 0 | 0 | 0 | 565
446
447 |  | 583 | Overhead Line Expenses |  | F132 |  | 0 | 0 | 0 | 0 | 0 | 0 | 0 | 0 | 0 | 0 | 0 | 0 | 0 | 570
448
449 |  | 584 | Underground Line Expense |  | F133 |  | 0 | 0 | 0 | 0 | 0 | 0 | 0 | 0 | 0 | 0 | 0 | 0 | 0 | 575
450
451 |  | 585 | Street Lighting & Signal Systems |  | F130 |  | 0 | 0 | 0 | 0 | 0 | 0 | 0 | 0 | 0 | 0 | 0 | 0 | 0 | 580
452
453 |  | 586 | Meter Expenses |  | F127 |  | 0 | 0 | 0 | 0 | 0 | 0 | 0 | 0 | 0 | 0 | 0 | 0 | 0 | 585
454
455 |  | 587 | Customer Installation Expenses |  | F20 |  | 0 | 0 | 0 | 0 | 0 | 0 | 0 | 0 | 0 | 0 | 0 | 0 | 0 | 590
456
457 |  | 588 | Misc. Distribution Expenses |  | F131 |  | 0 | 0 | 0 | 0 | 0 | 0 | 0 | 0 | 0 | 0 | 0 | 0 | 0 | 595
458
459 |  | 589 | Rents |  | F131 |  | 0 | 0 | 0 | 0 | 0 | 0 | 0 | 0 | 0 | 0 | 0 | 0 | 0 | 600
460
461 |  | 590 | Maint Supervision & Engineering |  | F131 |  | 468716.5653 | 267704.9745 | 109030.6204 | 27440.6083 | 13505.7097 | 1135.7489 | 5937.18 | 273.4459 | 83.9681 | 43450.8583 | 76.7256 | 76.7256 | 0 | 605
462
463 |  | 591 | Maintenance of Structures |  | F119 |  | 0 | 0 | 0 | 0 | 0 | 0 | 0 | 0 | 0 | 0 | 0 | 0 | 0 | 610
464
465 |  | 592 | Maint of Station Equipment |  | F120 |  | 0 | 0 | 0 | 0 | 0 | 0 | 0 | 0 | 0 | 0 | 0 | 0 | 0 | 615
466
467 |  | 593 | Maintenance of Overhead Lines |  | F134 |  | 0 | 0 | 0 | 0 | 0 | 0 | 0 | 0 | 0 | 0 | 0 | 0 | 0 | 620
468
469 |  | 594 | Maint of Underground Lines |  | F135 |  | 0 | 0 | 0 | 0 | 0 | 0 | 0 | 0 | 0 | 0 | 0 | 0 | 0 | 625
470
471 |  | 595 | Maint of Line Transformers |  | F125 |  | 441696.1242 | 267044.6708 | 103535.664 | 27134.6532 | 1671.7343 | 0 | 8409.5251 | 59.8968 | 352.1508 | 33487.8291 | 0 | 0 | 0 | 630
472
473 |  | 596 | Maint of Street Lighting & Signals |  | F130 |  | 0 | 0 | 0 | 0 | 0 | 0 | 0 | 0 | 0 | 0 | 0 | 0 | 0 | 635
474
475 |  | 597 | Maintenance of Meters |  | F127 |  | 0 | 0 | 0 | 0 | 0 | 0 | 0 | 0 | 0 | 0 | 0 | 0 | 0 | 640
476
477 |  | 598 | Maint of Misc. Distribution Plant |  | F131 |  | 0 | 0 | 0 | 0 | 0 | 0 | 0 | 0 | 0 | 0 | 0 | 0 | 0 | 645
478
479 |  | TOTAL DISTRIBUTION EXPENSE |  |  |  |  | 1894634.096 | 1096882.4693 | 441511.1915 | 112195.6576 | 43537.0319 | 3520.6197 | 26813.727 | 907.5304 | 612.4369 | 168177.7602 | 237.8357 | 237.8357 | 0
480
481
482 | [6 empty] | D: CUSTOMER ACCOUNTS EXPENSE
483
484
485 |  | 901 | Supervision |  | F136 |  | 0 | 0 | 0 | 0 | 0 | 0 | 0 | 0 | 0 | 0 | 0 | 0 | 0 | 652
486
487 |  | 902 | Meter Reading Expense |  | F47 |  | 0 | 0 | 0 | 0 | 0 | 0 | 0 | 0 | 0 | 0 | 0 | 0 | 0 | 657
488
489 |  | 903 | Customer Receipts & Collections |  | F48 |  | 0 | 0 | 0 | 0 | 0 | 0 | 0 | 0 | 0 | 0 | 0 | 0 | 0 | 662
490
491 |  | 904 | Uncollectible Accounts |  | F80 |  | 0 | 0 | 0 | 0 | 0 | 0 | 0 | 0 | 0 | 0 | 0 | 0 | 0 | 668
492
493 |  | 905 | Misc. Customer Accounts Exp |  | F136 |  | 0 | 0 | 0 | 0 | 0 | 0 | 0 | 0 | 0 | 0 | 0 | 0 | 0 | 673
494
495 |  | TOTAL CUSTOMER ACCOUNTS EXPENSE |  |  |  |  | 0 | 0 | 0 | 0 | 0 | 0 | 0 | 0 | 0 | 0 | 0 | 0 | 0
496
497 |  | Distribution - METER - Unbundled |  |  |  |  | D: CUSTOMER SERVICE EXPENSE
498
499 |  | A |  | B | C |  | D | E | F | G | H | I | J | K | L | M | N | O
500 |  | FERC ACCT |  | DESCRIPTION | COS Factor |  | Utah Jurisdiction Normalized | Residential Sch 1 | General Large Dist. Sch 6 | General +1 MW Sch 8 | Street & Area Lighting Sch. 7,11,12 | General Trans Sch 9 | Irrigation Sch 10 | Traffic Signals Sch 15 | Outdoor Lighting Sch 15 | General Small Dist. Sch 23 | Industrial Cust 1 | Industrial Cust 2
501 |  | 907 | Supervision |  | F40 |  | 0 | 0 | 0 | 0 | 0 | 0 | 0 | 0 | 0 | 0 | 0 | 0 | 0 | 680
502
503 |  | 908 | Customer Assistance |  | F40 |  | 0 | 0 | 0 | 0 | 0 | 0 | 0 | 0 | 0 | 0 | 0 | 0 | 0 | 685
504
505 |  | 909 | Informational & Instructional Adv |  | F40 |  | 0 | 0 | 0 | 0 | 0 | 0 | 0 | 0 | 0 | 0 | 0 | 0 | 0 | 690
506
507 |  | 910 | Misc. Customer Service |  | F40 |  | 0 | 0 | 0 | 0 | 0 | 0 | 0 | 0 | 0 | 0 | 0 | 0 | 0 | 695
508
509 |  | TOTAL CUSTOMER SERVICE EXPENSE |  |  |  |  | 0 | 0 | 0 | 0 | 0 | 0 | 0 | 0 | 0 | 0 | 0 | 0 | 0
510
511
512 | [6 empty] | D: SALES EXPENSE
513
514
515 |  | 911 | Supervision |  | F40 |  | 0 | 0 | 0 | 0 | 0 | 0 | 0 | 0 | 0 | 0 | 0 | 0 | 0 | 702
516
517 |  | 912 | Demonstration & Selling Expense |  | F40 |  | 0 | 0 | 0 | 0 | 0 | 0 | 0 | 0 | 0 | 0 | 0 | 0 | 0 | 707
518
519 |  | 913 | Advertising Expense |  | F40 |  | 0 | 0 | 0 | 0 | 0 | 0 | 0 | 0 | 0 | 0 | 0 | 0 | 0 | 712
520
521 |  | 916 | Misc. Sales Expense |  | F40 |  | 0 | 0 | 0 | 0 | 0 | 0 | 0 | 0 | 0 | 0 | 0 | 0 | 0 | 717
522
523 |  | TOTAL SALES EXPENSE |  |  |  |  | 0 | 0 | 0 | 0 | 0 | 0 | 0 | 0 | 0 | 0 | 0 | 0 | 0
524
525
526 | [6 empty] | D: ADMINISTRATION & GENERAL EXPENSE
527
528
529 |  | 920 | Administrative & General Salaries |  | F102D |  | 27024.5638 | 16126.589 | 6101.4709 | 1546.1215 | 363.5537 | 33.4932 | 357.0714 | 13.9978 | 7.7932 | 2469.9478 | 2.2626 | 2.2626 | 0 | 723
530 |  |  |  | Customer - System | F42 |  | 0 | 0 | 0 | 0 | 0 | 0 | 0 | 0 | 0 | 0 | 0 | 0 | 0 | 724
531 |  |  |  | System Overheads | F102D |  | 1633543.7064 | 974797.8978 | 368813.3317 | 93457.8272 | 21975.593 | 2024.5536 | 21583.7608 | 846.1177 | 471.0738 | 149300.013 | 136.7689 | 136.7689 | 0 | 725
532 |  |  |  | Administrative & General Salaries |  |  | 1660568.2702 | 990924.4868 | 374914.8026 | 95003.9487 | 22339.1467 | 2058.0469 | 21940.8322 | 860.1155 | 478.8671 | 151769.9608 | 139.0315 | 139.0315 | 0
533
534 |  | 921 | Office Supplies & expenses |  | F102D |  | 6093.2487 | 3636.0742 | 1375.7032 | 348.6052 | 81.9707 | 7.5517 | 80.5092 | 3.1561 | 1.7571 | 556.901 | 0.51016 | 0.51016 | 0 | 729
535 |  |  |  | Customer - System | F42 |  | 0 | 0 | 0 | 0 | 0 | 0 | 0 | 0 | 0 | 0 | 0 | 0 | 0 | 730
536 |  |  |  | System Overheads | F102D |  | 169830.8714 | 101344.565 | 38343.5651 | 9716.3144 | 2284.6858 | 210.4821 | 2243.9491 | 87.9664 | 48.975 | 15521.9301 | 14.2191 | 14.2191 | 0 | 731
537 |  |  |  | Office Supplies & expenses |  |  | 175924.1201 | 104980.6392 | 39719.2684 | 10064.9196 | 2366.6565 | 218.0338 | 2324.4582 | 91.1225 | 50.7322 | 16078.8311 | 14.7293 | 14.7293 | 0
538
539 |  | 922 | A&G Expenses Transferred |  | F102D |  | -786724.2969 | -469468.4248 | -177622.6788 | -45009.8415 | -10583.5754 | -975.037 | -10394.8667 | -407.4953 | -226.8719 | -71903.768 | -65.8687 | -65.8687 | 0 | 735
540
541 |  | 923 | Outside Services |  | F102D |  | 407.9799 | 243.4572 | 92.1117 | 23.3412 | 5.4884 | 0.50564 | 5.3906 | 0.21132 | 0.11765 | 37.2879 | 0.034158 | 0.034158 | 0 | 738
542 |  |  |  | Customer - System | F42 |  | 0 | 0 | 0 | 0 | 0 | 0 | 0 | 0 | 0 | 0 | 0 | 0 | 0 | 739
543 |  |  |  | System Overheads | F102D |  | 346315.2009 | 206659.5026 | 78189.3148 | 19813.2845 | 4658.8787 | 429.2102 | 4575.8093 | 179.379 | 99.8688 | 31651.9624 | 28.9953 | 28.9953 | 0 | 740
544 |  |  |  | Outside Services |  |  | 346723.1808 | 206902.9598 | 78281.4264 | 19836.6257 | 4664.3671 | 429.7159 | 4581.1999 | 179.5903 | 99.9864 | 31689.2503 | 29.0295 | 29.0295 | 0
545
546 |  | 924 | Property Insurance |  | F102D |  | 0 | 0 | 0 | 0 | 0 | 0 | 0 | 0 | 0 | 0 | 0 | 0 | 0 | 744
547 |  |  |  | System Generation | F10 |  | 0 | 0 | 0 | 0 | 0 | 0 | 0 | 0 | 0 | 0 | 0 | 0 | 0 | 745
548 |  |  |  | System Overheads | F102D |  | 135877.8474 | 81083.4993 | 30677.8211 | 7773.8039 | 1827.9255 | 168.402 | 1795.333 | 70.3799 | 39.1838 | 12418.746 | 11.3764 | 11.3764 |  | 746
549
550 |  | 925 | Injuries & Damages |  | F102D |  | 217850.7621 | 129999.8672 | 49185.256 | 12463.6144 | 2930.6836 | 269.9962 | 2878.4285 | 112.839 | 62.8228 | 19910.7753 | 18.2396 | 18.2396 | 0 | 750
551
552 |  | 926 | Employee Pensions & Benefits |  | F138D |  | 0 | 0 | 0 | 0 | 0 | 0 | 0 | 0 | 0 | 0 | 0 | 0 | 0 | 757
553
554 |  | 927 | Franchise Requirements |  | F102 |  | 0 | 0 | 0 | 0 | 0 | 0 | 0 | 0 | 0 | 0 | 0 | 0 | 0 | 762
555
556 |  | 928 | Regulatory Commission Expense |  | F102 |  | 0 | 0 | 0 | 0 | 0 | 0 | 0 | 0 | 0 | 0 | 0 | 0 | 0 | 769
557 |  |  |  | Regulatory Expense | F103 |  | 0 | 0 | 0 | 0 | 0 | 0 | 0 | 0 | 0 | 0 | 0 | 0 | 0 | 771
558
559 |  | 929 | Duplicate Charges |  | F102D |  | -5236.2485 | -3124.6694 | -1182.214 | -299.5747 | -70.4417 | -6.4896 | -69.1857 | -2.7122 | -1.51 | -478.5743 | -0.43841 | -0.43841 | 0 | 776
560
561 |  | 930 | Misc General Expenses
562 |  |  |  | Situs | F102D |  | 2188.6191 | 1306.0326 | 494.1355 | 125.2146 | 29.4429 | 2.7125 | 28.9179 | 1.1336 | 0.63114 | 200.0319 | 0.18324 | 0.18324 | 0 | 779
563 |  |  |  | Customer | F42 |  | 0 | 0 | 0 | 0 | 0 | 0 | 0 | 0 | 0 | 0 | 0 | 0 | 0 | 780
564 |  |  |  | Labor | F138D |  | 2197.4597 | 1255.0674 | 511.1626 | 128.6484 | 63.3181 | 5.3247 | 27.835 | 1.282 | 0.39366 | 203.7084 | 0.35971 | 0.35971 | 0 | 781
565
566 |  | 931 | Rents |  | F102D |  | 96136.1887 | 57368.1343 | 21705.1481 | 5500.1157 | 1293.2925 | 119.1476 | 1270.2326 | 49.7951 | 27.7233 | 8786.5015 | 8.049 | 8.049 | 0 | 787
567
568 |  | 935 | Maintenance of General Plant |  | F108 |  | 767655.0266 | 324287.4659 | 193474.8064 | 56970.5124 | 4474.7706 | 98760.812 | 8033.959 | 290.913 | 364.7077 | 54695.473 | 11327.4729 | 14974.1337 | 0 | 793
569
570 |  | TOTAL ADMINISTRATIVE & GEN EXPENSE |  |  |  |  | 2613160.9293 | 1425515.0582 | 610158.9343 | 162557.9871 | 29335.5863 | 101050.6649 | 32417.1438 | 1246.9634 | 896.6662 | 223370.9361 | 11482.1641 | 15128.8249 | 0
571
572
573 |  | TOTAL O & M EXPENSE |  |  |  |  | 4507795.0253 | 2522397.5275 | 1051670.1258 | 274753.6447 | 72872.6182 | 104571.2846 | 59230.8708 | 2154.4938 | 1509.1031 | 391548.6963 | 11719.9999 | 15366.6606 | 0
574
575 |  | Distribution - METER - Unbundled |  |  |  |  | D: DEPRECIATION EXPENSE
576
577 |  | A |  | B | C |  | D | E | F | G | H | I | J | K | L | M | N | O
578 |  | FERC ACCT |  | DESCRIPTION | COS Factor |  | Utah Jurisdiction Normalized | Residential Sch 1 | General Large Dist. Sch 6 | General +1 MW Sch 8 | Street & Area Lighting Sch. 7,11,12 | General Trans Sch 9 | Irrigation Sch 10 | Traffic Signals Sch 15 | Outdoor Lighting Sch 15 | General Small Dist. Sch 23 | Industrial Cust 1 | Industrial Cust 2
579 |  | 403SP | Steam Depreciation |  | F10 |  | 0 | 0 | 0 | 0 | 0 | 0 | 0 | 0 | 0 | 0 | 0 | 0 | 0 | 805
580
581 |  | 403NP | Nuclear Depreciation |  | F10 |  | 0 | 0 | 0 | 0 | 0 | 0 | 0 | 0 | 0 | 0 | 0 | 0 | 0 | 809
582
583 |  | 403HP | Hydro Depreciation |  | F10 |  | 0 | 0 | 0 | 0 | 0 | 0 | 0 | 0 | 0 | 0 | 0 | 0 | 0 | 816
584
585 |  | 403OP | Other Production Depreciation |  | F10 |  | 0 | 0 | 0 | 0 | 0 | 0 | 0 | 0 | 0 | 0 | 0 | 0 | 0 | 819
586 |  |  |  | Simple Cycle Combustion Turbine | F10 |  | 0 | 0 | 0 | 0 | 0 | 0 | 0 | 0 | 0 | 0 | 0 | 0 | 0 | 820
587 |  |  |  | System Generation | F10 |  | 0 | 0 | 0 | 0 | 0 | 0 | 0 | 0 | 0 | 0 | 0 | 0 | 0 | 821
588 |  |  |  | Wind Generation | F10 |  | 0 | 0 | 0 | 0 | 0 | 0 | 0 | 0 | 0 | 0 | 0 | 0 | 0 | 822
589 |  |  |  | Total 403OP |  |  | 0 | 0 | 0 | 0 | 0 | 0 | 0 | 0 | 0 | 0 | 0 | 0 | 0
590
591 |  | 403TP | Transmission Depreciation |  | F106 |  | 0 | 0 | 0 | 0 | 0 | 0 | 0 | 0 | 0 | 0 | 0 | 0 | 0 | 829
592
593 |  | 403 | Distribution Depreciation
594 |  |  |  | Land Rights | F118 |  | 0 | 0 | 0 | 0 | 0 | 0 | 0 | 0 | 0 | 0 | 0 | 0 | 0 | 832
595 |  |  |  | Structures | F119 |  | 0 | 0 | 0 | 0 | 0 | 0 | 0 | 0 | 0 | 0 | 0 | 0 | 0 | 833
596 |  |  |  | Station Equip | F120 |  | 0 | 0 | 0 | 0 | 0 | 0 | 0 | 0 | 0 | 0 | 0 | 0 | 0 | 834
597 |  |  |  | Poles & Towers | F121 |  | 0 | 0 | 0 | 0 | 0 | 0 | 0 | 0 | 0 | 0 | 0 | 0 | 0 | 836
598 |  |  |  | OH Conductors | F122 |  | 0 | 0 | 0 | 0 | 0 | 0 | 0 | 0 | 0 | 0 | 0 | 0 | 0 | 837
599 |  |  |  | UG Conduit | F123 |  | 0 | 0 | 0 | 0 | 0 | 0 | 0 | 0 | 0 | 0 | 0 | 0 | 0 | 838
600 |  |  |  | UG Conductor | F124 |  | 0 | 0 | 0 | 0 | 0 | 0 | 0 | 0 | 0 | 0 | 0 | 0 | 0 | 839
601 |  |  |  | Line Transformer | F125 |  | 11202456.65 | 6772883.4012 | 2625908.91 | 688198.8768 | 42399.1304 | 0 | 213285.4136 | 1519.1245 | 8931.3747 | 849330.4187 | 0 | 0 | 0 | 840
602 |  |  |  | Services | F126 |  | 0 | 0 | 0 | 0 | 0 | 0 | 0 | 0 | 0 | 0 | 0 | 0 | 0 | 841
603 |  |  |  | Meters | F127 |  | 0 | 0 | 0 | 0 | 0 | 0 | 0 | 0 | 0 | 0 | 0 | 0 | 0 | 842
604 |  |  |  | Inst Cust Premises | F128 |  | 0 | 0 | 0 | 0 | 0 | 0 | 0 | 0 | 0 | 0 | 0 | 0 | 0 | 843
605 |  |  |  | Leased Property | F129 |  | 0 | 0 | 0 | 0 | 0 | 0 | 0 | 0 | 0 | 0 | 0 | 0 | 0 | 844
606 |  |  |  | Street Lighting | F130 |  | 0 | 0 | 0 | 0 | 0 | 0 | 0 | 0 | 0 | 0 | 0 | 0 | 0 | 845
607 |  |  | Total Distribution Expense |  |  |  | 11202456.65 | 6772883.4012 | 2625908.91 | 688198.8768 | 42399.1304 | 0 | 213285.4136 | 1519.1245 | 8931.3747 | 849330.4187 | 0 | 0 | 0
608
609 |  | 403GP | General Depreciation
610 |  |  |  | Situs | F107D |  | 627233.9269 | 374294.4318 | 141613.7404 | 35885.1249 | 8437.9974 | 777.3705 | 8287.545 | 324.8849 | 180.8788 | 57326.9225 | 52.5153 | 52.5153 | 0 | 849
611 |  |  |  | System Generation | F105D |  | 0 | 0 | 0 | 0 | 0 | 0 | 0 | 0 | 0 | 0 | 0 | 0 | 0 | 850
612 |  |  |  | System Generation | F105D |  | 0 | 0 | 0 | 0 | 0 | 0 | 0 | 0 | 0 | 0 | 0 | 0 | 0 | 851
613 |  |  |  | Energy | F30 |  | 0 | 0 | 0 | 0 | 0 | 0 | 0 | 0 | 0 | 0 | 0 | 0 | 0 | 852
614 |  |  |  | Customer - System | F42 |  | 0 | 0 | 0 | 0 | 0 | 0 | 0 | 0 | 0 | 0 | 0 | 0 | 0 | 853
615 |  |  |  | System Generation | F105D |  | 0 | 0 | 0 | 0 | 0 | 0 | 0 | 0 | 0 | 0 | 0 | 0 | 0 | 854
616 |  |  |  | System Overheads | F102D |  | 301557.6259 | 179950.9487 | 68084.1732 | 17252.6271 | 4056.7679 | 373.7394 | 3984.4344 | 156.1962 | 86.9618 | 27561.2812 | 25.248 | 25.248 | 0 | 855
617 |  |  |  | Simple Cycle Combustion Turbine | F10 |  | 0 | 0 | 0 | 0 | 0 | 0 | 0 | 0 | 0 | 0 | 0 | 0 | 0 | 856
618 |  |  |  | Cholla | F10 |  | 0 | 0 | 0 | 0 | 0 | 0 | 0 | 0 | 0 | 0 | 0 | 0 | 0 | 857
619 |  |  | Total General Expense |  |  |  | 928791.5528 | 554245.3805 | 209697.9136 | 53137.752 | 12494.7653 | 1151.1099 | 12271.9794 | 481.0811 | 267.8407 | 84888.2037 | 77.7633 | 77.7633 | 0
620
621 |  | 403GV0 | General Vehicles |  | F105D |  | 0 | 0 | 0 | 0 | 0 | 0 | 0 | 0 | 0 | 0 | 0 | 0 | 0 | 862
622
623 |  | 403MP | Mining Depreciation |  | F30 |  | 0 | 0 | 0 | 0 | 0 | 0 | 0 | 0 | 0 | 0 | 0 | 0 | 0 | 866
624
625 |  | 403EP | Experimental Plant Depreciation |  | F10 |  | 0 | 0 | 0 | 0 | 0 | 0 | 0 | 0 | 0 | 0 | 0 | 0 | 0 | 871
626
627
628 |  | TOTAL DEPRECIATION EXPENSE |  |  |  |  | 12131248.2028 | 7327128.7818 | 2835606.8236 | 741336.6289 | 54893.8957 | 1151.1099 | 225557.3931 | 2000.2056 | 9199.2153 | 934218.6224 | 77.7633 | 77.7633 | 0
629
630 | [6 empty] | D: AMORTIZATION EXPENSE
631
632
633 |  | 404CLG | Amort of LT Plant - Cap. Lease Gen
634 |  |  | Situs |  | F10 |  | -59.1893 | -21.4962 | -15.7583 | -4.7108 | -0.10631 | -10.2461 | -0.52901 | -0.014638 | -0.024662 | -3.7473 | -1.1952 | -1.3607 | 0 | 876
635 |  |  | System Generation |  | F10 |  | 0 | 0 | 0 | 0 | 0 | 0 | 0 | 0 | 0 | 0 | 0 | 0 | 0 | 877
636 |  |  | System Overheads |  | F102D |  | 12239.9577 | 7304.0501 | 2763.4765 | 700.2689 | 164.6606 | 15.1698 | 161.7247 | 6.3399 | 3.5297 | 1118.6881 | 1.0248 | 1.0248 | 0 | 878
637 |  |  | System Generation |  | F10 |  | 0 | 0 | 0 | 0 | 0 | 0 | 0 | 0 | 0 | 0 | 0 | 0 | 0 | 879
638 |  |  | Customer - System |  | F42 |  | 0 | 0 | 0 | 0 | 0 | 0 | 0 | 0 | 0 | 0 | 0 | 0 | 0 | 880
639 |  |  | System Generation |  | F10 |  | 0 | 0 | 0 | 0 | 0 | 0 | 0 | 0 | 0 | 0 | 0 | 0 | 0 | 881
640 |  |  | Total Amort. Cap. Lease General |  |  |  | 12180.7684 | 7282.5539 | 2747.7182 | 695.5581 | 164.5543 | 4.9236 | 161.1957 | 6.3252 | 3.505 | 1114.9407 | -0.17045 | -0.33588 | 0
641
642 |  | 404CLS | Amort of LT Plant - Cap Lease Steam |  | F10 |  | 0 | 0 | 0 | 0 | 0 | 0 | 0 | 0 | 0 | 0 | 0 | 0 | 0 | 886
643
644 |  | 404IP | Amort of LT Plant - Intangible Plant
645 |  |  |  | Situs | F107D |  | -364749.721 | -217660.0846 | -82351.3686 | -20867.9549 | -4906.8729 | -452.0573 | -4819.3818 | -188.9274 | -105.1849 | -33336.8112 | -30.5388 | -30.5388 | 0 | 889
646 |  |  |  | Energy | F30 |  | 0 | 0 | 0 | 0 | 0 | 0 | 0 | 0 | 0 | 0 | 0 | 0 | 0 | 890
647 |  |  |  | System Generation | F105D |  | 0 | 0 | 0 | 0 | 0 | 0 | 0 | 0 | 0 | 0 | 0 | 0 | 0 | 891
648 |  |  |  | System Overheads | F102D |  | 188278.3784 | 112352.8968 | 42508.5511 | 10771.7278 | 2532.8548 | 233.3453 | 2487.6931 | 97.5215 | 54.2949 | 17207.9659 | 15.7637 | 15.7637 | 0 | 892
649 |  |  |  | Customer - System | F42 |  | 0 | 0 | 0 | 0 | 0 | 0 | 0 | 0 | 0 | 0 | 0 | 0 | 0 | 893
650 |  |  |  | System Generation | F105D |  | 0 | 0 | 0 | 0 | 0 | 0 | 0 | 0 | 0 | 0 | 0 | 0 | 0 | 894
651 |  |  |  | System Generation | F105D |  | 0 | 0 | 0 | 0 | 0 | 0 | 0 | 0 | 0 | 0 | 0 | 0 | 0 | 895
652 |  |  |  | System Generation | F105D |  | 0 | 0 | 0 | 0 | 0 | 0 | 0 | 0 | 0 | 0 | 0 | 0 | 0 | 896
653 |  |  |  | System Generation | F105D |  | 0 | 0 | 0 | 0 | 0 | 0 | 0 | 0 | 0 | 0 | 0 | 0 | 0 | 897
654 |  |  |  | System Generation | F105D |  | 0 | 0 | 0 | 0 | 0 | 0 | 0 | 0 | 0 | 0 | 0 | 0 | 0 | 898
655 |  |  |  | System Generation | F10 |  | 0 | 0 | 0 | 0 | 0 | 0 | 0 | 0 | 0 | 0 | 0 | 0 | 0 | 899
656 |  |  | Total Amort. Intangible Plant |  |  |  | -176471.3426 | -105307.1877 | -39842.8175 | -10096.2271 | -2374.0181 | -218.7121 | -2331.6886 | -91.4059 | -50.89 | -16128.8453 | -14.7751 | -14.7751 | 0
657
658 |  | Distribution - METER - Unbundled |  |  |  |  | D: AMORTIZATION EXPENSE (continued)
659
660
661 |  | A |  | B | C |  | D | E | F | G | H | I | J | K | L | M | N | O
662 |  | FERC ACCT |  | DESCRIPTION | COS Factor |  | Utah Jurisdiction Normalized | Residential Sch 1 | General Large Dist. Sch 6 | General +1 MW Sch 8 | Street & Area Lighting Sch. 7,11,12 | General Trans Sch 9 | Irrigation Sch 10 | Traffic Signals Sch 15 | Outdoor Lighting Sch 15 | General Small Dist. Sch 23 | Industrial Cust 1 | Industrial Cust 2
663 |  | 404O | Amort of LT Plant - Other Plant |  | F10 |  | 0 | 0 | 0 | 0 | 0 | 0 | 0 | 0 | 0 | 0 | 0 | 0 | 0 | 904
664
665 |  | 404HP | Amort of Other Electric Plant |  | F10 |  | 0 | 0 | 0 | 0 | 0 | 0 | 0 | 0 | 0 | 0 | 0 | 0 | 0 | 909
666
667 |  | 405 | Amort of Other Electric Plant |  | F10 |  | 0 | 0 | 0 | 0 | 0 | 0 | 0 | 0 | 0 | 0 | 0 | 0 | 0 | 917
668
669 |  | 406 | Amort of Plant Acquisition Adj |  | F10 |  | 0 | 0 | 0 | 0 | 0 | 0 | 0 | 0 | 0 | 0 | 0 | 0 | 0 | 925
670
671 |  | 407 | Amort of Prop Losses, Unrec Plant, |  | F151 |  | 0 | 0 | 0 | 0 | 0 | 0 | 0 | 0 | 0 | 0 | 0 | 0 | 0 | 934
672
673
674 |  | TOTAL AMORTIZATION EXPENSE |  |  |  |  | -164290.5742 | -98024.6339 | -37095.0993 | -9400.669 | -2209.4638 | -213.7884 | -2170.4929 | -85.0807 | -47.385 | -15013.9046 | -14.9456 | -15.111 | 0
675
676
677 | [6 empty] | D: TAX OTHER THAN INCOME
678
679
680 |  | 408 | Total Taxes Other Than Income |  | F101D |  | 3191867.4263 | 1905403.5621 | 734649.9255 | 186408.3822 | 30757.1731 | -1568.4028 | 43287.6396 | 1576.4125 | 914.0274 | 290290.6448 | 82.6159 | 65.4462 | 0 | 947
681
682
683 | [6 empty] | D: DEFERRED ITC
684
685
686 |  | 41140 | Deferred I T C - Federal |  | F101D |  | -191427.8313 | -114273.9415 | -44059.6125 | -11179.5847 | -1844.6189 | 94.0628 | -2596.1163 | -94.5432 | -54.8175 | -17409.7797 | -4.9548 | -3.925 | 0 | 952
687
688 |  | 41141 | Deferred I T C - Idaho |  | F101D |  | 0 | 0 | 0 | 0 | 0 | 0 | 0 | 0 | 0 | 0 | 0 | 0 | 0 | 955
689
690 |  | TOTAL DEFERRED ITC |  |  |  |  | -191427.8313 | -114273.9415 | -44059.6125 | -11179.5847 | -1844.6189 | 94.0628 | -2596.1163 | -94.5432 | -54.8175 | -17409.7797 | -4.9548 | -3.925 | 0
691
692 |  | 427 | Interest on Long-Term Debt |  |  |  | 7722162.804 | 4686898.0221 | 1818844.9017 | 478682.5069 | 24682.6927 | -11511.5065 | 154892.1788 | 493.9378 | 6753.8009 | 563191.3436 | -363.5978 | -401.4762 | 0
693
694 |  | 428-432 |  | Electric Interest Deductions for Tax | F104D |  | 38744.0267 | 23093.2729 | 8894.5757 | 2259.6085 | 369.8871 | 38.06 | 523.9719 | 19.3992 | 11.6522 | 3528.457 | 2.5711 | 2.5711 | 0 | 984
695
696 | [6 empty] | D: DEFERRED INCOME TAXES
697
698
699 |  | 41010 | Deferred Income Tax - Federal-DR |  | F101D |  | 9340277.3693 | 5575732.1322 | 2149786.6787 | 545481.9267 | 90003.9034 | -4589.5758 | 126671.4767 | 4613.0141 | 2674.6943 | 849469.8487 | 241.7568 | 191.5134 | 0 | 1010
700
701 |  | 41020 | Deferred Income Tax - State-DR |  | F101D |  | 0 | 0 | 0 | 0 | 0 | 0 | 0 | 0 | 0 | 0 | 0 | 0 | 0 | 1025
702
703 |  | 41120 | Deferred Income Tax - Federal-CR |  | F101D |  | -9864905.3684 | -5888911.8244 | -2270536.6564 | -576120.7483 | -95059.2745 | 4847.3647 | -133786.405 | -4872.1195 | -2824.9274 | -897183.1713 | -255.3359 | -202.2704 | 0 | 1044
704
705 |  | 41111 | Deferred Income Tax - State-CR |  | F101D |  | 0 | 0 | 0 | 0 | 0 | 0 | 0 | 0 | 0 | 0 | 0 | 0 | 0 | 1059
706
707 |  | TOTAL DEFERRED INCOME TAXES |  |  |  |  | -524627.9991 | -313179.6922 | -120749.9777 | -30638.8216 | -5055.371 | 257.7889 | -7114.9283 | -259.1054 | -150.2332 | -47713.3226 | -13.5791 | -10.757 | 0
708
709 |  | SCHMAF | Additions - Flow Through
710 |  |  |  | S | F101D |  | 0 | 0 | 0 | 0 | 0 | 0 | 0 | 0 | 0 | 0 | 0 | 0 | 0 | 1064
711 |  |  |  | SNP | F104D |  | 0 | 0 | 0 | 0 | 0 | 0 | 0 | 0 | 0 | 0 | 0 | 0 | 0 | 1065
712 |  |  |  | SO | F102D |  | 0 | 0 | 0 | 0 | 0 | 0 | 0 | 0 | 0 | 0 | 0 | 0 | 0 | 1066
713 |  |  |  | SE | F30 |  | 0 | 0 | 0 | 0 | 0 | 0 | 0 | 0 | 0 | 0 | 0 | 0 | 0 | 1067
714 |  |  |  | TROJP | F10 |  | 0 | 0 | 0 | 0 | 0 | 0 | 0 | 0 | 0 | 0 | 0 | 0 | 0 | 1068
715 |  |  |  | SG | F10 |  | 0 | 0 | 0 | 0 | 0 | 0 | 0 | 0 | 0 | 0 | 0 | 0 | 0 | 1069
716
717
718 |  | SCHMAP | Additions - Permanent
719 |  |  |  | S | F101D |  | 0 | 0 | 0 | 0 | 0 | 0 | 0 | 0 | 0 | 0 | 0 | 0 | 0 | 1073
720 |  |  |  | SE | F30 |  | 0 | 0 | 0 | 0 | 0 | 0 | 0 | 0 | 0 | 0 | 0 | 0 | 0 | 1074
721 |  |  |  | SNP | F104D |  | 0 | 0 | 0 | 0 | 0 | 0 | 0 | 0 | 0 | 0 | 0 | 0 | 0 | 1075
722 |  |  |  | SO | F102D |  | 0 | 0 | 0 | 0 | 0 | 0 | 0 | 0 | 0 | 0 | 0 | 0 | 0 | 1076
723 |  |  |  | SG | F10 |  | 0 | 0 | 0 | 0 | 0 | 0 | 0 | 0 | 0 | 0 | 0 | 0 | 0 | 1077
724 |  |  |  | BADDEBT | F80 |  | 1013.8977 | 913.5604 | 47.3661 | 13.7119 | 0 | 24.3719 | 2.7633 | 0 | 0 | 12.1241 | 0 | 0 | 0 | 1078
725
726
727 |  | SCHMAT | Additions - Temporary
728 |  |  |  | S | F101D |  | 311877.4201 | 186177.0142 | 71782.6566 | 18213.9662 | 3005.2839 | -153.2487 | 4229.636 | 154.0313 | 89.3096 | 28364.3038 | 8.0724 | 6.3947 | 0 | 1082
729 |  |  |  | SGCT | F10 |  | 0 | 0 | 0 | 0 | 0 | 0 | 0 | 0 | 0 | 0 | 0 | 0 | 0 | 1083
730 |  |  |  | CIAC | F104D |  | 9717791.5991 | 5792263.528 | 2230940.8772 | 566755.8638 | 92775.2199 | 9546.2132 | 131422.8358 | 4865.7227 | 2922.6076 | 885008.9406 | 644.8952 | 644.8952 | 0 | 1084
731 |  |  |  | SNP | F104D |  | 20035.6869 | 11942.2173 | 4599.6493 | 1168.5107 | 191.2796 | 19.6819 | 270.9614 | 10.0319 | 6.0257 | 1824.6699 | 1.3296 | 1.3296 | 0 | 1085
732 |  |  |  | TROJD | F10 |  | 0 | 0 | 0 | 0 | 0 | 0 | 0 | 0 | 0 | 0 | 0 | 0 | 0 | 1086
733 |  |  |  | SG | F10 |  | 0 | 0 | 0 | 0 | 0 | 0 | 0 | 0 | 0 | 0 | 0 | 0 | 0 | 1087
734 |  |  |  | SE | F30 |  | 0 | 0 | 0 | 0 | 0 | 0 | 0 | 0 | 0 | 0 | 0 | 0 | 0 | 1088
735 |  |  |  | SG | F10 |  | 0 | 0 | 0 | 0 | 0 | 0 | 0 | 0 | 0 | 0 | 0 | 0 | 0 | 1089
736 |  |  |  | GPS | F102D |  | 6895.5704 | 4114.8501 | 1556.8474 | 394.5074 | 92.7641 | 8.5461 | 91.1101 | 3.5717 | 1.9885 | 630.2303 | 0.57733 | 0.57733 | 0 | 1090
737 |  |  |  | SO | F102D |  | 40090.2078 | 23923.3576 | 9051.3667 | 2293.6293 | 539.322 | 49.6863 | 529.7057 | 20.7653 | 11.561 | 3664.1006 | 3.3566 | 3.3566 | 0 | 1091
738 |  |  |  | SNPD | F104D |  | 1245.8838 | 742.6057 | 286.0211 | 72.6618 | 11.8944 | 1.2239 | 16.8493 | 0.62382 | 0.3747 | 113.4639 | 0.08268 | 0.08268 | 0 | 1092
739 |  |  |  | BADDEBT | F80 |  | 0 | 0 | 0 | 0 | 0 | 0 | 0 | 0 | 0 | 0 | 0 | 0 | 0 | 1093
740 |  |  |  | TAXDEPR | F151D |  | 0 | 0 | 0 | 0 | 0 | 0 | 0 | 0 | 0 | 0 | 0 | 0 | 0 | 1094
741 |  |  |  | SCHMDEXP | F151D |  | 13106695.8104 | 8194218.8171 | 2470044.3152 | 612458.1983 | 423700.5133 | 34252.2957 | 152055.0018 | 8365.0412 | 4486.2573 | 1202487.5373 | 2313.9166 | 2313.9166 | 0 | 1095
742
743
744 |  | TOTAL SCHEDULE - M ADDITIONS |  |  |  |  | 23205646.0761 | 14214295.9504 | 4788309.0994 | 1201371.0493 | 520316.2772 | 43748.7703 | 288618.8636 | 13419.7879 | 7518.1244 | 2122105.3704 | 2972.2304 | 2970.5527 | 0
745
746 |  | SCHMDF | Deductions - Flow Through
747 |  |  |  | S | F101D |  | 0 | 0 | 0 | 0 | 0 | 0 | 0 | 0 | 0 | 0 | 0 | 0 | 0 | 1101
748 |  |  |  | DGP | F10 |  | 0 | 0 | 0 | 0 | 0 | 0 | 0 | 0 | 0 | 0 | 0 | 0 | 0 | 1102
749 |  |  |  | DGU | F10 |  | 0 | 0 | 0 | 0 | 0 | 0 | 0 | 0 | 0 | 0 | 0 | 0 | 0 | 1103
750
751 |  | SCHMDP | Deductions - Permanent
752 |  |  |  | S | F101D |  | 0 | 0 | 0 | 0 | 0 | 0 | 0 | 0 | 0 | 0 | 0 | 0 | 0 | 1106
753 |  |  |  | SE | F30 |  | 0 | 0 | 0 | 0 | 0 | 0 | 0 | 0 | 0 | 0 | 0 | 0 | 0 | 1107
754 |  |  |  | SNP | F104D |  | 52.7791 | 31.4589 | 12.1167 | 3.0782 | 0.50388 | 0.051847 | 0.71378 | 0.026427 | 0.015873 | 4.8066 | 0.0035025 | 0.0035025 | 0 | 1108
755 |  |  |  | IBT | F150D |  | -26.9371 | -12.5958 | -8.8261 | -2.0387 | -0.11488 | 0.04867 | -0.33035 | -0.01869 | -0.021606 | -3.0445 | 0.0025537 | 0.0021987 | 0 | 1109
756 |  |  |  | SG | F10 |  | 0 | 0 | 0 | 0 | 0 | 0 | 0 | 0 | 0 | 0 | 0 | 0 | 0 | 1110
757 |  |  |  | SO | F102D |  | -29.6386 | -17.6865 | -6.6917 | -1.6957 | -0.39872 | -0.036733 | -0.39161 | -0.015352 | -0.008547 | -2.7089 | -0.0024815 | -0.0024815 | 0 | 1111
758
759
760 |  | SCHMDT | Deductions - Temporary
761 |  |  |  | S | F101D |  | 199124.9938 | 118868.8068 | 45831.2149 | 11629.107 | 1918.7896 | -97.845 | 2700.5041 | 98.3447 | 57.0217 | 18109.8132 | 5.154 | 4.0829 | 0 | 1115
762 |  |  |  | BADDEBT | F80 |  | 0 | 0 | 0 | 0 | 0 | 0 | 0 | 0 | 0 | 0 | 0 | 0 | 0 | 1116
763 |  |  |  | SNP | F104D |  | 41951.4974 | 25005.0771 | 9630.9238 | 2446.6729 | 400.5086 | 41.2108 | 567.3496 | 21.0052 | 12.6168 | 3820.5646 | 2.784 | 2.784 | 0 | 1117
764 |  |  |  | CN | F40 |  | 0 | 0 | 0 | 0 | 0 | 0 | 0 | 0 | 0 | 0 | 0 | 0 | 0 | 1118
765 |  |  |  | TROJD | F10 |  | 3562.2936 | 1293.7431 | 948.4077 | 283.5207 | 6.3982 | 616.6603 | 31.8385 | 0.88098 | 1.4843 | 225.5323 | 71.9357 | 81.8918 | 0 | 1119
766 |  |  |  | DGP | F10 |  | 0 | 0 | 0 | 0 | 0 | 0 | 0 | 0 | 0 | 0 | 0 | 0 | 0 | 1120
767 |  |  |  | SE | F30 |  | 0 | 0 | 0 | 0 | 0 | 0 | 0 | 0 | 0 | 0 | 0 | 0 | 0 | 1121
768 |  |  |  | SG | F10 |  | 0 | 0 | 0 | 0 | 0 | 0 | 0 | 0 | 0 | 0 | 0 | 0 | 0 | 1122
769 |  |  |  | GPS | F102D |  | -854320.7161 | -509805.789 | -192884.2604 | -48877.1482 | -11492.9305 | -1058.8135 | -11288.0077 | -442.5078 | -246.3651 | -78081.8374 | -71.5282 | -71.5282 | 0 | 1123
770 |  |  |  | SO | F102D |  | 56666.1314 | 33814.8441 | 12793.7959 | 3241.9662 | 762.3131 | 70.2299 | 748.7208 | 29.351 | 16.3411 | 5179.0804 | 4.7444 | 4.7444 | 0 | 1124
771 |  |  |  | TAXDEPR | F151D |  | 917198.6773 | 573426.4966 | 172852.2132 | 42859.4558 | 29650.3067 | 2396.955 | 10640.7174 | 585.3805 | 313.9456 | 84149.3535 | 161.9265 | 161.9265 | 0 | 1125
772 |  |  |  | SNPD | F104D |  | 4566.5965 | 2721.9075 | 1048.3665 | 266.3306 | 43.597 | 4.486 | 61.7584 | 2.2865 | 1.3734 | 415.8845 | 0.30305 | 0.30305 | 0 | 1126
773
774
775 |  | TOTAL SCHEDULE - M DEDUCTIONS |  |  |  |  | 368745.6773 | 245326.2629 | 50217.2605 | 11849.2488 | 21288.973 | 1972.9473 | 3462.8728 | 294.7335 | 156.4035 | 33817.4443 | 175.323 | 184.2076 | 0
776
777 |  | TOTAL SCHEDULE - M ADJUSTMENTS |  |  |  |  | 22836900.3988 | 13968969.6875 | 4738091.839 | 1189521.8005 | 499027.3042 | 41775.823 | 285155.9907 | 13125.0544 | 7361.7209 | 2088287.9261 | 2796.9074 | 2786.3451 | 0
778
779
780
781 | [6 empty] | D: INCOME TAXES
782
783 |  |  | State Income Taxes Before Credits |  | F150D |  | 2823539.1681 | 1615588.9933 | 691145.4695 | 168147.7889 | 44970.6574 | 1881.8312 | 39717.9637 | 1077.8066 | 3364.5381 | 257296.1449 | 195.1289 | 152.8457 | 0 | 1134
784 |  |  | Renewable Energy Credits |  | F10 |  | 0 | 0 | 0 | 0 | 0 | 0 | 0 | 0 | 0 | 0 | 0 | 0 | 0 | 1136
785 |  | 40911 | State Income Taxes |  |  |  | 2823539.1681 | 1615588.9933 | 691145.4695 | 168147.7889 | 44970.6574 | 1881.8312 | 39717.9637 | 1077.8066 | 3364.5381 | 257296.1449 | 195.1289 | 152.8457 | 0
786
787 |  | Calculation of Taxable Income
788
789 |  |  | Operating Revenues |  |  |  | 66049934.1083 | 37549010.4714 | 16729245.0195 | 4145231.1843 | 665964.0143 | 89620.172 | 1061143.0094 | 16410.0904 | 84865.7448 | 5680310.3934 | 12746.2918 | 15387.717 | 0
790 |  |  | Operating Deductions
791 |  |  | O & M Expenses |  |  |  | 4507795.0253 | 2522397.5275 | 1051670.1258 | 274753.6447 | 72872.6182 | 104571.2846 | 59230.8708 | 2154.4938 | 1509.1031 | 391548.6963 | 11719.9999 | 15366.6606 | 0
792 |  |  | Depreciation Expense |  |  |  | 12131248.2028 | 7327128.7818 | 2835606.8236 | 741336.6289 | 54893.8957 | 1151.1099 | 225557.3931 | 2000.2056 | 9199.2153 | 934218.6224 | 77.7633 | 77.7633 | 0
793 |  |  | Amortization Expense |  |  |  | -164290.5742 | -98024.6339 | -37095.0993 | -9400.669 | -2209.4638 | -213.7884 | -2170.4929 | -85.0807 | -47.385 | -15013.9046 | -14.9456 | -15.111 | 0
794 |  |  | Taxes Other Than Income |  |  |  | 3191867.4263 | 1905403.5621 | 734649.9255 | 186408.3822 | 30757.1731 | -1568.4028 | 43287.6396 | 1576.4125 | 914.0274 | 290290.6448 | 82.6159 | 65.4462 | 0
795 |  |  | Interest & Dividends (AFUDC-Equity) |  | F104D |  | -722724.4073 | -430777.9378 | -165917.8844 | -42150.3478 | -6899.81 | -709.9639 | -9774.0819 | -361.8699 | -217.358 | -65819.2302 | -47.9617 | -47.9617 | 0 | 1147
796 |  |  | Misc Revenue & Expense |  |  |  | -10460.6864 | -3799.0808 | -2785.0022 | -832.5595 | -18.7884 | -1810.8248 | -93.4937 | -2.587 | -4.3586 | -662.2764 | -211.2394 | -240.4756 | 0
797 |  |  | Total Operating Deductions |  |  |  | 18933434.9866 | 11222328.2189 | 4416128.8889 | 1150115.0794 | 149395.6247 | 101419.4145 | 316037.8348 | 5281.5743 | 11353.2444 | 1534562.5523 | 11606.2325 | 15206.3219 | 0
798 |  |  | Other Deductions
799 |  |  | Interest Deductions |  | F101D |  | 7760906.8307 | 4709991.295 | 1827739.4774 | 480942.1154 | 25052.5798 | -11473.4465 | 155416.1507 | 513.337 | 6765.453 | 566719.8006 | -361.0267 | -398.905 | 0
800 |  |  | Interest on PCRBS |  |  |  | 0 | 0 | 0 | 0 | 0 | 0 | 0 | 0 | 0 | 0 | 0 | 0 | 0
801 |  |  | Schedule M Adjustments |  |  |  | 22836900.3988 | 13968969.6875 | 4738091.839 | 1189521.8005 | 499027.3042 | 41775.823 | 285155.9907 | 13125.0544 | 7361.7209 | 2088287.9261 | 2796.9074 | 2786.3451 | 0
802
803 |  |  | Income Before State Taxes |  |  |  | 62192492.6898 | 35585660.6449 | 15223468.4921 | 3703695.7899 | 990543.114 | 41450.0271 | 874845.0147 | 23740.2336 | 74108.7683 | 5667315.9665 | 4297.9934 | 3366.6453 | 0
804
805 |  |  | State Income Taxes |  |  |  | 2823539.1681 | 1615588.9933 | 691145.4695 | 168147.7889 | 44970.6574 | 1881.8312 | 39717.9637 | 1077.8066 | 3364.5381 | 257296.1449 | 195.1289 | 152.8457 | 0
806
807 |  |  | Adjustments to Calculated Tax:
808 |  |  |  | PMI | F30 |  | 0 | 0 | 0 | 0 | 0 | 0 | 0 | 0 | 0 | 0 | 0 | 0 | 0 | 1166
809 |  |  |  | Renewable Energy Credits | F10 |  | 0 | 0 | 0 | 0 | 0 | 0 | 0 | 0 | 0 | 0 | 0 | 0 | 0 | 1167
810 |  |  |  | System Overheads | F102D |  | 0 | 0 | 0 | 0 | 0 | 0 | 0 | 0 | 0 | 0 | 0 | 0 | 0 | 1168
811 |  |  |  | Situs | F107D |  | 0 | 0 | 0 | 0 | 0 | 0 | 0 | 0 | 0 | 0 | 0 | 0 | 0 | 1169
812 |  |  |  | Total Adjustments |  |  | 0 | 0 | 0 | 0 | 0 | 0 | 0 | 0 | 0 | 0 | 0 | 0 | 0
813
814 |  |  | 35%
815
816 |  | 40910 | Federal Income Tax |  |  |  | 20779133.7326 | 11889525.0781 | 5086313.0579 | 1237441.8004 | 330950.3598 | 13848.8685 | 292294.4678 | 7931.8494 | 24760.4806 | 1893506.9376 | 1436.0026 | 1124.8299 | 0
817
818
819 |  | TOTAL OPERATING EXPENSES |  |  |  |  | 42542776.4642 | 24730766.5943 | 10194695.7106 | 2556036.6102 | 525316.462 | 118211.9299 | 648113.3037 | 14299.4517 | 39490.5703 | 3686061.7627 | 13266.7917 | 16517.277 | 0
820
821
822 |  | Distribution - METER - Unbundled |  |  |  |  | D: STEAM PRODUCTION PLANT
823
824 |  | A |  | B | C |  | D | E | F | G | H | I | J | K | L | M | N | O
825 |  | FERC ACCT |  | DESCRIPTION | COS Factor |  | Utah Jurisdiction Normalized | Residential Sch 1 | General Large Dist. Sch 6 | General +1 MW Sch 8 | Street & Area Lighting Sch. 7,11,12 | General Trans Sch 9 | Irrigation Sch 10 | Traffic Signals Sch 15 | Outdoor Lighting Sch 15 | General Small Dist. Sch 23 | Industrial Cust 1 | Industrial Cust 2
826 |  | 310 | Land and Land Rights |  | F10 |  | 0 | 0 | 0 | 0 | 0 | 0 | 0 | 0 | 0 | 0 | 0 | 0 | 0 | 1186
827 |  |  |  | Total 310 |  |  | 0 | 0 | 0 | 0 | 0 | 0 | 0 | 0 | 0 | 0 | 0 | 0 | 0
828
829 |  | 311 | Structures and Improvements |  | F10 |  | 0 | 0 | 0 | 0 | 0 | 0 | 0 | 0 | 0 | 0 | 0 | 0 | 0 | 1193
830 |  |  |  | Total 311 |  |  | 0 | 0 | 0 | 0 | 0 | 0 | 0 | 0 | 0 | 0 | 0 | 0 | 0
831
832 |  | 312 | Boiler Plant Equipment |  | F10 |  | 0 | 0 | 0 | 0 | 0 | 0 | 0 | 0 | 0 | 0 | 0 | 0 | 0 | 1200
833 |  |  |  | Total 312 |  |  | 0 | 0 | 0 | 0 | 0 | 0 | 0 | 0 | 0 | 0 | 0 | 0 | 0
834
835 |  | 314 | Turbogenerator Units |  | F10 |  | 0 | 0 | 0 | 0 | 0 | 0 | 0 | 0 | 0 | 0 | 0 | 0 | 0 | 1207
836 |  |  |  | Total 314 |  |  | 0 | 0 | 0 | 0 | 0 | 0 | 0 | 0 | 0 | 0 | 0 | 0 | 0
837
838 |  | 315 | Accessory Electric Equipment |  | F10 |  | 0 | 0 | 0 | 0 | 0 | 0 | 0 | 0 | 0 | 0 | 0 | 0 | 0 | 1214
839 |  |  |  | Total 316 |  |  | 0 | 0 | 0 | 0 | 0 | 0 | 0 | 0 | 0 | 0 | 0 | 0 | 0
840
841 |  | 316 | Misc Power Plant Equipment |  | F10 |  | 0 | 0 | 0 | 0 | 0 | 0 | 0 | 0 | 0 | 0 | 0 | 0 | 0 | 1221
842 |  |  |  | Total 316 |  |  | 0 | 0 | 0 | 0 | 0 | 0 | 0 | 0 | 0 | 0 | 0 | 0 | 0
843
844 |  | S00 | Unclassified Steam Plant - Acct 300 |  | F10 |  | 0 | 0 | 0 | 0 | 0 | 0 | 0 | 0 | 0 | 0 | 0 | 0 | 0 | 1226
845
846
847
848 |  | Total Steam Production Plant |  |  |  |  | 0 | 0 | 0 | 0 | 0 | 0 | 0 | 0 | 0 | 0 | 0 | 0 | 0
849
850
851 | [6 empty] | D: NUCLEAR PRODUCTION
852
853
854 |  | 320 | Land and Land Rights |  | F10 |  | 0 | 0 | 0 | 0 | 0 | 0 | 0 | 0 | 0 | 0 | 0 | 0 | 0 | 1232
855
856 |  | 321 | Structures and Improvements |  | F10 |  | 0 | 0 | 0 | 0 | 0 | 0 | 0 | 0 | 0 | 0 | 0 | 0 | 0 | 1236
857
858 |  | 322 | Reactor Plant Equipment |  | F10 |  | 0 | 0 | 0 | 0 | 0 | 0 | 0 | 0 | 0 | 0 | 0 | 0 | 0 | 1240
859
860 |  | 323 | Turbogenerator Units |  | F10 |  | 0 | 0 | 0 | 0 | 0 | 0 | 0 | 0 | 0 | 0 | 0 | 0 | 0 | 1244
861
862 |  | 324 | Land and Land Rights |  | F10 |  | 0 | 0 | 0 | 0 | 0 | 0 | 0 | 0 | 0 | 0 | 0 | 0 | 0 | 1248
863
864 |  | 325 | Misc. Power Plant Equipment |  | F10 |  | 0 | 0 | 0 | 0 | 0 | 0 | 0 | 0 | 0 | 0 | 0 | 0 | 0 | 1252
865
866 |  | N00 | Unclassified Nuclear Plt - Acct 300 |  | F10 |  | 0 | 0 | 0 | 0 | 0 | 0 | 0 | 0 | 0 | 0 | 0 | 0 | 0 | 1258
867
868 |  | Total Nuclear Production Plant |  |  |  |  | 0 | 0 | 0 | 0 | 0 | 0 | 0 | 0 | 0 | 0 | 0 | 0 | 0
869
870
871 | [6 empty] | D: HYDRAULIC PRODUCTION PLANT
872
873
874 |  | 330 | Land and Land Rights |  | F10 |  | 0 | 0 | 0 | 0 | 0 | 0 | 0 | 0 | 0 | 0 | 0 | 0 | 0 | 1268
875
876 |  | 331 | Structures and Improvements |  | F10 |  | 0 | 0 | 0 | 0 | 0 | 0 | 0 | 0 | 0 | 0 | 0 | 0 | 0 | 1275
877
878 |  | 332 | Reservoirs, Dams & Waterways |  | F10 |  | 0 | 0 | 0 | 0 | 0 | 0 | 0 | 0 | 0 | 0 | 0 | 0 | 0 | 1282
879
880 |  | 333 | Water Wheel, Turbines, & Generators |  | F10 |  | 0 | 0 | 0 | 0 | 0 | 0 | 0 | 0 | 0 | 0 | 0 | 0 | 0 | 1289
881
882 |  | 334 | Accessory Electric Equipment |  | F10 |  | 0 | 0 | 0 | 0 | 0 | 0 | 0 | 0 | 0 | 0 | 0 | 0 | 0 | 1296
883
884 |  | 335 | Misc. Power Plant Equipment |  | F10 |  | 0 | 0 | 0 | 0 | 0 | 0 | 0 | 0 | 0 | 0 | 0 | 0 | 0 | 1303
885
886 |  | 336 | Roads, Railroads & Bridges |  | F10 |  | 0 | 0 | 0 | 0 | 0 | 0 | 0 | 0 | 0 | 0 | 0 | 0 | 0 | 1310
887
888 |  | H00 | Unclassified Hydro Plant - Acct 300 |  | F10 |  | 0 | 0 | 0 | 0 | 0 | 0 | 0 | 0 | 0 | 0 | 0 | 0 | 0 | 1316
889
890 |  | Total Hydraulic Plant |  |  |  |  | 0 | 0 | 0 | 0 | 0 | 0 | 0 | 0 | 0 | 0 | 0 | 0 | 0
891
892 |  | Distribution - METER - Unbundled
893 |  | A |  | B | C |  | D | E | F | G | H | I | J | K | L | M | N | O
894 |  | FERC ACCT |  | DESCRIPTION | COS Factor |  | Utah Jurisdiction Normalized | Residential Sch 1 | General Large Dist. Sch 6 | General +1 MW Sch 8 | Street & Area Lighting Sch. 7,11,12 | General Trans Sch 9 | Irrigation Sch 10 | Traffic Signals Sch 15 | Outdoor Lighting Sch 15 | General Small Dist. Sch 23 | Industrial Cust 1 | Industrial Cust 2
895 |  | 340 | Land and Land Rights |  | F10 |  | 0 | 0 | 0 | 0 | 0 | 0 | 0 | 0 | 0 | 0 | 0 | 0 | 0 | 1322
896 |  |  |  | Wind Generation | F10 |  | 0 | 0 | 0 | 0 | 0 | 0 | 0 | 0 | 0 | 0 | 0 | 0 | 0 | 1323
897 |  |  |  | Simple Cycle Combustion Turbine | F10 |  | 0 | 0 | 0 | 0 | 0 | 0 | 0 | 0 | 0 | 0 | 0 | 0 | 0 | 1324
898 |  |  |  | Total 340 |  |  | 0 | 0 | 0 | 0 | 0 | 0 | 0 | 0 | 0 | 0 | 0 | 0 | 0
899
900 |  | 341 | Structures and Improvements |  | F10 |  | 0 | 0 | 0 | 0 | 0 | 0 | 0 | 0 | 0 | 0 | 0 | 0 | 0 | 1328
901 |  |  |  | Wind Generation | F10 |  | 0 | 0 | 0 | 0 | 0 | 0 | 0 | 0 | 0 | 0 | 0 | 0 | 0 | 1330
902 |  |  |  | Simple Cycle Combustion Turbine | F10 |  | 0 | 0 | 0 | 0 | 0 | 0 | 0 | 0 | 0 | 0 | 0 | 0 | 0 | 1331
903 |  |  |  | Total 341 |  |  | 0 | 0 | 0 | 0 | 0 | 0 | 0 | 0 | 0 | 0 | 0 | 0 | 0
904
905 |  | 342 | Fuel Holders, Producers & Access |  | F10 |  | 0 | 0 | 0 | 0 | 0 | 0 | 0 | 0 | 0 | 0 | 0 | 0 | 0 | 1335
906 |  |  |  | Simple Cycle Combustion Turbine | F10 |  | 0 | 0 | 0 | 0 | 0 | 0 | 0 | 0 | 0 | 0 | 0 | 0 | 0 | 1337
907 |  |  |  | Total 342 |  |  | 0 | 0 | 0 | 0 | 0 | 0 | 0 | 0 | 0 | 0 | 0 | 0 | 0
908
909 |  | 343 | Prime Movers |  | F10 |  | 0 | 0 | 0 | 0 | 0 | 0 | 0 | 0 | 0 | 0 | 0 | 0 | 0 | 1342
910 |  |  |  | Wind Generation | F10 |  | 0 | 0 | 0 | 0 | 0 | 0 | 0 | 0 | 0 | 0 | 0 | 0 | 0 | 1343
911 |  |  |  | Simple Cycle Combustion Turbine | F10 |  | 0 | 0 | 0 | 0 | 0 | 0 | 0 | 0 | 0 | 0 | 0 | 0 | 0 | 1344
912 |  |  |  | Total 343 |  |  | 0 | 0 | 0 | 0 | 0 | 0 | 0 | 0 | 0 | 0 | 0 | 0 | 0
913
914 |  | 344 | Generators |  | F10 |  | 0 | 0 | 0 | 0 | 0 | 0 | 0 | 0 | 0 | 0 | 0 | 0 | 0 | 1349
915 |  |  |  | Wind Generation | F10 |  | 0 | 0 | 0 | 0 | 0 | 0 | 0 | 0 | 0 | 0 | 0 | 0 | 0 | 1350
916 |  |  |  | Simple Cycle Combustion Turbine | F10 |  | 0 | 0 | 0 | 0 | 0 | 0 | 0 | 0 | 0 | 0 | 0 | 0 | 0 | 1351
917 |  |  |  | Total 344 |  |  | 0 | 0 | 0 | 0 | 0 | 0 | 0 | 0 | 0 | 0 | 0 | 0 | 0
918
919 |  | 345 | Accessory Electric Plant |  | F10 |  | 0 | 0 | 0 | 0 | 0 | 0 | 0 | 0 | 0 | 0 | 0 | 0 | 0 | 1355
920 |  |  |  | Wind Generation | F10 |  | 0 | 0 | 0 | 0 | 0 | 0 | 0 | 0 | 0 | 0 | 0 | 0 | 0 | 1356
921 |  |  |  | Simple Cycle Combustion Turbine | F10 |  | 0 | 0 | 0 | 0 | 0 | 0 | 0 | 0 | 0 | 0 | 0 | 0 | 0 | 1358
922 |  |  |  | Total 345 |  |  | 0 | 0 | 0 | 0 | 0 | 0 | 0 | 0 | 0 | 0 | 0 | 0 | 0
923
924 |  | 346 | Misc. Power Plant Equipment |  | F10 |  | 0 | 0 | 0 | 0 | 0 | 0 | 0 | 0 | 0 | 0 | 0 | 0 | 0 | 1362
925 |  |  |  | Wind Generation | F10 |  | 0 | 0 | 0 | 0 | 0 | 0 | 0 | 0 | 0 | 0 | 0 | 0 | 0 | 1363
926
927 |  | O00 | Unclassified Other Prod - Acct 300 |  | F10 |  | 0 | 0 | 0 | 0 | 0 | 0 | 0 | 0 | 0 | 0 | 0 | 0 | 0 | 1370
928
929 |  | Total Other Production Plant |  |  |  |  | 0 | 0 | 0 | 0 | 0 | 0 | 0 | 0 | 0 | 0 | 0 | 0 | 0
930
931 |  | Experimental Plant
932 |  | 103 | Experimental Plant |  | F10 |  | 0 | 0 | 0 | 0 | 0 | 0 | 0 | 0 | 0 | 0 | 0 | 0 | 0 | 1376
933
934 |  | TOTAL PRODUCTION PLANT |  |  |  |  | 0 | 0 | 0 | 0 | 0 | 0 | 0 | 0 | 0 | 0 | 0 | 0 | 0
935
936 | [6 empty] | D: TRANSMISSION PLANT
937 |  | 350 | Land and Land Rights
938 |  |  |  | Demand | F10 |  | 0 | 0 | 0 | 0 | 0 | 0 | 0 | 0 | 0 | 0 | 0 | 0 | 0 | 1385
939 |  |  |  | Direct Assigned | A | 0 | 0 | 0 | 0 | 0 | 0 | 0 | 0 | 0 | 0 | 0 | 0 | 0 | 0
940 | [6 empty] | 0 | 0 | 0 | 0 | 0 | 0 | 0 | 0 | 0 | 0 | 0 | 0 | 0
941 |  | 352 | Structures and Improvements
942 |  |  |  | Demand | F10 |  | 0 | 0 | 0 | 0 | 0 | 0 | 0 | 0 | 0 | 0 | 0 | 0 | 0 | 1392
943 |  |  |  | Direct Assigned | A | 0 | 0 | 0 | 0 | 0 | 0 | 0 | 0 | 0 | 0 | 0 | 0 | 0 | 0
944 | [6 empty] | 0 | 0 | 0 | 0 | 0 | 0 | 0 | 0 | 0 | 0 | 0 | 0 | 0
945 |  | 353 | Station Equipment
946 |  |  |  | Demand | F10 |  | 0 | 0 | 0 | 0 | 0 | 0 | 0 | 0 | 0 | 0 | 0 | 0 | 0 | 1398
947 |  |  |  | Direct Assigned | A | 0 | 0 | 0 | 0 | 0 | 0 | 0 | 0 | 0 | 0 | 0 | 0 | 0 | 0
948 | [6 empty] | 0 | 0 | 0 | 0 | 0 | 0 | 0 | 0 | 0 | 0 | 0 | 0 | 0
949 |  | 354 | Towers and Fixtures
950 |  |  |  | Demand | F10 |  | 0 | 0 | 0 | 0 | 0 | 0 | 0 | 0 | 0 | 0 | 0 | 0 | 0 | 1404
951 |  |  |  | Direct Assigned | A | 0 | 0 | 0 | 0 | 0 | 0 | 0 | 0 | 0 | 0 | 0 | 0 | 0 | 0
952 | [6 empty] | 0 | 0 | 0 | 0 | 0 | 0 | 0 | 0 | 0 | 0 | 0 | 0 | 0
953 |  | 355 | Poles and Fixtures
954 |  |  |  | Demand | F10 |  | 0 | 0 | 0 | 0 | 0 | 0 | 0 | 0 | 0 | 0 | 0 | 0 | 0 | 1410
955 |  |  |  | Direct Assigned | A | 0 | 0 | 0 | 0 | 0 | 0 | 0 | 0 | 0 | 0 | 0 | 0 | 0 | 0
956 | [6 empty] | 0 | 0 | 0 | 0 | 0 | 0 | 0 | 0 | 0 | 0 | 0 | 0 | 0
957 |  | 356 | Overhead Conductors
958 |  |  |  | Demand | F10 |  | 0 | 0 | 0 | 0 | 0 | 0 | 0 | 0 | 0 | 0 | 0 | 0 | 0 | 1416
959 |  |  |  | Direct Assigned | A | 0 | 0 | 0 | 0 | 0 | 0 | 0 | 0 | 0 | 0 | 0 | 0 | 0 | 0
960 | [6 empty] | 0 | 0 | 0 | 0 | 0 | 0 | 0 | 0 | 0 | 0 | 0 | 0 | 0
961 |  | 357 | Underground Conduit
962 |  |  |  | Demand | F10 |  | 0 | 0 | 0 | 0 | 0 | 0 | 0 | 0 | 0 | 0 | 0 | 0 | 0 | 1422
963 |  |  |  | Direct Assigned | A | 0 | 0 | 0 | 0 | 0 | 0 | 0 | 0 | 0 | 0 | 0 | 0 | 0 | 0
964 | [6 empty] | 0 | 0 | 0 | 0 | 0 | 0 | 0 | 0 | 0 | 0 | 0 | 0 | 0
965 |  | 358 | Underground Conductors
966 |  |  |  | Demand | F10 |  | 0 | 0 | 0 | 0 | 0 | 0 | 0 | 0 | 0 | 0 | 0 | 0 | 0 | 1428
967 |  |  |  | Direct Assigned | A | 0 | 0 | 0 | 0 | 0 | 0 | 0 | 0 | 0 | 0 | 0 | 0 | 0 | 0
968 | [6 empty] | 0 | 0 | 0 | 0 | 0 | 0 | 0 | 0 | 0 | 0 | 0 | 0 | 0
969 |  | 359 | Roads and Trails
970 |  |  |  | Demand | F10 |  | 0 | 0 | 0 | 0 | 0 | 0 | 0 | 0 | 0 | 0 | 0 | 0 | 0 | 1434
971 |  |  |  | Direct Assigned | A | 0 | 0 | 0 | 0 | 0 | 0 | 0 | 0 | 0 | 0 | 0 | 0 | 0 | 0
972 | [6 empty] | 0 | 0 | 0 | 0 | 0 | 0 | 0 | 0 | 0 | 0 | 0 | 0 | 0
973
974 |  | T00 | Unclassified Trans Plant - Acct 300 |  | F10 |  | 0 | 0 | 0 | 0 | 0 | 0 | 0 | 0 | 0 | 0 | 0 | 0 | 0 | 1438
975 |  | TS0 | Unclassified Trans Sub - Acct 300 |  | F10 |  | 0 | 0 | 0 | 0 | 0 | 0 | 0 | 0 | 0 | 0 | 0 | 0 | 0 | 1442
976
977 |  | TOTAL TRANSMISSION PLANT |  |  |  |  | 0 | 0 | 0 | 0 | 0 | 0 | 0 | 0 | 0 | 0 | 0 | 0 | 0
978 |  | Distribution - METER - Unbundled |  |  |  |  | D: DISTRIBUTION PLANT
979 |  | A |  | B | C |  | D | E | F | G | H | I | J | K | L | M | N | O
980 |  | FERC ACCT |  | DESCRIPTION | COS Factor |  | Utah Jurisdiction Normalized | Residential Sch 1 | General Large Dist. Sch 6 | General +1 MW Sch 8 | Street & Area Lighting Sch. 7,11,12 | General Trans Sch 9 | Irrigation Sch 10 | Traffic Signals Sch 15 | Outdoor Lighting Sch 15 | General Small Dist. Sch 23 | Industrial Cust 1 | Industrial Cust 2
981
982 |  | 360 | Land and Land Rights
983 |  |  |  | Demand Primary | F20 |  | 0 | 0 | 0 | 0 | 0 | 0 | 0 | 0 | 0 | 0 | 0 | 0 | 0 | 1447
984 |  |  |  | Assigned | A | 0 | 0 | 0 | 0 | 0 | 0 | 0 | 0 | 0 | 0 | 0 | 0 | 0 | 0
985 | [6 empty] | 0 | 0 | 0 | 0 | 0 | 0 | 0 | 0 | 0 | 0 | 0 | 0 | 0
986 |  | 361 | Structures and Improvements
987 |  |  |  | Demand Primary | F20 |  | 0 | 0 | 0 | 0 | 0 | 0 | 0 | 0 | 0 | 0 | 0 | 0 | 0 | 1451
988 |  |  |  | Assigned | A | 0 | 0 | 0 | 0 | 0 | 0 | 0 | 0 | 0 | 0 | 0 | 0 | 0 | 0
989 | [6 empty] | 0 | 0 | 0 | 0 | 0 | 0 | 0 | 0 | 0 | 0 | 0 | 0 | 0
990 |  | 362 | Station Equipment
991 |  |  |  | Demand Primary | F20 |  | 0 | 0 | 0 | 0 | 0 | 0 | 0 | 0 | 0 | 0 | 0 | 0 | 0 | 1455
992 |  |  |  | Assigned | A | 0 | 0 | 0 | 0 | 0 | 0 | 0 | 0 | 0 | 0 | 0 | 0 | 0 | 0
993 | [6 empty] | 0 | 0 | 0 | 0 | 0 | 0 | 0 | 0 | 0 | 0 | 0 | 0 | 0
994 |  | 364 | Poles, Towers & Fixtures
995 |  |  |  | Demand Primary | F20 | 0 | 0 | 0 | 0 | 0 | 0 | 0 | 0 | 0 | 0 | 0 | 0 | 0 | 0 | 1459
996 |  |  |  | Demand Secondary | F22 | 0 | 0 | 0 | 0 | 0 | 0 | 0 | 0 | 0 | 0 | 0 | 0 | 0 | 0
997 |  |  |  | Assigned | A | 0 | 0 | 0 | 0 | 0 | 0 | 0 | 0 | 0 | 0 | 0 | 0 | 0 | 0
998 | [6 empty] | 0 | 0 | 0 | 0 | 0 | 0 | 0 | 0 | 0 | 0 | 0 | 0 | 0
999 |  | 365 | Overhead Conductors
1000 |  |  |  | Demand Primary | F20 | 0 | 0 | 0 | 0 | 0 | 0 | 0 | 0 | 0 | 0 | 0 | 0 | 0 | 0 | 1463
1001 |  |  |  | Demand Secondary | F22 | 0 | 0 | 0 | 0 | 0 | 0 | 0 | 0 | 0 | 0 | 0 | 0 | 0 | 0
1002 |  |  |  | Assigned | A | 0 | 0 | 0 | 0 | 0 | 0 | 0 | 0 | 0 | 0 | 0 | 0 | 0 | 0
1003 | [6 empty] | 0 | 0 | 0 | 0 | 0 | 0 | 0 | 0 | 0 | 0 | 0 | 0 | 0
1004 |  | 366 | Underground Conduit
1005 |  |  |  | Demand Primary | F20 | 0 | 0 | 0 | 0 | 0 | 0 | 0 | 0 | 0 | 0 | 0 | 0 | 0 | 0 | 1467
1006 |  |  |  | Demand Secondary | F22 | 0 | 0 | 0 | 0 | 0 | 0 | 0 | 0 | 0 | 0 | 0 | 0 | 0 | 0
1007 |  |  |  | Assigned | A | 0 | 0 | 0 | 0 | 0 | 0 | 0 | 0 | 0 | 0 | 0 | 0 | 0 | 0
1008 | [6 empty] | 0 | 0 | 0 | 0 | 0 | 0 | 0 | 0 | 0 | 0 | 0 | 0 | 0
1009 |  | 367 | Underground Conductors
1010 |  |  |  | Demand Primary | F20 | 0 | 0 | 0 | 0 | 0 | 0 | 0 | 0 | 0 | 0 | 0 | 0 | 0 | 0 | 1471
1011 |  |  |  | Demand Secondary | F22 | 0 | 0 | 0 | 0 | 0 | 0 | 0 | 0 | 0 | 0 | 0 | 0 | 0 | 0
1012 |  |  |  | Assigned | A | 0 | 0 | 0 | 0 | 0 | 0 | 0 | 0 | 0 | 0 | 0 | 0 | 0 | 0
1013 | [6 empty] | 0 | 0 | 0 | 0 | 0 | 0 | 0 | 0 | 0 | 0 | 0 | 0 | 0
1014 |  | 368 | Line Transformers
1015 |  |  |  | Demand Secondary | F21 |  | 480346340.5369 | 290412171.0367 | 112595457.8436 | 29509046.3081 | 1818017.938 | 0 | 9145392.938 | 65138.0252 | 382965.3873 | 36418151.06 | 0 | 0 | 0 | 1475
1016 |  |  |  | Assigned | A | 1 | 0 | 0 | 0 | 0 | 0 | 0 | 0 | 0 | 0 | 0 | 0 | 0 | 0
1017 | [6 empty] | 480346340.5369 | 290412171.0367 | 112595457.8436 | 29509046.3081 | 1818017.938 | 0 | 9145392.938 | 65138.0252 | 382965.3873 | 36418151.06 | 0 | 0 | 0
1018 |  | 369 | Services
1019 |  |  |  | Customer | F70 |  | 0 | 0 | 0 | 0 | 0 | 0 | 0 | 0 | 0 | 0 | 0 | 0 | 0 | 1479
1020 |  |  |  | Assigned | A | 0 | 0 | 0 | 0 | 0 | 0 | 0 | 0 | 0 | 0 | 0 | 0 | 0 | 0
1021 | [6 empty] | 0 | 0 | 0 | 0 | 0 | 0 | 0 | 0 | 0 | 0 | 0 | 0 | 0
1022 |  | 370 | Meters
1023 |  |  |  | Customer | F60 |  | 0 | 0 | 0 | 0 | 0 | 0 | 0 | 0 | 0 | 0 | 0 | 0 | 0 | 1483
1024 |  |  |  | Assigned | A | 0 | 0 | 0 | 0 | 0 | 0 | 0 | 0 | 0 | 0 | 0 | 0 | 0 | 0
1025 | [6 empty] | 0 | 0 | 0 | 0 | 0 | 0 | 0 | 0 | 0 | 0 | 0 | 0 | 0
1026 |  | 371 | Install on Customers' Premises
1027 |  |  |  | Demand Primary | F20 | 0 | 0 | 0 | 0 | 0 | 0 | 0 | 0 | 0 | 0 | 0 | 0 | 0 | 0 | 1487
1028 |  |  |  | Demand Secondary | F22 | 0 | 0 | 0 | 0 | 0 | 0 | 0 | 0 | 0 | 0 | 0 | 0 | 0 | 0
1029 |  |  |  | Assigned | A | 0 | 0 | 0 | 0 | 0 | 0 | 0 | 0 | 0 | 0 | 0 | 0 | 0 | 0
1030 | [6 empty] | 0 | 0 | 0 | 0 | 0 | 0 | 0 | 0 | 0 | 0 | 0 | 0 | 0
1031 |  | 372 | Leased Property
1032 |  |  |  | Demand Primary | F20 | 0 | 0 | 0 | 0 | 0 | 0 | 0 | 0 | 0 | 0 | 0 | 0 | 0 | 0 | 1491
1033 |  |  |  | Demand Secondary | F22 | 0.049306 | 0 | 0 | 0 | 0 | 0 | 0 | 0 | 0 | 0 | 0 | 0 | 0 | 0
1034 |  |  |  | Assigned | A | 0 | 0 | 0 | 0 | 0 | 0 | 0 | 0 | 0 | 0 | 0 | 0 | 0 | 0
1035 | [6 empty] | 0 | 0 | 0 | 0 | 0 | 0 | 0 | 0 | 0 | 0 | 0 | 0 | 0
1036
1037 |  | 373 | Street Lights |  | A | 0 | 0 | 0 | 0 | 0 | 0 | 0 | 0 | 0 | 0 | 0 | 0 | 0 | 0 | 1496
1038
1039
1040 |  | D00 | Unclassified Dist Plant - Acct 300 |  | F22 |  | 0 | 0 | 0 | 0 | 0 | 0 | 0 | 0 | 0 | 0 | 0 | 0 | 0 | 1499
1041 |  | DS0 | Unclassified Dist Sub - Acct 300 |  | F20 |  | 0 | 0 | 0 | 0 | 0 | 0 | 0 | 0 | 0 | 0 | 0 | 0 | 0 | 1503
1042 |  | TOTAL DISTRIBUTION PLANT |  |  |  |  | 480346340.5369 | 290412171.0367 | 112595457.8436 | 29509046.3081 | 1818017.938 | 0 | 9145392.938 | 65138.0252 | 382965.3873 | 36418151.06 | 0 | 0 | 0
1043
1044 |  | Distribution - METER - Unbundled |  |  |  |  | DISTRIBUTION PLANT D: GENERAL PLANT
1045
1046 |  | A |  | B | C |  | D | E | F | G | H | I | J | K | L | M | N | O
1047 |  | FERC ACCT |  | DESCRIPTION | COS Factor |  | Utah Jurisdiction Normalized | Residential Sch 1 | General Large Dist. Sch 6 | General +1 MW Sch 8 | Street & Area Lighting Sch. 7,11,12 | General Trans Sch 9 | Irrigation Sch 10 | Traffic Signals Sch 15 | Outdoor Lighting Sch 15 | General Small Dist. Sch 23 | Industrial Cust 1 | Industrial Cust 2
1048 |  | 389 | Land and Land Rights
1049 |  |  |  | Situs | F107D |  | 536181.2727 | 319959.8366 | 121056.3273 | 30675.8469 | 7213.0922 | 664.5232 | 7084.4804 | 277.7229 | 154.6215 | 49005.0377 | 44.8919 | 44.8919 | 0 | 1510
1050 |  |  |  | Customer - System | F42 |  | 0 | 0 | 0 | 0 | 0 | 0 | 0 | 0 | 0 | 0 | 0 | 0 | 0 | 1511
1051 |  |  |  | System Generation | F105D |  | 0 | 0 | 0 | 0 | 0 | 0 | 0 | 0 | 0 | 0 | 0 | 0 | 0 | 1512
1052 |  |  |  | System Generation | F105D |  | 0 | 0 | 0 | 0 | 0 | 0 | 0 | 0 | 0 | 0 | 0 | 0 | 0 | 1513
1053 |  |  |  | System Overheads | F102D |  | 156546.7001 | 93417.3928 | 35344.3313 | 8956.3043 | 2105.9777 | 194.0182 | 2068.4274 | 81.0856 | 45.1442 | 14307.8047 | 13.1069 | 13.1069 | 0 | 1514
1054 |  |  | Total Land & Land Rights |  |  |  | 692727.9727 | 413377.2295 | 156400.6586 | 39632.1512 | 9319.0699 | 858.5414 | 9152.9078 | 358.8085 | 199.7657 | 63312.8425 | 57.9988 | 57.9988 | 0
1055
1056 |  | 390 | Structures and Improvements
1057 |  |  |  | Situs | F107D |  | 5682819.082 | 3391155.1144 | 1283038.483 | 325123.7916 | 76449.3284 | 7043.0756 | 75086.2112 | 2943.4988 | 1638.7853 | 519389.2025 | 475.7955 | 475.7955 | 0 | 1518
1058 |  |  |  | System Generation | F105D |  | 0 | 0 | 0 | 0 | 0 | 0 | 0 | 0 | 0 | 0 | 0 | 0 | 0 | 1519
1059 |  |  |  | System Generation | F105D |  | 0 | 0 | 0 | 0 | 0 | 0 | 0 | 0 | 0 | 0 | 0 | 0 | 0 | 1520
1060 |  |  |  | System Generation | F105D |  | 0 | 0 | 0 | 0 | 0 | 0 | 0 | 0 | 0 | 0 | 0 | 0 | 0 | 1521
1061 |  |  |  | Customer - System | F42 |  | 0 | 0 | 0 | 0 | 0 | 0 | 0 | 0 | 0 | 0 | 0 | 0 | 0 | 1522
1062 |  |  |  | System Generation | F102D |  | 0 | 0 | 0 | 0 | 0 | 0 | 0 | 0 | 0 | 0 | 0 | 0 | 0 | 1523
1063 |  |  |  | System Overheads | F102D |  | 2036739.1739 | 1215400.0271 | 459844.7887 | 116525.3289 | 27399.6655 | 2524.2592 | 26911.1203 | 1054.9587 | 587.3455 | 186150.627 | 170.5265 | 170.5265 | 0 | 1524
1064
1065 |  |  | Total Structures and Improvements |  |  |  | 7719558.2559 | 4606555.1415 | 1742883.2717 | 441649.1206 | 103848.994 | 9567.3348 | 101997.3315 | 3998.4574 | 2226.1308 | 705539.8295 | 646.3221 | 646.3221 | 0
1066
1067 |  | 391 | Office Furniture & Equipment
1068 |  |  |  | Situs | F107D |  | 300006.8025 | 179025.5132 | 67734.0361 | 17163.9019 | 4035.9051 | 371.8173 | 3963.9436 | 155.3929 | 86.5146 | 27419.5415 | 25.1181 | 25.1181 | 0 | 1528
1069 |  |  |  | System Generation | F105D |  | 0 | 0 | 0 | 0 | 0 | 0 | 0 | 0 | 0 | 0 | 0 | 0 | 0 | 1529
1070 |  |  |  | System Generation | F105D |  | 0 | 0 | 0 | 0 | 0 | 0 | 0 | 0 | 0 | 0 | 0 | 0 | 0 | 1530
1071 |  |  |  | Customer - System | F42 |  | 0 | 0 | 0 | 0 | 0 | 0 | 0 | 0 | 0 | 0 | 0 | 0 | 0 | 1531
1072 |  |  |  | System Generation | F105D |  | 0 | 0 | 0 | 0 | 0 | 0 | 0 | 0 | 0 | 0 | 0 | 0 | 0 | 1532
1073 |  |  |  | Energy | F30 |  | 0 | 0 | 0 | 0 | 0 | 0 | 0 | 0 | 0 | 0 | 0 | 0 | 0 | 1533
1074 |  |  |  | System Overheads | F102D |  | 1265590.3566 | 755226.0856 | 285738.6638 | 72406.5872 | 17025.6226 | 1568.5258 | 16722.05 | 655.5309 | 364.9651 | 115670.4017 | 105.9619 | 105.9619 | 0 | 1534
1075 |  |  |  | Cholla | F10 |  | 0 | 0 | 0 | 0 | 0 | 0 | 0 | 0 | 0 | 0 | 0 | 0 | 0 | 1535
1076 |  |  |  | Simple Cycle Combustion Turbine | F10 |  | 0 | 0 | 0 | 0 | 0 | 0 | 0 | 0 | 0 | 0 | 0 | 0 | 0 | 1536
1077 |  |  | Total Office Furniture & Equipment |  |  |  | 1565597.159 | 934251.5988 | 353472.6999 | 89570.4891 | 21061.5277 | 1940.3432 | 20685.9936 | 810.9238 | 451.4797 | 143089.9432 | 131.08 | 131.08 | 0
1078
1079 |  | 392 | Transportation Equipment
1080 |  |  |  | Situs | F107D |  | 4396010.1842 | 2623267.1151 | 992509.203 | 251503.2554 | 59138.2589 | 5448.2523 | 58083.8039 | 2276.9774 | 1267.7013 | 401779.5025 | 368.0571 | 368.0571 | 0 | 1540
1081 |  |  |  | System Overheads | F102D |  | 150612.8467 | 89876.436 | 34004.6156 | 8616.8184 | 2026.1512 | 186.664 | 1990.0243 | 78.0121 | 43.433 | 13765.4719 | 12.6101 | 12.6101 | 0 | 1541
1082 |  |  |  | System Generation | F105D |  | 0 | 0 | 0 | 0 | 0 | 0 | 0 | 0 | 0 | 0 | 0 | 0 | 0 | 1542
1083 |  |  |  | Customer - System | F42 |  | 0 | 0 | 0 | 0 | 0 | 0 | 0 | 0 | 0 | 0 | 0 | 0 | 0 | 1543
1084 |  |  |  | System Generation | F105D |  | 0 | 0 | 0 | 0 | 0 | 0 | 0 | 0 | 0 | 0 | 0 | 0 | 0 | 1544
1085 |  |  |  | Energy | F30 |  | 0 | 0 | 0 | 0 | 0 | 0 | 0 | 0 | 0 | 0 | 0 | 0 | 0 | 1545
1086 |  |  |  | System Generation | F105D |  | 0 | 0 | 0 | 0 | 0 | 0 | 0 | 0 | 0 | 0 | 0 | 0 | 0 | 1546
1087 |  |  |  | Cholla | F10 |  | 0 | 0 | 0 | 0 | 0 | 0 | 0 | 0 | 0 | 0 | 0 | 0 | 0 | 1547
1088 |  |  |  | Simple Cycle Combustion Turbine | F10 |  | 0 | 0 | 0 | 0 | 0 | 0 | 0 | 0 | 0 | 0 | 0 | 0 | 0 | 1548
1089 |  |  | Total Transportation Equipment |  |  |  | 4546623.0308 | 2713143.5511 | 1026513.8186 | 260120.0738 | 61164.4102 | 5634.9163 | 60073.8282 | 2354.9895 | 1311.1343 | 415544.9744 | 380.6672 | 380.6672 | 0
1090
1091 |  | 393 | Stores Equipment
1092 |  |  |  | Situs | F107D |  | 495817.1671 | 295873.0337 | 111943.1213 | 28366.5475 | 6670.0856 | 614.4974 | 6551.1557 | 256.8157 | 142.9815 | 45315.9038 | 41.5124 | 41.5124 | 0 | 1552
1093 |  |  |  | System Generation | F105D |  | 0 | 0 | 0 | 0 | 0 | 0 | 0 | 0 | 0 | 0 | 0 | 0 | 0 | 1553
1094 |  |  |  | System Generation | F105D |  | 0 | 0 | 0 | 0 | 0 | 0 | 0 | 0 | 0 | 0 | 0 | 0 | 0 | 1554
1095 |  |  |  | System Overheads | F102D |  | 3994.518 | 2383.6814 | 901.8623 | 228.5332 | 53.7371 | 4.9507 | 52.7789 | 2.069 | 1.1519 | 365.0846 | 0.33444 | 0.33444 | 0 | 1555
1096 |  |  |  | System Generation | F105D |  | 0 | 0 | 0 | 0 | 0 | 0 | 0 | 0 | 0 | 0 | 0 | 0 | 0 | 1556
1097 |  |  |  | Simple Cycle Combustion Turbine | F10 |  | 0 | 0 | 0 | 0 | 0 | 0 | 0 | 0 | 0 | 0 | 0 | 0 | 0 | 1557
1098 |  |  | Total Stores Equipment |  |  |  | 499811.6851 | 298256.7151 | 112844.9836 | 28595.0807 | 6723.8227 | 619.4481 | 6603.9346 | 258.8847 | 144.1334 | 45680.9884 | 41.8469 | 41.8469 | 0 | 1558
1099
1100 |  | 394 | Tools, Shop & Garage Equipment
1101 |  |  |  | Situs | F107D |  | 1734170.2562 | 1034845.6019 | 391532.291 | 99214.8441 | 23329.293 | 2149.2664 | 22913.3239 | 898.2387 | 500.0921 | 158496.9173 | 145.1939 | 145.1939 | 0 | 1561
1102 |  |  |  | System Generation | F105D |  | 0 | 0 | 0 | 0 | 0 | 0 | 0 | 0 | 0 | 0 | 0 | 0 | 0 | 1562
1103 |  |  |  | System Generation | F105D |  | 0 | 0 | 0 | 0 | 0 | 0 | 0 | 0 | 0 | 0 | 0 | 0 | 0 | 1563
1104 |  |  |  | System Overheads | F102D |  | 77442.5951 | 46212.9532 | 17484.602 | 4430.6232 | 1041.8129 | 95.9795 | 1023.2371 | 40.1125 | 22.3325 | 7077.9743 | 6.4839 | 6.4839 | 0 | 1564
1105 |  |  |  | Energy | F30 |  | 0 | 0 | 0 | 0 | 0 | 0 | 0 | 0 | 0 | 0 | 0 | 0 | 0 | 1565
1106 |  |  |  | System Generation | F105D |  | 0 | 0 | 0 | 0 | 0 | 0 | 0 | 0 | 0 | 0 | 0 | 0 | 0 | 1566
1107 |  |  |  | Cholla | F10 |  | 0 | 0 | 0 | 0 | 0 | 0 | 0 | 0 | 0 | 0 | 0 | 0 | 0 | 1567
1108 |  |  |  | Simple Cycle Combustion Turbine | F10 |  | 0 | 0 | 0 | 0 | 0 | 0 | 0 | 0 | 0 | 0 | 0 | 0 | 0 | 1568
1109 |  |  | Total Tools, Shop & Garage Equipment |  |  |  | 1811612.8512 | 1081058.5551 | 409016.893 | 103645.4673 | 24371.1059 | 2245.2459 | 23936.5609 | 938.3512 | 522.4246 | 165574.8917 | 151.6778 | 151.6778 | 0
1110
1111 |  | 395 | Laboratory Equipment
1112 |  |  |  | Situs | F107D |  | 984656.5399 | 587582.1512 | 222310.8311 | 56333.8834 | 13246.3008 | 1220.3469 | 13010.1149 | 510.0172 | 283.9507 | 89994.0624 | 82.4406 | 82.4406 | 0 | 1572
1113 |  |  |  | System Generation | F105D |  | 0 | 0 | 0 | 0 | 0 | 0 | 0 | 0 | 0 | 0 | 0 | 0 | 0 | 1573
1114 |  |  |  | System Generation | F105D |  | 0 | 0 | 0 | 0 | 0 | 0 | 0 | 0 | 0 | 0 | 0 | 0 | 0 | 1574
1115 |  |  |  | System Overheads | F102D |  | 96160.178 | 57382.4496 | 21710.5643 | 5501.4881 | 1293.6152 | 119.1774 | 1270.5496 | 49.8076 | 27.7302 | 8788.694 | 8.051 | 8.051 | 0 | 1575
1116 |  |  |  | Energy | F30 |  | 0 | 0 | 0 | 0 | 0 | 0 | 0 | 0 | 0 | 0 | 0 | 0 | 0 | 1576
1117 |  |  |  | System Generation | F105D |  | 0 | 0 | 0 | 0 | 0 | 0 | 0 | 0 | 0 | 0 | 0 | 0 | 0 | 1577
1118 |  |  |  | Cholla | F10 |  | 0 | 0 | 0 | 0 | 0 | 0 | 0 | 0 | 0 | 0 | 0 | 0 | 0 | 1578
1119 |  |  |  | Simple Cycle Combustion Turbine | F10 |  | 0 | 0 | 0 | 0 | 0 | 0 | 0 | 0 | 0 | 0 | 0 | 0 | 0 | 1579
1120 |  |  | Total Laboratory Equipment |  |  |  | 1080816.7179 | 644964.6008 | 244021.3954 | 61835.3716 | 14539.916 | 1339.5242 | 14280.6644 | 559.8247 | 311.681 | 98782.7564 | 90.4917 | 90.4917 | 0
1121
1122 |  | 396 | Power Operated Equipment
1123 |  |  |  | Situs | F107D |  | 6146178.9144 | 3667659.6173 | 1387653.5495 | 351633.3995 | 82682.7748 | 7617.3467 | 81208.5132 | 3183.5027 | 1772.4069 | 561738.6228 | 514.5905 | 514.5905 | 0 | 1583
1124 |  |  |  | System Generation | F105D |  | 0 | 0 | 0 | 0 | 0 | 0 | 0 | 0 | 0 | 0 | 0 | 0 | 0 | 1584
1125 |  |  |  | System Generation | F105D |  | 0 | 0 | 0 | 0 | 0 | 0 | 0 | 0 | 0 | 0 | 0 | 0 | 0 | 1585
1126 |  |  |  | System Overheads | F102D |  | 40740.8271 | 24311.607 | 9198.2603 | 2330.8523 | 548.0746 | 50.4927 | 538.3023 | 21.1023 | 11.7487 | 3723.5649 | 3.411 | 3.411 | 0 | 1586
1127 |  |  |  | System Generation | F105D |  | 0 | 0 | 0 | 0 | 0 | 0 | 0 | 0 | 0 | 0 | 0 | 0 | 0 | 1587
1128 |  |  |  | Energy | F30 |  | 0 | 0 | 0 | 0 | 0 | 0 | 0 | 0 | 0 | 0 | 0 | 0 | 0 | 1588
1129 |  |  |  | Cholla | F10 |  | 0 | 0 | 0 | 0 | 0 | 0 | 0 | 0 | 0 | 0 | 0 | 0 | 0 | 1589
1130 |  |  |  | Simple Cycle Combustion Turbine | F10 |  | 0 | 0 | 0 | 0 | 0 | 0 | 0 | 0 | 0 | 0 | 0 | 0 | 0 | 1590
1131 |  |  | Total Power Operated Equipment |  |  |  | 6186919.7415 | 3691971.2243 | 1396851.8098 | 353964.2519 | 83230.8494 | 7667.8393 | 81746.8154 | 3204.605 | 1784.1556 | 565462.1877 | 518.0015 | 518.0015 | 0
1132
1133 |  | 397 | Communication Equipment
1134 |  |  |  | Situs | F107D |  | 7341700.8951 | 4381073.2279 | 1657572.5257 | 420031.2552 | 98765.7877 | 9099.0324 | 97004.7606 | 3802.7407 | 2117.1661 | 671005.0272 | 614.6859 | 614.6859 | 0 | 1594
1135 |  |  |  | System Generation | F105D |  | 0 | 0 | 0 | 0 | 0 | 0 | 0 | 0 | 0 | 0 | 0 | 0 | 0 | 1595
1136 |  |  |  | System Generation | F105D |  | 0 | 0 | 0 | 0 | 0 | 0 | 0 | 0 | 0 | 0 | 0 | 0 | 0 | 1596
1137 |  |  |  | System Overheads | F102D |  | 1649759.9741 | 984474.7639 | 372474.5595 | 94385.5876 | 22193.7458 | 2044.6515 | 21798.0239 | 854.5172 | 475.7502 | 150782.1215 | 138.1266 | 138.1266 | 0 | 1597
1138 |  |  |  | Customer - System | F42 |  | 0 | 0 | 0 | 0 | 0 | 0 | 0 | 0 | 0 | 0 | 0 | 0 | 0 | 1598
1139 |  |  |  | System Generation | F105D |  | 0 | 0 | 0 | 0 | 0 | 0 | 0 | 0 | 0 | 0 | 0 | 0 | 0 | 1599
1140 |  |  |  | Energy | F30 |  | 0 | 0 | 0 | 0 | 0 | 0 | 0 | 0 | 0 | 0 | 0 | 0 | 0 | 1600
1141 |  |  |  | Cholla | F10 |  | 0 | 0 | 0 | 0 | 0 | 0 | 0 | 0 | 0 | 0 | 0 | 0 | 0 | 1601
1142 |  |  |  | Simple Cycle Combustion Turbine | F10 |  | 0 | 0 | 0 | 0 | 0 | 0 | 0 | 0 | 0 | 0 | 0 | 0 | 0 | 1602
1143 |  |  | Total Communication Equipment |  |  |  | 8991460.8693 | 5365547.9917 | 2030047.0853 | 514416.8428 | 120959.5335 | 11143.6838 | 118802.7844 | 4657.2579 | 2592.9163 | 821787.1487 | 752.8125 | 752.8125 | 0
1144
1145 |  | Distribution - METER - Unbundled |  |  |  |  | D: GENERAL PLANT
1146
1147 |  | A |  | B | C |  | D | E | F | G | H | I | J | K | L | M | N | O
1148 |  | FERC ACCT |  | DESCRIPTION | COS Factor |  | Utah Jurisdiction Normalized | Residential Sch 1 | General Large Dist. Sch 6 | General +1 MW Sch 8 | Street & Area Lighting Sch. 7,11,12 | General Trans Sch 9 | Irrigation Sch 10 | Traffic Signals Sch 15 | Outdoor Lighting Sch 15 | General Small Dist. Sch 23 | Industrial Cust 1 | Industrial Cust 2
1149 |  | 398 | Misc. Equipment
1150 |  |  |  | Situs | F107D |  | 129484.967 | 77268.6235 | 29234.4685 | 7408.0563 | 1741.924 | 160.4789 | 1710.8649 | 67.0686 | 37.3403 | 11834.4598 | 10.8412 | 10.8412 | 0 | 1606
1151 |  |  |  | System Generation | F105D |  | 0 | 0 | 0 | 0 | 0 | 0 | 0 | 0 | 0 | 0 | 0 | 0 | 0 | 1607
1152 |  |  |  | System Generation | F105D |  | 0 | 0 | 0 | 0 | 0 | 0 | 0 | 0 | 0 | 0 | 0 | 0 | 0 | 1608
1153 |  |  |  | Customer - System | F42 |  | 0 | 0 | 0 | 0 | 0 | 0 | 0 | 0 | 0 | 0 | 0 | 0 | 0 | 1609
1154 |  |  |  | System Overheads | F102D |  | 52637.9149 | 31411.0535 | 11884.3253 | 3011.5051 | 708.1227 | 65.2375 | 695.4966 | 27.2646 | 15.1795 | 4810.9159 | 4.4071 | 4.4071 | 0 | 1610
1155 |  |  |  | System Energy | F30 |  | 0 | 0 | 0 | 0 | 0 | 0 | 0 | 0 | 0 | 0 | 0 | 0 | 0 | 1611
1156 |  |  |  | Simple Cycle Combustion Turbine | F105D |  | 0 | 0 | 0 | 0 | 0 | 0 | 0 | 0 | 0 | 0 | 0 | 0 | 0 | 1612
1157 |  |  | Total Misc. Equipment |  |  |  | 182122.8819 | 108679.677 | 41118.7938 | 10419.5613 | 2450.0467 | 225.7164 | 2406.3615 | 94.3332 | 52.5198 | 16645.3757 | 15.2483 | 15.2483 | 0
1158
1159 |  | 399 | Coal Mine |  | F30 |  | 0 | 0 | 0 | 0 | 0 | 0 | 0 | 0 | 0 | 0 | 0 | 0 | 0 | 1620
1160 |  | 399L | WIDCO Capital Lease |  | F30 |  | 0 | 0 | 0 | 0 | 0 | 0 | 0 | 0 | 0 | 0 | 0 | 0 | 0 | 1623
1161 |  |  | Remove Capital Lease |  | F30 |  | 0 | 0 | 0 | 0 | 0 | 0 | 0 | 0 | 0 | 0 | 0 | 0 | 0 | 1626
1162
1163 |  | 390L | General Capital Lease
1164 |  |  |  | Situs | F107D |  | 881807.5613 | 526208.2389 | 199090.1029 | 50449.7176 | 11862.7032 | 1092.8797 | 11651.1872 | 456.745 | 254.2916 | 80594.0361 | 73.8296 | 73.8296 | 0 | 1631
1165 |  |  |  | System Generation | F105D |  | 0 | 0 | 0 | 0 | 0 | 0 | 0 | 0 | 0 | 0 | 0 | 0 | 0 | 1632
1166 |  |  |  | System Overheads | F102D |  | 43056.5397 | 25693.4811 | 9721.0903 | 2463.3382 | 579.2272 | 53.3627 | 568.8994 | 22.3018 | 12.4164 | 3935.2127 | 3.6049 | 3.6049 | 0 | 1633
1167
1168 |  |  | Remove Capital Lease |  |  |  | -924864.1009 | -551901.72 | -208811.1932 | -52913.0558 | -12441.9304 | -1146.2423 | -12220.0866 | -479.0468 | -266.7081 | -84529.2488 | -77.4345 | -77.4345
1169
1170 |  | 392L | General Vehicles Capital Lease |  | F30 |  | 0 | 0 | 0 | 0 | 0 | 0 | 0 | 0 | 0 | 0 | 0 | 0 | 0 | 1640
1171 |  |  | Remove Capital Lease |  | F30 |  | 0 | 0 | 0 | 0 | 0 | 0 | 0 | 0 | 0 | 0 | 0 | 0 | 0 | 1643
1172
1173 |  | G00 | Unclassified Gen Plant - Acct 300 |  | F102D |  | 149464.1155 | 89190.9442 | 33745.2608 | 8551.0975 | 2010.6977 | 185.2403 | 1974.8463 | 77.4171 | 43.1018 | 13660.482 | 12.5139 | 12.5139 | 0 | 1653
1174 |  | GV0 | Unclassified Gen Veh - Acct 300 |  | F102D |  | 0 | 0 | 0 | 0 | 0 | 0 | 0 | 0 | 0 | 0 | 0 | 0 | 0 | 1661
1175
1176 |  | TOTAL GENERAL PLANT |  |  |  |  | 33426715.2809 | 19946997.2291 | 7546916.6704 | 1912399.5076 | 449679.9737 | 41427.8338 | 441662.0288 | 17313.8531 | 9639.443 | 3055081.4202 | 2798.6606 | 2798.6606 | 0
1177
1178
1179
1180 | [6 empty] | D: INTANGIBLE PLANT
1181
1182 |  | 301 | Organization
1183 |  |  |  | Situs | F107D |  | 0 | 0 | 0 | 0 | 0 | 0 | 0 | 0 | 0 | 0 | 0 | 0 | 0 | 1666
1184 |  |  |  | System Overheads | F102D |  | 0 | 0 | 0 | 0 | 0 | 0 | 0 | 0 | 0 | 0 | 0 | 0 | 0 | 1667
1185 |  |  |  | System Generation | F105D |  | 0 | 0 | 0 | 0 | 0 | 0 | 0 | 0 | 0 | 0 | 0 | 0 | 0 | 1668
1186 |  |  | Total Organization |  |  |  | 0 | 0 | 0 | 0 | 0 | 0 | 0 | 0 | 0 | 0 | 0 | 0 | 0
1187
1188 |  | 302 | Franchise & Consent
1189 |  |  |  | Situs | F107D |  | 0 | 0 | 0 | 0 | 0 | 0 | 0 | 0 | 0 | 0 | 0 | 0 | 0 | 1671
1190 |  |  |  | System Generation | F105D |  | 0 | 0 | 0 | 0 | 0 | 0 | 0 | 0 | 0 | 0 | 0 | 0 | 0 | 1672
1191 |  |  |  | System Generation | F105D |  | 0 | 0 | 0 | 0 | 0 | 0 | 0 | 0 | 0 | 0 | 0 | 0 | 0 | 1673
1192 |  |  |  | System Generation | F105D |  | 0 | 0 | 0 | 0 | 0 | 0 | 0 | 0 | 0 | 0 | 0 | 0 | 0 | 1674
1193 |  |  |  | System Generation | F105D |  | 0 | 0 | 0 | 0 | 0 | 0 | 0 | 0 | 0 | 0 | 0 | 0 | 0 | 1675
1194 |  |  |  | System Generation | F105D |  | 0 | 0 | 0 | 0 | 0 | 0 | 0 | 0 | 0 | 0 | 0 | 0 | 0 | 1676
1195 |  |  | Total Franchise & Consent |  |  |  | 0 | 0 | 0 | 0 | 0 | 0 | 0 | 0 | 0 | 0 | 0 | 0 | 0
1196
1197 |  | 303 | Miscellaneous Intangible Plant
1198 |  |  |  | Situs | F107D |  | -265675.9776 | -158538.9993 | -59982.9941 | -15199.7767 | -3574.0624 | -329.269 | -3510.3357 | -137.6107 | -76.6144 | -24281.8278 | -22.2438 | -22.2438 | 0 | 1680
1199 |  |  |  | System Generation | F105D |  | 0 | 0 | 0 | 0 | 0 | 0 | 0 | 0 | 0 | 0 | 0 | 0 | 0 | 1681
1200 |  |  |  | System Overheads | F102D |  | 7613234.5543 | 4543107.7293 | 1718878.0378 | 435566.1599 | 102418.6518 | 9435.5611 | 100592.4929 | 3943.3855 | 2195.4697 | 695822.226 | 637.4201 | 637.4201 | 0 | 1682
1201 |  |  |  | Energy | F30 |  | 0 | 0 | 0 | 0 | 0 | 0 | 0 | 0 | 0 | 0 | 0 | 0 | 0 | 1683
1202 |  |  |  | Customer - System | F42 |  | 0 | 0 | 0 | 0 | 0 | 0 | 0 | 0 | 0 | 0 | 0 | 0 | 0 | 1684
1203 |  |  |  | Simple Cycle Combustion Turbine | F10 |  | 0 | 0 | 0 | 0 | 0 | 0 | 0 | 0 | 0 | 0 | 0 | 0 | 0 | 1685
1204 |  |  |  | System Generation | F105D |  | 0 | 0 | 0 | 0 | 0 | 0 | 0 | 0 | 0 | 0 | 0 | 0 | 0 | 1686
1205 |  |  | Total Miscellaneous Intangible Plant |  |  |  | 7347558.5766 | 4384568.7301 | 1658895.0438 | 420366.3832 | 98844.5894 | 9106.2922 | 97082.1572 | 3805.7748 | 2118.8553 | 671540.3982 | 615.1763 | 615.1763 | 0
1206
1207 |  | I00 | Unclass Intangible Plant - Acct 300 |  | F102D |  | 0 | 0 | 0 | 0 | 0 | 0 | 0 | 0 | 0 | 0 | 0 | 0 | 0 | 1697
1208
1209 |  | TOTAL INTANGIBLE PLANT |  |  |  |  | 7347558.5766 | 4384568.7301 | 1658895.0438 | 420366.3832 | 98844.5894 | 9106.2922 | 97082.1572 | 3805.7748 | 2118.8553 | 671540.3982 | 615.1763 | 615.1763 | 0
1210
1211
1212 |  | TOTAL ELECTRIC PLANT IN SERVICE |  |  |  |  | 521120614.3945 | 314743736.9959 | 121801269.5578 | 31841812.199 | 2366542.5011 | 50534.1259 | 9684137.1239 | 86257.653 | 394723.6856 | 40144772.8784 | 3413.8369 | 3413.8369 | 0
1213
1214
1215 |  | Distribution - METER - Unbundled |  |  |  |  | D: MISC RATE BASE
1216
1217 |  | A |  | B | C |  | D | E | F | G | H | I | J | K | L | M | N | O
1218 |  | FERC ACCT |  | DESCRIPTION | COS Factor |  | Utah Jurisdiction Normalized | Residential Sch 1 | General Large Dist. Sch 6 | General +1 MW Sch 8 | Street & Area Lighting Sch. 7,11,12 | General Trans Sch 9 | Irrigation Sch 10 | Traffic Signals Sch 15 | Outdoor Lighting Sch 15 | General Small Dist. Sch 23 | Industrial Cust 1 | Industrial Cust 2
1219 |  | 105 | Plant Held For Future Use
1220 |  |  |  | Situs | F20 |  | 908031.3097 | 453242.8068 | 284251.5551 | 73980.4722 | 432.5995 | 0 | 15486.5001 | 210.8721 | 111.2388 | 80315.2651 | 0 | 0 | 0 | 1705
1221 |  |  |  | System Generation | F10 |  | 0 | 0 | 0 | 0 | 0 | 0 | 0 | 0 | 0 | 0 | 0 | 0 | 0 | 1706
1222 |  |  |  | System Generation | F10 |  | 0 | 0 | 0 | 0 | 0 | 0 | 0 | 0 | 0 | 0 | 0 | 0 | 0 | 1707
1223 |  |  |  | System Generation | F10 |  | 0 | 0 | 0 | 0 | 0 | 0 | 0 | 0 | 0 | 0 | 0 | 0 | 0 | 1708
1224 |  |  |  | Energy | F30 |  | 0 | 0 | 0 | 0 | 0 | 0 | 0 | 0 | 0 | 0 | 0 | 0 | 0 | 1709
1225 |  |  |  | General | F102 |  | 0 | 0 | 0 | 0 | 0 | 0 | 0 | 0 | 0 | 0 | 0 | 0 | 0 | 1710
1226 |  |  | Total Plant Held For Future Use |  |  |  | 908031.3097 | 453242.8068 | 284251.5551 | 73980.4722 | 432.5995 | 0 | 15486.5001 | 210.8721 | 111.2388 | 80315.2651 | 0 | 0 | 0
1227
1228 |  | 114 | Electric Plant Acquisition Adjust |  | F10 |  | 0 | 0 | 0 | 0 | 0 | 0 | 0 | 0 | 0 | 0 | 0 | 0 | 0 | 1717
1229
1230 |  | 115 | Accum Prov for Asset Acquisition Adj |  | F10 |  | 0 | 0 | 0 | 0 | 0 | 0 | 0 | 0 | 0 | 0 | 0 | 0 | 0 | 1723
1231
1232 |  | 128 | Pensions |  | F102D |  | 0 | 0 | 0 | 0 | 0 | 0 | 0 | 0 | 0 | 0 | 0 | 0 | 0 | 1726
1233
1234 |  | 124 | Weatherization |  | F11 |  | 0 | 0 | 0 | 0 | 0 | 0 | 0 | 0 | 0 | 0 | 0 | 0 | 0 | 1748
1235
1236 |  | 151 | Fuel Stock |  | F30 |  | 0 | 0 | 0 | 0 | 0 | 0 | 0 | 0 | 0 | 0 | 0 | 0 | 0 | 1751
1237 |  |  |  | Cholla | F30 |  | 0 | 0 | 0 | 0 | 0 | 0 | 0 | 0 | 0 | 0 | 0 | 0 | 0 | 1753
1238 |  |  |  | Total Fuel Stock |  |  | 0 | 0 | 0 | 0 | 0 | 0 | 0 | 0 | 0 | 0 | 0 | 0 | 0
1239
1240 |  | 152 | Fuel Stock - Undistributed |  | F30 |  | 0 | 0 | 0 | 0 | 0 | 0 | 0 | 0 | 0 | 0 | 0 | 0 | 0 | 1757
1241
1242 |  | 25316 | DG&T Working Capital Deposit |  | F30 |  | 0 | 0 | 0 | 0 | 0 | 0 | 0 | 0 | 0 | 0 | 0 | 0 | 0 | 1762
1243
1244 |  | 25317 | DG&T Working Capital Deposit |  | F30 |  | 0 | 0 | 0 | 0 | 0 | 0 | 0 | 0 | 0 | 0 | 0 | 0 | 0 | 1766
1245
1246 |  | 25319 | Provo Working Capital Deposit |  | F30 |  | 0 | 0 | 0 | 0 | 0 | 0 | 0 | 0 | 0 | 0 | 0 | 0 | 0 | 1770
1247
1248 |  | 154 | Materials and Supplies |  | F102D |  | 2463906.8347 | 1470307.2794 | 556288.5677 | 140964.3208 | 33146.229 | 3053.6749 | 32555.2206 | 1276.2164 | 710.5302 | 225192.2131 | 206.2913 | 206.2913 | 0 | 1788
1249
1250 |  | 163 | Stores Expense Undistributed |  | F102D |  | 0 | 0 | 0 | 0 | 0 | 0 | 0 | 0 | 0 | 0 | 0 | 0 | 0 | 1791
1251
1252 |  | 25318 | Provo Working Capital Deposit |  | F102D |  | -2908.5292 | -1735.6304 | -656.6732 | -166.4019 | -39.1276 | -3.6047 | -38.4299 | -1.5065 | -0.83875 | -265.8291 | -0.24352 | -0.24352 | 0 | 1796
1253
1254 |  | 165 | Prepayments |  | F102D |  | 0 | 0 | 0 | 0 | 0 | 0 | 0 | 0 | 0 | 0 | 0 | 0 | 0 | 1803
1255 |  |  |  | General Plant | F102D |  | 112485.0666 | 67124.1339 | 25396.316 | 6435.4629 | 1513.2292 | 139.4098 | 1486.2478 | 58.2633 | 32.4379 | 10280.7301 | 9.4178 | 9.4178 | 0 | 1804
1256 |  |  |  | System Generation | F102D |  | 0 | 0 | 0 | 0 | 0 | 0 | 0 | 0 | 0 | 0 | 0 | 0 | 0 | 1805
1257 |  |  |  | System Energy | F30 |  | 0 | 0 | 0 | 0 | 0 | 0 | 0 | 0 | 0 | 0 | 0 | 0 | 0 | 1806
1258 |  |  |  | System Overheads | F102D |  | 432790.5359 | 258262.6366 | 97713.2836 | 24760.6862 | 5822.2064 | 536.3846 | 5718.3945 | 224.1701 | 124.8062 | 39555.4967 | 36.2355 | 36.2355 | 0 | 1807
1259 |  |  |  | Total Prepayments |  |  | 545275.6025 | 325386.7704 | 123109.5996 | 31196.1491 | 7335.4356 | 675.7944 | 7204.6424 | 282.4334 | 157.2441 | 49836.2267 | 45.6533 | 45.6533 | 0
1260
1261 |  | 182 | Misc Regulatory Assets |  | F102D |  | -65154.8619 | -38880.3937 | -14710.339 | -3727.621 | -876.5096 | -80.7505 | -860.8811 | -33.7479 | -18.7891 | -5954.9198 | -5.4551 | -5.4551 | 0 | 1811
1262 |  |  |  | System Generation | F102D |  | 0 | 0 | 0 | 0 | 0 | 0 | 0 | 0 | 0 | 0 | 0 | 0 | 0 | 1812
1263 |  |  |  | Simple Cycle Combustion Turbine | F102D |  | 0 | 0 | 0 | 0 | 0 | 0 | 0 | 0 | 0 | 0 | 0 | 0 | 0 | 1813
1264 |  |  |  | System Generation | F102D |  | 0 | 0 | 0 | 0 | 0 | 0 | 0 | 0 | 0 | 0 | 0 | 0 | 0 | 1814
1265 |  |  |  | Energy | F30 |  | 0 | 0 | 0 | 0 | 0 | 0 | 0 | 0 | 0 | 0 | 0 | 0 | 0 | 1815
1266 |  |  |  | System Generation | F102D |  | 0 | 0 | 0 | 0 | 0 | 0 | 0 | 0 | 0 | 0 | 0 | 0 | 0 | 1816
1267 |  |  |  | System Overheads | F102D |  | 13172878.0357 | 7860759.2601 | 2974106.5495 | 753642.8649 | 177210.9344 | 16325.9775 | 174051.2039 | 6823.0837 | 3798.7342 | 1203953.6221 | 1102.9027 | 1102.9027 | 0 | 1817
1268 |  |  |  | Total Misc Regulatory Assets |  |  | 13107723.1738 | 7821878.8664 | 2959396.2105 | 749915.2439 | 176334.4248 | 16245.227 | 173190.3228 | 6789.3358 | 3779.9451 | 1197998.7023 | 1097.4476 | 1097.4476 | 0
1269
1270 |  | 186 | Misc Deferred Debits |  | F102D |  | 0 | 0 | 0 | 0 | 0 | 0 | 0 | 0 | 0 | 0 | 0 | 0 | 0 | 1821
1271 |  |  |  | System Generation | F102D |  | 0 | 0 | 0 | 0 | 0 | 0 | 0 | 0 | 0 | 0 | 0 | 0 | 0 | 1822
1272 |  |  |  | System Generation | F102D |  | 0 | 0 | 0 | 0 | 0 | 0 | 0 | 0 | 0 | 0 | 0 | 0 | 0 | 1823
1273 |  |  |  | System Generation | F102D |  | 0 | 0 | 0 | 0 | 0 | 0 | 0 | 0 | 0 | 0 | 0 | 0 | 0 | 1824
1274 |  |  |  | System Overheads | F102D |  | 1691.3969 | 1009.3211 | 381.8751 | 96.7677 | 22.7539 | 2.0963 | 22.3482 | 0.87608 | 0.48776 | 154.5876 | 0.14161 | 0.14161 | 0 | 1825
1275 |  |  |  | System Energy | F30 |  | 0 | 0 | 0 | 0 | 0 | 0 | 0 | 0 | 0 | 0 | 0 | 0 | 0 | 1826
1276 |  |  |  | System Net Steam Plant | F102D |  | 0 | 0 | 0 | 0 | 0 | 0 | 0 | 0 | 0 | 0 | 0 | 0 | 0 | 1827
1277 |  |  |  | Excise Tax | F102D |  | 0 | 0 | 0 | 0 | 0 | 0 | 0 | 0 | 0 | 0 | 0 | 0 | 0 | 1828
1278 |  |  |  | Total Misc Deferred Debits |  |  | 1691.3969 | 1009.3211 | 381.8751 | 96.7677 | 22.7539 | 2.0963 | 22.3482 | 0.87608 | 0.48776 | 154.5876 | 0.14161 | 0.14161 | 0
1279
1280 |  | CWC | Cash Working Capital |  |  |  | 513304.3961 | 294068.9276 | 124032.9436 | 30611.5119 | 7863.8075 | 1947.0263 | 7125.5592 | 208.9233 | 500.937 | 46450.4578 | 220.2903 | 274.0117 | 0
1281
1282 |  | OWC | Other Working Capital |  | F137D |  | 366516.7763 | 207945.2191 | 85320.6193 | 21649.8384 | 9693.8641 | 2760.7668 | 4627.7098 | 208.5162 | 73.8325 | 33607.636 | 278.398 | 350.3761 | 0 | 1848
1283 |  |  |  | Total Other Working Capital |  |  | 366516.7763 | 207945.2191 | 85320.6193 | 21649.8384 | 9693.8641 | 2760.7668 | 4627.7098 | 208.5162 | 73.8325 | 33607.636 | 278.398 | 350.3761 | 0
1284
1285 |  | 18222 | Nuclear Plant |  | F10 |  | 0 | 0 | 0 | 0 | 0 | 0 | 0 | 0 | 0 | 0 | 0 | 0 | 0 | 1862
1286
1287 |  | 1869 | Misc Deferred Debits-Trojan |  | F10 |  | 0 | 0 | 0 | 0 | 0 | 0 | 0 | 0 | 0 | 0 | 0 | 0 | 0 | 1867
1288
1289 |  | 141 | Impact Housing - Notes Receivable |  | F30 |  | 0 | 0 | 0 | 0 | 0 | 0 | 0 | 0 | 0 | 0 | 0 | 0 | 0 | 1870
1290 |  | TOTAL RATE BASE ADDITIONS |  |  |  |  | 17903540.9608 | 10572103.5604 | 4132124.6977 | 1048247.9021 | 234789.9868 | 24680.981 | 240173.8731 | 8975.6667 | 5333.3767 | 1633289.2596 | 1847.9786 | 1973.678 | 0
1291
1292 |  | Distribution - METER - Unbundled
1293
1294 |  | A |  | B | C |  | D | E | F | G | H | I | J | K | L | M | N | O
1295 |  | FERC ACCT |  | DESCRIPTION | COS Factor |  | Utah Jurisdiction Normalized | Residential Sch 1 | General Large Dist. Sch 6 | General +1 MW Sch 8 | Street & Area Lighting Sch. 7,11,12 | General Trans Sch 9 | Irrigation Sch 10 | Traffic Signals Sch 15 | Outdoor Lighting Sch 15 | General Small Dist. Sch 23 | Industrial Cust 1 | Industrial Cust 2
1296
1297 |  | 235 | Customer Service Deposits |  | F51 |  | 0 | 0 | 0 | 0 | 0 | 0 | 0 | 0 | 0 | 0 | 0 | 0 | 0 | 1880
1298
1299 |  | 2281 | Accum Prov for Property Insurance |  | F102D |  | 0 | 0 | 0 | 0 | 0 | 0 | 0 | 0 | 0 | 0 | 0 | 0 | 0 | 1885
1300
1301 |  | 2282 | Accum Prov for Injuries & Damages |  | F102D |  | 1.6604e-08 | 9.9083e-09 | 3.7488e-09 | 9.4995e-10 | 2.2337e-10 | 2.0578e-11 | 2.1939e-10 | 8.6003e-12 | 4.7882e-12 | 1.5175e-09 | 1.3902e-12 | 1.3902e-12 | 0 | 1889
1302
1303 |  | 2283 | Accum Prov for Pension & Benefits |  | F102D |  | -4493578.7516 | -2681490.0044 | -1014537.7464 | -257085.3199 | -60450.8208 | -5569.1752 | -59372.9623 | -2327.5144 | -1295.8377 | -410696.9183 | -376.2261 | -376.2261 | 0 | 1894
1304
1305 |  | 25335 | Accum Prov for Pension & Benefits |  | F30 |  | 0 | 0 | 0 | 0 | 0 | 0 | 0 | 0 | 0 | 0 | 0 | 0 | 0 | 1899
1306
1307 |  | 22844 | Accum Hydro Relicensing Obligation |  | F10 |  | 0 | 0 | 0 | 0 | 0 | 0 | 0 | 0 | 0 | 0 | 0 | 0 | 0 | 1903
1308
1309 |  | 254 | Reg Liabilities - Insurance Provision |  | F30 |  | 0 | 0 | 0 | 0 | 0 | 0 | 0 | 0 | 0 | 0 | 0 | 0 | 0 | 1906
1310 |  | 254 |  | Situs | F102D |  | 0 | 0 | 0 | 0 | 0 | 0 | 0 | 0 | 0 | 0 | 0 | 0 | 0 | 1907
1311
1312 |  | 22842 | Accum Misc Oper Prov - Trojan |  | F10 |  | 0 | 0 | 0 | 0 | 0 | 0 | 0 | 0 | 0 | 0 | 0 | 0 | 0 | 1912
1313
1314 |  | 252 | Customer Advances for Const |  | F50 |  | -862356.27 | -322993.3424 | -53815.556 | -26262.8848 | -2906.5541 | -314580.4003 | -4057.7841 | -2366.9862 | -4101.4828 | -131271.2792 | 0 | 0 | 0 | 1920
1315
1316 |  | 25398 | SO2 Emissions |  | F30 |  | 0 | 0 | 0 | 0 | 0 | 0 | 0 | 0 | 0 | 0 | 0 | 0 | 0 | 1923
1317
1318 |  | 25399 | Other Deferred Credits |  | F10 |  | -584010.2964 | -212099.1126 | -155484.0575 | -46481.0127 | -1048.9387 | -101096.6477 | -5219.6681 | -144.4301 | -243.3344 | -36974.2674 | -11793.2997 | -13425.5276 | 0 | 1931
1319
1320 |  | 190 | Accum Deferred Income Taxes |  | F104D |  | 0 | 0 | 0 | 0 | 0 | 0 | 0 | 0 | 0 | 0 | 0 | 0 | 0 | 1934
1321 |  |  |  | Customer System | F42 |  | 0 | 0 | 0 | 0 | 0 | 0 | 0 | 0 | 0 | 0 | 0 | 0 | 0 | 1935
1322 |  |  |  | Labor | F138D |  | 132999.9703 | 75962.226 | 30937.8212 | 7786.3689 | 3832.2925 | 322.2728 | 1684.6957 | 77.5912 | 23.8262 | 12329.3335 | 21.7712 | 21.7712 | 0 | 1936
1323 |  |  |  | System Generation | F104D |  | 0 | 0 | 0 | 0 | 0 | 0 | 0 | 0 | 0 | 0 | 0 | 0 | 0 | 1937
1324 |  |  |  | IBT | F141 |  | 0 | 0 | 0 | 0 | 0 | 0 | 0 | 0 | 0 | 0 | 0 | 0 | 0 | 1938
1325 |  |  |  | Bad Debt Expense | F104D |  | 0 | 0 | 0 | 0 | 0 | 0 | 0 | 0 | 0 | 0 | 0 | 0 | 0 | 1941
1326 |  |  |  | TROJP | F104D |  | 0 | 0 | 0 | 0 | 0 | 0 | 0 | 0 | 0 | 0 | 0 | 0 | 0 | 1942
1327 |  |  |  | System Generation | F104D |  | 0 | 0 | 0 | 0 | 0 | 0 | 0 | 0 | 0 | 0 | 0 | 0 | 0 | 1943
1328 |  |  |  | Energy | F104D |  | 0 | 0 | 0 | 0 | 0 | 0 | 0 | 0 | 0 | 0 | 0 | 0 | 0 | 1944
1329 |  |  |  | System Net Plant | F104D |  | 0 | 0 | 0 | 0 | 0 | 0 | 0 | 0 | 0 | 0 | 0 | 0 | 0 | 1945
1330 |  |  |  | Division Net Plant Distribution | F104D |  | 101084.5597 | 60251.1797 | 23206.268 | 5895.3998 | 965.0487 | 99.2998 | 1367.0616 | 50.6133 | 30.401 | 9205.8713 | 6.7082 | 6.7082 | 0 | 1946
1331 |  |  |  | Simple Cycle Combustion Turbine | F10 |  | 0 | 0 | 0 | 0 | 0 | 0 | 0 | 0 | 0 | 0 | 0 | 0 | 0 | 1947
1332 |  |  |  | Total Accum Deferred Income Taxes |  |  | 234084.53 | 136213.4057 | 54144.0892 | 13681.7687 | 4797.3412 | 421.5725 | 3051.7572 | 128.2045 | 54.2272 | 21535.2048 | 28.4794 | 28.4794 | 0
1333
1334 |  | 281 | Accum Deferred Income Taxes |  | F104D |  | 0 | 0 | 0 | 0 | 0 | 0 | 0 | 0 | 0 | 0 | 0 | 0 | 0 | 1954
1335
1336 |  | 282 | Accum Deferred Income Taxes |  | F104D |  | -90204119.0738 | -53765922.3971 | -20708414.5072 | -5260836.5702 | -861173.7444 | -88611.465 | -1219915.1435 | -45165.4295 | -27128.7193 | -8214978.7884 | -5986.1546 | -5986.1546 | 0 | 1957
1337 |  |  |  | DITBAL | F104D |  | -0.0022645 | -0.0013497 | -0.00051986 | -0.00013207 | -2.1619e-05 | -2.2245e-06 | -3.0624e-05 | -1.1338e-06 | -6.8103e-07 | -0.00020623 | -1.5027e-07 | -1.5027e-07 | 0 | 1958
1338 |  |  |  | System Net Plant | F104D |  | 0 | 0 | 0 | 0 | 0 | 0 | 0 | 0 | 0 | 0 | 0 | 0 | 0 | 1959
1339 |  |  |  | Labor | F138D |  | -1208.074 | -689.985 | -281.0164 | -70.7257 | -34.8097 | -2.9273 | -15.3025 | -0.70478 | -0.21642 | -111.9906 | -0.19775 | -0.19775 | 0 | 1960
1340 |  |  |  | GPS | F104D |  | 0 | 0 | 0 | 0 | 0 | 0 | 0 | 0 | 0 | 0 | 0 | 0 | 0 | 1961
1341 |  |  |  | CIAC | F104D |  | 7043.7295 | 4198.396 | 1617.0489 | 410.8006 | 67.2461 | 6.9194 | 95.259 | 3.5268 | 2.1184 | 641.4794 | 0.46744 | 0.46744 | 0 | 1962
1342 |  |  |  | SNPD | F104D |  | 0 | 0 | 0 | 0 | 0 | 0 | 0 | 0 | 0 | 0 | 0 | 0 | 0 | 1963
1343 |  |  |  | SCHMDEXP | F104D |  | 0 | 0 | 0 | 0 | 0 | 0 | 0 | 0 | 0 | 0 | 0 | 0 | 0 | 1964
1344 |  |  |  | TAXDEPR | F104D |  | 0 | 0 | 0 | 0 | 0 | 0 | 0 | 0 | 0 | 0 | 0 | 0 | 0 | 1965
1345 |  |  |  | DGP | F104D |  | 0 | 0 | 0 | 0 | 0 | 0 | 0 | 0 | 0 | 0 | 0 | 0 | 0 | 1966
1346 |  |  |  | IBT | F104D |  | 0 | 0 | 0 | 0 | 0 | 0 | 0 | 0 | 0 | 0 | 0 | 0 | 0 | 1967
1347 |  |  |  | SSGCT | F104D |  | 0 | 0 | 0 | 0 | 0 | 0 | 0 | 0 | 0 | 0 | 0 | 0 | 0 | 1968
1348 |  |  |  | SSGCH | F104D |  | 0 | 0 | 0 | 0 | 0 | 0 | 0 | 0 | 0 | 0 | 0 | 0 | 0 | 1969
1349 |  |  |  | SE | F104D |  | 0 | 0 | 0 | 0 | 0 | 0 | 0 | 0 | 0 | 0 | 0 | 0 | 0 | 1970
1350 |  |  |  | SG | F104D |  | 0 | 0 | 0 | 0 | 0 | 0 | 0 | 0 | 0 | 0 | 0 | 0 | 0 | 1971
1351 |  |  |  | Total Accum Deferred Income Taxes |  |  | -90198283.4205 | -53762413.9874 | -20707078.4752 | -5260496.4954 | -861141.3081 | -88607.4729 | -1219835.1871 | -45162.6075 | -27126.8173 | -8214449.2997 | -5985.885 | -5985.885 | 0
1352
1353
1354 |  | 283 | Accum Deferred Income Taxes |  | F104D |  | -454587.2424 | -270955.5024 | -104360.8778 | -26512.1949 | -4339.9193 | -446.561 | -6147.8108 | -227.613 | -136.7163 | -41399.712 | -30.1675 | -30.1675 | 0 | 1975
1355 |  |  |  | System Generation | F104D |  | 0 | 0 | 0 | 0 | 0 | 0 | 0 | 0 | 0 | 0 | 0 | 0 | 0 | 1976
1356 |  |  |  | Energy | F104D |  | 0 | 0 | 0 | 0 | 0 | 0 | 0 | 0 | 0 | 0 | 0 | 0 | 0 | 1977
1357 |  |  |  | Labor | F138D |  | -196579.5816 | -112275.383 | -45727.4082 | -11508.5826 | -5664.2904 | -476.3328 | -2490.0514 | -114.6831 | -35.2162 | -18223.2764 | -32.1787 | -32.1787 | 0 | 1978
1358 |  |  |  | General Plant | F104D |  | -178885.212 | -106624.0491 | -41067.1836 | -10432.848 | -1707.8072 | -175.7268 | -2419.233 | -89.5683 | -53.7994 | -16291.2541 | -11.8712 | -11.8712 | 0 | 1979
1359 |  |  |  | System Net Plant | F104D |  | -54884.4696 | -32713.7404 | -12599.9828 | -3200.9428 | -523.979 | -53.9154 | -742.2543 | -27.4808 | -16.5064 | -4998.3832 | -3.6423 | -3.6423 | 0 | 1980
1360 |  |  |  | TROJP | F104D |  | 0 | 0 | 0 | 0 | 0 | 0 | 0 | 0 | 0 | 0 | 0 | 0 | 0 | 1981
1361 |  |  |  | System Generation | F104D |  | 0 | 0 | 0 | 0 | 0 | 0 | 0 | 0 | 0 | 0 | 0 | 0 | 0 | 1982
1362 |  |  |  | Simple Cycle Combustion Turbine | F104D |  | 0 | 0 | 0 | 0 | 0 | 0 | 0 | 0 | 0 | 0 | 0 | 0 | 0 | 1983
1363 |  |  |  | System Generation | F104D |  | 0 | 0 | 0 | 0 | 0 | 0 | 0 | 0 | 0 | 0 | 0 | 0 | 0 | 1984
1364 |  |  |  | Total Accum Deferred Income Taxes |  |  | -884936.5056 | -522568.6749 | -203755.4524 | -51654.5683 | -12235.996 | -1152.536 | -11799.3496 | -459.3452 | -242.2382 | -80912.6257 | -77.8597 | -77.8597 | 0
1365
1366 |  | 255 | Accum Investment Tax Credit |  | F104D |  | -9107.1058 | -5428.2659 | -2090.744 | -531.1398 | -86.945 | -8.9463 | -123.164 | -4.56 | -2.7389 | -829.3932 | -0.60437 | -0.60437 | 0 | 1998
1367 |  | TOTAL MISC RATE BASE DEDUCTIONS |  |  |  |  | -96798187.8199 | -57370779.9819 | -22082617.9424 | -5628829.6522 | -933073.2214 | -510593.6058 | -1297356.358 | -50337.2389 | -32958.2221 | -8853598.5787 | -18205.3954 | -19837.6233 | 0
1368
1369 | [6 empty] | D: ACCUMULATED DEPRECIATION
1370 | [6 empty] | D: PRODUCTION PLANT
1371
1372 |  | 108SP | Steam Prod Accumulated Depr |  | F10 |  | 0 | 0 | 0 | 0 | 0 | 0 | 0 | 0 | 0 | 0 | 0 | 0 | 0 | 2010
1373
1374 |  | 108NP | Nuclear Prod Accumulated Depr |  | F10 |  | 0 | 0 | 0 | 0 | 0 | 0 | 0 | 0 | 0 | 0 | 0 | 0 | 0 | 2016
1375
1376 |  | 108HP | Hydraulic Prod Accum Depr |  | F10 |  | 0 | 0 | 0 | 0 | 0 | 0 | 0 | 0 | 0 | 0 | 0 | 0 | 0 | 2024
1377
1378 |  | 108OP | Other Production - Accum Depr |  | F10 |  | 0 | 0 | 0 | 0 | 0 | 0 | 0 | 0 | 0 | 0 | 0 | 0 | 0 | 2027
1379 |  |  |  | Simple Cycle Combustion Turbine | F10 |  | 0 | 0 | 0 | 0 | 0 | 0 | 0 | 0 | 0 | 0 | 0 | 0 | 0 | 2028
1380 |  |  |  | Wind Generation | F10 |  | 0 | 0 | 0 | 0 | 0 | 0 | 0 | 0 | 0 | 0 | 0 | 0 | 0 | 2029
1381 |  |  |  | System Generation | F10 |  | 0 | 0 | 0 | 0 | 0 | 0 | 0 | 0 | 0 | 0 | 0 | 0 | 0 | 2030
1382 |  |  |  | System Generation | F10 |  | 0 | 0 | 0 | 0 | 0 | 0 | 0 | 0 | 0 | 0 | 0 | 0 | 0 | 2031
1383 |  |  |  | Total Other Production - Accum Depr |  |  | 0 | 0 | 0 | 0 | 0 | 0 | 0 | 0 | 0 | 0 | 0 | 0 | 0
1384
1385 |  | 108EP | Experimental Plant - Accum Depr |  | F10 |  | 0 | 0 | 0 | 0 | 0 | 0 | 0 | 0 | 0 | 0 | 0 | 0 | 0 | 2037
1386
1387
1388
1389 |  | TOTAL PRODUCTION PLANT DEPRECIATION |  |  |  |  | 0 | 0 | 0 | 0 | 0 | 0 | 0 | 0 | 0 | 0 | 0 | 0 | 0
1390
1391
1392 | [6 empty] | D: TRANSMISSION PLANT
1393
1394 |  | 108TP | Transmission Plant Accum Depr |  | F106 |  | 0 | 0 | 0 | 0 | 0 | 0 | 0 | 0 | 0 | 0 | 0 | 0 | 0 | 2045
1395
1396
1397 | [6 empty] | D: DISTRIBUTION PLANT
1398
1399 |  | 108360 | Land and Land Rights |  | F118 |  | 0 | 0 | 0 | 0 | 0 | 0 | 0 | 0 | 0 | 0 | 0 | 0 | 0 | 2049
1400
1401 |  | 108361 | Structures and Improvements |  | F119 |  | 0 | 0 | 0 | 0 | 0 | 0 | 0 | 0 | 0 | 0 | 0 | 0 | 0 | 2053
1402
1403 |  | 108362 | Station Equipment |  | F120 |  | 0 | 0 | 0 | 0 | 0 | 0 | 0 | 0 | 0 | 0 | 0 | 0 | 0 | 2057
1404
1405 |  | Distribution - METER - Unbundled
1406
1407 |  | A |  | B | C |  | D | E | F | G | H | I | J | K | L | M | N | O
1408 |  | FERC ACCT |  | DESCRIPTION | COS Factor |  | Utah Jurisdiction Normalized | Residential Sch 1 | General Large Dist. Sch 6 | General +1 MW Sch 8 | Street & Area Lighting Sch. 7,11,12 | General Trans Sch 9 | Irrigation Sch 10 | Traffic Signals Sch 15 | Outdoor Lighting Sch 15 | General Small Dist. Sch 23 | Industrial Cust 1 | Industrial Cust 2
1409
1410 |  | 108364 | Poles, Towers & Fixtures |  | F121 |  | 0 | 0 | 0 | 0 | 0 | 0 | 0 | 0 | 0 | 0 | 0 | 0 | 0 | 2061
1411
1412 |  | 108365 | Overhead Conductors |  | F122 |  | 0 | 0 | 0 | 0 | 0 | 0 | 0 | 0 | 0 | 0 | 0 | 0 | 0 | 2065
1413
1414 |  | 108366 | Underground Conduit |  | F123 |  | 0 | 0 | 0 | 0 | 0 | 0 | 0 | 0 | 0 | 0 | 0 | 0 | 0 | 2069
1415
1416 |  | 108367 | Underground Conductors |  | F124 |  | 0 | 0 | 0 | 0 | 0 | 0 | 0 | 0 | 0 | 0 | 0 | 0 | 0 | 2073
1417
1418 |  | 108368 | Line Transformers |  | F125 |  | -116966251.07 | -70716522.735 | -27417443.3738 | -7185570.552 | -442694.6239 | 0 | -2226939.6813 | -15861.3691 | -93253.6003 | -8867965.1346 | 0 | 0 | 0 | 2077
1419
1420 |  | 108369 | Services |  | F126 |  | 0 | 0 | 0 | 0 | 0 | 0 | 0 | 0 | 0 | 0 | 0 | 0 | 0 | 2081
1421
1422 |  | 108370 | Meters |  | F127 |  | 0 | 0 | 0 | 0 | 0 | 0 | 0 | 0 | 0 | 0 | 0 | 0 | 0 | 2085
1423
1424 |  | 108371 | Install on Customers' Premises |  | F128 |  | 0 | 0 | 0 | 0 | 0 | 0 | 0 | 0 | 0 | 0 | 0 | 0 | 0 | 2089
1425
1426 |  | 108372 | Leased Property |  | F129 |  | 0 | 0 | 0 | 0 | 0 | 0 | 0 | 0 | 0 | 0 | 0 | 0 | 0 | 2093
1427
1428 |  | 108373 | Street Lights |  | F130 |  | 0 | 0 | 0 | 0 | 0 | 0 | 0 | 0 | 0 | 0 | 0 | 0 | 0 | 2097
1429
1430 |  | 108D00 | Unclassified Dist Plant - Acct 300 |  | F121 |  | 0 | 0 | 0 | 0 | 0 | 0 | 0 | 0 | 0 | 0 | 0 | 0 | 0 | 2101
1431
1432 |  | 108DS | Unclassified Dist Sub - Acct 300 |  | F120 |  | 0 | 0 | 0 | 0 | 0 | 0 | 0 | 0 | 0 | 0 | 0 | 0 | 0 | 2105
1433
1434 |  | 108D | Unclassified Dist Sub - Acct 300 |  | F102D |  | -54038.9777 | -32247.1212 | -12200.6502 | -3091.6623 | -726.9708 | -66.9739 | -714.0087 | -27.9903 | -15.5835 | -4938.968 | -4.5244 | -4.5244 | 0 | 2109
1435
1436
1437 |  | TOTAL DISTRIBUTION PLANT DEPR |  |  |  |  | -117020290.0477 | -70748769.8562 | -27429644.024 | -7188662.2142 | -443421.5947 | -66.9739 | -2227653.69 | -15889.3594 | -93269.1838 | -8872904.1025 | -4.5244 | -4.5244 | 0
1438
1439 | [6 empty] | D: GENERAL PLANT
1440 |  | 108GP | General Plant Accumulated Depr
1441 |  |  |  | Situs | F107D |  | -9794277.5299 | -5844619.3444 | -2211303.0175 | -560347.356 | -131759.5948 | -12138.6651 | -129410.277 | -5073.0884 | -2824.4289 | -895161.7009 | -820.0285 | -820.0285 | 0 | 2115
1442 |  |  |  | System Generation | F105D |  | 0 | 0 | 0 | 0 | 0 | 0 | 0 | 0 | 0 | 0 | 0 | 0 | 0 | 2116
1443 |  |  |  | System Generation | F105D |  | 0 | 0 | 0 | 0 | 0 | 0 | 0 | 0 | 0 | 0 | 0 | 0 | 0 | 2117
1444 |  |  |  | System Generation | F105D |  | 0 | 0 | 0 | 0 | 0 | 0 | 0 | 0 | 0 | 0 | 0 | 0 | 0 | 2118
1445 |  |  |  | Customer - System | F42 |  | 0 | 0 | 0 | 0 | 0 | 0 | 0 | 0 | 0 | 0 | 0 | 0 | 0 | 2119
1446 |  |  |  | System Overheads | F102D |  | -2022468.3565 | -1206884.0855 | -456622.7949 | -115708.8711 | -27207.6843 | -2506.5724 | -26722.5622 | -1047.5669 | -583.2302 | -184846.3257 | -169.3317 | -169.3317 | 0 | 2120
1447 |  |  |  | Energy | F30 |  | 0 | 0 | 0 | 0 | 0 | 0 | 0 | 0 | 0 | 0 | 0 | 0 | 0 | 2121
1448 |  |  |  | Simple Cycle Combustion Turbine | F10 |  | 0 | 0 | 0 | 0 | 0 | 0 | 0 | 0 | 0 | 0 | 0 | 0 | 0 | 2122
1449 |  |  |  | Cholla | F10 |  | 0 | 0 | 0 | 0 | 0 | 0 | 0 | 0 | 0 | 0 | 0 | 0 | 0 | 2123
1450 |  |  | Total General Plant Accumulated Depr |  |  |  | -11816745.8864 | -7051503.4299 | -2667925.8124 | -676056.227 | -158967.2791 | -14645.2375 | -156132.8392 | -6120.6553 | -3407.659 | -1080008.0265 | -989.3602 | -989.3602 | 0
1451
1452 |  | 108MP | Mining Plant Accumulated Depr. |  | F30 |  | 0 | 0 | 0 | 0 | 0 | 0 | 0 | 0 | 0 | 0 | 0 | 0 | 0 | 2131
1453
1454 |  | 1081390 | Accum Depr - Capital Lease |  | F30 |  | 0 | 0 | 0 | 0 | 0 | 0 | 0 | 0 | 0 | 0 | 0 | 0 | 0 | 2138
1455 |  |  | Remove Capital Lease |  | F30 |  | 0 | 0 | 0 | 0 | 0 | 0 | 0 | 0 | 0 | 0 | 0 | 0 | 0 | 2141
1456
1457 |  | 1081399L | Accum Depr - Capital Lease |  | F30 |  | 0 | 0 | 0 | 0 | 0 | 0 | 0 | 0 | 0 | 0 | 0 | 0 | 0 | 2145
1458 |  |  |  | Energy | F30 |  | 0 | 0 | 0 | 0 | 0 | 0 | 0 | 0 | 0 | 0 | 0 | 0 | 0 | 2146
1459 |  |  | Remove Capital Lease |  | F30 |  | 0 | 0 | 0 | 0 | 0 | 0 | 0 | 0 | 0 | 0 | 0 | 0 | 0 | 2149
1460
1461 |  | TOTAL GENERAL PLANT ACCUM DEPR |  |  |  |  | -11816745.8864 | -7051503.4299 | -2667925.8124 | -676056.227 | -158967.2791 | -14645.2375 | -156132.8392 | -6120.6553 | -3407.659 | -1080008.0265 | -989.3602 | -989.3602 | 0
1462
1463
1464 |  | TOTAL ACCUM DEPR - PLANT IN SERVICE |  |  |  |  | -128837035.9341 | -77800273.2861 | -30097569.8364 | -7864718.4413 | -602388.8739 | -14712.2114 | -2383786.5292 | -22010.0147 | -96676.8428 | -9952912.1291 | -993.8846 | -993.8846 | 0
1465
1466
1467 | [6 empty] | D: ACCUMULATED AMORTIZATION
1468
1469 |  | 111CLS | Accum Prov for Amort-Steam |  | F10 |  | 0 | 0 | 0 | 0 | 0 | 0 | 0 | 0 | 0 | 0 | 0 | 0 | 0 | 2162
1470
1471 |  | 111CLG | Accum Prov for Amort-General
1472 |  |  | Situs |  | F108D |  | -1981.1492 | -1182.2273 | -447.294 | -113.3449 | -26.6518 | -2.4554 | -26.1766 | -1.0262 | -0.57131 | -181.0699 | -0.16587 | -0.16587 | 0 | 2166
1473 |  |  | Customer - System |  | F40 |  | 0 | 0 | 0 | 0 | 0 | 0 | 0 | 0 | 0 | 0 | 0 | 0 | 0 | 2167
1474 |  |  | System Generation |  | F108D |  | 0 | 0 | 0 | 0 | 0 | 0 | 0 | 0 | 0 | 0 | 0 | 0 | 0 | 2168
1475 |  |  | System Overheads |  | F108D |  | -109486.5009 | -65334.7753 | -24719.3148 | -6263.9098 | -1472.8904 | -135.6935 | -1446.6282 | -56.7101 | -31.5732 | -10006.672 | -9.1668 | -9.1668 | 0 | 2169
1476 |  |  | Energy |  | F108D |  | 0 | 0 | 0 | 0 | 0 | 0 | 0 | 0 | 0 | 0 | 0 | 0 | 0 | 2170
1477 |  |  | Total Accum Prov for Amort-General |  |  |  | -111467.6501 | -66517.0026 | -25166.6088 | -6377.2548 | -1499.5422 | -138.1489 | -1472.8049 | -57.7363 | -32.1445 | -10187.7419 | -9.3327 | -9.3327 | 0 | 2171
1478
1479 |  | 111CLH | Accum Prov for Amort-Hydro |  | F10 |  | 0 | 0 | 0 | 0 | 0 | 0 | 0 | 0 | 0 | 0 | 0 | 0 | 0 | 2179
1480
1481 |  | 111IP | Accum Prov for Amort-Intangible
1482 |  |  |  | Situs | F107D |  | 2165.5964 | 1292.2941 | 488.9375 | 123.8975 | 29.1331 | 2.684 | 28.6137 | 1.1217 | 0.6245 | 197.9277 | 0.18132 | 0.18132 | 0 | 2183
1483 |  |  |  | System Generation | F105D |  | 0 | 0 | 0 | 0 | 0 | 0 | 0 | 0 | 0 | 0 | 0 | 0 | 0 | 2184
1484 |  |  |  | System Generation | F105D |  | 0 | 0 | 0 | 0 | 0 | 0 | 0 | 0 | 0 | 0 | 0 | 0 | 0 | 2185
1485 |  |  |  | Energy | F30 |  | 0 | 0 | 0 | 0 | 0 | 0 | 0 | 0 | 0 | 0 | 0 | 0 | 0 | 2186
1486 |  |  |  | System Generation | F105D |  | 0 | 0 | 0 | 0 | 0 | 0 | 0 | 0 | 0 | 0 | 0 | 0 | 0 | 2187
1487 |  |  |  | System Generation | F105D |  | 0 | 0 | 0 | 0 | 0 | 0 | 0 | 0 | 0 | 0 | 0 | 0 | 0 | 2188
1488 |  |  |  | System Generation | F105D |  | 0 | 0 | 0 | 0 | 0 | 0 | 0 | 0 | 0 | 0 | 0 | 0 | 0 | 2189
1489 |  |  |  | Customer - System | F42 |  | 0 | 0 | 0 | 0 | 0 | 0 | 0 | 0 | 0 | 0 | 0 | 0 | 0 | 2190
1490 |  |  |  | System Generation | F105D |  | 0 | 0 | 0 | 0 | 0 | 0 | 0 | 0 | 0 | 0 | 0 | 0 | 0 | 2191
1491 |  |  |  | Cholla | F10 |  | 0 | 0 | 0 | 0 | 0 | 0 | 0 | 0 | 0 | 0 | 0 | 0 | 0 | 2192
1492 |  |  |  | System Overheads | F102D |  | -6147435.7218 | -3668409.6023 | -1387937.3052 | -351705.3036 | -82699.6823 | -7618.9043 | -81225.1192 | -3184.1537 | -1772.7693 | -561853.4905 | -514.6957 | -514.6957 | 0 | 2193
1493 |  |  | Total Accum Prov for Amort-Intangible |  |  |  | -6145270.1254 | -3667117.3082 | -1387448.3677 | -351581.4062 | -82670.5491 | -7616.2204 | -81196.5055 | -3183.032 | -1772.1448 | -561655.5628 | -514.5144 | -514.5144 | 0
1494
1495 |  | 111390 | Accum Prov for Amort-Capital Lease |  | F30 |  | 0 | 0 | 0 | 0 | 0 | 0 | 0 | 0 | 0 | 0 | 0 | 0 | 0 | 2204
1496
1497
1498 |  | TOTAL ACCUM PROV FOR AMORTIZATION |  |  |  |  | -6256737.7755 | -3733634.3108 | -1412614.9765 | -357958.6609 | -84170.0913 | -7754.3692 | -82669.3103 | -3240.7683 | -1804.2894 | -571843.3046 | -523.847 | -523.847 | 0

## Dist-Service
DIS SERVICE |  |  | - | DIS - SERVICE - Unbundled
Rocky Mountain Power
3 | Cost Of Service By Rate Schedule
4 | State of Utah
5 | 2010 Protocol (Non Wgt)
6 | 12 Months Ended Dec 2015
7
8
9 |  | A |  | B | C |  | D | E | F | G | H | I | J | K | L | M | N | O | Chk Total
12 |  |  |  | DESCRIPTION |  |  | Utah Jurisdiction Normalized | Residential Sch 1 | General Large Dist. Sch 6 | General +1 MW Sch 8 | Street & Area Lighting Sch. 7,11,12 | General Trans Sch 9 | Irrigation Sch 10 | Traffic Signals Sch 15 | Outdoor Lighting Sch 15 | General Small Dist. Sch 23 | Industrial Cust 1 | Industrial Cust 2 | 0
13
12 |  |  |  | Operating Revenues |  |  | 32429895.9911 | 23652441.8669 | 3694923.853 | 608448.4177 | 189324.8045 | 50165.383 | 112770.147 | 104804.5372 | 32948.0442 | 3968470.1149 | 7072.1939 | 8526.6289 | 0
13
14 |  |  |  | Operating Expenses
15 |  |  |  | Operation & Maintenance Expenses |  |  | 2239956.6729 | 1242543.4807 | 522293.2725 | 136402.0395 | 39198.1947 | 57564.4704 | 27998.6191 | 1153.8096 | 637.4873 | 197254.6956 | 6451.6048 | 8458.9987 | 0
16 |  |  |  | Depreciation Expense |  |  | 6509899.2171 | 5131404.7904 | 541105.6317 | 67384.5152 | 6878.0501 | 633.6567 | 6755.4121 | 18302.2983 | 3956.7731 | 733392.4761 | 42.8067 | 42.8067 | 0
17 |  |  |  | Amortization Expense |  |  | -90437.7772 | -53960.0646 | -20419.9075 | -5174.8289 | -1216.2536 | -117.6851 | -1194.8011 | -46.8347 | -26.0842 | -8264.7721 | -8.2272 | -8.3182 | 0
18 |  |  |  | Taxes Other Than Income |  |  | 1757041.7335 | 1048876.1376 | 404406.0753 | 102613.0673 | 16931.0405 | -863.3658 | 23828.7432 | 867.7749 | 503.1488 | 159797.6073 | 45.478 | 36.0265 | 0
19 |  |  |  | Income Taxes - Federal |  |  | 10655444.039 | 7171616.0105 | 1640771.7214 | 343119.0821 | 142943.7678 | 8348.6654 | 78231.2833 | 26564.7858 | 9935.396 | 1232405.8742 | 839.3061 | 668.1463 | 0
20 |  |  |  | Income Taxes - State |  |  | 1447897.8761 | 974503.5075 | 222953.6265 | 46624.1846 | 19423.684 | 1134.445 | 10630.3321 | 3609.7132 | 1350.0553 | 167463.4901 | 114.0478 | 90.79 | 0
21 |  |  |  | Income Taxes Deferred |  |  | -291068.7917 | -173755.1841 | -66993.2793 | -16998.7206 | -2804.7697 | 143.0238 | -3947.4324 | -143.7542 | -83.3508 | -26471.8223 | -7.5338 | -5.9681 | 0
22 |  |  |  | Investment Tax Credit Adj |  |  | -105376.1462 | -62904.8947 | -24253.6947 | -6154.0767 | -1015.4157 | 51.7792 | -1429.0959 | -52.0436 | -30.1757 | -9583.6403 | -2.7275 | -2.1606 | 0
23 |  |  |  | Misc Revenues & Expense |  |  | -5758.3414 | -2091.2972 | -1533.0728 | -458.3028 | -10.3425 | -996.8129 | -51.4659 | -1.4241 | -2.3993 | -364.5663 | -116.2819 | -132.3757 | 0
24
25 |  |  |  | Total Operating Expenses |  |  | 22117598.482 | 15276232.4859 | 3218330.3731 | 667356.9597 | 220327.9556 | 65898.1767 | 140821.5945 | 50254.3251 | 16240.8506 | 2445629.3424 | 7358.473 | 9147.9454 | 0
26
27 |  |  |  | Operating Revenue For Return |  |  | 10312297.5091 | 8376209.381 | 476593.4798 | -58908.5421 | -31003.151 | -15732.7937 | -28051.4475 | 54550.2121 | 16707.1936 | 1522840.7725 | -286.2791 | -621.3165 | 0
28
29
30 |  |  |  | Rate Base :
31 |  |  |  | Electric Plant In Service |  |  | 286863627.277 | 226136804.7677 | 23831136.2017 | 2965048.8899 | 301948.8032 | 27817.7494 | 296564.9546 | 806715.0877 | 174387.5124 | 32319444.8498 | 1879.2303 | 1879.2303 | 0
32 |  |  |  | Plant Held For Future Use |  |  | 499848.1119 | 249498.6228 | 156473.2423 | 40724.366 | 238.135 | 0 | 8524.9239 | 116.0797 | 61.2341 | 44211.5081 | 0 | 0 | 0
33 |  |  |  | Electric Plant Acquisition Adj |  |  | 0 | 0 | 0 | 0 | 0 | 0 | 0 | 0 | 0 | 0 | 0 | 0 | 0
34 |  |  |  | Pensions |  |  | 0 | 0 | 0 | 0 | 0 | 0 | 0 | 0 | 0 | 0 | 0 | 0 | 0
35 |  |  |  | Prepayments |  |  | 300160.3331 | 179117.1308 | 67768.6995 | 17172.6856 | 4037.9705 | 372.0076 | 3965.9721 | 155.4724 | 86.5589 | 27433.5737 | 25.131 | 25.131 | 0
36 |  |  |  | Fuel Stock |  |  | 0 | 0 | 0 | 0 | 0 | 0 | 0 | 0 | 0 | 0 | 0 | 0 | 0
37 |  |  |  | Materials & Supplies |  |  | 1354716.895 | 808411.2939 | 305861.2081 | 77505.6688 | 18224.6162 | 1678.986 | 17899.6652 | 701.6953 | 390.6671 | 123816.2464 | 113.424 | 113.424 | 0
38 |  |  |  | Misc Deferred Debits |  |  | 7216398.8746 | 4306300.7282 | 1629282.4619 | 412862.5125 | 97080.1357 | 8943.7377 | 95349.1643 | 3737.8387 | 2081.032 | 659552.8737 | 604.1949 | 604.1949 | 0
39 |  |  |  | Cash Working Capital |  |  | 465776.0075 | 285626.2156 | 92724.9879 | 22228.2393 | 8919.1948 | 2605.039 | 4854.4934 | 642.7432 | 244.4094 | 47310.6376 | 275.4253 | 344.6221 | 0
40 |  |  |  | Weatherization Loans |  |  | 0 | 0 | 0 | 0 | 0 | 0 | 0 | 0 | 0 | 0 | 0 | 0 | 0
41 |  |  |  | Miscellaneous Rate Base |  |  | 0 | 0 | 0 | 0 | 0 | 0 | 0 | 0 | 0 | 0 | 0 | 0 | 0
42
43 |  |  |  | Total Rate Base Additions |  |  | 296700527.4991 | 231965758.7589 | 26083246.8014 | 3535542.362 | 430448.8554 | 41417.5197 | 427159.1735 | 812068.9171 | 177251.4138 | 33221769.6893 | 2897.4056 | 2966.6024 | 0
44
45 |  |  |  | Rate Base Deductions :
46 |  |  |  | Accum Provision For Depreciation |  |  | -96816494.9542 | -76537475.8726 | -7881897.2427 | -947780.1936 | -87907.6178 | -8098.6977 | -86340.1955 | -274856.6522 | -59216.5634 | -10931827.7023 | -547.1082 | -547.1082 | 0
47 |  |  |  | Accum Provision For Amortization |  |  | -3444174.8103 | -2055270.6067 | -777608.5707 | -197047.127 | -46333.4918 | -4268.5828 | -45507.3501 | -1783.9604 | -993.2154 | -314785.1765 | -288.3645 | -288.3645 | 0
48 |  |  |  | Accum Deferred Income Taxes |  |  | -49974471.485 | -29787149.2265 | -11472780.6326 | -2914584.4986 | -477103.5201 | -49092.1166 | -675851.7813 | -25022.3437 | -15029.7284 | -4551224.7935 | -3316.4219 | -3316.4219 | 0
49 |  |  |  | Unamortized ITC |  |  | -5013.2298 | -2988.1221 | -1150.9013 | -292.3789 | -47.861 | -4.9247 | -67.7986 | -2.5101 | -1.5077 | -456.5598 | -0.33269 | -0.33269 | 0
50 |  |  |  | Customer Advance For Construction |  |  | -474705.1657 | -177799.6096 | -29624.0931 | -14457.0493 | -1599.984 | -173168.4992 | -2233.7068 | -1302.9656 | -2257.7618 | -72261.4962 | 0 | 0 | 0
51 |  |  |  | Customer Service Deposits |  |  | 0 | 0 | 0 | 0 | 0 | 0 | 0 | 0 | 0 | 0 | 0 | 0 | 0
52 |  |  |  | Misc Rate Base Deductions |  |  | -2795083.4642 | -1592847.1203 | -644067.2071 | -167105.5354 | -33854.0514 | -58716.8191 | -35556.5981 | -1360.7425 | -847.275 | -246431.5872 | -6699.014 | -7597.5139 | 0
53 | [18 empty] | 0
54 |  |  |  | Total Rate Base Deductions |  |  | -153509943.1092 | -110153530.5579 | -20807128.6474 | -4241266.7829 | -646846.5261 | -293349.6401 | -845557.4304 | -304329.1746 | -78346.0517 | -16116987.3157 | -10851.2412 | -11749.7411 | 0
55 | [18 empty] | 0
56 |  |  |  | Total Rate Base |  |  | 143190584.3898 | 121812228.2011 | 5276118.1539 | -705724.4209 | -216397.6707 | -251932.1205 | -418398.2569 | 507739.7425 | 98905.3621 | 17104782.3736 | -7953.8356 | -8783.1387 | 0
57
58
59 |  |  |  | Return On Rate Base |  |  | 7.202% | 6.876% | 9.033% | 8.347% | 14.33% | 6.245% | 6.704% | 10.74% | 16.89% | 8.903% | 3.599% | 7.074%
60
61 |  |  |  | Return On Equity |  |  | 9.158% | 8.522% | 12.74% | 11.4% | 23.08% | 7.288% | 8.186% | 16.08% | 28.09% | 12.48% | 2.119% | 8.908%
Rocky Mountain Power
Cost Of Service By Rate Schedule
State of Utah
2010 Protocol (Non Wgt)
12 Months Ended Dec 2015
|  | A |  | B | C |  | D | E | F | G | H | I | J | K | L | M | N | O
|  |  |  | DESCRIPTION | COS Factor |  | Utah Jurisdiction Normalized | Residential Sch 1 | General Large Dist. Sch 6 | General +1 MW Sch 8 | Street & Area Lighting Sch. 7,11,12 | General Trans Sch 9 | Irrigation Sch 10 | Traffic Signals Sch 15 | Outdoor Lighting Sch 15 | General Small Dist. Sch 23 | Industrial Cust 1 | Industrial Cust 2
79 |  |  |  | Total Rate Base |  |  | 143190584.3898 | 121812228.2011 | 5276118.1539 | -705724.4209 | -216397.6707 | -251932.1205 | -418398.2569 | 507739.7425 | 98905.3621 | 17104782.3736 | -7953.8356 | -8783.1387 | 0
80
81
82 |  |  |  | Return On Ratebase ($$) | 7.583% |  | 10858777.0239 | 9237561.4671 | 400111.4377 | -53518.2125 | -16410.395 | -19105.1299 | -31728.9953 | 38504.1564 | 7500.4322 | 1297131.5022 | -603.1746 | -666.0644 | 0
83 |  |  |  | Operating & Maintenance Expense |  |  | 2239956.6729 | 1242543.4807 | 522293.2725 | 136402.0395 | 39198.1947 | 57564.4704 | 27998.6191 | 1153.8096 | 637.4873 | 197254.6956 | 6451.6048 | 8458.9987 | 0
84 |  |  |  | Bad Debt to Produce ROR | F80 |  | 0 | 0 | 0 | 0 | 0 | 0 | 0 | 0 | 0 | 0 | 0 | 0 | 0
85 |  |  |  | Depreciation Expense |  |  | 6509899.2171 | 5131404.7904 | 541105.6317 | 67384.5152 | 6878.0501 | 633.6567 | 6755.4121 | 18302.2983 | 3956.7731 | 733392.4761 | 42.8067 | 42.8067 | 0
86 |  |  |  | Amortization Expense |  |  | -90437.7772 | -53960.0646 | -20419.9075 | -5174.8289 | -1216.2536 | -117.6851 | -1194.8011 | -46.8347 | -26.0842 | -8264.7721 | -8.2272 | -8.3182 | 0
87 |  |  |  | Taxes Other Than Income |  |  | 1757041.7335 | 1048876.1376 | 404406.0753 | 102613.0673 | 16931.0405 | -863.3658 | 23828.7432 | 867.7749 | 503.1488 | 159797.6073 | 45.478 | 36.0265 | 0
88 |  |  |  | Federal Income Taxes |  |  | 10655444.039 | 7171616.0105 | 1640771.7214 | 343119.0821 | 142943.7678 | 8348.6654 | 78231.2833 | 26564.7858 | 9935.396 | 1232405.8742 | 839.3061 | 668.1463 | 0
89 |  |  |  | FIT Adj to Produce Target ROR | F101 |  | 0 | 0 | 0 | 0 | 0 | 0 | 0 | 0 | 0 | 0 | 0 | 0 | 0
90 |  |  |  | State Income Taxes |  |  | 1447897.8761 | 974503.5075 | 222953.6265 | 46624.1846 | 19423.684 | 1134.445 | 10630.3321 | 3609.7132 | 1350.0553 | 167463.4901 | 114.0478 | 90.79 | 0
91 |  |  |  | SIT Adj to Produce Target ROR | F101 |  | 0 | 0 | 0 | 0 | 0 | 0 | 0 | 0 | 0 | 0 | 0 | 0 | 0
92 |  |  |  | Deferred Income Taxes |  |  | -291068.7917 | -173755.1841 | -66993.2793 | -16998.7206 | -2804.7697 | 143.0238 | -3947.4324 | -143.7542 | -83.3508 | -26471.8223 | -7.5338 | -5.9681 | 0
93 |  |  |  | Investment Tax Credit |  |  | -105376.1462 | -62904.8947 | -24253.6947 | -6154.0767 | -1015.4157 | 51.7792 | -1429.0959 | -52.0436 | -30.1757 | -9583.6403 | -2.7275 | -2.1606 | 0
94 |  |  |  | Misc Revenue & Expenses |  |  | -5758.3414 | -2091.2972 | -1533.0728 | -458.3028 | -10.3425 | -996.8129 | -51.4659 | -1.4241 | -2.3993 | -364.5663 | -116.2819 | -132.3757 | 0
|  |  |  | Total Operating Expenses |  |  | 22117598.482 | 15276232.4859 | 3218330.3731 | 667356.9597 | 220327.9556 | 65898.1767 | 140821.5945 | 50254.3251 | 16240.8506 | 2445629.3424 | 7358.473 | 9147.9454
|  |  |  | Total Op. exp. Adjusted for Taxes |  |  | 11196978.1041 | 9770628.4864 | 352778.8139 | -50182.2864 | -7379.3413 | -21192.1757 | -34004.928 | 28573.6956 | 1802.6218 | 1157446.268 | -799.2925 | -693.7576
97 |  |  |  | Revenue Credits |  |  | -1540268.8594 | -681254.8301 | -474951.6311 | -116214.3397 | -16142.916 | -52115.3373 | -41134.9272 | -1035.083 | -344.12 | -156572.1425 | -225.9471 | -277.5853 | 0
98
99 |  |  |  | Total Revenue Requirements |  |  | 31774307.7268 | 24365606.1422 | 3096157.5559 | 500960.3336 | 196805.6982 | -7409.3363 | 65681.7393 | 77792.9377 | 17699.3524 | 3446503.4678 | 6333.2333 | 8176.6025 | 0
100 |  |  |  | Operating Revenues |  |  | 30889627.1317 | 22971187.0367 | 3219972.2218 | 492234.078 | 173181.8885 | -1949.9544 | 71635.2198 | 103769.4542 | 32603.9242 | 3811897.9724 | 6846.2468 | 8249.0436 | 0
101
102 |  |  |  | Increase / (Decrease) Required to
103 |  |  |  | Earn Equal Rates of Return |  |  | 884680.595 | 1394419.1055 | -123814.6659 | 8726.2556 | 23623.8097 | -5459.382 | -5953.4805 | -25976.5165 | -14904.5718 | -365394.5046 | -513.0134 | -72.4411 | 0
104
105 |  |  |  | Existing Revenues |  |  | 30889627.1317 | 22971187.0367 | 3219972.2218 | 492234.078 | 173181.8885 | -1949.9544 | 71635.2198 | 103769.4542 | 32603.9242 | 3811897.9724 | 6846.2468 | 8249.0436 | 0
106 |  |  |  | check |  |  | 0 | -1.4529e-07 | -2.0955e-08 | 2.1537e-09 | -9.8953e-10 | 1.95e-09 | 1.4261e-09 | -1.0186e-09 | -8.3674e-10 | -2.7474e-08 | 6.5484e-11 | 1.0004e-10 | 0
107 |  |  |  | Percent Increase / (Decrease)
108 |  |  |  | Over Existing Rates To
109 |  |  |  | Equal Authorized RoE & RoR |  |  | 2.864% | 6.07% | -3.845% | 1.773% | 13.64% | 280% | -8.311% | -25.03% | -45.71% | -9.586% | -7.493% | -0.8782%
[5 empty] | 2010 Protocol |  | E: ELECTRIC REVENUES
|  | DIS - SERVICE - Unbundled |  |  | (Non-Wgt)
|  | A |  | B | C |  | D | E | F | G | H | I | J | K | L | M | N | O
|  | FERC ACCT |  | DESCRIPTION | COS Factor |  | Utah Jurisdiction Normalized | Residential Sch 1 | General Large Dist. Sch 6 | General +1 MW Sch 8 | Street & Area Lighting Sch. 7,11,12 | General Trans Sch 9 | Irrigation Sch 10 | Traffic Signals Sch 15 | Outdoor Lighting Sch 15 | General Small Dist. Sch 23 | Industrial Cust 1 | Industrial Cust 2 |  | Func Study Row
122 |  | 440 | Residential Sales |  | A |  | 22971187.0367 | 22971187.0367 | 0 | 0 | 0 | 0 | 0 | 0 | 0 | 0 | 0 | 0 | 0
123
124 |  | 442 | Commercial & Industrial Sales |  | A |  | 7608884.828 | 0 | 3219972.2218 | 492234.078 | 0 | -1949.9544 | 71635.2198 | 0 | 0 | 3811897.9724 | 6846.2468 | 8249.0436 | 0
125 |  |  |  | Interruptible Demand | F10 |  | 0 | 0 | 0 | 0 | 0 | 0 | 0 | 0 | 0 | 0 | 0 | 0 | 0 | 100
126 |  |  |  | Interruptible Energy | F30 |  | 0 | 0 | 0 | 0 | 0 | 0 | 0 | 0 | 0 | 0 | 0 | 0 | 0 | 101
127 | [6 empty] | 7608884.828 | 0 | 3219972.2218 | 492234.078 | 0 | -1949.9544 | 71635.2198 | 0 | 0 | 3811897.9724 | 6846.2468 | 8249.0436 | 0
128
129 |  | 444 | Public Street & Highway Lighting |  | A |  | 309555.267 | 0 | 0 | 0 | 173181.8885 | 0 | 0 | 103769.4542 | 32603.9242 | 0 | 0 | 0 | 0
130
131 |  | 445 | Other Sales to Public Authority |  | A |  | 0 | 0 | 0 | 0 | 0 | 0 | 0 | 0 | 0 | 0 | 0 | 0 | 0
132
133 |  | 448 | Interdepartmental |  | A | 0 | 0 | 0 | 0 | 0 | 0 | 0 | 0 | 0 | 0 | 0 | 0 | 0 | 0 | 114
134 |  |  |  | Demand | F10 |  | 0 | 0 | 0 | 0 | 0 | 0 | 0 | 0 | 0 | 0 | 0 | 0 | 0 | 115
135 | [6 empty] | 0 | 0 | 0 | 0 | 0 | 0 | 0 | 0 | 0 | 0 | 0 | 0 | 0
136
137 |  | Total Sales to Ultimate Customers |  |  |  |  | 30889627.1317 | 22971187.0367 | 3219972.2218 | 492234.078 | 173181.8885 | -1949.9544 | 71635.2198 | 103769.4542 | 32603.9242 | 3811897.9724 | 6846.2468 | 8249.0436 | 0
138
139 |  | 447 | Sales for Resale |  | F11 |  | 0 | 0 | 0 | 0 | 0 | 0 | 0 | 0 | 0 | 0 | 0 | 0 | 0 | 121
140 |  |  |  | Demand | F10 |  | 0 | 0 | 0 | 0 | 0 | 0 | 0 | 0 | 0 | 0 | 0 | 0 | 0 | 122
141 |  |  |  | Demand | F10 |  | 0 | 0 | 0 | 0 | 0 | 0 | 0 | 0 | 0 | 0 | 0 | 0 | 0 | 123
142 |  |  |  | Energy | F30 |  | 0 | 0 | 0 | 0 | 0 | 0 | 0 | 0 | 0 | 0 | 0 | 0 | 0 | 124
143 | [6 empty] | 0 | 0 | 0 | 0 | 0 | 0 | 0 | 0 | 0 | 0 | 0 | 0 | 0
144
145 |  | 449 | Provision for Rate Refund |  | F11 |  | 0 | 0 | 0 | 0 | 0 | 0 | 0 | 0 | 0 | 0 | 0 | 0 | 0 | 128
146 |  |  |  |  | F10 |  | 0 | 0 | 0 | 0 | 0 | 0 | 0 | 0 | 0 | 0 | 0 | 0 |  | 129
147
148 |  | State Specific Revenue Credit |  |  | F140D |  | 860205.7789 | 494493.235 | 204259.5105 | 50806.3007 | 15292.8994 | 1964.5405 | 10994.047 | 488.2175 | 291.5807 | 81120.6833 | 221.5631 | 273.2013 | 0 | 131
149
150 |  | AGA Revenue |  |  | A | 0.096261 | 322087.6255 | 2968.5262 | 163200.4181 | 37512.9403 | 0 | 50085.9006 | 24236.7849 | 448.7711 | 0 | 43634.2844 | 0 | 0 | 0 | 133
151
152 |  | Total Sales from Electricity |  |  |  |  | 32071920.5362 | 23468648.798 | 3587432.1504 | 580553.3189 | 188474.788 | 50100.4868 | 106866.0517 | 104706.4428 | 32895.5049 | 3936652.9401 | 7067.8098 | 8522.2449 | 0
153
154 |  | Other Electric Operating Revenues
155 |  | 450 | Forfeited Discounts & Interest |  | A | 0 | 0 | 0 | 0 | 0 | 0 | 0 | 0 | 0 | 0 | 0 | 0 | 0 | 0 | 139
156 |  |  |  | Customers | F40 |  | 0 | 0 | 0 | 0 | 0 | 0 | 0 | 0 | 0 | 0 | 0 | 0 | 0 | 140
157 | [6 empty] | 0 | 0 | 0 | 0 | 0 | 0 | 0 | 0 | 0 | 0 | 0 | 0 | 0
158
159 |  | 451 | Misc Electric Revenue |  | A | 0 | 0 | 0 | 0 | 0 | 0 | 0 | 0 | 0 | 0 | 0 | 0 | 0 | 0 | 144
160 |  |  |  | Demand | F10 |  | 0 | 0 | 0 | 0 | 0 | 0 | 0 | 0 | 0 | 0 | 0 | 0 | 0 | 145
161 |  |  |  | Customer | F40 |  | 0 | 0 | 0 | 0 | 0 | 0 | 0 | 0 | 0 | 0 | 0 | 0 | 0 | 146
162 | [6 empty] | 0 | 0 | 0 | 0 | 0 | 0 | 0 | 0 | 0 | 0 | 0 | 0 | 0
163
164 |  | 453 | Water Sales |  | F10 |  | 0 | 0 | 0 | 0 | 0 | 0 | 0 | 0 | 0 | 0 | 0 | 0 | 0 | 150
165
166 |  | 454 | Rent of Electric Property |  | A | 0.10312 | 305612.9215 | 152546.346 | 95669.5515 | 24899.3487 | 145.5985 | 0 | 5212.2372 | 70.9725 | 37.4392 | 27031.4278 | 0 | 0 | 0 | 154
167 |  |  |  | Demand | F10 |  | 0 | 0 | 0 | 0 | 0 | 0 | 0 | 0 | 0 | 0 | 0 | 0 | 0 | 155
168 |  |  |  | Demand | F10 |  | 0 | 0 | 0 | 0 | 0 | 0 | 0 | 0 | 0 | 0 | 0 | 0 | 0 | 156
169 |  |  |  | System Overhead | F102D |  | 52362.5335 | 31246.7229 | 11822.151 | 2995.75 | 704.4181 | 64.8962 | 691.8581 | 27.1219 | 15.1001 | 4785.747 | 4.3841 | 4.3841 | 0 | 157
170 | [6 empty] | 357975.455 | 183793.0689 | 107491.7026 | 27895.0988 | 850.0166 | 64.8962 | 5904.0952 | 98.0944 | 52.5393 | 31817.1748 | 4.3841 | 4.3841 | 0
171
172 |  | 456 | Other Electric Revenue |  | A | 0 | 0 | 0 | 0 | 0 | 0 | 0 | 0 | 0 | 0 | 0 | 0 | 0 | 0 | 161
173 |  |  |  | Customer | F40 |  | 0 | 0 | 0 | 0 | 0 | 0 | 0 | 0 | 0 | 0 | 0 | 0 | 0 | 162
174 |  |  |  | Energy | F30 |  | 0 | 0 | 0 | 0 | 0 | 0 | 0 | 0 | 0 | 0 | 0 | 0 | 0 | 163
175 |  |  |  | Demand | F10 |  | 0 | 0 | 0 | 0 | 0 | 0 | 0 | 0 | 0 | 0 | 0 | 0 | 0 | 164
176 |  |  |  | Demand | F10 |  | 0 | 0 | 0 | 0 | 0 | 0 | 0 | 0 | 0 | 0 | 0 | 0 | 0 | 165
177 | [6 empty] | 0 | 0 | 0 | 0 | 0 | 0 | 0 | 0 | 0 | 0 | 0 | 0 | 0
178 | [18 empty] | 0
179 |  | Total Other Electric Operating Revenues |  |  |  |  | 357975.455 | 183793.0689 | 107491.7026 | 27895.0988 | 850.0166 | 64.8962 | 5904.0952 | 98.0944 | 52.5393 | 31817.1748 | 4.3841 | 4.3841 | 0
180 | [18 empty] | 0
181 |  | Total Electric Operating Revenues |  |  |  |  | 32429895.9911 | 23652441.8669 | 3694923.853 | 608448.4177 | 189324.8045 | 50165.383 | 112770.147 | 104804.5372 | 32948.0442 | 3968470.1149 | 7072.1939 | 8526.6289 | 0
182
183 |  | Miscellaneous Revenues
184 |  | 41160 | Gain on Sale of Utility Plant - CR |  | F10 |  | 0 | 0 | 0 | 0 | 0 | 0 | 0 | 0 | 0 | 0 | 0 | 0 | 0 | 179
185 |  | 41170 | Loss on Sale of Utility Plant |  | F10 |  | 0 | 0 | 0 | 0 | 0 | 0 | 0 | 0 | 0 | 0 | 0 | 0 | 0 | 184
186 |  | 4118 | Gain from Emission Allowances |  | F30 |  | 0 | 0 | 0 | 0 | 0 | 0 | 0 | 0 | 0 | 0 | 0 | 0 | 0 | 187
187 |  | 41181 | Gain from Disposition of NOX Credits |  | F10 |  | 0 | 0 | 0 | 0 | 0 | 0 | 0 | 0 | 0 | 0 | 0 | 0 | 0 | 190
188 |  | 4194 | Impact Housing Interest Income |  | F10 |  | 0 | 0 | 0 | 0 | 0 | 0 | 0 | 0 | 0 | 0 | 0 | 0 | 0 | 194
189 |  | 421 | (Gain)/Loss on Sale of Utility Plant |  | F10 |  | -5758.3414 | -2091.2972 | -1533.0728 | -458.3028 | -10.3425 | -996.8129 | -51.4659 | -1.4241 | -2.3993 | -364.5663 | -116.2819 | -132.3757 | 0 | 204
190
191 |  | Total Miscellaneous Revenues |  |  |  |  | -5758.3414 | -2091.2972 | -1533.0728 | -458.3028 | -10.3425 | -996.8129 | -51.4659 | -1.4241 | -2.3993 | -364.5663 | -116.2819 | -132.3757 | 0
192
193 |  | Miscellaneous Expenses
194 |  | 4311 | Interest on Customer Deposits |  | F80 |  | 0 | 0 | 0 | 0 | 0 | 0 | 0 | 0 | 0 | 0 | 0 | 0 | 0 | 210
195
196 |  | DFA | Divergence Fairness Adjustment
197 |  |  |  | Production | F105 |  | 0 | 0 | 0 | 0 | 0 | 0 | 0 | 0 | 0 | 0 | 0 | 0 | 0 | 214
198 |  |  |  | Transmission | F105 |  | 0 | 0 | 0 | 0 | 0 | 0 | 0 | 0 | 0 | 0 | 0 | 0 | 0 | 215
199 |  |  |  | Distribution | F105 |  | 0 | 0 | 0 | 0 | 0 | 0 | 0 | 0 | 0 | 0 | 0 | 0 | 0 | 216
200 | [6 empty] | 0 | 0 | 0 | 0 | 0 | 0 | 0 | 0 | 0 | 0 | 0 | 0 | 0
201
202 |  | Net Miscellaneous Revenues And Expense |  |  |  |  | -5758.3414 | -2091.2972 | -1533.0728 | -458.3028 | -10.3425 | -996.8129 | -51.4659 | -1.4241 | -2.3993 | -364.5663 | -116.2819 | -132.3757 | 0
203
204 |  | Distribution - METER - Unbundled
205 | [6 empty] | E: STEAM POWER GENERATION
206
207 |  | A |  | B | C |  | D | E | F | G | H | I | J | K | L | M | N | O
208 |  | FERC ACCT |  | DESCRIPTION | COS Factor |  | Utah Jurisdiction Normalized | Residential Sch 1 | General Large Dist. Sch 6 | General +1 MW Sch 8 | Street & Area Lighting Sch. 7,11,12 | General Trans Sch 9 | Irrigation Sch 10 | Traffic Signals Sch 15 | Outdoor Lighting Sch 15 | General Small Dist. Sch 23 | Industrial Cust 1 | Industrial Cust 2
209 |  | 500 | Operation Suprvn & Engineering |  | F10 |  | 0 | 0 | 0 | 0 | 0 | 0 | 0 | 0 | 0 | 0 | 0 | 0 | 0 | 225
210 |  |  |  | Cholla | F10 |  | 0 | 0 | 0 | 0 | 0 | 0 | 0 | 0 | 0 | 0 | 0 | 0 | 0 | 226
211 |  |  |  | Total 500 |  |  | 0 | 0 | 0 | 0 | 0 | 0 | 0 | 0 | 0 | 0 | 0 | 0 | 0
212
213 |  | 501 | Fuel Related |  | F30 |  | 0 | 0 | 0 | 0 | 0 | 0 | 0 | 0 | 0 | 0 | 0 | 0 | 0 | 237
214 |  |  |  | System Energy - Non NPC | F30 |  | 0 | 0 | 0 | 0 | 0 | 0 | 0 | 0 | 0 | 0 | 0 | 0 | 0 | 230
215 |  |  |  | System Energy - Non NPC | F30 |  | 0 | 0 | 0 | 0 | 0 | 0 | 0 | 0 | 0 | 0 | 0 | 0 | 0 | 233
216 |  |  |  | Cholla - Non NPC | F30 |  | 0 | 0 | 0 | 0 | 0 | 0 | 0 | 0 | 0 | 0 | 0 | 0 | 0 | 234
217 |  |  |  | Cholla | F30 |  | 0 | 0 | 0 | 0 | 0 | 0 | 0 | 0 | 0 | 0 | 0 | 0 | 0 | 240
218 |  |  |  | Total 501 |  |  | 0 | 0 | 0 | 0 | 0 | 0 | 0 | 0 | 0 | 0 | 0 | 0 | 0
219
220 |  | 502 | Steam Expenses |  | F10 |  | 0 | 0 | 0 | 0 | 0 | 0 | 0 | 0 | 0 | 0 | 0 | 0 | 0 | 244
221 |  |  |  | Cholla | F10 |  | 0 | 0 | 0 | 0 | 0 | 0 | 0 | 0 | 0 | 0 | 0 | 0 | 0 | 245
222 |  |  |  | Total 502 |  |  | 0 | 0 | 0 | 0 | 0 | 0 | 0 | 0 | 0 | 0 | 0 | 0 | 0
223
224 |  | 503 | Steam From Other Sources |  | F30 |  | 0 | 0 | 0 | 0 | 0 | 0 | 0 | 0 | 0 | 0 | 0 | 0 | 0 | 252
225 |  |  |  | System Energy - Non NPC | F30 |  | 0 | 0 | 0 | 0 | 0 | 0 | 0 | 0 | 0 | 0 | 0 | 0 | 0 | 249
226 |  |  |  | Total 503 |  |  | 0 | 0 | 0 | 0 | 0 | 0 | 0 | 0 | 0 | 0 | 0 | 0 | 0
227
228 |  | 505 | Electric Expenses |  | F10 |  | 0 | 0 | 0 | 0 | 0 | 0 | 0 | 0 | 0 | 0 | 0 | 0 | 0 | 256
229 |  |  |  | Cholla | F10 |  | 0 | 0 | 0 | 0 | 0 | 0 | 0 | 0 | 0 | 0 | 0 | 0 | 0 | 257
230 |  |  |  | Total 505 |  |  | 0 | 0 | 0 | 0 | 0 | 0 | 0 | 0 | 0 | 0 | 0 | 0 | 0
231
232 |  | 506 | Misc. Steam Expense |  | F10 |  | 0 | 0 | 0 | 0 | 0 | 0 | 0 | 0 | 0 | 0 | 0 | 0 | 0 | 261
233 |  |  |  | System Energy | F30 |  | 0 | 0 | 0 | 0 | 0 | 0 | 0 | 0 | 0 | 0 | 0 | 0 | 0 | 262
234 |  |  |  | Cholla | F10 |  | 0 | 0 | 0 | 0 | 0 | 0 | 0 | 0 | 0 | 0 | 0 | 0 | 0 | 263
235 |  |  |  | Total 506 |  |  | 0 | 0 | 0 | 0 | 0 | 0 | 0 | 0 | 0 | 0 | 0 | 0 | 0
236
237 |  | 507 | Rents |  | F10 |  | 0 | 0 | 0 | 0 | 0 | 0 | 0 | 0 | 0 | 0 | 0 | 0 | 0 | 267
238 |  |  |  | Cholla | F10 |  | 0 | 0 | 0 | 0 | 0 | 0 | 0 | 0 | 0 | 0 | 0 | 0 | 0 | 268
239 |  |  |  | Total 507 |  |  | 0 | 0 | 0 | 0 | 0 | 0 | 0 | 0 | 0 | 0 | 0 | 0 | 0
240
241 |  | 510 | Maint Supervision & Engineering |  | F10 |  | 0 | 0 | 0 | 0 | 0 | 0 | 0 | 0 | 0 | 0 | 0 | 0 | 0 | 272
242 |  |  |  | Cholla | F10 |  | 0 | 0 | 0 | 0 | 0 | 0 | 0 | 0 | 0 | 0 | 0 | 0 | 0 | 273
243 |  |  |  | Total 510 |  |  | 0 | 0 | 0 | 0 | 0 | 0 | 0 | 0 | 0 | 0 | 0 | 0 | 0
244
245 |  | 511 | Maintenance of Structures |  | F10 |  | 0 | 0 | 0 | 0 | 0 | 0 | 0 | 0 | 0 | 0 | 0 | 0 | 0 | 277
246 |  |  |  | Cholla | F10 |  | 0 | 0 | 0 | 0 | 0 | 0 | 0 | 0 | 0 | 0 | 0 | 0 | 0 | 278
247 |  |  |  | Total 511 |  |  | 0 | 0 | 0 | 0 | 0 | 0 | 0 | 0 | 0 | 0 | 0 | 0 | 0
248
249 |  | 512 | Maintenance of Boiler Plant |  | F10 |  | 0 | 0 | 0 | 0 | 0 | 0 | 0 | 0 | 0 | 0 | 0 | 0 | 0 | 282
250 |  |  |  | Cholla | F10 |  | 0 | 0 | 0 | 0 | 0 | 0 | 0 | 0 | 0 | 0 | 0 | 0 | 0 | 283
251 |  |  |  | Total 512 |  |  | 0 | 0 | 0 | 0 | 0 | 0 | 0 | 0 | 0 | 0 | 0 | 0 | 0
252
253 |  | 513 | Maintenance of Electric Plant |  | F10 |  | 0 | 0 | 0 | 0 | 0 | 0 | 0 | 0 | 0 | 0 | 0 | 0 | 0 | 287
254 |  |  |  | Cholla | F10 |  | 0 | 0 | 0 | 0 | 0 | 0 | 0 | 0 | 0 | 0 | 0 | 0 | 0 | 288
255 |  |  |  | Total 513 |  |  | 0 | 0 | 0 | 0 | 0 | 0 | 0 | 0 | 0 | 0 | 0 | 0 | 0
256
257 |  | 514 | Maint of Misc. Steam Plant |  | F10 |  | 0 | 0 | 0 | 0 | 0 | 0 | 0 | 0 | 0 | 0 | 0 | 0 | 0 | 292
258 |  |  |  | Cholla | F10 |  | 0 | 0 | 0 | 0 | 0 | 0 | 0 | 0 | 0 | 0 | 0 | 0 | 0 | 293
259 |  |  |  | Total 514 |  |  | 0 | 0 | 0 | 0 | 0 | 0 | 0 | 0 | 0 | 0 | 0 | 0 | 0
260
261 |  | Total Steam Power Generation |  |  |  |  | 0 | 0 | 0 | 0 | 0 | 0 | 0 | 0 | 0 | 0 | 0 | 0 | 0
262
263
264 | [6 empty] | D: NUCLEAR POWER GENERATION
265
266
267 |  | 517 | Operation Super & Engineering |  | F10 |  | 0 | 0 | 0 | 0 | 0 | 0 | 0 | 0 | 0 | 0 | 0 | 0 | 0 | 299
268
269 |  | 518 | Nuclear Fuel Expense |  | F30 |  | 0 | 0 | 0 | 0 | 0 | 0 | 0 | 0 | 0 | 0 | 0 | 0 | 0 | 303
270
271 |  | 519 | Coolants and Water |  | F10 |  | 0 | 0 | 0 | 0 | 0 | 0 | 0 | 0 | 0 | 0 | 0 | 0 | 0 | 308
272
273 |  | 520 | Steam Expenses |  | F10 |  | 0 | 0 | 0 | 0 | 0 | 0 | 0 | 0 | 0 | 0 | 0 | 0 | 0 | 312
274
275 |  | 523 | Electric Expenses |  | F10 |  | 0 | 0 | 0 | 0 | 0 | 0 | 0 | 0 | 0 | 0 | 0 | 0 | 0 | 316
276
277 |  | 524 | Misc. Nuclear Expenses |  | F10 |  | 0 | 0 | 0 | 0 | 0 | 0 | 0 | 0 | 0 | 0 | 0 | 0 | 0 | 320
278
279 |  | 528 | Maint Supervision & Eng |  | F10 |  | 0 | 0 | 0 | 0 | 0 | 0 | 0 | 0 | 0 | 0 | 0 | 0 | 0 | 324
280
281 |  | 529 | Maintenance of Structures |  | F10 |  | 0 | 0 | 0 | 0 | 0 | 0 | 0 | 0 | 0 | 0 | 0 | 0 | 0 | 328
282
283 |  | 530 | Maintenance of Reactor Plant |  | F10 |  | 0 | 0 | 0 | 0 | 0 | 0 | 0 | 0 | 0 | 0 | 0 | 0 | 0 | 332
284
285 |  | 531 | Maintenance of Electric Plant |  | F10 |  | 0 | 0 | 0 | 0 | 0 | 0 | 0 | 0 | 0 | 0 | 0 | 0 | 0 | 336
286
287 |  | 532 | Maintenance of Misc Nuclear |  | F10 |  | 0 | 0 | 0 | 0 | 0 | 0 | 0 | 0 | 0 | 0 | 0 | 0 | 0 | 340
288
289 |  | Total Nuclear Power Generation |  |  |  |  | 0 | 0 | 0 | 0 | 0 | 0 | 0 | 0 | 0 | 0 | 0 | 0 | 0
290
291
292
293 |  | Distribution - METER - Unbundled |  |  |  |  | D: HYDRAULIC POWER GENERATION
294
295 |  | A |  | B | C |  | D | E | F | G | H | I | J | K | L | M | N | O
296 |  | FERC ACCT |  | DESCRIPTION | COS Factor |  | Utah Jurisdiction Normalized | Residential Sch 1 | General Large Dist. Sch 6 | General +1 MW Sch 8 | Street & Area Lighting Sch. 7,11,12 | General Trans Sch 9 | Irrigation Sch 10 | Traffic Signals Sch 15 | Outdoor Lighting Sch 15 | General Small Dist. Sch 23 | Industrial Cust 1 | Industrial Cust 2
297 |  | 535 | Operation Super & Engineering |  | F10 |  | 0 | 0 | 0 | 0 | 0 | 0 | 0 | 0 | 0 | 0 | 0 | 0 | 0 | 349
298
299 |  | 536 | Water For Power |  | F10 |  | 0 | 0 | 0 | 0 | 0 | 0 | 0 | 0 | 0 | 0 | 0 | 0 | 0 | 354
300
301 |  | 537 | Hydraulic Expenses |  | F10 |  | 0 | 0 | 0 | 0 | 0 | 0 | 0 | 0 | 0 | 0 | 0 | 0 | 0 | 359
302
303 |  | 538 | Electric Expenses |  | F10 |  | 0 | 0 | 0 | 0 | 0 | 0 | 0 | 0 | 0 | 0 | 0 | 0 | 0 | 363
304
305 |  | 539 | Misc. Hydro Expenses |  | F10 |  | 0 | 0 | 0 | 0 | 0 | 0 | 0 | 0 | 0 | 0 | 0 | 0 | 0 | 368
306
307 |  | 540 | Rents (Hydro Generation) |  | F10 |  | 0 | 0 | 0 | 0 | 0 | 0 | 0 | 0 | 0 | 0 | 0 | 0 | 0 | 373
308
309 |  | 541 | Maint Supervision & Engineering |  | F10 |  | 0 | 0 | 0 | 0 | 0 | 0 | 0 | 0 | 0 | 0 | 0 | 0 | 0 | 377
310
311 |  | 542 | Maintenance of Structures |  | F10 |  | 0 | 0 | 0 | 0 | 0 | 0 | 0 | 0 | 0 | 0 | 0 | 0 | 0 | 382
312
313 |  | 543 | Maint of Dams & Waterways |  | F10 |  | 0 | 0 | 0 | 0 | 0 | 0 | 0 | 0 | 0 | 0 | 0 | 0 | 0 | 387
314
315 |  | 544 | Maintenance of Electric Plant |  | F10 |  | 0 | 0 | 0 | 0 | 0 | 0 | 0 | 0 | 0 | 0 | 0 | 0 | 0 | 392
316
317 |  | 545 | Maint of Misc. Hydro Plant |  | F10 |  | 0 | 0 | 0 | 0 | 0 | 0 | 0 | 0 | 0 | 0 | 0 | 0 | 0 | 397
318
319 |  | Total Hydraulic Power Generation |  |  |  |  | 0 | 0 | 0 | 0 | 0 | 0 | 0 | 0 | 0 | 0 | 0 | 0 | 0
320
321
322 | [6 empty] | D: OTHER POWER GENERATION
323
324
325 |  | 546 | Operation Super & Engineering |  | F10 |  | 0 | 0 | 0 | 0 | 0 | 0 | 0 | 0 | 0 | 0 | 0 | 0 | 0 | 403
326
327 |  | 547 | Fuel |  | F30 |  | 0 | 0 | 0 | 0 | 0 | 0 | 0 | 0 | 0 | 0 | 0 | 0 | 0 | 407
328 |  |  |  | Simple Cycle Combustion Turbine | F30 |  | 0 | 0 | 0 | 0 | 0 | 0 | 0 | 0 | 0 | 0 | 0 | 0 | 0 | 408
329 |  |  |  | Total 547 |  |  | 0 | 0 | 0 | 0 | 0 | 0 | 0 | 0 | 0 | 0 | 0 | 0 | 0
330
331 |  | 548 | Generation Expense |  | F10 |  | 0 | 0 | 0 | 0 | 0 | 0 | 0 | 0 | 0 | 0 | 0 | 0 | 0 | 412
332 |  |  |  | Simple Cycle Combustion Turbine | F10 |  | 0 | 0 | 0 | 0 | 0 | 0 | 0 | 0 | 0 | 0 | 0 | 0 | 0 | 413
333 |  |  |  | Total 548 |  |  | 0 | 0 | 0 | 0 | 0 | 0 | 0 | 0 | 0 | 0 | 0 | 0 | 0
334
335 |  | 549 | Miscellaneous Other |  | F10 |  | 0 | 0 | 0 | 0 | 0 | 0 | 0 | 0 | 0 | 0 | 0 | 0 | 0 | 417
336 |  |  |  | Wind Generation | F10 |  | 0 | 0 | 0 | 0 | 0 | 0 | 0 | 0 | 0 | 0 | 0 | 0 | 0 | 418
337
338 |  | 550 | Maint Supervision & Engineering
339 |  |  |  | System Generation | F10 |  | 0 | 0 | 0 | 0 | 0 | 0 | 0 | 0 | 0 | 0 | 0 | 0 | 0 | 423
340 |  |  |  | Wind Generation | F10 |  | 0 | 0 | 0 | 0 | 0 | 0 | 0 | 0 | 0 | 0 | 0 | 0 | 0 | 424
341 |  |  |  | Total 550 |  |  | 0 | 0 | 0 | 0 | 0 | 0 | 0 | 0 | 0 | 0 | 0 | 0 | 0
342
343 |  | 551 | Maint Supervision & Engineering |  | F10 |  | 0 | 0 | 0 | 0 | 0 | 0 | 0 | 0 | 0 | 0 | 0 | 0 | 0 | 428
344
345 |  | 552 | Maintenance of Structures |  | F10 |  | 0 | 0 | 0 | 0 | 0 | 0 | 0 | 0 | 0 | 0 | 0 | 0 | 0 | 434
346
347 |  | 553 | Maint of Generation & Elect Plant |  | F10 |  | 0 | 0 | 0 | 0 | 0 | 0 | 0 | 0 | 0 | 0 | 0 | 0 | 0 | 438
348 |  |  |  | Simple Cycle Combustion Turbine | F10 |  | 0 | 0 | 0 | 0 | 0 | 0 | 0 | 0 | 0 | 0 | 0 | 0 | 0 | 439
349 |  |  |  | Wind Generation | F10 |  | 0 | 0 | 0 | 0 | 0 | 0 | 0 | 0 | 0 | 0 | 0 | 0 | 0 | 440
350 |  |  |  | Total 553 |  |  | 0 | 0 | 0 | 0 | 0 | 0 | 0 | 0 | 0 | 0 | 0 | 0 | 0
351
352 |  | 554 | Maintenance of Misc. Other |  | F10 |  | 0 | 0 | 0 | 0 | 0 | 0 | 0 | 0 | 0 | 0 | 0 | 0 | 0 | 444
353 |  |  |  | Simple Cycle Combustion Turbine | F10 |  | 0 | 0 | 0 | 0 | 0 | 0 | 0 | 0 | 0 | 0 | 0 | 0 | 0 | 445
354 |  |  |  | Wind Generation | F10 |  | 0 | 0 | 0 | 0 | 0 | 0 | 0 | 0 | 0 | 0 | 0 | 0 | 0 | 446
355 |  |  |  | Total 554 |  |  | 0 | 0 | 0 | 0 | 0 | 0 | 0 | 0 | 0 | 0 | 0 | 0 | 0
356
357 |  | Total Other Power Generation |  |  |  |  | 0 | 0 | 0 | 0 | 0 | 0 | 0 | 0 | 0 | 0 | 0 | 0 | 0
358
359
360 | [6 empty] | D: OTHER POWER SUPPLY
361
362
363 |  | 555 | Purchased Power |  | F10 |  | 0 | 0 | 0 | 0 | 0 | 0 | 0 | 0 | 0 | 0 | 0 | 0 | 0 | 452
364 |  |  |  | Demand | F10 |  | 0 | 0 | 0 | 0 | 0 | 0 | 0 | 0 | 0 | 0 | 0 | 0 | 0 | 453
365 |  |  |  | Energy | F30 |  | 0 | 0 | 0 | 0 | 0 | 0 | 0 | 0 | 0 | 0 | 0 | 0 | 0 | 454
366 |  |  |  | Seasonal Contracts | F10 |  | 0 | 0 | 0 | 0 | 0 | 0 | 0 | 0 | 0 | 0 | 0 | 0 | 0 | 455
367 |  |  |  | Demand | F10 |  | 0 | 0 | 0 | 0 | 0 | 0 | 0 | 0 | 0 | 0 | 0 | 0 | 0 | 456
368 |  |  |  | Total 555 |  |  | 0 | 0 | 0 | 0 | 0 | 0 | 0 | 0 | 0 | 0 | 0 | 0 | 0
369
370
371 |  | 556 | System Control & Load Dispatch |  | F10 |  | 0 | 0 | 0 | 0 | 0 | 0 | 0 | 0 | 0 | 0 | 0 | 0 | 0 | 460
372
373 |  | 557 | Other Expenses |  | F10 |  | 0 | 0 | 0 | 0 | 0 | 0 | 0 | 0 | 0 | 0 | 0 | 0 | 0 | 470
374
375
376 |  | 2010 Protocol Stipulated Embedded Cost Differential and Adjustment |  | Embedded Cost Differentials
377 |  |  |  | Company Owned Hydro | F10 |  | 0 | 0 | 0 | 0 | 0 | 0 | 0 | 0 | 0 | 0 | 0 | 0 | 0 | 473
378 |  |  |  | Company Owned Hydro | F10 |  | 0 | 0 | 0 | 0 | 0 | 0 | 0 | 0 | 0 | 0 | 0 | 0 | 0 | 474
379 |  |  |  | Mid-C Contract | F10 |  | 0 | 0 | 0 | 0 | 0 | 0 | 0 | 0 | 0 | 0 | 0 | 0 | 0 | 475
380 |  |  |  | Mid-C Contract | F10 |  | 0 | 0 | 0 | 0 | 0 | 0 | 0 | 0 | 0 | 0 | 0 | 0 | 0 | 476
381 |  |  |  | Existing QF Contracts | F10 |  | 0 | 0 | 0 | 0 | 0 | 0 | 0 | 0 | 0 | 0 | 0 | 0 | 0 | 477
382 | [6 empty] | 0 | 0 | 0 | 0 | 0 | 0 | 0 | 0 | 0 | 0 | 0 | 0 | 0
383
384 |  | Total Other Power Supply |  |  |  |  | 0 | 0 | 0 | 0 | 0 | 0 | 0 | 0 | 0 | 0 | 0 | 0 | 0
385
386 |  | TOTAL PRODUCTION EXPENSE |  |  |  |  | 0 | 0 | 0 | 0 | 0 | 0 | 0 | 0 | 0 | 0 | 0 | 0 | 0
387
388 |  | Distribution - METER - Unbundled |  |  |  |  | D: TRANSMISSION EXPENSE
389
390
391 |  | A |  | B | C |  | D | E | F | G | H | I | J | K | L | M | N | O
392 |  | FERC ACCT |  | DESCRIPTION | COS Factor |  | Utah Jurisdiction Normalized | Residential Sch 1 | General Large Dist. Sch 6 | General +1 MW Sch 8 | Street & Area Lighting Sch. 7,11,12 | General Trans Sch 9 | Irrigation Sch 10 | Traffic Signals Sch 15 | Outdoor Lighting Sch 15 | General Small Dist. Sch 23 | Industrial Cust 1 | Industrial Cust 2
393 |  | 560 | Operation Supervision & Eng |  | F106 |  | 0 | 0 | 0 | 0 | 0 | 0 | 0 | 0 | 0 | 0 | 0 | 0 | 0 | 494
394
395 |  | 561 | Load Dispatching |  | F106 |  | 0 | 0 | 0 | 0 | 0 | 0 | 0 | 0 | 0 | 0 | 0 | 0 | 0 | 498
396
397 |  | 562 | Station Expense |  | F106 |  | 0 | 0 | 0 | 0 | 0 | 0 | 0 | 0 | 0 | 0 | 0 | 0 | 0 | 502
398
399 |  | 563 | Overhead Line Expense |  | F106 |  | 0 | 0 | 0 | 0 | 0 | 0 | 0 | 0 | 0 | 0 | 0 | 0 | 0 | 506
400
401 |  | 564 | Underground Line Expense |  | F106 |  | 0 | 0 | 0 | 0 | 0 | 0 | 0 | 0 | 0 | 0 | 0 | 0 | 0 | 510
402
403 |  | 565 | Transm of Electricity by Others |  | F10 |  | 0 | 0 | 0 | 0 | 0 | 0 | 0 | 0 | 0 | 0 | 0 | 0 | 0 | 514
404 |  |  | Energy |  | F30 |  | 0 | 0 | 0 | 0 | 0 | 0 | 0 | 0 | 0 | 0 | 0 | 0 | 0 | 515
405 | [6 empty] | 0 | 0 | 0 | 0 | 0 | 0 | 0 | 0 | 0 | 0 | 0 | 0 | 0
406
407 |  | 566 | Misc. Transmission Expense |  | F106 |  | 0 | 0 | 0 | 0 | 0 | 0 | 0 | 0 | 0 | 0 | 0 | 0 | 0 | 519
408
409 |  | 567 | Rents - Transmission |  | F106 |  | 0 | 0 | 0 | 0 | 0 | 0 | 0 | 0 | 0 | 0 | 0 | 0 | 0 | 523
410
411 |  | 568 | Maint Supervision & Engineering |  | F106 |  | 0 | 0 | 0 | 0 | 0 | 0 | 0 | 0 | 0 | 0 | 0 | 0 | 0 | 527
412
413 |  | 569 | Maintenance of Structures |  | F106 |  | 0 | 0 | 0 | 0 | 0 | 0 | 0 | 0 | 0 | 0 | 0 | 0 | 0 | 531
414
415 |  | 570 | Maint of Station Equipment |  | F106 |  | 0 | 0 | 0 | 0 | 0 | 0 | 0 | 0 | 0 | 0 | 0 | 0 | 0 | 535
416
417 |  | 571 | Maintenance of Overhead Lines |  | F106 |  | 0 | 0 | 0 | 0 | 0 | 0 | 0 | 0 | 0 | 0 | 0 | 0 | 0 | 539
418
419 |  | 572 | Maint of Underground Lines |  | F106 |  | 0 | 0 | 0 | 0 | 0 | 0 | 0 | 0 | 0 | 0 | 0 | 0 | 0 | 543
420
421 |  | 573 | Maint of Misc Transmission Plant |  | F106 |  | 0 | 0 | 0 | 0 | 0 | 0 | 0 | 0 | 0 | 0 | 0 | 0 | 0 | 547
422
423
424 |  | TOTAL TRANSMISSION EXPENSE |  |  |  |  | 0 | 0 | 0 | 0 | 0 | 0 | 0 | 0 | 0 | 0 | 0 | 0 | 0
425
426
427
428
429
430
431
432
433
434
435
436 |  | Distribution - METER - Unbundled |  |  |  |  | D: DISTRIBUTION EXPENSE
437
438
439 |  | A |  | B | C |  | D | E | F | G | H | I | J | K | L | M | N | O
440 |  | FERC ACCT |  | DESCRIPTION | COS Factor |  | Utah Jurisdiction Normalized | Residential Sch 1 | General Large Dist. Sch 6 | General +1 MW Sch 8 | Street & Area Lighting Sch. 7,11,12 | General Trans Sch 9 | Irrigation Sch 10 | Traffic Signals Sch 15 | Outdoor Lighting Sch 15 | General Small Dist. Sch 23 | Industrial Cust 1 | Industrial Cust 2
441 |  | 580 | Operation Supervision & Eng |  | F131 |  | 541788.8199 | 309439.8043 | 126028.341 | 31718.5606 | 15611.2309 | 1312.8106 | 6862.778 | 316.0757 | 97.0586 | 50224.7861 | 88.687 | 88.687 | 0 | 555
442
443 |  | 581 | Load Dispatching |  | F20 |  | 0 | 0 | 0 | 0 | 0 | 0 | 0 | 0 | 0 | 0 | 0 | 0 | 0 | 560
444
445 |  | 582 | Station Expense |  | F120 |  | 0 | 0 | 0 | 0 | 0 | 0 | 0 | 0 | 0 | 0 | 0 | 0 | 0 | 565
446
447 |  | 583 | Overhead Line Expenses |  | F132 |  | 0 | 0 | 0 | 0 | 0 | 0 | 0 | 0 | 0 | 0 | 0 | 0 | 0 | 570
448
449 |  | 584 | Underground Line Expense |  | F133 |  | 0 | 0 | 0 | 0 | 0 | 0 | 0 | 0 | 0 | 0 | 0 | 0 | 0 | 575
450
451 |  | 585 | Street Lighting & Signal Systems |  | F130 |  | 0 | 0 | 0 | 0 | 0 | 0 | 0 | 0 | 0 | 0 | 0 | 0 | 0 | 580
452
453 |  | 586 | Meter Expenses |  | F127 |  | 0 | 0 | 0 | 0 | 0 | 0 | 0 | 0 | 0 | 0 | 0 | 0 | 0 | 585
454
455 |  | 587 | Customer Installation Expenses |  | F20 |  | 0 | 0 | 0 | 0 | 0 | 0 | 0 | 0 | 0 | 0 | 0 | 0 | 0 | 590
456
457 |  | 588 | Misc. Distribution Expenses |  | F131 |  | 0 | 0 | 0 | 0 | 0 | 0 | 0 | 0 | 0 | 0 | 0 | 0 | 0 | 595
458
459 |  | 589 | Rents |  | F131 |  | 0 | 0 | 0 | 0 | 0 | 0 | 0 | 0 | 0 | 0 | 0 | 0 | 0 | 600
460
461 |  | 590 | Maint Supervision & Engineering |  | F131 |  | 258016.5328 | 147364.7711 | 60018.5799 | 15105.3561 | 7434.5493 | 625.2009 | 3268.2664 | 150.525 | 46.2223 | 23918.5909 | 42.2355 | 42.2355 | 0 | 605
462
463 |  | 591 | Maintenance of Structures |  | F119 |  | 0 | 0 | 0 | 0 | 0 | 0 | 0 | 0 | 0 | 0 | 0 | 0 | 0 | 610
464
465 |  | 592 | Maint of Station Equipment |  | F120 |  | 0 | 0 | 0 | 0 | 0 | 0 | 0 | 0 | 0 | 0 | 0 | 0 | 0 | 615
466
467 |  | 593 | Maintenance of Overhead Lines |  | F134 |  | 0 | 0 | 0 | 0 | 0 | 0 | 0 | 0 | 0 | 0 | 0 | 0 | 0 | 620
468
469 |  | 594 | Maint of Underground Lines |  | F135 |  | 0 | 0 | 0 | 0 | 0 | 0 | 0 | 0 | 0 | 0 | 0 | 0 | 0 | 625
470
471 |  | 595 | Maint of Line Transformers |  | F125 |  | 0 | 0 | 0 | 0 | 0 | 0 | 0 | 0 | 0 | 0 | 0 | 0 | 0 | 630
472
473 |  | 596 | Maint of Street Lighting & Signals |  | F130 |  | 0 | 0 | 0 | 0 | 0 | 0 | 0 | 0 | 0 | 0 | 0 | 0 | 0 | 635
474
475 |  | 597 | Maintenance of Meters |  | F127 |  | 0 | 0 | 0 | 0 | 0 | 0 | 0 | 0 | 0 | 0 | 0 | 0 | 0 | 640
476
477 |  | 598 | Maint of Misc. Distribution Plant |  | F131 |  | 0 | 0 | 0 | 0 | 0 | 0 | 0 | 0 | 0 | 0 | 0 | 0 | 0 | 645
478
479 |  | TOTAL DISTRIBUTION EXPENSE |  |  |  |  | 799805.3527 | 456804.5753 | 186046.9209 | 46823.9167 | 23045.7801 | 1938.0115 | 10131.0444 | 466.6007 | 143.2809 | 74143.377 | 130.9225 | 130.9225 | 0
480
481
482 | [6 empty] | D: CUSTOMER ACCOUNTS EXPENSE
483
484
485 |  | 901 | Supervision |  | F136 |  | 0 | 0 | 0 | 0 | 0 | 0 | 0 | 0 | 0 | 0 | 0 | 0 | 0 | 652
486
487 |  | 902 | Meter Reading Expense |  | F47 |  | 0 | 0 | 0 | 0 | 0 | 0 | 0 | 0 | 0 | 0 | 0 | 0 | 0 | 657
488
489 |  | 903 | Customer Receipts & Collections |  | F48 |  | 0 | 0 | 0 | 0 | 0 | 0 | 0 | 0 | 0 | 0 | 0 | 0 | 0 | 662
490
491 |  | 904 | Uncollectible Accounts |  | F80 |  | 0 | 0 | 0 | 0 | 0 | 0 | 0 | 0 | 0 | 0 | 0 | 0 | 0 | 668
492
493 |  | 905 | Misc. Customer Accounts Exp |  | F136 |  | 0 | 0 | 0 | 0 | 0 | 0 | 0 | 0 | 0 | 0 | 0 | 0 | 0 | 673
494
495 |  | TOTAL CUSTOMER ACCOUNTS EXPENSE |  |  |  |  | 0 | 0 | 0 | 0 | 0 | 0 | 0 | 0 | 0 | 0 | 0 | 0 | 0
496
497 |  | Distribution - METER - Unbundled |  |  |  |  | D: CUSTOMER SERVICE EXPENSE
498
499 |  | A |  | B | C |  | D | E | F | G | H | I | J | K | L | M | N | O
500 |  | FERC ACCT |  | DESCRIPTION | COS Factor |  | Utah Jurisdiction Normalized | Residential Sch 1 | General Large Dist. Sch 6 | General +1 MW Sch 8 | Street & Area Lighting Sch. 7,11,12 | General Trans Sch 9 | Irrigation Sch 10 | Traffic Signals Sch 15 | Outdoor Lighting Sch 15 | General Small Dist. Sch 23 | Industrial Cust 1 | Industrial Cust 2
501 |  | 907 | Supervision |  | F40 |  | 0 | 0 | 0 | 0 | 0 | 0 | 0 | 0 | 0 | 0 | 0 | 0 | 0 | 680
502
503 |  | 908 | Customer Assistance |  | F40 |  | 0 | 0 | 0 | 0 | 0 | 0 | 0 | 0 | 0 | 0 | 0 | 0 | 0 | 685
504
505 |  | 909 | Informational & Instructional Adv |  | F40 |  | 0 | 0 | 0 | 0 | 0 | 0 | 0 | 0 | 0 | 0 | 0 | 0 | 0 | 690
506
507 |  | 910 | Misc. Customer Service |  | F40 |  | 0 | 0 | 0 | 0 | 0 | 0 | 0 | 0 | 0 | 0 | 0 | 0 | 0 | 695
508
509 |  | TOTAL CUSTOMER SERVICE EXPENSE |  |  |  |  | 0 | 0 | 0 | 0 | 0 | 0 | 0 | 0 | 0 | 0 | 0 | 0 | 0
510
511
512 | [6 empty] | D: SALES EXPENSE
513
514
515 |  | 911 | Supervision |  | F40 |  | 0 | 0 | 0 | 0 | 0 | 0 | 0 | 0 | 0 | 0 | 0 | 0 | 0 | 702
516
517 |  | 912 | Demonstration & Selling Expense |  | F40 |  | 0 | 0 | 0 | 0 | 0 | 0 | 0 | 0 | 0 | 0 | 0 | 0 | 0 | 707
518
519 |  | 913 | Advertising Expense |  | F40 |  | 0 | 0 | 0 | 0 | 0 | 0 | 0 | 0 | 0 | 0 | 0 | 0 | 0 | 712
520
521 |  | 916 | Misc. Sales Expense |  | F40 |  | 0 | 0 | 0 | 0 | 0 | 0 | 0 | 0 | 0 | 0 | 0 | 0 | 0 | 717
522
523 |  | TOTAL SALES EXPENSE |  |  |  |  | 0 | 0 | 0 | 0 | 0 | 0 | 0 | 0 | 0 | 0 | 0 | 0 | 0
524
525
526 | [6 empty] | D: ADMINISTRATION & GENERAL EXPENSE
527
528
529 |  | 920 | Administrative & General Salaries |  | F102D |  | 14876.3341 | 8877.2766 | 3358.7044 | 851.1005 | 200.127 | 18.4372 | 196.5587 | 7.7054 | 4.29 | 1359.6434 | 1.2455 | 1.2455 | 0 | 723
530 |  |  |  | Customer - System | F42 |  | 0 | 0 | 0 | 0 | 0 | 0 | 0 | 0 | 0 | 0 | 0 | 0 | 0 | 724
531 |  |  |  | System Overheads | F102D |  | 899224.2103 | 536601.4183 | 203022.3468 | 51446.1538 | 12097.0043 | 1114.4652 | 11881.3107 | 465.7663 | 259.3142 | 82185.8551 | 75.2878 | 75.2878 | 0 | 725
532 |  |  |  | Administrative & General Salaries |  |  | 914100.5444 | 545478.6949 | 206381.0512 | 52297.2543 | 12297.1314 | 1132.9024 | 12077.8694 | 473.4717 | 263.6041 | 83545.4984 | 76.5333 | 76.5333 | 0
533
534 |  | 921 | Office Supplies & expenses |  | F102D |  | 3354.1783 | 2001.5662 | 757.2896 | 191.8983 | 45.1228 | 4.157 | 44.3182 | 1.7373 | 0.96726 | 306.5598 | 0.28083 | 0.28083 | 0 | 729
535 |  |  |  | Customer - System | F42 |  | 0 | 0 | 0 | 0 | 0 | 0 | 0 | 0 | 0 | 0 | 0 | 0 | 0 | 730
536 |  |  |  | System Overheads | F102D |  | 93487.5697 | 55787.6022 | 21107.1561 | 5348.5836 | 1257.6614 | 115.865 | 1235.2368 | 48.4232 | 26.9595 | 8544.4273 | 7.8273 | 7.8273 | 0 | 731
537 |  |  |  | Office Supplies & expenses |  |  | 96841.748 | 57789.1684 | 21864.4457 | 5540.4819 | 1302.7841 | 120.0221 | 1279.5551 | 50.1606 | 27.9268 | 8850.9871 | 8.1081 | 8.1081 | 0
538
539 |  | 922 | A&G Expenses Transferred |  | F102D |  | -433071.6906 | -258430.4123 | -97776.7613 | -24776.7715 | -5825.9887 | -536.733 | -5722.1094 | -224.3158 | -124.8872 | -39581.1932 | -36.259 | -36.259 | 0 | 735
540
541 |  | 923 | Outside Services |  | F102D |  | 224.5825 | 134.017 | 50.7051 | 12.8488 | 3.0212 | 0.27834 | 2.9674 | 0.11633 | 0.064764 | 20.526 | 0.018803 | 0.018803 | 0 | 738
542 |  |  |  | Customer - System | F42 |  | 0 | 0 | 0 | 0 | 0 | 0 | 0 | 0 | 0 | 0 | 0 | 0 | 0 | 739
543 |  |  |  | System Overheads | F102D |  | 190637.6988 | 113760.7934 | 43041.2266 | 10906.7085 | 2564.5941 | 236.2693 | 2518.8665 | 98.7436 | 54.9752 | 17423.5993 | 15.9612 | 15.9612 | 0 | 740
544 |  |  |  | Outside Services |  |  | 190862.2813 | 113894.8103 | 43091.9317 | 10919.5573 | 2567.6153 | 236.5476 | 2521.8339 | 98.8599 | 55.04 | 17444.1253 | 15.98 | 15.98 | 0
545
546 |  | 924 | Property Insurance |  | F102D |  | 0 | 0 | 0 | 0 | 0 | 0 | 0 | 0 | 0 | 0 | 0 | 0 | 0 | 744
547 |  |  |  | System Generation | F10 |  | 0 | 0 | 0 | 0 | 0 | 0 | 0 | 0 | 0 | 0 | 0 | 0 | 0 | 745
548 |  |  |  | System Overheads | F102D |  | 74797.2947 | 44634.4015 | 16887.3593 | 4279.2811 | 1006.2265 | 92.701 | 988.2851 | 38.7423 | 21.5697 | 6836.2034 | 6.2624 | 6.2624 |  | 746
549
550 |  | 925 | Injuries & Damages |  | F102D |  | 119921.2967 | 71561.6163 | 27075.2309 | 6860.9023 | 1613.2667 | 148.626 | 1584.5016 | 62.115 | 34.5824 | 10960.3747 | 10.0404 | 10.0404 | 0 | 750
551
552 |  | 926 | Employee Pensions & Benefits |  | F138D |  | 0 | 0 | 0 | 0 | 0 | 0 | 0 | 0 | 0 | 0 | 0 | 0 | 0 | 757
553
554 |  | 927 | Franchise Requirements |  | F102 |  | 0 | 0 | 0 | 0 | 0 | 0 | 0 | 0 | 0 | 0 | 0 | 0 | 0 | 762
555
556 |  | 928 | Regulatory Commission Expense |  | F102 |  | 0 | 0 | 0 | 0 | 0 | 0 | 0 | 0 | 0 | 0 | 0 | 0 | 0 | 769
557 |  |  |  | Regulatory Expense | F103 |  | 0 | 0 | 0 | 0 | 0 | 0 | 0 | 0 | 0 | 0 | 0 | 0 | 0 | 771
558
559 |  | 929 | Duplicate Charges |  | F102D |  | 0 | 0 | 0 | 0 | 0 | 0 | 0 | 0 | 0 | 0 | 0 | 0 | 0 | 776
560
561 |  | 930 | Misc General Expenses
562 |  |  |  | Situs | F102D |  | 1204.7791 | 718.9377 | 272.009 | 68.9275 | 16.2075 | 1.4932 | 15.9186 | 0.62403 | 0.34743 | 110.1125 | 0.10087 | 0.10087 | 0 | 779
563 |  |  |  | Customer | F42 |  | 0 | 0 | 0 | 0 | 0 | 0 | 0 | 0 | 0 | 0 | 0 | 0 | 0 | 780
564 |  |  |  | Labor | F138D |  | 0 | 0 | 0 | 0 | 0 | 0 | 0 | 0 | 0 | 0 | 0 | 0 | 0 | 781
565
566 |  | 931 | Rents |  | F102D |  | 52920.5237 | 31579.697 | 11948.1313 | 3027.6736 | 711.9246 | 65.5877 | 699.2307 | 27.411 | 15.261 | 4836.7453 | 4.4308 | 4.4308 | 0 | 787
567
568 |  | 935 | Maintenance of General Plant |  | F108 |  | 422574.5429 | 178511.9916 | 106502.9539 | 31360.8163 | 2463.2473 | 54365.3119 | 4422.4898 | 160.1402 | 200.7623 | 30108.465 | 6235.4854 | 8242.8793 | 0 | 793
569
570 |  | TOTAL ADMINISTRATIVE & GEN EXPENSE |  |  |  |  | 1440151.3202 | 785738.9054 | 336246.3516 | 89578.1227 | 16152.4146 | 55626.4589 | 17867.5747 | 687.2089 | 494.2064 | 123111.3186 | 6320.6823 | 8328.0761 | 0
571
572
573 |  | TOTAL O & M EXPENSE |  |  |  |  | 2239956.6729 | 1242543.4807 | 522293.2725 | 136402.0395 | 39198.1947 | 57564.4704 | 27998.6191 | 1153.8096 | 637.4873 | 197254.6956 | 6451.6048 | 8458.9987 | 0
574
575 |  | Distribution - METER - Unbundled |  |  |  |  | D: DEPRECIATION EXPENSE
576
577 |  | A |  | B | C |  | D | E | F | G | H | I | J | K | L | M | N | O
578 |  | FERC ACCT |  | DESCRIPTION | COS Factor |  | Utah Jurisdiction Normalized | Residential Sch 1 | General Large Dist. Sch 6 | General +1 MW Sch 8 | Street & Area Lighting Sch. 7,11,12 | General Trans Sch 9 | Irrigation Sch 10 | Traffic Signals Sch 15 | Outdoor Lighting Sch 15 | General Small Dist. Sch 23 | Industrial Cust 1 | Industrial Cust 2
579 |  | 403SP | Steam Depreciation |  | F10 |  | 0 | 0 | 0 | 0 | 0 | 0 | 0 | 0 | 0 | 0 | 0 | 0 | 0 | 805
580
581 |  | 403NP | Nuclear Depreciation |  | F10 |  | 0 | 0 | 0 | 0 | 0 | 0 | 0 | 0 | 0 | 0 | 0 | 0 | 0 | 809
582
583 |  | 403HP | Hydro Depreciation |  | F10 |  | 0 | 0 | 0 | 0 | 0 | 0 | 0 | 0 | 0 | 0 | 0 | 0 | 0 | 816
584
585 |  | 403OP | Other Production Depreciation |  | F10 |  | 0 | 0 | 0 | 0 | 0 | 0 | 0 | 0 | 0 | 0 | 0 | 0 | 0 | 819
586 |  |  |  | Simple Cycle Combustion Turbine | F10 |  | 0 | 0 | 0 | 0 | 0 | 0 | 0 | 0 | 0 | 0 | 0 | 0 | 0 | 820
587 |  |  |  | System Generation | F10 |  | 0 | 0 | 0 | 0 | 0 | 0 | 0 | 0 | 0 | 0 | 0 | 0 | 0 | 821
588 |  |  |  | Wind Generation | F10 |  | 0 | 0 | 0 | 0 | 0 | 0 | 0 | 0 | 0 | 0 | 0 | 0 | 0 | 822
589 |  |  |  | Total 403OP |  |  | 0 | 0 | 0 | 0 | 0 | 0 | 0 | 0 | 0 | 0 | 0 | 0 | 0
590
591 |  | 403TP | Transmission Depreciation |  | F106 |  | 0 | 0 | 0 | 0 | 0 | 0 | 0 | 0 | 0 | 0 | 0 | 0 | 0 | 829
592
593 |  | 403 | Distribution Depreciation
594 |  |  |  | Land Rights | F118 |  | 0 | 0 | 0 | 0 | 0 | 0 | 0 | 0 | 0 | 0 | 0 | 0 | 0 | 832
595 |  |  |  | Structures | F119 |  | 0 | 0 | 0 | 0 | 0 | 0 | 0 | 0 | 0 | 0 | 0 | 0 | 0 | 833
596 |  |  |  | Station Equip | F120 |  | 0 | 0 | 0 | 0 | 0 | 0 | 0 | 0 | 0 | 0 | 0 | 0 | 0 | 834
597 |  |  |  | Poles & Towers | F121 |  | 0 | 0 | 0 | 0 | 0 | 0 | 0 | 0 | 0 | 0 | 0 | 0 | 0 | 836
598 |  |  |  | OH Conductors | F122 |  | 0 | 0 | 0 | 0 | 0 | 0 | 0 | 0 | 0 | 0 | 0 | 0 | 0 | 837
599 |  |  |  | UG Conduit | F123 |  | 0 | 0 | 0 | 0 | 0 | 0 | 0 | 0 | 0 | 0 | 0 | 0 | 0 | 838
600 |  |  |  | UG Conductor | F124 |  | 0 | 0 | 0 | 0 | 0 | 0 | 0 | 0 | 0 | 0 | 0 | 0 | 0 | 839
601 |  |  |  | Line Transformer | F125 |  | 0 | 0 | 0 | 0 | 0 | 0 | 0 | 0 | 0 | 0 | 0 | 0 | 0 | 840
602 |  |  |  | Services | F126 |  | 5998623.12 | 4826306.8229 | 425672.2705 | 38133.5359 | 0 | 0 | 0 | 18037.4754 | 3809.3336 | 686663.6817 | 0 | 0 | 0 | 841
603 |  |  |  | Meters | F127 |  | 0 | 0 | 0 | 0 | 0 | 0 | 0 | 0 | 0 | 0 | 0 | 0 | 0 | 842
604 |  |  |  | Inst Cust Premises | F128 |  | 0 | 0 | 0 | 0 | 0 | 0 | 0 | 0 | 0 | 0 | 0 | 0 | 0 | 843
605 |  |  |  | Leased Property | F129 |  | 0 | 0 | 0 | 0 | 0 | 0 | 0 | 0 | 0 | 0 | 0 | 0 | 0 | 844
606 |  |  |  | Street Lighting | F130 |  | 0 | 0 | 0 | 0 | 0 | 0 | 0 | 0 | 0 | 0 | 0 | 0 | 0 | 845
607 |  |  | Total Distribution Expense |  |  |  | 5998623.12 | 4826306.8229 | 425672.2705 | 38133.5359 | 0 | 0 | 0 | 18037.4754 | 3809.3336 | 686663.6817 | 0 | 0 | 0
608
609 |  | 403GP | General Depreciation
610 |  |  |  | Situs | F107D |  | 345276.3035 | 206039.5529 | 77954.7577 | 19753.8474 | 4644.9027 | 427.9227 | 4562.0825 | 178.8409 | 99.5692 | 31557.0109 | 28.9084 | 28.9084 | 0 | 849
611 |  |  |  | System Generation | F105D |  | 0 | 0 | 0 | 0 | 0 | 0 | 0 | 0 | 0 | 0 | 0 | 0 | 0 | 850
612 |  |  |  | System Generation | F105D |  | 0 | 0 | 0 | 0 | 0 | 0 | 0 | 0 | 0 | 0 | 0 | 0 | 0 | 851
613 |  |  |  | Energy | F30 |  | 0 | 0 | 0 | 0 | 0 | 0 | 0 | 0 | 0 | 0 | 0 | 0 | 0 | 852
614 |  |  |  | Customer - System | F42 |  | 0 | 0 | 0 | 0 | 0 | 0 | 0 | 0 | 0 | 0 | 0 | 0 | 0 | 853
615 |  |  |  | System Generation | F105D |  | 0 | 0 | 0 | 0 | 0 | 0 | 0 | 0 | 0 | 0 | 0 | 0 | 0 | 854
616 |  |  |  | System Overheads | F102D |  | 165999.7935 | 99058.4146 | 37478.6035 | 9497.1319 | 2233.1474 | 205.734 | 2193.3296 | 85.982 | 47.8703 | 15171.7834 | 13.8984 | 13.8984 | 0 | 855
617 |  |  |  | Simple Cycle Combustion Turbine | F10 |  | 0 | 0 | 0 | 0 | 0 | 0 | 0 | 0 | 0 | 0 | 0 | 0 | 0 | 856
618 |  |  |  | Cholla | F10 |  | 0 | 0 | 0 | 0 | 0 | 0 | 0 | 0 | 0 | 0 | 0 | 0 | 0 | 857
619 |  |  | Total General Expense |  |  |  | 511276.0971 | 305097.9675 | 115433.3612 | 29250.9793 | 6878.0501 | 633.6567 | 6755.4121 | 264.8229 | 147.4395 | 46728.7944 | 42.8067 | 42.8067 | 0
620
621 |  | 403GV0 | General Vehicles |  | F105D |  | 0 | 0 | 0 | 0 | 0 | 0 | 0 | 0 | 0 | 0 | 0 | 0 | 0 | 862
622
623 |  | 403MP | Mining Depreciation |  | F30 |  | 0 | 0 | 0 | 0 | 0 | 0 | 0 | 0 | 0 | 0 | 0 | 0 | 0 | 866
624
625 |  | 403EP | Experimental Plant Depreciation |  | F10 |  | 0 | 0 | 0 | 0 | 0 | 0 | 0 | 0 | 0 | 0 | 0 | 0 | 0 | 871
626
627
628 |  | TOTAL DEPRECIATION EXPENSE |  |  |  |  | 6509899.2171 | 5131404.7904 | 541105.6317 | 67384.5152 | 6878.0501 | 633.6567 | 6755.4121 | 18302.2983 | 3956.7731 | 733392.4761 | 42.8067 | 42.8067 | 0
629
630 | [6 empty] | D: AMORTIZATION EXPENSE
631
632
633 |  | 404CLG | Amort of LT Plant - Cap. Lease Gen
634 |  |  | Situs |  | F10 |  | -32.5822 | -11.8331 | -8.6745 | -2.5932 | -0.058521 | -5.6402 | -0.29121 | -0.0080578 | -0.013576 | -2.0628 | -0.65795 | -0.74902 | 0 | 876
635 |  |  | System Generation |  | F10 |  | 0 | 0 | 0 | 0 | 0 | 0 | 0 | 0 | 0 | 0 | 0 | 0 | 0 | 877
636 |  |  | System Overheads |  | F102D |  | 6737.785 | 4020.6935 | 1521.2234 | 385.4802 | 90.6415 | 8.3506 | 89.0253 | 3.4899 | 1.943 | 615.8093 | 0.56412 | 0.56412 | 0 | 878
637 |  |  | System Generation |  | F10 |  | 0 | 0 | 0 | 0 | 0 | 0 | 0 | 0 | 0 | 0 | 0 | 0 | 0 | 879
638 |  |  | Customer - System |  | F42 |  | 0 | 0 | 0 | 0 | 0 | 0 | 0 | 0 | 0 | 0 | 0 | 0 | 0 | 880
639 |  |  | System Generation |  | F10 |  | 0 | 0 | 0 | 0 | 0 | 0 | 0 | 0 | 0 | 0 | 0 | 0 | 0 | 881
640 |  |  | Total Amort. Cap. Lease General |  |  |  | 6705.2028 | 4008.8604 | 1512.5489 | 382.887 | 90.583 | 2.7103 | 88.7341 | 3.4819 | 1.9294 | 613.7465 | -0.093831 | -0.18489 | 0
641
642 |  | 404CLS | Amort of LT Plant - Cap Lease Steam |  | F10 |  | 0 | 0 | 0 | 0 | 0 | 0 | 0 | 0 | 0 | 0 | 0 | 0 | 0 | 886
643
644 |  | 404IP | Amort of LT Plant - Intangible Plant
645 |  |  |  | Situs | F107D |  | -200785.4326 | -119816.3336 | -45332.3312 | -11487.2777 | -2701.1086 | -248.846 | -2652.9469 | -103.9997 | -57.9016 | -18351.0656 | -16.8108 | -16.8108 | 0 | 889
646 |  |  |  | Energy | F30 |  | 0 | 0 | 0 | 0 | 0 | 0 | 0 | 0 | 0 | 0 | 0 | 0 | 0 | 890
647 |  |  |  | System Generation | F105D |  | 0 | 0 | 0 | 0 | 0 | 0 | 0 | 0 | 0 | 0 | 0 | 0 | 0 | 891
648 |  |  |  | System Overheads | F102D |  | 103642.4526 | 61847.4085 | 23399.8748 | 5929.5618 | 1394.2721 | 128.4506 | 1369.4117 | 53.6831 | 29.8879 | 9472.547 | 8.6775 | 8.6775 | 0 | 892
649 |  |  |  | Customer - System | F42 |  | 0 | 0 | 0 | 0 | 0 | 0 | 0 | 0 | 0 | 0 | 0 | 0 | 0 | 893
650 |  |  |  | System Generation | F105D |  | 0 | 0 | 0 | 0 | 0 | 0 | 0 | 0 | 0 | 0 | 0 | 0 | 0 | 894
651 |  |  |  | System Generation | F105D |  | 0 | 0 | 0 | 0 | 0 | 0 | 0 | 0 | 0 | 0 | 0 | 0 | 0 | 895
652 |  |  |  | System Generation | F105D |  | 0 | 0 | 0 | 0 | 0 | 0 | 0 | 0 | 0 | 0 | 0 | 0 | 0 | 896
653 |  |  |  | System Generation | F105D |  | 0 | 0 | 0 | 0 | 0 | 0 | 0 | 0 | 0 | 0 | 0 | 0 | 0 | 897
654 |  |  |  | System Generation | F105D |  | 0 | 0 | 0 | 0 | 0 | 0 | 0 | 0 | 0 | 0 | 0 | 0 | 0 | 898
655 |  |  |  | System Generation | F10 |  | 0 | 0 | 0 | 0 | 0 | 0 | 0 | 0 | 0 | 0 | 0 | 0 | 0 | 899
656 |  |  | Total Amort. Intangible Plant |  |  |  | -97142.98 | -57968.9251 | -21932.4564 | -5557.7159 | -1306.8365 | -120.3954 | -1283.5352 | -50.3166 | -28.0136 | -8878.5186 | -8.1333 | -8.1333 | 0
657
658 |  | Distribution - METER - Unbundled |  |  |  |  | D: AMORTIZATION EXPENSE (continued)
659
660
661 |  | A |  | B | C |  | D | E | F | G | H | I | J | K | L | M | N | O
662 |  | FERC ACCT |  | DESCRIPTION | COS Factor |  | Utah Jurisdiction Normalized | Residential Sch 1 | General Large Dist. Sch 6 | General +1 MW Sch 8 | Street & Area Lighting Sch. 7,11,12 | General Trans Sch 9 | Irrigation Sch 10 | Traffic Signals Sch 15 | Outdoor Lighting Sch 15 | General Small Dist. Sch 23 | Industrial Cust 1 | Industrial Cust 2
663 |  | 404O | Amort of LT Plant - Other Plant |  | F10 |  | 0 | 0 | 0 | 0 | 0 | 0 | 0 | 0 | 0 | 0 | 0 | 0 | 0 | 904
664
665 |  | 404HP | Amort of Other Electric Plant |  | F10 |  | 0 | 0 | 0 | 0 | 0 | 0 | 0 | 0 | 0 | 0 | 0 | 0 | 0 | 909
666
667 |  | 405 | Amort of Other Electric Plant |  | F10 |  | 0 | 0 | 0 | 0 | 0 | 0 | 0 | 0 | 0 | 0 | 0 | 0 | 0 | 917
668
669 |  | 406 | Amort of Plant Acquisition Adj |  | F10 |  | 0 | 0 | 0 | 0 | 0 | 0 | 0 | 0 | 0 | 0 | 0 | 0 | 0 | 925
670
671 |  | 407 | Amort of Prop Losses, Unrec Plant, |  | F151 |  | 0 | 0 | 0 | 0 | 0 | 0 | 0 | 0 | 0 | 0 | 0 | 0 | 0 | 934
672
673
674 |  | TOTAL AMORTIZATION EXPENSE |  |  |  |  | -90437.7772 | -53960.0646 | -20419.9075 | -5174.8289 | -1216.2536 | -117.6851 | -1194.8011 | -46.8347 | -26.0842 | -8264.7721 | -8.2272 | -8.3182 | 0
675
676
677 | [6 empty] | D: TAX OTHER THAN INCOME
678
679
680 |  | 408 | Total Taxes Other Than Income |  | F101D |  | 1757041.7335 | 1048876.1376 | 404406.0753 | 102613.0673 | 16931.0405 | -863.3658 | 23828.7432 | 867.7749 | 503.1488 | 159797.6073 | 45.478 | 36.0265 | 0 | 947
681
682
683 | [6 empty] | D: DEFERRED ITC
684
685
686 |  | 41140 | Deferred I T C - Federal |  | F101D |  | -105376.1462 | -62904.8947 | -24253.6947 | -6154.0767 | -1015.4157 | 51.7792 | -1429.0959 | -52.0436 | -30.1757 | -9583.6403 | -2.7275 | -2.1606 | 0 | 952
687
688 |  | 41141 | Deferred I T C - Idaho |  | F101D |  | 0 | 0 | 0 | 0 | 0 | 0 | 0 | 0 | 0 | 0 | 0 | 0 | 0 | 955
689
690 |  | TOTAL DEFERRED ITC |  |  |  |  | -105376.1462 | -62904.8947 | -24253.6947 | -6154.0767 | -1015.4157 | 51.7792 | -1429.0959 | -52.0436 | -30.1757 | -9583.6403 | -2.7275 | -2.1606 | 0
691
692 |  | 427 | Interest on Long-Term Debt |  |  |  | 3600211.9832 | 3062700.2854 | 132656.3746 | -17743.8868 | -5440.843 | -6334.2785 | -10519.703 | 12765.9979 | 2486.7576 | 430062.0934 | -199.9817 | -220.8327 | 0
693
694 |  | 428-432 |  | Electric Interest Deductions for Tax | F104D |  | 21327.6001 | 12712.2586 | 4896.2374 | 1243.8569 | 203.6134 | 20.951 | 288.4332 | 10.6788 | 6.4142 | 1942.3257 | 1.4153 | 1.4153 | 0 | 984
695
696 | [6 empty] | D: DEFERRED INCOME TAXES
697
698
699 |  | 41010 | Deferred Income Tax - Federal-DR |  | F101D |  | 5130637.2952 | 3062763.3521 | 1180883.1017 | 299634.5618 | 49439.3652 | -2521.0653 | 69580.9532 | 2533.94 | 1469.2161 | 466615.8739 | 132.7976 | 105.1988 | 0 | 1010
700
701 |  | 41020 | Deferred Income Tax - State-DR |  | F101D |  | 0 | 0 | 0 | 0 | 0 | 0 | 0 | 0 | 0 | 0 | 0 | 0 | 0 | 1025
702
703 |  | 41120 | Deferred Income Tax - Federal-CR |  | F101D |  | -5421706.0868 | -3236518.5363 | -1247876.381 | -316633.2824 | -52244.1349 | 2664.0891 | -73528.3856 | -2677.6942 | -1552.567 | -493087.6961 | -140.3314 | -111.1669 | 0 | 1044
704
705 |  | 41111 | Deferred Income Tax - State-CR |  | F101D |  | 0 | 0 | 0 | 0 | 0 | 0 | 0 | 0 | 0 | 0 | 0 | 0 | 0 | 1059
706
707 |  | TOTAL DEFERRED INCOME TAXES |  |  |  |  | -291068.7917 | -173755.1841 | -66993.2793 | -16998.7206 | -2804.7697 | 143.0238 | -3947.4324 | -143.7542 | -83.3508 | -26471.8223 | -7.5338 | -5.9681 | 0
708
709 |  | SCHMAF | Additions - Flow Through
710 |  |  |  | S | F101D |  | 0 | 0 | 0 | 0 | 0 | 0 | 0 | 0 | 0 | 0 | 0 | 0 | 0 | 1064
711 |  |  |  | SNP | F104D |  | 0 | 0 | 0 | 0 | 0 | 0 | 0 | 0 | 0 | 0 | 0 | 0 | 0 | 1065
712 |  |  |  | SO | F102D |  | 0 | 0 | 0 | 0 | 0 | 0 | 0 | 0 | 0 | 0 | 0 | 0 | 0 | 1066
713 |  |  |  | SE | F30 |  | 0 | 0 | 0 | 0 | 0 | 0 | 0 | 0 | 0 | 0 | 0 | 0 | 0 | 1067
714 |  |  |  | TROJP | F10 |  | 0 | 0 | 0 | 0 | 0 | 0 | 0 | 0 | 0 | 0 | 0 | 0 | 0 | 1068
715 |  |  |  | SG | F10 |  | 0 | 0 | 0 | 0 | 0 | 0 | 0 | 0 | 0 | 0 | 0 | 0 | 0 | 1069
716
717
718 |  | SCHMAP | Additions - Permanent
719 |  |  |  | S | F101D |  | 0 | 0 | 0 | 0 | 0 | 0 | 0 | 0 | 0 | 0 | 0 | 0 | 0 | 1073
720 |  |  |  | SE | F30 |  | 0 | 0 | 0 | 0 | 0 | 0 | 0 | 0 | 0 | 0 | 0 | 0 | 0 | 1074
721 |  |  |  | SNP | F104D |  | 0 | 0 | 0 | 0 | 0 | 0 | 0 | 0 | 0 | 0 | 0 | 0 | 0 | 1075
722 |  |  |  | SO | F102D |  | 0 | 0 | 0 | 0 | 0 | 0 | 0 | 0 | 0 | 0 | 0 | 0 | 0 | 1076
723 |  |  |  | SG | F10 |  | 0 | 0 | 0 | 0 | 0 | 0 | 0 | 0 | 0 | 0 | 0 | 0 | 0 | 1077
724 |  |  |  | BADDEBT | F80 |  | 558.1249 | 502.8917 | 26.0738 | 7.5481 | 0 | 13.4161 | 1.5212 | 0 | 0 | 6.674 | 0 | 0 | 0 | 1078
725
726
727 |  | SCHMAT | Additions - Temporary
728 |  |  |  | S | F101D |  | 171680.5774 | 102485.7051 | 39514.5244 | 10026.3245 | 1654.3323 | -84.3595 | 2328.3069 | 84.7903 | 49.1627 | 15613.8269 | 4.4437 | 3.5201 | 0 | 1082
729 |  |  |  | SGCT | F10 |  | 0 | 0 | 0 | 0 | 0 | 0 | 0 | 0 | 0 | 0 | 0 | 0 | 0 | 1083
730 |  |  |  | CIAC | F104D |  | 5349396.8004 | 3188493.5654 | 1228076.1393 | 311984.6699 | 51070.3959 | 5254.9472 | 72344.9243 | 2678.4564 | 1608.821 | 487174.884 | 354.9984 | 354.9984 | 0 | 1084
731 |  |  |  | SNP | F104D |  | 0 | 0 | 0 | 0 | 0 | 0 | 0 | 0 | 0 | 0 | 0 | 0 | 0 | 1085
732 |  |  |  | TROJD | F10 |  | 0 | 0 | 0 | 0 | 0 | 0 | 0 | 0 | 0 | 0 | 0 | 0 | 0 | 1086
733 |  |  |  | SG | F10 |  | 0 | 0 | 0 | 0 | 0 | 0 | 0 | 0 | 0 | 0 | 0 | 0 | 0 | 1087
734 |  |  |  | SE | F30 |  | 0 | 0 | 0 | 0 | 0 | 0 | 0 | 0 | 0 | 0 | 0 | 0 | 0 | 1088
735 |  |  |  | SG | F10 |  | 0 | 0 | 0 | 0 | 0 | 0 | 0 | 0 | 0 | 0 | 0 | 0 | 0 | 1089
736 |  |  |  | GPS | F102D |  | 3795.8359 | 2265.1202 | 857.0048 | 217.1663 | 51.0643 | 4.7044 | 50.1538 | 1.9661 | 1.0946 | 346.9257 | 0.31781 | 0.31781 | 0 | 1090
737 |  |  |  | SO | F102D |  | 0 | 0 | 0 | 0 | 0 | 0 | 0 | 0 | 0 | 0 | 0 | 0 | 0 | 1091
738 |  |  |  | SNPD | F104D |  | 0 | 0 | 0 | 0 | 0 | 0 | 0 | 0 | 0 | 0 | 0 | 0 | 0 | 1092
739 |  |  |  | BADDEBT | F80 |  | 0 | 0 | 0 | 0 | 0 | 0 | 0 | 0 | 0 | 0 | 0 | 0 | 0 | 1093
740 |  |  |  | TAXDEPR | F151D |  | 0 | 0 | 0 | 0 | 0 | 0 | 0 | 0 | 0 | 0 | 0 | 0 | 0 | 1094
741 |  |  |  | SCHMDEXP | F151D |  | 7214902.2663 | 4510708.7834 | 1359696.4929 | 337142.6412 | 233236.3426 | 18855.0165 | 83702.4063 | 4604.7422 | 2469.5704 | 661938.7665 | 1273.7522 | 1273.7522 | 0 | 1095
742
743
744 |  | TOTAL SCHEDULE - M ADDITIONS |  |  |  |  | 12740333.6048 | 7804456.0659 | 2628170.2354 | 659378.35 | 286012.135 | 24043.7248 | 158427.3124 | 7369.955 | 4128.6487 | 1165081.0771 | 1633.512 | 1632.5885 | 0
745
746 |  | SCHMDF | Deductions - Flow Through
747 |  |  |  | S | F101D |  | 0 | 0 | 0 | 0 | 0 | 0 | 0 | 0 | 0 | 0 | 0 | 0 | 0 | 1101
748 |  |  |  | DGP | F10 |  | 0 | 0 | 0 | 0 | 0 | 0 | 0 | 0 | 0 | 0 | 0 | 0 | 0 | 1102
749 |  |  |  | DGU | F10 |  | 0 | 0 | 0 | 0 | 0 | 0 | 0 | 0 | 0 | 0 | 0 | 0 | 0 | 1103
750
751 |  | SCHMDP | Deductions - Permanent
752 |  |  |  | S | F101D |  | 0 | 0 | 0 | 0 | 0 | 0 | 0 | 0 | 0 | 0 | 0 | 0 | 0 | 1106
753 |  |  |  | SE | F30 |  | 0 | 0 | 0 | 0 | 0 | 0 | 0 | 0 | 0 | 0 | 0 | 0 | 0 | 1107
754 |  |  |  | SNP | F104D |  | 0 | 0 | 0 | 0 | 0 | 0 | 0 | 0 | 0 | 0 | 0 | 0 | 0 | 1108
755 |  |  |  | IBT | F150D |  | 0 | 0 | 0 | 0 | 0 | 0 | 0 | 0 | 0 | 0 | 0 | 0 | 0 | 1109
756 |  |  |  | SG | F10 |  | 0 | 0 | 0 | 0 | 0 | 0 | 0 | 0 | 0 | 0 | 0 | 0 | 0 | 1110
757 |  |  |  | SO | F102D |  | 0 | 0 | 0 | 0 | 0 | 0 | 0 | 0 | 0 | 0 | 0 | 0 | 0 | 1111
758
759
760 |  | SCHMDT | Deductions - Temporary
761 |  |  |  | S | F101D |  | 109613.2381 | 65434.251 | 25228.9166 | 6401.5273 | 1056.2448 | -53.8612 | 1486.5587 | 54.1362 | 31.389 | 9968.991 | 2.8371 | 2.2475 | 0 | 1115
762 |  |  |  | BADDEBT | F80 |  | 0 | 0 | 0 | 0 | 0 | 0 | 0 | 0 | 0 | 0 | 0 | 0 | 0 | 1116
763 |  |  |  | SNP | F104D |  | 0 | 0 | 0 | 0 | 0 | 0 | 0 | 0 | 0 | 0 | 0 | 0 | 0 | 1117
764 |  |  |  | CN | F40 |  | 0 | 0 | 0 | 0 | 0 | 0 | 0 | 0 | 0 | 0 | 0 | 0 | 0 | 1118
765 |  |  |  | TROJD | F10 |  | 1960.9519 | 712.1726 | 522.0743 | 156.0709 | 3.5221 | 339.4558 | 17.5263 | 0.48496 | 0.81705 | 124.1498 | 39.5988 | 45.0794 | 0 | 1119
766 |  |  |  | DGP | F10 |  | 0 | 0 | 0 | 0 | 0 | 0 | 0 | 0 | 0 | 0 | 0 | 0 | 0 | 1120
767 |  |  |  | SE | F30 |  | 0 | 0 | 0 | 0 | 0 | 0 | 0 | 0 | 0 | 0 | 0 | 0 | 0 | 1121
768 |  |  |  | SG | F10 |  | 0 | 0 | 0 | 0 | 0 | 0 | 0 | 0 | 0 | 0 | 0 | 0 | 0 | 1122
769 |  |  |  | GPS | F102D |  | -470281.7979 | -280635.104 | -106177.8733 | -26905.6254 | -6326.5656 | -582.8499 | -6213.7608 | -243.5893 | -135.6177 | -42982.063 | -39.3745 | -39.3745 | 0 | 1123
770 |  |  |  | SO | F102D |  | 0 | 0 | 0 | 0 | 0 | 0 | 0 | 0 | 0 | 0 | 0 | 0 | 0 | 1124
771 |  |  |  | TAXDEPR | F151D |  | 0 | 0 | 0 | 0 | 0 | 0 | 0 | 0 | 0 | 0 | 0 | 0 | 0 | 1125
772 |  |  |  | SNPD | F104D |  | 2513.7951 | 1498.3408 | 577.099 | 146.6082 | 23.9991 | 2.4694 | 33.9964 | 1.2587 | 0.75602 | 228.9338 | 0.16682 | 0.16682 | 0 | 1126
773
774
775 |  | TOTAL SCHEDULE - M DEDUCTIONS |  |  |  |  | -356193.8128 | -212990.3396 | -79849.7834 | -20201.419 | -5242.7997 | -294.7858 | -4675.6794 | -187.7094 | -102.6556 | -32659.9884 | 3.2283 | 8.1192 | 0
776
777 |  | TOTAL SCHEDULE - M ADJUSTMENTS |  |  |  |  | 13096527.4176 | 8017446.4054 | 2708020.0187 | 679579.7689 | 291254.9347 | 24338.5106 | 163102.9918 | 7557.6645 | 4231.3044 | 1197741.0656 | 1630.2837 | 1624.4693 | 0
778
779
780
781 | [6 empty] | D: INCOME TAXES
782
783 |  |  | State Income Taxes Before Credits |  | F150D |  | 1447897.8761 | 974503.5075 | 222953.6265 | 46624.1846 | 19423.684 | 1134.445 | 10630.3321 | 3609.7132 | 1350.0553 | 167463.4901 | 114.0478 | 90.79 | 0 | 1134
784 |  |  | Renewable Energy Credits |  | F10 |  | 0 | 0 | 0 | 0 | 0 | 0 | 0 | 0 | 0 | 0 | 0 | 0 | 0 | 1136
785 |  | 40911 | State Income Taxes |  |  |  | 1447897.8761 | 974503.5075 | 222953.6265 | 46624.1846 | 19423.684 | 1134.445 | 10630.3321 | 3609.7132 | 1350.0553 | 167463.4901 | 114.0478 | 90.79 | 0
786
787 |  | Calculation of Taxable Income
788
789 |  |  | Operating Revenues |  |  |  | 32429895.9911 | 23652441.8669 | 3694923.853 | 608448.4177 | 189324.8045 | 50165.383 | 112770.147 | 104804.5372 | 32948.0442 | 3968470.1149 | 7072.1939 | 8526.6289 | 0
790 |  |  | Operating Deductions
791 |  |  | O & M Expenses |  |  |  | 2239956.6729 | 1242543.4807 | 522293.2725 | 136402.0395 | 39198.1947 | 57564.4704 | 27998.6191 | 1153.8096 | 637.4873 | 197254.6956 | 6451.6048 | 8458.9987 | 0
792 |  |  | Depreciation Expense |  |  |  | 6509899.2171 | 5131404.7904 | 541105.6317 | 67384.5152 | 6878.0501 | 633.6567 | 6755.4121 | 18302.2983 | 3956.7731 | 733392.4761 | 42.8067 | 42.8067 | 0
793 |  |  | Amortization Expense |  |  |  | -90437.7772 | -53960.0646 | -20419.9075 | -5174.8289 | -1216.2536 | -117.6851 | -1194.8011 | -46.8347 | -26.0842 | -8264.7721 | -8.2272 | -8.3182 | 0
794 |  |  | Taxes Other Than Income |  |  |  | 1757041.7335 | 1048876.1376 | 404406.0753 | 102613.0673 | 16931.0405 | -863.3658 | 23828.7432 | 867.7749 | 503.1488 | 159797.6073 | 45.478 | 36.0265 | 0
795 |  |  | Interest & Dividends (AFUDC-Equity) |  | F104D |  | -397841.3812 | -237132.2845 | -91333.5701 | -23202.6931 | -3798.1697 | -390.817 | -5380.3832 | -199.2002 | -119.65 | -36231.81 | -26.4017 | -26.4017 | 0 | 1147
796 |  |  | Misc Revenue & Expense |  |  |  | -5758.3414 | -2091.2972 | -1533.0728 | -458.3028 | -10.3425 | -996.8129 | -51.4659 | -1.4241 | -2.3993 | -364.5663 | -116.2819 | -132.3757 | 0
797 |  |  | Total Operating Deductions |  |  |  | 10012860.1236 | 7129640.7623 | 1354518.4291 | 277563.7972 | 57982.5195 | 55829.4462 | 51956.1243 | 20076.4238 | 4949.2757 | 1045583.6305 | 6388.9787 | 8370.7363 | 0
798 |  |  | Other Deductions
799 |  |  | Interest Deductions |  | F101D |  | 3621539.5833 | 3075412.544 | 137552.612 | -16500.0299 | -5237.2296 | -6313.3275 | -10231.2698 | 12776.6767 | 2493.1718 | 432004.4191 | -198.5663 | -219.4173 | 0
800 |  |  | Interest on PCRBS |  |  |  | 0 | 0 | 0 | 0 | 0 | 0 | 0 | 0 | 0 | 0 | 0 | 0 | 0
801 |  |  | Schedule M Adjustments |  |  |  | 13096527.4176 | 8017446.4054 | 2708020.0187 | 679579.7689 | 291254.9347 | 24338.5106 | 163102.9918 | 7557.6645 | 4231.3044 | 1197741.0656 | 1630.2837 | 1624.4693 | 0
802
803 |  |  | Income Before State Taxes |  |  |  | 31892023.7018 | 21464834.966 | 4910872.8306 | 1026964.4193 | 427834.4493 | 24987.7748 | 234148.2843 | 79509.1012 | 29736.9011 | 3688623.1308 | 2512.0652 | 1999.7793 | 0
804
805 |  |  | State Income Taxes |  |  |  | 1447897.8761 | 974503.5075 | 222953.6265 | 46624.1846 | 19423.684 | 1134.445 | 10630.3321 | 3609.7132 | 1350.0553 | 167463.4901 | 114.0478 | 90.79 | 0
806
807 |  |  | Adjustments to Calculated Tax:
808 |  |  |  | PMI | F30 |  | 0 | 0 | 0 | 0 | 0 | 0 | 0 | 0 | 0 | 0 | 0 | 0 | 0 | 1166
809 |  |  |  | Renewable Energy Credits | F10 |  | 0 | 0 | 0 | 0 | 0 | 0 | 0 | 0 | 0 | 0 | 0 | 0 | 0 | 1167
810 |  |  |  | System Overheads | F102D |  | 0 | 0 | 0 | 0 | 0 | 0 | 0 | 0 | 0 | 0 | 0 | 0 | 0 | 1168
811 |  |  |  | Situs | F107D |  | 0 | 0 | 0 | 0 | 0 | 0 | 0 | 0 | 0 | 0 | 0 | 0 | 0 | 1169
812 |  |  |  | Total Adjustments |  |  | 0 | 0 | 0 | 0 | 0 | 0 | 0 | 0 | 0 | 0 | 0 | 0 | 0
813
814 |  |  | 35%
815
816 |  | 40910 | Federal Income Tax |  |  |  | 10655444.039 | 7171616.0105 | 1640771.7214 | 343119.0821 | 142943.7678 | 8348.6654 | 78231.2833 | 26564.7858 | 9935.396 | 1232405.8742 | 839.3061 | 668.1463 | 0
817
818
819 |  | TOTAL OPERATING EXPENSES |  |  |  |  | 22117598.482 | 15276232.4859 | 3218330.3731 | 667356.9597 | 220327.9556 | 65898.1767 | 140821.5945 | 50254.3251 | 16240.8506 | 2445629.3424 | 7358.473 | 9147.9454 | 0
820
821
822 |  | Distribution - METER - Unbundled |  |  |  |  | D: STEAM PRODUCTION PLANT
823
824 |  | A |  | B | C |  | D | E | F | G | H | I | J | K | L | M | N | O
825 |  | FERC ACCT |  | DESCRIPTION | COS Factor |  | Utah Jurisdiction Normalized | Residential Sch 1 | General Large Dist. Sch 6 | General +1 MW Sch 8 | Street & Area Lighting Sch. 7,11,12 | General Trans Sch 9 | Irrigation Sch 10 | Traffic Signals Sch 15 | Outdoor Lighting Sch 15 | General Small Dist. Sch 23 | Industrial Cust 1 | Industrial Cust 2
826 |  | 310 | Land and Land Rights |  | F10 |  | 0 | 0 | 0 | 0 | 0 | 0 | 0 | 0 | 0 | 0 | 0 | 0 | 0 | 1186
827 |  |  |  | Total 310 |  |  | 0 | 0 | 0 | 0 | 0 | 0 | 0 | 0 | 0 | 0 | 0 | 0 | 0
828
829 |  | 311 | Structures and Improvements |  | F10 |  | 0 | 0 | 0 | 0 | 0 | 0 | 0 | 0 | 0 | 0 | 0 | 0 | 0 | 1193
830 |  |  |  | Total 311 |  |  | 0 | 0 | 0 | 0 | 0 | 0 | 0 | 0 | 0 | 0 | 0 | 0 | 0
831
832 |  | 312 | Boiler Plant Equipment |  | F10 |  | 0 | 0 | 0 | 0 | 0 | 0 | 0 | 0 | 0 | 0 | 0 | 0 | 0 | 1200
833 |  |  |  | Total 312 |  |  | 0 | 0 | 0 | 0 | 0 | 0 | 0 | 0 | 0 | 0 | 0 | 0 | 0
834
835 |  | 314 | Turbogenerator Units |  | F10 |  | 0 | 0 | 0 | 0 | 0 | 0 | 0 | 0 | 0 | 0 | 0 | 0 | 0 | 1207
836 |  |  |  | Total 314 |  |  | 0 | 0 | 0 | 0 | 0 | 0 | 0 | 0 | 0 | 0 | 0 | 0 | 0
837
838 |  | 315 | Accessory Electric Equipment |  | F10 |  | 0 | 0 | 0 | 0 | 0 | 0 | 0 | 0 | 0 | 0 | 0 | 0 | 0 | 1214
839 |  |  |  | Total 316 |  |  | 0 | 0 | 0 | 0 | 0 | 0 | 0 | 0 | 0 | 0 | 0 | 0 | 0
840
841 |  | 316 | Misc Power Plant Equipment |  | F10 |  | 0 | 0 | 0 | 0 | 0 | 0 | 0 | 0 | 0 | 0 | 0 | 0 | 0 | 1221
842 |  |  |  | Total 316 |  |  | 0 | 0 | 0 | 0 | 0 | 0 | 0 | 0 | 0 | 0 | 0 | 0 | 0
843
844 |  | S00 | Unclassified Steam Plant - Acct 300 |  | F10 |  | 0 | 0 | 0 | 0 | 0 | 0 | 0 | 0 | 0 | 0 | 0 | 0 | 0 | 1226
845
846
847
848 |  | Total Steam Production Plant |  |  |  |  | 0 | 0 | 0 | 0 | 0 | 0 | 0 | 0 | 0 | 0 | 0 | 0 | 0
849
850
851 | [6 empty] | D: NUCLEAR PRODUCTION
852
853
854 |  | 320 | Land and Land Rights |  | F10 |  | 0 | 0 | 0 | 0 | 0 | 0 | 0 | 0 | 0 | 0 | 0 | 0 | 0 | 1232
855
856 |  | 321 | Structures and Improvements |  | F10 |  | 0 | 0 | 0 | 0 | 0 | 0 | 0 | 0 | 0 | 0 | 0 | 0 | 0 | 1236
857
858 |  | 322 | Reactor Plant Equipment |  | F10 |  | 0 | 0 | 0 | 0 | 0 | 0 | 0 | 0 | 0 | 0 | 0 | 0 | 0 | 1240
859
860 |  | 323 | Turbogenerator Units |  | F10 |  | 0 | 0 | 0 | 0 | 0 | 0 | 0 | 0 | 0 | 0 | 0 | 0 | 0 | 1244
861
862 |  | 324 | Land and Land Rights |  | F10 |  | 0 | 0 | 0 | 0 | 0 | 0 | 0 | 0 | 0 | 0 | 0 | 0 | 0 | 1248
863
864 |  | 325 | Misc. Power Plant Equipment |  | F10 |  | 0 | 0 | 0 | 0 | 0 | 0 | 0 | 0 | 0 | 0 | 0 | 0 | 0 | 1252
865
866 |  | N00 | Unclassified Nuclear Plt - Acct 300 |  | F10 |  | 0 | 0 | 0 | 0 | 0 | 0 | 0 | 0 | 0 | 0 | 0 | 0 | 0 | 1258
867
868 |  | Total Nuclear Production Plant |  |  |  |  | 0 | 0 | 0 | 0 | 0 | 0 | 0 | 0 | 0 | 0 | 0 | 0 | 0
869
870
871 | [6 empty] | D: HYDRAULIC PRODUCTION PLANT
872
873
874 |  | 330 | Land and Land Rights |  | F10 |  | 0 | 0 | 0 | 0 | 0 | 0 | 0 | 0 | 0 | 0 | 0 | 0 | 0 | 1268
875
876 |  | 331 | Structures and Improvements |  | F10 |  | 0 | 0 | 0 | 0 | 0 | 0 | 0 | 0 | 0 | 0 | 0 | 0 | 0 | 1275
877
878 |  | 332 | Reservoirs, Dams & Waterways |  | F10 |  | 0 | 0 | 0 | 0 | 0 | 0 | 0 | 0 | 0 | 0 | 0 | 0 | 0 | 1282
879
880 |  | 333 | Water Wheel, Turbines, & Generators |  | F10 |  | 0 | 0 | 0 | 0 | 0 | 0 | 0 | 0 | 0 | 0 | 0 | 0 | 0 | 1289
881
882 |  | 334 | Accessory Electric Equipment |  | F10 |  | 0 | 0 | 0 | 0 | 0 | 0 | 0 | 0 | 0 | 0 | 0 | 0 | 0 | 1296
883
884 |  | 335 | Misc. Power Plant Equipment |  | F10 |  | 0 | 0 | 0 | 0 | 0 | 0 | 0 | 0 | 0 | 0 | 0 | 0 | 0 | 1303
885
886 |  | 336 | Roads, Railroads & Bridges |  | F10 |  | 0 | 0 | 0 | 0 | 0 | 0 | 0 | 0 | 0 | 0 | 0 | 0 | 0 | 1310
887
888 |  | H00 | Unclassified Hydro Plant - Acct 300 |  | F10 |  | 0 | 0 | 0 | 0 | 0 | 0 | 0 | 0 | 0 | 0 | 0 | 0 | 0 | 1316
889
890 |  | Total Hydraulic Plant |  |  |  |  | 0 | 0 | 0 | 0 | 0 | 0 | 0 | 0 | 0 | 0 | 0 | 0 | 0
891
892 |  | Distribution - METER - Unbundled
893 |  | A |  | B | C |  | D | E | F | G | H | I | J | K | L | M | N | O
894 |  | FERC ACCT |  | DESCRIPTION | COS Factor |  | Utah Jurisdiction Normalized | Residential Sch 1 | General Large Dist. Sch 6 | General +1 MW Sch 8 | Street & Area Lighting Sch. 7,11,12 | General Trans Sch 9 | Irrigation Sch 10 | Traffic Signals Sch 15 | Outdoor Lighting Sch 15 | General Small Dist. Sch 23 | Industrial Cust 1 | Industrial Cust 2
895 |  | 340 | Land and Land Rights |  | F10 |  | 0 | 0 | 0 | 0 | 0 | 0 | 0 | 0 | 0 | 0 | 0 | 0 | 0 | 1322
896 |  |  |  | Wind Generation | F10 |  | 0 | 0 | 0 | 0 | 0 | 0 | 0 | 0 | 0 | 0 | 0 | 0 | 0 | 1323
897 |  |  |  | Simple Cycle Combustion Turbine | F10 |  | 0 | 0 | 0 | 0 | 0 | 0 | 0 | 0 | 0 | 0 | 0 | 0 | 0 | 1324
898 |  |  |  | Total 340 |  |  | 0 | 0 | 0 | 0 | 0 | 0 | 0 | 0 | 0 | 0 | 0 | 0 | 0
899
900 |  | 341 | Structures and Improvements |  | F10 |  | 0 | 0 | 0 | 0 | 0 | 0 | 0 | 0 | 0 | 0 | 0 | 0 | 0 | 1328
901 |  |  |  | Wind Generation | F10 |  | 0 | 0 | 0 | 0 | 0 | 0 | 0 | 0 | 0 | 0 | 0 | 0 | 0 | 1330
902 |  |  |  | Simple Cycle Combustion Turbine | F10 |  | 0 | 0 | 0 | 0 | 0 | 0 | 0 | 0 | 0 | 0 | 0 | 0 | 0 | 1331
903 |  |  |  | Total 341 |  |  | 0 | 0 | 0 | 0 | 0 | 0 | 0 | 0 | 0 | 0 | 0 | 0 | 0
904
905 |  | 342 | Fuel Holders, Producers & Access |  | F10 |  | 0 | 0 | 0 | 0 | 0 | 0 | 0 | 0 | 0 | 0 | 0 | 0 | 0 | 1335
906 |  |  |  | Simple Cycle Combustion Turbine | F10 |  | 0 | 0 | 0 | 0 | 0 | 0 | 0 | 0 | 0 | 0 | 0 | 0 | 0 | 1337
907 |  |  |  | Total 342 |  |  | 0 | 0 | 0 | 0 | 0 | 0 | 0 | 0 | 0 | 0 | 0 | 0 | 0
908
909 |  | 343 | Prime Movers |  | F10 |  | 0 | 0 | 0 | 0 | 0 | 0 | 0 | 0 | 0 | 0 | 0 | 0 | 0 | 1342
910 |  |  |  | Wind Generation | F10 |  | 0 | 0 | 0 | 0 | 0 | 0 | 0 | 0 | 0 | 0 | 0 | 0 | 0 | 1343
911 |  |  |  | Simple Cycle Combustion Turbine | F10 |  | 0 | 0 | 0 | 0 | 0 | 0 | 0 | 0 | 0 | 0 | 0 | 0 | 0 | 1344
912 |  |  |  | Total 343 |  |  | 0 | 0 | 0 | 0 | 0 | 0 | 0 | 0 | 0 | 0 | 0 | 0 | 0
913
914 |  | 344 | Generators |  | F10 |  | 0 | 0 | 0 | 0 | 0 | 0 | 0 | 0 | 0 | 0 | 0 | 0 | 0 | 1349
915 |  |  |  | Wind Generation | F10 |  | 0 | 0 | 0 | 0 | 0 | 0 | 0 | 0 | 0 | 0 | 0 | 0 | 0 | 1350
916 |  |  |  | Simple Cycle Combustion Turbine | F10 |  | 0 | 0 | 0 | 0 | 0 | 0 | 0 | 0 | 0 | 0 | 0 | 0 | 0 | 1351
917 |  |  |  | Total 344 |  |  | 0 | 0 | 0 | 0 | 0 | 0 | 0 | 0 | 0 | 0 | 0 | 0 | 0
918
919 |  | 345 | Accessory Electric Plant |  | F10 |  | 0 | 0 | 0 | 0 | 0 | 0 | 0 | 0 | 0 | 0 | 0 | 0 | 0 | 1355
920 |  |  |  | Wind Generation | F10 |  | 0 | 0 | 0 | 0 | 0 | 0 | 0 | 0 | 0 | 0 | 0 | 0 | 0 | 1356
921 |  |  |  | Simple Cycle Combustion Turbine | F10 |  | 0 | 0 | 0 | 0 | 0 | 0 | 0 | 0 | 0 | 0 | 0 | 0 | 0 | 1358
922 |  |  |  | Total 345 |  |  | 0 | 0 | 0 | 0 | 0 | 0 | 0 | 0 | 0 | 0 | 0 | 0 | 0
923
924 |  | 346 | Misc. Power Plant Equipment |  | F10 |  | 0 | 0 | 0 | 0 | 0 | 0 | 0 | 0 | 0 | 0 | 0 | 0 | 0 | 1362
925 |  |  |  | Wind Generation | F10 |  | 0 | 0 | 0 | 0 | 0 | 0 | 0 | 0 | 0 | 0 | 0 | 0 | 0 | 1363
926
927 |  | O00 | Unclassified Other Prod - Acct 300 |  | F10 |  | 0 | 0 | 0 | 0 | 0 | 0 | 0 | 0 | 0 | 0 | 0 | 0 | 0 | 1370
928
929 |  | Total Other Production Plant |  |  |  |  | 0 | 0 | 0 | 0 | 0 | 0 | 0 | 0 | 0 | 0 | 0 | 0 | 0
930
931 |  | Experimental Plant
932 |  | 103 | Experimental Plant |  | F10 |  | 0 | 0 | 0 | 0 | 0 | 0 | 0 | 0 | 0 | 0 | 0 | 0 | 0 | 1376
933
934 |  | TOTAL PRODUCTION PLANT |  |  |  |  | 0 | 0 | 0 | 0 | 0 | 0 | 0 | 0 | 0 | 0 | 0 | 0 | 0
935
936 | [6 empty] | D: TRANSMISSION PLANT
937 |  | 350 | Land and Land Rights
938 |  |  |  | Demand | F10 |  | 0 | 0 | 0 | 0 | 0 | 0 | 0 | 0 | 0 | 0 | 0 | 0 | 0 | 1385
939 |  |  |  | Direct Assigned | A | 0 | 0 | 0 | 0 | 0 | 0 | 0 | 0 | 0 | 0 | 0 | 0 | 0 | 0
940 | [6 empty] | 0 | 0 | 0 | 0 | 0 | 0 | 0 | 0 | 0 | 0 | 0 | 0 | 0
941 |  | 352 | Structures and Improvements
942 |  |  |  | Demand | F10 |  | 0 | 0 | 0 | 0 | 0 | 0 | 0 | 0 | 0 | 0 | 0 | 0 | 0 | 1392
943 |  |  |  | Direct Assigned | A | 0 | 0 | 0 | 0 | 0 | 0 | 0 | 0 | 0 | 0 | 0 | 0 | 0 | 0
944 | [6 empty] | 0 | 0 | 0 | 0 | 0 | 0 | 0 | 0 | 0 | 0 | 0 | 0 | 0
945 |  | 353 | Station Equipment
946 |  |  |  | Demand | F10 |  | 0 | 0 | 0 | 0 | 0 | 0 | 0 | 0 | 0 | 0 | 0 | 0 | 0 | 1398
947 |  |  |  | Direct Assigned | A | 0 | 0 | 0 | 0 | 0 | 0 | 0 | 0 | 0 | 0 | 0 | 0 | 0 | 0
948 | [6 empty] | 0 | 0 | 0 | 0 | 0 | 0 | 0 | 0 | 0 | 0 | 0 | 0 | 0
949 |  | 354 | Towers and Fixtures
950 |  |  |  | Demand | F10 |  | 0 | 0 | 0 | 0 | 0 | 0 | 0 | 0 | 0 | 0 | 0 | 0 | 0 | 1404
951 |  |  |  | Direct Assigned | A | 0 | 0 | 0 | 0 | 0 | 0 | 0 | 0 | 0 | 0 | 0 | 0 | 0 | 0
952 | [6 empty] | 0 | 0 | 0 | 0 | 0 | 0 | 0 | 0 | 0 | 0 | 0 | 0 | 0
953 |  | 355 | Poles and Fixtures
954 |  |  |  | Demand | F10 |  | 0 | 0 | 0 | 0 | 0 | 0 | 0 | 0 | 0 | 0 | 0 | 0 | 0 | 1410
955 |  |  |  | Direct Assigned | A | 0 | 0 | 0 | 0 | 0 | 0 | 0 | 0 | 0 | 0 | 0 | 0 | 0 | 0
956 | [6 empty] | 0 | 0 | 0 | 0 | 0 | 0 | 0 | 0 | 0 | 0 | 0 | 0 | 0
957 |  | 356 | Overhead Conductors
958 |  |  |  | Demand | F10 |  | 0 | 0 | 0 | 0 | 0 | 0 | 0 | 0 | 0 | 0 | 0 | 0 | 0 | 1416
959 |  |  |  | Direct Assigned | A | 0 | 0 | 0 | 0 | 0 | 0 | 0 | 0 | 0 | 0 | 0 | 0 | 0 | 0
960 | [6 empty] | 0 | 0 | 0 | 0 | 0 | 0 | 0 | 0 | 0 | 0 | 0 | 0 | 0
961 |  | 357 | Underground Conduit
962 |  |  |  | Demand | F10 |  | 0 | 0 | 0 | 0 | 0 | 0 | 0 | 0 | 0 | 0 | 0 | 0 | 0 | 1422
963 |  |  |  | Direct Assigned | A | 0 | 0 | 0 | 0 | 0 | 0 | 0 | 0 | 0 | 0 | 0 | 0 | 0 | 0
964 | [6 empty] | 0 | 0 | 0 | 0 | 0 | 0 | 0 | 0 | 0 | 0 | 0 | 0 | 0
965 |  | 358 | Underground Conductors
966 |  |  |  | Demand | F10 |  | 0 | 0 | 0 | 0 | 0 | 0 | 0 | 0 | 0 | 0 | 0 | 0 | 0 | 1428
967 |  |  |  | Direct Assigned | A | 0 | 0 | 0 | 0 | 0 | 0 | 0 | 0 | 0 | 0 | 0 | 0 | 0 | 0
968 | [6 empty] | 0 | 0 | 0 | 0 | 0 | 0 | 0 | 0 | 0 | 0 | 0 | 0 | 0
969 |  | 359 | Roads and Trails
970 |  |  |  | Demand | F10 |  | 0 | 0 | 0 | 0 | 0 | 0 | 0 | 0 | 0 | 0 | 0 | 0 | 0 | 1434
971 |  |  |  | Direct Assigned | A | 0 | 0 | 0 | 0 | 0 | 0 | 0 | 0 | 0 | 0 | 0 | 0 | 0 | 0
972 | [6 empty] | 0 | 0 | 0 | 0 | 0 | 0 | 0 | 0 | 0 | 0 | 0 | 0 | 0
973
974 |  | T00 | Unclassified Trans Plant - Acct 300 |  | F10 |  | 0 | 0 | 0 | 0 | 0 | 0 | 0 | 0 | 0 | 0 | 0 | 0 | 0 | 1438
975 |  | TS0 | Unclassified Trans Sub - Acct 300 |  | F10 |  | 0 | 0 | 0 | 0 | 0 | 0 | 0 | 0 | 0 | 0 | 0 | 0 | 0 | 1442
976
977 |  | TOTAL TRANSMISSION PLANT |  |  |  |  | 0 | 0 | 0 | 0 | 0 | 0 | 0 | 0 | 0 | 0 | 0 | 0 | 0
978 |  | Distribution - METER - Unbundled |  |  |  |  | D: DISTRIBUTION PLANT
979 |  | A |  | B | C |  | D | E | F | G | H | I | J | K | L | M | N | O
980 |  | FERC ACCT |  | DESCRIPTION | COS Factor |  | Utah Jurisdiction Normalized | Residential Sch 1 | General Large Dist. Sch 6 | General +1 MW Sch 8 | Street & Area Lighting Sch. 7,11,12 | General Trans Sch 9 | Irrigation Sch 10 | Traffic Signals Sch 15 | Outdoor Lighting Sch 15 | General Small Dist. Sch 23 | Industrial Cust 1 | Industrial Cust 2
981
982 |  | 360 | Land and Land Rights
983 |  |  |  | Demand Primary | F20 |  | 0 | 0 | 0 | 0 | 0 | 0 | 0 | 0 | 0 | 0 | 0 | 0 | 0 | 1447
984 |  |  |  | Assigned | A | 0 | 0 | 0 | 0 | 0 | 0 | 0 | 0 | 0 | 0 | 0 | 0 | 0 | 0
985 | [6 empty] | 0 | 0 | 0 | 0 | 0 | 0 | 0 | 0 | 0 | 0 | 0 | 0 | 0
986 |  | 361 | Structures and Improvements
987 |  |  |  | Demand Primary | F20 |  | 0 | 0 | 0 | 0 | 0 | 0 | 0 | 0 | 0 | 0 | 0 | 0 | 0 | 1451
988 |  |  |  | Assigned | A | 0 | 0 | 0 | 0 | 0 | 0 | 0 | 0 | 0 | 0 | 0 | 0 | 0 | 0
989 | [6 empty] | 0 | 0 | 0 | 0 | 0 | 0 | 0 | 0 | 0 | 0 | 0 | 0 | 0
990 |  | 362 | Station Equipment
991 |  |  |  | Demand Primary | F20 |  | 0 | 0 | 0 | 0 | 0 | 0 | 0 | 0 | 0 | 0 | 0 | 0 | 0 | 1455
992 |  |  |  | Assigned | A | 0 | 0 | 0 | 0 | 0 | 0 | 0 | 0 | 0 | 0 | 0 | 0 | 0 | 0
993 | [6 empty] | 0 | 0 | 0 | 0 | 0 | 0 | 0 | 0 | 0 | 0 | 0 | 0 | 0
994 |  | 364 | Poles, Towers & Fixtures
995 |  |  |  | Demand Primary | F20 | 0 | 0 | 0 | 0 | 0 | 0 | 0 | 0 | 0 | 0 | 0 | 0 | 0 | 0 | 1459
996 |  |  |  | Demand Secondary | F22 | 0 | 0 | 0 | 0 | 0 | 0 | 0 | 0 | 0 | 0 | 0 | 0 | 0 | 0
997 |  |  |  | Assigned | A | 0 | 0 | 0 | 0 | 0 | 0 | 0 | 0 | 0 | 0 | 0 | 0 | 0 | 0
998 | [6 empty] | 0 | 0 | 0 | 0 | 0 | 0 | 0 | 0 | 0 | 0 | 0 | 0 | 0
999 |  | 365 | Overhead Conductors
1000 |  |  |  | Demand Primary | F20 | 0 | 0 | 0 | 0 | 0 | 0 | 0 | 0 | 0 | 0 | 0 | 0 | 0 | 0 | 1463
1001 |  |  |  | Demand Secondary | F22 | 0 | 0 | 0 | 0 | 0 | 0 | 0 | 0 | 0 | 0 | 0 | 0 | 0 | 0
1002 |  |  |  | Assigned | A | 0 | 0 | 0 | 0 | 0 | 0 | 0 | 0 | 0 | 0 | 0 | 0 | 0 | 0
1003 | [6 empty] | 0 | 0 | 0 | 0 | 0 | 0 | 0 | 0 | 0 | 0 | 0 | 0 | 0
1004 |  | 366 | Underground Conduit
1005 |  |  |  | Demand Primary | F20 | 0 | 0 | 0 | 0 | 0 | 0 | 0 | 0 | 0 | 0 | 0 | 0 | 0 | 0 | 1467
1006 |  |  |  | Demand Secondary | F22 | 0 | 0 | 0 | 0 | 0 | 0 | 0 | 0 | 0 | 0 | 0 | 0 | 0 | 0
1007 |  |  |  | Assigned | A | 0 | 0 | 0 | 0 | 0 | 0 | 0 | 0 | 0 | 0 | 0 | 0 | 0 | 0
1008 | [6 empty] | 0 | 0 | 0 | 0 | 0 | 0 | 0 | 0 | 0 | 0 | 0 | 0 | 0
1009 |  | 367 | Underground Conductors
1010 |  |  |  | Demand Primary | F20 | 0 | 0 | 0 | 0 | 0 | 0 | 0 | 0 | 0 | 0 | 0 | 0 | 0 | 0 | 1471
1011 |  |  |  | Demand Secondary | F22 | 0 | 0 | 0 | 0 | 0 | 0 | 0 | 0 | 0 | 0 | 0 | 0 | 0 | 0
1012 |  |  |  | Assigned | A | 0 | 0 | 0 | 0 | 0 | 0 | 0 | 0 | 0 | 0 | 0 | 0 | 0 | 0
1013 | [6 empty] | 0 | 0 | 0 | 0 | 0 | 0 | 0 | 0 | 0 | 0 | 0 | 0 | 0
1014 |  | 368 | Line Transformers
1015 |  |  |  | Demand Secondary | F21 |  | 0 | 0 | 0 | 0 | 0 | 0 | 0 | 0 | 0 | 0 | 0 | 0 | 0 | 1475
1016 |  |  |  | Assigned | A | 0 | 0 | 0 | 0 | 0 | 0 | 0 | 0 | 0 | 0 | 0 | 0 | 0 | 0
1017 | [6 empty] | 0 | 0 | 0 | 0 | 0 | 0 | 0 | 0 | 0 | 0 | 0 | 0 | 0
1018 |  | 369 | Services
1019 |  |  |  | Customer | F70 |  | 264418427.8831 | 212742897.339 | 18763571.2899 | 1680920.6736 | 0 | 0 | 0 | 795089.2704 | 167914.8686 | 30268034.4416 | 0 | 0 | 0 | 1479
1020 |  |  |  | Assigned | A | 1 | 0 | 0 | 0 | 0 | 0 | 0 | 0 | 0 | 0 | 0 | 0 | 0 | 0
1021 | [6 empty] | 264418427.8831 | 212742897.339 | 18763571.2899 | 1680920.6736 | 0 | 0 | 0 | 795089.2704 | 167914.8686 | 30268034.4416 | 0 | 0 | 0
1022 |  | 370 | Meters
1023 |  |  |  | Customer | F60 |  | 0 | 0 | 0 | 0 | 0 | 0 | 0 | 0 | 0 | 0 | 0 | 0 | 0 | 1483
1024 |  |  |  | Assigned | A | 0 | 0 | 0 | 0 | 0 | 0 | 0 | 0 | 0 | 0 | 0 | 0 | 0 | 0
1025 | [6 empty] | 0 | 0 | 0 | 0 | 0 | 0 | 0 | 0 | 0 | 0 | 0 | 0 | 0
1026 |  | 371 | Install on Customers' Premises
1027 |  |  |  | Demand Primary | F20 | 0 | 0 | 0 | 0 | 0 | 0 | 0 | 0 | 0 | 0 | 0 | 0 | 0 | 0 | 1487
1028 |  |  |  | Demand Secondary | F22 | 0 | 0 | 0 | 0 | 0 | 0 | 0 | 0 | 0 | 0 | 0 | 0 | 0 | 0
1029 |  |  |  | Assigned | A | 0 | 0 | 0 | 0 | 0 | 0 | 0 | 0 | 0 | 0 | 0 | 0 | 0 | 0
1030 | [6 empty] | 0 | 0 | 0 | 0 | 0 | 0 | 0 | 0 | 0 | 0 | 0 | 0 | 0
1031 |  | 372 | Leased Property
1032 |  |  |  | Demand Primary | F20 | 0 | 0 | 0 | 0 | 0 | 0 | 0 | 0 | 0 | 0 | 0 | 0 | 0 | 0 | 1491
1033 |  |  |  | Demand Secondary | F22 | 0.027142 | 0 | 0 | 0 | 0 | 0 | 0 | 0 | 0 | 0 | 0 | 0 | 0 | 0
1034 |  |  |  | Assigned | A | 0 | 0 | 0 | 0 | 0 | 0 | 0 | 0 | 0 | 0 | 0 | 0 | 0 | 0
1035 | [6 empty] | 0 | 0 | 0 | 0 | 0 | 0 | 0 | 0 | 0 | 0 | 0 | 0 | 0
1036
1037 |  | 373 | Street Lights |  | A | 0 | 0 | 0 | 0 | 0 | 0 | 0 | 0 | 0 | 0 | 0 | 0 | 0 | 0 | 1496
1038
1039
1040 |  | D00 | Unclassified Dist Plant - Acct 300 |  | F22 |  | 0 | 0 | 0 | 0 | 0 | 0 | 0 | 0 | 0 | 0 | 0 | 0 | 0 | 1499
1041 |  | DS0 | Unclassified Dist Sub - Acct 300 |  | F20 |  | 0 | 0 | 0 | 0 | 0 | 0 | 0 | 0 | 0 | 0 | 0 | 0 | 0 | 1503
1042 |  | TOTAL DISTRIBUTION PLANT |  |  |  |  | 264418427.8831 | 212742897.339 | 18763571.2899 | 1680920.6736 | 0 | 0 | 0 | 795089.2704 | 167914.8686 | 30268034.4416 | 0 | 0 | 0
1043
1044 |  | Distribution - METER - Unbundled |  |  |  |  | DISTRIBUTION PLANT D: GENERAL PLANT
1045
1046 |  | A |  | B | C |  | D | E | F | G | H | I | J | K | L | M | N | O
1047 |  | FERC ACCT |  | DESCRIPTION | COS Factor |  | Utah Jurisdiction Normalized | Residential Sch 1 | General Large Dist. Sch 6 | General +1 MW Sch 8 | Street & Area Lighting Sch. 7,11,12 | General Trans Sch 9 | Irrigation Sch 10 | Traffic Signals Sch 15 | Outdoor Lighting Sch 15 | General Small Dist. Sch 23 | Industrial Cust 1 | Industrial Cust 2
1048 |  | 389 | Land and Land Rights
1049 |  |  |  | Situs | F107D |  | 295154.1361 | 176129.7419 | 66638.4253 | 16886.2725 | 3970.6236 | 365.8031 | 3899.826 | 152.8794 | 85.1152 | 26976.0253 | 24.7119 | 24.7119 | 0 | 1510
1050 |  |  |  | Customer - System | F42 |  | 0 | 0 | 0 | 0 | 0 | 0 | 0 | 0 | 0 | 0 | 0 | 0 | 0 | 1511
1051 |  |  |  | System Generation | F105D |  | 0 | 0 | 0 | 0 | 0 | 0 | 0 | 0 | 0 | 0 | 0 | 0 | 0 | 1512
1052 |  |  |  | System Generation | F105D |  | 0 | 0 | 0 | 0 | 0 | 0 | 0 | 0 | 0 | 0 | 0 | 0 | 0 | 1513
1053 |  |  |  | System Overheads | F102D |  | 86174.9717 | 51423.8958 | 19456.1543 | 4930.2174 | 1159.2871 | 106.8021 | 1138.6166 | 44.6356 | 24.8507 | 7876.0821 | 7.215 | 7.215 | 0 | 1514
1054 |  |  | Total Land & Land Rights |  |  |  | 381329.1079 | 227553.6377 | 86094.5796 | 21816.49 | 5129.9107 | 472.6052 | 5038.4426 | 197.515 | 109.9659 | 34852.1074 | 31.9269 | 31.9269 | 0
1055
1056 |  | 390 | Structures and Improvements
1057 |  |  |  | Situs | F107D |  | 3128247.185 | 1866744.5307 | 706280.0108 | 178972.3676 | 42083.4084 | 3877.0338 | 41333.0471 | 1620.3211 | 902.1096 | 285910.5291 | 261.9133 | 261.9133 | 0 | 1518
1058 |  |  |  | System Generation | F105D |  | 0 | 0 | 0 | 0 | 0 | 0 | 0 | 0 | 0 | 0 | 0 | 0 | 0 | 1519
1059 |  |  |  | System Generation | F105D |  | 0 | 0 | 0 | 0 | 0 | 0 | 0 | 0 | 0 | 0 | 0 | 0 | 0 | 1520
1060 |  |  |  | System Generation | F105D |  | 0 | 0 | 0 | 0 | 0 | 0 | 0 | 0 | 0 | 0 | 0 | 0 | 0 | 1521
1061 |  |  |  | Customer - System | F42 |  | 0 | 0 | 0 | 0 | 0 | 0 | 0 | 0 | 0 | 0 | 0 | 0 | 0 | 1522
1062 |  |  |  | System Generation | F102D |  | 0 | 0 | 0 | 0 | 0 | 0 | 0 | 0 | 0 | 0 | 0 | 0 | 0 | 1523
1063 |  |  |  | System Overheads | F102D |  | 1121173.0473 | 669046.7633 | 253132.8457 | 64144.2261 | 15082.8181 | 1389.5404 | 14813.8864 | 580.7279 | 323.3187 | 102471.1796 | 93.8705 | 93.8705 | 0 | 1524
1064
1065 |  |  | Total Structures and Improvements |  |  |  | 4249420.2323 | 2535791.2941 | 959412.8565 | 243116.5938 | 57166.2265 | 5266.5742 | 56146.9335 | 2201.049 | 1225.4283 | 388381.7087 | 355.7838 | 355.7838 | 0
1066
1067 |  | 391 | Office Furniture & Equipment
1068 |  |  |  | Situs | F107D |  | 165146.1047 | 98548.9859 | 37285.8619 | 9448.2909 | 2221.663 | 204.676 | 2182.05 | 85.5398 | 47.6241 | 15093.7593 | 13.8269 | 13.8269 | 0 | 1528
1069 |  |  |  | System Generation | F105D |  | 0 | 0 | 0 | 0 | 0 | 0 | 0 | 0 | 0 | 0 | 0 | 0 | 0 | 1529
1070 |  |  |  | System Generation | F105D |  | 0 | 0 | 0 | 0 | 0 | 0 | 0 | 0 | 0 | 0 | 0 | 0 | 0 | 1530
1071 |  |  |  | Customer - System | F42 |  | 0 | 0 | 0 | 0 | 0 | 0 | 0 | 0 | 0 | 0 | 0 | 0 | 0 | 1531
1072 |  |  |  | System Generation | F105D |  | 0 | 0 | 0 | 0 | 0 | 0 | 0 | 0 | 0 | 0 | 0 | 0 | 0 | 1532
1073 |  |  |  | Energy | F30 |  | 0 | 0 | 0 | 0 | 0 | 0 | 0 | 0 | 0 | 0 | 0 | 0 | 0 | 1533
1074 |  |  |  | System Overheads | F102D |  | 696675.2615 | 415732.7274 | 157291.8578 | 39857.9823 | 9372.1716 | 863.4335 | 9205.0627 | 360.8531 | 200.904 | 63673.6104 | 58.3293 | 58.3293 | 0 | 1534
1075 |  |  |  | Cholla | F10 |  | 0 | 0 | 0 | 0 | 0 | 0 | 0 | 0 | 0 | 0 | 0 | 0 | 0 | 1535
1076 |  |  |  | Simple Cycle Combustion Turbine | F10 |  | 0 | 0 | 0 | 0 | 0 | 0 | 0 | 0 | 0 | 0 | 0 | 0 | 0 | 1536
1077 |  |  | Total Office Furniture & Equipment |  |  |  | 861821.3663 | 514281.7133 | 194577.7197 | 49306.2732 | 11593.8346 | 1068.1095 | 11387.1127 | 446.3929 | 248.5281 | 78767.3698 | 72.1562 | 72.1562 | 0
1078
1079 |  | 392 | Transportation Equipment
1080 |  |  |  | Situs | F107D |  | 2419891.6568 | 1444041.7423 | 546351.0408 | 138446.1373 | 32554.1055 | 2999.1242 | 31973.6549 | 1253.4181 | 697.8373 | 221169.3844 | 202.6061 | 202.6061 | 0 | 1540
1081 |  |  |  | System Overheads | F102D |  | 82908.5366 | 49474.6892 | 18718.6749 | 4743.3391 | 1115.3447 | 102.7538 | 1095.4577 | 42.9437 | 23.9088 | 7577.5417 | 6.9415 | 6.9415 | 0 | 1541
1082 |  |  |  | System Generation | F105D |  | 0 | 0 | 0 | 0 | 0 | 0 | 0 | 0 | 0 | 0 | 0 | 0 | 0 | 1542
1083 |  |  |  | Customer - System | F42 |  | 0 | 0 | 0 | 0 | 0 | 0 | 0 | 0 | 0 | 0 | 0 | 0 | 0 | 1543
1084 |  |  |  | System Generation | F105D |  | 0 | 0 | 0 | 0 | 0 | 0 | 0 | 0 | 0 | 0 | 0 | 0 | 0 | 1544
1085 |  |  |  | Energy | F30 |  | 0 | 0 | 0 | 0 | 0 | 0 | 0 | 0 | 0 | 0 | 0 | 0 | 0 | 1545
1086 |  |  |  | System Generation | F105D |  | 0 | 0 | 0 | 0 | 0 | 0 | 0 | 0 | 0 | 0 | 0 | 0 | 0 | 1546
1087 |  |  |  | Cholla | F10 |  | 0 | 0 | 0 | 0 | 0 | 0 | 0 | 0 | 0 | 0 | 0 | 0 | 0 | 1547
1088 |  |  |  | Simple Cycle Combustion Turbine | F10 |  | 0 | 0 | 0 | 0 | 0 | 0 | 0 | 0 | 0 | 0 | 0 | 0 | 0 | 1548
1089 |  |  | Total Transportation Equipment |  |  |  | 2502800.1934 | 1493516.4315 | 565069.7157 | 143189.4764 | 33669.4502 | 3101.8779 | 33069.1126 | 1296.3617 | 721.7461 | 228746.9261 | 209.5476 | 209.5476 | 0
1090
1091 |  | 393 | Stores Equipment
1092 |  |  |  | Situs | F107D |  | 272934.7239 | 162870.5703 | 61621.8375 | 15615.062 | 3671.7122 | 338.2652 | 3606.2444 | 141.3705 | 78.7077 | 24945.251 | 22.8515 | 22.8515 | 0 | 1552
1093 |  |  |  | System Generation | F105D |  | 0 | 0 | 0 | 0 | 0 | 0 | 0 | 0 | 0 | 0 | 0 | 0 | 0 | 1553
1094 |  |  |  | System Generation | F105D |  | 0 | 0 | 0 | 0 | 0 | 0 | 0 | 0 | 0 | 0 | 0 | 0 | 0 | 1554
1095 |  |  |  | System Overheads | F102D |  | 2198.8804 | 1312.1559 | 496.4522 | 125.8017 | 29.5809 | 2.7252 | 29.0535 | 1.1389 | 0.6341 | 200.9698 | 0.1841 | 0.1841 | 0 | 1555
1096 |  |  |  | System Generation | F105D |  | 0 | 0 | 0 | 0 | 0 | 0 | 0 | 0 | 0 | 0 | 0 | 0 | 0 | 1556
1097 |  |  |  | Simple Cycle Combustion Turbine | F10 |  | 0 | 0 | 0 | 0 | 0 | 0 | 0 | 0 | 0 | 0 | 0 | 0 | 0 | 1557
1098 |  |  | Total Stores Equipment |  |  |  | 275133.6044 | 164182.7262 | 62118.2898 | 15740.8637 | 3701.2931 | 340.9904 | 3635.2978 | 142.5094 | 79.3418 | 25146.2208 | 23.0356 | 23.0356 | 0 | 1558
1099
1100 |  | 394 | Tools, Shop & Garage Equipment
1101 |  |  |  | Situs | F107D |  | 954616.5633 | 569656.1503 | 215528.5554 | 54615.245 | 12842.1817 | 1183.1164 | 12613.2013 | 494.4575 | 275.288 | 87248.5167 | 79.9255 | 79.9255 | 0 | 1561
1102 |  |  |  | System Generation | F105D |  | 0 | 0 | 0 | 0 | 0 | 0 | 0 | 0 | 0 | 0 | 0 | 0 | 0 | 1562
1103 |  |  |  | System Generation | F105D |  | 0 | 0 | 0 | 0 | 0 | 0 | 0 | 0 | 0 | 0 | 0 | 0 | 0 | 1563
1104 |  |  |  | System Overheads | F102D |  | 42630.1764 | 25439.0539 | 9624.8281 | 2438.9452 | 573.4915 | 52.8343 | 563.2659 | 22.0809 | 12.2935 | 3896.2446 | 3.5692 | 3.5692 | 0 | 1564
1105 |  |  |  | Energy | F30 |  | 0 | 0 | 0 | 0 | 0 | 0 | 0 | 0 | 0 | 0 | 0 | 0 | 0 | 1565
1106 |  |  |  | System Generation | F105D |  | 0 | 0 | 0 | 0 | 0 | 0 | 0 | 0 | 0 | 0 | 0 | 0 | 0 | 1566
1107 |  |  |  | Cholla | F10 |  | 0 | 0 | 0 | 0 | 0 | 0 | 0 | 0 | 0 | 0 | 0 | 0 | 0 | 1567
1108 |  |  |  | Simple Cycle Combustion Turbine | F10 |  | 0 | 0 | 0 | 0 | 0 | 0 | 0 | 0 | 0 | 0 | 0 | 0 | 0 | 1568
1109 |  |  | Total Tools, Shop & Garage Equipment |  |  |  | 997246.7398 | 595095.2042 | 225153.3835 | 57054.1903 | 13415.6732 | 1235.9507 | 13176.4672 | 516.5384 | 287.5814 | 91144.7613 | 83.4947 | 83.4947 | 0
1110
1111 |  | 395 | Laboratory Equipment
1112 |  |  |  | Situs | F107D |  | 542028.3498 | 323449.0108 | 122376.4511 | 31010.3682 | 7291.7513 | 671.7699 | 7161.7369 | 280.7515 | 156.3077 | 49539.4395 | 45.3815 | 45.3815 | 0 | 1572
1113 |  |  |  | System Generation | F105D |  | 0 | 0 | 0 | 0 | 0 | 0 | 0 | 0 | 0 | 0 | 0 | 0 | 0 | 1573
1114 |  |  |  | System Generation | F105D |  | 0 | 0 | 0 | 0 | 0 | 0 | 0 | 0 | 0 | 0 | 0 | 0 | 0 | 1574
1115 |  |  |  | System Overheads | F102D |  | 52933.7291 | 31587.5772 | 11951.1127 | 3028.4291 | 712.1022 | 65.6041 | 699.4052 | 27.4178 | 15.2648 | 4837.9523 | 4.4319 | 4.4319 | 0 | 1575
1116 |  |  |  | Energy | F30 |  | 0 | 0 | 0 | 0 | 0 | 0 | 0 | 0 | 0 | 0 | 0 | 0 | 0 | 1576
1117 |  |  |  | System Generation | F105D |  | 0 | 0 | 0 | 0 | 0 | 0 | 0 | 0 | 0 | 0 | 0 | 0 | 0 | 1577
1118 |  |  |  | Cholla | F10 |  | 0 | 0 | 0 | 0 | 0 | 0 | 0 | 0 | 0 | 0 | 0 | 0 | 0 | 1578
1119 |  |  |  | Simple Cycle Combustion Turbine | F10 |  | 0 | 0 | 0 | 0 | 0 | 0 | 0 | 0 | 0 | 0 | 0 | 0 | 0 | 1579
1120 |  |  | Total Laboratory Equipment |  |  |  | 594962.0789 | 355036.5879 | 134327.5639 | 34038.7973 | 8003.8535 | 737.374 | 7861.1421 | 308.1693 | 171.5724 | 54377.3918 | 49.8134 | 49.8134 | 0
1121
1122 |  | 396 | Power Operated Equipment
1123 |  |  |  | Situs | F107D |  | 3383314.9727 | 2018953.2181 | 763867.9408 | 193565.2317 | 45514.7619 | 4193.1554 | 44703.2184 | 1752.4372 | 975.6649 | 309222.8065 | 283.2689 | 283.2689 | 0 | 1583
1124 |  |  |  | System Generation | F105D |  | 0 | 0 | 0 | 0 | 0 | 0 | 0 | 0 | 0 | 0 | 0 | 0 | 0 | 1584
1125 |  |  |  | System Generation | F105D |  | 0 | 0 | 0 | 0 | 0 | 0 | 0 | 0 | 0 | 0 | 0 | 0 | 0 | 1585
1126 |  |  |  | System Overheads | F102D |  | 22426.7878 | 13382.9205 | 5063.408 | 1283.0749 | 301.7011 | 27.7949 | 296.3217 | 11.6163 | 6.4673 | 2049.7277 | 1.8777 | 1.8777 | 0 | 1586
1127 |  |  |  | System Generation | F105D |  | 0 | 0 | 0 | 0 | 0 | 0 | 0 | 0 | 0 | 0 | 0 | 0 | 0 | 1587
1128 |  |  |  | Energy | F30 |  | 0 | 0 | 0 | 0 | 0 | 0 | 0 | 0 | 0 | 0 | 0 | 0 | 0 | 1588
1129 |  |  |  | Cholla | F10 |  | 0 | 0 | 0 | 0 | 0 | 0 | 0 | 0 | 0 | 0 | 0 | 0 | 0 | 1589
1130 |  |  |  | Simple Cycle Combustion Turbine | F10 |  | 0 | 0 | 0 | 0 | 0 | 0 | 0 | 0 | 0 | 0 | 0 | 0 | 0 | 1590
1131 |  |  | Total Power Operated Equipment |  |  |  | 3405741.7605 | 2032336.1386 | 768931.3488 | 194848.3065 | 45816.463 | 4220.9503 | 44999.5401 | 1764.0535 | 982.1322 | 311272.5342 | 285.1466 | 285.1466 | 0
1132
1133 |  | 397 | Communication Equipment
1134 |  |  |  | Situs | F107D |  | 4041419.3778 | 2411669.2428 | 912451.4634 | 231216.5094 | 54368.0509 | 5008.7856 | 53398.6503 | 2093.3119 | 1165.446 | 369371.1796 | 338.3689 | 338.3689 | 0 | 1594
1135 |  |  |  | System Generation | F105D |  | 0 | 0 | 0 | 0 | 0 | 0 | 0 | 0 | 0 | 0 | 0 | 0 | 0 | 1595
1136 |  |  |  | System Generation | F105D |  | 0 | 0 | 0 | 0 | 0 | 0 | 0 | 0 | 0 | 0 | 0 | 0 | 0 | 1596
1137 |  |  |  | System Overheads | F102D |  | 908150.8527 | 541928.2867 | 205037.7595 | 51956.8623 | 12217.0919 | 1125.5286 | 11999.257 | 470.3899 | 261.8884 | 83001.718 | 76.0352 | 76.0352 | 0 | 1597
1138 |  |  |  | Customer - System | F42 |  | 0 | 0 | 0 | 0 | 0 | 0 | 0 | 0 | 0 | 0 | 0 | 0 | 0 | 1598
1139 |  |  |  | System Generation | F105D |  | 0 | 0 | 0 | 0 | 0 | 0 | 0 | 0 | 0 | 0 | 0 | 0 | 0 | 1599
1140 |  |  |  | Energy | F30 |  | 0 | 0 | 0 | 0 | 0 | 0 | 0 | 0 | 0 | 0 | 0 | 0 | 0 | 1600
1141 |  |  |  | Cholla | F10 |  | 0 | 0 | 0 | 0 | 0 | 0 | 0 | 0 | 0 | 0 | 0 | 0 | 0 | 1601
1142 |  |  |  | Simple Cycle Combustion Turbine | F10 |  | 0 | 0 | 0 | 0 | 0 | 0 | 0 | 0 | 0 | 0 | 0 | 0 | 0 | 1602
1143 |  |  | Total Communication Equipment |  |  |  | 4949570.2305 | 2953597.5295 | 1117489.2229 | 283173.3717 | 66585.1428 | 6134.3142 | 65397.9074 | 2563.7019 | 1427.3344 | 452372.8976 | 414.4041 | 414.4041 | 0
1144
1145 |  | Distribution - METER - Unbundled |  |  |  |  | D: GENERAL PLANT
1146
1147 |  | A |  | B | C |  | D | E | F | G | H | I | J | K | L | M | N | O
1148 |  | FERC ACCT |  | DESCRIPTION | COS Factor |  | Utah Jurisdiction Normalized | Residential Sch 1 | General Large Dist. Sch 6 | General +1 MW Sch 8 | Street & Area Lighting Sch. 7,11,12 | General Trans Sch 9 | Irrigation Sch 10 | Traffic Signals Sch 15 | Outdoor Lighting Sch 15 | General Small Dist. Sch 23 | Industrial Cust 1 | Industrial Cust 2
1149 |  | 398 | Misc. Equipment
1150 |  |  |  | Situs | F107D |  | 71278.1769 | 42534.4095 | 16092.8304 | 4077.9463 | 958.8848 | 88.3395 | 941.7875 | 36.9196 | 20.5549 | 6514.5687 | 5.9678 | 5.9678 | 0 | 1606
1151 |  |  |  | System Generation | F105D |  | 0 | 0 | 0 | 0 | 0 | 0 | 0 | 0 | 0 | 0 | 0 | 0 | 0 | 1607
1152 |  |  |  | System Generation | F105D |  | 0 | 0 | 0 | 0 | 0 | 0 | 0 | 0 | 0 | 0 | 0 | 0 | 0 | 1608
1153 |  |  |  | Customer - System | F42 |  | 0 | 0 | 0 | 0 | 0 | 0 | 0 | 0 | 0 | 0 | 0 | 0 | 0 | 1609
1154 |  |  |  | System Overheads | F102D |  | 28975.8317 | 17290.985 | 6542.0184 | 1657.7568 | 389.8035 | 35.9116 | 382.8532 | 15.0085 | 8.3559 | 2648.2867 | 2.426 | 2.426 | 0 | 1610
1155 |  |  |  | System Energy | F30 |  | 0 | 0 | 0 | 0 | 0 | 0 | 0 | 0 | 0 | 0 | 0 | 0 | 0 | 1611
1156 |  |  |  | Simple Cycle Combustion Turbine | F105D |  | 0 | 0 | 0 | 0 | 0 | 0 | 0 | 0 | 0 | 0 | 0 | 0 | 0 | 1612
1157 |  |  | Total Misc. Equipment |  |  |  | 100254.0085 | 59825.3946 | 22634.8489 | 5735.7032 | 1348.6883 | 124.2511 | 1324.6407 | 51.928 | 28.9108 | 9162.8554 | 8.3938 | 8.3938 | 0
1158
1159 |  | 399 | Coal Mine |  | F30 |  | 0 | 0 | 0 | 0 | 0 | 0 | 0 | 0 | 0 | 0 | 0 | 0 | 0 | 1620
1160 |  | 399L | WIDCO Capital Lease |  | F30 |  | 0 | 0 | 0 | 0 | 0 | 0 | 0 | 0 | 0 | 0 | 0 | 0 | 0 | 1623
1161 |  |  | Remove Capital Lease |  | F30 |  | 0 | 0 | 0 | 0 | 0 | 0 | 0 | 0 | 0 | 0 | 0 | 0 | 0 | 1626
1162
1163 |  | 390L | General Capital Lease
1164 |  |  |  | Situs | F107D |  | 485412.6062 | 289664.235 | 109594.0316 | 27771.2848 | 6530.116 | 601.6024 | 6413.6818 | 251.4265 | 139.9811 | 44364.9644 | 40.6413 | 40.6413 | 0 | 1631
1165 |  |  |  | System Generation | F105D |  | 0 | 0 | 0 | 0 | 0 | 0 | 0 | 0 | 0 | 0 | 0 | 0 | 0 | 1632
1166 |  |  |  | System Overheads | F102D |  | 23701.5286 | 14143.607 | 5351.2126 | 1356.005 | 318.8498 | 29.3748 | 313.1646 | 12.2766 | 6.8349 | 2166.2344 | 1.9844 | 1.9844 | 0 | 1633
1167
1168 |  |  | Remove Capital Lease |  |  |  | -509114.1348 | -303807.8421 | -114945.2442 | -29127.2897 | -6848.9658 | -630.9772 | -6726.8465 | -263.7031 | -146.816 | -46531.1988 | -42.6257 | -42.6257
1169
1170 |  | 392L | General Vehicles Capital Lease |  | F30 |  | 0 | 0 | 0 | 0 | 0 | 0 | 0 | 0 | 0 | 0 | 0 | 0 | 0 | 1640
1171 |  |  | Remove Capital Lease |  | F30 |  | 0 | 0 | 0 | 0 | 0 | 0 | 0 | 0 | 0 | 0 | 0 | 0 | 0 | 1643
1172
1173 |  | G00 | Unclassified Gen Plant - Acct 300 |  | F102D |  | 82276.1893 | 49097.3434 | 18575.9067 | 4707.1614 | 1106.8379 | 101.9701 | 1087.1026 | 42.6161 | 23.7264 | 7519.7475 | 6.8886 | 6.8886 | 0 | 1653
1174 |  | GV0 | Unclassified Gen Veh - Acct 300 |  | F102D |  | 0 | 0 | 0 | 0 | 0 | 0 | 0 | 0 | 0 | 0 | 0 | 0 | 0 | 1661
1175
1176 |  | TOTAL GENERAL PLANT |  |  |  |  | 18400555.5117 | 10980314.001 | 4154385.436 | 1052727.2275 | 247537.3739 | 22804.9675 | 243123.6994 | 9530.8352 | 5306.2679 | 1681744.5206 | 1540.5914 | 1540.5914 | 0
1177
1178
1179
1180 | [6 empty] | D: INTANGIBLE PLANT
1181
1182 |  | 301 | Organization
1183 |  |  |  | Situs | F107D |  | 0 | 0 | 0 | 0 | 0 | 0 | 0 | 0 | 0 | 0 | 0 | 0 | 0 | 1666
1184 |  |  |  | System Overheads | F102D |  | 0 | 0 | 0 | 0 | 0 | 0 | 0 | 0 | 0 | 0 | 0 | 0 | 0 | 1667
1185 |  |  |  | System Generation | F105D |  | 0 | 0 | 0 | 0 | 0 | 0 | 0 | 0 | 0 | 0 | 0 | 0 | 0 | 1668
1186 |  |  | Total Organization |  |  |  | 0 | 0 | 0 | 0 | 0 | 0 | 0 | 0 | 0 | 0 | 0 | 0 | 0
1187
1188 |  | 302 | Franchise & Consent
1189 |  |  |  | Situs | F107D |  | 0 | 0 | 0 | 0 | 0 | 0 | 0 | 0 | 0 | 0 | 0 | 0 | 0 | 1671
1190 |  |  |  | System Generation | F105D |  | 0 | 0 | 0 | 0 | 0 | 0 | 0 | 0 | 0 | 0 | 0 | 0 | 0 | 1672
1191 |  |  |  | System Generation | F105D |  | 0 | 0 | 0 | 0 | 0 | 0 | 0 | 0 | 0 | 0 | 0 | 0 | 0 | 1673
1192 |  |  |  | System Generation | F105D |  | 0 | 0 | 0 | 0 | 0 | 0 | 0 | 0 | 0 | 0 | 0 | 0 | 0 | 1674
1193 |  |  |  | System Generation | F105D |  | 0 | 0 | 0 | 0 | 0 | 0 | 0 | 0 | 0 | 0 | 0 | 0 | 0 | 1675
1194 |  |  |  | System Generation | F105D |  | 0 | 0 | 0 | 0 | 0 | 0 | 0 | 0 | 0 | 0 | 0 | 0 | 0 | 1676
1195 |  |  | Total Franchise & Consent |  |  |  | 0 | 0 | 0 | 0 | 0 | 0 | 0 | 0 | 0 | 0 | 0 | 0 | 0
1196
1197 |  | 303 | Miscellaneous Intangible Plant
1198 |  |  |  | Situs | F107D |  | -146247.8599 | -87271.6817 | -33019.1107 | -8367.09 | -1967.4303 | -181.2542 | -1932.3504 | -75.7512 | -42.1743 | -13366.5278 | -12.2446 | -12.2446 | 0 | 1680
1199 |  |  |  | System Generation | F105D |  | 0 | 0 | 0 | 0 | 0 | 0 | 0 | 0 | 0 | 0 | 0 | 0 | 0 | 1681
1200 |  |  |  | System Overheads | F102D |  | 4190891.7422 | 2500865.1094 | 946198.5866 | 239768.0788 | 56378.8596 | 5194.0361 | 55373.6056 | 2170.7333 | 1208.5502 | 383032.4155 | 350.8835 | 350.8835 | 0 | 1682
1201 |  |  |  | Energy | F30 |  | 0 | 0 | 0 | 0 | 0 | 0 | 0 | 0 | 0 | 0 | 0 | 0 | 0 | 1683
1202 |  |  |  | Customer - System | F42 |  | 0 | 0 | 0 | 0 | 0 | 0 | 0 | 0 | 0 | 0 | 0 | 0 | 0 | 1684
1203 |  |  |  | Simple Cycle Combustion Turbine | F10 |  | 0 | 0 | 0 | 0 | 0 | 0 | 0 | 0 | 0 | 0 | 0 | 0 | 0 | 1685
1204 |  |  |  | System Generation | F105D |  | 0 | 0 | 0 | 0 | 0 | 0 | 0 | 0 | 0 | 0 | 0 | 0 | 0 | 1686
1205 |  |  | Total Miscellaneous Intangible Plant |  |  |  | 4044643.8823 | 2413593.4277 | 913179.4759 | 231400.9888 | 54411.4293 | 5012.7819 | 53441.2552 | 2094.9821 | 1166.3759 | 369665.8877 | 338.6389 | 338.6389 | 0
1206
1207 |  | I00 | Unclass Intangible Plant - Acct 300 |  | F102D |  | 0 | 0 | 0 | 0 | 0 | 0 | 0 | 0 | 0 | 0 | 0 | 0 | 0 | 1697
1208
1209 |  | TOTAL INTANGIBLE PLANT |  |  |  |  | 4044643.8823 | 2413593.4277 | 913179.4759 | 231400.9888 | 54411.4293 | 5012.7819 | 53441.2552 | 2094.9821 | 1166.3759 | 369665.8877 | 338.6389 | 338.6389 | 0
1210
1211
1212 |  | TOTAL ELECTRIC PLANT IN SERVICE |  |  |  |  | 286863627.277 | 226136804.7677 | 23831136.2017 | 2965048.8899 | 301948.8032 | 27817.7494 | 296564.9546 | 806715.0877 | 174387.5124 | 32319444.8498 | 1879.2303 | 1879.2303 | 0
1213
1214
1215 |  | Distribution - METER - Unbundled |  |  |  |  | D: MISC RATE BASE
1216
1217 |  | A |  | B | C |  | D | E | F | G | H | I | J | K | L | M | N | O
1218 |  | FERC ACCT |  | DESCRIPTION | COS Factor |  | Utah Jurisdiction Normalized | Residential Sch 1 | General Large Dist. Sch 6 | General +1 MW Sch 8 | Street & Area Lighting Sch. 7,11,12 | General Trans Sch 9 | Irrigation Sch 10 | Traffic Signals Sch 15 | Outdoor Lighting Sch 15 | General Small Dist. Sch 23 | Industrial Cust 1 | Industrial Cust 2
1219 |  | 105 | Plant Held For Future Use
1220 |  |  |  | Situs | F20 |  | 499848.1119 | 249498.6228 | 156473.2423 | 40724.366 | 238.135 | 0 | 8524.9239 | 116.0797 | 61.2341 | 44211.5081 | 0 | 0 | 0 | 1705
1221 |  |  |  | System Generation | F10 |  | 0 | 0 | 0 | 0 | 0 | 0 | 0 | 0 | 0 | 0 | 0 | 0 | 0 | 1706
1222 |  |  |  | System Generation | F10 |  | 0 | 0 | 0 | 0 | 0 | 0 | 0 | 0 | 0 | 0 | 0 | 0 | 0 | 1707
1223 |  |  |  | System Generation | F10 |  | 0 | 0 | 0 | 0 | 0 | 0 | 0 | 0 | 0 | 0 | 0 | 0 | 0 | 1708
1224 |  |  |  | Energy | F30 |  | 0 | 0 | 0 | 0 | 0 | 0 | 0 | 0 | 0 | 0 | 0 | 0 | 0 | 1709
1225 |  |  |  | General | F102 |  | 0 | 0 | 0 | 0 | 0 | 0 | 0 | 0 | 0 | 0 | 0 | 0 | 0 | 1710
1226 |  |  | Total Plant Held For Future Use |  |  |  | 499848.1119 | 249498.6228 | 156473.2423 | 40724.366 | 238.135 | 0 | 8524.9239 | 116.0797 | 61.2341 | 44211.5081 | 0 | 0 | 0
1227
1228 |  | 114 | Electric Plant Acquisition Adjust |  | F10 |  | 0 | 0 | 0 | 0 | 0 | 0 | 0 | 0 | 0 | 0 | 0 | 0 | 0 | 1717
1229
1230 |  | 115 | Accum Prov for Asset Acquisition Adj |  | F10 |  | 0 | 0 | 0 | 0 | 0 | 0 | 0 | 0 | 0 | 0 | 0 | 0 | 0 | 1723
1231
1232 |  | 128 | Pensions |  | F102D |  | 0 | 0 | 0 | 0 | 0 | 0 | 0 | 0 | 0 | 0 | 0 | 0 | 0 | 1726
1233
1234 |  | 124 | Weatherization |  | F11 |  | 0 | 0 | 0 | 0 | 0 | 0 | 0 | 0 | 0 | 0 | 0 | 0 | 0 | 1748
1235
1236 |  | 151 | Fuel Stock |  | F30 |  | 0 | 0 | 0 | 0 | 0 | 0 | 0 | 0 | 0 | 0 | 0 | 0 | 0 | 1751
1237 |  |  |  | Cholla | F30 |  | 0 | 0 | 0 | 0 | 0 | 0 | 0 | 0 | 0 | 0 | 0 | 0 | 0 | 1753
1238 |  |  |  | Total Fuel Stock |  |  | 0 | 0 | 0 | 0 | 0 | 0 | 0 | 0 | 0 | 0 | 0 | 0 | 0
1239
1240 |  | 152 | Fuel Stock - Undistributed |  | F30 |  | 0 | 0 | 0 | 0 | 0 | 0 | 0 | 0 | 0 | 0 | 0 | 0 | 0 | 1757
1241
1242 |  | 25316 | DG&T Working Capital Deposit |  | F30 |  | 0 | 0 | 0 | 0 | 0 | 0 | 0 | 0 | 0 | 0 | 0 | 0 | 0 | 1762
1243
1244 |  | 25317 | DG&T Working Capital Deposit |  | F30 |  | 0 | 0 | 0 | 0 | 0 | 0 | 0 | 0 | 0 | 0 | 0 | 0 | 0 | 1766
1245
1246 |  | 25319 | Provo Working Capital Deposit |  | F30 |  | 0 | 0 | 0 | 0 | 0 | 0 | 0 | 0 | 0 | 0 | 0 | 0 | 0 | 1770
1247
1248 |  | 154 | Materials and Supplies |  | F102D |  | 1356317.9662 | 809366.7142 | 306222.69 | 77597.2688 | 18246.155 | 1680.9703 | 17920.8199 | 702.5246 | 391.1288 | 123962.5785 | 113.5581 | 113.5581 | 0 | 1788
1249
1250 |  | 163 | Stores Expense Undistributed |  | F102D |  | 0 | 0 | 0 | 0 | 0 | 0 | 0 | 0 | 0 | 0 | 0 | 0 | 0 | 1791
1251
1252 |  | 25318 | Provo Working Capital Deposit |  | F102D |  | -1601.0713 | -955.4203 | -361.4819 | -91.6 | -21.5388 | -1.9843 | -21.1547 | -0.8293 | -0.46171 | -146.3321 | -0.13405 | -0.13405 | 0 | 1796
1253
1254 |  | 165 | Prepayments |  | F102D |  | 0 | 0 | 0 | 0 | 0 | 0 | 0 | 0 | 0 | 0 | 0 | 0 | 0 | 1803
1255 |  |  |  | General Plant | F102D |  | 61920.1646 | 36950.1263 | 13980.0252 | 3542.5584 | 832.9941 | 76.7416 | 818.1416 | 32.0724 | 17.8563 | 5659.2801 | 5.1843 | 5.1843 | 0 | 1804
1256 |  |  |  | System Generation | F102D |  | 0 | 0 | 0 | 0 | 0 | 0 | 0 | 0 | 0 | 0 | 0 | 0 | 0 | 1805
1257 |  |  |  | System Energy | F30 |  | 0 | 0 | 0 | 0 | 0 | 0 | 0 | 0 | 0 | 0 | 0 | 0 | 0 | 1806
1258 |  |  |  | System Overheads | F102D |  | 238240.1685 | 142167.0045 | 53788.6742 | 13630.1272 | 3204.9764 | 295.266 | 3147.8306 | 123.4 | 68.7026 | 21774.2936 | 19.9467 | 19.9467 | 0 | 1807
1259 |  |  |  | Total Prepayments |  |  | 300160.3331 | 179117.1308 | 67768.6995 | 17172.6856 | 4037.9705 | 372.0076 | 3965.9721 | 155.4724 | 86.5589 | 27433.5737 | 25.131 | 25.131 | 0
1260
1261 |  | 182 | Misc Regulatory Assets |  | F102D |  | -35866.0923 | -21402.6666 | -8097.667 | -2051.9604 | -482.4962 | -44.4511 | -473.8931 | -18.5774 | -10.3429 | -3278.0317 | -3.0029 | -3.0029 | 0 | 1811
1262 |  |  |  | System Generation | F102D |  | 0 | 0 | 0 | 0 | 0 | 0 | 0 | 0 | 0 | 0 | 0 | 0 | 0 | 1812
1263 |  |  |  | Simple Cycle Combustion Turbine | F102D |  | 0 | 0 | 0 | 0 | 0 | 0 | 0 | 0 | 0 | 0 | 0 | 0 | 0 | 1813
1264 |  |  |  | System Generation | F102D |  | 0 | 0 | 0 | 0 | 0 | 0 | 0 | 0 | 0 | 0 | 0 | 0 | 0 | 1814
1265 |  |  |  | Energy | F30 |  | 0 | 0 | 0 | 0 | 0 | 0 | 0 | 0 | 0 | 0 | 0 | 0 | 0 | 1815
1266 |  |  |  | System Generation | F102D |  | 0 | 0 | 0 | 0 | 0 | 0 | 0 | 0 | 0 | 0 | 0 | 0 | 0 | 1816
1267 |  |  |  | System Overheads | F102D |  | 7251333.8959 | 4327147.7892 | 1637169.9164 | 414861.2047 | 97550.1065 | 8987.0349 | 95810.7553 | 3755.9338 | 2091.1064 | 662745.8089 | 607.1199 | 607.1199 | 0 | 1817
1268 |  |  |  | Total Misc Regulatory Assets |  |  | 7215467.8036 | 4305745.1226 | 1629072.2494 | 412809.2443 | 97067.6103 | 8942.5837 | 95336.8622 | 3737.3564 | 2080.7635 | 659467.7772 | 604.117 | 604.117 | 0
1269
1270 |  | 186 | Misc Deferred Debits |  | F102D |  | 0 | 0 | 0 | 0 | 0 | 0 | 0 | 0 | 0 | 0 | 0 | 0 | 0 | 1821
1271 |  |  |  | System Generation | F102D |  | 0 | 0 | 0 | 0 | 0 | 0 | 0 | 0 | 0 | 0 | 0 | 0 | 0 | 1822
1272 |  |  |  | System Generation | F102D |  | 0 | 0 | 0 | 0 | 0 | 0 | 0 | 0 | 0 | 0 | 0 | 0 | 0 | 1823
1273 |  |  |  | System Generation | F102D |  | 0 | 0 | 0 | 0 | 0 | 0 | 0 | 0 | 0 | 0 | 0 | 0 | 0 | 1824
1274 |  |  |  | System Overheads | F102D |  | 931.0709 | 555.6056 | 210.2125 | 53.2682 | 12.5254 | 1.1539 | 12.3021 | 0.48226 | 0.2685 | 85.0965 | 0.077954 | 0.077954 | 0 | 1825
1275 |  |  |  | System Energy | F30 |  | 0 | 0 | 0 | 0 | 0 | 0 | 0 | 0 | 0 | 0 | 0 | 0 | 0 | 1826
1276 |  |  |  | System Net Steam Plant | F102D |  | 0 | 0 | 0 | 0 | 0 | 0 | 0 | 0 | 0 | 0 | 0 | 0 | 0 | 1827
1277 |  |  |  | Excise Tax | F102D |  | 0 | 0 | 0 | 0 | 0 | 0 | 0 | 0 | 0 | 0 | 0 | 0 | 0 | 1828
1278 |  |  |  | Total Misc Deferred Debits |  |  | 931.0709 | 555.6056 | 210.2125 | 53.2682 | 12.5254 | 1.1539 | 12.3021 | 0.48226 | 0.2685 | 85.0965 | 0.077954 | 0.077954 | 0
1279
1280 |  | CWC | Cash Working Capital |  |  |  | 264017.8559 | 171157.668 | 45758.1598 | 10310.5546 | 3582.9694 | 1085.3072 | 2307.057 | 527.9603 | 203.7664 | 28810.4899 | 122.1743 | 151.749 | 0
1281
1282 |  | OWC | Other Working Capital |  | F137D |  | 201758.1516 | 114468.5475 | 46966.8281 | 11917.6847 | 5336.2253 | 1519.7318 | 2547.4364 | 114.7829 | 40.6429 | 18500.1477 | 153.251 | 192.8731 | 0 | 1848
1283 |  |  |  | Total Other Working Capital |  |  | 201758.1516 | 114468.5475 | 46966.8281 | 11917.6847 | 5336.2253 | 1519.7318 | 2547.4364 | 114.7829 | 40.6429 | 18500.1477 | 153.251 | 192.8731 | 0
1284
1285 |  | 18222 | Nuclear Plant |  | F10 |  | 0 | 0 | 0 | 0 | 0 | 0 | 0 | 0 | 0 | 0 | 0 | 0 | 0 | 1862
1286
1287 |  | 1869 | Misc Deferred Debits-Trojan |  | F10 |  | 0 | 0 | 0 | 0 | 0 | 0 | 0 | 0 | 0 | 0 | 0 | 0 | 0 | 1867
1288
1289 |  | 141 | Impact Housing - Notes Receivable |  | F30 |  | 0 | 0 | 0 | 0 | 0 | 0 | 0 | 0 | 0 | 0 | 0 | 0 | 0 | 1870
1290 |  | TOTAL RATE BASE ADDITIONS |  |  |  |  | 9836900.2221 | 5828953.9912 | 2252110.5997 | 570493.4721 | 128500.0522 | 13599.7703 | 130594.2189 | 5353.8293 | 2863.9014 | 902324.8395 | 1018.1753 | 1087.3721 | 0
1291
1292 |  | Distribution - METER - Unbundled
1293
1294 |  | A |  | B | C |  | D | E | F | G | H | I | J | K | L | M | N | O
1295 |  | FERC ACCT |  | DESCRIPTION | COS Factor |  | Utah Jurisdiction Normalized | Residential Sch 1 | General Large Dist. Sch 6 | General +1 MW Sch 8 | Street & Area Lighting Sch. 7,11,12 | General Trans Sch 9 | Irrigation Sch 10 | Traffic Signals Sch 15 | Outdoor Lighting Sch 15 | General Small Dist. Sch 23 | Industrial Cust 1 | Industrial Cust 2
1296
1297 |  | 235 | Customer Service Deposits |  | F51 |  | 0 | 0 | 0 | 0 | 0 | 0 | 0 | 0 | 0 | 0 | 0 | 0 | 0 | 1880
1298
1299 |  | 2281 | Accum Prov for Property Insurance |  | F102D |  | 0 | 0 | 0 | 0 | 0 | 0 | 0 | 0 | 0 | 0 | 0 | 0 | 0 | 1885
1300
1301 |  | 2282 | Accum Prov for Injuries & Damages |  | F102D |  | 9.1401e-09 | 5.4542e-09 | 2.0636e-09 | 5.2292e-10 | 1.2296e-10 | 1.1328e-11 | 1.2077e-10 | 4.7342e-12 | 2.6358e-12 | 8.3537e-10 | 7.6526e-13 | 7.6526e-13 | 0 | 1889
1302
1303 |  | 2283 | Accum Prov for Pension & Benefits |  | F102D |  | -2473600.6685 | -1476091.9602 | -558477.193 | -141518.9216 | -33276.6374 | -3065.6891 | -32683.3038 | -1281.2374 | -713.3256 | -226078.1946 | -207.1029 | -207.1029 | 0 | 1894
1304
1305 |  | 25335 | Accum Prov for Pension & Benefits |  | F30 |  | 0 | 0 | 0 | 0 | 0 | 0 | 0 | 0 | 0 | 0 | 0 | 0 | 0 | 1899
1306
1307 |  | 22844 | Accum Hydro Relicensing Obligation |  | F10 |  | 0 | 0 | 0 | 0 | 0 | 0 | 0 | 0 | 0 | 0 | 0 | 0 | 0 | 1903
1308
1309 |  | 254 | Reg Liabilities - Insurance Provision |  | F30 |  | 0 | 0 | 0 | 0 | 0 | 0 | 0 | 0 | 0 | 0 | 0 | 0 | 0 | 1906
1310 |  | 254 |  | Situs | F102D |  | 0 | 0 | 0 | 0 | 0 | 0 | 0 | 0 | 0 | 0 | 0 | 0 | 0 | 1907
1311
1312 |  | 22842 | Accum Misc Oper Prov - Trojan |  | F10 |  | 0 | 0 | 0 | 0 | 0 | 0 | 0 | 0 | 0 | 0 | 0 | 0 | 0 | 1912
1313
1314 |  | 252 | Customer Advances for Const |  | F50 |  | -474705.1657 | -177799.6096 | -29624.0931 | -14457.0493 | -1599.984 | -173168.4992 | -2233.7068 | -1302.9656 | -2257.7618 | -72261.4962 | 0 | 0 | 0 | 1920
1315
1316 |  | 25398 | SO2 Emissions |  | F30 |  | 0 | 0 | 0 | 0 | 0 | 0 | 0 | 0 | 0 | 0 | 0 | 0 | 0 | 1923
1317
1318 |  | 25399 | Other Deferred Credits |  | F10 |  | -321482.7957 | -116755.1601 | -85590.0141 | -25586.6138 | -577.414 | -55651.13 | -2873.2944 | -79.5051 | -133.9494 | -20353.3926 | -6491.9111 | -7390.4111 | 0 | 1931
1319
1320 |  | 190 | Accum Deferred Income Taxes |  | F104D |  | 0 | 0 | 0 | 0 | 0 | 0 | 0 | 0 | 0 | 0 | 0 | 0 | 0 | 1934
1321 |  |  |  | Customer System | F42 |  | 0 | 0 | 0 | 0 | 0 | 0 | 0 | 0 | 0 | 0 | 0 | 0 | 0 | 1935
1322 |  |  |  | Labor | F138D |  | 0 | 0 | 0 | 0 | 0 | 0 | 0 | 0 | 0 | 0 | 0 | 0 | 0 | 1936
1323 |  |  |  | System Generation | F104D |  | 0 | 0 | 0 | 0 | 0 | 0 | 0 | 0 | 0 | 0 | 0 | 0 | 0 | 1937
1324 |  |  |  | IBT | F141 |  | 0 | 0 | 0 | 0 | 0 | 0 | 0 | 0 | 0 | 0 | 0 | 0 | 0 | 1938
1325 |  |  |  | Bad Debt Expense | F104D |  | 0 | 0 | 0 | 0 | 0 | 0 | 0 | 0 | 0 | 0 | 0 | 0 | 0 | 1941
1326 |  |  |  | TROJP | F104D |  | 0 | 0 | 0 | 0 | 0 | 0 | 0 | 0 | 0 | 0 | 0 | 0 | 0 | 1942
1327 |  |  |  | System Generation | F104D |  | 0 | 0 | 0 | 0 | 0 | 0 | 0 | 0 | 0 | 0 | 0 | 0 | 0 | 1943
1328 |  |  |  | Energy | F104D |  | 0 | 0 | 0 | 0 | 0 | 0 | 0 | 0 | 0 | 0 | 0 | 0 | 0 | 1944
1329 |  |  |  | System Net Plant | F104D |  | 0 | 0 | 0 | 0 | 0 | 0 | 0 | 0 | 0 | 0 | 0 | 0 | 0 | 1945
1330 |  |  |  | Division Net Plant Distribution | F104D |  | 55644.4759 | 33166.7401 | 12774.4596 | 3245.2675 | 531.2347 | 54.662 | 752.5326 | 27.8613 | 16.735 | 5067.5977 | 3.6927 | 3.6927 | 0 | 1946
1331 |  |  |  | Simple Cycle Combustion Turbine | F10 |  | 0 | 0 | 0 | 0 | 0 | 0 | 0 | 0 | 0 | 0 | 0 | 0 | 0 | 1947
1332 |  |  |  | Total Accum Deferred Income Taxes |  |  | 55644.4759 | 33166.7401 | 12774.4596 | 3245.2675 | 531.2347 | 54.662 | 752.5326 | 27.8613 | 16.735 | 5067.5977 | 3.6927 | 3.6927 | 0
1333
1334 |  | 281 | Accum Deferred Income Taxes |  | F104D |  | 0 | 0 | 0 | 0 | 0 | 0 | 0 | 0 | 0 | 0 | 0 | 0 | 0 | 1954
1335
1336 |  | 282 | Accum Deferred Income Taxes |  | F104D |  | -49655070.3965 | -29596771.0674 | -11399454.8221 | -2895956.5585 | -474054.2155 | -48778.3549 | -671532.22 | -24862.4187 | -14933.6691 | -4522136.6189 | -3295.2257 | -3295.2257 | 0 | 1957
1337 |  |  |  | DITBAL | F104D |  | -0.0012465 | -0.00074299 | -0.00028617 | -7.2699e-05 | -1.1901e-05 | -1.2245e-06 | -1.6858e-05 | -6.2414e-07 | -3.7489e-07 | -0.00011352 | -8.2723e-08 | -8.2723e-08 | 0 | 1958
1338 |  |  |  | System Net Plant | F104D |  | 0 | 0 | 0 | 0 | 0 | 0 | 0 | 0 | 0 | 0 | 0 | 0 | 0 | 1959
1339 |  |  |  | Labor | F138D |  | 0 | 0 | 0 | 0 | 0 | 0 | 0 | 0 | 0 | 0 | 0 | 0 | 0 | 1960
1340 |  |  |  | GPS | F104D |  | 0 | 0 | 0 | 0 | 0 | 0 | 0 | 0 | 0 | 0 | 0 | 0 | 0 | 1961
1341 |  |  |  | CIAC | F104D |  | 3877.3937 | 2311.1101 | 890.1442 | 226.1353 | 37.0173 | 3.8089 | 52.4376 | 1.9414 | 1.1661 | 353.1181 | 0.25731 | 0.25731 | 0 | 1962
1342 |  |  |  | SNPD | F104D |  | 0 | 0 | 0 | 0 | 0 | 0 | 0 | 0 | 0 | 0 | 0 | 0 | 0 | 1963
1343 |  |  |  | SCHMDEXP | F104D |  | 0 | 0 | 0 | 0 | 0 | 0 | 0 | 0 | 0 | 0 | 0 | 0 | 0 | 1964
1344 |  |  |  | TAXDEPR | F104D |  | 0 | 0 | 0 | 0 | 0 | 0 | 0 | 0 | 0 | 0 | 0 | 0 | 0 | 1965
1345 |  |  |  | DGP | F104D |  | 0 | 0 | 0 | 0 | 0 | 0 | 0 | 0 | 0 | 0 | 0 | 0 | 0 | 1966
1346 |  |  |  | IBT | F104D |  | 0 | 0 | 0 | 0 | 0 | 0 | 0 | 0 | 0 | 0 | 0 | 0 | 0 | 1967
1347 |  |  |  | SSGCT | F104D |  | 0 | 0 | 0 | 0 | 0 | 0 | 0 | 0 | 0 | 0 | 0 | 0 | 0 | 1968
1348 |  |  |  | SSGCH | F104D |  | 0 | 0 | 0 | 0 | 0 | 0 | 0 | 0 | 0 | 0 | 0 | 0 | 0 | 1969
1349 |  |  |  | SE | F104D |  | 0 | 0 | 0 | 0 | 0 | 0 | 0 | 0 | 0 | 0 | 0 | 0 | 0 | 1970
1350 |  |  |  | SG | F104D |  | 0 | 0 | 0 | 0 | 0 | 0 | 0 | 0 | 0 | 0 | 0 | 0 | 0 | 1971
1351 |  |  |  | Total Accum Deferred Income Taxes |  |  | -49651193.004 | -29594459.958 | -11398564.6782 | -2895730.4233 | -474017.1983 | -48774.5459 | -671479.7823 | -24860.4773 | -14932.503 | -4521783.5009 | -3294.9684 | -3294.9684 | 0
1352
1353
1354 |  | 283 | Accum Deferred Income Taxes |  | F104D |  | -250238.7004 | -149154.1039 | -57448.0055 | -14594.2882 | -2389.0151 | -245.8205 | -3384.2133 | -125.2951 | -75.2588 | -22789.4872 | -16.6064 | -16.6064 | 0 | 1975
1355 |  |  |  | System Generation | F104D |  | 0 | 0 | 0 | 0 | 0 | 0 | 0 | 0 | 0 | 0 | 0 | 0 | 0 | 1976
1356 |  |  |  | Energy | F104D |  | 0 | 0 | 0 | 0 | 0 | 0 | 0 | 0 | 0 | 0 | 0 | 0 | 0 | 1977
1357 |  |  |  | Labor | F138D |  | 0 | 0 | 0 | 0 | 0 | 0 | 0 | 0 | 0 | 0 | 0 | 0 | 0 | 1978
1358 |  |  |  | General Plant | F104D |  | -98471.7537 | -58693.8237 | -22606.4387 | -5743.0171 | -940.1044 | -96.7331 | -1331.7261 | -49.3051 | -29.6152 | -8967.9205 | -6.5348 | -6.5348 | 0 | 1979
1359 |  |  |  | System Net Plant | F104D |  | -30212.5028 | -18008.081 | -6935.9696 | -1762.0375 | -288.4371 | -29.6791 | -408.5921 | -15.1275 | -9.0864 | -2751.4827 | -2.005 | -2.005 | 0 | 1980
1360 |  |  |  | TROJP | F104D |  | 0 | 0 | 0 | 0 | 0 | 0 | 0 | 0 | 0 | 0 | 0 | 0 | 0 | 1981
1361 |  |  |  | System Generation | F104D |  | 0 | 0 | 0 | 0 | 0 | 0 | 0 | 0 | 0 | 0 | 0 | 0 | 0 | 1982
1362 |  |  |  | Simple Cycle Combustion Turbine | F104D |  | 0 | 0 | 0 | 0 | 0 | 0 | 0 | 0 | 0 | 0 | 0 | 0 | 0 | 1983
1363 |  |  |  | System Generation | F104D |  | 0 | 0 | 0 | 0 | 0 | 0 | 0 | 0 | 0 | 0 | 0 | 0 | 0 | 1984
1364 |  |  |  | Total Accum Deferred Income Taxes |  |  | -378922.9568 | -225856.0086 | -86990.4139 | -22099.3428 | -3617.5565 | -372.2327 | -5124.5315 | -189.7277 | -113.9604 | -34508.8903 | -25.1462 | -25.1462 | 0
1365
1366 |  | 255 | Accum Investment Tax Credit |  | F104D |  | -5013.2298 | -2988.1221 | -1150.9013 | -292.3789 | -47.861 | -4.9247 | -67.7986 | -2.5101 | -1.5077 | -456.5598 | -0.33269 | -0.33269 | 0 | 1998
1367 |  | TOTAL MISC RATE BASE DEDUCTIONS |  |  |  |  | -53249273.3447 | -31560784.0785 | -12147622.8341 | -3096439.4623 | -512605.4165 | -280982.3596 | -713709.8849 | -27688.562 | -18136.2729 | -4870374.4368 | -10015.7686 | -10914.2685 | 0
1368
1369 | [6 empty] | D: ACCUMULATED DEPRECIATION
1370 | [6 empty] | D: PRODUCTION PLANT
1371
1372 |  | 108SP | Steam Prod Accumulated Depr |  | F10 |  | 0 | 0 | 0 | 0 | 0 | 0 | 0 | 0 | 0 | 0 | 0 | 0 | 0 | 2010
1373
1374 |  | 108NP | Nuclear Prod Accumulated Depr |  | F10 |  | 0 | 0 | 0 | 0 | 0 | 0 | 0 | 0 | 0 | 0 | 0 | 0 | 0 | 2016
1375
1376 |  | 108HP | Hydraulic Prod Accum Depr |  | F10 |  | 0 | 0 | 0 | 0 | 0 | 0 | 0 | 0 | 0 | 0 | 0 | 0 | 0 | 2024
1377
1378 |  | 108OP | Other Production - Accum Depr |  | F10 |  | 0 | 0 | 0 | 0 | 0 | 0 | 0 | 0 | 0 | 0 | 0 | 0 | 0 | 2027
1379 |  |  |  | Simple Cycle Combustion Turbine | F10 |  | 0 | 0 | 0 | 0 | 0 | 0 | 0 | 0 | 0 | 0 | 0 | 0 | 0 | 2028
1380 |  |  |  | Wind Generation | F10 |  | 0 | 0 | 0 | 0 | 0 | 0 | 0 | 0 | 0 | 0 | 0 | 0 | 0 | 2029
1381 |  |  |  | System Generation | F10 |  | 0 | 0 | 0 | 0 | 0 | 0 | 0 | 0 | 0 | 0 | 0 | 0 | 0 | 2030
1382 |  |  |  | System Generation | F10 |  | 0 | 0 | 0 | 0 | 0 | 0 | 0 | 0 | 0 | 0 | 0 | 0 | 0 | 2031
1383 |  |  |  | Total Other Production - Accum Depr |  |  | 0 | 0 | 0 | 0 | 0 | 0 | 0 | 0 | 0 | 0 | 0 | 0 | 0
1384
1385 |  | 108EP | Experimental Plant - Accum Depr |  | F10 |  | 0 | 0 | 0 | 0 | 0 | 0 | 0 | 0 | 0 | 0 | 0 | 0 | 0 | 2037
1386
1387
1388
1389 |  | TOTAL PRODUCTION PLANT DEPRECIATION |  |  |  |  | 0 | 0 | 0 | 0 | 0 | 0 | 0 | 0 | 0 | 0 | 0 | 0 | 0
1390
1391
1392 | [6 empty] | D: TRANSMISSION PLANT
1393
1394 |  | 108TP | Transmission Plant Accum Depr |  | F106 |  | 0 | 0 | 0 | 0 | 0 | 0 | 0 | 0 | 0 | 0 | 0 | 0 | 0 | 2045
1395
1396
1397 | [6 empty] | D: DISTRIBUTION PLANT
1398
1399 |  | 108360 | Land and Land Rights |  | F118 |  | 0 | 0 | 0 | 0 | 0 | 0 | 0 | 0 | 0 | 0 | 0 | 0 | 0 | 2049
1400
1401 |  | 108361 | Structures and Improvements |  | F119 |  | 0 | 0 | 0 | 0 | 0 | 0 | 0 | 0 | 0 | 0 | 0 | 0 | 0 | 2053
1402
1403 |  | 108362 | Station Equipment |  | F120 |  | 0 | 0 | 0 | 0 | 0 | 0 | 0 | 0 | 0 | 0 | 0 | 0 | 0 | 2057
1404
1405 |  | Distribution - METER - Unbundled
1406
1407 |  | A |  | B | C |  | D | E | F | G | H | I | J | K | L | M | N | O
1408 |  | FERC ACCT |  | DESCRIPTION | COS Factor |  | Utah Jurisdiction Normalized | Residential Sch 1 | General Large Dist. Sch 6 | General +1 MW Sch 8 | Street & Area Lighting Sch. 7,11,12 | General Trans Sch 9 | Irrigation Sch 10 | Traffic Signals Sch 15 | Outdoor Lighting Sch 15 | General Small Dist. Sch 23 | Industrial Cust 1 | Industrial Cust 2
1409
1410 |  | 108364 | Poles, Towers & Fixtures |  | F121 |  | 0 | 0 | 0 | 0 | 0 | 0 | 0 | 0 | 0 | 0 | 0 | 0 | 0 | 2061
1411
1412 |  | 108365 | Overhead Conductors |  | F122 |  | 0 | 0 | 0 | 0 | 0 | 0 | 0 | 0 | 0 | 0 | 0 | 0 | 0 | 2065
1413
1414 |  | 108366 | Underground Conduit |  | F123 |  | 0 | 0 | 0 | 0 | 0 | 0 | 0 | 0 | 0 | 0 | 0 | 0 | 0 | 2069
1415
1416 |  | 108367 | Underground Conductors |  | F124 |  | 0 | 0 | 0 | 0 | 0 | 0 | 0 | 0 | 0 | 0 | 0 | 0 | 0 | 2073
1417
1418 |  | 108368 | Line Transformers |  | F125 |  | 0 | 0 | 0 | 0 | 0 | 0 | 0 | 0 | 0 | 0 | 0 | 0 | 0 | 2077
1419
1420 |  | 108369 | Services |  | F126 |  | -90281930.19 | -72638051.5902 | -6406555.8776 | -573926.5759 | 0 | 0 | 0 | -271471.9794 | -57332.1556 | -10334592.0113 | 0 | 0 | 0 | 2081
1421
1422 |  | 108370 | Meters |  | F127 |  | 0 | 0 | 0 | 0 | 0 | 0 | 0 | 0 | 0 | 0 | 0 | 0 | 0 | 2085
1423
1424 |  | 108371 | Install on Customers' Premises |  | F128 |  | 0 | 0 | 0 | 0 | 0 | 0 | 0 | 0 | 0 | 0 | 0 | 0 | 0 | 2089
1425
1426 |  | 108372 | Leased Property |  | F129 |  | 0 | 0 | 0 | 0 | 0 | 0 | 0 | 0 | 0 | 0 | 0 | 0 | 0 | 2093
1427
1428 |  | 108373 | Street Lights |  | F130 |  | 0 | 0 | 0 | 0 | 0 | 0 | 0 | 0 | 0 | 0 | 0 | 0 | 0 | 2097
1429
1430 |  | 108D00 | Unclassified Dist Plant - Acct 300 |  | F121 |  | 0 | 0 | 0 | 0 | 0 | 0 | 0 | 0 | 0 | 0 | 0 | 0 | 0 | 2101
1431
1432 |  | 108DS | Unclassified Dist Sub - Acct 300 |  | F120 |  | 0 | 0 | 0 | 0 | 0 | 0 | 0 | 0 | 0 | 0 | 0 | 0 | 0 | 2105
1433
1434 |  | 108D | Unclassified Dist Sub - Acct 300 |  | F102D |  | -29747.081 | -17751.219 | -6716.1472 | -1701.8813 | -400.1789 | -36.8674 | -393.0436 | -15.4079 | -8.5783 | -2718.7761 | -2.4906 | -2.4906 | 0 | 2109
1435
1436
1437 |  | TOTAL DISTRIBUTION PLANT DEPR |  |  |  |  | -90311677.271 | -72655802.8092 | -6413272.0249 | -575628.4572 | -400.1789 | -36.8674 | -393.0436 | -271487.3873 | -57340.7339 | -10337310.7874 | -2.4906 | -2.4906 | 0
1438
1439 | [6 empty] | D: GENERAL PLANT
1440 |  | 108GP | General Plant Accumulated Depr
1441 |  |  |  | Situs | F107D |  | -5391500.3575 | -3217314.109 | -1217265.9977 | -308456.9496 | -72530.3015 | -6682.026 | -71237.0619 | -2792.606 | -1554.7762 | -492763.72 | -451.4048 | -451.4048 | 0 | 2115
1442 |  |  |  | System Generation | F105D |  | 0 | 0 | 0 | 0 | 0 | 0 | 0 | 0 | 0 | 0 | 0 | 0 | 0 | 2116
1443 |  |  |  | System Generation | F105D |  | 0 | 0 | 0 | 0 | 0 | 0 | 0 | 0 | 0 | 0 | 0 | 0 | 0 | 2117
1444 |  |  |  | System Generation | F105D |  | 0 | 0 | 0 | 0 | 0 | 0 | 0 | 0 | 0 | 0 | 0 | 0 | 0 | 2118
1445 |  |  |  | Customer - System | F42 |  | 0 | 0 | 0 | 0 | 0 | 0 | 0 | 0 | 0 | 0 | 0 | 0 | 0 | 2119
1446 |  |  |  | System Overheads | F102D |  | -1113317.3257 | -664358.9543 | -251359.2201 | -63694.7869 | -14977.1373 | -1379.8043 | -14710.09 | -576.6589 | -321.0533 | -101753.195 | -93.2128 | -93.2128 | 0 | 2120
1447 |  |  |  | Energy | F30 |  | 0 | 0 | 0 | 0 | 0 | 0 | 0 | 0 | 0 | 0 | 0 | 0 | 0 | 2121
1448 |  |  |  | Simple Cycle Combustion Turbine | F10 |  | 0 | 0 | 0 | 0 | 0 | 0 | 0 | 0 | 0 | 0 | 0 | 0 | 0 | 2122
1449 |  |  |  | Cholla | F10 |  | 0 | 0 | 0 | 0 | 0 | 0 | 0 | 0 | 0 | 0 | 0 | 0 | 0 | 2123
1450 |  |  | Total General Plant Accumulated Depr |  |  |  | -6504817.6832 | -3881673.0634 | -1468625.2178 | -372151.7364 | -87507.4389 | -8061.8303 | -85947.1519 | -3369.2649 | -1875.8295 | -594516.9149 | -544.6176 | -544.6176 | 0
1451
1452 |  | 108MP | Mining Plant Accumulated Depr. |  | F30 |  | 0 | 0 | 0 | 0 | 0 | 0 | 0 | 0 | 0 | 0 | 0 | 0 | 0 | 2131
1453
1454 |  | 1081390 | Accum Depr - Capital Lease |  | F30 |  | 0 | 0 | 0 | 0 | 0 | 0 | 0 | 0 | 0 | 0 | 0 | 0 | 0 | 2138
1455 |  |  | Remove Capital Lease |  | F30 |  | 0 | 0 | 0 | 0 | 0 | 0 | 0 | 0 | 0 | 0 | 0 | 0 | 0 | 2141
1456
1457 |  | 1081399L | Accum Depr - Capital Lease |  | F30 |  | 0 | 0 | 0 | 0 | 0 | 0 | 0 | 0 | 0 | 0 | 0 | 0 | 0 | 2145
1458 |  |  |  | Energy | F30 |  | 0 | 0 | 0 | 0 | 0 | 0 | 0 | 0 | 0 | 0 | 0 | 0 | 0 | 2146
1459 |  |  | Remove Capital Lease |  | F30 |  | 0 | 0 | 0 | 0 | 0 | 0 | 0 | 0 | 0 | 0 | 0 | 0 | 0 | 2149
1460
1461 |  | TOTAL GENERAL PLANT ACCUM DEPR |  |  |  |  | -6504817.6832 | -3881673.0634 | -1468625.2178 | -372151.7364 | -87507.4389 | -8061.8303 | -85947.1519 | -3369.2649 | -1875.8295 | -594516.9149 | -544.6176 | -544.6176 | 0
1462
1463
1464 |  | TOTAL ACCUM DEPR - PLANT IN SERVICE |  |  |  |  | -96816494.9542 | -76537475.8726 | -7881897.2427 | -947780.1936 | -87907.6178 | -8098.6977 | -86340.1955 | -274856.6522 | -59216.5634 | -10931827.7023 | -547.1082 | -547.1082 | 0
1465
1466
1467 | [6 empty] | D: ACCUMULATED AMORTIZATION
1468
1469 |  | 111CLS | Accum Prov for Amort-Steam |  | F10 |  | 0 | 0 | 0 | 0 | 0 | 0 | 0 | 0 | 0 | 0 | 0 | 0 | 0 | 2162
1470
1471 |  | 111CLG | Accum Prov for Amort-General
1472 |  |  | Situs |  | F108D |  | -1090.5722 | -650.786 | -246.2239 | -62.3935 | -14.6712 | -1.3516 | -14.4096 | -0.56488 | -0.31449 | -99.6744 | -0.091308 | -0.091308 | 0 | 2166
1473 |  |  | Customer - System |  | F40 |  | 0 | 0 | 0 | 0 | 0 | 0 | 0 | 0 | 0 | 0 | 0 | 0 | 0 | 2167
1474 |  |  | System Generation |  | F108D |  | 0 | 0 | 0 | 0 | 0 | 0 | 0 | 0 | 0 | 0 | 0 | 0 | 0 | 2168
1475 |  |  | System Overheads |  | F108D |  | -60269.5306 | -35965.13 | -13607.3533 | -3448.1228 | -810.7886 | -74.6958 | -796.332 | -31.2175 | -17.3803 | -5508.4181 | -5.0461 | -5.0461 | 0 | 2169
1476 |  |  | Energy |  | F108D |  | 0 | 0 | 0 | 0 | 0 | 0 | 0 | 0 | 0 | 0 | 0 | 0 | 0 | 2170
1477 |  |  | Total Accum Prov for Amort-General |  |  |  | -61360.1027 | -36615.916 | -13853.5772 | -3510.5163 | -825.4598 | -76.0474 | -810.7416 | -31.7824 | -17.6947 | -5608.0925 | -5.1374 | -5.1374 | 0 | 2171
1478
1479 |  | 111CLH | Accum Prov for Amort-Hydro |  | F10 |  | 0 | 0 | 0 | 0 | 0 | 0 | 0 | 0 | 0 | 0 | 0 | 0 | 0 | 2179
1480
1481 |  | 111IP | Accum Prov for Amort-Intangible
1482 |  |  |  | Situs | F107D |  | 1192.1057 | 711.375 | 269.1477 | 68.2024 | 16.0371 | 1.4775 | 15.7511 | 0.61747 | 0.34377 | 108.9542 | 0.099809 | 0.099809 | 0 | 2183
1483 |  |  |  | System Generation | F105D |  | 0 | 0 | 0 | 0 | 0 | 0 | 0 | 0 | 0 | 0 | 0 | 0 | 0 | 2184
1484 |  |  |  | System Generation | F105D |  | 0 | 0 | 0 | 0 | 0 | 0 | 0 | 0 | 0 | 0 | 0 | 0 | 0 | 2185
1485 |  |  |  | Energy | F30 |  | 0 | 0 | 0 | 0 | 0 | 0 | 0 | 0 | 0 | 0 | 0 | 0 | 0 | 2186
1486 |  |  |  | System Generation | F105D |  | 0 | 0 | 0 | 0 | 0 | 0 | 0 | 0 | 0 | 0 | 0 | 0 | 0 | 2187
1487 |  |  |  | System Generation | F105D |  | 0 | 0 | 0 | 0 | 0 | 0 | 0 | 0 | 0 | 0 | 0 | 0 | 0 | 2188
1488 |  |  |  | System Generation | F105D |  | 0 | 0 | 0 | 0 | 0 | 0 | 0 | 0 | 0 | 0 | 0 | 0 | 0 | 2189
1489 |  |  |  | Customer - System | F42 |  | 0 | 0 | 0 | 0 | 0 | 0 | 0 | 0 | 0 | 0 | 0 | 0 | 0 | 2190
1490 |  |  |  | System Generation | F105D |  | 0 | 0 | 0 | 0 | 0 | 0 | 0 | 0 | 0 | 0 | 0 | 0 | 0 | 2191
1491 |  |  |  | Cholla | F10 |  | 0 | 0 | 0 | 0 | 0 | 0 | 0 | 0 | 0 | 0 | 0 | 0 | 0 | 2192
1492 |  |  |  | System Overheads | F102D |  | -3384006.8132 | -2019366.0657 | -764024.1411 | -193604.8131 | -45524.0691 | -4194.0128 | -44712.3596 | -1752.7955 | -975.8644 | -309286.0382 | -283.3269 | -283.3269 | 0 | 2193
1493 |  |  | Total Accum Prov for Amort-Intangible |  |  |  | -3382814.7075 | -2018654.6907 | -763754.9934 | -193536.6107 | -45508.032 | -4192.5353 | -44696.6085 | -1752.1781 | -975.5206 | -309177.0841 | -283.2271 | -283.2271 | 0
1494
1495 |  | 111390 | Accum Prov for Amort-Capital Lease |  | F30 |  | 0 | 0 | 0 | 0 | 0 | 0 | 0 | 0 | 0 | 0 | 0 | 0 | 0 | 2204
1496
1497
1498 |  | TOTAL ACCUM PROV FOR AMORTIZATION |  |  |  |  | -3444174.8103 | -2055270.6067 | -777608.5707 | -197047.127 | -46333.4918 | -4268.5828 | -45507.3501 | -1783.9604 | -993.2154 | -314785.1765 | -288.3645 | -288.3645 | 0

## Dist-Meter
DIS METER |  |  | - | DIS - METER - Unbundled
Rocky Mountain Power
3 | Cost Of Service By Rate Schedule
4 | State of Utah
5 | 2010 Protocol (Non Wgt)
6 | 12 Months Ended Dec 2015
7
8
9 |  | A |  | B | C |  | D | E | F | G | H | I | J | K | L | M | N | O | Chk Total
12 |  |  |  | DESCRIPTION |  |  | Utah Jurisdiction Normalized | Residential Sch 1 | General Large Dist. Sch 6 | General +1 MW Sch 8 | Street & Area Lighting Sch. 7,11,12 | General Trans Sch 9 | Irrigation Sch 10 | Traffic Signals Sch 15 | Outdoor Lighting Sch 15 | General Small Dist. Sch 23 | Industrial Cust 1 | Industrial Cust 2 | 0
13
12 |  |  |  | Operating Revenues |  |  | 8380624.589 | 5783518.2461 | 777001.1668 | 28570.8269 | -9397.8209 | 452509.2263 | 95987.7282 | 29044.6008 | 6936.9036 | 1156191.2303 | 26636.7642 | 33625.7166 | 0
13
14 |  |  |  | Operating Expenses
15 |  |  |  | Operation & Maintenance Expenses |  |  | 4761844.0041 | 3152588.8733 | 580802.9379 | 91212.3379 | 118514.9013 | 191295.2899 | 55063.4602 | 9776.1448 | 2171.0379 | 532510.8993 | 13663.8896 | 14244.2319 | 0
16 |  |  |  | Depreciation Expense |  |  | 3127775.5508 | 2163913.7245 | 355341.5746 | 47851.4999 | 1988.4605 | 129184.6427 | 36921.8547 | 7060.2094 | 1517.5015 | 366541.9253 | 8727.0789 | 8727.0789 | 0
17 |  |  |  | Amortization Expense |  |  | -26145.7744 | -15599.9818 | -5903.4434 | -1496.0552 | -351.6218 | -34.023 | -345.4198 | -13.54 | -7.541 | -2389.3651 | -2.3785 | -2.4048 | 0
18 |  |  |  | Taxes Other Than Income |  |  | 507964.9036 | 303232.5618 | 116914.7489 | 29665.6794 | 4894.8037 | -249.6011 | 6888.9458 | 250.8758 | 145.4615 | 46197.8647 | 13.1478 | 10.4153 | 0
19 |  |  |  | Income Taxes - Federal |  |  | -1864084.1752 | -1148648.153 | -391555.9304 | -115628.4207 | -107536.5426 | 25280.1561 | -21463.7161 | 2156.0982 | 330.2722 | -109398.6796 | 117.9869 | 2262.754 | 0
20 |  |  |  | Income Taxes - State |  |  | -253298.0801 | -156082.2069 | -53205.9479 | -15711.982 | -14612.4301 | 3435.1533 | -2916.5625 | 292.9779 | 44.8785 | -14865.4636 | 16.0325 | 307.4707 | 0
21 |  |  |  | Income Taxes Deferred |  |  | -46405.9684 | -27702.3089 | -10680.939 | -2710.1569 | -447.1728 | 22.8027 | -629.351 | -22.9192 | -13.2889 | -4220.4818 | -1.2011 | -0.95151 | 0
22 |  |  |  | Investment Tax Credit Adj |  |  | -30464.4921 | -18185.9532 | -7011.8003 | -1779.1581 | -293.5591 | 14.9695 | -413.155 | -15.0459 | -8.7239 | -2770.653 | -0.78852 | -0.62465 | 0
23 |  |  |  | Misc Revenues & Expense |  |  | -1664.7501 | -604.599 | -443.215 | -132.4964 | -2.9901 | -288.181 | -14.8789 | -0.41171 | -0.69364 | -105.397 | -33.6174 | -38.2701 | 0
24
25 |  |  |  | Total Operating Expenses |  |  | 6175521.2182 | 4252911.9568 | 584257.9855 | 31271.248 | 2153.849 | 348661.2091 | 73091.1773 | 19484.3893 | 4178.9042 | 811500.6492 | 22500.1501 | 25509.6997 | 0
26
27 |  |  |  | Operating Revenue For Return |  |  | 2205103.3708 | 1530606.2893 | 192743.1813 | -2700.421 | -11551.6699 | 103848.0172 | 22896.5509 | 9560.2115 | 2757.9994 | 344690.5811 | 4136.6141 | 8116.0168 | 0
28
29
30 |  |  |  | Rate Base :
31 |  |  |  | Electric Plant In Service |  |  | 82932950.3006 | 57119655.4345 | 9724416.9369 | 1381830.0203 | 87294.1102 | 3317271.5025 | 982781.3425 | 182510.1542 | 39705.7479 | 9649287.965 | 224098.5433 | 224098.5433 | 0
32 |  |  |  | Plant Held For Future Use |  |  | 144507.2665 | 72130.6395 | 45236.7829 | 11773.5101 | 68.8454 | 0 | 2464.5756 | 33.5589 | 17.7029 | 12781.6511 | 0 | 0 | 0
33 |  |  |  | Electric Plant Acquisition Adj |  |  | 0 | 0 | 0 | 0 | 0 | 0 | 0 | 0 | 0 | 0 | 0 | 0 | 0
34 |  |  |  | Pensions |  |  | 0 | 0 | 0 | 0 | 0 | 0 | 0 | 0 | 0 | 0 | 0 | 0 | 0
35 |  |  |  | Prepayments |  |  | 86777.0593 | 51783.1844 | 19592.0906 | 4964.6639 | 1167.3868 | 107.5483 | 1146.5719 | 44.9474 | 25.0244 | 7931.1108 | 7.2654 | 7.2654 | 0
36 |  |  |  | Fuel Stock |  |  | 0 | 0 | 0 | 0 | 0 | 0 | 0 | 0 | 0 | 0 | 0 | 0 | 0
37 |  |  |  | Materials & Supplies |  |  | 391651.8451 | 233713.6091 | 88425.1957 | 22407.0714 | 5268.7795 | 485.3988 | 5174.8354 | 202.8618 | 112.9428 | 35795.5685 | 32.7912 | 32.7912 | 0
38 |  |  |  | Misc Deferred Debits |  |  | 2086277.9115 | 1244961.6832 | 471029.3972 | 119359.5248 | 28066.0959 | 2585.6556 | 27565.668 | 1080.618 | 601.6313 | 190678.2892 | 174.6742 | 174.6742 | 0
39 |  |  |  | Cash Working Capital |  |  | 110023.1253 | 68367.3161 | 17726.2603 | 3273.8656 | 1563.3892 | 4043.06 | 1352.5881 | 237.7705 | 55.8884 | 12800.5455 | 270.7828 | 331.659 | 0
40 |  |  |  | Weatherization Loans |  |  | 0 | 0 | 0 | 0 | 0 | 0 | 0 | 0 | 0 | 0 | 0 | 0 | 0
41 |  |  |  | Miscellaneous Rate Base |  |  | 0 | 0 | 0 | 0 | 0 | 0 | 0 | 0 | 0 | 0 | 0 | 0 | 0
42
43 |  |  |  | Total Rate Base Additions |  |  | 85752187.5083 | 58790611.8669 | 10366426.6636 | 1543608.6561 | 123428.6069 | 3324493.1652 | 1020485.5814 | 184109.9108 | 40518.9376 | 9909275.1301 | 224584.0568 | 224644.933 | 0
44
45 |  |  |  | Rate Base Deductions :
46 |  |  |  | Accum Provision For Depreciation |  |  | -38279280.8137 | -26475055.4546 | -4358286.4571 | -589157.469 | -25414.2994 | -1577655.0026 | -451986.6244 | -86260.0128 | -18555.3822 | -4483752.8903 | -106578.6106 | -106578.6106 | 0
47 |  |  |  | Accum Provision For Amortization |  |  | -995719.0498 | -594183.5732 | -224808.4693 | -56966.7885 | -13395.1216 | -1234.0573 | -13156.2821 | -515.7472 | -287.1409 | -91005.136 | -83.3668 | -83.3668 | 0
48 |  |  |  | Accum Deferred Income Taxes |  |  | -15039555.904 | -8949548.9851 | -3454473.9085 | -877260.7481 | -154984.549 | -15626.6842 | -202886.8401 | -7579.2812 | -4451.151 | -1370632.4329 | -1055.6619 | -1055.6619 | 0
49 |  |  |  | Unamortized ITC |  |  | -1449.3366 | -863.8732 | -332.7283 | -84.5274 | -13.8367 | -1.4237 | -19.6007 | -0.72569 | -0.43589 | -131.9925 | -0.096181 | -0.096181 | 0
50 |  |  |  | Customer Advance For Construction |  |  | -137238.3815 | -51402.2859 | -8564.3951 | -4179.567 | -462.5591 | -50063.421 | -645.7699 | -376.6904 | -652.7243 | -20890.9688 | 0 | 0 | 0
51 |  |  |  | Customer Service Deposits |  |  | 0 | 0 | 0 | 0 | 0 | 0 | 0 | 0 | 0 | 0 | 0 | 0 | 0
52 |  |  |  | Misc Rate Base Deductions |  |  | -808065.2128 | -460495.8541 | -186201.3465 | -48310.6039 | -9787.286 | -16975.1707 | -10279.4963 | -393.3939 | -244.9492 | -71243.9523 | -1936.7007 | -2196.4592 | 0
53 | [18 empty] | 0
54 |  |  |  | Total Rate Base Deductions |  |  | -55261308.6983 | -36531550.0261 | -8232667.3049 | -1575959.7039 | -204057.6519 | -1661555.7596 | -678974.6135 | -95125.8512 | -24191.7835 | -6037657.3727 | -109654.4363 | -109914.1947 | 0
55 | [18 empty] | 0
56 |  |  |  | Total Rate Base |  |  | 30490878.8101 | 22259061.8408 | 2133759.3587 | -32351.0479 | -80629.045 | 1662937.4056 | 341510.9679 | 88984.0596 | 16327.1541 | 3871617.7574 | 114929.6205 | 114730.7383 | 0
57
58
59 |  |  |  | Return On Rate Base |  |  | 7.232% | 6.876% | 9.033% | 8.347% | 14.33% | 6.245% | 6.704% | 10.74% | 16.89% | 8.903% | 3.599% | 7.074%
60
61 |  |  |  | Return On Equity |  |  | 9.217% | 8.522% | 12.74% | 11.4% | 23.08% | 7.288% | 8.186% | 16.08% | 28.09% | 12.48% | 2.119% | 8.908%
Rocky Mountain Power
Cost Of Service By Rate Schedule
State of Utah
2010 Protocol (Non Wgt)
12 Months Ended Dec 2015
|  | A |  | B | C |  | D | E | F | G | H | I | J | K | L | M | N | O
|  |  |  | DESCRIPTION | COS Factor |  | Utah Jurisdiction Normalized | Residential Sch 1 | General Large Dist. Sch 6 | General +1 MW Sch 8 | Street & Area Lighting Sch. 7,11,12 | General Trans Sch 9 | Irrigation Sch 10 | Traffic Signals Sch 15 | Outdoor Lighting Sch 15 | General Small Dist. Sch 23 | Industrial Cust 1 | Industrial Cust 2
79 |  |  |  | Total Rate Base |  |  | 30490878.8101 | 22259061.8408 | 2133759.3587 | -32351.0479 | -80629.045 | 1662937.4056 | 341510.9679 | 88984.0596 | 16327.1541 | 3871617.7574 | 114929.6205 | 114730.7383 | 0
80
81
82 |  |  |  | Return On Ratebase ($$) | 7.583% |  | 2312258.5586 | 1688003.372 | 161812.4348 | -2453.3234 | -6114.4581 | 126107.9181 | 25898.2912 | 6748.0559 | 1238.1605 | 293601.9441 | 8715.6228 | 8700.5407 | 0
83 |  |  |  | Operating & Maintenance Expense |  |  | 4761844.0041 | 3152588.8733 | 580802.9379 | 91212.3379 | 118514.9013 | 191295.2899 | 55063.4602 | 9776.1448 | 2171.0379 | 532510.8993 | 13663.8896 | 14244.2319 | 0
84 |  |  |  | Bad Debt to Produce ROR | F80 |  | 0 | 0 | 0 | 0 | 0 | 0 | 0 | 0 | 0 | 0 | 0 | 0 | 0
85 |  |  |  | Depreciation Expense |  |  | 3127775.5508 | 2163913.7245 | 355341.5746 | 47851.4999 | 1988.4605 | 129184.6427 | 36921.8547 | 7060.2094 | 1517.5015 | 366541.9253 | 8727.0789 | 8727.0789 | 0
86 |  |  |  | Amortization Expense |  |  | -26145.7744 | -15599.9818 | -5903.4434 | -1496.0552 | -351.6218 | -34.023 | -345.4198 | -13.54 | -7.541 | -2389.3651 | -2.3785 | -2.4048 | 0
87 |  |  |  | Taxes Other Than Income |  |  | 507964.9036 | 303232.5618 | 116914.7489 | 29665.6794 | 4894.8037 | -249.6011 | 6888.9458 | 250.8758 | 145.4615 | 46197.8647 | 13.1478 | 10.4153 | 0
88 |  |  |  | Federal Income Taxes |  |  | -1864084.1752 | -1148648.153 | -391555.9304 | -115628.4207 | -107536.5426 | 25280.1561 | -21463.7161 | 2156.0982 | 330.2722 | -109398.6796 | 117.9869 | 2262.754 | 0
89 |  |  |  | FIT Adj to Produce Target ROR | F101 |  | 0 | 0 | 0 | 0 | 0 | 0 | 0 | 0 | 0 | 0 | 0 | 0 | 0
90 |  |  |  | State Income Taxes |  |  | -253298.0801 | -156082.2069 | -53205.9479 | -15711.982 | -14612.4301 | 3435.1533 | -2916.5625 | 292.9779 | 44.8785 | -14865.4636 | 16.0325 | 307.4707 | 0
91 |  |  |  | SIT Adj to Produce Target ROR | F101 |  | 0 | 0 | 0 | 0 | 0 | 0 | 0 | 0 | 0 | 0 | 0 | 0 | 0
92 |  |  |  | Deferred Income Taxes |  |  | -46405.9684 | -27702.3089 | -10680.939 | -2710.1569 | -447.1728 | 22.8027 | -629.351 | -22.9192 | -13.2889 | -4220.4818 | -1.2011 | -0.95151 | 0
93 |  |  |  | Investment Tax Credit |  |  | -30464.4921 | -18185.9532 | -7011.8003 | -1779.1581 | -293.5591 | 14.9695 | -413.155 | -15.0459 | -8.7239 | -2770.653 | -0.78852 | -0.62465 | 0
94 |  |  |  | Misc Revenue & Expenses |  |  | -1664.7501 | -604.599 | -443.215 | -132.4964 | -2.9901 | -288.181 | -14.8789 | -0.41171 | -0.69364 | -105.397 | -33.6174 | -38.2701 | 0
|  |  |  | Total Operating Expenses |  |  | 6175521.2182 | 4252911.9568 | 584257.9855 | 31271.248 | 2153.849 | 348661.2091 | 73091.1773 | 19484.3893 | 4178.9042 | 811500.6492 | 22500.1501 | 25509.6997
|  |  |  | Total Op. exp. Adjusted for Taxes |  |  | 2378573.9451 | 1785412.0798 | 142670.2499 | -2300.4015 | -2749.5178 | 139883.9561 | 27755.9854 | 5007.6904 | 297.5742 | 261984.5974 | 11549.4448 | 9062.2864
97 |  |  |  | Revenue Credits |  |  | -355453.7748 | -159150.6335 | -109386.6336 | -26886.5271 | -3504.8592 | -11111.3932 | -9215.0401 | -228.0439 | -77.3289 | -35785.3397 | -48.4854 | -59.4902 | 0
98
99 |  |  |  | Total Revenue Requirements |  |  | 8198641.3885 | 5879173.4031 | 617541.6019 | 2084.3193 | -4100.528 | 477433.772 | 91632.1226 | 24264.0358 | 4399.1495 | 1037699.9069 | 34001.1095 | 34512.4959 | 0
100 |  |  |  | Operating Revenues |  |  | 8025170.8142 | 5624367.6126 | 667614.5332 | 1684.2998 | -12902.6801 | 441397.8331 | 86772.6882 | 28816.5569 | 6859.5747 | 1120405.8906 | 26588.2788 | 33566.2263 | 0
101
102 |  |  |  | Increase / (Decrease) Required to
103 |  |  |  | Earn Equal Rates of Return |  |  | 173470.5743 | 254805.7905 | -50072.9314 | 400.0195 | 8802.1521 | 36035.9389 | 4859.4344 | -4552.5211 | -2460.4252 | -82705.9837 | 7412.8307 | 946.2695 | 0
104
105 |  |  |  | Existing Revenues |  |  | 8025170.8142 | 5624367.6126 | 667614.5332 | 1684.2998 | -12902.6801 | 441397.8331 | 86772.6882 | 28816.5569 | 6859.5747 | 1120405.8906 | 26588.2788 | 33566.2263 | 0
106 |  |  |  | check |  |  | 0 | -2.4214e-08 | -7.7998e-09 | -8.0036e-11 | -3.0923e-10 | -1.3097e-08 | -1.397e-09 | -1.819e-10 | -1.3733e-10 | -6.0536e-09 | -9.8589e-10 | -1.3897e-09 | 0
107 |  |  |  | Percent Increase / (Decrease)
108 |  |  |  | Over Existing Rates To
109 |  |  |  | Equal Authorized RoE & RoR |  |  | 2.162% | 4.53% | -7.5% | 23.75% | -68.22% | 8.164% | 5.6% | -15.8% | -35.87% | -7.382% | 27.88% | 2.819%
[5 empty] | 2010 Protocol |  | E: ELECTRIC REVENUES
|  | DIS - METER - Unbundled |  |  | (Non-Wgt)
|  | A |  | B | C |  | D | E | F | G | H | I | J | K | L | M | N | O
|  | FERC ACCT |  | DESCRIPTION | COS Factor |  | Utah Jurisdiction Normalized | Residential Sch 1 | General Large Dist. Sch 6 | General +1 MW Sch 8 | Street & Area Lighting Sch. 7,11,12 | General Trans Sch 9 | Irrigation Sch 10 | Traffic Signals Sch 15 | Outdoor Lighting Sch 15 | General Small Dist. Sch 23 | Industrial Cust 1 | Industrial Cust 2 |  | Func Study Row
122 |  | 440 | Residential Sales |  | A |  | 5624367.6126 | 5624367.6126 | 0 | 0 | 0 | 0 | 0 | 0 | 0 | 0 | 0 | 0 | 0
123
124 |  | 442 | Commercial & Industrial Sales |  | A |  | 2378029.7501 | 0 | 667614.5332 | 1684.2998 | 0 | 441397.8331 | 86772.6882 | 0 | 0 | 1120405.8906 | 26588.2788 | 33566.2263 | 0
125 |  |  |  | Interruptible Demand | F10 |  | 0 | 0 | 0 | 0 | 0 | 0 | 0 | 0 | 0 | 0 | 0 | 0 | 0 | 100
126 |  |  |  | Interruptible Energy | F30 |  | 0 | 0 | 0 | 0 | 0 | 0 | 0 | 0 | 0 | 0 | 0 | 0 | 0 | 101
127 | [6 empty] | 2378029.7501 | 0 | 667614.5332 | 1684.2998 | 0 | 441397.8331 | 86772.6882 | 0 | 0 | 1120405.8906 | 26588.2788 | 33566.2263 | 0
128
129 |  | 444 | Public Street & Highway Lighting |  | A |  | 22773.4515 | 0 | 0 | 0 | -12902.6801 | 0 | 0 | 28816.5569 | 6859.5747 | 0 | 0 | 0 | 0
130
131 |  | 445 | Other Sales to Public Authority |  | A |  | 0 | 0 | 0 | 0 | 0 | 0 | 0 | 0 | 0 | 0 | 0 | 0 | 0
132
133 |  | 448 | Interdepartmental |  | A | 0 | 0 | 0 | 0 | 0 | 0 | 0 | 0 | 0 | 0 | 0 | 0 | 0 | 0 | 114
134 |  |  |  | Demand | F10 |  | 0 | 0 | 0 | 0 | 0 | 0 | 0 | 0 | 0 | 0 | 0 | 0 | 0 | 115
135 | [6 empty] | 0 | 0 | 0 | 0 | 0 | 0 | 0 | 0 | 0 | 0 | 0 | 0 | 0
136
137 |  | Total Sales to Ultimate Customers |  |  |  |  | 8025170.8142 | 5624367.6126 | 667614.5332 | 1684.2998 | -12902.6801 | 441397.8331 | 86772.6882 | 28816.5569 | 6859.5747 | 1120405.8906 | 26588.2788 | 33566.2263 | 0
138
139 |  | 447 | Sales for Resale |  | F11 |  | 0 | 0 | 0 | 0 | 0 | 0 | 0 | 0 | 0 | 0 | 0 | 0 | 0 | 121
140 |  |  |  | Demand | F10 |  | 0 | 0 | 0 | 0 | 0 | 0 | 0 | 0 | 0 | 0 | 0 | 0 | 0 | 122
141 |  |  |  | Demand | F10 |  | 0 | 0 | 0 | 0 | 0 | 0 | 0 | 0 | 0 | 0 | 0 | 0 | 0 | 123
142 |  |  |  | Energy | F30 |  | 0 | 0 | 0 | 0 | 0 | 0 | 0 | 0 | 0 | 0 | 0 | 0 | 0 | 124
143 | [6 empty] | 0 | 0 | 0 | 0 | 0 | 0 | 0 | 0 | 0 | 0 | 0 | 0 | 0
144
145 |  | 449 | Provision for Rate Refund |  | F11 |  | 0 | 0 | 0 | 0 | 0 | 0 | 0 | 0 | 0 | 0 | 0 | 0 | 0 | 128
146 |  |  |  |  | F10 |  | 0 | 0 | 0 | 0 | 0 | 0 | 0 | 0 | 0 | 0 | 0 | 0 |  | 129
147
148 |  | State Specific Revenue Credit |  |  | F140D |  | 183321.1311 | 105382.9925 | 43530.3801 | 10827.4889 | 3259.1174 | 418.6693 | 2342.9756 | 104.0455 | 62.1397 | 17287.8813 | 47.218 | 58.2228 | 0 | 131
149
150 |  | AGA Revenue |  |  | A | 0.020515 | 68641.0965 | 632.6319 | 34780.1491 | 7994.4995 | 0 | 10673.9622 | 5165.1767 | 95.639 | 0 | 9299.0382 | 0 | 0 | 0 | 133
151
152 |  | Total Sales from Electricity |  |  |  |  | 8277133.0418 | 5730383.237 | 745925.0624 | 20506.2882 | -9643.5627 | 452490.4647 | 94280.8404 | 29016.2415 | 6921.7143 | 1146992.8101 | 26635.4968 | 33624.4491 | 0
153
154 |  | Other Electric Operating Revenues
155 |  | 450 | Forfeited Discounts & Interest |  | A | 0 | 0 | 0 | 0 | 0 | 0 | 0 | 0 | 0 | 0 | 0 | 0 | 0 | 0 | 139
156 |  |  |  | Customers | F40 |  | 0 | 0 | 0 | 0 | 0 | 0 | 0 | 0 | 0 | 0 | 0 | 0 | 0 | 140
157 | [6 empty] | 0 | 0 | 0 | 0 | 0 | 0 | 0 | 0 | 0 | 0 | 0 | 0 | 0
158
159 |  | 451 | Misc Electric Revenue |  | A | 0 | 0 | 0 | 0 | 0 | 0 | 0 | 0 | 0 | 0 | 0 | 0 | 0 | 0 | 144
160 |  |  |  | Demand | F10 |  | 0 | 0 | 0 | 0 | 0 | 0 | 0 | 0 | 0 | 0 | 0 | 0 | 0 | 145
161 |  |  |  | Customer | F40 |  | 0 | 0 | 0 | 0 | 0 | 0 | 0 | 0 | 0 | 0 | 0 | 0 | 0 | 146
162 | [6 empty] | 0 | 0 | 0 | 0 | 0 | 0 | 0 | 0 | 0 | 0 | 0 | 0 | 0
163
164 |  | 453 | Water Sales |  | F10 |  | 0 | 0 | 0 | 0 | 0 | 0 | 0 | 0 | 0 | 0 | 0 | 0 | 0 | 150
165
166 |  | 454 | Rent of Electric Property |  | A | 0.029812 | 88353.4154 | 44101.5079 | 27658.2927 | 7198.4604 | 42.0929 | 0 | 1506.87 | 20.5183 | 10.8238 | 7814.8495 | 0 | 0 | 0 | 154
167 |  |  |  | Demand | F10 |  | 0 | 0 | 0 | 0 | 0 | 0 | 0 | 0 | 0 | 0 | 0 | 0 | 0 | 155
168 |  |  |  | Demand | F10 |  | 0 | 0 | 0 | 0 | 0 | 0 | 0 | 0 | 0 | 0 | 0 | 0 | 0 | 156
169 |  |  |  | System Overhead | F102D |  | 15138.1318 | 9033.5012 | 3417.8117 | 866.0784 | 203.6489 | 18.7616 | 200.0178 | 7.841 | 4.3655 | 1383.5707 | 1.2674 | 1.2674 | 0 | 157
170 | [6 empty] | 103491.5472 | 53135.0091 | 31076.1044 | 8064.5388 | 245.7418 | 18.7616 | 1706.8878 | 28.3593 | 15.1892 | 9198.4202 | 1.2674 | 1.2674 | 0
171
172 |  | 456 | Other Electric Revenue |  | A | 0 | 0 | 0 | 0 | 0 | 0 | 0 | 0 | 0 | 0 | 0 | 0 | 0 | 0 | 161
173 |  |  |  | Customer | F40 |  | 0 | 0 | 0 | 0 | 0 | 0 | 0 | 0 | 0 | 0 | 0 | 0 | 0 | 162
174 |  |  |  | Energy | F30 |  | 0 | 0 | 0 | 0 | 0 | 0 | 0 | 0 | 0 | 0 | 0 | 0 | 0 | 163
175 |  |  |  | Demand | F10 |  | 0 | 0 | 0 | 0 | 0 | 0 | 0 | 0 | 0 | 0 | 0 | 0 | 0 | 164
176 |  |  |  | Demand | F10 |  | 0 | 0 | 0 | 0 | 0 | 0 | 0 | 0 | 0 | 0 | 0 | 0 | 0 | 165
177 | [6 empty] | 0 | 0 | 0 | 0 | 0 | 0 | 0 | 0 | 0 | 0 | 0 | 0 | 0
178 | [18 empty] | 0
179 |  | Total Other Electric Operating Revenues |  |  |  |  | 103491.5472 | 53135.0091 | 31076.1044 | 8064.5388 | 245.7418 | 18.7616 | 1706.8878 | 28.3593 | 15.1892 | 9198.4202 | 1.2674 | 1.2674 | 0
180 | [18 empty] | 0
181 |  | Total Electric Operating Revenues |  |  |  |  | 8380624.589 | 5783518.2461 | 777001.1668 | 28570.8269 | -9397.8209 | 452509.2263 | 95987.7282 | 29044.6008 | 6936.9036 | 1156191.2303 | 26636.7642 | 33625.7166 | 0
182
183 |  | Miscellaneous Revenues
184 |  | 41160 | Gain on Sale of Utility Plant - CR |  | F10 |  | 0 | 0 | 0 | 0 | 0 | 0 | 0 | 0 | 0 | 0 | 0 | 0 | 0 | 179
185 |  | 41170 | Loss on Sale of Utility Plant |  | F10 |  | 0 | 0 | 0 | 0 | 0 | 0 | 0 | 0 | 0 | 0 | 0 | 0 | 0 | 184
186 |  | 4118 | Gain from Emission Allowances |  | F30 |  | 0 | 0 | 0 | 0 | 0 | 0 | 0 | 0 | 0 | 0 | 0 | 0 | 0 | 187
187 |  | 41181 | Gain from Disposition of NOX Credits |  | F10 |  | 0 | 0 | 0 | 0 | 0 | 0 | 0 | 0 | 0 | 0 | 0 | 0 | 0 | 190
188 |  | 4194 | Impact Housing Interest Income |  | F10 |  | 0 | 0 | 0 | 0 | 0 | 0 | 0 | 0 | 0 | 0 | 0 | 0 | 0 | 194
189 |  | 421 | (Gain)/Loss on Sale of Utility Plant |  | F10 |  | -1664.7501 | -604.599 | -443.215 | -132.4964 | -2.9901 | -288.181 | -14.8789 | -0.41171 | -0.69364 | -105.397 | -33.6174 | -38.2701 | 0 | 204
190
191 |  | Total Miscellaneous Revenues |  |  |  |  | -1664.7501 | -604.599 | -443.215 | -132.4964 | -2.9901 | -288.181 | -14.8789 | -0.41171 | -0.69364 | -105.397 | -33.6174 | -38.2701 | 0
192
193 |  | Miscellaneous Expenses
194 |  | 4311 | Interest on Customer Deposits |  | F80 |  | 0 | 0 | 0 | 0 | 0 | 0 | 0 | 0 | 0 | 0 | 0 | 0 | 0 | 210
195
196 |  | DFA | Divergence Fairness Adjustment
197 |  |  |  | Production | F105 |  | 0 | 0 | 0 | 0 | 0 | 0 | 0 | 0 | 0 | 0 | 0 | 0 | 0 | 214
198 |  |  |  | Transmission | F105 |  | 0 | 0 | 0 | 0 | 0 | 0 | 0 | 0 | 0 | 0 | 0 | 0 | 0 | 215
199 |  |  |  | Distribution | F105 |  | 0 | 0 | 0 | 0 | 0 | 0 | 0 | 0 | 0 | 0 | 0 | 0 | 0 | 216
200 | [6 empty] | 0 | 0 | 0 | 0 | 0 | 0 | 0 | 0 | 0 | 0 | 0 | 0 | 0
201
202 |  | Net Miscellaneous Revenues And Expense |  |  |  |  | -1664.7501 | -604.599 | -443.215 | -132.4964 | -2.9901 | -288.181 | -14.8789 | -0.41171 | -0.69364 | -105.397 | -33.6174 | -38.2701 | 0
203
204 |  | Distribution - METER - Unbundled
205 | [6 empty] | E: STEAM POWER GENERATION
206
207 |  | A |  | B | C |  | D | E | F | G | H | I | J | K | L | M | N | O
208 |  | FERC ACCT |  | DESCRIPTION | COS Factor |  | Utah Jurisdiction Normalized | Residential Sch 1 | General Large Dist. Sch 6 | General +1 MW Sch 8 | Street & Area Lighting Sch. 7,11,12 | General Trans Sch 9 | Irrigation Sch 10 | Traffic Signals Sch 15 | Outdoor Lighting Sch 15 | General Small Dist. Sch 23 | Industrial Cust 1 | Industrial Cust 2
209 |  | 500 | Operation Suprvn & Engineering |  | F10 |  | 0 | 0 | 0 | 0 | 0 | 0 | 0 | 0 | 0 | 0 | 0 | 0 | 0 | 225
210 |  |  |  | Cholla | F10 |  | 0 | 0 | 0 | 0 | 0 | 0 | 0 | 0 | 0 | 0 | 0 | 0 | 0 | 226
211 |  |  |  | Total 500 |  |  | 0 | 0 | 0 | 0 | 0 | 0 | 0 | 0 | 0 | 0 | 0 | 0 | 0
212
213 |  | 501 | Fuel Related |  | F30 |  | 0 | 0 | 0 | 0 | 0 | 0 | 0 | 0 | 0 | 0 | 0 | 0 | 0 | 237
214 |  |  |  | System Energy - Non NPC | F30 |  | 0 | 0 | 0 | 0 | 0 | 0 | 0 | 0 | 0 | 0 | 0 | 0 | 0 | 230
215 |  |  |  | System Energy - Non NPC | F30 |  | 0 | 0 | 0 | 0 | 0 | 0 | 0 | 0 | 0 | 0 | 0 | 0 | 0 | 233
216 |  |  |  | Cholla - Non NPC | F30 |  | 0 | 0 | 0 | 0 | 0 | 0 | 0 | 0 | 0 | 0 | 0 | 0 | 0 | 234
217 |  |  |  | Cholla | F30 |  | 0 | 0 | 0 | 0 | 0 | 0 | 0 | 0 | 0 | 0 | 0 | 0 | 0 | 240
218 |  |  |  | Total 501 |  |  | 0 | 0 | 0 | 0 | 0 | 0 | 0 | 0 | 0 | 0 | 0 | 0 | 0
219
220 |  | 502 | Steam Expenses |  | F10 |  | 0 | 0 | 0 | 0 | 0 | 0 | 0 | 0 | 0 | 0 | 0 | 0 | 0 | 244
221 |  |  |  | Cholla | F10 |  | 0 | 0 | 0 | 0 | 0 | 0 | 0 | 0 | 0 | 0 | 0 | 0 | 0 | 245
222 |  |  |  | Total 502 |  |  | 0 | 0 | 0 | 0 | 0 | 0 | 0 | 0 | 0 | 0 | 0 | 0 | 0
223
224 |  | 503 | Steam From Other Sources |  | F30 |  | 0 | 0 | 0 | 0 | 0 | 0 | 0 | 0 | 0 | 0 | 0 | 0 | 0 | 252
225 |  |  |  | System Energy - Non NPC | F30 |  | 0 | 0 | 0 | 0 | 0 | 0 | 0 | 0 | 0 | 0 | 0 | 0 | 0 | 249
226 |  |  |  | Total 503 |  |  | 0 | 0 | 0 | 0 | 0 | 0 | 0 | 0 | 0 | 0 | 0 | 0 | 0
227
228 |  | 505 | Electric Expenses |  | F10 |  | 0 | 0 | 0 | 0 | 0 | 0 | 0 | 0 | 0 | 0 | 0 | 0 | 0 | 256
229 |  |  |  | Cholla | F10 |  | 0 | 0 | 0 | 0 | 0 | 0 | 0 | 0 | 0 | 0 | 0 | 0 | 0 | 257
230 |  |  |  | Total 505 |  |  | 0 | 0 | 0 | 0 | 0 | 0 | 0 | 0 | 0 | 0 | 0 | 0 | 0
231
232 |  | 506 | Misc. Steam Expense |  | F10 |  | 0 | 0 | 0 | 0 | 0 | 0 | 0 | 0 | 0 | 0 | 0 | 0 | 0 | 261
233 |  |  |  | System Energy | F30 |  | 0 | 0 | 0 | 0 | 0 | 0 | 0 | 0 | 0 | 0 | 0 | 0 | 0 | 262
234 |  |  |  | Cholla | F10 |  | 0 | 0 | 0 | 0 | 0 | 0 | 0 | 0 | 0 | 0 | 0 | 0 | 0 | 263
235 |  |  |  | Total 506 |  |  | 0 | 0 | 0 | 0 | 0 | 0 | 0 | 0 | 0 | 0 | 0 | 0 | 0
236
237 |  | 507 | Rents |  | F10 |  | 0 | 0 | 0 | 0 | 0 | 0 | 0 | 0 | 0 | 0 | 0 | 0 | 0 | 267
238 |  |  |  | Cholla | F10 |  | 0 | 0 | 0 | 0 | 0 | 0 | 0 | 0 | 0 | 0 | 0 | 0 | 0 | 268
239 |  |  |  | Total 507 |  |  | 0 | 0 | 0 | 0 | 0 | 0 | 0 | 0 | 0 | 0 | 0 | 0 | 0
240
241 |  | 510 | Maint Supervision & Engineering |  | F10 |  | 0 | 0 | 0 | 0 | 0 | 0 | 0 | 0 | 0 | 0 | 0 | 0 | 0 | 272
242 |  |  |  | Cholla | F10 |  | 0 | 0 | 0 | 0 | 0 | 0 | 0 | 0 | 0 | 0 | 0 | 0 | 0 | 273
243 |  |  |  | Total 510 |  |  | 0 | 0 | 0 | 0 | 0 | 0 | 0 | 0 | 0 | 0 | 0 | 0 | 0
244
245 |  | 511 | Maintenance of Structures |  | F10 |  | 0 | 0 | 0 | 0 | 0 | 0 | 0 | 0 | 0 | 0 | 0 | 0 | 0 | 277
246 |  |  |  | Cholla | F10 |  | 0 | 0 | 0 | 0 | 0 | 0 | 0 | 0 | 0 | 0 | 0 | 0 | 0 | 278
247 |  |  |  | Total 511 |  |  | 0 | 0 | 0 | 0 | 0 | 0 | 0 | 0 | 0 | 0 | 0 | 0 | 0
248
249 |  | 512 | Maintenance of Boiler Plant |  | F10 |  | 0 | 0 | 0 | 0 | 0 | 0 | 0 | 0 | 0 | 0 | 0 | 0 | 0 | 282
250 |  |  |  | Cholla | F10 |  | 0 | 0 | 0 | 0 | 0 | 0 | 0 | 0 | 0 | 0 | 0 | 0 | 0 | 283
251 |  |  |  | Total 512 |  |  | 0 | 0 | 0 | 0 | 0 | 0 | 0 | 0 | 0 | 0 | 0 | 0 | 0
252
253 |  | 513 | Maintenance of Electric Plant |  | F10 |  | 0 | 0 | 0 | 0 | 0 | 0 | 0 | 0 | 0 | 0 | 0 | 0 | 0 | 287
254 |  |  |  | Cholla | F10 |  | 0 | 0 | 0 | 0 | 0 | 0 | 0 | 0 | 0 | 0 | 0 | 0 | 0 | 288
255 |  |  |  | Total 513 |  |  | 0 | 0 | 0 | 0 | 0 | 0 | 0 | 0 | 0 | 0 | 0 | 0 | 0
256
257 |  | 514 | Maint of Misc. Steam Plant |  | F10 |  | 0 | 0 | 0 | 0 | 0 | 0 | 0 | 0 | 0 | 0 | 0 | 0 | 0 | 292
258 |  |  |  | Cholla | F10 |  | 0 | 0 | 0 | 0 | 0 | 0 | 0 | 0 | 0 | 0 | 0 | 0 | 0 | 293
259 |  |  |  | Total 514 |  |  | 0 | 0 | 0 | 0 | 0 | 0 | 0 | 0 | 0 | 0 | 0 | 0 | 0
260
261 |  | Total Steam Power Generation |  |  |  |  | 0 | 0 | 0 | 0 | 0 | 0 | 0 | 0 | 0 | 0 | 0 | 0 | 0
262
263
264 | [6 empty] | D: NUCLEAR POWER GENERATION
265
266
267 |  | 517 | Operation Super & Engineering |  | F10 |  | 0 | 0 | 0 | 0 | 0 | 0 | 0 | 0 | 0 | 0 | 0 | 0 | 0 | 299
268
269 |  | 518 | Nuclear Fuel Expense |  | F30 |  | 0 | 0 | 0 | 0 | 0 | 0 | 0 | 0 | 0 | 0 | 0 | 0 | 0 | 303
270
271 |  | 519 | Coolants and Water |  | F10 |  | 0 | 0 | 0 | 0 | 0 | 0 | 0 | 0 | 0 | 0 | 0 | 0 | 0 | 308
272
273 |  | 520 | Steam Expenses |  | F10 |  | 0 | 0 | 0 | 0 | 0 | 0 | 0 | 0 | 0 | 0 | 0 | 0 | 0 | 312
274
275 |  | 523 | Electric Expenses |  | F10 |  | 0 | 0 | 0 | 0 | 0 | 0 | 0 | 0 | 0 | 0 | 0 | 0 | 0 | 316
276
277 |  | 524 | Misc. Nuclear Expenses |  | F10 |  | 0 | 0 | 0 | 0 | 0 | 0 | 0 | 0 | 0 | 0 | 0 | 0 | 0 | 320
278
279 |  | 528 | Maint Supervision & Eng |  | F10 |  | 0 | 0 | 0 | 0 | 0 | 0 | 0 | 0 | 0 | 0 | 0 | 0 | 0 | 324
280
281 |  | 529 | Maintenance of Structures |  | F10 |  | 0 | 0 | 0 | 0 | 0 | 0 | 0 | 0 | 0 | 0 | 0 | 0 | 0 | 328
282
283 |  | 530 | Maintenance of Reactor Plant |  | F10 |  | 0 | 0 | 0 | 0 | 0 | 0 | 0 | 0 | 0 | 0 | 0 | 0 | 0 | 332
284
285 |  | 531 | Maintenance of Electric Plant |  | F10 |  | 0 | 0 | 0 | 0 | 0 | 0 | 0 | 0 | 0 | 0 | 0 | 0 | 0 | 336
286
287 |  | 532 | Maintenance of Misc Nuclear |  | F10 |  | 0 | 0 | 0 | 0 | 0 | 0 | 0 | 0 | 0 | 0 | 0 | 0 | 0 | 340
288
289 |  | Total Nuclear Power Generation |  |  |  |  | 0 | 0 | 0 | 0 | 0 | 0 | 0 | 0 | 0 | 0 | 0 | 0 | 0
290
291
292
293 |  | Distribution - METER - Unbundled |  |  |  |  | D: HYDRAULIC POWER GENERATION
294
295 |  | A |  | B | C |  | D | E | F | G | H | I | J | K | L | M | N | O
296 |  | FERC ACCT |  | DESCRIPTION | COS Factor |  | Utah Jurisdiction Normalized | Residential Sch 1 | General Large Dist. Sch 6 | General +1 MW Sch 8 | Street & Area Lighting Sch. 7,11,12 | General Trans Sch 9 | Irrigation Sch 10 | Traffic Signals Sch 15 | Outdoor Lighting Sch 15 | General Small Dist. Sch 23 | Industrial Cust 1 | Industrial Cust 2
297 |  | 535 | Operation Super & Engineering |  | F10 |  | 0 | 0 | 0 | 0 | 0 | 0 | 0 | 0 | 0 | 0 | 0 | 0 | 0 | 349
298
299 |  | 536 | Water For Power |  | F10 |  | 0 | 0 | 0 | 0 | 0 | 0 | 0 | 0 | 0 | 0 | 0 | 0 | 0 | 354
300
301 |  | 537 | Hydraulic Expenses |  | F10 |  | 0 | 0 | 0 | 0 | 0 | 0 | 0 | 0 | 0 | 0 | 0 | 0 | 0 | 359
302
303 |  | 538 | Electric Expenses |  | F10 |  | 0 | 0 | 0 | 0 | 0 | 0 | 0 | 0 | 0 | 0 | 0 | 0 | 0 | 363
304
305 |  | 539 | Misc. Hydro Expenses |  | F10 |  | 0 | 0 | 0 | 0 | 0 | 0 | 0 | 0 | 0 | 0 | 0 | 0 | 0 | 368
306
307 |  | 540 | Rents (Hydro Generation) |  | F10 |  | 0 | 0 | 0 | 0 | 0 | 0 | 0 | 0 | 0 | 0 | 0 | 0 | 0 | 373
308
309 |  | 541 | Maint Supervision & Engineering |  | F10 |  | 0 | 0 | 0 | 0 | 0 | 0 | 0 | 0 | 0 | 0 | 0 | 0 | 0 | 377
310
311 |  | 542 | Maintenance of Structures |  | F10 |  | 0 | 0 | 0 | 0 | 0 | 0 | 0 | 0 | 0 | 0 | 0 | 0 | 0 | 382
312
313 |  | 543 | Maint of Dams & Waterways |  | F10 |  | 0 | 0 | 0 | 0 | 0 | 0 | 0 | 0 | 0 | 0 | 0 | 0 | 0 | 387
314
315 |  | 544 | Maintenance of Electric Plant |  | F10 |  | 0 | 0 | 0 | 0 | 0 | 0 | 0 | 0 | 0 | 0 | 0 | 0 | 0 | 392
316
317 |  | 545 | Maint of Misc. Hydro Plant |  | F10 |  | 0 | 0 | 0 | 0 | 0 | 0 | 0 | 0 | 0 | 0 | 0 | 0 | 0 | 397
318
319 |  | Total Hydraulic Power Generation |  |  |  |  | 0 | 0 | 0 | 0 | 0 | 0 | 0 | 0 | 0 | 0 | 0 | 0 | 0
320
321
322 | [6 empty] | D: OTHER POWER GENERATION
323
324
325 |  | 546 | Operation Super & Engineering |  | F10 |  | 0 | 0 | 0 | 0 | 0 | 0 | 0 | 0 | 0 | 0 | 0 | 0 | 0 | 403
326
327 |  | 547 | Fuel |  | F30 |  | 0 | 0 | 0 | 0 | 0 | 0 | 0 | 0 | 0 | 0 | 0 | 0 | 0 | 407
328 |  |  |  | Simple Cycle Combustion Turbine | F30 |  | 0 | 0 | 0 | 0 | 0 | 0 | 0 | 0 | 0 | 0 | 0 | 0 | 0 | 408
329 |  |  |  | Total 547 |  |  | 0 | 0 | 0 | 0 | 0 | 0 | 0 | 0 | 0 | 0 | 0 | 0 | 0
330
331 |  | 548 | Generation Expense |  | F10 |  | 0 | 0 | 0 | 0 | 0 | 0 | 0 | 0 | 0 | 0 | 0 | 0 | 0 | 412
332 |  |  |  | Simple Cycle Combustion Turbine | F10 |  | 0 | 0 | 0 | 0 | 0 | 0 | 0 | 0 | 0 | 0 | 0 | 0 | 0 | 413
333 |  |  |  | Total 548 |  |  | 0 | 0 | 0 | 0 | 0 | 0 | 0 | 0 | 0 | 0 | 0 | 0 | 0
334
335 |  | 549 | Miscellaneous Other |  | F10 |  | 0 | 0 | 0 | 0 | 0 | 0 | 0 | 0 | 0 | 0 | 0 | 0 | 0 | 417
336 |  |  |  | Wind Generation | F10 |  | 0 | 0 | 0 | 0 | 0 | 0 | 0 | 0 | 0 | 0 | 0 | 0 | 0 | 418
337
338 |  | 550 | Maint Supervision & Engineering
339 |  |  |  | System Generation | F10 |  | 0 | 0 | 0 | 0 | 0 | 0 | 0 | 0 | 0 | 0 | 0 | 0 | 0 | 423
340 |  |  |  | Wind Generation | F10 |  | 0 | 0 | 0 | 0 | 0 | 0 | 0 | 0 | 0 | 0 | 0 | 0 | 0 | 424
341 |  |  |  | Total 550 |  |  | 0 | 0 | 0 | 0 | 0 | 0 | 0 | 0 | 0 | 0 | 0 | 0 | 0
342
343 |  | 551 | Maint Supervision & Engineering |  | F10 |  | 0 | 0 | 0 | 0 | 0 | 0 | 0 | 0 | 0 | 0 | 0 | 0 | 0 | 428
344
345 |  | 552 | Maintenance of Structures |  | F10 |  | 0 | 0 | 0 | 0 | 0 | 0 | 0 | 0 | 0 | 0 | 0 | 0 | 0 | 434
346
347 |  | 553 | Maint of Generation & Elect Plant |  | F10 |  | 0 | 0 | 0 | 0 | 0 | 0 | 0 | 0 | 0 | 0 | 0 | 0 | 0 | 438
348 |  |  |  | Simple Cycle Combustion Turbine | F10 |  | 0 | 0 | 0 | 0 | 0 | 0 | 0 | 0 | 0 | 0 | 0 | 0 | 0 | 439
349 |  |  |  | Wind Generation | F10 |  | 0 | 0 | 0 | 0 | 0 | 0 | 0 | 0 | 0 | 0 | 0 | 0 | 0 | 440
350 |  |  |  | Total 553 |  |  | 0 | 0 | 0 | 0 | 0 | 0 | 0 | 0 | 0 | 0 | 0 | 0 | 0
351
352 |  | 554 | Maintenance of Misc. Other |  | F10 |  | 0 | 0 | 0 | 0 | 0 | 0 | 0 | 0 | 0 | 0 | 0 | 0 | 0 | 444
353 |  |  |  | Simple Cycle Combustion Turbine | F10 |  | 0 | 0 | 0 | 0 | 0 | 0 | 0 | 0 | 0 | 0 | 0 | 0 | 0 | 445
354 |  |  |  | Wind Generation | F10 |  | 0 | 0 | 0 | 0 | 0 | 0 | 0 | 0 | 0 | 0 | 0 | 0 | 0 | 446
355 |  |  |  | Total 554 |  |  | 0 | 0 | 0 | 0 | 0 | 0 | 0 | 0 | 0 | 0 | 0 | 0 | 0
356
357 |  | Total Other Power Generation |  |  |  |  | 0 | 0 | 0 | 0 | 0 | 0 | 0 | 0 | 0 | 0 | 0 | 0 | 0
358
359
360 | [6 empty] | D: OTHER POWER SUPPLY
361
362
363 |  | 555 | Purchased Power |  | F10 |  | 0 | 0 | 0 | 0 | 0 | 0 | 0 | 0 | 0 | 0 | 0 | 0 | 0 | 452
364 |  |  |  | Demand | F10 |  | 0 | 0 | 0 | 0 | 0 | 0 | 0 | 0 | 0 | 0 | 0 | 0 | 0 | 453
365 |  |  |  | Energy | F30 |  | 0 | 0 | 0 | 0 | 0 | 0 | 0 | 0 | 0 | 0 | 0 | 0 | 0 | 454
366 |  |  |  | Seasonal Contracts | F10 |  | 0 | 0 | 0 | 0 | 0 | 0 | 0 | 0 | 0 | 0 | 0 | 0 | 0 | 455
367 |  |  |  | Demand | F10 |  | 0 | 0 | 0 | 0 | 0 | 0 | 0 | 0 | 0 | 0 | 0 | 0 | 0 | 456
368 |  |  |  | Total 555 |  |  | 0 | 0 | 0 | 0 | 0 | 0 | 0 | 0 | 0 | 0 | 0 | 0 | 0
369
370
371 |  | 556 | System Control & Load Dispatch |  | F10 |  | 0 | 0 | 0 | 0 | 0 | 0 | 0 | 0 | 0 | 0 | 0 | 0 | 0 | 460
372
373 |  | 557 | Other Expenses |  | F10 |  | 0 | 0 | 0 | 0 | 0 | 0 | 0 | 0 | 0 | 0 | 0 | 0 | 0 | 470
374
375
376 |  | 2010 Protocol Stipulated Embedded Cost Differential and Adjustment |  | Embedded Cost Differentials
377 |  |  |  | Company Owned Hydro | F10 |  | 0 | 0 | 0 | 0 | 0 | 0 | 0 | 0 | 0 | 0 | 0 | 0 | 0 | 473
378 |  |  |  | Company Owned Hydro | F10 |  | 0 | 0 | 0 | 0 | 0 | 0 | 0 | 0 | 0 | 0 | 0 | 0 | 0 | 474
379 |  |  |  | Mid-C Contract | F10 |  | 0 | 0 | 0 | 0 | 0 | 0 | 0 | 0 | 0 | 0 | 0 | 0 | 0 | 475
380 |  |  |  | Mid-C Contract | F10 |  | 0 | 0 | 0 | 0 | 0 | 0 | 0 | 0 | 0 | 0 | 0 | 0 | 0 | 476
381 |  |  |  | Existing QF Contracts | F10 |  | 0 | 0 | 0 | 0 | 0 | 0 | 0 | 0 | 0 | 0 | 0 | 0 | 0 | 477
382 | [6 empty] | 0 | 0 | 0 | 0 | 0 | 0 | 0 | 0 | 0 | 0 | 0 | 0 | 0
383
384 |  | Total Other Power Supply |  |  |  |  | 0 | 0 | 0 | 0 | 0 | 0 | 0 | 0 | 0 | 0 | 0 | 0 | 0
385
386 |  | TOTAL PRODUCTION EXPENSE |  |  |  |  | 0 | 0 | 0 | 0 | 0 | 0 | 0 | 0 | 0 | 0 | 0 | 0 | 0
387
388 |  | Distribution - METER - Unbundled |  |  |  |  | D: TRANSMISSION EXPENSE
389
390
391 |  | A |  | B | C |  | D | E | F | G | H | I | J | K | L | M | N | O
392 |  | FERC ACCT |  | DESCRIPTION | COS Factor |  | Utah Jurisdiction Normalized | Residential Sch 1 | General Large Dist. Sch 6 | General +1 MW Sch 8 | Street & Area Lighting Sch. 7,11,12 | General Trans Sch 9 | Irrigation Sch 10 | Traffic Signals Sch 15 | Outdoor Lighting Sch 15 | General Small Dist. Sch 23 | Industrial Cust 1 | Industrial Cust 2
393 |  | 560 | Operation Supervision & Eng |  | F106 |  | 0 | 0 | 0 | 0 | 0 | 0 | 0 | 0 | 0 | 0 | 0 | 0 | 0 | 494
394
395 |  | 561 | Load Dispatching |  | F106 |  | 0 | 0 | 0 | 0 | 0 | 0 | 0 | 0 | 0 | 0 | 0 | 0 | 0 | 498
396
397 |  | 562 | Station Expense |  | F106 |  | 0 | 0 | 0 | 0 | 0 | 0 | 0 | 0 | 0 | 0 | 0 | 0 | 0 | 502
398
399 |  | 563 | Overhead Line Expense |  | F106 |  | 0 | 0 | 0 | 0 | 0 | 0 | 0 | 0 | 0 | 0 | 0 | 0 | 0 | 506
400
401 |  | 564 | Underground Line Expense |  | F106 |  | 0 | 0 | 0 | 0 | 0 | 0 | 0 | 0 | 0 | 0 | 0 | 0 | 0 | 510
402
403 |  | 565 | Transm of Electricity by Others |  | F10 |  | 0 | 0 | 0 | 0 | 0 | 0 | 0 | 0 | 0 | 0 | 0 | 0 | 0 | 514
404 |  |  | Energy |  | F30 |  | 0 | 0 | 0 | 0 | 0 | 0 | 0 | 0 | 0 | 0 | 0 | 0 | 0 | 515
405 | [6 empty] | 0 | 0 | 0 | 0 | 0 | 0 | 0 | 0 | 0 | 0 | 0 | 0 | 0
406
407 |  | 566 | Misc. Transmission Expense |  | F106 |  | 0 | 0 | 0 | 0 | 0 | 0 | 0 | 0 | 0 | 0 | 0 | 0 | 0 | 519
408
409 |  | 567 | Rents - Transmission |  | F106 |  | 0 | 0 | 0 | 0 | 0 | 0 | 0 | 0 | 0 | 0 | 0 | 0 | 0 | 523
410
411 |  | 568 | Maint Supervision & Engineering |  | F106 |  | 0 | 0 | 0 | 0 | 0 | 0 | 0 | 0 | 0 | 0 | 0 | 0 | 0 | 527
412
413 |  | 569 | Maintenance of Structures |  | F106 |  | 0 | 0 | 0 | 0 | 0 | 0 | 0 | 0 | 0 | 0 | 0 | 0 | 0 | 531
414
415 |  | 570 | Maint of Station Equipment |  | F106 |  | 0 | 0 | 0 | 0 | 0 | 0 | 0 | 0 | 0 | 0 | 0 | 0 | 0 | 535
416
417 |  | 571 | Maintenance of Overhead Lines |  | F106 |  | 0 | 0 | 0 | 0 | 0 | 0 | 0 | 0 | 0 | 0 | 0 | 0 | 0 | 539
418
419 |  | 572 | Maint of Underground Lines |  | F106 |  | 0 | 0 | 0 | 0 | 0 | 0 | 0 | 0 | 0 | 0 | 0 | 0 | 0 | 543
420
421 |  | 573 | Maint of Misc Transmission Plant |  | F106 |  | 0 | 0 | 0 | 0 | 0 | 0 | 0 | 0 | 0 | 0 | 0 | 0 | 0 | 547
422
423
424 |  | TOTAL TRANSMISSION EXPENSE |  |  |  |  | 0 | 0 | 0 | 0 | 0 | 0 | 0 | 0 | 0 | 0 | 0 | 0 | 0
425
426
427
428
429
430
431
432
433
434
435
436 |  | Distribution - METER - Unbundled |  |  |  |  | D: DISTRIBUTION EXPENSE
437
438
439 |  | A |  | B | C |  | D | E | F | G | H | I | J | K | L | M | N | O
440 |  | FERC ACCT |  | DESCRIPTION | COS Factor |  | Utah Jurisdiction Normalized | Residential Sch 1 | General Large Dist. Sch 6 | General +1 MW Sch 8 | Street & Area Lighting Sch. 7,11,12 | General Trans Sch 9 | Irrigation Sch 10 | Traffic Signals Sch 15 | Outdoor Lighting Sch 15 | General Small Dist. Sch 23 | Industrial Cust 1 | Industrial Cust 2
441 |  | 580 | Operation Supervision & Eng |  | F131 |  | 156632.4239 | 89459.7762 | 36435.0902 | 9169.9106 | 4513.2436 | 379.5366 | 1984.0453 | 91.3782 | 28.0599 | 14520.1039 | 25.6396 | 25.6396 | 0 | 555
442
443 |  | 581 | Load Dispatching |  | F20 |  | 0 | 0 | 0 | 0 | 0 | 0 | 0 | 0 | 0 | 0 | 0 | 0 | 0 | 560
444
445 |  | 582 | Station Expense |  | F120 |  | 0 | 0 | 0 | 0 | 0 | 0 | 0 | 0 | 0 | 0 | 0 | 0 | 0 | 565
446
447 |  | 583 | Overhead Line Expenses |  | F132 |  | 0 | 0 | 0 | 0 | 0 | 0 | 0 | 0 | 0 | 0 | 0 | 0 | 0 | 570
448
449 |  | 584 | Underground Line Expense |  | F133 |  | 0 | 0 | 0 | 0 | 0 | 0 | 0 | 0 | 0 | 0 | 0 | 0 | 0 | 575
450
451 |  | 585 | Street Lighting & Signal Systems |  | F130 |  | 107247.6833 | 0 | 0 | 0 | 107247.6833 | 0 | 0 | 0 | 0 | 0 | 0 | 0 | 0 | 580
452
453 |  | 586 | Meter Expenses |  | F127 |  | 2197364.9335 | 1530585.5771 | 237413.7497 | 29049.0488 | 0 | 95123.0365 | 25785.3155 | 5149.5998 | 1087.5438 | 260318.9738 | 6426.0444 | 6426.0444 | 0 | 585
454
455 |  | 587 | Customer Installation Expenses |  | F20 |  | 0 | 0 | 0 | 0 | 0 | 0 | 0 | 0 | 0 | 0 | 0 | 0 | 0 | 590
456
457 |  | 588 | Misc. Distribution Expenses |  | F131 |  | 0 | 0 | 0 | 0 | 0 | 0 | 0 | 0 | 0 | 0 | 0 | 0 | 0 | 595
458
459 |  | 589 | Rents |  | F131 |  | 0 | 0 | 0 | 0 | 0 | 0 | 0 | 0 | 0 | 0 | 0 | 0 | 0 | 600
460
461 |  | 590 | Maint Supervision & Engineering |  | F131 |  | 74593.1873 | 42603.5024 | 17351.5128 | 4366.994 | 2149.3457 | 180.747 | 944.8635 | 43.5171 | 13.363 | 6914.921 | 12.2104 | 12.2104 | 0 | 605
462
463 |  | 591 | Maintenance of Structures |  | F119 |  | 0 | 0 | 0 | 0 | 0 | 0 | 0 | 0 | 0 | 0 | 0 | 0 | 0 | 610
464
465 |  | 592 | Maint of Station Equipment |  | F120 |  | 0 | 0 | 0 | 0 | 0 | 0 | 0 | 0 | 0 | 0 | 0 | 0 | 0 | 615
466
467 |  | 593 | Maintenance of Overhead Lines |  | F134 |  | 0 | 0 | 0 | 0 | 0 | 0 | 0 | 0 | 0 | 0 | 0 | 0 | 0 | 620
468
469 |  | 594 | Maint of Underground Lines |  | F135 |  | 0 | 0 | 0 | 0 | 0 | 0 | 0 | 0 | 0 | 0 | 0 | 0 | 0 | 625
470
471 |  | 595 | Maint of Line Transformers |  | F125 |  | 0 | 0 | 0 | 0 | 0 | 0 | 0 | 0 | 0 | 0 | 0 | 0 | 0 | 630
472
473 |  | 596 | Maint of Street Lighting & Signals |  | F130 |  | 0 | 0 | 0 | 0 | 0 | 0 | 0 | 0 | 0 | 0 | 0 | 0 | 0 | 635
474
475 |  | 597 | Maintenance of Meters |  | F127 |  | 1837413.1749 | 1279859.3723 | 198522.8511 | 24290.5055 | 0 | 79540.8709 | 21561.4064 | 4306.0406 | 909.3925 | 217675.9558 | 5373.3899 | 5373.3899 | 0 | 640
476
477 |  | 598 | Maint of Misc. Distribution Plant |  | F131 |  | 0 | 0 | 0 | 0 | 0 | 0 | 0 | 0 | 0 | 0 | 0 | 0 | 0 | 645
478
479 |  | TOTAL DISTRIBUTION EXPENSE |  |  |  |  | 4373251.403 | 2942508.2281 | 489723.2038 | 66876.4589 | 113910.2726 | 175224.1911 | 50275.6307 | 9590.5357 | 2038.3591 | 499429.9545 | 11837.2843 | 11837.2843 | 0
480
481
482 | [6 empty] | D: CUSTOMER ACCOUNTS EXPENSE
483
484
485 |  | 901 | Supervision |  | F136 |  | 0 | 0 | 0 | 0 | 0 | 0 | 0 | 0 | 0 | 0 | 0 | 0 | 0 | 652
486
487 |  | 902 | Meter Reading Expense |  | F47 |  | 0 | 0 | 0 | 0 | 0 | 0 | 0 | 0 | 0 | 0 | 0 | 0 | 0 | 657
488
489 |  | 903 | Customer Receipts & Collections |  | F48 |  | 0 | 0 | 0 | 0 | 0 | 0 | 0 | 0 | 0 | 0 | 0 | 0 | 0 | 662
490
491 |  | 904 | Uncollectible Accounts |  | F80 |  | 0 | 0 | 0 | 0 | 0 | 0 | 0 | 0 | 0 | 0 | 0 | 0 | 0 | 668
492
493 |  | 905 | Misc. Customer Accounts Exp |  | F136 |  | 0 | 0 | 0 | 0 | 0 | 0 | 0 | 0 | 0 | 0 | 0 | 0 | 0 | 673
494
495 |  | TOTAL CUSTOMER ACCOUNTS EXPENSE |  |  |  |  | 0 | 0 | 0 | 0 | 0 | 0 | 0 | 0 | 0 | 0 | 0 | 0 | 0
496
497 |  | Distribution - METER - Unbundled |  |  |  |  | D: CUSTOMER SERVICE EXPENSE
498
499 |  | A |  | B | C |  | D | E | F | G | H | I | J | K | L | M | N | O
500 |  | FERC ACCT |  | DESCRIPTION | COS Factor |  | Utah Jurisdiction Normalized | Residential Sch 1 | General Large Dist. Sch 6 | General +1 MW Sch 8 | Street & Area Lighting Sch. 7,11,12 | General Trans Sch 9 | Irrigation Sch 10 | Traffic Signals Sch 15 | Outdoor Lighting Sch 15 | General Small Dist. Sch 23 | Industrial Cust 1 | Industrial Cust 2
501 |  | 907 | Supervision |  | F40 |  | 0 | 0 | 0 | 0 | 0 | 0 | 0 | 0 | 0 | 0 | 0 | 0 | 0 | 680
502
503 |  | 908 | Customer Assistance |  | F40 |  | 0 | 0 | 0 | 0 | 0 | 0 | 0 | 0 | 0 | 0 | 0 | 0 | 0 | 685
504
505 |  | 909 | Informational & Instructional Adv |  | F40 |  | 0 | 0 | 0 | 0 | 0 | 0 | 0 | 0 | 0 | 0 | 0 | 0 | 0 | 690
506
507 |  | 910 | Misc. Customer Service |  | F40 |  | 0 | 0 | 0 | 0 | 0 | 0 | 0 | 0 | 0 | 0 | 0 | 0 | 0 | 695
508
509 |  | TOTAL CUSTOMER SERVICE EXPENSE |  |  |  |  | 0 | 0 | 0 | 0 | 0 | 0 | 0 | 0 | 0 | 0 | 0 | 0 | 0
510
511
512 | [6 empty] | D: SALES EXPENSE
513
514
515 |  | 911 | Supervision |  | F40 |  | 0 | 0 | 0 | 0 | 0 | 0 | 0 | 0 | 0 | 0 | 0 | 0 | 0 | 702
516
517 |  | 912 | Demonstration & Selling Expense |  | F40 |  | 0 | 0 | 0 | 0 | 0 | 0 | 0 | 0 | 0 | 0 | 0 | 0 | 0 | 707
518
519 |  | 913 | Advertising Expense |  | F40 |  | 0 | 0 | 0 | 0 | 0 | 0 | 0 | 0 | 0 | 0 | 0 | 0 | 0 | 712
520
521 |  | 916 | Misc. Sales Expense |  | F40 |  | 0 | 0 | 0 | 0 | 0 | 0 | 0 | 0 | 0 | 0 | 0 | 0 | 0 | 717
522
523 |  | TOTAL SALES EXPENSE |  |  |  |  | 0 | 0 | 0 | 0 | 0 | 0 | 0 | 0 | 0 | 0 | 0 | 0 | 0
524
525
526 | [6 empty] | D: ADMINISTRATION & GENERAL EXPENSE
527
528
529 |  | 920 | Administrative & General Salaries |  | F102D |  | 4300.7832 | 2566.4416 | 971.0093 | 246.0552 | 57.8572 | 5.3302 | 56.8256 | 2.2277 | 1.2402 | 393.0761 | 0.36008 | 0.36008 | 0 | 723
530 |  |  |  | Customer - System | F42 |  | 0 | 0 | 0 | 0 | 0 | 0 | 0 | 0 | 0 | 0 | 0 | 0 | 0 | 724
531 |  |  |  | System Overheads | F102D |  | 259967.8371 | 155132.7339 | 58694.2386 | 14873.2042 | 3497.2724 | 322.1945 | 3434.9149 | 134.6541 | 74.9683 | 23760.1243 | 21.7659 | 21.7659 | 0 | 725
532 |  |  |  | Administrative & General Salaries |  |  | 264268.6204 | 157699.1755 | 59665.248 | 15119.2594 | 3555.1296 | 327.5247 | 3491.7405 | 136.8818 | 76.2086 | 24153.2004 | 22.126 | 22.126 | 0
533
534 |  | 921 | Office Supplies & expenses |  | F102D |  | 969.7008 | 578.6575 | 218.9342 | 55.4782 | 13.0451 | 1.2018 | 12.8125 | 0.50227 | 0.27964 | 88.6272 | 0.081188 | 0.081188 | 0 | 729
535 |  |  |  | Customer - System | F42 |  | 0 | 0 | 0 | 0 | 0 | 0 | 0 | 0 | 0 | 0 | 0 | 0 | 0 | 730
536 |  |  |  | System Overheads | F102D |  | 27027.4766 | 16128.3272 | 6102.1286 | 1546.2881 | 363.5929 | 33.4969 | 357.1099 | 13.9993 | 7.7941 | 2470.214 | 2.2629 | 2.2629 | 0 | 731
537 |  |  |  | Office Supplies & expenses |  |  | 27997.1774 | 16706.9847 | 6321.0628 | 1601.7664 | 376.638 | 34.6987 | 369.9224 | 14.5015 | 8.0737 | 2558.8412 | 2.3441 | 2.3441 | 0
538
539 |  | 922 | A&G Expenses Transferred |  | F102D |  | -125202.0458 | -74712.8409 | -28267.492 | -7163.023 | -1684.3071 | -155.1708 | -1654.2753 | -64.8502 | -36.1052 | -11443.0162 | -10.4826 | -10.4826 | 0 | 735
540
541 |  | 923 | Outside Services |  | F102D |  | 64.9273 | 38.7446 | 14.659 | 3.7146 | 0.87345 | 0.080469 | 0.85787 | 0.03363 | 0.018723 | 5.9341 | 0.0054361 | 0.0054361 | 0 | 738
542 |  |  |  | Customer - System | F42 |  | 0 | 0 | 0 | 0 | 0 | 0 | 0 | 0 | 0 | 0 | 0 | 0 | 0 | 739
543 |  |  |  | System Overheads | F102D |  | 55113.8077 | 32888.5133 | 12443.32 | 3153.1551 | 741.4302 | 68.306 | 728.2102 | 28.547 | 15.8935 | 5037.2036 | 4.6144 | 4.6144 | 0 | 740
544 |  |  |  | Outside Services |  |  | 55178.7351 | 32927.2579 | 12457.979 | 3156.8697 | 742.3036 | 68.3865 | 729.0681 | 28.5806 | 15.9122 | 5043.1377 | 4.6199 | 4.6199 | 0
545
546 |  | 924 | Property Insurance |  | F102D |  | 0 | 0 | 0 | 0 | 0 | 0 | 0 | 0 | 0 | 0 | 0 | 0 | 0 | 744
547 |  |  |  | System Generation | F10 |  | 0 | 0 | 0 | 0 | 0 | 0 | 0 | 0 | 0 | 0 | 0 | 0 | 0 | 745
548 |  |  |  | System Overheads | F102D |  | 21624.0741 | 12903.9106 | 4882.1753 | 1237.1502 | 290.9024 | 26.8001 | 285.7156 | 11.2005 | 6.2359 | 1976.3625 | 1.8105 | 1.8105 |  | 746
549
550 |  | 925 | Injuries & Damages |  | F102D |  | 34669.5293 | 20688.6318 | 7827.513 | 1983.503 | 466.3992 | 42.9681 | 458.0831 | 17.9576 | 9.9978 | 3168.6701 | 2.9027 | 2.9027 | 0 | 750
551
552 |  | 926 | Employee Pensions & Benefits |  | F138D |  | 0 | 0 | 0 | 0 | 0 | 0 | 0 | 0 | 0 | 0 | 0 | 0 | 0 | 757
553
554 |  | 927 | Franchise Requirements |  | F102 |  | 0 | 0 | 0 | 0 | 0 | 0 | 0 | 0 | 0 | 0 | 0 | 0 | 0 | 762
555
556 |  | 928 | Regulatory Commission Expense |  | F102 |  | 0 | 0 | 0 | 0 | 0 | 0 | 0 | 0 | 0 | 0 | 0 | 0 | 0 | 769
557 |  |  |  | Regulatory Expense | F103 |  | 0 | 0 | 0 | 0 | 0 | 0 | 0 | 0 | 0 | 0 | 0 | 0 | 0 | 771
558
559 |  | 929 | Duplicate Charges |  | F102D |  | -47831.7546 | -28543.0342 | -10799.2144 | -2736.5364 | -643.4668 | -59.2809 | -631.9936 | -24.7752 | -13.7935 | -4371.6502 | -4.0047 | -4.0047 | 0 | 776
560
561 |  | 930 | Misc General Expenses
562 |  |  |  | Situs | F102D |  | 348.3045 | 207.8466 | 78.6384 | 19.9271 | 4.6856 | 0.43168 | 4.6021 | 0.18041 | 0.10044 | 31.8338 | 0.029162 | 0.029162 | 0 | 779
563 |  |  |  | Customer | F42 |  | 0 | 0 | 0 | 0 | 0 | 0 | 0 | 0 | 0 | 0 | 0 | 0 | 0 | 780
564 |  |  |  | Labor | F138D |  | 20073.217 | 11464.7112 | 4669.3364 | 1175.1692 | 578.3944 | 48.6395 | 254.2652 | 11.7106 | 3.596 | 1860.8229 | 3.2858 | 3.2858 | 0 | 781
565
566 |  | 931 | Rents |  | F102D |  | 15299.448 | 9129.7648 | 3454.2329 | 875.3076 | 205.8191 | 18.9616 | 202.1492 | 7.9246 | 4.412 | 1398.3145 | 1.281 | 1.281 | 0 | 787
567
568 |  | 935 | Maintenance of General Plant |  | F108 |  | 122167.2957 | 51608.2372 | 30790.2548 | 9066.4858 | 712.1306 | 15717.1397 | 1278.5522 | 46.2969 | 58.0409 | 8704.4281 | 1802.6935 | 2383.0358 | 0 | 793
569
570 |  | TOTAL ADMINISTRATIVE & GEN EXPENSE |  |  |  |  | 388592.6011 | 210080.6452 | 91079.7341 | 24335.8791 | 4604.6287 | 16071.0989 | 4787.8295 | 185.6091 | 132.6788 | 33080.9449 | 1826.6052 | 2406.9475 | 0
571
572
573 |  | TOTAL O & M EXPENSE |  |  |  |  | 4761844.0041 | 3152588.8733 | 580802.9379 | 91212.3379 | 118514.9013 | 191295.2899 | 55063.4602 | 9776.1448 | 2171.0379 | 532510.8993 | 13663.8896 | 14244.2319 | 0
574
575 |  | Distribution - METER - Unbundled |  |  |  |  | D: DEPRECIATION EXPENSE
576
577 |  | A |  | B | C |  | D | E | F | G | H | I | J | K | L | M | N | O
578 |  | FERC ACCT |  | DESCRIPTION | COS Factor |  | Utah Jurisdiction Normalized | Residential Sch 1 | General Large Dist. Sch 6 | General +1 MW Sch 8 | Street & Area Lighting Sch. 7,11,12 | General Trans Sch 9 | Irrigation Sch 10 | Traffic Signals Sch 15 | Outdoor Lighting Sch 15 | General Small Dist. Sch 23 | Industrial Cust 1 | Industrial Cust 2
579 |  | 403SP | Steam Depreciation |  | F10 |  | 0 | 0 | 0 | 0 | 0 | 0 | 0 | 0 | 0 | 0 | 0 | 0 | 0 | 805
580
581 |  | 403NP | Nuclear Depreciation |  | F10 |  | 0 | 0 | 0 | 0 | 0 | 0 | 0 | 0 | 0 | 0 | 0 | 0 | 0 | 809
582
583 |  | 403HP | Hydro Depreciation |  | F10 |  | 0 | 0 | 0 | 0 | 0 | 0 | 0 | 0 | 0 | 0 | 0 | 0 | 0 | 816
584
585 |  | 403OP | Other Production Depreciation |  | F10 |  | 0 | 0 | 0 | 0 | 0 | 0 | 0 | 0 | 0 | 0 | 0 | 0 | 0 | 819
586 |  |  |  | Simple Cycle Combustion Turbine | F10 |  | 0 | 0 | 0 | 0 | 0 | 0 | 0 | 0 | 0 | 0 | 0 | 0 | 0 | 820
587 |  |  |  | System Generation | F10 |  | 0 | 0 | 0 | 0 | 0 | 0 | 0 | 0 | 0 | 0 | 0 | 0 | 0 | 821
588 |  |  |  | Wind Generation | F10 |  | 0 | 0 | 0 | 0 | 0 | 0 | 0 | 0 | 0 | 0 | 0 | 0 | 0 | 822
589 |  |  |  | Total 403OP |  |  | 0 | 0 | 0 | 0 | 0 | 0 | 0 | 0 | 0 | 0 | 0 | 0 | 0
590
591 |  | 403TP | Transmission Depreciation |  | F106 |  | 0 | 0 | 0 | 0 | 0 | 0 | 0 | 0 | 0 | 0 | 0 | 0 | 0 | 829
592
593 |  | 403 | Distribution Depreciation
594 |  |  |  | Land Rights | F118 |  | 0 | 0 | 0 | 0 | 0 | 0 | 0 | 0 | 0 | 0 | 0 | 0 | 0 | 832
595 |  |  |  | Structures | F119 |  | 0 | 0 | 0 | 0 | 0 | 0 | 0 | 0 | 0 | 0 | 0 | 0 | 0 | 833
596 |  |  |  | Station Equip | F120 |  | 0 | 0 | 0 | 0 | 0 | 0 | 0 | 0 | 0 | 0 | 0 | 0 | 0 | 834
597 |  |  |  | Poles & Towers | F121 |  | 0 | 0 | 0 | 0 | 0 | 0 | 0 | 0 | 0 | 0 | 0 | 0 | 0 | 836
598 |  |  |  | OH Conductors | F122 |  | 0 | 0 | 0 | 0 | 0 | 0 | 0 | 0 | 0 | 0 | 0 | 0 | 0 | 837
599 |  |  |  | UG Conduit | F123 |  | 0 | 0 | 0 | 0 | 0 | 0 | 0 | 0 | 0 | 0 | 0 | 0 | 0 | 838
600 |  |  |  | UG Conductor | F124 |  | 0 | 0 | 0 | 0 | 0 | 0 | 0 | 0 | 0 | 0 | 0 | 0 | 0 | 839
601 |  |  |  | Line Transformer | F125 |  | 0 | 0 | 0 | 0 | 0 | 0 | 0 | 0 | 0 | 0 | 0 | 0 | 0 | 840
602 |  |  |  | Services | F126 |  | 0 | 0 | 0 | 0 | 0 | 0 | 0 | 0 | 0 | 0 | 0 | 0 | 0 | 841
603 |  |  |  | Meters | F127 |  | 2979964.4269 | 2075709.1835 | 321969.518 | 39394.9729 | 0 | 129001.451 | 34968.8491 | 6983.6484 | 1474.8764 | 353032.5207 | 8714.7034 | 8714.7034 | 0 | 842
604 |  |  |  | Inst Cust Premises | F128 |  | 0 | 0 | 0 | 0 | 0 | 0 | 0 | 0 | 0 | 0 | 0 | 0 | 0 | 843
605 |  |  |  | Leased Property | F129 |  | 0 | 0 | 0 | 0 | 0 | 0 | 0 | 0 | 0 | 0 | 0 | 0 | 0 | 844
606 |  |  |  | Street Lighting | F130 |  | 0 | 0 | 0 | 0 | 0 | 0 | 0 | 0 | 0 | 0 | 0 | 0 | 0 | 845
607 |  |  | Total Distribution Expense |  |  |  | 2979964.4269 | 2075709.1835 | 321969.518 | 39394.9729 | 0 | 129001.451 | 34968.8491 | 6983.6484 | 1474.8764 | 353032.5207 | 8714.7034 | 8714.7034 | 0
608
609 |  | 403GP | General Depreciation
610 |  |  |  | Situs | F107D |  | 99820.1926 | 59566.52 | 22536.9041 | 5710.8838 | 1342.8523 | 123.7135 | 1318.9088 | 51.7033 | 28.7857 | 9123.2062 | 8.3575 | 8.3575 | 0 | 849
611 |  |  |  | System Generation | F105D |  | 0 | 0 | 0 | 0 | 0 | 0 | 0 | 0 | 0 | 0 | 0 | 0 | 0 | 850
612 |  |  |  | System Generation | F105D |  | 0 | 0 | 0 | 0 | 0 | 0 | 0 | 0 | 0 | 0 | 0 | 0 | 0 | 851
613 |  |  |  | Energy | F30 |  | 0 | 0 | 0 | 0 | 0 | 0 | 0 | 0 | 0 | 0 | 0 | 0 | 0 | 852
614 |  |  |  | Customer - System | F42 |  | 0 | 0 | 0 | 0 | 0 | 0 | 0 | 0 | 0 | 0 | 0 | 0 | 0 | 853
615 |  |  |  | System Generation | F105D |  | 0 | 0 | 0 | 0 | 0 | 0 | 0 | 0 | 0 | 0 | 0 | 0 | 0 | 854
616 |  |  |  | System Overheads | F102D |  | 47990.9313 | 28638.021 | 10835.1526 | 2745.6432 | 645.6082 | 59.4782 | 634.0968 | 24.8576 | 13.8394 | 4386.1983 | 4.0181 | 4.0181 | 0 | 855
617 |  |  |  | Simple Cycle Combustion Turbine | F10 |  | 0 | 0 | 0 | 0 | 0 | 0 | 0 | 0 | 0 | 0 | 0 | 0 | 0 | 856
618 |  |  |  | Cholla | F10 |  | 0 | 0 | 0 | 0 | 0 | 0 | 0 | 0 | 0 | 0 | 0 | 0 | 0 | 857
619 |  |  | Total General Expense |  |  |  | 147811.1239 | 88204.541 | 33372.0566 | 8456.527 | 1988.4605 | 183.1916 | 1953.0056 | 76.5609 | 42.6251 | 13509.4045 | 12.3755 | 12.3755 | 0
620
621 |  | 403GV0 | General Vehicles |  | F105D |  | 0 | 0 | 0 | 0 | 0 | 0 | 0 | 0 | 0 | 0 | 0 | 0 | 0 | 862
622
623 |  | 403MP | Mining Depreciation |  | F30 |  | 0 | 0 | 0 | 0 | 0 | 0 | 0 | 0 | 0 | 0 | 0 | 0 | 0 | 866
624
625 |  | 403EP | Experimental Plant Depreciation |  | F10 |  | 0 | 0 | 0 | 0 | 0 | 0 | 0 | 0 | 0 | 0 | 0 | 0 | 0 | 871
626
627
628 |  | TOTAL DEPRECIATION EXPENSE |  |  |  |  | 3127775.5508 | 2163913.7245 | 355341.5746 | 47851.4999 | 1988.4605 | 129184.6427 | 36921.8547 | 7060.2094 | 1517.5015 | 366541.9253 | 8727.0789 | 8727.0789 | 0
629
630 | [6 empty] | D: AMORTIZATION EXPENSE
631
632
633 |  | 404CLG | Amort of LT Plant - Cap. Lease Gen
634 |  |  | Situs |  | F10 |  | -9.4196 | -3.421 | -2.5078 | -0.7497 | -0.016918 | -1.6306 | -0.084189 | -0.0023295 | -0.0039248 | -0.59636 | -0.19022 | -0.21654 | 0 | 876
635 |  |  | System Generation |  | F10 |  | 0 | 0 | 0 | 0 | 0 | 0 | 0 | 0 | 0 | 0 | 0 | 0 | 0 | 877
636 |  |  | System Overheads |  | F102D |  | 1947.9095 | 1162.392 | 439.7893 | 111.4432 | 26.2047 | 2.4142 | 25.7374 | 1.0089 | 0.56173 | 178.0319 | 0.16309 | 0.16309 | 0 | 878
637 |  |  | System Generation |  | F10 |  | 0 | 0 | 0 | 0 | 0 | 0 | 0 | 0 | 0 | 0 | 0 | 0 | 0 | 879
638 |  |  | Customer - System |  | F42 |  | 0 | 0 | 0 | 0 | 0 | 0 | 0 | 0 | 0 | 0 | 0 | 0 | 0 | 880
639 |  |  | System Generation |  | F10 |  | 0 | 0 | 0 | 0 | 0 | 0 | 0 | 0 | 0 | 0 | 0 | 0 | 0 | 881
640 |  |  | Total Amort. Cap. Lease General |  |  |  | 1938.4899 | 1158.971 | 437.2814 | 110.6935 | 26.1877 | 0.78356 | 25.6532 | 1.0066 | 0.5578 | 177.4356 | -0.027127 | -0.053453 | 0
641
642 |  | 404CLS | Amort of LT Plant - Cap Lease Steam |  | F10 |  | 0 | 0 | 0 | 0 | 0 | 0 | 0 | 0 | 0 | 0 | 0 | 0 | 0 | 886
643
644 |  | 404IP | Amort of LT Plant - Intangible Plant
645 |  |  |  | Situs | F107D |  | -58047.5415 | -34639.1842 | -13105.6837 | -3320.9991 | -780.8969 | -71.942 | -766.9732 | -30.0666 | -16.7395 | -5305.3363 | -4.86 | -4.86 | 0 | 889
646 |  |  |  | Energy | F30 |  | 0 | 0 | 0 | 0 | 0 | 0 | 0 | 0 | 0 | 0 | 0 | 0 | 0 | 890
647 |  |  |  | System Generation | F105D |  | 0 | 0 | 0 | 0 | 0 | 0 | 0 | 0 | 0 | 0 | 0 | 0 | 0 | 891
648 |  |  |  | System Overheads | F102D |  | 29963.2772 | 17880.2315 | 6764.9589 | 1714.2503 | 403.0873 | 37.1354 | 395.9002 | 15.5199 | 8.6407 | 2738.5356 | 2.5087 | 2.5087 | 0 | 892
649 |  |  |  | Customer - System | F42 |  | 0 | 0 | 0 | 0 | 0 | 0 | 0 | 0 | 0 | 0 | 0 | 0 | 0 | 893
650 |  |  |  | System Generation | F105D |  | 0 | 0 | 0 | 0 | 0 | 0 | 0 | 0 | 0 | 0 | 0 | 0 | 0 | 894
651 |  |  |  | System Generation | F105D |  | 0 | 0 | 0 | 0 | 0 | 0 | 0 | 0 | 0 | 0 | 0 | 0 | 0 | 895
652 |  |  |  | System Generation | F105D |  | 0 | 0 | 0 | 0 | 0 | 0 | 0 | 0 | 0 | 0 | 0 | 0 | 0 | 896
653 |  |  |  | System Generation | F105D |  | 0 | 0 | 0 | 0 | 0 | 0 | 0 | 0 | 0 | 0 | 0 | 0 | 0 | 897
654 |  |  |  | System Generation | F105D |  | 0 | 0 | 0 | 0 | 0 | 0 | 0 | 0 | 0 | 0 | 0 | 0 | 0 | 898
655 |  |  |  | System Generation | F10 |  | 0 | 0 | 0 | 0 | 0 | 0 | 0 | 0 | 0 | 0 | 0 | 0 | 0 | 899
656 |  |  | Total Amort. Intangible Plant |  |  |  | -28084.2643 | -16758.9528 | -6340.7248 | -1606.7488 | -377.8095 | -34.8066 | -371.073 | -14.5467 | -8.0988 | -2566.8006 | -2.3514 | -2.3514 | 0
657
658 |  | Distribution - METER - Unbundled |  |  |  |  | D: AMORTIZATION EXPENSE (continued)
659
660
661 |  | A |  | B | C |  | D | E | F | G | H | I | J | K | L | M | N | O
662 |  | FERC ACCT |  | DESCRIPTION | COS Factor |  | Utah Jurisdiction Normalized | Residential Sch 1 | General Large Dist. Sch 6 | General +1 MW Sch 8 | Street & Area Lighting Sch. 7,11,12 | General Trans Sch 9 | Irrigation Sch 10 | Traffic Signals Sch 15 | Outdoor Lighting Sch 15 | General Small Dist. Sch 23 | Industrial Cust 1 | Industrial Cust 2
663 |  | 404O | Amort of LT Plant - Other Plant |  | F10 |  | 0 | 0 | 0 | 0 | 0 | 0 | 0 | 0 | 0 | 0 | 0 | 0 | 0 | 904
664
665 |  | 404HP | Amort of Other Electric Plant |  | F10 |  | 0 | 0 | 0 | 0 | 0 | 0 | 0 | 0 | 0 | 0 | 0 | 0 | 0 | 909
666
667 |  | 405 | Amort of Other Electric Plant |  | F10 |  | 0 | 0 | 0 | 0 | 0 | 0 | 0 | 0 | 0 | 0 | 0 | 0 | 0 | 917
668
669 |  | 406 | Amort of Plant Acquisition Adj |  | F10 |  | 0 | 0 | 0 | 0 | 0 | 0 | 0 | 0 | 0 | 0 | 0 | 0 | 0 | 925
670
671 |  | 407 | Amort of Prop Losses, Unrec Plant, |  | F151 |  | 0 | 0 | 0 | 0 | 0 | 0 | 0 | 0 | 0 | 0 | 0 | 0 | 0 | 934
672
673
674 |  | TOTAL AMORTIZATION EXPENSE |  |  |  |  | -26145.7744 | -15599.9818 | -5903.4434 | -1496.0552 | -351.6218 | -34.023 | -345.4198 | -13.54 | -7.541 | -2389.3651 | -2.3785 | -2.4048 | 0
675
676
677 | [6 empty] | D: TAX OTHER THAN INCOME
678
679
680 |  | 408 | Total Taxes Other Than Income |  | F101D |  | 507964.9036 | 303232.5618 | 116914.7489 | 29665.6794 | 4894.8037 | -249.6011 | 6888.9458 | 250.8758 | 145.4615 | 46197.8647 | 13.1478 | 10.4153 | 0 | 947
681
682
683 | [6 empty] | D: DEFERRED ITC
684
685
686 |  | 41140 | Deferred I T C - Federal |  | F101D |  | -30464.4921 | -18185.9532 | -7011.8003 | -1779.1581 | -293.5591 | 14.9695 | -413.155 | -15.0459 | -8.7239 | -2770.653 | -0.78852 | -0.62465 | 0 | 952
687
688 |  | 41141 | Deferred I T C - Idaho |  | F101D |  | 0 | 0 | 0 | 0 | 0 | 0 | 0 | 0 | 0 | 0 | 0 | 0 | 0 | 955
689
690 |  | TOTAL DEFERRED ITC |  |  |  |  | -30464.4921 | -18185.9532 | -7011.8003 | -1779.1581 | -293.5591 | 14.9695 | -413.155 | -15.0459 | -8.7239 | -2770.653 | -0.78852 | -0.62465 | 0
691
692 |  | 427 | Interest on Long-Term Debt |  |  |  | 766626.0162 | 559655.1024 | 53648.6812 | -813.3959 | -2027.2398 | 41810.8998 | 8586.5414 | 2237.3083 | 410.5103 | 97343.3044 | 2889.6523 | 2884.6518 | 0
693
694 |  | 428-432 |  | Electric Interest Deductions for Tax | F104D |  | 6165.8594 | 3675.1439 | 1415.5138 | 359.602 | 58.8651 | 6.057 | 83.3867 | 3.0873 | 1.8544 | 561.5309 | 0.40918 | 0.40918 | 0 | 984
695
696 | [6 empty] | D: DEFERRED INCOME TAXES
697
698
699 |  | 41010 | Deferred Income Tax - Federal-DR |  | F101D |  | 1664945.9719 | 993899.0446 | 383209.0343 | 97234.5789 | 16043.596 | -818.1123 | 22579.754 | 822.2903 | 476.7761 | 151421.7776 | 43.0942 | 34.1381 | 0 | 1010
700
701 |  | 41020 | Deferred Income Tax - State-DR |  | F101D |  | 0 | 0 | 0 | 0 | 0 | 0 | 0 | 0 | 0 | 0 | 0 | 0 | 0 | 1025
702
703 |  | 41120 | Deferred Income Tax - Federal-CR |  | F101D |  | -1711351.9403 | -1021601.3536 | -393889.9733 | -99944.7358 | -16490.7688 | 840.915 | -23209.1049 | -845.2094 | -490.065 | -155642.2595 | -44.2954 | -35.0896 | 0 | 1044
704
705 |  | 41111 | Deferred Income Tax - State-CR |  | F101D |  | 0 | 0 | 0 | 0 | 0 | 0 | 0 | 0 | 0 | 0 | 0 | 0 | 0 | 1059
706
707 |  | TOTAL DEFERRED INCOME TAXES |  |  |  |  | -46405.9684 | -27702.3089 | -10680.939 | -2710.1569 | -447.1728 | 22.8027 | -629.351 | -22.9192 | -13.2889 | -4220.4818 | -1.2011 | -0.95151 | 0
708
709 |  | SCHMAF | Additions - Flow Through
710 |  |  |  | S | F101D |  | 0 | 0 | 0 | 0 | 0 | 0 | 0 | 0 | 0 | 0 | 0 | 0 | 0 | 1064
711 |  |  |  | SNP | F104D |  | 0 | 0 | 0 | 0 | 0 | 0 | 0 | 0 | 0 | 0 | 0 | 0 | 0 | 1065
712 |  |  |  | SO | F102D |  | 0 | 0 | 0 | 0 | 0 | 0 | 0 | 0 | 0 | 0 | 0 | 0 | 0 | 1066
713 |  |  |  | SE | F30 |  | 0 | 0 | 0 | 0 | 0 | 0 | 0 | 0 | 0 | 0 | 0 | 0 | 0 | 1067
714 |  |  |  | TROJP | F10 |  | 0 | 0 | 0 | 0 | 0 | 0 | 0 | 0 | 0 | 0 | 0 | 0 | 0 | 1068
715 |  |  |  | SG | F10 |  | 0 | 0 | 0 | 0 | 0 | 0 | 0 | 0 | 0 | 0 | 0 | 0 | 0 | 1069
716
717
718 |  | SCHMAP | Additions - Permanent
719 |  |  |  | S | F101D |  | 0 | 0 | 0 | 0 | 0 | 0 | 0 | 0 | 0 | 0 | 0 | 0 | 0 | 1073
720 |  |  |  | SE | F30 |  | 0 | 0 | 0 | 0 | 0 | 0 | 0 | 0 | 0 | 0 | 0 | 0 | 0 | 1074
721 |  |  |  | SNP | F104D |  | 0 | 0 | 0 | 0 | 0 | 0 | 0 | 0 | 0 | 0 | 0 | 0 | 0 | 1075
722 |  |  |  | SO | F102D |  | 0 | 0 | 0 | 0 | 0 | 0 | 0 | 0 | 0 | 0 | 0 | 0 | 0 | 1076
723 |  |  |  | SG | F10 |  | 0 | 0 | 0 | 0 | 0 | 0 | 0 | 0 | 0 | 0 | 0 | 0 | 0 | 1077
724 |  |  |  | BADDEBT | F80 |  | 161.3552 | 145.3872 | 7.538 | 2.1822 | 0 | 3.8786 | 0.43977 | 0 | 0 | 1.9295 | 0 | 0 | 0 | 1078
725
726
727 |  | SCHMAT | Additions - Temporary
728 |  |  |  | S | F101D |  | 49633.2593 | 29628.8587 | 11423.7421 | 2898.634 | 478.2714 | -24.3885 | 673.119 | 24.5131 | 14.213 | 4513.9941 | 1.2847 | 1.0177 | 0 | 1082
729 |  |  |  | SGCT | F10 |  | 0 | 0 | 0 | 0 | 0 | 0 | 0 | 0 | 0 | 0 | 0 | 0 | 0 | 1083
730 |  |  |  | CIAC | F104D |  | 1546523.2145 | 921800.9997 | 355039.7044 | 90195.5029 | 14764.5717 | 1519.2176 | 20915.088 | 774.3481 | 465.114 | 140843.4064 | 102.6309 | 102.6309 | 0 | 1084
731 |  |  |  | SNP | F104D |  | 183020.7387 | 109089.0187 | 42016.5882 | 10674.038 | 1747.2889 | 179.7893 | 2475.1616 | 91.6389 | 55.0431 | 16667.8806 | 12.1457 | 12.1457 | 0 | 1085
732 |  |  |  | TROJD | F10 |  | 0 | 0 | 0 | 0 | 0 | 0 | 0 | 0 | 0 | 0 | 0 | 0 | 0 | 1086
733 |  |  |  | SG | F10 |  | 0 | 0 | 0 | 0 | 0 | 0 | 0 | 0 | 0 | 0 | 0 | 0 | 0 | 1087
734 |  |  |  | SE | F30 |  | 0 | 0 | 0 | 0 | 0 | 0 | 0 | 0 | 0 | 0 | 0 | 0 | 0 | 1088
735 |  |  |  | SG | F10 |  | 0 | 0 | 0 | 0 | 0 | 0 | 0 | 0 | 0 | 0 | 0 | 0 | 0 | 1089
736 |  |  |  | GPS | F102D |  | 1097.3851 | 654.8516 | 247.7621 | 62.7833 | 14.7628 | 1.3601 | 14.4996 | 0.56841 | 0.31646 | 100.297 | 0.091879 | 0.091879 | 0 | 1090
737 |  |  |  | SO | F102D |  | 366213.5206 | 218533.5897 | 82681.8579 | 20951.7014 | 4926.565 | 453.8715 | 4838.7227 | 189.6856 | 105.607 | 33470.5972 | 30.6613 | 30.6613 | 0 | 1091
738 |  |  |  | SNPD | F104D |  | 11380.821 | 6783.5077 | 2612.7272 | 663.7462 | 108.6521 | 11.1799 | 153.9135 | 5.6984 | 3.4228 | 1036.4627 | 0.75526 | 0.75526 | 0 | 1092
739 |  |  |  | BADDEBT | F80 |  | 0 | 0 | 0 | 0 | 0 | 0 | 0 | 0 | 0 | 0 | 0 | 0 | 0 | 1093
740 |  |  |  | TAXDEPR | F151D |  | 0 | 0 | 0 | 0 | 0 | 0 | 0 | 0 | 0 | 0 | 0 | 0 | 0 | 1094
741 |  |  |  | SCHMDEXP | F151D |  | 2085845.2386 | 1304056.5334 | 393091.4586 | 97468.7316 | 67429.176 | 5451.0297 | 24198.5628 | 1331.2418 | 713.9586 | 191368.0565 | 368.2447 | 368.2447 | 0 | 1095
742
743
744 |  | TOTAL SCHEDULE - M ADDITIONS |  |  |  |  | 4243875.533 | 2590692.7467 | 887121.3785 | 222917.3196 | 89469.2879 | 7595.9381 | 53269.507 | 2417.6943 | 1357.675 | 388002.624 | 515.8144 | 515.5474 | 0
745
746 |  | SCHMDF | Deductions - Flow Through
747 |  |  |  | S | F101D |  | 0 | 0 | 0 | 0 | 0 | 0 | 0 | 0 | 0 | 0 | 0 | 0 | 0 | 1101
748 |  |  |  | DGP | F10 |  | 0 | 0 | 0 | 0 | 0 | 0 | 0 | 0 | 0 | 0 | 0 | 0 | 0 | 1102
749 |  |  |  | DGU | F10 |  | 0 | 0 | 0 | 0 | 0 | 0 | 0 | 0 | 0 | 0 | 0 | 0 | 0 | 1103
750
751 |  | SCHMDP | Deductions - Permanent
752 |  |  |  | S | F101D |  | 0 | 0 | 0 | 0 | 0 | 0 | 0 | 0 | 0 | 0 | 0 | 0 | 0 | 1106
753 |  |  |  | SE | F30 |  | 0 | 0 | 0 | 0 | 0 | 0 | 0 | 0 | 0 | 0 | 0 | 0 | 0 | 1107
754 |  |  |  | SNP | F104D |  | 482.1235 | 287.3684 | 110.6825 | 28.1181 | 4.6028 | 0.47361 | 6.5202 | 0.2414 | 0.145 | 43.9075 | 0.031995 | 0.031995 | 0 | 1108
755 |  |  |  | IBT | F150D |  | -246.0631 | -115.059 | -80.6237 | -18.6227 | -1.0494 | 0.44459 | -3.0177 | -0.17073 | -0.19736 | -27.8105 | 0.023327 | 0.020084 | 0 | 1109
756 |  |  |  | SG | F10 |  | 0 | 0 | 0 | 0 | 0 | 0 | 0 | 0 | 0 | 0 | 0 | 0 | 0 | 1110
757 |  |  |  | SO | F102D |  | -270.7409 | -161.5614 | -61.1265 | -15.4895 | -3.6422 | -0.33555 | -3.5773 | -0.14023 | -0.078075 | -24.7447 | -0.022668 | -0.022668 | 0 | 1111
758
759
760 |  | SCHMDT | Deductions - Temporary
761 |  |  |  | S | F101D |  | 31689.4453 | 18917.1961 | 7293.7392 | 1850.6966 | 305.3629 | -15.5714 | 429.7676 | 15.6509 | 9.0746 | 2882.0588 | 0.82023 | 0.64976 | 0 | 1115
762 |  |  |  | BADDEBT | F80 |  | 0 | 0 | 0 | 0 | 0 | 0 | 0 | 0 | 0 | 0 | 0 | 0 | 0 | 1116
763 |  |  |  | SNP | F104D |  | 383215.9128 | 228414.8134 | 87975.96 | 22349.7143 | 3658.5412 | 376.4498 | 5182.5892 | 191.8772 | 115.2515 | 34899.8541 | 25.4311 | 25.4311 | 0 | 1117
764 |  |  |  | CN | F40 |  | 0 | 0 | 0 | 0 | 0 | 0 | 0 | 0 | 0 | 0 | 0 | 0 | 0 | 1118
765 |  |  |  | TROJD | F10 |  | 566.9158 | 205.8908 | 150.9329 | 45.1205 | 1.0182 | 98.1375 | 5.0669 | 0.1402 | 0.23621 | 35.892 | 11.4481 | 13.0326 | 0 | 1119
766 |  |  |  | DGP | F10 |  | 0 | 0 | 0 | 0 | 0 | 0 | 0 | 0 | 0 | 0 | 0 | 0 | 0 | 1120
767 |  |  |  | SE | F30 |  | 0 | 0 | 0 | 0 | 0 | 0 | 0 | 0 | 0 | 0 | 0 | 0 | 0 | 1121
768 |  |  |  | SG | F10 |  | 0 | 0 | 0 | 0 | 0 | 0 | 0 | 0 | 0 | 0 | 0 | 0 | 0 | 1122
769 |  |  |  | GPS | F102D |  | -135959.5754 | -81132.2696 | -30696.2733 | -7778.4797 | -1829.025 | -168.5033 | -1796.4129 | -70.4222 | -39.2074 | -12426.2157 | -11.3833 | -11.3833 | 0 | 1123
770 |  |  |  | SO | F102D |  | 517630.2304 | 308889.7214 | 116867.9657 | 29614.5101 | 6963.5304 | 641.5317 | 6839.3683 | 268.1141 | 149.2718 | 47309.5393 | 43.3387 | 43.3387 | 0 | 1124
771 |  |  |  | TAXDEPR | F151D |  | 8378369.0666 | 5238100.4683 | 1578959.5778 | 391509.8738 | 270847.7656 | 21895.5547 | 97200.1595 | 5347.2976 | 2867.8105 | 768682.2469 | 1479.156 | 1479.156 | 0 | 1125
772 |  |  |  | SNPD | F104D |  | 726.7441 | 433.1739 | 166.8407 | 42.3848 | 6.9382 | 0.71391 | 9.8284 | 0.36388 | 0.21857 | 66.1853 | 0.048228 | 0.048228 | 0 | 1126
773
774
775 |  | TOTAL SCHEDULE - M DEDUCTIONS |  |  |  |  | 9176204.0591 | 5713839.7423 | 1760687.6752 | 437627.8264 | 279954.0426 | 22828.8956 | 107870.2924 | 5752.952 | 3102.5253 | 841440.9129 | 1548.8917 | 1550.3025 | 0
776
777 |  | TOTAL SCHEDULE - M ADJUSTMENTS |  |  |  |  | -4932328.5261 | -3123146.9956 | -873566.2967 | -214710.5068 | -190484.7547 | -15232.9575 | -54600.7854 | -3335.2577 | -1744.8504 | -453438.2889 | -1033.0773 | -1034.755 | 0
778
779
780
781 | [6 empty] | D: INCOME TAXES
782
783 |  |  | State Income Taxes Before Credits |  | F150D |  | -253298.0801 | -156082.2069 | -53205.9479 | -15711.982 | -14612.4301 | 3435.1533 | -2916.5625 | 292.9779 | 44.8785 | -14865.4636 | 16.0325 | 307.4707 | 0 | 1134
784 |  |  | Renewable Energy Credits |  | F10 |  | 0 | 0 | 0 | 0 | 0 | 0 | 0 | 0 | 0 | 0 | 0 | 0 | 0 | 1136
785 |  | 40911 | State Income Taxes |  |  |  | -253298.0801 | -156082.2069 | -53205.9479 | -15711.982 | -14612.4301 | 3435.1533 | -2916.5625 | 292.9779 | 44.8785 | -14865.4636 | 16.0325 | 307.4707 | 0
786
787 |  | Calculation of Taxable Income
788
789 |  |  | Operating Revenues |  |  |  | 8380624.589 | 5783518.2461 | 777001.1668 | 28570.8269 | -9397.8209 | 452509.2263 | 95987.7282 | 29044.6008 | 6936.9036 | 1156191.2303 | 26636.7642 | 33625.7166 | 0
790 |  |  | Operating Deductions
791 |  |  | O & M Expenses |  |  |  | 4761844.0041 | 3152588.8733 | 580802.9379 | 91212.3379 | 118514.9013 | 191295.2899 | 55063.4602 | 9776.1448 | 2171.0379 | 532510.8993 | 13663.8896 | 14244.2319 | 0
792 |  |  | Depreciation Expense |  |  |  | 3127775.5508 | 2163913.7245 | 355341.5746 | 47851.4999 | 1988.4605 | 129184.6427 | 36921.8547 | 7060.2094 | 1517.5015 | 366541.9253 | 8727.0789 | 8727.0789 | 0
793 |  |  | Amortization Expense |  |  |  | -26145.7744 | -15599.9818 | -5903.4434 | -1496.0552 | -351.6218 | -34.023 | -345.4198 | -13.54 | -7.541 | -2389.3651 | -2.3785 | -2.4048 | 0
794 |  |  | Taxes Other Than Income |  |  |  | 507964.9036 | 303232.5618 | 116914.7489 | 29665.6794 | 4894.8037 | -249.6011 | 6888.9458 | 250.8758 | 145.4615 | 46197.8647 | 13.1478 | 10.4153 | 0
795 |  |  | Interest & Dividends (AFUDC-Equity) |  | F104D |  | -115016.8803 | -68555.502 | -26404.7502 | -6707.9532 | -1098.0598 | -112.9861 | -1555.4815 | -57.5892 | -34.5911 | -10474.7016 | -7.6328 | -7.6328 | 0 | 1147
796 |  |  | Misc Revenue & Expense |  |  |  | -1664.7501 | -604.599 | -443.215 | -132.4964 | -2.9901 | -288.181 | -14.8789 | -0.41171 | -0.69364 | -105.397 | -33.6174 | -38.2701 | 0
797 |  |  | Total Operating Deductions |  |  |  | 8254757.0536 | 5534975.0769 | 1020307.8528 | 160393.0124 | 123945.4939 | 319795.1414 | 96958.4805 | 17015.689 | 3791.1751 | 932281.2256 | 22360.4876 | 22933.4184 | 0
798 |  |  | Other Deductions
799 |  |  | Interest Deductions |  | F101D |  | 772791.8756 | 563330.2463 | 55064.195 | -453.7939 | -1968.3747 | 41816.9568 | 8669.9281 | 2240.3955 | 412.3647 | 97904.8354 | 2890.0614 | 2885.061 | 0
800 |  |  | Interest on PCRBS |  |  |  | 0 | 0 | 0 | 0 | 0 | 0 | 0 | 0 | 0 | 0 | 0 | 0 | 0
801 |  |  | Schedule M Adjustments |  |  |  | -4932328.5261 | -3123146.9956 | -873566.2967 | -214710.5068 | -190484.7547 | -15232.9575 | -54600.7854 | -3335.2577 | -1744.8504 | -453438.2889 | -1033.0773 | -1034.755 | 0
802
803 |  |  | Income Before State Taxes |  |  |  | -5579252.8663 | -3437934.0727 | -1171937.1777 | -346078.8984 | -321859.6948 | 75664.1707 | -64241.4657 | 6453.2586 | 988.5133 | -327433.1195 | 353.1379 | 6772.4821 | 0
804
805 |  |  | State Income Taxes |  |  |  | -253298.0801 | -156082.2069 | -53205.9479 | -15711.982 | -14612.4301 | 3435.1533 | -2916.5625 | 292.9779 | 44.8785 | -14865.4636 | 16.0325 | 307.4707 | 0
806
807 |  |  | Adjustments to Calculated Tax:
808 |  |  |  | PMI | F30 |  | 0 | 0 | 0 | 0 | 0 | 0 | 0 | 0 | 0 | 0 | 0 | 0 | 0 | 1166
809 |  |  |  | Renewable Energy Credits | F10 |  | 0 | 0 | 0 | 0 | 0 | 0 | 0 | 0 | 0 | 0 | 0 | 0 | 0 | 1167
810 |  |  |  | System Overheads | F102D |  | 0 | 0 | 0 | 0 | 0 | 0 | 0 | 0 | 0 | 0 | 0 | 0 | 0 | 1168
811 |  |  |  | Situs | F107D |  | 0 | 0 | 0 | 0 | 0 | 0 | 0 | 0 | 0 | 0 | 0 | 0 | 0 | 1169
812 |  |  |  | Total Adjustments |  |  | 0 | 0 | 0 | 0 | 0 | 0 | 0 | 0 | 0 | 0 | 0 | 0 | 0
813
814 |  |  | 35%
815
816 |  | 40910 | Federal Income Tax |  |  |  | -1864084.1752 | -1148648.153 | -391555.9304 | -115628.4207 | -107536.5426 | 25280.1561 | -21463.7161 | 2156.0982 | 330.2722 | -109398.6796 | 117.9869 | 2262.754 | 0
817
818
819 |  | TOTAL OPERATING EXPENSES |  |  |  |  | 6175521.2182 | 4252911.9568 | 584257.9855 | 31271.248 | 2153.849 | 348661.2091 | 73091.1773 | 19484.3893 | 4178.9042 | 811500.6492 | 22500.1501 | 25509.6997 | 0
820
821
822 |  | Distribution - METER - Unbundled |  |  |  |  | D: STEAM PRODUCTION PLANT
823
824 |  | A |  | B | C |  | D | E | F | G | H | I | J | K | L | M | N | O
825 |  | FERC ACCT |  | DESCRIPTION | COS Factor |  | Utah Jurisdiction Normalized | Residential Sch 1 | General Large Dist. Sch 6 | General +1 MW Sch 8 | Street & Area Lighting Sch. 7,11,12 | General Trans Sch 9 | Irrigation Sch 10 | Traffic Signals Sch 15 | Outdoor Lighting Sch 15 | General Small Dist. Sch 23 | Industrial Cust 1 | Industrial Cust 2
826 |  | 310 | Land and Land Rights |  | F10 |  | 0 | 0 | 0 | 0 | 0 | 0 | 0 | 0 | 0 | 0 | 0 | 0 | 0 | 1186
827 |  |  |  | Total 310 |  |  | 0 | 0 | 0 | 0 | 0 | 0 | 0 | 0 | 0 | 0 | 0 | 0 | 0
828
829 |  | 311 | Structures and Improvements |  | F10 |  | 0 | 0 | 0 | 0 | 0 | 0 | 0 | 0 | 0 | 0 | 0 | 0 | 0 | 1193
830 |  |  |  | Total 311 |  |  | 0 | 0 | 0 | 0 | 0 | 0 | 0 | 0 | 0 | 0 | 0 | 0 | 0
831
832 |  | 312 | Boiler Plant Equipment |  | F10 |  | 0 | 0 | 0 | 0 | 0 | 0 | 0 | 0 | 0 | 0 | 0 | 0 | 0 | 1200
833 |  |  |  | Total 312 |  |  | 0 | 0 | 0 | 0 | 0 | 0 | 0 | 0 | 0 | 0 | 0 | 0 | 0
834
835 |  | 314 | Turbogenerator Units |  | F10 |  | 0 | 0 | 0 | 0 | 0 | 0 | 0 | 0 | 0 | 0 | 0 | 0 | 0 | 1207
836 |  |  |  | Total 314 |  |  | 0 | 0 | 0 | 0 | 0 | 0 | 0 | 0 | 0 | 0 | 0 | 0 | 0
837
838 |  | 315 | Accessory Electric Equipment |  | F10 |  | 0 | 0 | 0 | 0 | 0 | 0 | 0 | 0 | 0 | 0 | 0 | 0 | 0 | 1214
839 |  |  |  | Total 316 |  |  | 0 | 0 | 0 | 0 | 0 | 0 | 0 | 0 | 0 | 0 | 0 | 0 | 0
840
841 |  | 316 | Misc Power Plant Equipment |  | F10 |  | 0 | 0 | 0 | 0 | 0 | 0 | 0 | 0 | 0 | 0 | 0 | 0 | 0 | 1221
842 |  |  |  | Total 316 |  |  | 0 | 0 | 0 | 0 | 0 | 0 | 0 | 0 | 0 | 0 | 0 | 0 | 0
843
844 |  | S00 | Unclassified Steam Plant - Acct 300 |  | F10 |  | 0 | 0 | 0 | 0 | 0 | 0 | 0 | 0 | 0 | 0 | 0 | 0 | 0 | 1226
845
846
847
848 |  | Total Steam Production Plant |  |  |  |  | 0 | 0 | 0 | 0 | 0 | 0 | 0 | 0 | 0 | 0 | 0 | 0 | 0
849
850
851 | [6 empty] | D: NUCLEAR PRODUCTION
852
853
854 |  | 320 | Land and Land Rights |  | F10 |  | 0 | 0 | 0 | 0 | 0 | 0 | 0 | 0 | 0 | 0 | 0 | 0 | 0 | 1232
855
856 |  | 321 | Structures and Improvements |  | F10 |  | 0 | 0 | 0 | 0 | 0 | 0 | 0 | 0 | 0 | 0 | 0 | 0 | 0 | 1236
857
858 |  | 322 | Reactor Plant Equipment |  | F10 |  | 0 | 0 | 0 | 0 | 0 | 0 | 0 | 0 | 0 | 0 | 0 | 0 | 0 | 1240
859
860 |  | 323 | Turbogenerator Units |  | F10 |  | 0 | 0 | 0 | 0 | 0 | 0 | 0 | 0 | 0 | 0 | 0 | 0 | 0 | 1244
861
862 |  | 324 | Land and Land Rights |  | F10 |  | 0 | 0 | 0 | 0 | 0 | 0 | 0 | 0 | 0 | 0 | 0 | 0 | 0 | 1248
863
864 |  | 325 | Misc. Power Plant Equipment |  | F10 |  | 0 | 0 | 0 | 0 | 0 | 0 | 0 | 0 | 0 | 0 | 0 | 0 | 0 | 1252
865
866 |  | N00 | Unclassified Nuclear Plt - Acct 300 |  | F10 |  | 0 | 0 | 0 | 0 | 0 | 0 | 0 | 0 | 0 | 0 | 0 | 0 | 0 | 1258
867
868 |  | Total Nuclear Production Plant |  |  |  |  | 0 | 0 | 0 | 0 | 0 | 0 | 0 | 0 | 0 | 0 | 0 | 0 | 0
869
870
871 | [6 empty] | D: HYDRAULIC PRODUCTION PLANT
872
873
874 |  | 330 | Land and Land Rights |  | F10 |  | 0 | 0 | 0 | 0 | 0 | 0 | 0 | 0 | 0 | 0 | 0 | 0 | 0 | 1268
875
876 |  | 331 | Structures and Improvements |  | F10 |  | 0 | 0 | 0 | 0 | 0 | 0 | 0 | 0 | 0 | 0 | 0 | 0 | 0 | 1275
877
878 |  | 332 | Reservoirs, Dams & Waterways |  | F10 |  | 0 | 0 | 0 | 0 | 0 | 0 | 0 | 0 | 0 | 0 | 0 | 0 | 0 | 1282
879
880 |  | 333 | Water Wheel, Turbines, & Generators |  | F10 |  | 0 | 0 | 0 | 0 | 0 | 0 | 0 | 0 | 0 | 0 | 0 | 0 | 0 | 1289
881
882 |  | 334 | Accessory Electric Equipment |  | F10 |  | 0 | 0 | 0 | 0 | 0 | 0 | 0 | 0 | 0 | 0 | 0 | 0 | 0 | 1296
883
884 |  | 335 | Misc. Power Plant Equipment |  | F10 |  | 0 | 0 | 0 | 0 | 0 | 0 | 0 | 0 | 0 | 0 | 0 | 0 | 0 | 1303
885
886 |  | 336 | Roads, Railroads & Bridges |  | F10 |  | 0 | 0 | 0 | 0 | 0 | 0 | 0 | 0 | 0 | 0 | 0 | 0 | 0 | 1310
887
888 |  | H00 | Unclassified Hydro Plant - Acct 300 |  | F10 |  | 0 | 0 | 0 | 0 | 0 | 0 | 0 | 0 | 0 | 0 | 0 | 0 | 0 | 1316
889
890 |  | Total Hydraulic Plant |  |  |  |  | 0 | 0 | 0 | 0 | 0 | 0 | 0 | 0 | 0 | 0 | 0 | 0 | 0
891
892 |  | Distribution - METER - Unbundled
893 |  | A |  | B | C |  | D | E | F | G | H | I | J | K | L | M | N | O
894 |  | FERC ACCT |  | DESCRIPTION | COS Factor |  | Utah Jurisdiction Normalized | Residential Sch 1 | General Large Dist. Sch 6 | General +1 MW Sch 8 | Street & Area Lighting Sch. 7,11,12 | General Trans Sch 9 | Irrigation Sch 10 | Traffic Signals Sch 15 | Outdoor Lighting Sch 15 | General Small Dist. Sch 23 | Industrial Cust 1 | Industrial Cust 2
895 |  | 340 | Land and Land Rights |  | F10 |  | 0 | 0 | 0 | 0 | 0 | 0 | 0 | 0 | 0 | 0 | 0 | 0 | 0 | 1322
896 |  |  |  | Wind Generation | F10 |  | 0 | 0 | 0 | 0 | 0 | 0 | 0 | 0 | 0 | 0 | 0 | 0 | 0 | 1323
897 |  |  |  | Simple Cycle Combustion Turbine | F10 |  | 0 | 0 | 0 | 0 | 0 | 0 | 0 | 0 | 0 | 0 | 0 | 0 | 0 | 1324
898 |  |  |  | Total 340 |  |  | 0 | 0 | 0 | 0 | 0 | 0 | 0 | 0 | 0 | 0 | 0 | 0 | 0
899
900 |  | 341 | Structures and Improvements |  | F10 |  | 0 | 0 | 0 | 0 | 0 | 0 | 0 | 0 | 0 | 0 | 0 | 0 | 0 | 1328
901 |  |  |  | Wind Generation | F10 |  | 0 | 0 | 0 | 0 | 0 | 0 | 0 | 0 | 0 | 0 | 0 | 0 | 0 | 1330
902 |  |  |  | Simple Cycle Combustion Turbine | F10 |  | 0 | 0 | 0 | 0 | 0 | 0 | 0 | 0 | 0 | 0 | 0 | 0 | 0 | 1331
903 |  |  |  | Total 341 |  |  | 0 | 0 | 0 | 0 | 0 | 0 | 0 | 0 | 0 | 0 | 0 | 0 | 0
904
905 |  | 342 | Fuel Holders, Producers & Access |  | F10 |  | 0 | 0 | 0 | 0 | 0 | 0 | 0 | 0 | 0 | 0 | 0 | 0 | 0 | 1335
906 |  |  |  | Simple Cycle Combustion Turbine | F10 |  | 0 | 0 | 0 | 0 | 0 | 0 | 0 | 0 | 0 | 0 | 0 | 0 | 0 | 1337
907 |  |  |  | Total 342 |  |  | 0 | 0 | 0 | 0 | 0 | 0 | 0 | 0 | 0 | 0 | 0 | 0 | 0
908
909 |  | 343 | Prime Movers |  | F10 |  | 0 | 0 | 0 | 0 | 0 | 0 | 0 | 0 | 0 | 0 | 0 | 0 | 0 | 1342
910 |  |  |  | Wind Generation | F10 |  | 0 | 0 | 0 | 0 | 0 | 0 | 0 | 0 | 0 | 0 | 0 | 0 | 0 | 1343
911 |  |  |  | Simple Cycle Combustion Turbine | F10 |  | 0 | 0 | 0 | 0 | 0 | 0 | 0 | 0 | 0 | 0 | 0 | 0 | 0 | 1344
912 |  |  |  | Total 343 |  |  | 0 | 0 | 0 | 0 | 0 | 0 | 0 | 0 | 0 | 0 | 0 | 0 | 0
913
914 |  | 344 | Generators |  | F10 |  | 0 | 0 | 0 | 0 | 0 | 0 | 0 | 0 | 0 | 0 | 0 | 0 | 0 | 1349
915 |  |  |  | Wind Generation | F10 |  | 0 | 0 | 0 | 0 | 0 | 0 | 0 | 0 | 0 | 0 | 0 | 0 | 0 | 1350
916 |  |  |  | Simple Cycle Combustion Turbine | F10 |  | 0 | 0 | 0 | 0 | 0 | 0 | 0 | 0 | 0 | 0 | 0 | 0 | 0 | 1351
917 |  |  |  | Total 344 |  |  | 0 | 0 | 0 | 0 | 0 | 0 | 0 | 0 | 0 | 0 | 0 | 0 | 0
918
919 |  | 345 | Accessory Electric Plant |  | F10 |  | 0 | 0 | 0 | 0 | 0 | 0 | 0 | 0 | 0 | 0 | 0 | 0 | 0 | 1355
920 |  |  |  | Wind Generation | F10 |  | 0 | 0 | 0 | 0 | 0 | 0 | 0 | 0 | 0 | 0 | 0 | 0 | 0 | 1356
921 |  |  |  | Simple Cycle Combustion Turbine | F10 |  | 0 | 0 | 0 | 0 | 0 | 0 | 0 | 0 | 0 | 0 | 0 | 0 | 0 | 1358
922 |  |  |  | Total 345 |  |  | 0 | 0 | 0 | 0 | 0 | 0 | 0 | 0 | 0 | 0 | 0 | 0 | 0
923
924 |  | 346 | Misc. Power Plant Equipment |  | F10 |  | 0 | 0 | 0 | 0 | 0 | 0 | 0 | 0 | 0 | 0 | 0 | 0 | 0 | 1362
925 |  |  |  | Wind Generation | F10 |  | 0 | 0 | 0 | 0 | 0 | 0 | 0 | 0 | 0 | 0 | 0 | 0 | 0 | 1363
926
927 |  | O00 | Unclassified Other Prod - Acct 300 |  | F10 |  | 0 | 0 | 0 | 0 | 0 | 0 | 0 | 0 | 0 | 0 | 0 | 0 | 0 | 1370
928
929 |  | Total Other Production Plant |  |  |  |  | 0 | 0 | 0 | 0 | 0 | 0 | 0 | 0 | 0 | 0 | 0 | 0 | 0
930
931 |  | Experimental Plant
932 |  | 103 | Experimental Plant |  | F10 |  | 0 | 0 | 0 | 0 | 0 | 0 | 0 | 0 | 0 | 0 | 0 | 0 | 0 | 1376
933
934 |  | TOTAL PRODUCTION PLANT |  |  |  |  | 0 | 0 | 0 | 0 | 0 | 0 | 0 | 0 | 0 | 0 | 0 | 0 | 0
935
936 | [6 empty] | D: TRANSMISSION PLANT
937 |  | 350 | Land and Land Rights
938 |  |  |  | Demand | F10 |  | 0 | 0 | 0 | 0 | 0 | 0 | 0 | 0 | 0 | 0 | 0 | 0 | 0 | 1385
939 |  |  |  | Direct Assigned | A | 0 | 0 | 0 | 0 | 0 | 0 | 0 | 0 | 0 | 0 | 0 | 0 | 0 | 0
940 | [6 empty] | 0 | 0 | 0 | 0 | 0 | 0 | 0 | 0 | 0 | 0 | 0 | 0 | 0
941 |  | 352 | Structures and Improvements
942 |  |  |  | Demand | F10 |  | 0 | 0 | 0 | 0 | 0 | 0 | 0 | 0 | 0 | 0 | 0 | 0 | 0 | 1392
943 |  |  |  | Direct Assigned | A | 0 | 0 | 0 | 0 | 0 | 0 | 0 | 0 | 0 | 0 | 0 | 0 | 0 | 0
944 | [6 empty] | 0 | 0 | 0 | 0 | 0 | 0 | 0 | 0 | 0 | 0 | 0 | 0 | 0
945 |  | 353 | Station Equipment
946 |  |  |  | Demand | F10 |  | 0 | 0 | 0 | 0 | 0 | 0 | 0 | 0 | 0 | 0 | 0 | 0 | 0 | 1398
947 |  |  |  | Direct Assigned | A | 0 | 0 | 0 | 0 | 0 | 0 | 0 | 0 | 0 | 0 | 0 | 0 | 0 | 0
948 | [6 empty] | 0 | 0 | 0 | 0 | 0 | 0 | 0 | 0 | 0 | 0 | 0 | 0 | 0
949 |  | 354 | Towers and Fixtures
950 |  |  |  | Demand | F10 |  | 0 | 0 | 0 | 0 | 0 | 0 | 0 | 0 | 0 | 0 | 0 | 0 | 0 | 1404
951 |  |  |  | Direct Assigned | A | 0 | 0 | 0 | 0 | 0 | 0 | 0 | 0 | 0 | 0 | 0 | 0 | 0 | 0
952 | [6 empty] | 0 | 0 | 0 | 0 | 0 | 0 | 0 | 0 | 0 | 0 | 0 | 0 | 0
953 |  | 355 | Poles and Fixtures
954 |  |  |  | Demand | F10 |  | 0 | 0 | 0 | 0 | 0 | 0 | 0 | 0 | 0 | 0 | 0 | 0 | 0 | 1410
955 |  |  |  | Direct Assigned | A | 0 | 0 | 0 | 0 | 0 | 0 | 0 | 0 | 0 | 0 | 0 | 0 | 0 | 0
956 | [6 empty] | 0 | 0 | 0 | 0 | 0 | 0 | 0 | 0 | 0 | 0 | 0 | 0 | 0
957 |  | 356 | Overhead Conductors
958 |  |  |  | Demand | F10 |  | 0 | 0 | 0 | 0 | 0 | 0 | 0 | 0 | 0 | 0 | 0 | 0 | 0 | 1416
959 |  |  |  | Direct Assigned | A | 0 | 0 | 0 | 0 | 0 | 0 | 0 | 0 | 0 | 0 | 0 | 0 | 0 | 0
960 | [6 empty] | 0 | 0 | 0 | 0 | 0 | 0 | 0 | 0 | 0 | 0 | 0 | 0 | 0
961 |  | 357 | Underground Conduit
962 |  |  |  | Demand | F10 |  | 0 | 0 | 0 | 0 | 0 | 0 | 0 | 0 | 0 | 0 | 0 | 0 | 0 | 1422
963 |  |  |  | Direct Assigned | A | 0 | 0 | 0 | 0 | 0 | 0 | 0 | 0 | 0 | 0 | 0 | 0 | 0 | 0
964 | [6 empty] | 0 | 0 | 0 | 0 | 0 | 0 | 0 | 0 | 0 | 0 | 0 | 0 | 0
965 |  | 358 | Underground Conductors
966 |  |  |  | Demand | F10 |  | 0 | 0 | 0 | 0 | 0 | 0 | 0 | 0 | 0 | 0 | 0 | 0 | 0 | 1428
967 |  |  |  | Direct Assigned | A | 0 | 0 | 0 | 0 | 0 | 0 | 0 | 0 | 0 | 0 | 0 | 0 | 0 | 0
968 | [6 empty] | 0 | 0 | 0 | 0 | 0 | 0 | 0 | 0 | 0 | 0 | 0 | 0 | 0
969 |  | 359 | Roads and Trails
970 |  |  |  | Demand | F10 |  | 0 | 0 | 0 | 0 | 0 | 0 | 0 | 0 | 0 | 0 | 0 | 0 | 0 | 1434
971 |  |  |  | Direct Assigned | A | 0 | 0 | 0 | 0 | 0 | 0 | 0 | 0 | 0 | 0 | 0 | 0 | 0 | 0
972 | [6 empty] | 0 | 0 | 0 | 0 | 0 | 0 | 0 | 0 | 0 | 0 | 0 | 0 | 0
973
974 |  | T00 | Unclassified Trans Plant - Acct 300 |  | F10 |  | 0 | 0 | 0 | 0 | 0 | 0 | 0 | 0 | 0 | 0 | 0 | 0 | 0 | 1438
975 |  | TS0 | Unclassified Trans Sub - Acct 300 |  | F10 |  | 0 | 0 | 0 | 0 | 0 | 0 | 0 | 0 | 0 | 0 | 0 | 0 | 0 | 1442
976
977 |  | TOTAL TRANSMISSION PLANT |  |  |  |  | 0 | 0 | 0 | 0 | 0 | 0 | 0 | 0 | 0 | 0 | 0 | 0 | 0
978 |  | Distribution - METER - Unbundled |  |  |  |  | D: DISTRIBUTION PLANT
979 |  | A |  | B | C |  | D | E | F | G | H | I | J | K | L | M | N | O
980 |  | FERC ACCT |  | DESCRIPTION | COS Factor |  | Utah Jurisdiction Normalized | Residential Sch 1 | General Large Dist. Sch 6 | General +1 MW Sch 8 | Street & Area Lighting Sch. 7,11,12 | General Trans Sch 9 | Irrigation Sch 10 | Traffic Signals Sch 15 | Outdoor Lighting Sch 15 | General Small Dist. Sch 23 | Industrial Cust 1 | Industrial Cust 2
981
982 |  | 360 | Land and Land Rights
983 |  |  |  | Demand Primary | F20 |  | 0 | 0 | 0 | 0 | 0 | 0 | 0 | 0 | 0 | 0 | 0 | 0 | 0 | 1447
984 |  |  |  | Assigned | A | 0 | 0 | 0 | 0 | 0 | 0 | 0 | 0 | 0 | 0 | 0 | 0 | 0 | 0
985 | [6 empty] | 0 | 0 | 0 | 0 | 0 | 0 | 0 | 0 | 0 | 0 | 0 | 0 | 0
986 |  | 361 | Structures and Improvements
987 |  |  |  | Demand Primary | F20 |  | 0 | 0 | 0 | 0 | 0 | 0 | 0 | 0 | 0 | 0 | 0 | 0 | 0 | 1451
988 |  |  |  | Assigned | A | 0 | 0 | 0 | 0 | 0 | 0 | 0 | 0 | 0 | 0 | 0 | 0 | 0 | 0
989 | [6 empty] | 0 | 0 | 0 | 0 | 0 | 0 | 0 | 0 | 0 | 0 | 0 | 0 | 0
990 |  | 362 | Station Equipment
991 |  |  |  | Demand Primary | F20 |  | 0 | 0 | 0 | 0 | 0 | 0 | 0 | 0 | 0 | 0 | 0 | 0 | 0 | 1455
992 |  |  |  | Assigned | A | 0 | 0 | 0 | 0 | 0 | 0 | 0 | 0 | 0 | 0 | 0 | 0 | 0 | 0
993 | [6 empty] | 0 | 0 | 0 | 0 | 0 | 0 | 0 | 0 | 0 | 0 | 0 | 0 | 0
994 |  | 364 | Poles, Towers & Fixtures
995 |  |  |  | Demand Primary | F20 | 0 | 0 | 0 | 0 | 0 | 0 | 0 | 0 | 0 | 0 | 0 | 0 | 0 | 0 | 1459
996 |  |  |  | Demand Secondary | F22 | 0 | 0 | 0 | 0 | 0 | 0 | 0 | 0 | 0 | 0 | 0 | 0 | 0 | 0
997 |  |  |  | Assigned | A | 0 | 0 | 0 | 0 | 0 | 0 | 0 | 0 | 0 | 0 | 0 | 0 | 0 | 0
998 | [6 empty] | 0 | 0 | 0 | 0 | 0 | 0 | 0 | 0 | 0 | 0 | 0 | 0 | 0
999 |  | 365 | Overhead Conductors
1000 |  |  |  | Demand Primary | F20 | 0 | 0 | 0 | 0 | 0 | 0 | 0 | 0 | 0 | 0 | 0 | 0 | 0 | 0 | 1463
1001 |  |  |  | Demand Secondary | F22 | 0 | 0 | 0 | 0 | 0 | 0 | 0 | 0 | 0 | 0 | 0 | 0 | 0 | 0
1002 |  |  |  | Assigned | A | 0 | 0 | 0 | 0 | 0 | 0 | 0 | 0 | 0 | 0 | 0 | 0 | 0 | 0
1003 | [6 empty] | 0 | 0 | 0 | 0 | 0 | 0 | 0 | 0 | 0 | 0 | 0 | 0 | 0
1004 |  | 366 | Underground Conduit
1005 |  |  |  | Demand Primary | F20 | 0 | 0 | 0 | 0 | 0 | 0 | 0 | 0 | 0 | 0 | 0 | 0 | 0 | 0 | 1467
1006 |  |  |  | Demand Secondary | F22 | 0 | 0 | 0 | 0 | 0 | 0 | 0 | 0 | 0 | 0 | 0 | 0 | 0 | 0
1007 |  |  |  | Assigned | A | 0 | 0 | 0 | 0 | 0 | 0 | 0 | 0 | 0 | 0 | 0 | 0 | 0 | 0
1008 | [6 empty] | 0 | 0 | 0 | 0 | 0 | 0 | 0 | 0 | 0 | 0 | 0 | 0 | 0
1009 |  | 367 | Underground Conductors
1010 |  |  |  | Demand Primary | F20 | 0 | 0 | 0 | 0 | 0 | 0 | 0 | 0 | 0 | 0 | 0 | 0 | 0 | 0 | 1471
1011 |  |  |  | Demand Secondary | F22 | 0 | 0 | 0 | 0 | 0 | 0 | 0 | 0 | 0 | 0 | 0 | 0 | 0 | 0
1012 |  |  |  | Assigned | A | 0 | 0 | 0 | 0 | 0 | 0 | 0 | 0 | 0 | 0 | 0 | 0 | 0 | 0
1013 | [6 empty] | 0 | 0 | 0 | 0 | 0 | 0 | 0 | 0 | 0 | 0 | 0 | 0 | 0
1014 |  | 368 | Line Transformers
1015 |  |  |  | Demand Secondary | F21 |  | 0 | 0 | 0 | 0 | 0 | 0 | 0 | 0 | 0 | 0 | 0 | 0 | 0 | 1475
1016 |  |  |  | Assigned | A | 0 | 0 | 0 | 0 | 0 | 0 | 0 | 0 | 0 | 0 | 0 | 0 | 0 | 0
1017 | [6 empty] | 0 | 0 | 0 | 0 | 0 | 0 | 0 | 0 | 0 | 0 | 0 | 0 | 0
1018 |  | 369 | Services
1019 |  |  |  | Customer | F70 |  | 0 | 0 | 0 | 0 | 0 | 0 | 0 | 0 | 0 | 0 | 0 | 0 | 0 | 1479
1020 |  |  |  | Assigned | A | 0 | 0 | 0 | 0 | 0 | 0 | 0 | 0 | 0 | 0 | 0 | 0 | 0 | 0
1021 | [6 empty] | 0 | 0 | 0 | 0 | 0 | 0 | 0 | 0 | 0 | 0 | 0 | 0 | 0
1022 |  | 370 | Meters
1023 |  |  |  | Customer | F60 |  | 76443990.2902 | 53247445.25 | 8259371.9852 | 1010585.5284 | 0 | 3309229.3257 | 897043.7156 | 179149.103 | 37834.4913 | 9056220.3843 | 223555.2534 | 223555.2534 | 0 | 1483
1024 |  |  |  | Assigned | A | 1 | 0 | 0 | 0 | 0 | 0 | 0 | 0 | 0 | 0 | 0 | 0 | 0 | 0
1025 | [6 empty] | 76443990.2902 | 53247445.25 | 8259371.9852 | 1010585.5284 | 0 | 3309229.3257 | 897043.7156 | 179149.103 | 37834.4913 | 9056220.3843 | 223555.2534 | 223555.2534 | 0
1026 |  | 371 | Install on Customers' Premises
1027 |  |  |  | Demand Primary | F20 | 0 | 0 | 0 | 0 | 0 | 0 | 0 | 0 | 0 | 0 | 0 | 0 | 0 | 0 | 1487
1028 |  |  |  | Demand Secondary | F22 | 0 | 0 | 0 | 0 | 0 | 0 | 0 | 0 | 0 | 0 | 0 | 0 | 0 | 0
1029 |  |  |  | Assigned | A | 0 | 0 | 0 | 0 | 0 | 0 | 0 | 0 | 0 | 0 | 0 | 0 | 0 | 0
1030 | [6 empty] | 0 | 0 | 0 | 0 | 0 | 0 | 0 | 0 | 0 | 0 | 0 | 0 | 0
1031 |  | 372 | Leased Property
1032 |  |  |  | Demand Primary | F20 | 0 | 0 | 0 | 0 | 0 | 0 | 0 | 0 | 0 | 0 | 0 | 0 | 0 | 0 | 1491
1033 |  |  |  | Demand Secondary | F22 | 0.0078467 | 0 | 0 | 0 | 0 | 0 | 0 | 0 | 0 | 0 | 0 | 0 | 0 | 0
1034 |  |  |  | Assigned | A | 0 | 0 | 0 | 0 | 0 | 0 | 0 | 0 | 0 | 0 | 0 | 0 | 0 | 0
1035 | [6 empty] | 0 | 0 | 0 | 0 | 0 | 0 | 0 | 0 | 0 | 0 | 0 | 0 | 0
1036
1037 |  | 373 | Street Lights |  | A | 0 | 0 | 0 | 0 | 0 | 0 | 0 | 0 | 0 | 0 | 0 | 0 | 0 | 0 | 1496
1038
1039
1040 |  | D00 | Unclassified Dist Plant - Acct 300 |  | F22 |  | 0 | 0 | 0 | 0 | 0 | 0 | 0 | 0 | 0 | 0 | 0 | 0 | 0 | 1499
1041 |  | DS0 | Unclassified Dist Sub - Acct 300 |  | F20 |  | 0 | 0 | 0 | 0 | 0 | 0 | 0 | 0 | 0 | 0 | 0 | 0 | 0 | 1503
1042 |  | TOTAL DISTRIBUTION PLANT |  |  |  |  | 76443990.2902 | 53247445.25 | 8259371.9852 | 1010585.5284 | 0 | 3309229.3257 | 897043.7156 | 179149.103 | 37834.4913 | 9056220.3843 | 223555.2534 | 223555.2534 | 0
1043
1044 |  | Distribution - METER - Unbundled |  |  |  |  | DISTRIBUTION PLANT D: GENERAL PLANT
1045
1046 |  | A |  | B | C |  | D | E | F | G | H | I | J | K | L | M | N | O
1047 |  | FERC ACCT |  | DESCRIPTION | COS Factor |  | Utah Jurisdiction Normalized | Residential Sch 1 | General Large Dist. Sch 6 | General +1 MW Sch 8 | Street & Area Lighting Sch. 7,11,12 | General Trans Sch 9 | Irrigation Sch 10 | Traffic Signals Sch 15 | Outdoor Lighting Sch 15 | General Small Dist. Sch 23 | Industrial Cust 1 | Industrial Cust 2
1048 |  | 389 | Land and Land Rights
1049 |  |  |  | Situs | F107D |  | 85329.7559 | 50919.5232 | 19265.3257 | 4881.8612 | 1147.9166 | 105.7545 | 1127.4489 | 44.1978 | 24.607 | 7798.8325 | 7.1443 | 7.1443 | 0 | 1510
1050 |  |  |  | Customer - System | F42 |  | 0 | 0 | 0 | 0 | 0 | 0 | 0 | 0 | 0 | 0 | 0 | 0 | 0 | 1511
1051 |  |  |  | System Generation | F105D |  | 0 | 0 | 0 | 0 | 0 | 0 | 0 | 0 | 0 | 0 | 0 | 0 | 0 | 1512
1052 |  |  |  | System Generation | F105D |  | 0 | 0 | 0 | 0 | 0 | 0 | 0 | 0 | 0 | 0 | 0 | 0 | 0 | 1513
1053 |  |  |  | System Overheads | F102D |  | 24913.3873 | 14866.7694 | 5624.82 | 1425.3375 | 335.1526 | 30.8767 | 329.1767 | 12.9043 | 7.1844 | 2276.9939 | 2.0859 | 2.0859 | 0 | 1514
1054 |  |  | Total Land & Land Rights |  |  |  | 110243.1432 | 65786.2926 | 24890.1458 | 6307.1986 | 1483.0693 | 136.6313 | 1456.6256 | 57.102 | 31.7914 | 10075.8263 | 9.2301 | 9.2301 | 0
1055
1056 |  | 390 | Structures and Improvements
1057 |  |  |  | Situs | F107D |  | 904383.6292 | 539680.2406 | 204187.2146 | 51741.333 | 12166.4125 | 1120.8596 | 11949.4813 | 468.4386 | 260.802 | 82657.4074 | 75.7198 | 75.7198 | 0 | 1518
1058 |  |  |  | System Generation | F105D |  | 0 | 0 | 0 | 0 | 0 | 0 | 0 | 0 | 0 | 0 | 0 | 0 | 0 | 1519
1059 |  |  |  | System Generation | F105D |  | 0 | 0 | 0 | 0 | 0 | 0 | 0 | 0 | 0 | 0 | 0 | 0 | 0 | 1520
1060 |  |  |  | System Generation | F105D |  | 0 | 0 | 0 | 0 | 0 | 0 | 0 | 0 | 0 | 0 | 0 | 0 | 0 | 1521
1061 |  |  |  | Customer - System | F42 |  | 0 | 0 | 0 | 0 | 0 | 0 | 0 | 0 | 0 | 0 | 0 | 0 | 0 | 1522
1062 |  |  |  | System Generation | F102D |  | 0 | 0 | 0 | 0 | 0 | 0 | 0 | 0 | 0 | 0 | 0 | 0 | 0 | 1523
1063 |  |  |  | System Overheads | F102D |  | 324133.7687 | 193422.9951 | 73181.3019 | 18544.2469 | 4360.4782 | 401.7194 | 4282.7294 | 167.8898 | 93.4722 | 29624.6594 | 27.1382 | 27.1382 | 0 | 1524
1064
1065 |  |  | Total Structures and Improvements |  |  |  | 1228517.3979 | 733103.2357 | 277368.5165 | 70285.5799 | 16526.8907 | 1522.579 | 16232.2107 | 636.3284 | 354.2742 | 112282.0668 | 102.8579 | 102.8579 | 0
1066
1067 |  | 391 | Office Furniture & Equipment
1068 |  |  |  | Situs | F107D |  | 47744.1279 | 28490.7439 | 10779.4305 | 2731.5231 | 642.288 | 59.1723 | 630.8358 | 24.7298 | 13.7682 | 4363.6414 | 3.9974 | 3.9974 | 0 | 1528
1069 |  |  |  | System Generation | F105D |  | 0 | 0 | 0 | 0 | 0 | 0 | 0 | 0 | 0 | 0 | 0 | 0 | 0 | 1529
1070 |  |  |  | System Generation | F105D |  | 0 | 0 | 0 | 0 | 0 | 0 | 0 | 0 | 0 | 0 | 0 | 0 | 0 | 1530
1071 |  |  |  | Customer - System | F42 |  | 0 | 0 | 0 | 0 | 0 | 0 | 0 | 0 | 0 | 0 | 0 | 0 | 0 | 1531
1072 |  |  |  | System Generation | F105D |  | 0 | 0 | 0 | 0 | 0 | 0 | 0 | 0 | 0 | 0 | 0 | 0 | 0 | 1532
1073 |  |  |  | Energy | F30 |  | 0 | 0 | 0 | 0 | 0 | 0 | 0 | 0 | 0 | 0 | 0 | 0 | 0 | 1533
1074 |  |  |  | System Overheads | F102D |  | 201410.459 | 120189.3107 | 45473.4465 | 11523.0366 | 2709.5169 | 249.6207 | 2661.2053 | 104.3235 | 58.0818 | 18408.1908 | 16.8631 | 16.8631 | 0 | 1534
1075 |  |  |  | Cholla | F10 |  | 0 | 0 | 0 | 0 | 0 | 0 | 0 | 0 | 0 | 0 | 0 | 0 | 0 | 1535
1076 |  |  |  | Simple Cycle Combustion Turbine | F10 |  | 0 | 0 | 0 | 0 | 0 | 0 | 0 | 0 | 0 | 0 | 0 | 0 | 0 | 1536
1077 |  |  | Total Office Furniture & Equipment |  |  |  | 249154.5869 | 148680.0546 | 56252.8771 | 14254.5597 | 3351.8049 | 308.793 | 3292.0411 | 129.0532 | 71.8501 | 22771.8321 | 20.8605 | 20.8605 | 0
1078
1079 |  | 392 | Transportation Equipment
1080 |  |  |  | Situs | F107D |  | 699596.3776 | 417475.8689 | 157951.3727 | 40025.1044 | 9411.4686 | 867.0539 | 9243.6589 | 362.3661 | 201.7464 | 63940.5899 | 58.5739 | 58.5739 | 0 | 1540
1081 |  |  |  | System Overheads | F102D |  | 23969.0532 | 14303.2492 | 5411.613 | 1371.3105 | 322.4488 | 29.7064 | 316.6994 | 12.4151 | 6.9121 | 2190.6852 | 2.0068 | 2.0068 | 0 | 1541
1082 |  |  |  | System Generation | F105D |  | 0 | 0 | 0 | 0 | 0 | 0 | 0 | 0 | 0 | 0 | 0 | 0 | 0 | 1542
1083 |  |  |  | Customer - System | F42 |  | 0 | 0 | 0 | 0 | 0 | 0 | 0 | 0 | 0 | 0 | 0 | 0 | 0 | 1543
1084 |  |  |  | System Generation | F105D |  | 0 | 0 | 0 | 0 | 0 | 0 | 0 | 0 | 0 | 0 | 0 | 0 | 0 | 1544
1085 |  |  |  | Energy | F30 |  | 0 | 0 | 0 | 0 | 0 | 0 | 0 | 0 | 0 | 0 | 0 | 0 | 0 | 1545
1086 |  |  |  | System Generation | F105D |  | 0 | 0 | 0 | 0 | 0 | 0 | 0 | 0 | 0 | 0 | 0 | 0 | 0 | 1546
1087 |  |  |  | Cholla | F10 |  | 0 | 0 | 0 | 0 | 0 | 0 | 0 | 0 | 0 | 0 | 0 | 0 | 0 | 1547
1088 |  |  |  | Simple Cycle Combustion Turbine | F10 |  | 0 | 0 | 0 | 0 | 0 | 0 | 0 | 0 | 0 | 0 | 0 | 0 | 0 | 1548
1089 |  |  | Total Transportation Equipment |  |  |  | 723565.4308 | 431779.118 | 163362.9857 | 41396.4149 | 9733.9174 | 896.7602 | 9560.3583 | 374.7812 | 208.6585 | 66131.2751 | 60.5807 | 60.5807 | 0
1090
1091 |  | 393 | Stores Equipment
1092 |  |  |  | Situs | F107D |  | 78906.0715 | 47086.2655 | 17815.0184 | 4514.3512 | 1061.5007 | 97.7933 | 1042.5737 | 40.8705 | 22.7546 | 7211.7308 | 6.6064 | 6.6064 | 0 | 1552
1093 |  |  |  | System Generation | F105D |  | 0 | 0 | 0 | 0 | 0 | 0 | 0 | 0 | 0 | 0 | 0 | 0 | 0 | 1553
1094 |  |  |  | System Generation | F105D |  | 0 | 0 | 0 | 0 | 0 | 0 | 0 | 0 | 0 | 0 | 0 | 0 | 0 | 1554
1095 |  |  |  | System Overheads | F102D |  | 635.7015 | 379.3474 | 143.5255 | 36.3696 | 8.5519 | 0.78786 | 8.3994 | 0.32927 | 0.18332 | 58.1008 | 0.053224 | 0.053224 | 0 | 1555
1096 |  |  |  | System Generation | F105D |  | 0 | 0 | 0 | 0 | 0 | 0 | 0 | 0 | 0 | 0 | 0 | 0 | 0 | 1556
1097 |  |  |  | Simple Cycle Combustion Turbine | F10 |  | 0 | 0 | 0 | 0 | 0 | 0 | 0 | 0 | 0 | 0 | 0 | 0 | 0 | 1557
1098 |  |  | Total Stores Equipment |  |  |  | 79541.773 | 47465.6129 | 17958.5439 | 4550.7208 | 1070.0526 | 98.5811 | 1050.9732 | 41.1998 | 22.9379 | 7269.8317 | 6.6597 | 6.6597 | 0 | 1558
1099
1100 |  | 394 | Tools, Shop & Garage Equipment
1101 |  |  |  | Situs | F107D |  | 275981.8969 | 164688.9348 | 62309.813 | 15789.396 | 3712.705 | 342.0417 | 3646.5062 | 142.9488 | 79.5864 | 25223.7517 | 23.1067 | 23.1067 | 0 | 1561
1102 |  |  |  | System Generation | F105D |  | 0 | 0 | 0 | 0 | 0 | 0 | 0 | 0 | 0 | 0 | 0 | 0 | 0 | 1562
1103 |  |  |  | System Generation | F105D |  | 0 | 0 | 0 | 0 | 0 | 0 | 0 | 0 | 0 | 0 | 0 | 0 | 0 | 1563
1104 |  |  |  | System Overheads | F102D |  | 12324.4844 | 7354.4904 | 2782.5605 | 705.1048 | 165.7977 | 15.2745 | 162.8415 | 6.3836 | 3.5541 | 1126.4135 | 1.0319 | 1.0319 | 0 | 1564
1105 |  |  |  | Energy | F30 |  | 0 | 0 | 0 | 0 | 0 | 0 | 0 | 0 | 0 | 0 | 0 | 0 | 0 | 1565
1106 |  |  |  | System Generation | F105D |  | 0 | 0 | 0 | 0 | 0 | 0 | 0 | 0 | 0 | 0 | 0 | 0 | 0 | 1566
1107 |  |  |  | Cholla | F10 |  | 0 | 0 | 0 | 0 | 0 | 0 | 0 | 0 | 0 | 0 | 0 | 0 | 0 | 1567
1108 |  |  |  | Simple Cycle Combustion Turbine | F10 |  | 0 | 0 | 0 | 0 | 0 | 0 | 0 | 0 | 0 | 0 | 0 | 0 | 0 | 1568
1109 |  |  | Total Tools, Shop & Garage Equipment |  |  |  | 288306.3813 | 172043.4252 | 65092.3735 | 16494.5008 | 3878.5027 | 357.3163 | 3809.3477 | 149.3325 | 83.1405 | 26350.1652 | 24.1385 | 24.1385 | 0
1110
1111 |  | 395 | Laboratory Equipment
1112 |  |  |  | Situs | F107D |  | 156701.6726 | 93509.8708 | 35379.3203 | 8965.1705 | 2108.0625 | 194.2103 | 2070.475 | 81.1659 | 45.1889 | 14321.9687 | 13.1199 | 13.1199 | 0 | 1572
1113 |  |  |  | System Generation | F105D |  | 0 | 0 | 0 | 0 | 0 | 0 | 0 | 0 | 0 | 0 | 0 | 0 | 0 | 1573
1114 |  |  |  | System Generation | F105D |  | 0 | 0 | 0 | 0 | 0 | 0 | 0 | 0 | 0 | 0 | 0 | 0 | 0 | 1574
1115 |  |  |  | System Overheads | F102D |  | 15303.2658 | 9132.043 | 3455.0948 | 875.526 | 205.8704 | 18.9663 | 202.1997 | 7.9265 | 4.4131 | 1398.6634 | 1.2813 | 1.2813 | 0 | 1575
1116 |  |  |  | Energy | F30 |  | 0 | 0 | 0 | 0 | 0 | 0 | 0 | 0 | 0 | 0 | 0 | 0 | 0 | 1576
1117 |  |  |  | System Generation | F105D |  | 0 | 0 | 0 | 0 | 0 | 0 | 0 | 0 | 0 | 0 | 0 | 0 | 0 | 1577
1118 |  |  |  | Cholla | F10 |  | 0 | 0 | 0 | 0 | 0 | 0 | 0 | 0 | 0 | 0 | 0 | 0 | 0 | 1578
1119 |  |  |  | Simple Cycle Combustion Turbine | F10 |  | 0 | 0 | 0 | 0 | 0 | 0 | 0 | 0 | 0 | 0 | 0 | 0 | 0 | 1579
1120 |  |  | Total Laboratory Equipment |  |  |  | 172004.9383 | 102641.9138 | 38834.4151 | 9840.6965 | 2313.9329 | 213.1766 | 2272.6747 | 89.0925 | 49.602 | 15720.632 | 14.4012 | 14.4012 | 0
1121
1122 |  | 396 | Power Operated Equipment
1123 |  |  |  | Situs | F107D |  | 978124.3274 | 583684.1306 | 220836.0208 | 55960.1644 | 13158.4249 | 1212.2511 | 12923.8057 | 506.6337 | 282.067 | 89397.0417 | 81.8937 | 81.8937 | 0 | 1583
1124 |  |  |  | System Generation | F105D |  | 0 | 0 | 0 | 0 | 0 | 0 | 0 | 0 | 0 | 0 | 0 | 0 | 0 | 1584
1125 |  |  |  | System Generation | F105D |  | 0 | 0 | 0 | 0 | 0 | 0 | 0 | 0 | 0 | 0 | 0 | 0 | 0 | 1585
1126 |  |  |  | System Overheads | F102D |  | 6483.6372 | 3869.0338 | 1463.8432 | 370.94 | 87.2225 | 8.0356 | 85.6673 | 3.3583 | 1.8697 | 592.5811 | 0.54284 | 0.54284 | 0 | 1586
1127 |  |  |  | System Generation | F105D |  | 0 | 0 | 0 | 0 | 0 | 0 | 0 | 0 | 0 | 0 | 0 | 0 | 0 | 1587
1128 |  |  |  | Energy | F30 |  | 0 | 0 | 0 | 0 | 0 | 0 | 0 | 0 | 0 | 0 | 0 | 0 | 0 | 1588
1129 |  |  |  | Cholla | F10 |  | 0 | 0 | 0 | 0 | 0 | 0 | 0 | 0 | 0 | 0 | 0 | 0 | 0 | 1589
1130 |  |  |  | Simple Cycle Combustion Turbine | F10 |  | 0 | 0 | 0 | 0 | 0 | 0 | 0 | 0 | 0 | 0 | 0 | 0 | 0 | 1590
1131 |  |  | Total Power Operated Equipment |  |  |  | 984607.9646 | 587553.1645 | 222299.864 | 56331.1044 | 13245.6474 | 1220.2867 | 13009.473 | 509.992 | 283.9367 | 89989.6228 | 82.4366 | 82.4366 | 0
1132
1133 |  | 397 | Communication Equipment
1134 |  |  |  | Situs | F107D |  | 1168383.8609 | 697219.2583 | 263791.8672 | 66845.2375 | 15717.9316 | 1448.0517 | 15437.6756 | 605.1814 | 336.9332 | 106786.078 | 97.8233 | 97.8233 | 0 | 1594
1135 |  |  |  | System Generation | F105D |  | 0 | 0 | 0 | 0 | 0 | 0 | 0 | 0 | 0 | 0 | 0 | 0 | 0 | 1595
1136 |  |  |  | System Generation | F105D |  | 0 | 0 | 0 | 0 | 0 | 0 | 0 | 0 | 0 | 0 | 0 | 0 | 0 | 1596
1137 |  |  |  | System Overheads | F102D |  | 262548.5505 | 156672.7441 | 59276.8992 | 15020.8513 | 3531.99 | 325.393 | 3469.0135 | 135.9908 | 75.7125 | 23995.9922 | 21.9819 | 21.9819 | 0 | 1597
1138 |  |  |  | Customer - System | F42 |  | 0 | 0 | 0 | 0 | 0 | 0 | 0 | 0 | 0 | 0 | 0 | 0 | 0 | 1598
1139 |  |  |  | System Generation | F105D |  | 0 | 0 | 0 | 0 | 0 | 0 | 0 | 0 | 0 | 0 | 0 | 0 | 0 | 1599
1140 |  |  |  | Energy | F30 |  | 0 | 0 | 0 | 0 | 0 | 0 | 0 | 0 | 0 | 0 | 0 | 0 | 0 | 1600
1141 |  |  |  | Cholla | F10 |  | 0 | 0 | 0 | 0 | 0 | 0 | 0 | 0 | 0 | 0 | 0 | 0 | 0 | 1601
1142 |  |  |  | Simple Cycle Combustion Turbine | F10 |  | 0 | 0 | 0 | 0 | 0 | 0 | 0 | 0 | 0 | 0 | 0 | 0 | 0 | 1602
1143 |  |  | Total Communication Equipment |  |  |  | 1430932.4114 | 853892.0024 | 323068.7664 | 81866.0887 | 19249.9216 | 1773.4447 | 18906.6891 | 741.1722 | 412.6457 | 130782.0702 | 119.8052 | 119.8052 | 0
1144
1145 |  | Distribution - METER - Unbundled |  |  |  |  | D: GENERAL PLANT
1146
1147 |  | A |  | B | C |  | D | E | F | G | H | I | J | K | L | M | N | O
1148 |  | FERC ACCT |  | DESCRIPTION | COS Factor |  | Utah Jurisdiction Normalized | Residential Sch 1 | General Large Dist. Sch 6 | General +1 MW Sch 8 | Street & Area Lighting Sch. 7,11,12 | General Trans Sch 9 | Irrigation Sch 10 | Traffic Signals Sch 15 | Outdoor Lighting Sch 15 | General Small Dist. Sch 23 | Industrial Cust 1 | Industrial Cust 2
1149 |  | 398 | Misc. Equipment
1150 |  |  |  | Situs | F107D |  | 20606.6888 | 12296.798 | 4652.4752 | 1178.9439 | 277.2158 | 25.5392 | 272.273 | 10.6735 | 5.9425 | 1883.3772 | 1.7253 | 1.7253 | 0 | 1606
1151 |  |  |  | System Generation | F105D |  | 0 | 0 | 0 | 0 | 0 | 0 | 0 | 0 | 0 | 0 | 0 | 0 | 0 | 1607
1152 |  |  |  | System Generation | F105D |  | 0 | 0 | 0 | 0 | 0 | 0 | 0 | 0 | 0 | 0 | 0 | 0 | 0 | 1608
1153 |  |  |  | Customer - System | F42 |  | 0 | 0 | 0 | 0 | 0 | 0 | 0 | 0 | 0 | 0 | 0 | 0 | 0 | 1609
1154 |  |  |  | System Overheads | F102D |  | 8376.9812 | 4998.8645 | 1891.3129 | 479.2614 | 112.6931 | 10.3821 | 110.6838 | 4.339 | 2.4157 | 765.6259 | 0.70136 | 0.70136 | 0 | 1610
1155 |  |  |  | System Energy | F30 |  | 0 | 0 | 0 | 0 | 0 | 0 | 0 | 0 | 0 | 0 | 0 | 0 | 0 | 1611
1156 |  |  |  | Simple Cycle Combustion Turbine | F105D |  | 0 | 0 | 0 | 0 | 0 | 0 | 0 | 0 | 0 | 0 | 0 | 0 | 0 | 1612
1157 |  |  | Total Misc. Equipment |  |  |  | 28983.67 | 17295.6625 | 6543.7881 | 1658.2053 | 389.909 | 35.9213 | 382.9568 | 15.0125 | 8.3582 | 2649.0031 | 2.4267 | 2.4267 | 0
1158
1159 |  | 399 | Coal Mine |  | F30 |  | 0 | 0 | 0 | 0 | 0 | 0 | 0 | 0 | 0 | 0 | 0 | 0 | 0 | 1620
1160 |  | 399L | WIDCO Capital Lease |  | F30 |  | 0 | 0 | 0 | 0 | 0 | 0 | 0 | 0 | 0 | 0 | 0 | 0 | 0 | 1623
1161 |  |  | Remove Capital Lease |  | F30 |  | 0 | 0 | 0 | 0 | 0 | 0 | 0 | 0 | 0 | 0 | 0 | 0 | 0 | 1626
1162
1163 |  | 390L | General Capital Lease
1164 |  |  |  | Situs | F107D |  | 140333.9278 | 83742.6126 | 31683.8927 | 8028.7438 | 1887.8719 | 173.9247 | 1854.2105 | 72.688 | 40.4689 | 12826.0157 | 11.7495 | 11.7495 | 0 | 1631
1165 |  |  |  | System Generation | F105D |  | 0 | 0 | 0 | 0 | 0 | 0 | 0 | 0 | 0 | 0 | 0 | 0 | 0 | 1632
1166 |  |  |  | System Overheads | F102D |  | 6852.1677 | 4088.9501 | 1547.0482 | 392.0242 | 92.1802 | 8.4923 | 90.5366 | 3.5492 | 1.976 | 626.2635 | 0.5737 | 0.5737 | 0 | 1633
1167
1168 |  |  | Remove Capital Lease |  |  |  | -147186.0955 | -87831.5627 | -33230.9408 | -8420.7681 | -1980.0522 | -182.417 | -1944.7472 | -76.2372 | -42.4449 | -13452.2792 | -12.3232 | -12.3232
1169
1170 |  | 392L | General Vehicles Capital Lease |  | F30 |  | 0 | 0 | 0 | 0 | 0 | 0 | 0 | 0 | 0 | 0 | 0 | 0 | 0 | 1640
1171 |  |  | Remove Capital Lease |  | F30 |  | 0 | 0 | 0 | 0 | 0 | 0 | 0 | 0 | 0 | 0 | 0 | 0 | 0 | 1643
1172
1173 |  | G00 | Unclassified Gen Plant - Acct 300 |  | F102D |  | 23786.2401 | 14194.1576 | 5370.3384 | 1360.8514 | 319.9894 | 29.4798 | 314.2839 | 12.3204 | 6.8594 | 2173.9767 | 1.9915 | 1.9915 | 0 | 1653
1174 |  | GV0 | Unclassified Gen Veh - Acct 300 |  | F102D |  | 0 | 0 | 0 | 0 | 0 | 0 | 0 | 0 | 0 | 0 | 0 | 0 | 0 | 1661
1175
1176 |  | TOTAL GENERAL PLANT |  |  |  |  | 5319643.9376 | 3174434.6398 | 1201042.6144 | 304345.921 | 71563.6378 | 6592.9698 | 70287.6341 | 2755.3869 | 1534.0545 | 486196.3019 | 445.3886 | 445.3886 | 0
1177
1178
1179
1180 | [6 empty] | D: INTANGIBLE PLANT
1181
1182 |  | 301 | Organization
1183 |  |  |  | Situs | F107D |  | 0 | 0 | 0 | 0 | 0 | 0 | 0 | 0 | 0 | 0 | 0 | 0 | 0 | 1666
1184 |  |  |  | System Overheads | F102D |  | 0 | 0 | 0 | 0 | 0 | 0 | 0 | 0 | 0 | 0 | 0 | 0 | 0 | 1667
1185 |  |  |  | System Generation | F105D |  | 0 | 0 | 0 | 0 | 0 | 0 | 0 | 0 | 0 | 0 | 0 | 0 | 0 | 1668
1186 |  |  | Total Organization |  |  |  | 0 | 0 | 0 | 0 | 0 | 0 | 0 | 0 | 0 | 0 | 0 | 0 | 0
1187
1188 |  | 302 | Franchise & Consent
1189 |  |  |  | Situs | F107D |  | 0 | 0 | 0 | 0 | 0 | 0 | 0 | 0 | 0 | 0 | 0 | 0 | 0 | 1671
1190 |  |  |  | System Generation | F105D |  | 0 | 0 | 0 | 0 | 0 | 0 | 0 | 0 | 0 | 0 | 0 | 0 | 0 | 1672
1191 |  |  |  | System Generation | F105D |  | 0 | 0 | 0 | 0 | 0 | 0 | 0 | 0 | 0 | 0 | 0 | 0 | 0 | 1673
1192 |  |  |  | System Generation | F105D |  | 0 | 0 | 0 | 0 | 0 | 0 | 0 | 0 | 0 | 0 | 0 | 0 | 0 | 1674
1193 |  |  |  | System Generation | F105D |  | 0 | 0 | 0 | 0 | 0 | 0 | 0 | 0 | 0 | 0 | 0 | 0 | 0 | 1675
1194 |  |  |  | System Generation | F105D |  | 0 | 0 | 0 | 0 | 0 | 0 | 0 | 0 | 0 | 0 | 0 | 0 | 0 | 1676
1195 |  |  | Total Franchise & Consent |  |  |  | 0 | 0 | 0 | 0 | 0 | 0 | 0 | 0 | 0 | 0 | 0 | 0 | 0
1196
1197 |  | 303 | Miscellaneous Intangible Plant
1198 |  |  |  | Situs | F107D |  | -42280.6008 | -25230.4487 | -9545.9027 | -2418.9454 | -568.7887 | -52.401 | -558.6471 | -21.8999 | -12.1927 | -3864.2947 | -3.54 | -3.54 | 0 | 1680
1199 |  |  |  | System Generation | F105D |  | 0 | 0 | 0 | 0 | 0 | 0 | 0 | 0 | 0 | 0 | 0 | 0 | 0 | 1681
1200 |  |  |  | System Overheads | F102D |  | 1211596.6735 | 723005.9935 | 273548.24 | 69317.5163 | 16299.2611 | 1501.6081 | 16008.6398 | 627.5641 | 349.3947 | 110735.5735 | 101.4413 | 101.4413 | 0 | 1682
1201 |  |  |  | Energy | F30 |  | 0 | 0 | 0 | 0 | 0 | 0 | 0 | 0 | 0 | 0 | 0 | 0 | 0 | 1683
1202 |  |  |  | Customer - System | F42 |  | 0 | 0 | 0 | 0 | 0 | 0 | 0 | 0 | 0 | 0 | 0 | 0 | 0 | 1684
1203 |  |  |  | Simple Cycle Combustion Turbine | F10 |  | 0 | 0 | 0 | 0 | 0 | 0 | 0 | 0 | 0 | 0 | 0 | 0 | 0 | 1685
1204 |  |  |  | System Generation | F105D |  | 0 | 0 | 0 | 0 | 0 | 0 | 0 | 0 | 0 | 0 | 0 | 0 | 0 | 1686
1205 |  |  | Total Miscellaneous Intangible Plant |  |  |  | 1169316.0728 | 697775.5447 | 264002.3373 | 66898.5709 | 15730.4724 | 1449.2071 | 15449.9928 | 605.6643 | 337.202 | 106871.2788 | 97.9013 | 97.9013 | 0
1206
1207 |  | I00 | Unclass Intangible Plant - Acct 300 |  | F102D |  | 0 | 0 | 0 | 0 | 0 | 0 | 0 | 0 | 0 | 0 | 0 | 0 | 0 | 1697
1208
1209 |  | TOTAL INTANGIBLE PLANT |  |  |  |  | 1169316.0728 | 697775.5447 | 264002.3373 | 66898.5709 | 15730.4724 | 1449.2071 | 15449.9928 | 605.6643 | 337.202 | 106871.2788 | 97.9013 | 97.9013 | 0
1210
1211
1212 |  | TOTAL ELECTRIC PLANT IN SERVICE |  |  |  |  | 82932950.3006 | 57119655.4345 | 9724416.9369 | 1381830.0203 | 87294.1102 | 3317271.5025 | 982781.3425 | 182510.1542 | 39705.7479 | 9649287.965 | 224098.5433 | 224098.5433 | 0
1213
1214
1215 |  | Distribution - METER - Unbundled |  |  |  |  | D: MISC RATE BASE
1216
1217 |  | A |  | B | C |  | D | E | F | G | H | I | J | K | L | M | N | O
1218 |  | FERC ACCT |  | DESCRIPTION | COS Factor |  | Utah Jurisdiction Normalized | Residential Sch 1 | General Large Dist. Sch 6 | General +1 MW Sch 8 | Street & Area Lighting Sch. 7,11,12 | General Trans Sch 9 | Irrigation Sch 10 | Traffic Signals Sch 15 | Outdoor Lighting Sch 15 | General Small Dist. Sch 23 | Industrial Cust 1 | Industrial Cust 2
1219 |  | 105 | Plant Held For Future Use
1220 |  |  |  | Situs | F20 |  | 144507.2665 | 72130.6395 | 45236.7829 | 11773.5101 | 68.8454 | 0 | 2464.5756 | 33.5589 | 17.7029 | 12781.6511 | 0 | 0 | 0 | 1705
1221 |  |  |  | System Generation | F10 |  | 0 | 0 | 0 | 0 | 0 | 0 | 0 | 0 | 0 | 0 | 0 | 0 | 0 | 1706
1222 |  |  |  | System Generation | F10 |  | 0 | 0 | 0 | 0 | 0 | 0 | 0 | 0 | 0 | 0 | 0 | 0 | 0 | 1707
1223 |  |  |  | System Generation | F10 |  | 0 | 0 | 0 | 0 | 0 | 0 | 0 | 0 | 0 | 0 | 0 | 0 | 0 | 1708
1224 |  |  |  | Energy | F30 |  | 0 | 0 | 0 | 0 | 0 | 0 | 0 | 0 | 0 | 0 | 0 | 0 | 0 | 1709
1225 |  |  |  | General | F102 |  | 0 | 0 | 0 | 0 | 0 | 0 | 0 | 0 | 0 | 0 | 0 | 0 | 0 | 1710
1226 |  |  | Total Plant Held For Future Use |  |  |  | 144507.2665 | 72130.6395 | 45236.7829 | 11773.5101 | 68.8454 | 0 | 2464.5756 | 33.5589 | 17.7029 | 12781.6511 | 0 | 0 | 0
1227
1228 |  | 114 | Electric Plant Acquisition Adjust |  | F10 |  | 0 | 0 | 0 | 0 | 0 | 0 | 0 | 0 | 0 | 0 | 0 | 0 | 0 | 1717
1229
1230 |  | 115 | Accum Prov for Asset Acquisition Adj |  | F10 |  | 0 | 0 | 0 | 0 | 0 | 0 | 0 | 0 | 0 | 0 | 0 | 0 | 0 | 1723
1231
1232 |  | 128 | Pensions |  | F102D |  | 0 | 0 | 0 | 0 | 0 | 0 | 0 | 0 | 0 | 0 | 0 | 0 | 0 | 1726
1233
1234 |  | 124 | Weatherization |  | F11 |  | 0 | 0 | 0 | 0 | 0 | 0 | 0 | 0 | 0 | 0 | 0 | 0 | 0 | 1748
1235
1236 |  | 151 | Fuel Stock |  | F30 |  | 0 | 0 | 0 | 0 | 0 | 0 | 0 | 0 | 0 | 0 | 0 | 0 | 0 | 1751
1237 |  |  |  | Cholla | F30 |  | 0 | 0 | 0 | 0 | 0 | 0 | 0 | 0 | 0 | 0 | 0 | 0 | 0 | 1753
1238 |  |  |  | Total Fuel Stock |  |  | 0 | 0 | 0 | 0 | 0 | 0 | 0 | 0 | 0 | 0 | 0 | 0 | 0
1239
1240 |  | 152 | Fuel Stock - Undistributed |  | F30 |  | 0 | 0 | 0 | 0 | 0 | 0 | 0 | 0 | 0 | 0 | 0 | 0 | 0 | 1757
1241
1242 |  | 25316 | DG&T Working Capital Deposit |  | F30 |  | 0 | 0 | 0 | 0 | 0 | 0 | 0 | 0 | 0 | 0 | 0 | 0 | 0 | 1762
1243
1244 |  | 25317 | DG&T Working Capital Deposit |  | F30 |  | 0 | 0 | 0 | 0 | 0 | 0 | 0 | 0 | 0 | 0 | 0 | 0 | 0 | 1766
1245
1246 |  | 25319 | Provo Working Capital Deposit |  | F30 |  | 0 | 0 | 0 | 0 | 0 | 0 | 0 | 0 | 0 | 0 | 0 | 0 | 0 | 1770
1247
1248 |  | 154 | Materials and Supplies |  | F102D |  | 392114.7186 | 233989.8234 | 88529.7009 | 22433.5532 | 5275.0064 | 485.9725 | 5180.9512 | 203.1015 | 113.0762 | 35837.8734 | 32.8299 | 32.8299 | 0 | 1788
1249
1250 |  | 163 | Stores Expense Undistributed |  | F102D |  | 0 | 0 | 0 | 0 | 0 | 0 | 0 | 0 | 0 | 0 | 0 | 0 | 0 | 1791
1251
1252 |  | 25318 | Provo Working Capital Deposit |  | F102D |  | -462.8735 | -276.2143 | -104.5053 | -26.4818 | -6.2269 | -0.57367 | -6.1159 | -0.23975 | -0.13348 | -42.305 | -0.038754 | -0.038754 | 0 | 1796
1253
1254 |  | 165 | Prepayments |  | F102D |  | 0 | 0 | 0 | 0 | 0 | 0 | 0 | 0 | 0 | 0 | 0 | 0 | 0 | 1803
1255 |  |  |  | General Plant | F102D |  | 17901.2654 | 10682.3685 | 4041.6582 | 1024.162 | 240.8206 | 22.1862 | 236.5267 | 9.2722 | 5.1623 | 1636.1112 | 1.4988 | 1.4988 | 0 | 1804
1256 |  |  |  | System Generation | F102D |  | 0 | 0 | 0 | 0 | 0 | 0 | 0 | 0 | 0 | 0 | 0 | 0 | 0 | 1805
1257 |  |  |  | System Energy | F30 |  | 0 | 0 | 0 | 0 | 0 | 0 | 0 | 0 | 0 | 0 | 0 | 0 | 0 | 1806
1258 |  |  |  | System Overheads | F102D |  | 68875.7938 | 41100.8158 | 15550.4324 | 3940.5019 | 926.5662 | 85.3621 | 910.0452 | 35.6752 | 19.8621 | 6294.9996 | 5.7666 | 5.7666 | 0 | 1807
1259 |  |  |  | Total Prepayments |  |  | 86777.0593 | 51783.1844 | 19592.0906 | 4964.6639 | 1167.3868 | 107.5483 | 1146.5719 | 44.9474 | 25.0244 | 7931.1108 | 7.2654 | 7.2654 | 0
1260
1261 |  | 182 | Misc Regulatory Assets |  | F102D |  | -10368.9717 | -6187.5613 | -2341.0546 | -593.2266 | -139.4908 | -12.8509 | -137.0036 | -5.3708 | -2.9902 | -947.6867 | -0.86814 | -0.86814 | 0 | 1811
1262 |  |  |  | System Generation | F102D |  | 0 | 0 | 0 | 0 | 0 | 0 | 0 | 0 | 0 | 0 | 0 | 0 | 0 | 1812
1263 |  |  |  | Simple Cycle Combustion Turbine | F102D |  | 0 | 0 | 0 | 0 | 0 | 0 | 0 | 0 | 0 | 0 | 0 | 0 | 0 | 1813
1264 |  |  |  | System Generation | F102D |  | 0 | 0 | 0 | 0 | 0 | 0 | 0 | 0 | 0 | 0 | 0 | 0 | 0 | 1814
1265 |  |  |  | Energy | F30 |  | 0 | 0 | 0 | 0 | 0 | 0 | 0 | 0 | 0 | 0 | 0 | 0 | 0 | 1815
1266 |  |  |  | System Generation | F102D |  | 0 | 0 | 0 | 0 | 0 | 0 | 0 | 0 | 0 | 0 | 0 | 0 | 0 | 1816
1267 |  |  |  | System Overheads | F102D |  | 2096377.7085 | 1250988.6177 | 473309.6789 | 119937.3514 | 28201.9655 | 2598.1729 | 27699.115 | 1085.8493 | 604.5438 | 191601.3743 | 175.5198 | 175.5198 | 0 | 1817
1268 |  |  |  | Total Misc Regulatory Assets |  |  | 2086008.7367 | 1244801.0563 | 470968.6243 | 119344.1248 | 28062.4748 | 2585.322 | 27562.1114 | 1080.4785 | 601.5536 | 190653.6876 | 174.6516 | 174.6516 | 0
1269
1270 |  | 186 | Misc Deferred Debits |  | F102D |  | 0 | 0 | 0 | 0 | 0 | 0 | 0 | 0 | 0 | 0 | 0 | 0 | 0 | 1821
1271 |  |  |  | System Generation | F102D |  | 0 | 0 | 0 | 0 | 0 | 0 | 0 | 0 | 0 | 0 | 0 | 0 | 0 | 1822
1272 |  |  |  | System Generation | F102D |  | 0 | 0 | 0 | 0 | 0 | 0 | 0 | 0 | 0 | 0 | 0 | 0 | 0 | 1823
1273 |  |  |  | System Generation | F102D |  | 0 | 0 | 0 | 0 | 0 | 0 | 0 | 0 | 0 | 0 | 0 | 0 | 0 | 1824
1274 |  |  |  | System Overheads | F102D |  | 269.1748 | 160.6269 | 60.7729 | 15.4 | 3.6211 | 0.33361 | 3.5566 | 0.13942 | 0.077623 | 24.6016 | 0.022537 | 0.022537 | 0 | 1825
1275 |  |  |  | System Energy | F30 |  | 0 | 0 | 0 | 0 | 0 | 0 | 0 | 0 | 0 | 0 | 0 | 0 | 0 | 1826
1276 |  |  |  | System Net Steam Plant | F102D |  | 0 | 0 | 0 | 0 | 0 | 0 | 0 | 0 | 0 | 0 | 0 | 0 | 0 | 1827
1277 |  |  |  | Excise Tax | F102D |  | 0 | 0 | 0 | 0 | 0 | 0 | 0 | 0 | 0 | 0 | 0 | 0 | 0 | 1828
1278 |  |  |  | Total Misc Deferred Debits |  |  | 269.1748 | 160.6269 | 60.7729 | 15.4 | 3.6211 | 0.33361 | 3.5566 | 0.13942 | 0.077623 | 24.6016 | 0.022537 | 0.022537 | 0
1279
1280 |  | CWC | Cash Working Capital |  |  |  | 51694.3685 | 35274.1894 | 4148.0397 | -171.5651 | 20.6738 | 3603.7019 | 616.1182 | 204.5865 | 44.1384 | 7452.1092 | 226.4775 | 275.8989 | 0
1281
1282 |  | OWC | Other Working Capital |  | F137D |  | 58328.7568 | 33093.1267 | 13578.2206 | 3445.4307 | 1542.7153 | 439.3581 | 736.4699 | 33.184 | 11.75 | 5348.4363 | 44.3052 | 55.7601 | 0 | 1848
1283 |  |  |  | Total Other Working Capital |  |  | 58328.7568 | 33093.1267 | 13578.2206 | 3445.4307 | 1542.7153 | 439.3581 | 736.4699 | 33.184 | 11.75 | 5348.4363 | 44.3052 | 55.7601 | 0
1284
1285 |  | 18222 | Nuclear Plant |  | F10 |  | 0 | 0 | 0 | 0 | 0 | 0 | 0 | 0 | 0 | 0 | 0 | 0 | 0 | 1862
1286
1287 |  | 1869 | Misc Deferred Debits-Trojan |  | F10 |  | 0 | 0 | 0 | 0 | 0 | 0 | 0 | 0 | 0 | 0 | 0 | 0 | 0 | 1867
1288
1289 |  | 141 | Impact Housing - Notes Receivable |  | F30 |  | 0 | 0 | 0 | 0 | 0 | 0 | 0 | 0 | 0 | 0 | 0 | 0 | 0 | 1870
1290 |  | TOTAL RATE BASE ADDITIONS |  |  |  |  | 2819237.2077 | 1670956.4323 | 642009.7267 | 161778.6358 | 36134.4967 | 7221.6627 | 37704.2389 | 1599.7566 | 813.1897 | 259987.1651 | 485.5135 | 546.3898 | 0
1291
1292 |  | Distribution - METER - Unbundled
1293
1294 |  | A |  | B | C |  | D | E | F | G | H | I | J | K | L | M | N | O
1295 |  | FERC ACCT |  | DESCRIPTION | COS Factor |  | Utah Jurisdiction Normalized | Residential Sch 1 | General Large Dist. Sch 6 | General +1 MW Sch 8 | Street & Area Lighting Sch. 7,11,12 | General Trans Sch 9 | Irrigation Sch 10 | Traffic Signals Sch 15 | Outdoor Lighting Sch 15 | General Small Dist. Sch 23 | Industrial Cust 1 | Industrial Cust 2
1296
1297 |  | 235 | Customer Service Deposits |  | F51 |  | 0 | 0 | 0 | 0 | 0 | 0 | 0 | 0 | 0 | 0 | 0 | 0 | 0 | 1880
1298
1299 |  | 2281 | Accum Prov for Property Insurance |  | F102D |  | 0 | 0 | 0 | 0 | 0 | 0 | 0 | 0 | 0 | 0 | 0 | 0 | 0 | 1885
1300
1301 |  | 2282 | Accum Prov for Injuries & Damages |  | F102D |  | 2.6424e-09 | 1.5768e-09 | 5.9659e-10 | 1.5118e-10 | 3.5548e-11 | 3.2749e-12 | 3.4914e-11 | 1.3687e-12 | 7.6201e-13 | 2.4151e-10 | 2.2124e-13 | 2.2124e-13 | 0 | 1889
1302
1303 |  | 2283 | Accum Prov for Pension & Benefits |  | F102D |  | -715123.7794 | -426741.6623 | -161457.0719 | -40913.4536 | -9620.3542 | -886.2979 | -9448.8201 | -370.4088 | -206.2241 | -65359.7386 | -59.8739 | -59.8739 | 0 | 1894
1304
1305 |  | 25335 | Accum Prov for Pension & Benefits |  | F30 |  | 0 | 0 | 0 | 0 | 0 | 0 | 0 | 0 | 0 | 0 | 0 | 0 | 0 | 1899
1306
1307 |  | 22844 | Accum Hydro Relicensing Obligation |  | F10 |  | 0 | 0 | 0 | 0 | 0 | 0 | 0 | 0 | 0 | 0 | 0 | 0 | 0 | 1903
1308
1309 |  | 254 | Reg Liabilities - Insurance Provision |  | F30 |  | 0 | 0 | 0 | 0 | 0 | 0 | 0 | 0 | 0 | 0 | 0 | 0 | 0 | 1906
1310 |  | 254 |  | Situs | F102D |  | 0 | 0 | 0 | 0 | 0 | 0 | 0 | 0 | 0 | 0 | 0 | 0 | 0 | 1907
1311
1312 |  | 22842 | Accum Misc Oper Prov - Trojan |  | F10 |  | 0 | 0 | 0 | 0 | 0 | 0 | 0 | 0 | 0 | 0 | 0 | 0 | 0 | 1912
1313
1314 |  | 252 | Customer Advances for Const |  | F50 |  | -137238.3815 | -51402.2859 | -8564.3951 | -4179.567 | -462.5591 | -50063.421 | -645.7699 | -376.6904 | -652.7243 | -20890.9688 | 0 | 0 | 0 | 1920
1315
1316 |  | 25398 | SO2 Emissions |  | F30 |  | 0 | 0 | 0 | 0 | 0 | 0 | 0 | 0 | 0 | 0 | 0 | 0 | 0 | 1923
1317
1318 |  | 25399 | Other Deferred Credits |  | F10 |  | -92941.4334 | -33754.1918 | -24744.2747 | -7397.1503 | -166.9318 | -16088.8728 | -830.6762 | -22.9851 | -38.7251 | -5884.2137 | -1876.8268 | -2136.5852 | 0 | 1931
1319
1320 |  | 190 | Accum Deferred Income Taxes |  | F104D |  | 0 | 0 | 0 | 0 | 0 | 0 | 0 | 0 | 0 | 0 | 0 | 0 | 0 | 1934
1321 |  |  |  | Customer System | F42 |  | 0 | 0 | 0 | 0 | 0 | 0 | 0 | 0 | 0 | 0 | 0 | 0 | 0 | 1935
1322 |  |  |  | Labor | F138D |  | 1214919.8041 | 693894.9875 | 282608.8722 | 71126.4354 | 35006.9859 | 2943.8769 | 15389.2525 | 708.7755 | 217.6465 | 112625.2241 | 198.8738 | 198.8738 | 0 | 1936
1323 |  |  |  | System Generation | F104D |  | 0 | 0 | 0 | 0 | 0 | 0 | 0 | 0 | 0 | 0 | 0 | 0 | 0 | 1937
1324 |  |  |  | IBT | F141 |  | 0 | 0 | 0 | 0 | 0 | 0 | 0 | 0 | 0 | 0 | 0 | 0 | 0 | 1938
1325 |  |  |  | Bad Debt Expense | F104D |  | 0 | 0 | 0 | 0 | 0 | 0 | 0 | 0 | 0 | 0 | 0 | 0 | 0 | 1941
1326 |  |  |  | TROJP | F104D |  | 0 | 0 | 0 | 0 | 0 | 0 | 0 | 0 | 0 | 0 | 0 | 0 | 0 | 1942
1327 |  |  |  | System Generation | F104D |  | 0 | 0 | 0 | 0 | 0 | 0 | 0 | 0 | 0 | 0 | 0 | 0 | 0 | 1943
1328 |  |  |  | Energy | F104D |  | 0 | 0 | 0 | 0 | 0 | 0 | 0 | 0 | 0 | 0 | 0 | 0 | 0 | 1944
1329 |  |  |  | System Net Plant | F104D |  | 0 | 0 | 0 | 0 | 0 | 0 | 0 | 0 | 0 | 0 | 0 | 0 | 0 | 1945
1330 |  |  |  | Division Net Plant Distribution | F104D |  | 16086.949 | 9588.5827 | 3693.1263 | 938.2145 | 153.5812 | 15.8029 | 217.5589 | 8.0548 | 4.8381 | 1465.0544 | 1.0676 | 1.0676 | 0 | 1946
1331 |  |  |  | Simple Cycle Combustion Turbine | F10 |  | 0 | 0 | 0 | 0 | 0 | 0 | 0 | 0 | 0 | 0 | 0 | 0 | 0 | 1947
1332 |  |  |  | Total Accum Deferred Income Taxes |  |  | 1231006.7532 | 703483.5701 | 286301.9986 | 72064.6499 | 35160.5671 | 2959.6799 | 15606.8114 | 716.8303 | 222.4846 | 114090.2785 | 199.9414 | 199.9414 | 0
1333
1334 |  | 281 | Accum Deferred Income Taxes |  | F104D |  | 0 | 0 | 0 | 0 | 0 | 0 | 0 | 0 | 0 | 0 | 0 | 0 | 0 | 1954
1335
1336 |  | 282 | Accum Deferred Income Taxes |  | F104D |  | -14355397.8051 | -8556496.2254 | -3295609.2384 | -837227.862 | -137050.1903 | -14101.9373 | -194141.5465 | -7187.7838 | -4317.3589 | -1307360.3476 | -952.6575 | -952.6575 | 0 | 1957
1337 |  |  |  | DITBAL | F104D |  | -0.00036037 | -0.0002148 | -8.2732e-05 | -2.1018e-05 | -3.4405e-06 | -3.5401e-07 | -4.8737e-06 | -1.8044e-07 | -1.0838e-07 | -3.282e-05 | -2.3915e-08 | -2.3915e-08 | 0 | 1958
1338 |  |  |  | System Net Plant | F104D |  | 0 | 0 | 0 | 0 | 0 | 0 | 0 | 0 | 0 | 0 | 0 | 0 | 0 | 1959
1339 |  |  |  | Labor | F138D |  | -11035.4385 | -6302.832 | -2567.0113 | -646.0603 | -317.9777 | -26.74 | -139.7847 | -6.438 | -1.9769 | -1023.0048 | -1.8064 | -1.8064 | 0 | 1960
1340 |  |  |  | GPS | F104D |  | 0 | 0 | 0 | 0 | 0 | 0 | 0 | 0 | 0 | 0 | 0 | 0 | 0 | 1961
1341 |  |  |  | CIAC | F104D |  | 1120.9637 | 668.1474 | 257.3428 | 65.3762 | 10.7018 | 1.1012 | 15.1598 | 0.56127 | 0.33713 | 102.0873 | 0.07439 | 0.07439 | 0 | 1962
1342 |  |  |  | SNPD | F104D |  | 0 | 0 | 0 | 0 | 0 | 0 | 0 | 0 | 0 | 0 | 0 | 0 | 0 | 1963
1343 |  |  |  | SCHMDEXP | F104D |  | 0 | 0 | 0 | 0 | 0 | 0 | 0 | 0 | 0 | 0 | 0 | 0 | 0 | 1964
1344 |  |  |  | TAXDEPR | F104D |  | 0 | 0 | 0 | 0 | 0 | 0 | 0 | 0 | 0 | 0 | 0 | 0 | 0 | 1965
1345 |  |  |  | DGP | F104D |  | 0 | 0 | 0 | 0 | 0 | 0 | 0 | 0 | 0 | 0 | 0 | 0 | 0 | 1966
1346 |  |  |  | IBT | F104D |  | 0 | 0 | 0 | 0 | 0 | 0 | 0 | 0 | 0 | 0 | 0 | 0 | 0 | 1967
1347 |  |  |  | SSGCT | F104D |  | 0 | 0 | 0 | 0 | 0 | 0 | 0 | 0 | 0 | 0 | 0 | 0 | 0 | 1968
1348 |  |  |  | SSGCH | F104D |  | 0 | 0 | 0 | 0 | 0 | 0 | 0 | 0 | 0 | 0 | 0 | 0 | 0 | 1969
1349 |  |  |  | SE | F104D |  | 0 | 0 | 0 | 0 | 0 | 0 | 0 | 0 | 0 | 0 | 0 | 0 | 0 | 1970
1350 |  |  |  | SG | F104D |  | 0 | 0 | 0 | 0 | 0 | 0 | 0 | 0 | 0 | 0 | 0 | 0 | 0 | 1971
1351 |  |  |  | Total Accum Deferred Income Taxes |  |  | -14365312.2803 | -8562130.9102 | -3297918.907 | -837808.546 | -137357.4662 | -14127.5761 | -194266.1713 | -7193.6605 | -4318.9987 | -1308281.2651 | -954.3895 | -954.3895 | 0
1352
1353
1354 |  | 283 | Accum Deferred Income Taxes |  | F104D |  | -72344.5977 | -43120.8027 | -16608.3537 | -4219.2431 | -690.6699 | -71.0673 | -978.384 | -36.2231 | -21.7575 | -6588.4944 | -4.801 | -4.801 | 0 | 1975
1355 |  |  |  | System Generation | F104D |  | 0 | 0 | 0 | 0 | 0 | 0 | 0 | 0 | 0 | 0 | 0 | 0 | 0 | 1976
1356 |  |  |  | Energy | F104D |  | 0 | 0 | 0 | 0 | 0 | 0 | 0 | 0 | 0 | 0 | 0 | 0 | 0 | 1977
1357 |  |  |  | Labor | F138D |  | -1795702.8576 | -1025606.1409 | -417707.8666 | -105127.8799 | -51741.8058 | -4351.1746 | -22745.9661 | -1047.6002 | -321.6907 | -166464.8449 | -293.944 | -293.944 | 0 | 1978
1358 |  |  |  | General Plant | F104D |  | -28468.4159 | -16968.5227 | -6535.5747 | -1660.3198 | -271.7864 | -27.9658 | -385.0052 | -14.2542 | -8.5618 | -2592.6469 | -1.8892 | -1.8892 | 0 | 1979
1359 |  |  |  | System Net Plant | F104D |  | -8734.5057 | -5206.1786 | -2005.2052 | -509.4092 | -83.3878 | -8.5803 | -118.1249 | -4.3734 | -2.6269 | -795.4601 | -0.57964 | -0.57964 | 0 | 1980
1360 |  |  |  | TROJP | F104D |  | 0 | 0 | 0 | 0 | 0 | 0 | 0 | 0 | 0 | 0 | 0 | 0 | 0 | 1981
1361 |  |  |  | System Generation | F104D |  | 0 | 0 | 0 | 0 | 0 | 0 | 0 | 0 | 0 | 0 | 0 | 0 | 0 | 1982
1362 |  |  |  | Simple Cycle Combustion Turbine | F104D |  | 0 | 0 | 0 | 0 | 0 | 0 | 0 | 0 | 0 | 0 | 0 | 0 | 0 | 1983
1363 |  |  |  | System Generation | F104D |  | 0 | 0 | 0 | 0 | 0 | 0 | 0 | 0 | 0 | 0 | 0 | 0 | 0 | 1984
1364 |  |  |  | Total Accum Deferred Income Taxes |  |  | -1905250.3769 | -1090901.645 | -442857.0001 | -111516.852 | -52787.6499 | -4458.788 | -24227.4802 | -1102.4509 | -354.6369 | -176441.4463 | -301.2138 | -301.2138 | 0
1365
1366 |  | 255 | Accum Investment Tax Credit |  | F104D |  | -1449.3366 | -863.8732 | -332.7283 | -84.5274 | -13.8367 | -1.4237 | -19.6007 | -0.72569 | -0.43589 | -131.9925 | -0.096181 | -0.096181 | 0 | 1998
1367 |  | TOTAL MISC RATE BASE DEDUCTIONS |  |  |  |  | -15986308.8348 | -9462310.9982 | -3649572.3784 | -929835.4464 | -165248.2309 | -82666.6997 | -213831.707 | -8350.0912 | -5349.2604 | -1462899.3465 | -2992.4588 | -3252.2173 | 0
1368
1369 | [6 empty] | D: ACCUMULATED DEPRECIATION
1370 | [6 empty] | D: PRODUCTION PLANT
1371
1372 |  | 108SP | Steam Prod Accumulated Depr |  | F10 |  | 0 | 0 | 0 | 0 | 0 | 0 | 0 | 0 | 0 | 0 | 0 | 0 | 0 | 2010
1373
1374 |  | 108NP | Nuclear Prod Accumulated Depr |  | F10 |  | 0 | 0 | 0 | 0 | 0 | 0 | 0 | 0 | 0 | 0 | 0 | 0 | 0 | 2016
1375
1376 |  | 108HP | Hydraulic Prod Accum Depr |  | F10 |  | 0 | 0 | 0 | 0 | 0 | 0 | 0 | 0 | 0 | 0 | 0 | 0 | 0 | 2024
1377
1378 |  | 108OP | Other Production - Accum Depr |  | F10 |  | 0 | 0 | 0 | 0 | 0 | 0 | 0 | 0 | 0 | 0 | 0 | 0 | 0 | 2027
1379 |  |  |  | Simple Cycle Combustion Turbine | F10 |  | 0 | 0 | 0 | 0 | 0 | 0 | 0 | 0 | 0 | 0 | 0 | 0 | 0 | 2028
1380 |  |  |  | Wind Generation | F10 |  | 0 | 0 | 0 | 0 | 0 | 0 | 0 | 0 | 0 | 0 | 0 | 0 | 0 | 2029
1381 |  |  |  | System Generation | F10 |  | 0 | 0 | 0 | 0 | 0 | 0 | 0 | 0 | 0 | 0 | 0 | 0 | 0 | 2030
1382 |  |  |  | System Generation | F10 |  | 0 | 0 | 0 | 0 | 0 | 0 | 0 | 0 | 0 | 0 | 0 | 0 | 0 | 2031
1383 |  |  |  | Total Other Production - Accum Depr |  |  | 0 | 0 | 0 | 0 | 0 | 0 | 0 | 0 | 0 | 0 | 0 | 0 | 0
1384
1385 |  | 108EP | Experimental Plant - Accum Depr |  | F10 |  | 0 | 0 | 0 | 0 | 0 | 0 | 0 | 0 | 0 | 0 | 0 | 0 | 0 | 2037
1386
1387
1388
1389 |  | TOTAL PRODUCTION PLANT DEPRECIATION |  |  |  |  | 0 | 0 | 0 | 0 | 0 | 0 | 0 | 0 | 0 | 0 | 0 | 0 | 0
1390
1391
1392 | [6 empty] | D: TRANSMISSION PLANT
1393
1394 |  | 108TP | Transmission Plant Accum Depr |  | F106 |  | 0 | 0 | 0 | 0 | 0 | 0 | 0 | 0 | 0 | 0 | 0 | 0 | 0 | 2045
1395
1396
1397 | [6 empty] | D: DISTRIBUTION PLANT
1398
1399 |  | 108360 | Land and Land Rights |  | F118 |  | 0 | 0 | 0 | 0 | 0 | 0 | 0 | 0 | 0 | 0 | 0 | 0 | 0 | 2049
1400
1401 |  | 108361 | Structures and Improvements |  | F119 |  | 0 | 0 | 0 | 0 | 0 | 0 | 0 | 0 | 0 | 0 | 0 | 0 | 0 | 2053
1402
1403 |  | 108362 | Station Equipment |  | F120 |  | 0 | 0 | 0 | 0 | 0 | 0 | 0 | 0 | 0 | 0 | 0 | 0 | 0 | 2057
1404
1405 |  | Distribution - METER - Unbundled
1406
1407 |  | A |  | B | C |  | D | E | F | G | H | I | J | K | L | M | N | O
1408 |  | FERC ACCT |  | DESCRIPTION | COS Factor |  | Utah Jurisdiction Normalized | Residential Sch 1 | General Large Dist. Sch 6 | General +1 MW Sch 8 | Street & Area Lighting Sch. 7,11,12 | General Trans Sch 9 | Irrigation Sch 10 | Traffic Signals Sch 15 | Outdoor Lighting Sch 15 | General Small Dist. Sch 23 | Industrial Cust 1 | Industrial Cust 2
1409
1410 |  | 108364 | Poles, Towers & Fixtures |  | F121 |  | 0 | 0 | 0 | 0 | 0 | 0 | 0 | 0 | 0 | 0 | 0 | 0 | 0 | 2061
1411
1412 |  | 108365 | Overhead Conductors |  | F122 |  | 0 | 0 | 0 | 0 | 0 | 0 | 0 | 0 | 0 | 0 | 0 | 0 | 0 | 2065
1413
1414 |  | 108366 | Underground Conduit |  | F123 |  | 0 | 0 | 0 | 0 | 0 | 0 | 0 | 0 | 0 | 0 | 0 | 0 | 0 | 2069
1415
1416 |  | 108367 | Underground Conductors |  | F124 |  | 0 | 0 | 0 | 0 | 0 | 0 | 0 | 0 | 0 | 0 | 0 | 0 | 0 | 2073
1417
1418 |  | 108368 | Line Transformers |  | F125 |  | 0 | 0 | 0 | 0 | 0 | 0 | 0 | 0 | 0 | 0 | 0 | 0 | 0 | 2077
1419
1420 |  | 108369 | Services |  | F126 |  | 0 | 0 | 0 | 0 | 0 | 0 | 0 | 0 | 0 | 0 | 0 | 0 | 0 | 2081
1421
1422 |  | 108370 | Meters |  | F127 |  | -36390122.7493 | -25347722.7102 | -3931761.7936 | -481075.5076 | 0 | -1575313.65 | -427025.4705 | -85281.496 | -18010.5954 | -4311090.6453 | -106420.4404 | -106420.4404 | 0 | 2085
1423
1424 |  | 108371 | Install on Customers' Premises |  | F128 |  | 0 | 0 | 0 | 0 | 0 | 0 | 0 | 0 | 0 | 0 | 0 | 0 | 0 | 2089
1425
1426 |  | 108372 | Leased Property |  | F129 |  | 0 | 0 | 0 | 0 | 0 | 0 | 0 | 0 | 0 | 0 | 0 | 0 | 0 | 2093
1427
1428 |  | 108373 | Street Lights |  | F130 |  | 0 | 0 | 0 | 0 | 0 | 0 | 0 | 0 | 0 | 0 | 0 | 0 | 0 | 2097
1429
1430 |  | 108D00 | Unclassified Dist Plant - Acct 300 |  | F121 |  | 0 | 0 | 0 | 0 | 0 | 0 | 0 | 0 | 0 | 0 | 0 | 0 | 0 | 2101
1431
1432 |  | 108DS | Unclassified Dist Sub - Acct 300 |  | F120 |  | 0 | 0 | 0 | 0 | 0 | 0 | 0 | 0 | 0 | 0 | 0 | 0 | 0 | 2105
1433
1434 |  | 108D | Unclassified Dist Sub - Acct 300 |  | F102D |  | -8599.9512 | -5131.9192 | -1941.654 | -492.0179 | -115.6927 | -10.6585 | -113.6298 | -4.4545 | -2.48 | -786.0046 | -0.72003 | -0.72003 | 0 | 2109
1435
1436
1437 |  | TOTAL DISTRIBUTION PLANT DEPR |  |  |  |  | -36398722.7005 | -25352854.6294 | -3933703.4476 | -481567.5255 | -115.6927 | -1575324.3085 | -427139.1004 | -85285.9504 | -18013.0755 | -4311876.6499 | -106421.1604 | -106421.1604 | 0
1438
1439 | [6 empty] | D: GENERAL PLANT
1440 |  | 108GP | General Plant Accumulated Depr
1441 |  |  |  | Situs | F107D |  | -1558695.452 | -930133.0867 | -351914.467 | -89175.6306 | -20968.681 | -1931.7895 | -20594.8024 | -807.349 | -449.4895 | -142459.1521 | -130.5022 | -130.5022 | 0 | 2115
1442 |  |  |  | System Generation | F105D |  | 0 | 0 | 0 | 0 | 0 | 0 | 0 | 0 | 0 | 0 | 0 | 0 | 0 | 2116
1443 |  |  |  | System Generation | F105D |  | 0 | 0 | 0 | 0 | 0 | 0 | 0 | 0 | 0 | 0 | 0 | 0 | 0 | 2117
1444 |  |  |  | System Generation | F105D |  | 0 | 0 | 0 | 0 | 0 | 0 | 0 | 0 | 0 | 0 | 0 | 0 | 0 | 2118
1445 |  |  |  | Customer - System | F42 |  | 0 | 0 | 0 | 0 | 0 | 0 | 0 | 0 | 0 | 0 | 0 | 0 | 0 | 2119
1446 |  |  |  | System Overheads | F102D |  | -321862.6611 | -192067.7385 | -72668.5426 | -18414.3129 | -4329.9257 | -398.9047 | -4252.7217 | -166.7134 | -92.8173 | -29417.0883 | -26.948 | -26.948 | 0 | 2120
1447 |  |  |  | Energy | F30 |  | 0 | 0 | 0 | 0 | 0 | 0 | 0 | 0 | 0 | 0 | 0 | 0 | 0 | 2121
1448 |  |  |  | Simple Cycle Combustion Turbine | F10 |  | 0 | 0 | 0 | 0 | 0 | 0 | 0 | 0 | 0 | 0 | 0 | 0 | 0 | 2122
1449 |  |  |  | Cholla | F10 |  | 0 | 0 | 0 | 0 | 0 | 0 | 0 | 0 | 0 | 0 | 0 | 0 | 0 | 2123
1450 |  |  | Total General Plant Accumulated Depr |  |  |  | -1880558.1131 | -1122200.8252 | -424583.0096 | -107589.9435 | -25298.6067 | -2330.6941 | -24847.524 | -974.0624 | -542.3067 | -171876.2404 | -157.4502 | -157.4502 | 0
1451
1452 |  | 108MP | Mining Plant Accumulated Depr. |  | F30 |  | 0 | 0 | 0 | 0 | 0 | 0 | 0 | 0 | 0 | 0 | 0 | 0 | 0 | 2131
1453
1454 |  | 1081390 | Accum Depr - Capital Lease |  | F30 |  | 0 | 0 | 0 | 0 | 0 | 0 | 0 | 0 | 0 | 0 | 0 | 0 | 0 | 2138
1455 |  |  | Remove Capital Lease |  | F30 |  | 0 | 0 | 0 | 0 | 0 | 0 | 0 | 0 | 0 | 0 | 0 | 0 | 0 | 2141
1456
1457 |  | 1081399L | Accum Depr - Capital Lease |  | F30 |  | 0 | 0 | 0 | 0 | 0 | 0 | 0 | 0 | 0 | 0 | 0 | 0 | 0 | 2145
1458 |  |  |  | Energy | F30 |  | 0 | 0 | 0 | 0 | 0 | 0 | 0 | 0 | 0 | 0 | 0 | 0 | 0 | 2146
1459 |  |  | Remove Capital Lease |  | F30 |  | 0 | 0 | 0 | 0 | 0 | 0 | 0 | 0 | 0 | 0 | 0 | 0 | 0 | 2149
1460
1461 |  | TOTAL GENERAL PLANT ACCUM DEPR |  |  |  |  | -1880558.1131 | -1122200.8252 | -424583.0096 | -107589.9435 | -25298.6067 | -2330.6941 | -24847.524 | -974.0624 | -542.3067 | -171876.2404 | -157.4502 | -157.4502 | 0
1462
1463
1464 |  | TOTAL ACCUM DEPR - PLANT IN SERVICE |  |  |  |  | -38279280.8137 | -26475055.4546 | -4358286.4571 | -589157.469 | -25414.2994 | -1577655.0026 | -451986.6244 | -86260.0128 | -18555.3822 | -4483752.8903 | -106578.6106 | -106578.6106 | 0
1465
1466
1467 | [6 empty] | D: ACCUMULATED AMORTIZATION
1468
1469 |  | 111CLS | Accum Prov for Amort-Steam |  | F10 |  | 0 | 0 | 0 | 0 | 0 | 0 | 0 | 0 | 0 | 0 | 0 | 0 | 0 | 2162
1470
1471 |  | 111CLG | Accum Prov for Amort-General
1472 |  |  | Situs |  | F108D |  | -315.287 | -188.1438 | -71.1839 | -18.0381 | -4.2415 | -0.39076 | -4.1658 | -0.16331 | -0.090921 | -28.8161 | -0.026397 | -0.026397 | 0 | 2166
1473 |  |  | Customer - System |  | F40 |  | 0 | 0 | 0 | 0 | 0 | 0 | 0 | 0 | 0 | 0 | 0 | 0 | 0 | 2167
1474 |  |  | System Generation |  | F108D |  | 0 | 0 | 0 | 0 | 0 | 0 | 0 | 0 | 0 | 0 | 0 | 0 | 0 | 2168
1475 |  |  | System Overheads |  | F108D |  | -17424.0632 | -10397.6038 | -3933.9179 | -996.8604 | -234.4009 | -21.5947 | -230.2215 | -9.025 | -5.0247 | -1592.4966 | -1.4588 | -1.4588 | 0 | 2169
1476 |  |  | Energy |  | F108D |  | 0 | 0 | 0 | 0 | 0 | 0 | 0 | 0 | 0 | 0 | 0 | 0 | 0 | 2170
1477 |  |  | Total Accum Prov for Amort-General |  |  |  | -17739.3502 | -10585.7476 | -4005.1018 | -1014.8985 | -238.6424 | -21.9855 | -234.3873 | -9.1884 | -5.1156 | -1621.3127 | -1.4852 | -1.4852 | 0 | 2171
1478
1479 |  | 111CLH | Accum Prov for Amort-Hydro |  | F10 |  | 0 | 0 | 0 | 0 | 0 | 0 | 0 | 0 | 0 | 0 | 0 | 0 | 0 | 2179
1480
1481 |  | 111IP | Accum Prov for Amort-Intangible
1482 |  |  |  | Situs | F107D |  | 344.6406 | 205.6602 | 77.8112 | 19.7175 | 4.6364 | 0.42713 | 4.5537 | 0.17851 | 0.099386 | 31.4989 | 0.028855 | 0.028855 | 0 | 2183
1483 |  |  |  | System Generation | F105D |  | 0 | 0 | 0 | 0 | 0 | 0 | 0 | 0 | 0 | 0 | 0 | 0 | 0 | 2184
1484 |  |  |  | System Generation | F105D |  | 0 | 0 | 0 | 0 | 0 | 0 | 0 | 0 | 0 | 0 | 0 | 0 | 0 | 2185
1485 |  |  |  | Energy | F30 |  | 0 | 0 | 0 | 0 | 0 | 0 | 0 | 0 | 0 | 0 | 0 | 0 | 0 | 2186
1486 |  |  |  | System Generation | F105D |  | 0 | 0 | 0 | 0 | 0 | 0 | 0 | 0 | 0 | 0 | 0 | 0 | 0 | 2187
1487 |  |  |  | System Generation | F105D |  | 0 | 0 | 0 | 0 | 0 | 0 | 0 | 0 | 0 | 0 | 0 | 0 | 0 | 2188
1488 |  |  |  | System Generation | F105D |  | 0 | 0 | 0 | 0 | 0 | 0 | 0 | 0 | 0 | 0 | 0 | 0 | 0 | 2189
1489 |  |  |  | Customer - System | F42 |  | 0 | 0 | 0 | 0 | 0 | 0 | 0 | 0 | 0 | 0 | 0 | 0 | 0 | 2190
1490 |  |  |  | System Generation | F105D |  | 0 | 0 | 0 | 0 | 0 | 0 | 0 | 0 | 0 | 0 | 0 | 0 | 0 | 2191
1491 |  |  |  | Cholla | F10 |  | 0 | 0 | 0 | 0 | 0 | 0 | 0 | 0 | 0 | 0 | 0 | 0 | 0 | 2192
1492 |  |  |  | System Overheads | F102D |  | -978324.3401 | -583803.4858 | -220881.1787 | -55971.6075 | -13161.1156 | -1212.499 | -12926.4485 | -506.7373 | -282.1247 | -89415.3221 | -81.9105 | -81.9105 | 0 | 2193
1493 |  |  | Total Accum Prov for Amort-Intangible |  |  |  | -977979.6995 | -583597.8257 | -220803.3675 | -55951.89 | -13156.4792 | -1212.0718 | -12921.8948 | -506.5588 | -282.0253 | -89383.8232 | -81.8816 | -81.8816 | 0
1494
1495 |  | 111390 | Accum Prov for Amort-Capital Lease |  | F30 |  | 0 | 0 | 0 | 0 | 0 | 0 | 0 | 0 | 0 | 0 | 0 | 0 | 0 | 2204
1496
1497
1498 |  | TOTAL ACCUM PROV FOR AMORTIZATION |  |  |  |  | -995719.0498 | -594183.5732 | -224808.4693 | -56966.7885 | -13395.1216 | -1234.0573 | -13156.2821 | -515.7472 | -287.1409 | -91005.136 | -83.3668 | -83.3668 | 0

## JAM Download
| 2010 PROTOCOL | [15 empty] | FERC Account Error Check
| 13-Month Average | [5 empty] | DECEMBER 2015 |  | DECEMBER 2015 | [7 empty] | Account | JAM Total | FunStudy Total | Difference
| FERC |  |  | BUS |  |  | UNADJUSTED RESULTS |  | NORMALIZED RESULTS | [7 empty] | 103 | 0 | 0 | 0
| ACCT | DESCRIP |  | FUNC | FACTOR | Ref | TOTAL | UTAH | TOTAL | OTHER | UTAH | [5 empty] | 105 | 12081865.1214 | 12081865.1214 | 0
70 | Sales to Ultimate Customers | [11 empty] | FERC | JAM Factor | FERC.JAMFactor | JAM Value | 114 | 64523434.3278 | 64523434.3278 | 0
71 | 440 | Residential Sales | [10 empty] | 440 | NA | 440.NA | 0 | 115 | -47899969.7773 | -47899969.7773 | 0
72 |  |  |  | 0 | S |  | 1781722515.62 | 785636116.46 | 1741586553.7778 | 996086399.16 | 745500154.6178 |  | 440 | S | 440.S | 745500154.6178 | 124 | 2158809.4308 | 2158809.4308 | 0
73 | [12 empty] | 440 | NA | 440.NA1 | 0 | 128 | 0 | 0 | 0
74 | [5 empty] | B1 | 1781722515.62 | 785636116.46 | 1741586553.7778 | 996086399.16 | 745500154.6178 |  | 440 | NA | 440.NA2 | 745500154.6178 | 131 | 0 | 0 | 0
75 | [12 empty] | 440 | NA | 440.NA3 | 0 | 135 | 0 | 0 | 0
76 | 442 | Commercial & Industrial Sales | [10 empty] | 442 | NA | 442.NA | 0 | 141 | 0 | 0 | 0
77 |  |  |  | 0 | S |  | 2992033306.59 | 1294773339.72 | 2919104676.5113 | 1697259966.87 | 1221844709.6413 |  | 442 | S | 442.S | 1221844709.6413 | 143 | 10619483.2291 | 10619483.2291 | 0
78 |  |  |  | P | SE |  | 0 | 0 | 0 | 0 | 0 |  | 442 | SE | 442.SE | 0 | 151 | 82515979.3139 | 82515979.3139 | 0
79 |  |  |  | PT | SG |  | 0 | 0 | 0 | 0 | 0 |  | 442 | SG | 442.SG | 0 | 152 | 0 | 0 | 0
80 | [12 empty] | 442 | NA | 442.NA1 | 0 | 154 | 101306286.5474 | 101306286.5474 | 0
81 | [12 empty] | 442 | NA | 442.NA2 | 0 | 163 | 0 | 0 | 0
82 | [5 empty] | B1 | 2992033306.59 | 1294773339.72 | 2919104676.5113 | 1697259966.87 | 1221844709.6413 |  | 442 | NA | 442.NA3 | 1221844709.6413 | 165 | 16132264.1458 | 16132264.1458 | 0
83 | [12 empty] | 442 | NA | 442.NA4 | 0 | 190 | 72746578.9778 | 72746578.9778 | 0
84 | 444 | Public Street & Highway Lighting | [10 empty] | 444 | NA | 444.NA | 0 | 230 | -804542.3942 | -804542.3942 | 0
85 |  |  |  | 0 | S |  | 19942746.8 | 9386419.79 | 19679740.1267 | 10556327.01 | 9123413.1167 |  | 444 | S | 444.S | 9123413.1167 | 232 | -4577742.5856 | -4577742.5856 | 0
86 |  |  |  | 0 | SO |  | 0 | 0 | 0 | 0 | 0 |  | 444 | SO | 444.SO | 0 | 235 | -16183238.2962 | -16183238.2962 | 0
87 | [5 empty] | B1 | 19942746.8 | 9386419.79 | 19679740.1267 | 10556327.01 | 9123413.1167 |  | 444 | NA | 444.NA1 | 9123413.1167 | 252 | -14379215.9133 | -14379215.9133 | 0
88 | [12 empty] | 444 | NA | 444.NA2 | 0 | 254 | -3948845.1869 | -3948845.1869 | 0
89 | 445 | Other Sales to Public Authority | [10 empty] | 445 | NA | 445.NA | 0 | 255 | -189331.1084 | -189331.1084 | 0
90 |  |  |  | 0 | S |  | 16902061.36 | 16864188.94 | 16367525.0139 | 37872.42 | 16329652.5939 |  | 445 | S | 445.S | 16329652.5939 | 281 | -0.0067392 | 0 | -0.0067392
91 | [12 empty] | 445 | NA | 445.NA1 | 0 | 282 | -1832972474.4992 | -1832972474.4992 | 0
92 | [5 empty] | B1 | 16902061.36 | 16864188.94 | 16367525.0139 | 37872.42 | 16329652.5939 |  | 445 | NA | 445.NA2 | 16329652.5939 | 283 | -131141957.5005 | -131141957.5005 | 0
93 | [12 empty] | 445 | NA | 445.NA3 | 0 | 301 | 0 | 0 | 0
94 | 448 | Interdepartmental | [10 empty] | 448 | NA | 448.NA | 0 | 302 | 52127985.7763 | 52127985.7763 | 0
95 |  |  |  | DPW | S |  | 0 | 0 | 0 | 0 | 0 |  | 448 | S | 448.S | 0 | 303 | 295338498.8491 | 295338498.8491 | 0
96 |  |  |  | GP | SO |  | 0 | 0 | 0 | 0 | 0 |  | 448 | SO | 448.SO | 0 | 310 | 40993838.8068 | 40993838.8068 | 0
97 | [5 empty] | B1 | 0 | 0 | 0 | 0 | 0 |  | 448 | NA | 448.NA1 | 0 | 311 | 445984683.5961 | 445984683.5961 | 0
98 | [12 empty] | 448 | NA | 448.NA2 | 0 | 312 | 1883559230.3306 | 1883559230.3306 | 0
99 | Total Sales to Ultimate Customers |  |  |  |  | B1 | 4810600630.37 | 2106660064.91 | 4696738495.4297 | 2703940565.46 | 1992797929.9697 |  | Total Sales to Ultimate Customers | NA | Total Sales to Ultimate Customers.NA | 1992797929.9697 | 314 | 436249498.8068 | 436249498.8068 | 0
100 | [12 empty] | Total Sales to Ultimate Customers | NA | Total Sales to Ultimate Customers.NA1 | 0 | 315 | 215988206.4251 | 215988206.4251 | 0
101 | [12 empty] | Total Sales to Ultimate Customers | NA | Total Sales to Ultimate Customers.NA2 | 0 | 316 | 13684048.6164 | 13684048.6164 | 0
102 | [12 empty] | Total Sales to Ultimate Customers | NA | Total Sales to Ultimate Customers.NA3 | 0 | 317 | 0 | 0 | 0
103 | 447 | Sales for Resale-Non NPC | [10 empty] | 447 | NA | 447.NA | 0 | 320 | 0 | 0 | 0
104 |  |  |  | P | S |  | 6751432.97 | 0 | 6751432.97 | 6751432.97 | 0 |  | 447 | S | 447.S | 0 | 321 | 0 | 0 | 0
105 | [6 empty] | 6751432.97 | 0 | 6751432.97 | 6751432.97 | 0 |  | 447 | NA | 447.NA1 | 0 | 322 | 0 | 0 | 0
106 | [12 empty] | 447 | NA | 447.NA2 | 0 | 323 | 0 | 0 | 0
107 | 447NPC | Sales for Resale-NPC | [10 empty] | 447NPC | NA | 447NPC.NA | 0 | 324 | 0 | 0 | 0
108 |  |  |  | P | SG |  | 263082188.72 | 116304124.0317 | 263082188.72 | 147839245.3719 | 115242943.3481 |  | 447NPC | SG | 447NPC.SG | 115242943.3481 | 325 | 0 | 0 | 0
109 |  |  |  | P | SE |  | 0 | 0 | -635423.0444 | -362121.0756 | -273301.9688 |  | 447NPC | SE | 447NPC.SE | -273301.9688 | 330 | 13717847.9528 | 13717847.9528 | 0
110 |  |  |  | P | SG |  | 0 | 0 | 0 | 0 | 0 |  | 447NPC | SG | 447NPC.SG1 | 0 | 331 | 110905959.9717 | 110905959.9717 | 0
111 | [6 empty] | 263082188.72 | 116304124.0317 | 262446765.6756 | 147477124.2963 | 114969641.3793 |  | 447NPC | NA | 447NPC.NA1 | 114969641.3793 | 332 | 211433922.7709 | 211433922.7709 | 0
112 | [12 empty] | 447NPC | NA | 447NPC.NA2 | 0 | 333 | 55723707.7836 | 55723707.7836 | 0
113 |  | Total Sales for Resale |  |  |  | B1 | 269833621.69 | 116304124.0317 | 269198198.6456 | 154228557.2663 | 114969641.3793 |  | 447NPC | NA | 447NPC.NA3 | 114969641.3793 | 334 | 34213846.5749 | 34213846.5749 | 0
114 | [12 empty] | 447NPC | NA | 447NPC.NA4 | 0 | 335 | 1037295.9509 | 1037295.9509 | 0
115 | 449 | Provision for Rate Refund | [10 empty] | 449 | NA | 449.NA | 0 | 336 | 9138504.1074 | 9138504.1074 | 0
116 |  |  |  | P | S |  | 0.1 | 0.1 | 0.1 | 0 | 0.1 |  | 449 | S | 449.S | 0.1 | 337 | 0 | 0 | 0
117 |  |  |  | P | SG |  | 0 | 0 | 0 | 0 | 0 |  | 449 | SG | 449.SG | 0 | 340 | 18810945.565 | 18810945.565 | 0
118 | [12 empty] | 449 | NA | 449.NA1 | 0 | 341 | 99306735.482 | 99306735.482 | 0
119 | [12 empty] | 449 | NA | 449.NA2 | 0 | 342 | 6953210.8521 | 6953210.8521 | 0
120 | [5 empty] | B1 | 0.1 | 0.1 | 0.1 | 0 | 0.1 |  | 449 | NA | 449.NA3 | 0.1 | 343 | 1280360567.5889 | 1280360567.5889 | 0
121 | [12 empty] | 449 | NA | 449.NA4 | 0 | 344 | 206687376.8854 | 206687376.8854 | 0
122 | Total Sales from Electricity |  |  |  |  | B1 | 5080434252.16 | 2222964189.0417 | 4965936694.1753 | 2858169122.7263 | 2107767571.449 |  | Total Sales from Electricity | NA | Total Sales from Electricity.NA | 2107767571.449 | 345 | 142421752.2863 | 142421752.2863 | 0
123 | 450 | Forfeited Discounts & Interest | [10 empty] | 450 | NA | 450.NA | 0 | 346 | 6642062.2796 | 6642062.2796 | 0
124 |  |  |  | CUST | S |  | 9141276.38 | 3479500.68 | 9141276.38 | 5661775.7 | 3479500.68 |  | 450 | S | 450.S | 3479500.68 | 347 | 0 | 0 | 0
125 |  |  |  | CUST | SO |  | 0 | 0 | 0 | 0 | 0 |  | 450 | SO | 450.SO | 0 | 350 | 105642454.7058 | 105642454.7058 | 0
126 | [5 empty] | B1 | 9141276.38 | 3479500.68 | 9141276.38 | 5661775.7 | 3479500.68 |  | 450 | NA | 450.NA1 | 3479500.68 | 352 | 96118484.4495 | 96118484.4495 | 0
127 | [12 empty] | 450 | NA | 450.NA2 | 0 | 353 | 825023174.4874 | 825023174.4874 | 0
128 | 451 | Misc Electric Revenue | [10 empty] | 451 | NA | 451.NA | 0 | 354 | 544571943.4516 | 544571943.4516 | 0
129 |  |  |  | CUST | S |  | 5521840.14 | 3596319.8 | 5521840.14 | 1925520.34 | 3596319.8 |  | 451 | S | 451.S | 3596319.8 | 355 | 344752423.4275 | 344752423.4275 | 0
130 |  |  |  | GP | SG |  | 0 | 0 | 0 | 0 | 0 |  | 451 | SG | 451.SG | 0 | 356 | 486810908.2862 | 486810908.2862 | 0
131 |  |  |  | GP | SO |  | 9407.46 | 4094.5524 | 9407.46 | 5334.0919 | 4073.3681 |  | 451 | SO | 451.SO | 4073.3681 | 357 | 1541742.9226 | 1541742.9226 | 0
132 | [5 empty] | B1 | 5531247.6 | 3600414.3524 | 5531247.6 | 1930854.4319 | 3600393.1681 |  | 451 | NA | 451.NA1 | 3600393.1681 | 358 | 3519880.4058 | 3519880.4058 | 0
133 | [12 empty] | 451 | NA | 451.NA2 | 0 | 359 | 5229081.1154 | 5229081.1154 | 0
134 | 453 | Water Sales | [10 empty] | 453 | NA | 453.NA | 0 | 360 | 37034525.7408 | 37034525.7408 | 0
135 |  |  |  | P | SG |  | 0 | 0 | 0 | 0 | 0 |  | 453 | SG | 453.SG | 0 | 361 | 54539810.9846 | 54539810.9846 | 0
136 | [5 empty] | B1 | 0 | 0 | 0 | 0 | 0 |  | 453 | NA | 453.NA1 | 0 | 362 | 438025677.3523 | 438025677.3523 | 0
137 | [12 empty] | 453 | NA | 453.NA2 | 0 | 363 | 0 | 0 | 0
138 | 454 | Rent of Electric Property | [10 empty] | 454 | NA | 454.NA | 0 | 364 | 365695695.1331 | 365695695.1331 | 0
139 |  |  |  | DPW | S |  | 9020770.06 | 3565031.82 | 8419459.48 | 5455738.24 | 2963721.24 |  | 454 | S | 454.S | 2963721.24 | 365 | 229543521.6231 | 229543521.6231 | 0
140 |  |  |  | T | SG |  | 6178199.38 | 2731275.9958 | 6178199.38 | 3471844.0596 | 2706355.3204 |  | 454 | SG | 454.SG | 2706355.3204 | 366 | 190133676.21 | 190133676.21 | 0
141 |  |  |  | T | SG |  | 18000 | 7957.4913 | 18000 | 10115.1143 | 7884.8857 |  | 454 | SG | 454.SG1 | 7884.8857 | 367 | 517429992.8815 | 517429992.8815 | 0
142 |  |  |  | GP | SO |  | 3854278.82 | 1677556.6178 | 4455589.4 | 2526348.5842 | 1929240.8158 |  | 454 | SO | 454.SO | 1929240.8158 | 368 | 491548797.1869 | 491548797.1869 | 0
143 | [5 empty] | B1 | 19071248.26 | 7981821.925 | 19071248.26 | 11464045.9982 | 7607202.2618 |  | 454 | NA | 454.NA1 | 7607202.2618 | 369 | 270417051.0031 | 270417051.0031 | 0
144 | [12 empty] | 454 | NA | 454.NA2 | 0 | 370 | 79423954.7172 | 79423954.7172 | 0
145 | [12 empty] | 454 | NA | 454.NA3 | 0 | 371 | 4616955.1646 | 4616955.1646 | 0
146 | [12 empty] | 454 | NA | 454.NA4 | 0 | 372 | 0 | 0 | 0
147 | 456 | Other Electric Revenue | [10 empty] | 456 | NA | 456.NA | 0 | 373 | 23075919.7862 | 23075919.7862 | 0
148 |  |  |  | DMSC | S |  | -6239827.24 | -1577531.52 | -8135291.6153 | -6296512.5018 | -1838779.1134 |  | 456 | S | 456.S | -1838779.1134 | 389 | 7850489.4255 | 7850489.4255 | 0
149 |  |  |  | CUST | CN |  | 0 | 0 | 0 | 0 | 0 |  | 456 | CN | 456.CN | 0 | 390 | 92796585.9131 | 92796585.9131 | 0
150 |  |  |  | OTHSE | SE |  | 8324825.69 | 3593867.6909 | 8324825.69 | 4744232.7742 | 3580592.9158 |  | 456 | SE | 456.SE | 3580592.9158 | 391 | 33335473.0936 | 33335473.0936 | 0
151 |  |  |  | OTHSO | SO |  | 1473932.06 | 641521.9544 | 1473932.06 | 835729.2018 | 638202.8582 |  | 456 | SO | 456.SO | 638202.8582 | 392 | 45532929.5176 | 45532929.5176 | 0
152 |  |  |  | OTHSGR | SG |  | 117543589.76 | 51964005.2757 | 118657324.1696 | 66679577.7716 | 51977746.398 |  | 456 | SG | 456.SG | 51977746.398 | 393 | 6332143.8097 | 6332143.8097 | 0
153 | [12 empty] | 456 | NA | 456.NA1 | 0 | 394 | 25712139.3688 | 25712139.3688 | 0
154 | [12 empty] | 456 | NA | 456.NA2 | 0 | 395 | 12334317.2427 | 12334317.2427 | 0
155 | [5 empty] | B1 | 121102520.27 | 54621863.401 | 120320790.3043 | 65963027.2458 | 54357763.0585 |  | 456 | NA | 456.NA3 | 54357763.0585 | 396 | 66678957.3005 | 66678957.3005 | 0
156 | [12 empty] | 456 | NA | 456.NA4 | 0 | 397 | 159226591.751 | 159226591.751 | 0
157 | Total Other Electric Revenues |  |  |  |  | B1 | 154846292.51 | 69683600.3584 | 154064562.5443 | 85019703.3758 | 69044859.1685 |  | Total Other Electric Revenues | NA | Total Other Electric Revenues.NA | 69044859.1685 | 398 | 3216194.2056 | 3216194.2056 | 0
158 | [12 empty] | Total Other Electric Revenues | NA | Total Other Electric Revenues.NA1 | 0 | 399 | 144424157.7365 | 144424157.7365 | 0
159 | Total Electric Operating Revenues |  |  |  |  | B1 | 5235280544.67 | 2292647789.4001 | 5120001256.7196 | 2943188826.1021 | 2176812430.6175 |  | Total Electric Operating Revenues | NA | Total Electric Operating Revenues.NA | 2176812430.6175 | 403 | 0 | 0 | 0
160 | [12 empty] | Total Electric Operating Revenues | NA | Total Electric Operating Revenues.NA1 | 0 | 405 | 0 | 0 | 0
161 | Summary of Revenues by Factor | [11 empty] | Summary of Revenues by Factor | NA | Summary of Revenues by Factor.NA | 0 | 406 | 2319641.2538 | 2319641.2538 | 0
162 |  |  | S |  |  |  | 4834796122.78 | 2115723385.79 | 4718437212.8845 | 2717438520.2082 | 2000998692.6763 |  | Summary of Revenues by Factor | NA | Summary of Revenues by Factor.NA1 | 2000998692.6763 | 407 | -4777519.78 | -4777519.78 | 0
163 |  |  | CN |  |  |  | 0 | 0 | 0 | 0 | 0 |  | Summary of Revenues by Factor | NA | Summary of Revenues by Factor.NA2 | 0 | 408 | 65878212.1881 | 65878212.1881 | 0
164 |  |  | SE |  |  |  | 8324825.69 | 3593867.6909 | 7689402.6456 | 4382111.6986 | 3307290.947 |  | Summary of Revenues by Factor | NA | Summary of Revenues by Factor.NA3 | 3307290.947 | 419 | -14658034.6557 | -14658034.6557 | 0
165 |  |  | SO |  |  |  | 5337618.34 | 2323173.1247 | 5938928.92 | 3367411.8779 | 2571517.0421 |  | Summary of Revenues by Factor | NA | Summary of Revenues by Factor.NA4 | 2571517.0421 | 421 | -446473.3587 | -446473.3587 | 0
166 |  |  | SG |  |  |  | 386821977.86 | 171007362.7945 | 387935712.2696 | 218000782.3174 | 169934929.9522 |  | Summary of Revenues by Factor | NA | Summary of Revenues by Factor.NA5 | 169934929.9522 | 427 | 155462237.3007 | 155462237.3009 | -0.00016946
167 |  |  | DGP |  |  |  | 0 | 0 | 0 | 0 | 0 |  | Summary of Revenues by Factor | NA | Summary of Revenues by Factor.NA6 | 0 | 428 | 2191230.2363 | 2191230.2363 | 0
168 | [12 empty] | Summary of Revenues by Factor | NA | Summary of Revenues by Factor.NA7 | 0 | 429 | -4909.74 | -4909.74 | 0
169 | Total Electric Operating Revenues | [5 empty] | 5235280544.67 | 2292647789.4001 | 5120001256.7196 | 2943188826.1021 | 2176812430.6175 |  | Total Electric Operating Revenues | NA | Total Electric Operating Revenues.NA2 | 2176812430.6175 | 431 | 6432634.0257 | 6432634.0257 | 0
170 | Miscellaneous Revenues | [11 empty] | Miscellaneous Revenues | NA | Miscellaneous Revenues.NA | 0 | 432 | -7833162.205 | -7833162.205 | 0
171 | 41160 | Gain on Sale of Utility Plant - CR | [10 empty] | 41160 | NA | 41160.NA | 0 | 440 | 745500154.6178 | 745500154.6178 | 0
172 |  |  |  | DPW | S |  | 0 | 0 | 0 | 0 | 0 |  | 41160 | S | 41160.S | 0 | 442 | 1221844709.6413 | 1221844709.6413 | 0
173 |  |  |  | T | SG |  | 0 | 0 | 0 | 0 | 0 |  | 41160 | SG | 41160.SG | 0 | 444 | 9123413.1167 | 9123413.1167 | 0
174 |  |  |  | G | SO |  | 0 | 0 | 0 | 0 | 0 |  | 41160 | SO | 41160.SO | 0 | 445 | 16329652.5939 | 16329652.5939 | 0
175 |  |  |  | T | SG |  | 0 | 0 | 0 | 0 | 0 |  | 41160 | SG | 41160.SG1 | 0 | 447 | 0 | 0 | 0
176 |  |  |  | P | SG |  | 0 | 0 | 0 | 0 | 0 |  | 41160 | SG | 41160.SG2 | 0 | 448 | 0 | 0 | 0
177 | [5 empty] | B1 | 0 | 0 | 0 | 0 | 0 |  | 41160 | NA | 41160.NA1 | 0 | 449 | 0.1 | 0.1 | 0
178 | [12 empty] | 41160 | NA | 41160.NA2 | 0 | 450 | 3479500.68 | 3479500.68 | 0
179 | 41170 | Loss on Sale of Utility Plant | [10 empty] | 41170 | NA | 41170.NA | 0 | 451 | 3600393.1681 | 3600393.1681 | 0
180 |  |  |  | DPW | S |  | 0 | 0 | 0 | 0 | 0 |  | 41170 | S | 41170.S | 0 | 453 | 0 | 0 | 0
181 |  |  |  | T | SG |  | 0 | 0 | 0 | 0 | 0 |  | 41170 | SG | 41170.SG | 0 | 454 | 7607202.2618 | 7607202.2618 | 0
182 | [5 empty] | B1 | 0 | 0 | 0 | 0 | 0 |  | 41170 | NA | 41170.NA1 | 0 | 456 | 54357763.0585 | 54357763.0585 | 0
183 | [12 empty] | 41170 | NA | 41170.NA2 | 0 | 500 | 6797214.391 | 6797214.391 | 0
184 | 4118 | Gain from Emission Allowances | [10 empty] | 4118 | NA | 4118.NA | 0 | 501 | 16482120.6446 | 16482120.6446 | 0
185 |  |  |  | P | S |  | 0 | 0 | 0 | 0 | 0 |  | 4118 | S | 4118.S | 0 | 502 | 37065114.9958 | 37065114.9958 | 0
186 |  |  |  | P | SE |  | -320.3 | -138.2751 | -27263.513 | -15537.1964 | -11726.3166 |  | 4118 | SE | 4118.SE | -11726.3166 | 503 | 0 | 0 | 0
187 | [5 empty] | B1 | -320.3 | -138.2751 | -27263.513 | -15537.1964 | -11726.3166 |  | 4118 | NA | 4118.NA1 | -11726.3166 | 505 | 1030137.7009 | 1030137.7009 | 0
188 | [12 empty] | 4118 | NA | 4118.NA2 | 0 | 506 | 9776098.1075 | 9776098.1075 | 0
189 | 41181 | Gain from Disposition of NOX Credits | [10 empty] | 41181 | NA | 41181.NA | 0 | 507 | 172898.9232 | 172898.9232 | 0
190 |  |  |  | P | SE |  | 0 | 0 | 0 | 0 | 0 |  | 41181 | SE | 41181.SE | 0 | 510 | 2315547.4669 | 2315547.4669 | 0
191 | [5 empty] | B1 | 0 | 0 | 0 | 0 | 0 |  | 41181 | NA | 41181.NA1 | 0 | 511 | 13432758.4661 | 13432758.4661 | 0
192 | [12 empty] | 41181 | NA | 41181.NA2 | 0 | 512 | 41628659.3479 | 41628659.3479 | 0
193 | 4194 | Impact Housing Interest Income | [10 empty] | 4194 | NA | 4194.NA | 0 | 513 | 15259483.4711 | 15259483.4711 | 0
194 |  |  |  | P | SG |  | 0 | 0 | 0 | 0 | 0 |  | 4194 | SG | 4194.SG | 0 | 514 | 5210260.5766 | 5210260.5766 | 0
195 | [5 empty] | B1 | 0 | 0 | 0 | 0 | 0 |  | 4194 | NA | 4194.NA1 | 0 | 517 | 0 | 0 | 0
196 | [12 empty] | 4194 | NA | 4194.NA2 | 0 | 518 | 0 | 0 | 0
197 | 421 | (Gain) / Loss on Sale of Utility Plant | [10 empty] | 421 | NA | 421.NA | 0 | 519 | 0 | 0 | 0
198 |  |  |  | DPW | S |  | -1236374.43 | -1326804.3 | 19707.36 | 75500.99 | -55793.63 |  | 421 | S | 421.S | -55793.63 | 520 | 0 | 0 | 0
199 |  |  |  | T | SG |  | 0 | 0 | 0 | 0 | 0 |  | 421 | SG | 421.SG | 0 | 523 | 0 | 0 | 0
200 |  |  |  | T | SG-P |  | 0 | 0 | 0 | 0 | 0 |  | 421 | SG-P | 421.SG-P | 0 | 524 | 0 | 0 | 0
201 |  |  |  | CUST | CN |  | 0 | 0 | 0 | 0 | 0 |  | 421 | CN | 421.CN | 0 | 528 | 0 | 0 | 0
202 |  |  |  | PTD | SO |  | -186535.92 | -81188.8765 | -437.46 | -248.0427 | -189.4173 |  | 421 | SO | 421.SO | -189.4173 | 529 | 0 | 0 | 0
203 |  |  |  | P | SG |  | 550750 | 243477.1302 | -891430.25 | -500939.9386 | -390490.3114 |  | 421 | SG | 421.SG1 | -390490.3114 | 530 | 0 | 0 | 0
204 | [5 empty] | B1 | -872160.35 | -1164516.0463 | -872160.35 | -425686.9913 | -446473.3587 |  | 421 | NA | 421.NA1 | -446473.3587 | 531 | 0 | 0 | 0
205 | [12 empty] | 421 | NA | 421.NA2 | 0 | 532 | 0 | 0 | 0
206 | Total Miscellaneous Revenues | [5 empty] | -872480.65 | -1164654.3214 | -899423.863 | -441224.1877 | -458199.6753 |  | Total Miscellaneous Revenues | NA | Total Miscellaneous Revenues.NA | -458199.6753 | 535 | 3870669.1045 | 3870669.1045 | 0
207 | Miscellaneous Expenses | [11 empty] | Miscellaneous Expenses | NA | Miscellaneous Expenses.NA | 0 | 536 | 53418.9352 | 53418.9352 | 0
208 | 4311 | Interest on Customer Deposits | [10 empty] | 4311 | NA | 4311.NA | 0 | 537 | 1895876.543 | 1895876.543 | 0
209 |  |  |  | CUST | S |  | 0 | 0 | 983443.5 | 0 | 983443.5 |  | 4311 | S | 4311.S | 983443.5 | 538 | 0 | 0 | 0
210 | [5 empty] | B1 | 0 | 0 | 983443.5 | 0 | 983443.5 |  | 4311 | NA | 4311.NA1 | 983443.5 | 539 | 8823660.7422 | 8823660.7422 | 0
211 | Total Miscellaneous Expenses | [5 empty] | 0 | 0 | 983443.5 | 0 | 983443.5 |  | Total Miscellaneous Expenses | NA | Total Miscellaneous Expenses.NA | 983443.5 | 540 | 689269.2353 | 689269.2353 | 0
212 | [12 empty] | Total Miscellaneous Expenses | NA | Total Miscellaneous Expenses.NA1 | 0 | 541 | 169.9631 | 169.9631 | 0
213 | Net Misc Revenue and Expense |  |  |  |  | B1 | -872480.65 | -1164654.3214 | 84019.637 | -441224.1877 | 525243.8247 |  | Net Misc Revenue and Expense | NA | Net Misc Revenue and Expense.NA | 525243.8247 | 542 | 397442.5159 | 397442.5159 | 0
214 | [12 empty] | Net Misc Revenue and Expense | NA | Net Misc Revenue and Expense.NA1 | 0 | 543 | 619047.7402 | 619047.7402 | 0
215 | 500 | Operation Supervision & Engineering | [10 empty] | 500 | NA | 500.NA | 0 | 544 | 766509.7287 | 766509.7287 | 0
216 |  |  |  | P | SG |  | 14077255.06 | 6223313.0509 | 14077255.06 | 7910724.6869 | 6166530.3731 |  | 500 | SG | 500.SG | 6166530.3731 | 545 | 1321173.0932 | 1321173.0932 | 0
217 |  |  |  | P | SG |  | 1439756.11 | 636491.4858 | 1439756.11 | 809072.0921 | 630684.0179 |  | 500 | SG | 500.SG1 | 630684.0179 | 546 | 183144.7276 | 183144.7276 | 0
218 | [5 empty] | B2 | 15517011.17 | 6859804.5367 | 15517011.17 | 8719796.779 | 6797214.391 |  | 500 | NA | 500.NA1 | 6797214.391 | 547 | 0 | 0 | 0
219 | [12 empty] | 500 | NA | 500.NA2 | 0 | 548 | 7989192.4104 | 7989192.4104 | 0
220 | 501 | Fuel Related-Non NPC | [10 empty] | 501 | NA | 501.NA | 0 | 549 | 3376675.7737 | 3376675.7737 | 0
221 |  |  |  | P | S |  | 0 | 0 | -3902723.26 | -3902723.26 | 0 |  | 501 | S | 501.S | 0 | 550 | 1323824.0487 | 1323824.0487 | 0
222 |  |  |  | P | SE |  | 13614537.57 | 5877462.006 | 34690890.57 | 19769982.7164 | 14920907.8536 |  | 501 | SE | 501.SE | 14920907.8536 | 551 | 0 | 0 | 0
223 |  |  |  | P | SE |  | 0 | 0 | 0 | 0 | 0 |  | 501 | SE | 501.SE1 | 0 | 552 | 1852075.9987 | 1852075.9987 | 0
224 |  |  |  | P | SE |  | 0 | 0 | 0 | 0 | 0 |  | 501 | SE | 501.SE2 | 0 | 553 | 10725929.0233 | 10725929.0233 | 0
225 |  |  |  | P | SE |  | 3629796.7 | 1567000.8683 | 3629796.7 | 2068583.909 | 1561212.791 |  | 501 | SE | 501.SE3 | 1561212.791 | 554 | 649087.4111 | 649087.4111 | 0
226 | [6 empty] | 17244334.27 | 7444462.8743 | 34417964.01 | 17935843.3654 | 16482120.6446 |  | 501 | NA | 501.NA1 | 16482120.6446 | 555 | 0 | 0 | 0
227 | [12 empty] | 501 | NA | 501.NA2 | 0 | 556 | 624939.8349 | 624939.8349 | 0
228 | 501NPC | Fuel Related-NPC | [10 empty] | 501NPC | NA | 501NPC.NA | 0 | 557 | 18704338.5206 | 18704338.5206 | 0
229 |  |  |  | P | S |  | -4116983.59 | 0 | -214260.33 | -214260.33 | 0 |  | 501NPC | S | 501NPC.S | 0 | 560 | 4065391.6521 | 4065391.6521 | 0
230 |  |  |  | P | SE |  | 802486900.15 | 346437493.1347 | 743862767.1144 | 423919761.2849 | 319943005.8295 |  | 501NPC | SE | 501NPC.SE | 319943005.8295 | 561 | 8217410.9074 | 8217410.9074 | 0
231 |  |  |  | P | SE |  | 0 | 0 | 0 | 0 | 0 |  | 501NPC | SE | 501NPC.SE1 | 0 | 562 | 1346113.2144 | 1346113.2144 | 0
232 |  |  |  | P | SE |  | 0 | 0 | 0 | 0 | 0 |  | 501NPC | SE | 501NPC.SE2 | 0 | 563 | 179385.2667 | 179385.2667 | 0
233 |  |  |  | P | SE |  | 58186217.42 | 25119272.7186 | 58186217.42 | 33159728.5 | 25026488.92 |  | 501NPC | SE | 501NPC.SE3 | 25026488.92 | 564 | 0 | 0 | 0
234 | [6 empty] | 856556133.98 | 371556765.8533 | 801834724.2044 | 456865229.4549 | 344969494.7495 |  | 501NPC | NA | 501NPC.NA1 | 344969494.7495 | 565 | 0 | 0 | 0
235 | [12 empty] | 501NPC | NA | 501NPC.NA2 | 0 | 566 | 1051545.6955 | 1051545.6955 | 0
236 |  | Total Fuel Related |  |  |  | B2 | 873800468.25 | 379001228.7276 | 836252688.2144 | 474801072.8203 | 361451615.3941 |  | 501NPC | NA | 501NPC.NA3 | 361451615.3941 | 567 | 985070.4585 | 985070.4585 | 0
237 | [12 empty] | 501NPC | NA | 501NPC.NA4 | 0 | 568 | 519746.5063 | 519746.5063 | 0
238 | 502 | Steam Expenses | [10 empty] | 502 | NA | 502.NA | 0 | 569 | 1821002.777 | 1821002.777 | 0
239 |  |  |  | P | SG |  | 76644125.31 | 33883053.428 | 76644125.31 | 43070227.2288 | 33573898.0812 |  | 502 | SG | 502.SG | 33573898.0812 | 570 | 3520736.0429 | 3520736.0429 | 0
240 |  |  |  | P | SG |  | 7969919.55 | 3523364.7568 | 7969919.55 | 4478702.6354 | 3491216.9146 |  | 502 | SG | 502.SG1 | 3491216.9146 | 571 | 7486853.6422 | 7486853.6422 | 0
241 | [5 empty] | B2 | 84614044.86 | 37406418.1848 | 84614044.86 | 47548929.8642 | 37065114.9958 |  | 502 | NA | 502.NA1 | 37065114.9958 | 572 | 22621.7852 | 22621.7852 | 0
242 | [12 empty] | 502 | NA | 502.NA2 | 0 | 573 | 238159.4191 | 238159.4191 | 0
243 | 503 | Steam From Other Sources-Non-NPC | [10 empty] | 503 | NA | 503.NA | 0 | 580 | 5254067.8758 | 5254067.8758 | 0
244 |  |  |  | P | SE |  | 0 | 0 | 0 | 0 | 0 |  | 503 | SE | 503.SE | 0 | 581 | 5625124.1359 | 5625124.1359 | 0
245 | [5 empty] | B2 | 0 | 0 | 0 | 0 | 0 |  | 503 | NA | 503.NA1 | 0 | 582 | 1758833.3047 | 1758833.3047 | 0
246 | [12 empty] | 503 | NA | 503.NA2 | 0 | 583 | 4152038.3814 | 4152038.3814 | 0
247 | 503NPC | Steam From Other Sources-NPC | [10 empty] | 503NPC | NA | 503NPC.NA | 0 | 584 | 2991.315 | 2991.315 | 0
248 |  |  |  | P | SE |  | 3980974.73 | 1718606.1298 | 3980974.73 | 2268716.6663 | 1712258.0637 |  | 503NPC | SE | 503NPC.SE | 1712258.0637 | 585 | 107247.6833 | 107247.6833 | 0
249 | [5 empty] | B2 | 3980974.73 | 1718606.1298 | 3980974.73 | 2268716.6663 | 1712258.0637 |  | 503NPC | NA | 503NPC.NA1 | 1712258.0637 | 586 | 2197364.9335 | 2197364.9335 | 0
250 | [12 empty] | 503NPC | NA | 503NPC.NA2 | 0 | 587 | 3746958.73 | 3746958.73 | 0
251 | 505 | Electric Expenses | [10 empty] | 505 | NA | 505.NA | 0 | 588 | 2675246.5199 | 2675246.5199 | 0
252 |  |  |  | P | SG |  | 1634439.69 | 722557.7579 | 1634439.69 | 918474.6849 | 715965.0051 |  | 505 | SG | 505.SG | 715965.0051 | 589 | 641826.1834 | 641826.1834 | 0
253 |  |  |  | P | SG |  | 717208.69 | 317065.6624 | 717208.69 | 403035.9943 | 314172.6957 |  | 505 | SG | 505.SG1 | 314172.6957 | 590 | 2502149.0415 | 2502149.0415 | 0
254 | [5 empty] | B2 | 2351648.38 | 1039623.4203 | 2351648.38 | 1321510.6791 | 1030137.7009 |  | 505 | NA | 505.NA1 | 1030137.7009 | 591 | 741712.2588 | 741712.2588 | 0
255 | [12 empty] | 505 | NA | 505.NA2 | 0 | 592 | 4133669.3103 | 4133669.3103 | 0
256 | 506 | Misc. Steam Expense | [10 empty] | 506 | NA | 506.NA | 0 | 593 | 33255817.2687 | 33255817.2687 | 0
257 |  |  |  | P | SG |  | -16596635.34 | -7337087.8678 | 21295658.82 | 11967112.4258 | 9328546.3942 |  | 506 | SG | 506.SG | 9328546.3942 | 594 | 12484373.3835 | 12484373.3835 | 0
258 |  |  |  | P | SE |  | 0 | 0 | 0 | 0 | 0 |  | 506 | SE | 506.SE | 0 | 595 | 441696.1242 | 441696.1242 | 0
259 |  |  |  | P | SG |  | 1021692.79 | 451672.8614 | 1021692.79 | 574141.0766 | 447551.7134 |  | 506 | SG | 506.SG1 | 447551.7134 | 596 | 1597474.07 | 1597474.07 | 0
260 | [5 empty] | B2 | -15574942.55 | -6885415.0064 | 22317351.61 | 12541253.5025 | 9776098.1075 |  | 506 | NA | 506.NA1 | 9776098.1075 | 597 | 1837413.1749 | 1837413.1749 | 0
261 | [12 empty] | 506 | NA | 506.NA2 | 0 | 598 | 2431232.0175 | 2431232.0175 | 0
262 | 507 | Rents | [10 empty] | 507 | NA | 507.NA | 0 | 901 | 811718.7801 | 811718.7801 | 0
263 |  |  |  | P | SG |  | 394702.06 | 174491.012 | 394702.06 | 221803.1368 | 172898.9232 |  | 507 | SG | 507.SG | 172898.9232 | 902 | 4266524.6669 | 4266524.6669 | 0
264 |  |  |  | P | SG |  | 0 | 0 | 0 | 0 | 0 |  | 507 | SG | 507.SG1 | 0 | 903 | 23514227.5203 | 23514227.5203 | 0
265 | [5 empty] | B2 | 394702.06 | 174491.012 | 394702.06 | 221803.1368 | 172898.9232 |  | 507 | NA | 507.NA1 | 172898.9232 | 904 | 3706237.3229 | 3706237.3229 | 0
266 | [12 empty] | 507 | NA | 507.NA2 | 0 | 905 | 15350.6595 | 15350.6595 | 0
267 | 510 | Maint Supervision & Engineering | [10 empty] | 510 | NA | 510.NA | 0 | 907 | 126916.0065 | 126916.0065 | 0
268 |  |  |  | P | SG |  | 6223662.7 | 2751374.55 | 1764047.6135 | 991307.9606 | 772739.6529 |  | 510 | SG | 510.SG | 772739.6529 | 908 | 3065527.3128 | 3065527.3128 | 0
269 |  |  |  | P | SG |  | 2291276.21 | 1012933.9193 | 3521996.6159 | 1979188.8019 | 1542807.814 |  | 510 | SG | 510.SG1 | 1542807.814 | 909 | 1170788.5156 | 1170788.5156 | 0
270 | [5 empty] | B2 | 8514938.91 | 3764308.4693 | 5286044.2294 | 2970496.7626 | 2315547.4669 |  | 510 | NA | 510.NA1 | 2315547.4669 | 910 | 7635.294 | 7635.294 | 0
271 | [12 empty] | 510 | NA | 510.NA2 | 0 | 911 | 0 | 0 | 0
272 | [12 empty] | 510 | NA | 510.NA3 | 0 | 912 | 0 | 0 | 0
273 | [12 empty] | 510 | NA | 510.NA4 | 0 | 913 | 0 | 0 | 0
274 | 511 | Maintenance of Structures | [10 empty] | 511 | NA | 511.NA | 0 | 916 | 0 | 0 | 0
275 |  |  |  | P | SG |  | 29272288.16 | 12940776.6045 | 29272288.16 | 16449585.6331 | 12822702.5269 |  | 511 | SG | 511.SG | 12822702.5269 | 920 | 34522189.3494 | 34522189.3494 | 0
276 |  |  |  | P | SG |  | 1392665.33 | 615673.4595 | 1392665.33 | 782609.3908 | 610055.9392 |  | 511 | SG | 511.SG1 | 610055.9392 | 921 | 3696288.0554 | 3696288.0554 | 0
277 | [5 empty] | B2 | 30664953.49 | 13556450.0641 | 30664953.49 | 17232195.0239 | 13432758.4661 |  | 511 | NA | 511.NA1 | 13432758.4661 | 922 | -16355512.5252 | -16355512.5252 | 0
278 | [12 empty] | 511 | NA | 511.NA2 | 0 | 923 | 7208160.9141 | 7208160.9141 | 0
279 | 512 | Maintenance of Boiler Plant | [10 empty] | 512 | NA | 512.NA | 0 | 924 | 4972933.2163 | 4972933.2163 | 0
280 |  |  |  | P | SG |  | 91820297.45 | 40592178.8746 | 91820297.45 | 51598489.2435 | 40221808.2065 |  | 512 | SG | 512.SG | 40221808.2065 | 925 | 4528982.8749 | 4528982.8749 | 0
281 |  |  |  | P | SG |  | 3211628.12 | 1419805.7156 | 3211628.12 | 1804776.9786 | 1406851.1414 |  | 512 | SG | 512.SG1 | 1406851.1414 | 926 | 0 | 0 | 0
282 | [5 empty] | B2 | 95031925.57 | 42011984.5902 | 95031925.57 | 53403266.2221 | 41628659.3479 |  | 512 | NA | 512.NA1 | 41628659.3479 | 927 | 0 | 0 | 0
283 | [12 empty] | 512 | NA | 512.NA2 | 0 | 928 | 8587094.4292 | 8587094.4292 | 0
284 | 513 | Maintenance of Electric Plant | [10 empty] | 513 | NA | 513.NA | 0 | 929 | -2289781.3546 | -2289781.3546 | 0
285 |  |  |  | P | SG |  | 34083033.75 | 15067524.7303 | 34083033.75 | 19152987.9468 | 14930045.8032 |  | 513 | SG | 513.SG | 14930045.8032 | 930 | 1006436.5227 | 1006436.5227 | 0
286 |  |  |  | P | SG |  | 752056.31 | 332471.1976 | 752056.31 | 422618.6421 | 329437.6679 |  | 513 | SG | 513.SG1 | 329437.6679 | 931 | 1998612.0238 | 1998612.0238 | 0
287 | [5 empty] | B2 | 34835090.06 | 15399995.9279 | 34835090.06 | 19575606.5889 | 15259483.4711 |  | 513 | NA | 513.NA1 | 15259483.4711 | 935 | 9731296.7616 | 9731296.7616 | 0
288 | [12 empty] | 513 | NA | 513.NA2 | 0 | 1869 | 0 | 0 | 0
289 | 514 | Maintenance of Misc. Steam Plant | [10 empty] | 514 | NA | 514.NA | 0 | 2281 | 0 | 0 | 0
290 |  |  |  | P | SG |  | 8663253.6 | 3829875.8503 | 8663253.6 | 4868322.2567 | 3794931.3433 |  | 514 | SG | 514.SG | 3794931.3433 | 2282 | 3.4519e-07 | 3.4519e-07 | 0
291 |  |  |  | P | SG |  | 3230982.32 | 1428361.8755 | 3230982.32 | 1815653.0867 | 1415329.2333 |  | 514 | SG | 514.SG1 | 1415329.2333 | 2283 | -93418728.5802 | -93418728.5802 | 0
292 | [5 empty] | B2 | 11894235.92 | 5258237.7258 | 11894235.92 | 6683975.3434 | 5210260.5766 |  | 514 | NA | 514.NA1 | 5210260.5766 | 2533 | -2475165.6167 | -2475165.6167 | 0
293 | [12 empty] | 514 | NA | 514.NA2 | 0 | 4031 | 0 | 0 | 0
294 | Total Steam Power Generation |  |  |  |  | B2 | 1146025050.85 | 499305733.7821 | 1143140670.2938 | 647288623.389 | 495852046.9049 |  | Total Steam Power Generation | NA | Total Steam Power Generation.NA | 495852046.9049 | 4118 | -11726.3166 | -11726.3166 | 0
295 | 517 | Operation Super & Engineering | [10 empty] | 517 | NA | 517.NA | 0 | 4194 | 0 | 0 | 0
296 |  |  |  | P | SG |  | 0 | 0 | 0 | 0 | 0 |  | 517 | SG | 517.SG | 0 | 4311 | 983443.5 | 983443.5 | 0
297 | [5 empty] | B2 | 0 | 0 | 0 | 0 | 0 |  | 517 | NA | 517.NA1 | 0 | 18221 | 0 | 0 | 0
298 | [12 empty] | 517 | NA | 517.NA2 | 0 | 18222 | 0 | 0 | 0
299 | 518 | Nuclear Fuel Expense | [10 empty] | 518 | NA | 518.NA | 0 | 22841 | -585395.7787 | -585395.7787 | 0
300 |  |  |  | P | SE |  | 0 | 0 | 0 | 0 | 0 |  | 518 | SE | 518.SE | 0 | 25316 | -1168510.3117 | -1168510.3117 | 0
301 | [12 empty] | 518 | NA | 518.NA1 | 0 | 25317 | -1279972.8223 | -1279972.8223 | 0
302 | [5 empty] | B2 | 0 | 0 | 0 | 0 | 0 |  | 518 | NA | 518.NA2 | 0 | 25318 | -119587.4327 | -119587.4327 | 0
303 | [12 empty] | 518 | NA | 518.NA3 | 0 | 25319 | 0 | 0 | 0
304 | 519 | Coolants and Water | [10 empty] | 519 | NA | 519.NA | 0 | 25335 | -47604885.8113 | -47604885.8113 | 0
305 |  |  |  | P | SG |  | 0 | 0 | 0 | 0 | 0 |  | 519 | SG | 519.SG | 0 | 25398 | -14119.6838 | -14119.6838 | 0
306 | [5 empty] | B2 | 0 | 0 | 0 | 0 | 0 |  | 519 | NA | 519.NA1 | 0 | 25399 | -12381946.5448 | -12381946.5448 | 0
307 | [12 empty] | 519 | NA | 519.NA2 | 0 | 40910 | -25945884.4927 | -25945884.4927 | 0
308 | 520 | Steam Expenses | [10 empty] | 520 | NA | 520.NA | 0 | 40911 | 0 | 0 | 0
309 |  |  |  | P | SG |  | 0 | 0 | 0 | 0 | 0 |  | 520 | SG | 520.SG | 0 | 41010 | 242285083.8217 | 242285083.8217 | 0
310 | [5 empty] | B2 | 0 | 0 | 0 | 0 | 0 |  | 520 | NA | 520.NA1 | 0 | 41140 | -3979666.4537 | -3979666.4537 | 0
311 | [12 empty] | 520 | NA | 520.NA2 | 0 | 41141 | 0 | 0 | 0
312 | [12 empty] | 520 | NA | 520.NA3 | 0 | 41160 | 0 | 0 | 0
313 | [12 empty] | 520 | NA | 520.NA4 | 0 | 41170 | 0 | 0 | 0
314 | 523 | Electric Expenses | [10 empty] | 523 | NA | 523.NA | 0 | 41181 | 0 | 0 | 0
315 |  |  |  | P | SG |  | 0 | 0 | 0 | 0 | 0 |  | 523 | SG | 523.SG | 0 | 108360 | -2775978.3985 | -2775978.3985 | 0
316 | [5 empty] | B2 | 0 | 0 | 0 | 0 | 0 |  | 523 | NA | 523.NA1 | 0 | 108361 | -10038789.6108 | -10038789.6108 | 0
317 | [12 empty] | 523 | NA | 523.NA2 | 0 | 108362 | -101201888.8062 | -101201888.8062 | 0
318 | 524 | Misc. Nuclear Expenses | [10 empty] | 524 | NA | 524.NA | 0 | 108363 | 0 | 0 | 0
319 |  |  |  | P | SG |  | 0 | 0 | 0 | 0 | 0 |  | 524 | SG | 524.SG | 0 | 108364 | -141692722.2415 | -141692722.2415 | 0
320 | [5 empty] | B2 | 0 | 0 | 0 | 0 | 0 |  | 524 | NA | 524.NA1 | 0 | 108365 | -79175529.07 | -79175529.07 | 0
321 | [12 empty] | 524 | NA | 524.NA2 | 0 | 108366 | -74060943.1285 | -74060943.1285 | 0
322 | 528 | Maintenance Super & Engineering | [10 empty] | 528 | NA | 528.NA | 0 | 108367 | -204994588.2315 | -204994588.2315 | 0
323 |  |  |  | P | SG |  | 0 | 0 | 0 | 0 | 0 |  | 528 | SG | 528.SG | 0 | 108368 | -116966251.07 | -116966251.07 | 0
324 | [5 empty] | B2 | 0 | 0 | 0 | 0 | 0 |  | 528 | NA | 528.NA1 | 0 | 108369 | -90281930.19 | -90281930.19 | 0
325 | [12 empty] | 528 | NA | 528.NA2 | 0 | 108370 | -36390122.7493 | -36390122.7493 | 0
326 | 529 | Maintenance of Structures | [10 empty] | 529 | NA | 529.NA | 0 | 108371 | -3449623.5185 | -3449623.5185 | 0
327 |  |  |  | P | SG |  | 0 | 0 | 0 | 0 | 0 |  | 529 | SG | 529.SG | 0 | 108372 | 0 | 0 | 0
328 | [5 empty] | B2 | 0 | 0 | 0 | 0 | 0 |  | 529 | NA | 529.NA1 | 0 | 108373 | -12365678.4038 | -12365678.4038 | 0
329 | [12 empty] | 529 | NA | 529.NA2 | 0 | 111390 | 4154232.8519 | 4154232.8519 | 0
330 | 530 | Maintenance of Reactor Plant | [10 empty] | 530 | NA | 530.NA | 0 | 254105 | -1621038.0419 | -1621038.0419 | 0
331 |  |  |  | P | SG |  | 0 | 0 | 0 | 0 | 0 |  | 530 | SG | 530.SG | 0 | 1011346 | 0 | 0 | 0
332 | [5 empty] | B2 | 0 | 0 | 0 | 0 | 0 |  | 530 | NA | 530.NA1 | 0 | 1011390 | 13139224.6886 | 13139224.6886 | 0
333 | [12 empty] | 530 | NA | 530.NA2 | 0 | 1081390 | 0 | 0 | 0
334 | 531 | Maintenance of Electric Plant | [10 empty] | 531 | NA | 531.NA | 0 | 1081399 | 0 | 0 | 0
335 |  |  |  | P | SG |  | 0 | 0 | 0 | 0 | 0 |  | 531 | SG | 531.SG | 0 | 108D00 | 0 | 0 | 0
336 | [5 empty] | B2 | 0 | 0 | 0 | 0 | 0 |  | 531 | NA | 531.NA1 | 0 | 108DP | -288476.2054 | -288476.2054 | 0
337 | [12 empty] | 531 | NA | 531.NA2 | 0 | 108DS | 0 | 0 | 0
338 | 532 | Maintenance of Misc Nuclear | [10 empty] | 532 | NA | 532.NA | 0 | 108EP | 0 | 0 | 0
339 |  |  |  | P | SG |  | 0 | 0 | 0 | 0 | 0 |  | 532 | SG | 532.SG | 0 | 108GP | -160165354.6772 | -160165354.6772 | 0
340 | [5 empty] | B2 | 0 | 0 | 0 | 0 | 0 |  | 532 | NA | 532.NA1 | 0 | 108HP | -135176740.4876 | -135176740.4876 | 0
341 | [12 empty] | 532 | NA | 532.NA2 | 0 | 108MP | -38164815.1129 | -38164815.1129 | 0
342 | Total Nuclear Power Generation |  |  |  |  | B2 | 0 | 0 | 0 | 0 | 0 |  | Total Nuclear Power Generation | NA | Total Nuclear Power Generation.NA | 0 | 108NP | 0 | 0 | 0
343 | [12 empty] | Total Nuclear Power Generation | NA | Total Nuclear Power Generation.NA1 | 0 | 108OP | -360309607.7504 | -360309607.7504 | 0
344 | 535 | Operation Super & Engineering | [10 empty] | 535 | NA | 535.NA | 0 | 108SP | -1231108804.21 | -1231108804.21 | 0
345 |  |  |  | P | DGP |  | 0 | 0 | 0 | 0 | 0 |  | 535 | DGP | 535.DGP | 0 | 108TP | -644077183.6999 | -644077183.6999 | 0
346 |  |  |  | P | SG |  | 7440742.28 | 3289424.5606 | 7440742.28 | 4181331.0473 | 3259411.2327 |  | 535 | SG | 535.SG | 3259411.2327 | 111GP | -2464249.7666 | -2464249.7666 | 0
347 |  |  |  | P | SG |  | 1395409.16 | 616886.4597 | 1395409.16 | 784151.2882 | 611257.8718 |  | 535 | SG | 535.SG1 | 611257.8718 | 111HP | -568526.49 | -568526.49 | 0
348 | [12 empty] | 535 | NA | 535.NA1 | 0 | 111IP | -224968893.283 | -224968893.283 | 0
349 | [5 empty] | B2 | 8836151.44 | 3906311.0203 | 8836151.44 | 4965482.3355 | 3870669.1045 |  | 535 | NA | 535.NA2 | 3870669.1045 | 111SP | 0 | 0 | 0
350 | [12 empty] | 535 | NA | 535.NA3 | 0 | 182M | 307258023.7552 | 307258023.7552 | 0
351 | 536 | Water For Power | [10 empty] | 536 | NA | 536.NA | 0 | 182W | 0 | 0 | 0
352 |  |  |  | P | DGP |  | 0 | 0 | 0 | 0 | 0 |  | 536 | DGP | 536.DGP | 0 | 186M | 29190705.3196 | 29190705.3196 | 0
353 |  |  |  | P | SG |  | 121947.34 | 53910.8277 | 121947.34 | 68528.4048 | 53418.9352 |  | 536 | SG | 536.SG | 53418.9352 | 186W | 0 | 0 | 0
354 |  |  |  | P | SG |  | 0 | 0 | 0 | 0 | 0 |  | 536 | SG | 536.SG1 | 0 | 399G | 0 | 0 | 0
355 | [12 empty] | 536 | NA | 536.NA1 | 0 | 399L | 0 | 0 | 0
356 | [5 empty] | B2 | 121947.34 | 53910.8277 | 121947.34 | 68528.4048 | 53418.9352 |  | 536 | NA | 536.NA2 | 53418.9352 | 403EP | 0 | 0 | 0
357 | [12 empty] | 536 | NA | 536.NA3 | 0 | 403GP | 15551622.0495 | 15551622.0495 | 0
358 | 537 | Hydraulic Expenses | [10 empty] | 537 | NA | 537.NA | 0 | 403GV0 | 0 | 0 | 0
359 |  |  |  | P | DGP |  | 0 | 0 | 0 | 0 | 0 |  | 537 | DGP | 537.DGP | 0 | 403HP | 14377165.5439 | 14377165.5439 | 0
360 |  |  |  | P | SG |  | 4015083.51 | 1774999.565 | 4015083.51 | 2256279.3746 | 1758804.1354 |  | 537 | SG | 537.SG | 1758804.1354 | 403MP | 0 | 0 | 0
361 |  |  |  | P | SG |  | 312915.55 | 138334.5985 | 312915.55 | 175843.1424 | 137072.4076 |  | 537 | SG | 537.SG1 | 137072.4076 | 403NP | 0 | 0 | 0
362 | [12 empty] | 537 | NA | 537.NA1 | 0 | 403OP | 55618542.2135 | 55618542.2135 | 0
363 | [5 empty] | B2 | 4327999.06 | 1913334.1635 | 4327999.06 | 2432122.517 | 1895876.543 |  | 537 | NA | 537.NA2 | 1895876.543 | 403SP | 105654884.4847 | 105654884.4847 | 0
364 | [12 empty] | 537 | NA | 537.NA3 | 0 | 403TP | 43330996.9873 | 43330996.9873 | 0
365 | 538 | Electric Expenses | [10 empty] | 538 | NA | 538.NA | 0 | 404GP | 256242.335 | 256242.335 | 0
366 |  |  |  | P | DGP |  | 0 | 0 | 0 | 0 | 0 |  | 538 | DGP | 538.DGP | 0 | 404HP | 123365.2961 | 123365.2961 | 0
367 |  |  |  | P | SG |  | 0 | 0 | 0 | 0 | 0 |  | 538 | SG | 538.SG | 0 | 404IP | 16475673.6884 | 16475673.6884 | 0
368 |  |  |  | P | SG |  | 0 | 0 | 0 | 0 | 0 |  | 538 | SG | 538.SG1 | 0 | 404MP | 0 | 0 | 0
369 | [12 empty] | 538 | NA | 538.NA1 | 0 | 404OP | 0 | 0 | 0
370 | [5 empty] | B2 | 0 | 0 | 0 | 0 | 0 |  | 538 | NA | 538.NA2 | 0 | 404SP | 0 | 0 | 0
371 | [12 empty] | 538 | NA | 538.NA3 | 0 | 41110 | -138900362.0423 | -138900362.0423 | 0
372 | 539 | Misc. Hydro Expenses | [10 empty] | 539 | NA | 539.NA | 0 | 447NPC | 114969641.3793 | 114969641.3793 | 0
373 |  |  |  | P | DGP |  | 0 | 0 | 0 | 0 | 0 |  | 539 | DGP | 539.DGP | 0 | 501NPC | 344969494.7495 | 344969494.7495 | 0
374 |  |  |  | P | SG |  | 11173045.18 | 4939411.6673 | 11173045.18 | 6278701.633 | 4894343.547 |  | 539 | SG | 539.SG | 4894343.547 | 503NPC | 1712258.0637 | 1712258.0637 | 0
375 |  |  |  | P | SG |  | 9206871.26 | 4070199.8952 | 8970036.15 | 5040718.9549 | 3929317.1951 |  | 539 | SG | 539.SG1 | 3929317.1951 | 547NPC | 117190259.2708 | 117190259.2708 | 0
376 | [12 empty] | 539 | NA | 539.NA1 | 0 | 555NPC | 241701002.4197 | 241701002.4197 | 0
377 | [12 empty] | 539 | NA | 539.NA2 | 0 | 565NPC | 64981731.1037 | 64981731.1037 | 0
378 | [5 empty] | B2 | 20379916.44 | 9009611.5626 | 20143081.33 | 11319420.5878 | 8823660.7422 |  | 539 | NA | 539.NA3 | 8823660.7422 | Adjustments to Calculated Tax: | 0 | 0 | 0
379 | [12 empty] | 539 | NA | 539.NA4 | 0 | Calculation of Taxable Income: | 0 | 0 | 0
380 | 540 | Rents (Hydro Generation) | [10 empty] | 540 | NA | 540.NA | 0 | Company Owned Hydro | 0 | 0 | 0
381 |  |  |  | P | DGP |  | 0 | 0 | 0 | 0 | 0 |  | 540 | DGP | 540.DGP | 0 | CWC | 21519433.3566 | 21519433.3566 | 1.0543e-06
382 |  |  |  | P | SG |  | 1519106.79 | 671571.0607 | 1519106.79 | 853663.2699 | 665443.5201 |  | 540 | SG | 540.SG | 665443.5201 | DP | 15375258.1346 | 15375258.1346 | 0
383 |  |  |  | P | SG |  | 54390.5 | 24045.1073 | 54390.5 | 30564.7848 | 23825.7152 |  | 540 | SG | 540.SG1 | 23825.7152 | DS0 | 0 | 0 | 0
384 | [12 empty] | 540 | NA | 540.NA1 | 0 | Existing QF Contracts | 0 | 0 | 0
385 | [5 empty] | B2 | 1573497.29 | 695616.168 | 1573497.29 | 884228.0547 | 689269.2353 |  | 540 | NA | 540.NA2 | 689269.2353 | GP | 3252636.844 | 3252636.844 | 0
386 | [12 empty] | 540 | NA | 540.NA3 | 0 | HP | 0 | 0 | 0
387 | 541 | Maint Supervision & Engineering | [10 empty] | 541 | NA | 541.NA | 0 | IP | 0 | 0 | 0
388 |  |  |  | P | DGP |  | 0 | 0 | 0 | 0 | 0 |  | 541 | DGP | 541.DGP | 0 | Klamath Dam Removal Surcharge Re-allocation | 0 | 0 | 0
389 |  |  |  | P | SG |  | 388 | 171.5281 | 388 | 218.0369 | 169.9631 |  | 541 | SG | 541.SG | 169.9631 | Mid-C Contract | 0 | 0 | 0
390 |  |  |  | P | SG |  | 0 | 0 | 0 | 0 | 0 |  | 541 | SG | 541.SG1 | 0 | MP | 0 | 0 | 0
391 | [12 empty] | 541 | NA | 541.NA1 | 0 | NP | 0 | 0 | 0
392 | [5 empty] | B2 | 388 | 171.5281 | 388 | 218.0369 | 169.9631 |  | 541 | NA | 541.NA2 | 169.9631 | OP | 6678275.4205 | 6678275.4205 | 0
393 | [12 empty] | 541 | NA | 541.NA3 | 0 | OWC | 0 | 0 | 0
394 | 542 | Maintenance of Structures | [10 empty] | 542 | NA | 542.NA | 0 | SCHMAF | 0 | 0 | 0
395 |  |  |  | P | DGP |  | 0 | 0 | 0 | 0 | 0 |  | 542 | DGP | 542.DGP | 0 | SCHMAP | 384235.4431 | 384235.4431 | 0
396 |  |  |  | P | SG |  | 765208.23 | 338285.4359 | 765208.23 | 430009.374 | 335198.856 |  | 542 | SG | 542.SG | 335198.856 | SCHMAT | 374322940.9227 | 374322940.9227 | 0
397 |  |  |  | P | SG |  | 142092.85 | 62816.8122 | 142092.85 | 79849.1902 | 62243.6598 |  | 542 | SG | 542.SG1 | 62243.6598 | SCHMDF | 0 | 0 | 0
398 | [12 empty] | 542 | NA | 542.NA1 | 0 | SCHMDP | 7211727.4687 | 7211727.4687 | 0
399 | [5 empty] | B2 | 907301.08 | 401102.2481 | 907301.08 | 509858.5641 | 397442.5159 |  | 542 | NA | 542.NA2 | 397442.5159 | SCHMDT | 638376701.4716 | 638376701.4716 | 0
400 | [12 empty] | 542 | NA | 542.NA3 | 0 | SP | -1019230.555 | -1019230.555 | 0
401 | [12 empty] | 542 | NA | 542.NA4 | 0 | TP | 75625644.645 | 75625644.645 | 0
402 | [12 empty] | 542 | NA | 542.NA5 | 0 | TS0 | 0 | 0 | 0
403 | [12 empty] | 542 | NA | 542.NA6 | 0
404 | 543 | Maintenance of Dams & Waterways | [10 empty] | 543 | NA | 543.NA | 0
405 |  |  |  | P | DGP |  | 0 | 0 | 0 | 0 | 0 |  | 543 | DGP | 543.DGP | 0
406 |  |  |  | P | SG |  | 1041507.86 | 460432.7641 | 1041507.86 | 585276.171 | 456231.689 |  | 543 | SG | 543.SG | 456231.689
407 |  |  |  | P | SG |  | 371684.39 | 164315.2948 | 371684.39 | 208868.3388 | 162816.0512 |  | 543 | SG | 543.SG1 | 162816.0512
408 | [12 empty] | 543 | NA | 543.NA1 | 0
409 | [5 empty] | B2 | 1413192.25 | 624748.0589 | 1413192.25 | 794144.5098 | 619047.7402 |  | 543 | NA | 543.NA2 | 619047.7402
410 | [12 empty] | 543 | NA | 543.NA3 | 0
411 | 544 | Maintenance of Electric Plant | [10 empty] | 544 | NA | 544.NA | 0
412 |  |  |  | P | DGP |  | 0 | 0 | 0 | 0 | 0 |  | 544 | DGP | 544.DGP | 0
413 |  |  |  | P | SG |  | 1289919.06 | 570251.0956 | 1289919.06 | 724871.0426 | 565048.0174 |  | 544 | SG | 544.SG | 565048.0174
414 |  |  |  | P | SG |  | 459906.58 | 203316.8121 | 459906.58 | 258444.8687 | 201461.7113 |  | 544 | SG | 544.SG1 | 201461.7113
415 | [12 empty] | 544 | NA | 544.NA1 | 0
416 | [5 empty] | B2 | 1749825.64 | 773567.9077 | 1749825.64 | 983315.9113 | 766509.7287 |  | 544 | NA | 544.NA2 | 766509.7287
417 | [12 empty] | 544 | NA | 544.NA3 | 0
418 | 545 | Maintenance of Misc. Hydro Plant | [10 empty] | 545 | NA | 545.NA | 0
419 |  |  |  | P | DGP |  | 0 | 0 | 0 | 0 | 0 |  | 545 | DGP | 545.DGP | 0
420 |  |  |  | P | SG |  | 2386976.84 | 1055241.5267 | 2386976.84 | 1341363.5353 | 1045613.3047 |  | 545 | SG | 545.SG | 1045613.3047
421 |  |  |  | P | SG |  | 629061.27 | 278097.1997 | 629061.27 | 353501.4814 | 275559.7886 |  | 545 | SG | 545.SG1 | 275559.7886
422 | [12 empty] | 545 | NA | 545.NA1 | 0
423 | [5 empty] | B2 | 3016038.11 | 1333338.7263 | 3016038.11 | 1694865.0168 | 1321173.0932 |  | 545 | NA | 545.NA2 | 1321173.0932
424 | [12 empty] | 545 | NA | 545.NA3 | 0
425 | Total Hydraulic Power Generation |  |  |  |  | B2 | 42326256.65 | 18711712.2112 | 42089421.54 | 23652183.9387 | 18437237.6013 |  | Total Hydraulic Power Generation | NA | Total Hydraulic Power Generation .NA | 18437237.6013
426 | [12 empty] | Total Hydraulic Power Generation | NA | Total Hydraulic Power Generation .NA1 | 0
427 | 546 | Operation Super & Engineering | [10 empty] | 546 | NA | 546.NA | 0
428 |  |  |  | P | SG |  | 418091.68 | 184831.1619 | 418091.68 | 234946.9524 | 183144.7276 |  | 546 | SG | 546.SG | 183144.7276
429 |  |  |  | P | SG |  | 0 | 0 | 0 | 0 | 0 |  | 546 | SG | 546.SG1 | 0
430 | [5 empty] | B2 | 418091.68 | 184831.1619 | 418091.68 | 234946.9524 | 183144.7276 |  | 546 | NA | 546.NA1 | 183144.7276
431 | [12 empty] | 546 | NA | 546.NA2 | 0
432 | 547 | Fuel-Non-NPC | [10 empty] | 547 | NA | 547.NA | 0
433 |  |  |  | P | SE |  | 0 | 0 | 0 | 0 | 0 |  | 547 | SE | 547.SE | 0
434 |  |  |  | P | SE |  | 0 | 0 | 0 | 0 | 0 |  | 547 | SE | 547.SE1 | 0
435 | [5 empty] | B2 | 0 | 0 | 0 | 0 | 0 |  | 547 | NA | 547.NA1 | 0
436 | [12 empty] | 547 | NA | 547.NA2 | 0
437 | 547NPC | Fuel-NPC | [10 empty] | 547NPC | NA | 547NPC.NA | 0
438 |  |  |  | P | SE |  | 269192786.59 | 116211833.662 | 269232215.1932 | 153432677.9624 | 115799537.2308 |  | 547NPC | SE | 547NPC.SE | 115799537.2308
439 |  |  |  | P | SE |  | 3233408.22 | 1395878.0359 | 3233408.22 | 1842686.18 | 1390722.04 |  | 547NPC | SE | 547NPC.SE1 | 1390722.04
440 | [5 empty] | B2 | 272426194.81 | 117607711.6979 | 272465623.4132 | 155275364.1424 | 117190259.2708 |  | 547NPC | NA | 547NPC.NA1 | 117190259.2708
441 | [12 empty] | 547NPC | NA | 547NPC.NA2 | 0
442 | 548 | Generation Expense | [10 empty] | 548 | NA | 548.NA | 0
443 |  |  |  | P | SG |  | 17605641.1 | 7783152.0108 | 17605641.1 | 9893504.0307 | 7712137.0693 |  | 548 | SG | 548.SG | 7712137.0693
444 |  |  |  | P | SG |  | 632475.39 | 279606.5236 | 632475.39 | 355420.0489 | 277055.3411 |  | 548 | SG | 548.SG1 | 277055.3411
445 | [5 empty] | B2 | 18238116.49 | 8062758.5344 | 18238116.49 | 10248924.0796 | 7989192.4104 |  | 548 | NA | 548.NA1 | 7989192.4104
446 | [12 empty] | 548 | NA | 548.NA2 | 0
447 | 549 | Miscellaneous Other | [10 empty] | 549 | NA | 549.NA | 0
448 |  |  |  | P | S |  | 36949 | 0 | 36949 | 36949 | 0 |  | 549 | S | 549.S | 0
449 |  |  |  | P | SG |  | 4525089.66 | 2000464.5378 | 4525089.66 | 2542877.7365 | 1982211.9235 |  | 549 | SG | 549.SG | 1982211.9235
450 |  |  |  | P | SG |  | 3183349.81 | 1407304.3597 | 3183349.81 | 1788885.9598 | 1394463.8502 |  | 549 | SG | 549.SG1 | 1394463.8502
451 | [5 empty] | B2 | 7745388.47 | 3407768.8975 | 7745388.47 | 4368712.6963 | 3376675.7737 |  | 549 | NA | 549.NA1 | 3376675.7737
452 | [12 empty] | 549 | NA | 549.NA2 | 0
453 | [12 empty] | 549 | NA | 549.NA3 | 0
454 | [12 empty] | 549 | NA | 549.NA4 | 0
455 | [12 empty] | 549 | NA | 549.NA5 | 0
456 | 550 | Rents | [10 empty] | 550 | NA | 550.NA | 0
457 |  |  |  | P | S |  | 469382.64 | 0 | 469382.64 | 469382.64 | 0 |  | 550 | S | 550.S | 0
458 |  |  |  | P | SG |  | 40323.23 | 17826.2085 | 40323.23 | 22659.6712 | 17663.5588 |  | 550 | SG | 550.SG | 17663.5588
459 |  |  |  | P | SG |  | 2981766.61 | 1318187.8839 | 2981766.61 | 1675606.1201 | 1306160.4899 |  | 550 | SG | 550.SG1 | 1306160.4899
460 | [5 empty] | B2 | 3491472.48 | 1336014.0924 | 3491472.48 | 2167648.4313 | 1323824.0487 |  | 550 | NA | 550.NA1 | 1323824.0487
461 | [12 empty] | 550 | NA | 550.NA2 | 0
462 | 551 | Maint Supervision & Engineering | [10 empty] | 551 | NA | 551.NA | 0
463 |  |  |  | P | SG |  | 0 | 0 | 0 | 0 | 0 |  | 551 | SG | 551.SG | 0
464 | [5 empty] | B2 | 0 | 0 | 0 | 0 | 0 |  | 551 | NA | 551.NA1 | 0
465 | [12 empty] | 551 | NA | 551.NA2 | 0
466 | 552 | Maintenance of Structures | [10 empty] | 552 | NA | 552.NA | 0
467 |  |  |  | P | SG |  | 4043823.79 | 1787705.1499 | 4043823.79 | 2272429.9978 | 1771393.7922 |  | 552 | SG | 552.SG | 1771393.7922
468 |  |  |  | P | SG |  | 184185.26 | 81425.1448 | 184185.26 | 103503.0535 | 80682.2065 |  | 552 | SG | 552.SG1 | 80682.2065
469 | [5 empty] | B2 | 4228009.05 | 1869130.2948 | 4228009.05 | 2375933.0513 | 1852075.9987 |  | 552 | NA | 552.NA1 | 1852075.9987
470 | [12 empty] | 552 | NA | 552.NA2 | 0
471 | 553 | Maint of Generation & Electric Plant | [10 empty] | 553 | NA | 553.NA | 0
472 |  |  |  | P | SG |  | 11849021.17 | 5238249.0602 | 9507096.7682 | 5342520.5968 | 4164576.1714 |  | 553 | SG | 553.SG | 4164576.1714
473 |  |  |  | P | SG |  | 14314213.93 | 6328068.5037 | 14314213.93 | 8043883.9125 | 6270330.0175 |  | 553 | SG | 553.SG1 | 6270330.0175
474 |  |  |  | P | SG |  | 650457.79 | 287556.2342 | 664361.062 | 373338.2276 | 291022.8344 |  | 553 | SG | 553.SG2 | 291022.8344
475 | [5 empty] | B2 | 26813692.89 | 11853873.7981 | 24485671.7602 | 13759742.7369 | 10725929.0233 |  | 553 | NA | 553.NA1 | 10725929.0233
476 | [12 empty] | 553 | NA | 553.NA2 | 0
477 | 554 | Maintenance of Misc. Other | [10 empty] | 554 | NA | 554.NA | 0
478 |  |  |  | P | SG |  | 57637.96 | 25480.7537 | 57637.96 | 32389.6975 | 25248.2625 |  | 554 | SG | 554.SG | 25248.2625
479 |  |  |  | P | SG |  | 1259961.64 | 557007.4339 | 1259961.64 | 708036.4466 | 551925.1934 |  | 554 | SG | 554.SG1 | 551925.1934
480 |  |  |  | P | SG |  | 164168.67 | 72576.1537 | 164168.67 | 92254.7148 | 71913.9552 |  | 554 | SG | 554.SG2 | 71913.9552
481 | [5 empty] | B2 | 1481768.27 | 655064.3413 | 1481768.27 | 832680.8589 | 649087.4111 |  | 554 | NA | 554.NA1 | 649087.4111
482 | [12 empty] | 554 | NA | 554.NA2 | 0
483 | Total Other Power Generation |  |  |  |  | B2 | 334842734.14 | 144977152.8184 | 332554141.6134 | 189263952.949 | 143290188.6644 |  | Total Other Power Generation | NA | Total Other Power Generation.NA | 143290188.6644
484 | [12 empty] | Total Other Power Generation | NA | Total Other Power Generation.NA1 | 0
485 | [12 empty] | Total Other Power Generation | NA | Total Other Power Generation.NA2 | 0
486 | 555 | Purchased Power-Non NPC | [10 empty] | 555 | NA | 555.NA | 0
487 |  |  |  | DMSC | S |  | 129856.4 | 0 | 129856.4 | 129856.4 | 0 |  | 555 | S | 555.S | 0
488 | [6 empty] | 129856.4 | 0 | 129856.4 | 129856.4 | 0 |  | 555 | NA | 555.NA1 | 0
489 | [12 empty] | 555 | NA | 555.NA2 | 0
490 | 555NPC | Purchased Power-NPC | [10 empty] | 555NPC | NA | 555NPC.NA | 0
491 |  |  |  | P | SG |  | 611665418.17 | 270406791.9111 | 540248690.628 | 303593181.7512 | 236655508.8767 |  | 555NPC | SG | 555NPC.SG | 236655508.8767
492 |  |  |  | P | SE |  | 11312861.42 | 4883817.2309 | 11730698.0304 | 6685204.4874 | 5045493.543 |  | 555NPC | SE | 555NPC.SE | 5045493.543
493 |  | Seasonal Contracts |  | P | SG |  | 0 | 0 | 0 | 0 | 0 |  | 555NPC | SG | 555NPC.SG1 | 0
494 |  |  |  |  | DGP |  | 0 | 0 | 0 | 0 | 0 |  | 555NPC | DGP | 555NPC.DGP | 0
495 | [6 empty] | 622978279.59 | 275290609.142 | 551979388.6583 | 310278386.2387 | 241701002.4197 |  | 555NPC | NA | 555NPC.NA1 | 241701002.4197
496 | [12 empty] | 555NPC | NA | 555NPC.NA2 | 0
497 |  | Total Purchased Power |  |  |  | B2 | 623108135.99 | 275290609.142 | 552109245.0583 | 310408242.6387 | 241701002.4197 |  | 555NPC | NA | 555NPC.NA3 | 241701002.4197
498 | [12 empty] | 555NPC | NA | 555NPC.NA4 | 0
499 | 556 | System Control & Load Dispatch | [10 empty] | 556 | NA | 556.NA | 0
500 |  |  |  | P | SG |  | 1426643.01 | 630694.4092 | 1426643.01 | 801703.1751 | 624939.8349 |  | 556 | SG | 556.SG | 624939.8349
501 | [12 empty] | 556 | NA | 556.NA1 | 0
502 | [5 empty] | B2 | 1426643.01 | 630694.4092 | 1426643.01 | 801703.1751 | 624939.8349 |  | 556 | NA | 556.NA2 | 624939.8349
503 | [12 empty] | 556 | NA | 556.NA3 | 0
504 | [12 empty] | 556 | NA | 556.NA4 | 0
505 | [12 empty] | 556 | NA | 556.NA5 | 0
506 | 557 | Other Expenses | [10 empty] | 557 | NA | 557.NA | 0
507 |  |  |  | P | S |  | 1684305.39 | 0 | 5277142.38 | 5277142.38 | 0 |  | 557 | S | 557.S | 0
508 |  |  |  | P | SG |  | 45159404.36 | 19964198.2281 | 41565547.6576 | 23357792.5935 | 18207755.0641 |  | 557 | SG | 557.SG | 18207755.0641
509 |  |  |  | P | SGCT |  | 1122425.04 | 497037.2087 | 1122425.04 | 629915.6308 | 492509.4092 |  | 557 | SGCT | 557.SGCT | 492509.4092
510 |  |  |  | P | SE |  | 9472.1 | 4089.1516 | 9472.1 | 5398.0526 | 4074.0474 |  | 557 | SE | 557.SE | 4074.0474
511 |  |  |  | P | SG |  | 0 | 0 | 0 | 0 | 0 |  | 557 | SG | 557.SG1 | 0
512 |  |  |  | P | TROJP |  | 0 | 0 | 0 | 0 | 0 |  | 557 | TROJP | 557.TROJP | 0
513 | [12 empty] | 557 | NA | 557.NA1 | 0
514 | [5 empty] | B2 | 47975606.89 | 20465324.5884 | 47974587.1776 | 29270248.657 | 18704338.5206 |  | 557 | NA | 557.NA2 | 18704338.5206
515 | [12 empty] | 557 | NA | 557.NA3 | 0
516 | Embedded Cost Differentials | [11 empty] | Embedded Cost Differentials | NA | Embedded Cost Differentials.NA | 0
517 | Company Owned Hydro |  |  | P | DGP |  | 0 | 0 | 0 | 0 | 0 |  | Company Owned Hydro | DGP | Company Owned Hydro.DGP | 0
518 | Company Owned Hydro |  |  | P | SG |  | 0 | 0 | 0 | 0 | 0 |  | Company Owned Hydro | SG | Company Owned Hydro.SG | 0
519 | Mid-C Contract |  |  | P | MC |  | 0 | 0 | 0 | 0 | 0 |  | Mid-C Contract | MC | Mid-C Contract.MC | 0
520 | Mid-C Contract |  |  | P | SG |  | 0 | 0 | 0 | 0 | 0 |  | Mid-C Contract | SG | Mid-C Contract.SG | 0
521 | Existing QF Contracts |  |  | P | S |  | 0 | 0 | 0 | 0 | 0 |  | Existing QF Contracts | S | Existing QF Contracts.S | 0
522 | Existing QF Contracts |  |  | P | SG |  | 0 | 0 | 0 | 0 | 0 |  | Existing QF Contracts | SG | Existing QF Contracts.SG | 0
523 | [12 empty] | Existing QF Contracts | NA | Existing QF Contracts.NA | 0
524 | [6 empty] | 0 | 0 | 0 | 0 | 0 |  | Existing QF Contracts | NA | Existing QF Contracts.NA1 | 0
525 | [12 empty] | Existing QF Contracts | NA | Existing QF Contracts.NA2 | 0
526 | 2010 Protocol Stipulated Embedded Cost Differential | [11 empty] | 2010 Protocol Stipulated Embedded Cost Differential | NA | 2010 Protocol Stipulated Embedded Cost Differential .NA | 0
527 | Company Owned Hydro |  |  | P | DGP |  | 0 | 0 | 0 | 0 | 0 |  | Company Owned Hydro | DGP | Company Owned Hydro.DGP1 | 0
528 | Company Owned Hydro |  |  | P | SG |  | 0 | 0 | 0 | 0 | 0 |  | Company Owned Hydro | SG | Company Owned Hydro.SG1 | 0
529 | Mid-C Contract |  |  | P | MC |  | 0 | 0 | 0 | 0 | 0 |  | Mid-C Contract | MC | Mid-C Contract.MC1 | 0
530 | Mid-C Contract |  |  | P | SG |  | 0 | 0 | 0 | 0 | 0 |  | Mid-C Contract | SG | Mid-C Contract.SG1 | 0
531 | Klamath Dam Removal Surcharge Re-allocation |  |  | P | S |  | 0 | 0 | 0 | 0 | 0 |  | Klamath Dam Removal Surcharge Re-allocation | S | Klamath Dam Removal Surcharge Re-allocation.S | 0
532 | [6 empty] | 0 | 0 | 0 |  | 0 |  | Klamath Dam Removal Surcharge Re-allocation | NA | Klamath Dam Removal Surcharge Re-allocation.NA | 0
533 | [12 empty] | Klamath Dam Removal Surcharge Re-allocation | NA | Klamath Dam Removal Surcharge Re-allocation.NA1 | 0
534 | Total Other Power Supply |  |  |  |  | B2 | 672510385.89 | 296386628.1396 | 601510475.246 | 340480194.4708 | 261030280.7752 |  | Total Other Power Supply | NA | Total Other Power Supply.NA | 261030280.7752
535 | [12 empty] | Total Other Power Supply | NA | Total Other Power Supply.NA1 | 0
536 | Total Production Expense |  |  |  |  | B2 | 2195704427.53 | 959381226.9512 | 2119294708.6932 | 1200684954.7475 | 918609753.9457 |  | Total Production Expense | NA | Total Production Expense.NA | 918609753.9457
537 | [12 empty] | Total Production Expense | NA | Total Production Expense.NA1 | 0
538 | [12 empty] | Total Production Expense | NA | Total Production Expense.NA2 | 0
539 | Summary of Production Expense by Factor | [11 empty] | Summary of Production Expense by Factor | NA | Summary of Production Expense by Factor.NA | 0
540 |  |  | S |  |  |  | -1796490.16 | 0 | 1796346.83 | 1796346.83 | 0 |  | Summary of Production Expense by Factor | NA | Summary of Production Expense by Factor.NA1 | 0
541 |  |  | SG |  |  |  | 1030731537.75 | 455668736.8047 | 987819496.7452 | 555105952.5275 | 432713544.2177 |  | Summary of Production Expense by Factor | NA | Summary of Production Expense by Factor.NA2 | 432713544.2177
542 |  |  | SE |  |  |  | 1165646954.9 | 503215452.9378 | 1128556440.078 | 643152739.7591 | 485403700.3189 |  | Summary of Production Expense by Factor | NA | Summary of Production Expense by Factor.NA3 | 485403700.3189
543 |  |  | SNPPH |  |  |  | 0 | 0 | 0 | 0 | 0 |  | Summary of Production Expense by Factor | NA | Summary of Production Expense by Factor.NA4 | 0
544 |  |  | TROJP |  |  |  | 0 | 0 | 0 | 0 | 0 |  | Summary of Production Expense by Factor | NA | Summary of Production Expense by Factor.NA5 | 0
545 |  |  | SGCT |  |  |  | 1122425.04 | 497037.2087 | 1122425.04 | 629915.6308 | 492509.4092 |  | Summary of Production Expense by Factor | NA | Summary of Production Expense by Factor.NA6 | 492509.4092
546 |  |  | DGP |  |  |  | 0 | 0 | 0 | 0 | 0 |  | Summary of Production Expense by Factor | NA | Summary of Production Expense by Factor.NA7 | 0
547 |  |  | DEU |  |  |  | 0 | 0 | 0 | 0 | 0 |  | Summary of Production Expense by Factor | NA | Summary of Production Expense by Factor.NA8 | 0
548 |  |  | DEP |  |  |  | 0 | 0 | 0 | 0 | 0 |  | Summary of Production Expense by Factor | NA | Summary of Production Expense by Factor.NA9 | 0
549 |  |  | SNPPS |  |  |  | 0 | 0 | 0 | 0 | 0 |  | Summary of Production Expense by Factor | NA | Summary of Production Expense by Factor.NA10 | 0
550 |  |  | SNPPO |  |  |  | 0 | 0 | 0 | 0 | 0 |  | Summary of Production Expense by Factor | NA | Summary of Production Expense by Factor.NA11 | 0
551 |  |  | DGU |  |  |  | 0 | 0 | 0 | 0 | 0 |  | Summary of Production Expense by Factor | NA | Summary of Production Expense by Factor.NA12 | 0
552 |  |  | MC |  |  |  | 0 | 0 | 0 | 0 | 0 |  | Summary of Production Expense by Factor | NA | Summary of Production Expense by Factor.NA13 | 0
553 |  |  | SSGCT |  |  |  | 0 | 0 | 0 | 0 | 0 |  | Summary of Production Expense by Factor | NA | Summary of Production Expense by Factor.NA14 | 0
554 |  |  | SSECT |  |  |  | 0 | 0 | 0 | 0 | 0 |  | Summary of Production Expense by Factor | NA | Summary of Production Expense by Factor.NA15 | 0
555 |  |  | SSGC |  |  |  | 0 | 0 | 0 | 0 | 0 |  | Summary of Production Expense by Factor | NA | Summary of Production Expense by Factor.NA16 | 0
556 |  |  | SSGCH |  |  |  | 0 | 0 | 0 | 0 | 0 |  | Summary of Production Expense by Factor | NA | Summary of Production Expense by Factor.NA17 | 0
557 |  |  | SSECH |  |  |  | 0 | 0 | 0 | 0 | 0 |  | Summary of Production Expense by Factor | NA | Summary of Production Expense by Factor.NA18 | 0
558 | Total Production Expense by Factor | [5 empty] | 2195704427.53 | 959381226.9512 | 2119294708.6932 | 1200684954.7475 | 918609753.9457 |  | Total Production Expense by Factor | NA | Total Production Expense by Factor.NA | 918609753.9457
559 | 560 | Operation Supervision & Engineering | [10 empty] | 560 | NA | 560.NA | 0
560 |  |  |  | T | SG |  | 9280673.53 | 4102826.6132 | 9280673.53 | 5215281.8779 | 4065391.6521 |  | 560 | SG | 560.SG | 4065391.6521
561 | [12 empty] | 560 | NA | 560.NA1 | 0
562 | [5 empty] | B2 | 9280673.53 | 4102826.6132 | 9280673.53 | 5215281.8779 | 4065391.6521 |  | 560 | NA | 560.NA2 | 4065391.6521
563 | [12 empty] | 560 | NA | 560.NA3 | 0
564 | 561 | Load Dispatching | [10 empty] | 561 | NA | 561.NA | 0
565 |  |  |  | T | SG |  | 18759104.76 | 8293078.5142 | 18759104.76 | 10541693.8526 | 8217410.9074 |  | 561 | SG | 561.SG | 8217410.9074
566 | [12 empty] | 561 | NA | 561.NA1 | 0
567 | [5 empty] | B2 | 18759104.76 | 8293078.5142 | 18759104.76 | 10541693.8526 | 8217410.9074 |  | 561 | NA | 561.NA2 | 8217410.9074
568 | 562 | Station Expense | [10 empty] | 562 | NA | 562.NA | 0
569 |  |  |  | T | SG |  | 3072972.63 | 1358508.5013 | 3072972.63 | 1726859.4156 | 1346113.2144 |  | 562 | SG | 562.SG | 1346113.2144
570 | [12 empty] | 562 | NA | 562.NA1 | 0
571 | [5 empty] | B2 | 3072972.63 | 1358508.5013 | 3072972.63 | 1726859.4156 | 1346113.2144 |  | 562 | NA | 562.NA2 | 1346113.2144
572 | [12 empty] | 562 | NA | 562.NA3 | 0
573 | 563 | Overhead Line Expense | [10 empty] | 563 | NA | 563.NA | 0
574 |  |  |  | T | SG |  | 409509.4 | 181037.0831 | 409509.4 | 230124.1333 | 179385.2667 |  | 563 | SG | 563.SG | 179385.2667
575 | [12 empty] | 563 | NA | 563.NA1 | 0
576 | [5 empty] | B2 | 409509.4 | 181037.0831 | 409509.4 | 230124.1333 | 179385.2667 |  | 563 | NA | 563.NA2 | 179385.2667
577 | [12 empty] | 563 | NA | 563.NA3 | 0
578 | 564 | Underground Line Expense | [10 empty] | 564 | NA | 564.NA | 0
579 |  |  |  | T | SG |  | 0 | 0 | 0 | 0 | 0 |  | 564 | SG | 564.SG | 0
580 | [12 empty] | 564 | NA | 564.NA1 | 0
581 | [5 empty] | B2 | 0 | 0 | 0 | 0 | 0 |  | 564 | NA | 564.NA2 | 0
582 | [12 empty] | 564 | NA | 564.NA3 | 0
583 | 565 | Transmission of Electricity by Others | [10 empty] | 565 | NA | 565.NA | 0
584 |  |  |  | T | SG |  | 0 | 0 | 0 | 0 | 0 |  | 565 | SG | 565.SG | 0
585 |  |  |  | T | SE |  | 0 | 0 | 0 | 0 | 0 |  | 565 | SE | 565.SE | 0
586 | [6 empty] | 0 | 0 | 0 | 0 | 0 |  | 565 | NA | 565.NA1 | 0
587 | [12 empty] | 565 | NA | 565.NA2 | 0
588 | 565NPC | Transmission of Electricity by Others-NPC | [10 empty] | 565NPC | NA | 565NPC.NA | 0
589 |  |  |  | T | SG |  | 143906710.51 | 63618688.8576 | 143906710.51 | 80868490.5248 | 63038219.9852 |  | 565NPC | SG | 565NPC.SG | 63038219.9852
590 |  |  |  | T | SE |  | 4518634.67 | 1950716.5378 | 4518634.67 | 2575123.5514 | 1943511.1186 |  | 565NPC | SE | 565NPC.SE | 1943511.1186
591 | [6 empty] | 148425345.18 | 65569405.3953 | 148425345.18 | 83443614.0763 | 64981731.1037 |  | 565NPC | NA | 565NPC.NA1 | 64981731.1037
592 | [12 empty] | 565NPC | NA | 565NPC.NA2 | 0
593 |  | Total Transmission of Electricity by Others |  |  |  | B2 | 148425345.18 | 65569405.3953 | 148425345.18 | 83443614.0763 | 64981731.1037 |  | 565NPC | NA | 565NPC.NA3 | 64981731.1037
594 | [12 empty] | 565NPC | NA | 565NPC.NA4 | 0
595 | 566 | Misc. Transmission Expense | [10 empty] | 566 | NA | 566.NA | 0
596 |  |  |  | T | SG |  | 2400519.59 | 1061228.5442 | 2400519.59 | 1348973.8945 | 1051545.6955 |  | 566 | SG | 566.SG | 1051545.6955
597 | [12 empty] | 566 | NA | 566.NA1 | 0
598 | [5 empty] | B2 | 2400519.59 | 1061228.5442 | 2400519.59 | 1348973.8945 | 1051545.6955 |  | 566 | NA | 566.NA2 | 1051545.6955
599 | [12 empty] | 566 | NA | 566.NA3 | 0
600 | 567 | Rents - Transmission | [10 empty] | 567 | NA | 567.NA | 0
601 |  |  |  | T | SG |  | 2248766.69 | 994141.1895 | 2248766.69 | 1263696.2315 | 985070.4585 |  | 567 | SG | 567.SG | 985070.4585
602 | [12 empty] | 567 | NA | 567.NA1 | 0
603 | [5 empty] | B2 | 2248766.69 | 994141.1895 | 2248766.69 | 1263696.2315 | 985070.4585 |  | 567 | NA | 567.NA2 | 985070.4585
604 | [12 empty] | 567 | NA | 567.NA3 | 0
605 | 568 | Maint Supervision & Engineering | [10 empty] | 568 | NA | 568.NA | 0
606 |  |  |  | T | SG |  | 1186502.57 | 524532.4388 | 1186502.57 | 666756.0637 | 519746.5063 |  | 568 | SG | 568.SG | 519746.5063
607 | [12 empty] | 568 | NA | 568.NA1 | 0
608 | [5 empty] | B2 | 1186502.57 | 524532.4388 | 1186502.57 | 666756.0637 | 519746.5063 |  | 568 | NA | 568.NA2 | 519746.5063
609 | [12 empty] | 568 | NA | 568.NA3 | 0
610 | 569 | Maintenance of Structures | [10 empty] | 569 | NA | 569.NA | 0
611 |  |  |  | T | SG |  | 4157073.59 | 1837770.9444 | 4157073.59 | 2336070.813 | 1821002.777 |  | 569 | SG | 569.SG | 1821002.777
612 | [12 empty] | 569 | NA | 569.NA1 | 0
613 | [5 empty] | B2 | 4157073.59 | 1837770.9444 | 4157073.59 | 2336070.813 | 1821002.777 |  | 569 | NA | 569.NA2 | 1821002.777
614 | [12 empty] | 569 | NA | 569.NA3 | 0
615 | 570 | Maintenance of Station Equipment | [10 empty] | 570 | NA | 570.NA | 0
616 |  |  |  | T | SG |  | 8037307.25 | 3553155.7033 | 8037307.25 | 4516571.2071 | 3520736.0429 |  | 570 | SG | 570.SG | 3520736.0429
617 | [12 empty] | 570 | NA | 570.NA1 | 0
618 | [5 empty] | B2 | 8037307.25 | 3553155.7033 | 8037307.25 | 4516571.2071 | 3520736.0429 |  | 570 | NA | 570.NA2 | 3520736.0429
619 | [12 empty] | 570 | NA | 570.NA3 | 0
620 | 571 | Maintenance of Overhead Lines | [10 empty] | 571 | NA | 571.NA | 0
621 |  |  |  | T | SG |  | 17091353.15 | 7555794.1277 | 17091353.15 | 9604499.5078 | 7486853.6422 |  | 571 | SG | 571.SG | 7486853.6422
622 | [12 empty] | 571 | NA | 571.NA1 | 0
623 | [5 empty] | B2 | 17091353.15 | 7555794.1277 | 17091353.15 | 9604499.5078 | 7486853.6422 |  | 571 | NA | 571.NA2 | 7486853.6422
624 | [12 empty] | 571 | NA | 571.NA3 | 0
625 | 572 | Maintenance of Underground Lines | [10 empty] | 572 | NA | 572.NA | 0
626 |  |  |  | T | SG |  | 51642.11 | 22830.0912 | 51642.11 | 29020.3248 | 22621.7852 |  | 572 | SG | 572.SG | 22621.7852
627 | [12 empty] | 572 | NA | 572.NA1 | 0
628 | [5 empty] | B2 | 51642.11 | 22830.0912 | 51642.11 | 29020.3248 | 22621.7852 |  | 572 | NA | 572.NA2 | 22621.7852
629 | [12 empty] | 572 | NA | 572.NA3 | 0
630 | 573 | Maint of Misc. Transmission Plant | [10 empty] | 573 | NA | 573.NA | 0
631 |  |  |  | T | SG |  | 543681.89 | 240352.44 | 543681.89 | 305522.4709 | 238159.4191 |  | 573 | SG | 573.SG | 238159.4191
632 | [12 empty] | 573 | NA | 573.NA1 | 0
633 | [5 empty] | B2 | 543681.89 | 240352.44 | 543681.89 | 305522.4709 | 238159.4191 |  | 573 | NA | 573.NA2 | 238159.4191
634 | [12 empty] | 573 | NA | 573.NA3 | 0
635 | Total Transmission Expense |  |  |  |  | B2 | 215664452.34 | 95294661.5861 | 215664452.34 | 121228683.869 | 94435768.471 |  | Total Transmission Expense | NA | Total Transmission Expense.NA | 94435768.471
636 | [12 empty] | Total Transmission Expense | NA | Total Transmission Expense.NA1 | 0
637 | Summary of Transmission Expense by Factor | [11 empty] | Summary of Transmission Expense by Factor | NA | Summary of Transmission Expense by Factor.NA | 0
638 |  |  | SE |  |  |  | 4518634.67 | 1950716.5378 | 4518634.67 | 2575123.5514 | 1943511.1186 |  | Summary of Transmission Expense by Factor | NA | Summary of Transmission Expense by Factor.NA1 | 1943511.1186
639 |  |  | SG |  |  |  | 211145817.67 | 93343945.0483 | 211145817.67 | 118653560.3176 | 92492257.3524 |  | Summary of Transmission Expense by Factor | NA | Summary of Transmission Expense by Factor.NA2 | 92492257.3524
640 |  |  | SNPT |  |  |  | 0 | 0 | 0 | 0 | 0 |  | Summary of Transmission Expense by Factor | NA | Summary of Transmission Expense by Factor.NA3 | 0
641 | Total Transmission Expense by Factor | [5 empty] | 215664452.34 | 95294661.5861 | 215664452.34 | 121228683.869 | 94435768.471 |  | Total Transmission Expense by Factor | NA | Total Transmission Expense by Factor.NA | 94435768.471
642 | 580 | Operation Supervision & Engineering | [10 empty] | 580 | NA | 580.NA | 0
643 |  |  |  | DPW | S |  | 1364423.01 | 801638.22 | 1064614.94 | 562784.79 | 501830.15 |  | 580 | S | 580.S | 501830.15
644 |  |  |  | DPW | SNPD |  | 9923459.21 | 4753508.1054 | 9923459.21 | 5171221.4842 | 4752237.7258 |  | 580 | SNPD | 580.SNPD | 4752237.7258
645 | [5 empty] | B2 | 11287882.22 | 5555146.3254 | 10988074.15 | 5734006.2742 | 5254067.8758 |  | 580 | NA | 580.NA1 | 5254067.8758
646 | [12 empty] | 580 | NA | 580.NA2 | 0
647 | 581 | Load Dispatching | [10 empty] | 581 | NA | 581.NA | 0
648 |  |  |  | DPW | S |  | 0 | 0 | 0 | 0 | 0 |  | 581 | S | 581.S | 0
649 |  |  |  | DPW | SNPD |  | 11746190.56 | 5626627.8576 | 11746190.56 | 6121066.4241 | 5625124.1359 |  | 581 | SNPD | 581.SNPD | 5625124.1359
650 | [5 empty] | B2 | 11746190.56 | 5626627.8576 | 11746190.56 | 6121066.4241 | 5625124.1359 |  | 581 | NA | 581.NA1 | 5625124.1359
651 | [12 empty] | 581 | NA | 581.NA2 | 0
652 | 582 | Station Expense | [10 empty] | 582 | NA | 582.NA | 0
653 |  |  |  | DPW | S |  | 4221060.89 | 1751703.53 | 4221060.89 | 2469357.36 | 1751703.53 |  | 582 | S | 582.S | 1751703.53
654 |  |  |  | DPW | SNPD |  | 14888.15 | 7131.6806 | 14888.15 | 7758.3753 | 7129.7747 |  | 582 | SNPD | 582.SNPD | 7129.7747
655 | [5 empty] | B2 | 4235949.04 | 1758835.2106 | 4235949.04 | 2477115.7353 | 1758833.3047 |  | 582 | NA | 582.NA1 | 1758833.3047
656 | [12 empty] | 582 | NA | 582.NA2 | 0
657 | 583 | Overhead Line Expenses | [10 empty] | 583 | NA | 583.NA | 0
658 |  |  |  | DPW | S |  | 6803118.79 | 4149414.26 | 6803118.79 | 2653704.53 | 4149414.26 |  | 583 | S | 583.S | 4149414.26
659 |  |  |  | DPW | SNPD |  | 5479.6 | 2624.8229 | 5479.6 | 2855.4786 | 2624.1214 |  | 583 | SNPD | 583.SNPD | 2624.1214
660 | [5 empty] | B2 | 6808598.39 | 4152039.0829 | 6808598.39 | 2656560.0086 | 4152038.3814 |  | 583 | NA | 583.NA1 | 4152038.3814
661 | [12 empty] | 583 | NA | 583.NA2 | 0
662 | 584 | Underground Line Expense | [10 empty] | 584 | NA | 584.NA | 0
663 |  |  |  | DPW | S |  | 448.24 | 32.11 | 448.24 | 416.13 | 32.11 |  | 584 | S | 584.S | 32.11
664 |  |  |  | DPW | SNPD |  | 6179.31 | 2959.9961 | 6179.31 | 3220.105 | 2959.205 |  | 584 | SNPD | 584.SNPD | 2959.205
665 | [5 empty] | B2 | 6627.55 | 2992.1061 | 6627.55 | 3636.235 | 2991.315 |  | 584 | NA | 584.NA1 | 2991.315
666 | [12 empty] | 584 | NA | 584.NA2 | 0
667 | 585 | Street Lighting & Signal Systems | [10 empty] | 585 | NA | 585.NA | 0
668 |  |  |  | DPW | S |  | 0 | 0 | 0 | 0 | 0 |  | 585 | S | 585.S | 0
669 |  |  |  | DPW | SNPD |  | 223950.92 | 107276.353 | 223950.92 | 116703.2367 | 107247.6833 |  | 585 | SNPD | 585.SNPD | 107247.6833
670 | [5 empty] | B2 | 223950.92 | 107276.353 | 223950.92 | 116703.2367 | 107247.6833 |  | 585 | NA | 585.NA1 | 107247.6833
671 | [12 empty] | 585 | NA | 585.NA2 | 0
672 | 586 | Meter Expenses | [10 empty] | 586 | NA | 586.NA | 0
673 |  |  |  | DPW | S |  | 6270481.68 | 2058403.42 | 6259105.68 | 4212078.26 | 2047027.42 |  | 586 | S | 586.S | 2047027.42
674 |  |  |  | DPW | SNPD |  | 313929.62 | 150377.7021 | 313929.62 | 163592.1065 | 150337.5135 |  | 586 | SNPD | 586.SNPD | 150337.5135
675 | [5 empty] | B2 | 6584411.3 | 2208781.1221 | 6573035.3 | 4375670.3665 | 2197364.9335 |  | 586 | NA | 586.NA1 | 2197364.9335
676 | [12 empty] | 586 | NA | 586.NA2 | 0
677 | 587 | Customer Installation Expenses | [10 empty] | 587 | NA | 587.NA | 0
678 |  |  |  | DPW | S |  | 10551937.49 | 3746958.73 | 10551937.49 | 6804978.76 | 3746958.73 |  | 587 | S | 587.S | 3746958.73
679 |  |  |  | DPW | SNPD |  | 0 | 0 | 0 | 0 | 0 |  | 587 | SNPD | 587.SNPD | 0
680 | [5 empty] | B2 | 10551937.49 | 3746958.73 | 10551937.49 | 6804978.76 | 3746958.73 |  | 587 | NA | 587.NA1 | 3746958.73
681 | [12 empty] | 587 | NA | 587.NA2 | 0
682 | 588 | Misc. Distribution Expenses | [10 empty] | 588 | NA | 588.NA | 0
683 |  |  |  | DPW | S |  | 1024223.78 | 929144.54 | 1024223.78 | 95079.24 | 929144.54 |  | 588 | S | 588.S | 929144.54
684 |  |  |  | DPW | SNPD |  | 3646150.04 | 1746568.7521 | 3646150.04 | 1900048.0601 | 1746101.9799 |  | 588 | SNPD | 588.SNPD | 1746101.9799
685 | [5 empty] | B2 | 4670373.82 | 2675713.2921 | 4670373.82 | 1995127.3001 | 2675246.5199 |  | 588 | NA | 588.NA1 | 2675246.5199
686 | [12 empty] | 588 | NA | 588.NA2 | 0
687 | 589 | Rents | [10 empty] | 589 | NA | 589.NA | 0
688 |  |  |  | DPW | S |  | 3291780.69 | 630427.82 | 3291780.69 | 2661352.87 | 630427.82 |  | 589 | S | 589.S | 630427.82
689 |  |  |  | DPW | SNPD |  | 23801.67 | 11401.4104 | 23801.67 | 12403.3066 | 11398.3634 |  | 589 | SNPD | 589.SNPD | 11398.3634
690 | [5 empty] | B2 | 3315582.36 | 641829.2304 | 3315582.36 | 2673756.1766 | 641826.1834 |  | 589 | NA | 589.NA1 | 641826.1834
691 | [12 empty] | 589 | NA | 589.NA2 | 0
692 | 590 | Maint Supervision & Engineering | [10 empty] | 590 | NA | 590.NA | 0
693 |  |  |  | DPW | S |  | 3523298.24 | 1454643.71 | 3523298.24 | 2068654.53 | 1454643.71 |  | 590 | S | 590.S | 1454643.71
694 |  |  |  | DPW | SNPD |  | 2187364.57 | 1047785.3532 | 2187364.57 | 1139859.2385 | 1047505.3315 |  | 590 | SNPD | 590.SNPD | 1047505.3315
695 | [5 empty] | B2 | 5710662.81 | 2502429.0632 | 5710662.81 | 3208513.7685 | 2502149.0415 |  | 590 | NA | 590.NA1 | 2502149.0415
696 | [12 empty] | 590 | NA | 590.NA2 | 0
697 | 591 | Maintenance of Structures | [10 empty] | 591 | NA | 591.NA | 0
698 |  |  |  | DPW | S |  | 2134556.92 | 695907.73 | 2134556.92 | 1438649.19 | 695907.73 |  | 591 | S | 591.S | 695907.73
699 |  |  |  | DPW | SNPD |  | 95647.44 | 45816.7733 | 95647.44 | 49842.9112 | 45804.5288 |  | 591 | SNPD | 591.SNPD | 45804.5288
700 | [5 empty] | B2 | 2230204.36 | 741724.5033 | 2230204.36 | 1488492.1012 | 741712.2588 |  | 591 | NA | 591.NA1 | 741712.2588
701 | [12 empty] | 591 | NA | 591.NA2 | 0
702 | 592 | Maintenance of Station Equipment | [10 empty] | 592 | NA | 592.NA | 0
703 |  |  |  | DPW | S |  | 9911005.49 | 3413841.97 | 9911005.49 | 6497163.52 | 3413841.97 |  | 592 | S | 592.S | 3413841.97
704 |  |  |  | DPW | SNPD |  | 1503118.67 | 720019.7663 | 1503118.67 | 783291.3297 | 719827.3403 |  | 592 | SNPD | 592.SNPD | 719827.3403
705 | [5 empty] | B2 | 11414124.16 | 4133861.7363 | 11414124.16 | 7280454.8497 | 4133669.3103 |  | 592 | NA | 592.NA1 | 4133669.3103
706 | 593 | Maintenance of Overhead Lines | [10 empty] | 593 | NA | 593.NA | 0
707 |  |  |  | DPW | S |  | 89851525.55 | 32404760.89 | 89851525.55 | 57446764.66 | 32404760.89 |  | 593 | S | 593.S | 32404760.89
708 |  |  |  | DPW | SNPD |  | 1777146.63 | 851283.8851 | 1777146.63 | 926090.2513 | 851056.3787 |  | 593 | SNPD | 593.SNPD | 851056.3787
709 | [5 empty] | B2 | 91628672.18 | 33256044.7751 | 91628672.18 | 58372854.9113 | 33255817.2687 |  | 593 | NA | 593.NA1 | 33255817.2687
710 | [12 empty] | 593 | NA | 593.NA2 | 0
711 | 594 | Maintenance of Underground Lines | [10 empty] | 594 | NA | 594.NA | 0
712 |  |  |  | DPW | S |  | 22901740.97 | 12480061.69 | 22901740.97 | 10421679.28 | 12480061.69 |  | 594 | S | 594.S | 12480061.69
713 |  |  |  | DPW | SNPD |  | 9003.53 | 4312.8461 | 9003.53 | 4691.8365 | 4311.6935 |  | 594 | SNPD | 594.SNPD | 4311.6935
714 | [5 empty] | B2 | 22910744.5 | 12484374.5361 | 22910744.5 | 10426371.1165 | 12484373.3835 |  | 594 | NA | 594.NA1 | 12484373.3835
715 | [12 empty] | 594 | NA | 594.NA2 | 0
716 | 595 | Maintenance of Line Transformers | [10 empty] | 595 | NA | 595.NA | 0
717 |  |  |  | DPW | S |  | 0 | 0 | 0 | 0 | 0 |  | 595 | S | 595.S | 0
718 |  |  |  | DPW | SNPD |  | 922334.64 | 441814.1995 | 922334.64 | 480638.5158 | 441696.1242 |  | 595 | SNPD | 595.SNPD | 441696.1242
719 | [5 empty] | B2 | 922334.64 | 441814.1995 | 922334.64 | 480638.5158 | 441696.1242 |  | 595 | NA | 595.NA1 | 441696.1242
720 | [12 empty] | 595 | NA | 595.NA2 | 0
721 | 596 | Maint of Street Lighting & Signal Sys. | [10 empty] | 596 | NA | 596.NA | 0
722 |  |  |  | DPW | S |  | 3252544.2 | 1597474.07 | 3252544.2 | 1655070.13 | 1597474.07 |  | 596 | S | 596.S | 1597474.07
723 |  |  |  | DPW | SNPD |  | 0 | 0 | 0 | 0 | 0 |  | 596 | SNPD | 596.SNPD | 0
724 | [5 empty] | B2 | 3252544.2 | 1597474.07 | 3252544.2 | 1655070.13 | 1597474.07 |  | 596 | NA | 596.NA1 | 1597474.07
725 | [12 empty] | 596 | NA | 596.NA2 | 0
726 | 597 | Maintenance of Meters | [10 empty] | 597 | NA | 597.NA | 0
727 |  |  |  | DPW | S |  | 4008343.63 | 1700609.66 | 4008343.63 | 2307733.97 | 1700609.66 |  | 597 | S | 597.S | 1700609.66
728 |  |  |  | DPW | SNPD |  | 285668.39 | 136840.0856 | 285668.39 | 148864.8751 | 136803.5149 |  | 597 | SNPD | 597.SNPD | 136803.5149
729 | [5 empty] | B2 | 4294012.02 | 1837449.7456 | 4294012.02 | 2456598.8451 | 1837413.1749 |  | 597 | NA | 597.NA1 | 1837413.1749
730 | [12 empty] | 597 | NA | 597.NA2 | 0
731 | 598 | Maint of Misc. Distribution Plant | [10 empty] | 598 | NA | 598.NA | 0
732 |  |  |  | DPW | S |  | 1877918.88 | 820869.59 | 1877918.88 | 1057049.29 | 820869.59 |  | 598 | S | 598.S | 820869.59
733 |  |  |  | DPW | SNPD |  | 3362703.38 | 1610792.9135 | 3362703.38 | 1752340.9525 | 1610362.4275 |  | 598 | SNPD | 598.SNPD | 1610362.4275
734 | [5 empty] | B2 | 5240622.26 | 2431662.5035 | 5240622.26 | 2809390.2425 | 2431232.0175 |  | 598 | NA | 598.NA1 | 2431232.0175
735 | [12 empty] | 598 | NA | 598.NA2 | 0
736 | Total Distribution Expense |  |  |  |  | B2 | 207035424.78 | 85903034.4428 | 206724240.71 | 121137004.9976 | 85587235.7124 |  | Total Distribution Expense | NA | Total Distribution Expense.NA | 85587235.7124
737 | [12 empty] | Total Distribution Expense | NA | Total Distribution Expense.NA1 | 0
738 | [12 empty] | Total Distribution Expense | NA | Total Distribution Expense.NA2 | 0
739 | Summary of Distribution Expense by Factor | [11 empty] | Summary of Distribution Expense by Factor | NA | Summary of Distribution Expense by Factor.NA | 0
740 |  |  | S |  |  |  | 170988408.45 | 68635891.94 | 170677224.38 | 102352516.51 | 68324707.87 |  | Summary of Distribution Expense by Factor | NA | Summary of Distribution Expense by Factor.NA1 | 68324707.87
741 |  |  | SNPD |  |  |  | 36047016.33 | 17267142.5028 | 36047016.33 | 18784488.4876 | 17262527.8424 |  | Summary of Distribution Expense by Factor | NA | Summary of Distribution Expense by Factor.NA2 | 17262527.8424
742 | [12 empty] | Summary of Distribution Expense by Factor | NA | Summary of Distribution Expense by Factor.NA3 | 0
743 | Total Distribution Expense by Factor | [5 empty] | 207035424.78 | 85903034.4428 | 206724240.71 | 121137004.9976 | 85587235.7124 |  | Total Distribution Expense by Factor | NA | Total Distribution Expense by Factor.NA | 85587235.7124
744 | [12 empty] | Total Distribution Expense by Factor | NA | Total Distribution Expense by Factor.NA1 | 0
745 | 901 | Supervision | [10 empty] | 901 | NA | 901.NA | 0
746 |  |  |  | CUST | S |  | 1810.93 | 0 | 1810.93 | 1810.93 | 0 |  | 901 | S | 901.S | 0
747 |  |  |  | CUST | CN |  | 1738163.71 | 811718.7801 | 1738163.71 | 926444.9299 | 811718.7801 |  | 901 | CN | 901.CN | 811718.7801
748 | [5 empty] | B2 | 1739974.64 | 811718.7801 | 1739974.64 | 928255.8599 | 811718.7801 |  | 901 | NA | 901.NA1 | 811718.7801
749 | [12 empty] | 901 | NA | 901.NA2 | 0
750 | 902 | Meter Reading Expense | [10 empty] | 902 | NA | 902.NA | 0
751 |  |  |  | CUST | S |  | 15832658.88 | 3562100.44 | 15832658.88 | 12270558.44 | 3562100.44 |  | 902 | S | 902.S | 3562100.44
752 |  |  |  | CUST | CN |  | 1508409.88 | 704424.2269 | 1508409.88 | 803985.6531 | 704424.2269 |  | 902 | CN | 902.CN | 704424.2269
753 | [5 empty] | B2 | 17341068.76 | 4266524.6669 | 17341068.76 | 13074544.0931 | 4266524.6669 |  | 902 | NA | 902.NA1 | 4266524.6669
754 | [12 empty] | 902 | NA | 902.NA2 | 0
755 | 903 | Customer Receipts & Collections | [10 empty] | 903 | NA | 903.NA | 0
756 |  |  |  | CUST | S |  | 7577245.12 | 3066935.09 | 7216560.4904 | 4457876.13 | 2758684.3604 |  | 903 | S | 903.S | 2758684.3604
757 |  |  |  | CUST | CN |  | 44446718.45 | 20756523.6079 | 44444618.98 | 23689075.8202 | 20755543.1598 |  | 903 | CN | 903.CN | 20755543.1598
758 | [5 empty] | B2 | 52023963.57 | 23823458.6979 | 51661179.4704 | 28146951.9502 | 23514227.5203 |  | 903 | NA | 903.NA1 | 23514227.5203
759 | [12 empty] | 903 | NA | 903.NA2 | 0
760 | 904 | Uncollectible Accounts | [10 empty] | 904 | NA | 904.NA | 0
761 |  |  |  | CUST | S |  | 10224313.65 | 3704188.03 | 10224851.4996 | 6520125.62 | 3704725.8796 |  | 904 | S | 904.S | 3704725.8796
762 |  |  |  | P | SG |  | 0 | 0 | 0 | 0 | 0 |  | 904 | SG | 904.SG | 0
763 |  |  |  | CUST | CN |  | 3236.51 | 1511.4433 | 3236.51 | 1725.0667 | 1511.4433 |  | 904 | CN | 904.CN | 1511.4433
764 | [5 empty] | B2 | 10227550.16 | 3705699.4733 | 10228088.0096 | 6521850.6867 | 3706237.3229 |  | 904 | NA | 904.NA1 | 3706237.3229
765 | [12 empty] | 904 | NA | 904.NA2 | 0
766 | 905 | Misc. Customer Accounts Expense | [10 empty] | 905 | NA | 905.NA | 0
767 |  |  |  | CUST | S |  | 570.66 | 0 | 570.66 | 570.66 | 0 |  | 905 | S | 905.S | 0
768 |  |  |  | CUST | CN |  | 32870.94 | 15350.6595 | 32870.94 | 17520.2805 | 15350.6595 |  | 905 | CN | 905.CN | 15350.6595
769 | [5 empty] | B2 | 33441.6 | 15350.6595 | 33441.6 | 18090.9405 | 15350.6595 |  | 905 | NA | 905.NA1 | 15350.6595
770 | [12 empty] | 905 | NA | 905.NA2 | 0
771 | Total Customer Accounts Expense |  |  |  |  | B2 | 81365998.73 | 32622752.2778 | 81003752.48 | 48689693.5302 | 32314058.9498 |  | Total Customer Accounts Expense | NA | Total Customer Accounts Expense.NA | 32314058.9498
772 | [12 empty] | Total Customer Accounts Expense | NA | Total Customer Accounts Expense.NA1 | 0
773 | Summary of Customer Accts Exp by Factor | [11 empty] | Summary of Customer Accts Exp by Factor | NA | Summary of Customer Accts Exp by Factor.NA | 0
774 |  |  | S |  |  |  | 33636599.24 | 10333223.56 | 33276452.46 | 23250941.78 | 10025510.68 |  | Summary of Customer Accts Exp by Factor | NA | Summary of Customer Accts Exp by Factor.NA1 | 10025510.68
775 |  |  | CN |  |  |  | 47729399.49 | 22289528.7178 | 47727300.02 | 25438751.7502 | 22288548.2698 |  | Summary of Customer Accts Exp by Factor | NA | Summary of Customer Accts Exp by Factor.NA2 | 22288548.2698
776 |  |  | SG |  |  |  | 0 | 0 | 0 | 0 | 0 |  | Summary of Customer Accts Exp by Factor | NA | Summary of Customer Accts Exp by Factor.NA3 | 0
777 | Total Customer Accounts Expense by Factor | [5 empty] | 81365998.73 | 32622752.2778 | 81003752.48 | 48689693.5302 | 32314058.9498 |  | Total Customer Accounts Expense by Factor | NA | Total Customer Accounts Expense by Factor.NA | 32314058.9498
778 | [12 empty] | Total Customer Accounts Expense by Factor | NA | Total Customer Accounts Expense by Factor.NA1 | 0
779 | 907 | Supervision | [10 empty] | 907 | NA | 907.NA | 0
780 |  |  |  | CUST | S |  | 0 | 0 | 0 | 0 | 0 |  | 907 | S | 907.S | 0
781 |  |  |  | CUST | CN |  | 271769.98 | 126916.0065 | 271769.98 | 144853.9735 | 126916.0065 |  | 907 | CN | 907.CN | 126916.0065
782 | [5 empty] | B2 | 271769.98 | 126916.0065 | 271769.98 | 144853.9735 | 126916.0065 |  | 907 | NA | 907.NA1 | 126916.0065
783 | [12 empty] | 907 | NA | 907.NA2 | 0
784 | 908 | Customer Assistance | [10 empty] | 908 | NA | 908.NA | 0
785 |  |  |  | CUST | S |  | 130758258.72 | 70395719.99 | 17755230.21 | 15410223.64 | 2345006.57 |  | 908 | S | 908.S | 2345006.57
786 |  |  |  | CUST | CN |  | 1542877.95 | 720520.7428 | 1542877.95 | 822357.2072 | 720520.7428 |  | 908 | CN | 908.CN | 720520.7428
787 | [12 empty] | 908 | NA | 908.NA1 | 0
788 | [12 empty] | 908 | NA | 908.NA2 | 0
789 | [5 empty] | B2 | 132301136.67 | 71116240.7328 | 19298108.16 | 16232580.8472 | 3065527.3128 |  | 908 | NA | 908.NA3 | 3065527.3128
790 | [12 empty] | 908 | NA | 908.NA4 | 0
791 | 909 | Informational & Instructional Adv | [10 empty] | 909 | NA | 909.NA | 0
792 |  |  |  | CUST | S |  | 1185671.98 | 267432.58 | 1178216.43 | 910783.85 | 267432.58 |  | 909 | S | 909.S | 267432.58
793 |  |  |  | CUST | CN |  | 1937528.24 | 904821.5944 | 1934389.77 | 1031033.8344 | 903355.9356 |  | 909 | CN | 909.CN | 903355.9356
794 | [5 empty] | B2 | 3123200.22 | 1172254.1744 | 3112606.2 | 1941817.6844 | 1170788.5156 |  | 909 | NA | 909.NA1 | 1170788.5156
795 | [12 empty] | 909 | NA | 909.NA2 | 0
796 | 910 | Misc. Customer Service | [10 empty] | 910 | NA | 910.NA | 0
797 |  |  |  | CUST | S |  | -445.88 | 0 | -445.88 | -445.88 | 0 |  | 910 | S | 910.S | 0
798 |  |  |  | CUST | CN |  | 16349.74 | 7635.294 | 16349.74 | 8714.446 | 7635.294 |  | 910 | CN | 910.CN | 7635.294
799 | [12 empty] | 910 | NA | 910.NA1 | 0
800 | [5 empty] | B2 | 15903.86 | 7635.294 | 15903.86 | 8268.566 | 7635.294 |  | 910 | NA | 910.NA2 | 7635.294
801 | [12 empty] | 910 | NA | 910.NA3 | 0
802 | Total Customer Service Expense |  |  |  |  | B2 | 135712010.73 | 72423046.2077 | 22698388.2 | 18327521.0711 | 4370867.1289 |  | Total Customer Service Expense | NA | Total Customer Service Expense.NA | 4370867.1289
803 | [12 empty] | Total Customer Service Expense | NA | Total Customer Service Expense.NA1 | 0
804 | [12 empty] | Total Customer Service Expense | NA | Total Customer Service Expense.NA2 | 0
805 | Summary of Customer Service Exp by Factor | [11 empty] | Summary of Customer Service Exp by Factor | NA | Summary of Customer Service Exp by Factor.NA | 0
806 |  |  | S |  |  |  | 131943484.82 | 70663152.57 | 18933000.76 | 16320561.61 | 2612439.15 |  | Summary of Customer Service Exp by Factor | NA | Summary of Customer Service Exp by Factor.NA1 | 2612439.15
807 |  |  | CN |  |  |  | 3768525.91 | 1759893.6377 | 3765387.44 | 2006959.4611 | 1758427.9789 |  | Summary of Customer Service Exp by Factor | NA | Summary of Customer Service Exp by Factor.NA2 | 1758427.9789
808 | [12 empty] | Summary of Customer Service Exp by Factor | NA | Summary of Customer Service Exp by Factor.NA3 | 0
809 | Total Customer Service Expense by Factor |  |  |  |  | B2 | 135712010.73 | 72423046.2077 | 22698388.2 | 18327521.0711 | 4370867.1289 |  | Total Customer Service Expense by Factor | NA | Total Customer Service Expense by Factor.NA | 4370867.1289
810 | [12 empty] | Total Customer Service Expense by Factor | NA | Total Customer Service Expense by Factor.NA1 | 0
811 | [12 empty] | Total Customer Service Expense by Factor | NA | Total Customer Service Expense by Factor.NA2 | 0
812 | 911 | Supervision | [10 empty] | 911 | NA | 911.NA | 0
813 |  |  |  | CUST | S |  | 0 | 0 | 0 | 0 | 0 |  | 911 | S | 911.S | 0
814 |  |  |  | CUST | CN |  | 0 | 0 | 0 | 0 | 0 |  | 911 | CN | 911.CN | 0
815 | [5 empty] | B2 | 0 | 0 | 0 | 0 | 0 |  | 911 | NA | 911.NA1 | 0
816 | [12 empty] | 911 | NA | 911.NA2 | 0
817 | 912 | Demonstration & Selling Expense | [10 empty] | 912 | NA | 912.NA | 0
818 |  |  |  | CUST | S |  | 0 | 0 | 0 | 0 | 0 |  | 912 | S | 912.S | 0
819 |  |  |  | CUST | CN |  | 0 | 0 | 0 | 0 | 0 |  | 912 | CN | 912.CN | 0
820 | [5 empty] | B2 | 0 | 0 | 0 | 0 | 0 |  | 912 | NA | 912.NA1 | 0
821 | [12 empty] | 912 | NA | 912.NA2 | 0
822 | 913 | Advertising Expense | [10 empty] | 913 | NA | 913.NA | 0
823 |  |  |  | CUST | S |  | 0 | 0 | 0 | 0 | 0 |  | 913 | S | 913.S | 0
824 |  |  |  | CUST | CN |  | 0 | 0 | 0 | 0 | 0 |  | 913 | CN | 913.CN | 0
825 | [5 empty] | B2 | 0 | 0 | 0 | 0 | 0 |  | 913 | NA | 913.NA1 | 0
826 | [12 empty] | 913 | NA | 913.NA2 | 0
827 | 916 | Misc. Sales Expense | [10 empty] | 916 | NA | 916.NA | 0
828 |  |  |  | CUST | S |  | 0 | 0 | 0 | 0 | 0 |  | 916 | S | 916.S | 0
829 |  |  |  | CUST | CN |  | 0 | 0 | 0 | 0 | 0 |  | 916 | CN | 916.CN | 0
830 | [5 empty] | B2 | 0 | 0 | 0 | 0 | 0 |  | 916 | NA | 916.NA1 | 0
831 | [12 empty] | 916 | NA | 916.NA2 | 0
832 | Total Sales Expense |  |  |  |  | B2 | 0 | 0 | 0 | 0 | 0 |  | Total Sales Expense | NA | Total Sales Expense.NA | 0
833 | [12 empty] | Total Sales Expense | NA | Total Sales Expense.NA1 | 0
834 | [12 empty] | Total Sales Expense | NA | Total Sales Expense.NA2 | 0
835 | Total Sales Expense by Factor | [11 empty] | Total Sales Expense by Factor | NA | Total Sales Expense by Factor.NA | 0
836 |  |  | S |  |  |  | 0 | 0 | 0 | 0 | 0 |  | Total Sales Expense by Factor | NA | Total Sales Expense by Factor.NA1 | 0
837 |  |  | CN |  |  |  | 0 | 0 | 0 | 0 | 0 |  | Total Sales Expense by Factor | NA | Total Sales Expense by Factor.NA2 | 0
838 | Total Sales Expense by Factor | [5 empty] | 0 | 0 | 0 | 0 | 0 |  | Total Sales Expense by Factor | NA | Total Sales Expense by Factor.NA3 | 0
839 | [12 empty] | Total Sales Expense by Factor | NA | Total Sales Expense by Factor.NA4 | 0
840 | Total Customer Service Exp Including Sales |  |  |  |  | B2 | 135712010.73 | 72423046.2077 | 22698388.2 | 18327521.0711 | 4370867.1289 |  | Total Customer Service Exp Including Sales | NA | Total Customer Service Exp Including Sales.NA | 4370867.1289
841 | 920 | Administrative & General Salaries | [10 empty] | 920 | NA | 920.NA | 0
842 |  |  |  | PTD | S |  | -334203.17 | 561824 | -334203.17 | -896027.17 | 561824 |  | 920 | S | 920.S | 561824
843 |  |  |  | CUST | CN |  | 0 | 0 | 0 | 0 | 0 |  | 920 | CN | 920.CN | 0
844 |  |  |  | PTD | SO |  | 78431599.95 | 34136982.7376 | 78431599.95 | 44471234.6006 | 33960365.3494 |  | 920 | SO | 920.SO | 33960365.3494
845 | [5 empty] | B2 | 78097396.78 | 34698806.7376 | 78097396.78 | 43575207.4306 | 34522189.3494 |  | 920 | NA | 920.NA1 | 34522189.3494
846 | [12 empty] | 920 | NA | 920.NA2 | 0
847 | 921 | Office Supplies & expenses | [10 empty] | 921 | NA | 921.NA | 0
848 |  |  |  | PTD | S |  | 292413.46 | 126674.88 | 292413.46 | 165738.58 | 126674.88 |  | 921 | S | 921.S | 126674.88
849 |  |  |  | CUST | CN |  | 83371.23 | 38934.1883 | 83371.23 | 44437.0417 | 38934.1883 |  | 921 | CN | 921.CN | 38934.1883
850 |  |  |  | PTD | SO |  | 8187993.27 | 3563785.3249 | 8154117.2784 | 4623438.2912 | 3530678.9872 |  | 921 | SO | 921.SO | 3530678.9872
851 | [5 empty] | B2 | 8563777.96 | 3729394.3932 | 8529901.9684 | 4833613.9129 | 3696288.0554 |  | 921 | NA | 921.NA1 | 3696288.0554
852 | [12 empty] | 921 | NA | 921.NA2 | 0
853 | 922 | A&G Expenses Transferred | [10 empty] | 922 | NA | 922.NA | 0
854 |  |  |  | PTD | S |  | 0 | 0 | 0 | 0 | 0 |  | 922 | S | 922.S | 0
855 |  |  |  | CUST | CN |  | 0 | 0 | 0 | 0 | 0 |  | 922 | CN | 922.CN | 0
856 |  |  |  | PTD | SO |  | -37773121.76 | -16440572.5025 | -37773121.76 | -21417609.2348 | -16355512.5252 |  | 922 | SO | 922.SO | -16355512.5252
857 | [5 empty] | B2 | -37773121.76 | -16440572.5025 | -37773121.76 | -21417609.2348 | -16355512.5252 |  | 922 | NA | 922.NA1 | -16355512.5252
858 | [12 empty] | 922 | NA | 922.NA2 | 0
859 | 923 | Outside Services | [10 empty] | 923 | NA | 923.NA | 0
860 |  |  |  | PTD | S |  | 201407.63 | 8481.65 | 201407.63 | 192925.98 | 8481.65 |  | 923 | S | 923.S | 8481.65
861 |  |  |  | CUST | CN |  | 0 | 0 | 0 | 0 | 0 |  | 923 | CN | 923.CN | 0
862 |  |  |  | PTD | SO |  | 16627688.13 | 7237122.5759 | 16627688.13 | 9428008.8659 | 7199679.2641 |  | 923 | SO | 923.SO | 7199679.2641
863 | [5 empty] | B2 | 16829095.76 | 7245604.2259 | 16829095.76 | 9620934.8459 | 7208160.9141 |  | 923 | NA | 923.NA1 | 7208160.9141
864 | [12 empty] | 923 | NA | 923.NA2 | 0
865 | 924 | Property Insurance | [10 empty] | 924 | NA | 924.NA | 0
866 |  |  |  | PT | S |  | 9414384.4 | 2148116.64 | 9414384.4 | 7266267.76 | 2148116.64 |  | 924 | S | 924.S | 2148116.64
867 |  |  |  | PT | SG |  | 0 | 0 | 0 | 0 | 0 |  | 924 | SG | 924.SG | 0
868 |  |  |  | PTD | SO |  | 6523925.21 | 2839507.5762 | 6523925.21 | 3699108.6337 | 2824816.5763 |  | 924 | SO | 924.SO | 2824816.5763
869 | [5 empty] | B2 | 15938309.61 | 4987624.2162 | 15938309.61 | 3699108.6337 | 4972933.2163 |  | 924 | NA | 924.NA1 | 4972933.2163
870 | [12 empty] | 924 | NA | 924.NA2 | 0
871 | 925 | Injuries & Damages | [10 empty] | 925 | NA | 925.NA | 0
872 |  |  |  | PTD | S |  | 3134945.49 | 0 | 3134945.49 | 3134945.49 | 0 |  | 925 | S | 925.S | 0
873 |  |  |  | PTD | SO |  | 2214666.22 | 963922.9924 | 10459704.11 | 5930721.2351 | 4528982.8749 |  | 925 | SO | 925.SO | 4528982.8749
874 | [5 empty] | B2 | 5349611.71 | 963922.9924 | 13594649.6 | 9065666.7251 | 4528982.8749 |  | 925 | NA | 925.NA1 | 4528982.8749
875 | [12 empty] | 925 | NA | 925.NA2 | 0
876 | 926 | Employee Pensions & Benefits | [10 empty] | 926 | NA | 926.NA | 0
877 |  |  |  | LABOR | S |  | 0 | 0 | 0 | 0 | 0 |  | 926 | S | 926.S | 0
878 |  |  |  | CUST | CN |  | 0 | 0 | 0 | 0 | 0 |  | 926 | CN | 926.CN | 0
879 |  |  |  | LABOR | SO |  | 0 | 0 | 0 | 0 | 0 |  | 926 | SO | 926.SO | 0
880 | [5 empty] | B2 | 0 | 0 | 0 | 0 | 0 |  | 926 | NA | 926.NA1 | 0
881 | [12 empty] | 926 | NA | 926.NA2 | 0
882 | 927 | Franchise Requirements | [10 empty] | 927 | NA | 927.NA | 0
883 |  |  |  | DMSC | S |  | 0 | 0 | 0 | 0 | 0 |  | 927 | S | 927.S | 0
884 |  |  |  | DMSC | SO |  | 0 | 0 | 0 | 0 | 0 |  | 927 | SO | 927.SO | 0
885 | [5 empty] | B2 | 0 | 0 | 0 | 0 | 0 |  | 927 | NA | 927.NA1 | 0
886 | [12 empty] | 927 | NA | 927.NA2 | 0
887 | 928 | Regulatory Commission Expense | [10 empty] | 928 | NA | 928.NA | 0
888 |  |  |  | DMSC | S |  | 16297523.5 | 5978443.5 | 16298322.1733 | 10319080 | 5979242.1733 |  | 928 | S | 928.S | 5979242.1733
889 |  |  |  | P | SE |  | 481583.29 | 207901.8457 | 481583.29 | 274449.3774 | 207133.9126 |  | 928 | SE | 928.SE | 207133.9126
890 |  |  |  | DMSC | SO |  | 1395149.45 | 607232.1962 | 1395149.45 | 791058.9422 | 604090.5078 |  | 928 | SO | 928.SO | 604090.5078
891 |  |  |  | FERC | SG |  | 4101429.29 | 1813171.5536 | 4101429.29 | 2304801.4544 | 1796627.8356 |  | 928 | SG | 928.SG | 1796627.8356
892 | [5 empty] | B2 | 22275685.53 | 8606749.0956 | 22276484.2033 | 13689389.774 | 8587094.4292 |  | 928 | NA | 928.NA1 | 8587094.4292
893 | [12 empty] | 928 | NA | 928.NA2 | 0
894 | 929 | Duplicate Charges | [10 empty] | 929 | NA | 929.NA | 0
895 |  |  |  | LABOR | S |  | 0 | 0 | 0 | 0 | 0 |  | 929 | S | 929.S | 0
896 |  |  |  | LABOR | SO |  | -5348421.52 | -2327875.1577 | -5288259.22 | -2998477.8654 | -2289781.3546 |  | 929 | SO | 929.SO | -2289781.3546
897 | [5 empty] | B2 | -5348421.52 | -2327875.1577 | -5288259.22 | -2998477.8654 | -2289781.3546 |  | 929 | NA | 929.NA1 | -2289781.3546
898 | [12 empty] | 929 | NA | 929.NA2 | 0
899 | 930 | Misc General Expenses | [10 empty] | 930 | NA | 930.NA | 0
900 |  |  |  | PTD | S |  | 167970.19 | 45500.04 | 167970.19 | 122470.15 | 45500.04 |  | 930 | S | 930.S | 45500.04
901 |  |  |  | CUST | CN |  | 0 | 0 | 0 | 0 | 0 |  | 930 | CN | 930.CN | 0
902 |  |  |  | P | SG |  | 0 | 0 | 0 | 0 | 0 |  | 930 | SG | 930.SG | 0
903 |  |  |  | LABOR | SO |  | 2219286.66 | 965934.017 | 2219286.66 | 1258350.1773 | 960936.4827 |  | 930 | SO | 930.SO | 960936.4827
904 | [5 empty] | B2 | 2387256.85 | 1011434.057 | 2387256.85 | 1380820.3273 | 1006436.5227 |  | 930 | NA | 930.NA1 | 1006436.5227
905 | [12 empty] | 930 | NA | 930.NA2 | 0
906 | 931 | Rents | [10 empty] | 931 | NA | 931.NA | 0
907 |  |  |  | PTD | S |  | 355466.76 | 4679.4 | 355466.76 | 350787.36 | 4679.4 |  | 931 | S | 931.S | 4679.4
908 |  |  |  | PTD | SO |  | 4604995.39 | 2004302.4525 | 4604995.39 | 2611062.7662 | 1993932.6238 |  | 931 | SO | 931.SO | 1993932.6238
909 | [5 empty] | B2 | 4960462.15 | 2008981.8525 | 4960462.15 | 2961850.1262 | 1998612.0238 |  | 931 | NA | 931.NA1 | 1998612.0238
910 | [12 empty] | 931 | NA | 931.NA2 | 0
911 | 935 | Maintenance of General Plant | [10 empty] | 935 | NA | 935.NA | 0
912 |  |  |  | G | S |  | 716181.52 | 91225.01 | 716181.52 | 624956.51 | 91225.01 |  | 935 | S | 935.S | 91225.01
913 |  |  |  | CUST | CN |  | 63360.68 | 29589.3037 | 63360.68 | 33771.3763 | 29589.3037 |  | 935 | CN | 935.CN | 29589.3037
914 |  |  |  | G | SO |  | 22195447.75 | 9660463.6037 | 22195447.75 | 12584965.3021 | 9610482.4479 |  | 935 | SO | 935.SO | 9610482.4479
915 | [5 empty] | B2 | 22974989.95 | 9781277.9174 | 22974989.95 | 13243693.1884 | 9731296.7616 |  | 935 | NA | 935.NA1 | 9731296.7616
916 | [12 empty] | 935 | NA | 935.NA2 | 0
917 | Total Administrative & General Expense |  |  |  |  | B2 | 134255043.02 | 54265347.8276 | 142527165.8916 | 84920465.624 | 57606700.2677 |  | Total Administrative & General Expense | NA | Total Administrative & General Expense.NA | 57606700.2677
918 | [12 empty] | Total Administrative & General Expense | NA | Total Administrative & General Expense.NA1 | 0
919 | Summary of A&G Expense by Factor | [11 empty] | Summary of A&G Expense by Factor | NA | Summary of A&G Expense by Factor.NA | 0
920 |  |  | S |  |  |  | 30246089.78 | 8964945.12 | 30246888.4533 | 21281144.66 | 8965743.7933 |  | Summary of A&G Expense by Factor | NA | Summary of A&G Expense by Factor.NA1 | 8965743.7933
921 |  |  | SO |  |  |  | 99279208.75 | 43210805.8163 | 107550532.9484 | 60981861.7141 | 46568671.2343 |  | Summary of A&G Expense by Factor | NA | Summary of A&G Expense by Factor.NA2 | 46568671.2343
922 |  |  | SG |  |  |  | 4101429.29 | 1813171.5536 | 4101429.29 | 2304801.4544 | 1796627.8356 |  | Summary of A&G Expense by Factor | NA | Summary of A&G Expense by Factor.NA3 | 1796627.8356
923 |  |  | CN |  |  |  | 146731.91 | 68523.492 | 146731.91 | 78208.418 | 68523.492 |  | Summary of A&G Expense by Factor | NA | Summary of A&G Expense by Factor.NA4 | 68523.492
924 | Total A&G Expense by Factor | [5 empty] | 133773459.73 | 54057445.9819 | 142045582.6016 | 84646016.2465 | 57399566.3551 |  | Total A&G Expense by Factor | NA | Total A&G Expense by Factor.NA | 57399566.3551
925 | [12 empty] | Total A&G Expense by Factor | NA | Total A&G Expense by Factor.NA1 | 0
926 | Total O&M Expense |  |  |  |  | B2 | 2969737357.13 | 1299890069.2932 | 2787912708.3148 | 1594988323.8394 | 1192924384.4754 |  | Total O&M Expense | NA | Total O&M Expense.NA | 1192924384.4754
927 | 403SP | Steam Depreciation | [10 empty] | 403SP | NA | 403SP.NA | 0
928 |  |  |  | P | SG |  | 30979823.6 | 13695648.74 | 30979823.6 | 17409136.5328 | 13570687.0672 |  | 403SP | SG | 403SP.SG | 13570687.0672
929 |  |  |  | P | SG |  | 37367691.14 | 16519615.4338 | 37367691.14 | 20998803.7818 | 16368887.3582 |  | 403SP | SG | 403SP.SG1 | 16368887.3582
930 |  |  |  | P | SG |  | 152889144.54 | 67589668.9023 | 158015883.82 | 88797151.6977 | 69218732.1223 |  | 403SP | SG | 403SP.SG2 | 69218732.1223
931 |  |  |  | P | SG |  | 14830703.67 | 6556399.7605 | 14830703.67 | 8334125.733 | 6496577.937 |  | 403SP | SG | 403SP.SG3 | 6496577.937
932 | [5 empty] | B3 | 236067362.95 | 104361332.8365 | 241194102.23 | 135539217.7453 | 105654884.4847 |  | 403SP | NA | 403SP.NA1 | 105654884.4847
933 | [12 empty] | 403SP | NA | 403SP.NA2 | 0
934 | 403NP | Nuclear Depreciation | [10 empty] | 403NP | NA | 403NP.NA | 0
935 |  |  |  | P | SG |  | 0 | 0 | 0 | 0 | 0 |  | 403NP | SG | 403NP.SG | 0
936 | [5 empty] | B3 | 0 | 0 | 0 | 0 | 0 |  | 403NP | NA | 403NP.NA1 | 0
937 | [12 empty] | 403NP | NA | 403NP.NA2 | 0
938 | 403HP | Hydro Depreciation | [10 empty] | 403HP | NA | 403HP.NA | 0
939 |  |  |  | P | SG |  | 5062275.69 | 2237945.2695 | 5062275.69 | 2844749.8537 | 2217525.8363 |  | 403HP | SG | 403HP.SG | 2217525.8363
940 |  |  |  | P | SG |  | 1415771.19 | 625888.164 | 1415771.19 | 795593.7472 | 620177.4428 |  | 403HP | SG | 403HP.SG1 | 620177.4428
941 |  |  |  | P | SG |  | 22581649.17 | 9982959.8449 | 21089838.8293 | 11851451.7182 | 9238387.1111 |  | 403HP | SG | 403HP.SG2 | 9238387.1111
942 |  |  |  | P | SG |  | 5265426.21 | 2327754.6305 | 5253006.13 | 2951930.9763 | 2301075.1537 |  | 403HP | SG | 403HP.SG3 | 2301075.1537
943 | [5 empty] | B3 | 34325122.26 | 15174547.909 | 32820891.8393 | 18443726.2954 | 14377165.5439 |  | 403HP | NA | 403HP.NA1 | 14377165.5439
944 | [12 empty] | 403HP | NA | 403HP.NA2 | 0
945 | 403OP | Other Production Depreciation | [10 empty] | 403OP | NA | 403OP.NA | 0
946 |  |  |  | P | SG |  | 0 | 0 | 0 | 0 | 0 |  | 403OP | SG | 403OP.SG | 0
947 |  |  |  | P | SG |  | 57103153.97 | 25244325.1071 | 57103153.97 | 32089162.8291 | 25013991.1409 |  | 403OP | SG | 403OP.SG1 | 25013991.1409
948 |  |  |  | P | SG |  | 3116783.21 | 1377876.4074 | 3116783.21 | 1751478.8059 | 1365304.4041 |  | 403OP | SG | 403OP.SG2 | 1365304.4041
949 |  |  |  | P | SG |  | 66748772.52 | 29508487.6551 | 66748772.52 | 37509525.8515 | 29239246.6685 |  | 403OP | SG | 403OP.SG3 | 29239246.6685
950 | [5 empty] | B3 | 126968709.7 | 56130689.1696 | 126968709.7 | 71350167.4865 | 55618542.2135 |  | 403OP | NA | 403OP.NA1 | 55618542.2135
951 | [12 empty] | 403OP | NA | 403OP.NA2 | 0
952 | 403TP | Transmission Depreciation | [10 empty] | 403TP | NA | 403TP.NA | 0
953 |  |  |  | T | SG |  | 9609177.18 | 4248052.4433 | 9609177.18 | 5399884.7655 | 4209292.4145 |  | 403TP | SG | 403TP.SG | 4209292.4145
954 |  |  |  | T | SG |  | 11142837.15 | 4926057.2153 | 11142837.15 | 6261726.2064 | 4881110.9436 |  | 403TP | SG | 403TP.SG1 | 4881110.9436
955 |  |  |  | T | SG |  | 78183025.98 | 34563375.0236 | 78166090.29 | 43925496.6608 | 34240593.6292 |  | 403TP | SG | 403TP.SG2 | 34240593.6292
956 | [5 empty] | B3 | 98935040.31 | 43737484.6822 | 98918104.62 | 55587107.6327 | 43330996.9873 |  | 403TP | NA | 403TP.NA1 | 43330996.9873
957 | [12 empty] | 403TP | NA | 403TP.NA2 | 0
958 | [12 empty] | 403TP | NA | 403TP.NA3 | 0
959 | [12 empty] | 403TP | NA | 403TP.NA4 | 0
960 | 403 | Distribution Depreciation | [10 empty] | 403 | NA | 403.NA | 0
961 | 360 | Land & Land Rights |  | DPW | S |  | 404770.83 | 186387.69 | 404770.83 | 218383.14 | 186387.69 |  | 360 | S | 360.S | 186387.69
962 | 361 | Structures |  | DPW | S |  | 1842887.38 | 890454.03 | 1842887.38 | 952433.35 | 890454.03 |  | 361 | S | 361.S | 890454.03
963 | 362 | Station Equipment |  | DPW | S |  | -6314677.26 | -11928366.06 | -6314677.26 | 5613688.8 | -11928366.06 |  | 362 | S | 362.S | -11928366.06
964 | 363 | Storage Battery Equipment |  | DPW | S |  | 0 | 0 | 0 | 0 | 0 |  | 363 | S | 363.S | 0
965 | 364 | Poles & Towers |  | DPW | S |  | 39053748.01 | 12691433.49 | 39053748.01 | 26362314.52 | 12691433.49 |  | 364 | S | 364.S | 12691433.49
966 | 365 | OH Conductors |  | DPW | S |  | 18975906.56 | 6206212.1 | 18975906.56 | 12769694.46 | 6206212.1 |  | 365 | S | 365.S | 6206212.1
967 | 366 | UG Conduit |  | DPW | S |  | 8434376.96 | 4621938.77 | 8434376.96 | 3812438.19 | 4621938.77 |  | 366 | S | 366.S | 4621938.77
968 | 367 | UG Conductor |  | DPW | S |  | 19808007.53 | 12576576.05 | 19808007.53 | 7231431.48 | 12576576.05 |  | 367 | S | 367.S | 12576576.05
969 | 368 | Line Trans |  | DPW | S |  | 30916499.8 | 11202456.65 | 30916499.8 | 19714043.15 | 11202456.65 |  | 368 | S | 368.S | 11202456.65
970 | 369 | Services |  | DPW | S |  | 16041029.86 | 5998623.12 | 16041029.86 | 10042406.74 | 5998623.12 |  | 369 | S | 369.S | 5998623.12
971 | 370 | Meters |  | DPW | S |  | 7015824.07 | 3018805.83 | 6976982.6669 | 3997018.24 | 2979964.4269 |  | 370 | S | 370.S | 2979964.4269
972 | 371 | Inst Cust Prem |  | DPW | S |  | 500521.89 | 277051.66 | 500521.89 | 223470.23 | 277051.66 |  | 371 | S | 371.S | 277051.66
973 | 372 | Leased Property |  | DPW | S |  | 0 | 0 | 0 | 0 | 0 |  | 372 | S | 372.S | 0
974 | 373 | Street Lighting |  | DPW | S |  | 2195540.71 | 1053095.18 | 2195540.71 | 1142445.53 | 1053095.18 |  | 373 | S | 373.S | 1053095.18
975 | [5 empty] | B3 | 138874436.34 | 46794668.51 | 138835594.9369 | 92079767.83 | 46755827.1069 |  | 373 | NA | 373.NA | 46755827.1069
976 | [12 empty] | 373 | NA | 373.NA1 | 0
977 | 403GP | General Depreciation | [10 empty] | 403GP | NA | 403GP.NA | 0
978 |  |  |  | G-SITUS | S |  | 14306882.31 | 4759151.03 | 14306882.31 | 9547731.28 | 4759151.03 |  | 403GP | S | 403GP.S | 4759151.03
979 |  |  |  | G-DGP | SG |  | 35317.17 | 15613.1152 | 35317.17 | 19846.5118 | 15470.6582 |  | 403GP | SG | 403GP.SG | 15470.6582
980 |  |  |  | G-DGU | SG |  | 80740.75 | 35694.101 | 80740.75 | 45372.3287 | 35368.4213 |  | 403GP | SG | 403GP.SG1 | 35368.4213
981 |  |  |  | P | SE |  | 49667.61 | 21441.7485 | 49667.61 | 28305.0615 | 21362.5485 |  | 403GP | SE | 403GP.SE | 21362.5485
982 |  |  |  | CUST | CN |  | 1195397.03 | 558247.8873 | 1195397.03 | 637149.1427 | 558247.8873 |  | 403GP | CN | 403GP.CN | 558247.8873
983 |  |  |  | G-SG | SG |  | 8733293.77 | 3860839.4083 | 8733293.77 | 4907681.386 | 3825612.384 |  | 403GP | SG | 403GP.SG2 | 3825612.384
984 |  |  |  | PTD | SO |  | 14478735.39 | 6301801.0647 | 14478735.39 | 8209538.4852 | 6269196.9048 |  | 403GP | SO | 403GP.SO | 6269196.9048
985 |  |  |  | G-SG | SG |  | 7379.23 | 3262.231 | 7379.23 | 4146.7642 | 3232.4658 |  | 403GP | SG | 403GP.SG3 | 3232.4658
986 |  |  |  | G-SG | SG |  | 146056.08 | 64568.8882 | 146056.08 | 82076.3304 | 63979.7496 |  | 403GP | SG | 403GP.SG4 | 63979.7496
987 | [5 empty] | B3 | 39033469.34 | 15620619.4743 | 39033469.34 | 23481847.2905 | 15551622.0495 |  | 403GP | NA | 403GP.NA1 | 15551622.0495
988 | [12 empty] | 403GP | NA | 403GP.NA2 | 0
989 | 403GV0 | General Vehicles | [10 empty] | 403GV0 | NA | 403GV0.NA | 0
990 |  |  |  | G-SG | SG |  | 0 | 0 | 0 | 0 | 0 |  | 403GV0 | SG | 403GV0.SG | 0
991 | [5 empty] | B3 | 0 | 0 | 0 | 0 | 0 |  | 403GV0 | NA | 403GV0.NA1 | 0
992 | [12 empty] | 403GV0 | NA | 403GV0.NA2 | 0
993 | 403MP | Mining Depreciation | [10 empty] | 403MP | NA | 403MP.NA | 0
994 |  |  |  | P | SE |  | 0 | 0 | 0 | 0 | 0 |  | 403MP | SE | 403MP.SE | 0
995 | [5 empty] | B3 | 0 | 0 | 0 | 0 | 0 |  | 403MP | NA | 403MP.NA1 | 0
996 | [12 empty] | 403MP | NA | 403MP.NA2 | 0
997 | 403EP | Experimental Plant Depreciation | [10 empty] | 403EP | NA | 403EP.NA | 0
998 |  |  |  | P | SG |  | 0 | 0 | 0 | 0 | 0 |  | 403EP | SG | 403EP.SG | 0
999 |  |  |  | P | SG |  | 0 | 0 | 0 | 0 | 0 |  | 403EP | SG | 403EP.SG1 | 0
1000 | [5 empty] | B3 | 0 | 0 | 0 | 0 | 0 |  | 403EP | NA | 403EP.NA1 | 0
1001 | 4031 | ARO Depreciation | [10 empty] | 4031 | NA | 4031.NA | 0
1002 |  |  |  | P | S |  | 0 | 0 | 0 | 0 | 0 |  | 4031 | S | 4031.S | 0
1003 | [5 empty] | B3 | 0 | 0 | 0 | 0 | 0 |  | 4031 | NA | 4031.NA1 | 0
1004 | [12 empty] | 4031 | NA | 4031.NA2 | 0
1005 | [12 empty] | 4031 | NA | 4031.NA3 | 0
1006 | Total Depreciation Expense |  |  |  |  | B3 | 674204140.9 | 281819342.5815 | 677770872.6662 | 396481834.2805 | 281289038.3857 |  | Total Depreciation Expense | NA | Total Depreciation Expense.NA | 281289038.3857
1007 | [12 empty] | Total Depreciation Expense | NA | Total Depreciation Expense.NA1 | 0
1008 | Summary |  | S |  |  |  | 153181318.65 | 51553819.54 | 153142477.2469 | 101627499.11 | 51514978.1369 |  | Summary | NA | Summary.NA | 51514978.1369
1009 |  |  | DGP |  |  |  | 0 | 0 | 0 | 0 | 0 |  | Summary | NA | Summary.NA1 | 0
1010 |  |  | DGU |  |  |  | 0 | 0 | 0 | 0 | 0 |  | Summary | NA | Summary.NA2 | 0
1011 |  |  | SG |  |  |  | 505299022.22 | 223384032.341 | 508904595.3893 | 285979342.4811 | 222925252.9082 |  | Summary | NA | Summary.NA3 | 222925252.9082
1012 |  |  | SO |  |  |  | 14478735.39 | 6301801.0647 | 14478735.39 | 8209538.4852 | 6269196.9048 |  | Summary | NA | Summary.NA4 | 6269196.9048
1013 |  |  | CN |  |  |  | 1195397.03 | 558247.8873 | 1195397.03 | 637149.1427 | 558247.8873 |  | Summary | NA | Summary.NA5 | 558247.8873
1014 |  |  | SE |  |  |  | 49667.61 | 21441.7485 | 49667.61 | 28305.0615 | 21362.5485 |  | Summary | NA | Summary.NA6 | 21362.5485
1015 |  |  | SSGCH |  |  |  | 0 | 0 | 0 | 0 | 0 |  | Summary | NA | Summary.NA7 | 0
1016 |  |  | SSGCT |  |  |  | 0 | 0 | 0 | 0 | 0 |  | Summary | NA | Summary.NA8 | 0
1017 | Total Depreciation Expense By Factor | [5 empty] | 674204140.9 | 281819342.5815 | 677770872.6662 | 396481834.2805 | 281289038.3857 |  | Total Depreciation Expense By Factor | NA | Total Depreciation Expense By Factor.NA | 281289038.3857
1018 | [12 empty] | Total Depreciation Expense By Factor | NA | Total Depreciation Expense By Factor.NA1 | 0
1019 | 404GP | Amort of LT Plant - Leasehold Improvements | [10 empty] | 404GP | NA | 404GP.NA | 0
1020 |  |  |  | I-SITUS | S |  | 768223.74 | 727.88 | 768223.74 | 767495.86 | 727.88 |  | 404GP | S | 404GP.S | 727.88
1021 |  |  |  | I-SG | SG |  | 0 | 0 | 0 | 0 | 0 |  | 404GP | SG | 404GP.SG | 0
1022 |  |  |  | PTD | SO |  | 587679.08 | 255784.5387 | 587679.08 | 333217.9154 | 254461.1646 |  | 404GP | SO | 404GP.SO | 254461.1646
1023 |  |  |  | I-DGU | SG |  | 0 | 0 | 0 | 0 | 0 |  | 404GP | SG | 404GP.SG1 | 0
1024 |  |  |  | CUST | CN |  | 2255.45 | 1053.2904 | 2255.45 | 1202.1596 | 1053.2904 |  | 404GP | CN | 404GP.CN | 1053.2904
1025 |  |  |  | I-DGP | SG |  | 0 | 0 | 0 | 0 | 0 |  | 404GP | SG | 404GP.SG2 | 0
1026 | [5 empty] | B4 | 1358158.27 | 257565.709 | 1358158.27 | 1101915.935 | 256242.335 |  | 404GP | NA | 404GP.NA1 | 256242.335
1027 | [12 empty] | 404GP | NA | 404GP.NA2 | 0
1028 | 404SP | Amort of LT Plant - Cap Lease Steam | [10 empty] | 404SP | NA | 404SP.NA | 0
1029 |  |  |  | P | SG |  | 0 | 0 | 0 | 0 | 0 |  | 404SP | SG | 404SP.SG | 0
1030 |  |  |  | P | SG |  | 0 | 0 | 0 | 0 | 0 |  | 404SP | SG | 404SP.SG1 | 0
1031 | [5 empty] | B4 | 0 | 0 | 0 | 0 | 0 |  | 404SP | NA | 404SP.NA1 | 0
1032 | [12 empty] | 404SP | NA | 404SP.NA2 | 0
1033 | 404IP | Amort of LT Plant - Intangible Plant | [10 empty] | 404IP | NA | 404IP.NA | 0
1034 |  |  |  | I-SITUS | S |  | 971685.86 | -3599685.23 | 9056879.04 | 4571371.09 | 4485507.95 |  | 404IP | S | 404IP.S | 4485507.95
1035 |  |  |  | P | SE |  | 48952.66 | 21133.1011 | 48952.66 | 27897.6188 | 21055.0412 |  | 404IP | SE | 404IP.SE | 21055.0412
1036 |  |  |  | I-SG | SG |  | 11588722.52 | 5123175.4909 | 11588722.52 | 6512291.8451 | 5076430.6749 |  | 404IP | SG | 404IP.SG | 5076430.6749
1037 |  |  |  | PTD | SO |  | 9039840.44 | 3934547.7747 | 9039840.44 | 5125649.1671 | 3914191.2729 |  | 404IP | SO | 404IP.SO | 3914191.2729
1038 |  |  |  | CUST | CN |  | 3344559.9 | 1561902.4068 | 3344559.9 | 1782657.4932 | 1561902.4068 |  | 404IP | CN | 404IP.CN | 1561902.4068
1039 |  |  |  | I-SG | SG |  | 10851457.07 | 4797243.0788 | 2578553.87 | 1449020.3998 | 1129533.4702 |  | 404IP | SG | 404IP.SG1 | 1129533.4702
1040 |  |  |  | I-SG | SG |  | 307173.89 | 135796.309 | 307173.89 | 172616.612 | 134557.278 |  | 404IP | SG | 404IP.SG2 | 134557.278
1041 |  |  |  | I-DGP | SG |  | 78645.87 | 34767.9904 | 78645.87 | 44195.1093 | 34450.7607 |  | 404IP | SG | 404IP.SG3 | 34450.7607
1042 |  |  |  | I-SG | SG |  | 0 | 0 | 0 | 0 | 0 |  | 404IP | SG | 404IP.SG4 | 0
1043 |  |  |  | I-SG | SG |  | 252993.48 | 111844.0789 | 252993.48 | 142169.8875 | 110823.5925 |  | 404IP | SG | 404IP.SG5 | 110823.5925
1044 |  |  |  | I-DGU | SG |  | 16485 | 7287.7358 | 16485 | 9263.7589 | 7221.2411 |  | 404IP | SG | 404IP.SG6 | 7221.2411
1045 | [5 empty] | B4 | 36500516.69 | 12128012.7365 | 36312806.67 | 19837132.9816 | 16475673.6884 |  | 404IP | NA | 404IP.NA1 | 16475673.6884
1046 | [12 empty] | 404IP | NA | 404IP.NA2 | 0
1047 | 404MP | Amort of LT Plant - Mining Plant | [10 empty] | 404MP | NA | 404MP.NA | 0
1048 |  |  |  | P | SE |  | 0 | 0 | 0 | 0 | 0 |  | 404MP | SE | 404MP.SE | 0
1049 | [5 empty] | B4 | 0 | 0 | 0 | 0 | 0 |  | 404MP | NA | 404MP.NA1 | 0
1050 | [12 empty] | 404MP | NA | 404MP.NA2 | 0
1051 | 404OP | Amort of LT Plant - Other Plant | [10 empty] | 404OP | NA | 404OP.NA | 0
1052 |  |  |  | P | SG |  | 0 | 0 | 0 | 0 | 0 |  | 404OP | SG | 404OP.SG | 0
1053 | [5 empty] | B4 | 0 | 0 | 0 | 0 | 0 |  | 404OP | NA | 404OP.NA1 | 0
1054 | [12 empty] | 404OP | NA | 404OP.NA2 | 0
1055 | [12 empty] | 404OP | NA | 404OP.NA3 | 0
1056 | 404HP | Amortization of Other Electric Plant | [10 empty] | 404HP | NA | 404HP.NA | 0
1057 |  |  |  | P | SG |  | 281624.29 | 124501.269 | 281624.29 | 158258.9939 | 123365.2961 |  | 404HP | SG | 404HP.SG | 123365.2961
1058 |  |  |  | P | SG |  | 0 | 0 | 0 | 0 | 0 |  | 404HP | SG | 404HP.SG1 | 0
1059 |  |  |  | P | SG |  | 0 | 0 | 0 | 0 | 0 |  | 404HP | SG | 404HP.SG2 | 0
1060 | [5 empty] | B4 | 281624.29 | 124501.269 | 281624.29 | 158258.9939 | 123365.2961 |  | 404HP | NA | 404HP.NA1 | 123365.2961
1061 | [12 empty] | 404HP | NA | 404HP.NA2 | 0
1062 | Total Amortization of Limited Term Plant |  |  |  |  | B4 | 38140299.25 | 12510079.7146 | 37952589.23 | 21097307.9106 | 16855281.3194 |  | Total Amortization of Limited Term Plant | NA | Total Amortization of Limited Term Plant.NA | 16855281.3194
1063 | [12 empty] | Total Amortization of Limited Term Plant | NA | Total Amortization of Limited Term Plant.NA1 | 0
1064 | [12 empty] | Total Amortization of Limited Term Plant | NA | Total Amortization of Limited Term Plant.NA2 | 0
1065 | 405 | Amortization of Other Electric Plant | [10 empty] | 405 | NA | 405.NA | 0
1066 |  |  |  | GP | S |  | 0 | 0 | 0 | 0 | 0 |  | 405 | S | 405.S | 0
1067 | [12 empty] | 405 | NA | 405.NA1 | 0
1068 | [5 empty] | B4 | 0 | 0 | 0 | 0 | 0 |  | 405 | NA | 405.NA2 | 0
1069 | [12 empty] | 405 | NA | 405.NA3 | 0
1070 | 406 | Amortization of Plant Acquisition Adj | [10 empty] | 406 | NA | 406.NA | 0
1071 |  |  |  | P | S |  | 238546.21 | 238546.21 | 238546.21 | 0 | 238546.21 |  | 406 | S | 406.S | 238546.21
1072 |  |  |  | P | SG |  | 0 | 0 | 0 | 0 | 0 |  | 406 | SG | 406.SG | 0
1073 |  |  |  | P | SG |  | 0 | 0 | 0 | 0 | 0 |  | 406 | SG | 406.SG1 | 0
1074 |  |  |  | P | SG |  | 4750824.85 | 2100258.1942 | 4750824.85 | 2669729.8062 | 2081095.0438 |  | 406 | SG | 406.SG2 | 2081095.0438
1075 |  |  |  | P | SO |  | 0 | 0 | 0 | 0 | 0 |  | 406 | SO | 406.SO | 0
1076 | [5 empty] | B4 | 4989371.06 | 2338804.4042 | 4989371.06 | 2669729.8062 | 2319641.2538 |  | 406 | NA | 406.NA1 | 2319641.2538
1077 | 407 | Amort of Prop Losses, Unrec Plant, etc | [10 empty] | 407 | NA | 407.NA | 0
1078 |  |  |  | DPW | S |  | 292726.74 | 0 | -4834012.54 | -56492.76 | -4777519.78 |  | 407 | S | 407.S | -4777519.78
1079 |  |  |  | GP | SO |  | 0 | 0 | 0 | 0 | 0 |  | 407 | SO | 407.SO | 0
1080 |  |  |  | P | SG-P |  | 0 | 0 | 0 | 0 | 0 |  | 407 | SG-P | 407.SG-P | 0
1081 |  |  |  | P | SE |  | 0 | 0 | 0 | 0 | 0 |  | 407 | SE | 407.SE | 0
1082 |  |  |  | P | SG |  | 0 | 0 | 0 | 0 | 0 |  | 407 | SG | 407.SG | 0
1083 |  |  |  | P | TROJP |  | 0 | 0 | 0 | 0 | 0 |  | 407 | TROJP | 407.TROJP | 0
1084 | [5 empty] | B4 | 292726.74 | 0 | -4834012.54 | -56492.76 | -4777519.78 |  | 407 | NA | 407.NA1 | -4777519.78
1085 | [12 empty] | 407 | NA | 407.NA2 | 0
1086 | Total Amortization Expense |  |  |  |  | B4 | 43422397.05 | 14848884.1188 | 38107947.75 | 23710544.9568 | 14397402.7932 |  | Total Amortization Expense | NA | Total Amortization Expense.NA | 14397402.7932
1087 | [12 empty] | Total Amortization Expense | NA | Total Amortization Expense.NA1 | 0
1088 | [12 empty] | Total Amortization Expense | NA | Total Amortization Expense.NA2 | 0
1089 | [12 empty] | Total Amortization Expense | NA | Total Amortization Expense.NA3 | 0
1090 | Summary of Amortization Expense by Factor | [11 empty] | Summary of Amortization Expense by Factor | NA | Summary of Amortization Expense by Factor.NA | 0
1091 |  |  | S |  |  |  | 2271182.55 | -3360411.14 | 5229636.45 | 5282374.19 | -52737.74 |  | Summary of Amortization Expense by Factor | NA | Summary of Amortization Expense by Factor.NA1 | -52737.74
1092 |  |  | SE |  |  |  | 48952.66 | 21133.1011 | 48952.66 | 27897.6188 | 21055.0412 |  | Summary of Amortization Expense by Factor | NA | Summary of Amortization Expense by Factor.NA2 | 21055.0412
1093 |  |  | TROJP |  |  |  | 0 | 0 | 0 | 0 | 0 |  | Summary of Amortization Expense by Factor | NA | Summary of Amortization Expense by Factor.NA3 | 0
1094 |  |  | DGP |  |  |  | 0 | 0 | 0 | 0 | 0 |  | Summary of Amortization Expense by Factor | NA | Summary of Amortization Expense by Factor.NA4 | 0
1095 |  |  | DGU |  |  |  | 0 | 0 | 0 | 0 | 0 |  | Summary of Amortization Expense by Factor | NA | Summary of Amortization Expense by Factor.NA5 | 0
1096 |  |  | SO |  |  |  | 9627519.52 | 4190332.3134 | 9627519.52 | 5458867.0825 | 4168652.4375 |  | Summary of Amortization Expense by Factor | NA | Summary of Amortization Expense by Factor.NA6 | 4168652.4375
1097 |  |  | SSGCT |  |  |  | 0 | 0 | 0 | 0 | 0 |  | Summary of Amortization Expense by Factor | NA | Summary of Amortization Expense by Factor.NA7 | 0
1098 |  |  | SSGCH |  |  |  | 0 | 0 | 0 | 0 | 0 |  | Summary of Amortization Expense by Factor | NA | Summary of Amortization Expense by Factor.NA8 | 0
1099 |  |  | CN |  |  |  | 3346815.35 | 1562955.6972 | 3346815.35 | 1783859.6528 | 1562955.6972 |  | Summary of Amortization Expense by Factor | NA | Summary of Amortization Expense by Factor.NA9 | 1562955.6972
1100 |  |  | SG |  |  |  | 28127926.97 | 12434874.1471 | 19855023.77 | 11157546.4127 | 8697477.3573 |  | Summary of Amortization Expense by Factor | NA | Summary of Amortization Expense by Factor.NA10 | 8697477.3573
1101 | Total Amortization Expense by Factor | [5 empty] | 43422397.05 | 14848884.1188 | 38107947.75 | 23710544.9568 | 14397402.7932 |  | Total Amortization Expense by Factor | NA | Total Amortization Expense by Factor.NA | 14397402.7932
1102 | 408 | Taxes Other Than Income | [10 empty] | 408 | NA | 408.NA | 0
1103 |  |  |  | DMSC | S |  | 33172132.91 | 609.72 | 33172132.91 | 33171523.19 | 609.72 |  | 408 | S | 408.S | 609.72
1104 |  |  |  | GP | GPS |  | 138845560.59 | 60431873.2255 | 138845560.59 | 78726348.8465 | 60119211.7435 |  | 408 | GPS | 408.GPS | 60119211.7435
1105 |  |  |  | GP | SO |  | 10663181.62 | 4641099.3416 | 10663181.62 | 6046094.3257 | 4617087.2943 |  | 408 | SO | 408.SO | 4617087.2943
1106 |  |  |  | P | SE |  | 883362.45 | 381351.8609 | 883362.45 | 503419.1997 | 379943.2503 |  | 408 | SE | 408.SE | 379943.2503
1107 |  |  |  | P | SG |  | 1738070 | 768370.9408 | 1738070 | 976709.8201 | 761360.1799 |  | 408 | SG | 408.SG | 761360.1799
1108 |  |  |  | DMSC | OPRV-ID |  | 0 | 0 | 0 | 0 | 0 |  | 408 | OPRV-ID | 408.OPRV-ID | 0
1109 |  |  |  | GP | EXCTAX |  | 0 | 0 | 0 | 0 | 0 |  | 408 | EXCTAX | 408.EXCTAX | 0
1110 |  |  |  | GP | SG |  | 0 | 0 | 0 | 0 | 0 |  | 408 | SG | 408.SG1 | 0
1111 | [12 empty] | 408 | NA | 408.NA1 | 0
1112 | [12 empty] | 408 | NA | 408.NA2 | 0
1113 | [12 empty] | 408 | NA | 408.NA3 | 0
1114 | Total Taxes Other Than Income |  |  |  |  | B5 | 185302307.57 | 66223305.0888 | 185302307.57 | 119424095.3819 | 65878212.1881 |  | Total Taxes Other Than Income | NA | Total Taxes Other Than Income.NA | 65878212.1881
1115 | [12 empty] | Total Taxes Other Than Income | NA | Total Taxes Other Than Income.NA1 | 0
1116 | [12 empty] | Total Taxes Other Than Income | NA | Total Taxes Other Than Income.NA2 | 0
1117 | 41140 | Deferred Investment Tax Credit - Fed | [10 empty] | 41140 | NA | 41140.NA | 0
1118 |  |  |  | PTD | DGU |  | -4756407.95 | -3980706.1299 | -4756407.95 | -776741.4963 | -3979666.4537 |  | 41140 | DGU | 41140.DGU | -3979666.4537
1119 | [12 empty] | 41140 | NA | 41140.NA1 | 0
1120 | [5 empty] | B7 | -4756407.95 | -3980706.1299 | -4756407.95 | -776741.4963 | -3979666.4537 |  | 41140 | NA | 41140.NA2 | -3979666.4537
1121 | [12 empty] | 41140 | NA | 41140.NA3 | 0
1122 | 41141 | Deferred Investment Tax Credit - Idaho | [10 empty] | 41141 | NA | 41141.NA | 0
1123 |  |  |  | PTD | DGU |  | 0 | 0 | 0 | 0 | 0 |  | 41141 | DGU | 41141.DGU | 0
1124 | [12 empty] | 41141 | NA | 41141.NA1 | 0
1125 | [5 empty] | B7 | 0 | 0 | 0 | 0 | 0 |  | 41141 | NA | 41141.NA2 | 0
1126 | [12 empty] | 41141 | NA | 41141.NA3 | 0
1127 | Total Deferred ITC |  |  |  |  | B7 | -4756407.95 | -3980706.1299 | -4756407.95 | -776741.4963 | -3979666.4537 |  | Total Deferred ITC | NA | Total Deferred ITC.NA | -3979666.4537
1128 | [12 empty] | Total Deferred ITC | NA | Total Deferred ITC.NA1 | 0
1129 | [12 empty] | Total Deferred ITC | NA | Total Deferred ITC.NA2 | 0
1130 | 427 | Interest on Long-Term Debt | [10 empty] | 427 | NA | 427.NA | 0
1131 |  |  |  | GP | S |  | 0 | 0 | 349420111.4242 | 193957874.1234 | 155462237.3007 |  | 427 | S | 427.S | 155462237.3007
1132 |  |  |  | GP | SNP |  | 356471778.42 | 159692473.8842 | 0 | 0 | 0 |  | 427 | SNP | 427.SNP | 0
1133 | [5 empty] | B6 | 356471778.42 | 159692473.8842 | 349420111.4242 | 193957874.1234 | 155462237.3007 |  | 427 | NA | 427.NA1 | 155462237.3007
1134 | [12 empty] | 427 | NA | 427.NA2 | 0
1135 | 428 | Amortization of Debt Disc & Exp | [10 empty] | 428 | NA | 428.NA | 0
1136 |  |  |  | GP | SNP |  | 4920889.03 | 2204463.2717 | 4920889.03 | 2729658.7937 | 2191230.2363 |  | 428 | SNP | 428.SNP | 2191230.2363
1137 | [5 empty] | B6 | 4920889.03 | 2204463.2717 | 4920889.03 | 2729658.7937 | 2191230.2363 |  | 428 | NA | 428.NA1 | 2191230.2363
1138 | [12 empty] | 428 | NA | 428.NA2 | 0
1139 | 429 | Amortization of Premium on Debt | [10 empty] | 429 | NA | 429.NA | 0
1140 |  |  |  | GP | SNP |  | -11025.9 | -4939.3903 | -11025.9 | -6116.16 | -4909.74 |  | 429 | SNP | 429.SNP | -4909.74
1141 | [5 empty] | B6 | -11025.9 | -4939.3903 | -11025.9 | -6116.16 | -4909.74 |  | 429 | NA | 429.NA1 | -4909.74
1142 | [12 empty] | 429 | NA | 429.NA2 | 0
1143 | 431 | Other Interest Expense | [10 empty] | 431 | NA | 431.NA | 0
1144 |  |  |  | NUTIL | OTH |  | 0 | 0 | 0 | 0 | 0 |  | 431 | OTH | 431.OTH | 0
1145 |  |  |  | GP | SO |  | 0 | 0 | 0 | 0 | 0 |  | 431 | SO | 431.SO | 0
1146 |  |  |  | GP | SNP |  | 14445893.31 | 6471481.2779 | 14445893.31 | 8013259.2843 | 6432634.0257 |  | 431 | SNP | 431.SNP | 6432634.0257
1147 | [5 empty] | B6 | 14445893.31 | 6471481.2779 | 14445893.31 | 8013259.2843 | 6432634.0257 |  | 431 | NA | 431.NA1 | 6432634.0257
1148 | [12 empty] | 431 | NA | 431.NA2 | 0
1149 | 432 | AFUDC - Borrowed | [10 empty] | 432 | NA | 432.NA | 0
1150 |  |  |  | GP | SNP |  | -17591087.11 | -7880467.3721 | -17591087.11 | -9757924.905 | -7833162.205 |  | 432 | SNP | 432.SNP | -7833162.205
1151 | [6 empty] | -17591087.11 | -7880467.3721 | -17591087.11 | -9757924.905 | -7833162.205 |  | 432 | NA | 432.NA1 | -7833162.205
1152 | [12 empty] | 432 | NA | 432.NA2 | 0
1153 |  | Total Elec. Interest Deductions for Tax |  |  |  | B6 | 358236447.75 | 160483011.6713 | 351184780.7542 | 194936751.1364 | 156248029.6178 |  | 432 | NA | 432.NA3 | 156248029.6178
1154 | [12 empty] | 432 | NA | 432.NA4 | 0
1155 |  | Non-Regulated Portion of Interest | [10 empty] | 432 | NA | 432.NA5 | 0
1156 |  |  | 427 | NUTIL | NUTIL |  | 0 | 0 | 0 | 0 | 0 |  | 432 | NUTIL | 432.NUTIL | 0
1157 |  |  | 428 | NUTIL | NUTIL |  | 0 | 0 | 0 | 0 | 0 |  | 432 | NUTIL | 432.NUTIL1 | 0
1158 |  |  | 429 | NUTIL | NUTIL |  | 0 | 0 | 0 | 0 | 0 |  | 432 | NUTIL | 432.NUTIL2 | 0
1159 |  |  | 431 | NUTIL | NUTIL |  | 0 | 0 | 0 | 0 | 0 |  | 432 | NUTIL | 432.NUTIL3 | 0
1160 | [12 empty] | 432 | NA | 432.NA6 | 0
1161 |  |  | Total Non-Regulated Interest |  |  |  | 0 | 0 | 0 | 0 | 0 |  | 432 | NA | 432.NA7 | 0
1162 | [12 empty] | 432 | NA | 432.NA8 | 0
1163 |  | Total Interest Deductions for Tax |  |  |  | B6 | 358236447.75 | 160483011.6713 | 351184780.7542 | 194936751.1364 | 156248029.6178 |  | 432 | NA | 432.NA9 | 156248029.6178
1164 | [12 empty] | 432 | NA | 432.NA10 | 0
1165 | [12 empty] | 432 | NA | 432.NA11 | 0
1166 | 419 | Interest & Dividends | [10 empty] | 419 | NA | 419.NA | 0
1167 |  |  |  | GP | S |  | 0 | 0 | 0 | 0 | 0 |  | 419 | S | 419.S | 0
1168 |  |  |  | GP | SNP |  | -32841064.61 | -14712162.8416 | -32917838 | -18259803.3443 | -14658034.6557 |  | 419 | SNP | 419.SNP | -14658034.6557
1169 |  | Total Operating Deductions for Tax |  |  |  | B6 | -32841064.61 | -14712162.8416 | -32917838 | -18259803.3443 | -14658034.6557 |  | 419 | NA | 419.NA1 | -14658034.6557
1170 | [12 empty] | 419 | NA | 419.NA2 | 0
1171 | [12 empty] | 419 | NA | 419.NA3 | 0
1172 | 41010 | Deferred Income Tax - Federal-DR | [10 empty] | 41010 | NA | 41010.NA | 0
1173 |  |  |  | GP | S |  | -25051242 | 1659335 | -25163155 | -26710577 | 1547422 |  | 41010 | S | 41010.S | 1547422
1174 |  |  |  | P | TROJD |  | 0 | 0 | 0 | 0 | 0 |  | 41010 | TROJD | 41010.TROJD | 0
1175 |  |  |  | PT | SG |  | 72853 | 32207.0619 | 72853 | 40939.8013 | 31913.1987 |  | 41010 | SG | 41010.SG | 31913.1987
1176 |  |  |  | LABOR | SO |  | 15996009 | 6962187.2237 | 20084990 | 11388321.8347 | 8696668.1653 |  | 41010 | SO | 41010.SO | 8696668.1653
1177 |  |  |  | GP | SNP |  | 19056036 | 8536736.1892 | 19056036 | 10570544.4532 | 8485491.5468 |  | 41010 | SNP | 41010.SNP | 8485491.5468
1178 |  |  |  | P | SE |  | 11558563 | 4989887.7966 | 11568909.2188 | 6593002.7031 | 4975906.5156 |  | 41010 | SE | 41010.SE | 4975906.5156
1179 |  |  |  | PT | SG |  | 78309573 | 34619319.291 | 78309573 | 44006126.8839 | 34303446.1161 |  | 41010 | SG | 41010.SG1 | 34303446.1161
1180 |  |  |  | GP | GPS |  | -15185239 | -6609303.4178 | -15185239 | -8610130.6931 | -6575108.3069 |  | 41010 | GPS | 41010.GPS | -6575108.3069
1181 |  |  |  | DITEXP | DITEXP |  | 0 | 0 | 0 | 0 | 0 |  | 41010 | DITEXP | 41010.DITEXP | 0
1182 |  |  |  | CUST | BADDEBT |  | 0 | 0 | 0 | 0 | 0 |  | 41010 | BADDEBT | 41010.BADDEBT | 0
1183 |  |  |  | CUST | CN |  | 0 | 0 | 0 | 0 | 0 |  | 41010 | CN | 41010.CN | 0
1184 |  |  |  | IBT | IBT |  | 0 | 0 | 0 | 0 | 0 |  | 41010 | IBT | 41010.IBT | 0
1185 |  |  |  | DPW | CIAC |  | 0 | 0 | 0 | 0 | 0 |  | 41010 | CIAC | 41010.CIAC | 0
1186 |  |  |  | GP | SCHMDEXP |  | 0 | 0 | 0 | 0 | 0 |  | 41010 | SCHMDEXP | 41010.SCHMDEXP | 0
1187 |  |  |  | TAXDEPR | TAXDEPR |  | 431766868 | 190810092.9252 | 431766868 | 240956775.0748 | 190810092.9252 |  | 41010 | TAXDEPR | 41010.TAXDEPR | 190810092.9252
1188 |  |  |  | DPW | SNPD |  | 19319 | 9254.1342 | 19319 | 10067.339 | 9251.661 |  | 41010 | SNPD | 41010.SNPD | 9251.661
1189 | [5 empty] | B7 | 516542740 | 241009716.2039 | 520530154.2188 | 278245070.397 | 242285083.8217 |  | 41010 | NA | 41010.NA1 | 242285083.8217
1190 | [12 empty] | 41010 | NA | 41010.NA2 | 0
1191 | [12 empty] | 41010 | NA | 41010.NA3 | 0
1192 | [12 empty] | 41010 | NA | 41010.NA4 | 0
1193 | 41110 | Deferred Income Tax - Federal-CR | [10 empty] | 41110 | NA | 41110.NA | 0
1194 |  |  |  | GP | S |  | -11785927.92 | 3277679.08 | -14854343.92 | -15063607 | 209263.08 |  | 41110 | S | 41110.S | 209263.08
1195 |  |  |  | P | SE |  | 27765407 | 11986461.0814 | 27765286 | 15823151.7068 | 11942134.2932 |  | 41110 | SE | 41110.SE | 11942134.2932
1196 |  |  |  | PT | SG |  | -538368 | -238003.2603 | -538368 | -302536.3262 | -235831.6738 |  | 41110 | SG | 41110.SG | -235831.6738
1197 |  |  |  | GP | SNP |  | -9101035 | -4077087.9549 | -9101035 | -5048421.1426 | -4052613.8574 |  | 41110 | SNP | 41110.SNP | -4052613.8574
1198 |  |  |  | PT | SG |  | -626778 | -277087.8052 | 3079033 | 1730265.0453 | 1348767.9547 |  | 41110 | SG | 41110.SG1 | 1348767.9547
1199 |  |  |  | GP | GPS |  | -87692 | -38167.528 | -87692 | -49721.9425 | -37970.0575 |  | 41110 | GPS | 41110.GPS | -37970.0575
1200 |  |  |  | LABOR | SO |  | -15912172 | -6925697.5661 | -15912172 | -9022306.4998 | -6889865.5002 |  | 41110 | SO | 41110.SO | -6889865.5002
1201 |  |  |  | PT | SNPD |  | -526227 | -252071.8085 | -526227 | -274222.5579 | -252004.4421 |  | 41110 | SNPD | 41110.SNPD | -252004.4421
1202 |  |  |  | CUST | BADDEBT |  | 36183 | 13110.0138 | 36183 | 23071.7729 | 13111.2271 |  | 41110 | BADDEBT | 41110.BADDEBT | 13111.2271
1203 |  |  |  | P | SGCT |  | -425972 | -188630.8006 | -425972 | -239059.5465 | -186912.4535 |  | 41110 | SGCT | 41110.SGCT | -186912.4535
1204 |  |  |  | DITEXP | DITEXP |  | 0 | 0 | 0 | 0 | 0 |  | 41110 | DITEXP | 41110.DITEXP | 0
1205 |  |  |  | P | TROJD |  | 13983 | 6155.7069 | 13983 | 7877.5997 | 6105.4003 |  | 41110 | TROJD | 41110.TROJD | 6105.4003
1206 |  |  |  | IBT | IBT |  | 0 | 0 | 0 | 0 | 0 |  | 41110 | IBT | 41110.IBT | 0
1207 |  |  |  | DPW | CIAC |  | -41111053 | -19692903.4041 | -41111053 | -21423412.5433 | -19687640.4567 |  | 41110 | CIAC | 41110.CIAC | -19687640.4567
1208 |  |  |  | GP | SCHMDEXP |  | -291736928 | -121946906.3865 | -291736928 | -170660022.4436 | -121076905.5564 |  | 41110 | SCHMDEXP | 41110.SCHMDEXP | -121076905.5564
1209 |  |  |  | TAXDEPR | TAXDEPR |  | 0 | 0 | 0 | 0 | 0 |  | 41110 | TAXDEPR | 41110.TAXDEPR | 0
1210 | [5 empty] | B7 | -344036579.92 | -138353150.6321 | -343399305.92 | -204498943.8777 | -138900362.0423 |  | 41110 | NA | 41110.NA1 | -138900362.0423
1211 | [12 empty] | 41110 | NA | 41110.NA2 | 0
1212 | Total Deferred Income Taxes |  |  |  |  | B7 | 172506160.08 | 102656565.5718 | 177130848.2988 | 73746126.5194 | 103384721.7794 |  | Total Deferred Income Taxes | NA | Total Deferred Income Taxes.NA | 103384721.7794
1213 | SCHMAF | Additions - Flow Through | [10 empty] | SCHMAF | NA | SCHMAF.NA | 0
1214 |  |  |  | SCHMAF | S |  | 0 | 0 | 0 | 0 | 0 |  | SCHMAF | S | SCHMAF.S | 0
1215 |  |  |  | SCHMAF | SNP |  | 0 | 0 | 0 | 0 | 0 |  | SCHMAF | SNP | SCHMAF.SNP | 0
1216 |  |  |  | SCHMAF | SO |  | 0 | 0 | 0 | 0 | 0 |  | SCHMAF | SO | SCHMAF.SO | 0
1217 |  |  |  | SCHMAF | SE |  | 0 | 0 | 0 | 0 | 0 |  | SCHMAF | SE | SCHMAF.SE | 0
1218 |  |  |  | SCHMAF | TROJP |  | 0 | 0 | 0 | 0 | 0 |  | SCHMAF | TROJP | SCHMAF.TROJP | 0
1219 |  |  |  | SCHMAF | SG |  | 0 | 0 | 0 | 0 | 0 |  | SCHMAF | SG | SCHMAF.SG | 0
1220 | [5 empty] | B6 | 0 | 0 | 0 | 0 | 0 |  | SCHMAF | NA | SCHMAF.NA1 | 0
1221 | [12 empty] | SCHMAF | NA | SCHMAF.NA2 | 0
1222 | SCHMAP | Additions - Permanent | [10 empty] | SCHMAP | NA | SCHMAP.NA | 0
1223 |  |  |  | P | S |  | 0 | 0 | 0 | 0 | 0 |  | SCHMAP | S | SCHMAP.S | 0
1224 |  |  |  | P | SE |  | 64197 | 27714.1568 | 64197 | 36585.2118 | 27611.7882 |  | SCHMAP | SE | SCHMAP.SE | 27611.7882
1225 |  |  |  | LABOR | SNP |  | 0 | 0 | 0 | 0 | 0 |  | SCHMAP | SNP | SCHMAP.SNP | 0
1226 |  |  |  | SCHMAP-SO | SO |  | 766626.01 | 333670.3432 | 766626.01 | 434682.0053 | 331944.0047 |  | SCHMAP | SO | SCHMAP.SO | 331944.0047
1227 |  |  |  | SCHMAP | SG |  | 0 | 0 | 0 | 0 | 0 |  | SCHMAP | SG | SCHMAP.SG | 0
1228 |  |  |  | DPW | SCHMDEXP |  | 59466.05 | 24856.9863 | 59466.05 | 34786.3998 | 24679.6502 |  | SCHMAP | SCHMDEXP | SCHMAP.SCHMDEXP | 24679.6502
1229 | [5 empty] | B6 | 890289.06 | 386241.4862 | 890289.06 | 506053.6169 | 384235.4431 |  | SCHMAP | NA | SCHMAP.NA1 | 384235.4431
1230 | [12 empty] | SCHMAP | NA | SCHMAP.NA2 | 0
1231 | SCHMAT | Additions - Temporary | [10 empty] | SCHMAT | NA | SCHMAT.NA | 0
1232 |  |  |  | SCHMAT-SITUS | S |  | 44577908 | 344817 | 52624259.78 | 44233091 | 8391168.78 |  | SCHMAT | S | SCHMAT.S | 8391168.78
1233 |  |  |  | P | SGCT |  | 1122425 | 497037.191 | 1122425 | 629915.6084 | 492509.3916 |  | SCHMAT | SGCT | SCHMAT.SGCT | 492509.3916
1234 |  |  |  | DPW | CIAC |  | 108326668 | 51890342.2155 | 108326668 | 56450193.5284 | 51876474.4716 |  | SCHMAT | CIAC | SCHMAT.CIAC | 51876474.4716
1235 |  |  |  | SCHMAT-SNP | SNP |  | 23981017 | 10743032.5844 | 23981017 | 13302473.0973 | 10678543.9027 |  | SCHMAT | SNP | SCHMAT.SNP | 10678543.9027
1236 |  |  |  | P | TROJD |  | -36847 | -16221.0779 | -36847 | -20758.4864 | -16088.5136 |  | SCHMAT | TROJD | SCHMAT.TROJD | -16088.5136
1237 |  |  |  | P | SG |  | 0 | 0 | 0 | 0 | 0 |  | SCHMAT | SG | SCHMAT.SG | 0
1238 |  |  |  | SCHMAT-SE | SE |  | -73161200 | -31584045.4442 | -73160880 | -41693635.1114 | -31467244.8886 |  | SCHMAT | SE | SCHMAT.SE | -31467244.8886
1239 |  |  |  | P | SG |  | 1657394 | 732705.4647 | -8107319 | -4555914.3657 | -3551404.6343 |  | SCHMAT | SG | SCHMAT.SG1 | -3551404.6343
1240 |  |  |  | SCHMAT-GPS | GPS |  | 231066 | 100570.3831 | 231066 | 131015.9464 | 100050.0536 |  | SCHMAT | GPS | SCHMAT.GPS | 100050.0536
1241 |  |  |  | SCHMAT-SO | SO |  | 41928195.01 | 18249048.4726 | 41928195.01 | 23773563.1794 | 18154631.8306 |  | SCHMAT | SO | SCHMAT.SO | 18154631.8306
1242 |  |  |  | SCHMAT-SNP | SNPD |  | 1386597 | 664203.8768 | 1386597 | 722570.6323 | 664026.3677 |  | SCHMAT | SNPD | SCHMAT.SNPD | 664026.3677
1243 |  |  |  | CUST | BADDEBT |  | -95341.0001 | -34544.4499 | -95341.0001 | -60793.3532 | -34547.6469 |  | SCHMAT | BADDEBT | SCHMAT.BADDEBT | -34547.6469
1244 |  |  |  | P | TAXDEPR |  | 0 | 0 | 0 | 0 | 0 |  | SCHMAT | TAXDEPR | SCHMAT.TAXDEPR | 0
1245 |  |  |  | BOOKDEPR | SCHMDEXP |  | 768720000 | 321327253.7011 | 768720000 | 449685178.1918 | 319034821.8082 |  | SCHMAT | SCHMDEXP | SCHMAT.SCHMDEXP | 319034821.8082
1246 | [5 empty] | B6 | 918637882.0099 | 372914199.9172 | 916919840.7899 | 542596899.8672 | 374322940.9227 |  | SCHMAT | NA | SCHMAT.NA1 | 374322940.9227
1247 | [12 empty] | SCHMAT | NA | SCHMAT.NA2 | 0
1248 | TOTAL SCHEDULE - M ADDITIONS |  |  |  |  | B6 | 919528171.0699 | 373300441.4034 | 917810129.8499 | 543102953.4842 | 374707176.3657 |  | TOTAL SCHEDULE - M ADDITIONS | NA | TOTAL SCHEDULE - M ADDITIONS.NA | 374707176.3657
1249 | [12 empty] | TOTAL SCHEDULE - M ADDITIONS | NA | TOTAL SCHEDULE - M ADDITIONS.NA1 | 0
1250 | SCHMDF | Deductions - Flow Through | [10 empty] | SCHMDF | NA | SCHMDF.NA | 0
1251 |  |  |  | SCHMDF | S |  | 0 | 0 | 0 | 0 | 0 |  | SCHMDF | S | SCHMDF.S | 0
1252 |  |  |  | SCHMDF | DGP |  | 0 | 0 | 0 | 0 | 0 |  | SCHMDF | DGP | SCHMDF.DGP | 0
1253 |  |  |  | SCHMDF | DGU |  | 0 | 0 | 0 | 0 | 0 |  | SCHMDF | DGU | SCHMDF.DGU | 0
1254 | [5 empty] | B6 | 0 | 0 | 0 | 0 | 0 |  | SCHMDF | NA | SCHMDF.NA1 | 0
1255 | SCHMDP | Deductions - Permanent | [10 empty] | SCHMDP | NA | SCHMDP.NA | 0
1256 |  |  |  | SCHMDP | S |  | 0 | 0 | 0 | 0 | 0 |  | SCHMDP | S | SCHMDP.S | 0
1257 |  |  |  | P | SE |  | 646675 | 279172.7389 | 646675 | 368533.4496 | 278141.5504 |  | SCHMDP | SE | SCHMDP.SE | 278141.5504
1258 |  |  |  | PTD | SNP |  | 64760 | 29011.2296 | 64760 | 35922.9201 | 28837.0799 |  | SCHMDP | SNP | SCHMDP.SNP | 28837.0799
1259 |  |  |  | BOOKDEPR | SCHMDEXP |  | -17167.96 | -7176.2585 | -17167.96 | -10042.8988 | -7125.0612 |  | SCHMDP | SCHMDEXP | SCHMDP.SCHMDEXP | -7125.0612
1260 |  |  |  | P | SG |  | 15808348.99 | 6988599.9908 | 15808348.99 | 8883514.2988 | 6924834.6912 |  | SCHMDP | SG | SCHMDP.SG | 6924834.6912
1261 |  |  |  | SCHMDP-SO | SO |  | -29933 | -13028.1966 | -29933 | -16972.2085 | -12960.7915 |  | SCHMDP | SO | SCHMDP.SO | -12960.7915
1262 | [5 empty] | B6 | 16472683.03 | 7276579.5042 | 16472683.03 | 9260955.5613 | 7211727.4687 |  | SCHMDP | NA | SCHMDP.NA1 | 7211727.4687
1263 | [12 empty] | SCHMDP | NA | SCHMDP.NA2 | 0
1264 | SCHMDT | Deductions - Temporary | [10 empty] | SCHMDT | NA | SCHMDT.NA | 0
1265 |  |  |  | GP | S |  | -66009417 | 4372312 | -66343148 | -70381729 | 4038581 |  | SCHMDT | S | SCHMDT.S | 4038581
1266 |  |  |  | CUST | BADDEBT |  | 0 | 0 | 0 | 0 | 0 |  | SCHMDT | BADDEBT | SCHMDT.BADDEBT | 0
1267 |  |  |  | SCHMDT-SNP | SNP |  | 50212205 | 22494098.3299 | 50212205 | 27853135.0929 | 22359069.9071 |  | SCHMDT | SNP | SCHMDT.SNP | 22359069.9071
1268 |  |  |  | SCHMDT | CN |  | 0 | 0 | 0 | 0 | 0 |  | SCHMDT | CN | SCHMDT.CN | 0
1269 |  |  |  | SCHMDT | SG |  | 191965.01 | 84864.4389 | 191965.01 | 107874.8902 | 84090.1198 |  | SCHMDT | SG | SCHMDT.SG | 84090.1198
1270 |  |  |  | CUST | DGP |  | 0 | 0 | 0 | 0 | 0 |  | SCHMDT | DGP | SCHMDT.DGP | 0
1271 |  |  |  | P | SE |  | 30456547 | 13148239.2924 | 30483810.213 | 17372410.7723 | 13111399.4407 |  | SCHMDT | SE | SCHMDT.SE | 13111399.4407
1272 |  |  |  | SCHMDT-SG | SG |  | 206343898 | 91221098.7104 | 206343898 | 115955117.7365 | 90388780.2635 |  | SCHMDT | SG | SCHMDT.SG1 | 90388780.2635
1273 |  |  |  | SCHMDT-GPS | GPS |  | -40012756 | -17415362.7075 | -40012756 | -22687496.6242 | -17325259.3758 |  | SCHMDT | GPS | SCHMDT.GPS | -17325259.3758
1274 |  |  |  | SCHMDT-SO | SO |  | 42149111 | 18345201.1119 | 52923479 | 30007961.7398 | 22915517.2602 |  | SCHMDT | SO | SCHMDT.SO | 22915517.2602
1275 |  |  |  | TAXDEPR | TAXDEPR |  | 1137695628 | 502780145 | 1137695628 | 634915483 | 502780145 |  | SCHMDT | TAXDEPR | SCHMDT.TAXDEPR | 502780145
1276 |  |  |  | DPW | SNPD |  | 50905 | 24384.3729 | 50905 | 26527.1438 | 24377.8562 |  | SCHMDT | SNPD | SCHMDT.SNPD | 24377.8562
1277 | [5 empty] | B6 | 1361078086.01 | 635054980.5491 | 1371545986.223 | 733169284.7514 | 638376701.4716 |  | SCHMDT | NA | SCHMDT.NA1 | 638376701.4716
1278 | [12 empty] | SCHMDT | NA | SCHMDT.NA2 | 0
1279 | TOTAL SCHEDULE - M DEDUCTIONS |  |  |  |  | B6 | 1377550769.04 | 642331560.0533 | 1388018669.253 | 742430240.3127 | 645588428.9403 |  | TOTAL SCHEDULE - M DEDUCTIONS | NA | TOTAL SCHEDULE - M DEDUCTIONS.NA | 645588428.9403
1280 | [12 empty] | TOTAL SCHEDULE - M DEDUCTIONS | NA | TOTAL SCHEDULE - M DEDUCTIONS.NA1 | 0
1281 | TOTAL SCHEDULE - M ADJUSTMENTS |  |  |  |  | B6 | -458022597.9701 | -269031118.6499 | -470208539.4031 | -199327286.8286 | -270881252.5745 |  | TOTAL SCHEDULE - M ADJUSTMENTS | NA | TOTAL SCHEDULE - M ADJUSTMENTS.NA | -270881252.5745
1282 | [12 empty] | TOTAL SCHEDULE - M ADJUSTMENTS | NA | TOTAL SCHEDULE - M ADJUSTMENTS.NA1 | 0
1283 | [12 empty] | TOTAL SCHEDULE - M ADJUSTMENTS | NA | TOTAL SCHEDULE - M ADJUSTMENTS.NA2 | 0
1284 | [12 empty] | TOTAL SCHEDULE - M ADJUSTMENTS | NA | TOTAL SCHEDULE - M ADJUSTMENTS.NA3 | 0
1285 | 40911 | State Income Taxes | [10 empty] | 40911 | NA | 40911.NA | 0
1286 |  |  |  | IBT |  |  | 26335125.4068 | 9816790.9322 | 29162595.5055 | 19659154.1814 | 9503441.3242 |  | 40911 | NA | 40911.NA1 | 9503441.3242
1287 |  |  |  | IBT | IBT |  | 0 | 0 | 0 | 0 | 0 |  | 40911 | IBT | 40911.IBT | 0
1288 |  | PTC |  | P | SG |  | 0 | 0 | 0 | 0 | 0 |  | 40911 | SG | 40911.SG | 0
1289 |  |  |  | IBT | IBT |  | 0 | 0 | 0 | 0 | 0 |  | 40911 | IBT | 40911.IBT1 | 0
1290 | Total State Tax Expense | [5 empty] | 26335125.4068 | 9816790.9322 | 29162595.5055 | 19659154.1814 | 9503441.3242 |  | Total State Tax Expense | NA | Total State Tax Expense.NA | 9503441.3242
1291 | [12 empty] | Total State Tax Expense | NA | Total State Tax Expense.NA1 | 0
1292 | [12 empty] | Total State Tax Expense | NA | Total State Tax Expense.NA2 | 0
1293 | Calculation of Taxable Income: | [11 empty] | Calculation of Taxable Income: | NA | Calculation of Taxable Income:.NA | 0
1294 |  | Operating Revenues |  |  |  |  | 5235280544.67 | 2292647789.4001 | 5120001256.7196 | 2943188826.1021 | 2176812430.6175 |  | Calculation of Taxable Income: | NA | Calculation of Taxable Income:.NA1 | 2176812430.6175
1295 |  | Operating Deductions: | [10 empty] | Calculation of Taxable Income: | NA | Calculation of Taxable Income:.NA2 | 0
1296 |  | O & M Expenses |  |  |  |  | 2969737357.13 | 1299890069.2932 | 2787912708.3148 | 1594988323.8394 | 1192924384.4754 |  | Calculation of Taxable Income: | NA | Calculation of Taxable Income:.NA3 | 1192924384.4754
1297 |  | Depreciation Expense |  |  |  |  | 674204140.9 | 281819342.5815 | 677770872.6662 | 396481834.2805 | 281289038.3857 |  | Calculation of Taxable Income: | NA | Calculation of Taxable Income:.NA4 | 281289038.3857
1298 |  | Amortization Expense |  |  |  |  | 43422397.05 | 14848884.1188 | 38107947.75 | 23710544.9568 | 14397402.7932 |  | Calculation of Taxable Income: | NA | Calculation of Taxable Income:.NA5 | 14397402.7932
1299 |  | Taxes Other Than Income |  |  |  |  | 185302307.57 | 66223305.0888 | 185302307.57 | 119424095.3819 | 65878212.1881 |  | Calculation of Taxable Income: | NA | Calculation of Taxable Income:.NA6 | 65878212.1881
1300 |  | Interest & Dividends (AFUDC-Equity) |  |  |  |  | -32841064.61 | -14712162.8416 | -32917838 | -18259803.3443 | -14658034.6557 |  | Calculation of Taxable Income: | NA | Calculation of Taxable Income:.NA7 | -14658034.6557
1301 |  | Misc Revenue & Expense |  |  |  |  | -872480.65 | -1164654.3214 | 84019.637 | -441224.1877 | 525243.8247 |  | Calculation of Taxable Income: | NA | Calculation of Taxable Income:.NA8 | 525243.8247
1302 |  | Total Operating Deductions |  |  |  |  | 3838952657.39 | 1646904783.9194 | 3656260017.938 | 2115903770.9267 | 1540356247.0113 |  | Calculation of Taxable Income: | NA | Calculation of Taxable Income:.NA9 | 1540356247.0113
1303 |  | Other Deductions: | [10 empty] | Calculation of Taxable Income: | NA | Calculation of Taxable Income:.NA10 | 0
1304 |  | Interest Deductions |  |  |  |  | 358236447.75 | 160483011.6713 | 351184780.7542 | 194936751.1364 | 156248029.6178 |  | Calculation of Taxable Income: | NA | Calculation of Taxable Income:.NA11 | 156248029.6178
1305 |  | Interest on PCRBS |  |  |  |  | 0 | 0 | 0 | 0 | 0 |  | Calculation of Taxable Income: | NA | Calculation of Taxable Income:.NA12 | 0
1306 |  | Schedule M Adjustments |  |  |  |  | -458022597.9701 | -269031118.6499 | -470208539.4031 | -199327286.8286 | -270881252.5745 |  | Calculation of Taxable Income: | NA | Calculation of Taxable Income:.NA13 | -270881252.5745
1307 | [12 empty] | Calculation of Taxable Income: | NA | Calculation of Taxable Income:.NA14 | 0
1308 |  | Income Before State Taxes |  |  |  |  | 580068841.5599 | 216228875.1595 | 642347918.6243 | 433021017.2105 | 209326901.4138 |  | Calculation of Taxable Income: | NA | Calculation of Taxable Income:.NA15 | 209326901.4138
1309 | [12 empty] | Calculation of Taxable Income: | NA | Calculation of Taxable Income:.NA16 | 0
1310 |  | State Income Taxes |  |  |  |  | 26335125.4068 | 9816790.9322 | 29162595.5055 | 19659154.1814 | 9503441.3242 |  | Calculation of Taxable Income: | NA | Calculation of Taxable Income:.NA17 | 9503441.3242
1311 | [12 empty] | Calculation of Taxable Income: | NA | Calculation of Taxable Income:.NA18 | 0
1312 | Total Taxable Income | [5 empty] | 553733716.1531 | 206412084.2273 | 613185323.1188 | 413361863.0291 | 199823460.0897 |  | Total Taxable Income | NA | Total Taxable Income.NA | 199823460.0897
1313 | [12 empty] | Total Taxable Income | NA | Total Taxable Income.NA1 | 0
1314 | Tax Rate | [5 empty] | 35% | 35% | 35% | 35% | 35% |  | Tax Rate | NA | Tax Rate.NA | 0.35
1315 | [12 empty] | Tax Rate | NA | Tax Rate.NA1 | 0
1316 | Federal Income Tax - Calculated | [5 empty] | 193806800.6536 | 72244229.4796 | 214614863.0916 | 144676652.0602 | 69938211.0314 |  | Federal Income Tax - Calculated | NA | Federal Income Tax - Calculated.NA | 69938211.0314
1317 | [12 empty] | Federal Income Tax - Calculated | NA | Federal Income Tax - Calculated.NA1 | 0
1318 | Adjustments to Calculated Tax: | [11 empty] | Adjustments to Calculated Tax: | NA | Adjustments to Calculated Tax:.NA | 0
1319 | 40910 |  |  | P | SE |  | -58129 | -25094.5717 | -58129 | -33127.1209 | -25001.8791 |  | 40910 | SE | 40910.SE | -25001.8791
1320 | 40910 | PTC |  | P | SG |  | -59173010.01 | -26159372.9664 | -59173010.01 | -33252320.0785 | -25920689.9315 |  | 40910 | SG | 40910.SG | -25920689.9315
1321 | 40910 |  |  | P | SO |  | -445 | -193.6841 | -445 | -252.3179 | -192.6821 |  | 40910 | SO | 40910.SO | -192.6821
1322 | 40910 | IRS Settle |  | LABOR | S |  | 0 | 0 | 0 | 0 | 0 |  | 40910 | S | 40910.S | 0
1323 | Federal Income Tax Expense | [5 empty] | 134575216.6436 | 46059568.2574 | 155383279.0816 | 111390952.5429 | 43992326.5387 |  | Federal Income Tax Expense | NA | Federal Income Tax Expense.NA | 43992326.5387
1324 | [12 empty] | Federal Income Tax Expense | NA | Federal Income Tax Expense.NA1 | 0
1325 | Total Operating Expenses | [5 empty] | 4200453816.1804 | 1816169165.3925 | 4046098170.874 | 2338183066.0184 | 1707915104.8556 |  | Total Operating Expenses | NA | Total Operating Expenses.NA | 1707915104.8556
1326 | 310 | Land and Land Rights | [10 empty] | 310 | NA | 310.NA | 0
1327 |  |  |  | P | SG |  | 2328228.24 | 1029269.7781 | 2328228.24 | 1308349.7128 | 1019878.5272 |  | 310 | SG | 310.SG | 1019878.5272
1328 |  |  |  | P | SG |  | 34768325.85 | 15370480.6156 | 34768325.85 | 19538088.388 | 15230237.462 |  | 310 | SG | 310.SG1 | 15230237.462
1329 |  |  |  | P | SG |  | 53850855.6238 | 23806539.782 | 53850855.6238 | 30261531.1846 | 23589324.4393 |  | 310 | SG | 310.SG2 | 23589324.4393
1330 |  |  |  | P | S |  | 0 | 0 | 0 | 0 | 0 |  | 310 | S | 310.S | 0
1331 |  |  |  | P | SG |  | 2635316.69 | 1165028.3156 | 2635316.69 | 1480918.3117 | 1154398.3783 |  | 310 | SG | 310.SG3 | 1154398.3783
1332 | [5 empty] | B8 | 93582726.4038 | 41371318.4912 | 93582726.4038 | 52588887.5971 | 40993838.8068 |  | 310 | NA | 310.NA1 | 40993838.8068
1333 | [12 empty] | 310 | NA | 310.NA2 | 0
1334 | 311 | Structures and Improvements | [10 empty] | 311 | NA | 311.NA | 0
1335 |  |  |  | P | SG |  | 228508557.1408 | 101019714.4144 | 228508557.1408 | 128410565.5844 | 100097991.5564 |  | 311 | SG | 311.SG | 100097991.5564
1336 |  |  |  | P | SG |  | 319517692.4346 | 141253292.4104 | 319517692.4346 | 179553221.6085 | 139964470.8261 |  | 311 | SG | 311.SG1 | 139964470.8261
1337 |  |  |  | P | SG |  | 406015137.0554 | 179492329.3309 | 406015137.0554 | 228160529.4675 | 177854607.5879 |  | 311 | SG | 311.SG2 | 177854607.5879
1338 |  |  |  | P | SG |  | 64074111.7008 | 28326065.9748 | 64074111.7008 | 36006498.075 | 28067613.6258 |  | 311 | SG | 311.SG3 | 28067613.6258
1339 | [5 empty] | B8 | 1018115498.3315 | 450091402.1305 | 1018115498.3315 | 572130814.7354 | 445984683.5961 |  | 311 | NA | 311.NA1 | 445984683.5961
1340 | [12 empty] | 311 | NA | 311.NA2 | 0
1341 | 312 | Boiler Plant Equipment | [10 empty] | 312 | NA | 312.NA | 0
1342 |  |  |  | P | SG |  | 612771093.9546 | 270895592.2143 | 612771093.9546 | 344347204.0305 | 268423889.9241 |  | 312 | SG | 312.SG | 268423889.9241
1343 |  |  |  | P | SG |  | 531458240.46 | 234948574.12 | 531458240.46 | 298653381.2819 | 232804859.1781 |  | 312 | SG | 312.SG1 | 232804859.1781
1344 |  |  |  | P | SG |  | 2821902254.1431 | 1247514593.7016 | 2821902254.1431 | 1585770218.0277 | 1236132036.1154 |  | 312 | SG | 312.SG2 | 1236132036.1154
1345 |  |  |  | P | SG |  | 333748911.7369 | 147544670.4125 | 333748911.7369 | 187550466.6239 | 146198445.113 |  | 312 | SG | 312.SG3 | 146198445.113
1346 | [5 empty] | B8 | 4299880500.2946 | 1900903430.4483 | 4299880500.2946 | 2416321269.964 | 1883559230.3306 |  | 312 | NA | 312.NA1 | 1883559230.3306
1347 | [12 empty] | 312 | NA | 312.NA2 | 0
1348 | 314 | Turbogenerator Units | [10 empty] | 314 | NA | 314.NA | 0
1349 |  |  |  | P | SG |  | 114540337.4177 | 50636318.918 | 114540337.4177 | 64366033.7891 | 50174303.6286 |  | 314 | SG | 314.SG | 50174303.6286
1350 |  |  |  | P | SG |  | 131441196.7885 | 58107899.0126 | 131441196.7885 | 73863485.1661 | 57577711.6224 |  | 314 | SG | 314.SG1 | 57577711.6224
1351 |  |  |  | P | SG |  | 682219719.8385 | 301597638.7417 | 682219719.8385 | 383373914.6289 | 298845805.2095 |  | 314 | SG | 314.SG2 | 298845805.2095
1352 |  |  |  | P | SG |  | 67690291.5869 | 29924717.0885 | 67690291.5869 | 38038613.2406 | 29651678.3463 |  | 314 | SG | 314.SG3 | 29651678.3463
1353 | [5 empty] | B8 | 995891545.6315 | 440266573.7608 | 995891545.6315 | 559642046.8248 | 436249498.8068 |  | 314 | NA | 314.NA1 | 436249498.8068
1354 | [12 empty] | 314 | NA | 314.NA2 | 0
1355 | 315 | Accessory Electric Equipment | [10 empty] | 315 | NA | 315.NA | 0
1356 |  |  |  | P | SG |  | 86567047.3292 | 38269807.0843 | 86567047.3292 | 48646421.1564 | 37920626.1728 |  | 315 | SG | 315.SG | 37920626.1728
1357 |  |  |  | P | SG |  | 136646023.59 | 60408863.6839 | 136646023.59 | 76788341.7304 | 59857681.8596 |  | 315 | SG | 315.SG1 | 59857681.8596
1358 |  |  |  | P | SG |  | 201880062.8562 | 89247713.7437 | 201880062.8562 | 113446662.0241 | 88433400.832 |  | 315 | SG | 315.SG2 | 88433400.832
1359 |  |  |  | P | SG |  | 67975234.9523 | 30050685.6638 | 67975234.9523 | 38198737.3916 | 29776497.5607 |  | 315 | SG | 315.SG3 | 29776497.5607
1360 | [5 empty] | B8 | 493068368.7277 | 217977070.1757 | 493068368.7277 | 277080162.3025 | 215988206.4251 |  | 315 | NA | 315.NA1 | 215988206.4251
1361 | [12 empty] | 315 | NA | 315.NA2 | 0
1362 | [12 empty] | 315 | NA | 315.NA3 | 0
1363 | [12 empty] | 315 | NA | 315.NA4 | 0
1364 | 316 | Misc Power Plant Equipment | [10 empty] | 316 | NA | 316.NA | 0
1365 |  |  |  | P | SG |  | 3121363.89 | 1379901.4474 | 3121363.89 | 1754052.9227 | 1367310.9673 |  | 316 | SG | 316.SG | 1367310.9673
1366 |  |  |  | P | SG |  | 5038572.88 | 2227466.6637 | 5038572.88 | 2831430.0408 | 2207142.8392 |  | 316 | SG | 316.SG1 | 2207142.8392
1367 |  |  |  | P | SG |  | 18984276.0908 | 8392622.898 | 18984276.0908 | 10668229.0612 | 8316047.0296 |  | 316 | SG | 316.SG2 | 8316047.0296
1368 |  |  |  | P | SG |  | 4094397.99 | 1810063.1365 | 4094397.99 | 2300850.2097 | 1793547.7803 |  | 316 | SG | 316.SG3 | 1793547.7803
1369 | [5 empty] | B8 | 31238610.8508 | 13810054.1456 | 31238610.8508 | 17554562.2344 | 13684048.6164 |  | 316 | NA | 316.NA1 | 13684048.6164
1370 | [12 empty] | 316 | NA | 316.NA2 | 0
1371 | 317 | Steam Plant ARO | [10 empty] | 317 | NA | 317.NA | 0
1372 |  |  |  | P | S |  | 0 | 0 | 0 | 0 | 0 |  | 317 | S | 317.S | 0
1373 | [5 empty] | B8 | 0 | 0 | 0 | 0 | 0 |  | 317 | NA | 317.NA1 | 0
1374 | [12 empty] | 317 | NA | 317.NA2 | 0
1375 | SP | Unclassified Steam Plant - Account 300 | [10 empty] | SP | NA | SP.NA | 0
1376 |  |  |  | P | SG |  | -2326749.0177 | -1028615.8393 | -2326749.0177 | -1307518.4626 | -1019230.555 |  | SP | SG | SP.SG | -1019230.555
1377 | [5 empty] | B8 | -2326749.0177 | -1028615.8393 | -2326749.0177 | -1307518.4626 | -1019230.555 |  | SP | NA | SP.NA1 | -1019230.555
1378 | [12 empty] | SP | NA | SP.NA2 | 0
1379 | [12 empty] | SP | NA | SP.NA3 | 0
1380 | Total Steam Production Plant |  |  |  |  | B8 | 6929450501.2223 | 3063391233.3128 | 6929450501.2223 | 3894010225.1956 | 3035440276.0267 |  | Total Steam Production Plant | NA | Total Steam Production Plant.NA | 3035440276.0267
1381 | [12 empty] | Total Steam Production Plant | NA | Total Steam Production Plant.NA1 | 0
1382 | [12 empty] | Total Steam Production Plant | NA | Total Steam Production Plant.NA2 | 0
1383 | Summary of Steam Production Plant by Factor | [11 empty] | Summary of Steam Production Plant by Factor | NA | Summary of Steam Production Plant by Factor.NA | 0
1384 |  |  | S |  |  |  | 0 | 0 | 0 | 0 | 0 |  | Summary of Steam Production Plant by Factor | NA | Summary of Steam Production Plant by Factor.NA1 | 0
1385 |  |  | DGP |  |  |  | 0 | 0 | 0 | 0 | 0 |  | Summary of Steam Production Plant by Factor | NA | Summary of Steam Production Plant by Factor.NA2 | 0
1386 |  |  | DGU |  |  |  | 0 | 0 | 0 | 0 | 0 |  | Summary of Steam Production Plant by Factor | NA | Summary of Steam Production Plant by Factor.NA3 | 0
1387 |  |  | SG |  |  |  | 6929450501.2223 | 3063391233.3128 | 6929450501.2223 | 3894010225.1956 | 3035440276.0267 |  | Summary of Steam Production Plant by Factor | NA | Summary of Steam Production Plant by Factor.NA4 | 3035440276.0267
1388 |  |  | SSGCH |  |  |  | 0 | 0 | 0 | 0 | 0 |  | Summary of Steam Production Plant by Factor | NA | Summary of Steam Production Plant by Factor.NA5 | 0
1389 | Total Steam Production Plant by Factor | [5 empty] | 6929450501.2223 | 3063391233.3128 | 6929450501.2223 | 3894010225.1956 | 3035440276.0267 |  | Total Steam Production Plant by Factor | NA | Total Steam Production Plant by Factor.NA | 3035440276.0267
1390 | 320 | Land and Land Rights | [10 empty] | 320 | NA | 320.NA | 0
1391 |  |  |  | P | SG |  | 0 | 0 | 0 | 0 | 0 |  | 320 | SG | 320.SG | 0
1392 |  |  |  | P | SG |  | 0 | 0 | 0 | 0 | 0 |  | 320 | SG | 320.SG1 | 0
1393 | [5 empty] | B8 | 0 | 0 | 0 | 0 | 0 |  | 320 | NA | 320.NA1 | 0
1394 | [12 empty] | 320 | NA | 320.NA2 | 0
1395 | 321 | Structures and Improvements | [10 empty] | 321 | NA | 321.NA | 0
1396 |  |  |  | P | SG |  | 0 | 0 | 0 | 0 | 0 |  | 321 | SG | 321.SG | 0
1397 |  |  |  | P | SG | B8 | 0 | 0 | 0 | 0 | 0 |  | 321 | SG | 321.SG1 | 0
1398 | [6 empty] | 0 | 0 | 0 | 0 | 0 |  | 321 | NA | 321.NA1 | 0
1399 | [12 empty] | 321 | NA | 321.NA2 | 0
1400 | 322 | Reactor Plant Equipment | [10 empty] | 322 | NA | 322.NA | 0
1401 |  |  |  | P | SG |  | 0 | 0 | 0 | 0 | 0 |  | 322 | SG | 322.SG | 0
1402 |  |  |  | P | SG |  | 0 | 0 | 0 | 0 | 0 |  | 322 | SG | 322.SG1 | 0
1403 | [5 empty] | B8 | 0 | 0 | 0 | 0 | 0 |  | 322 | NA | 322.NA1 | 0
1404 | [12 empty] | 322 | NA | 322.NA2 | 0
1405 | 323 | Turbogenerator Units | [10 empty] | 323 | NA | 323.NA | 0
1406 |  |  |  | P | SG |  | 0 | 0 | 0 | 0 | 0 |  | 323 | SG | 323.SG | 0
1407 |  |  |  | P | SG |  | 0 | 0 | 0 | 0 | 0 |  | 323 | SG | 323.SG1 | 0
1408 | [5 empty] | B8 | 0 | 0 | 0 | 0 | 0 |  | 323 | NA | 323.NA1 | 0
1409 | [12 empty] | 323 | NA | 323.NA2 | 0
1410 | 324 | Land and Land Rights | [10 empty] | 324 | NA | 324.NA | 0
1411 |  |  |  | P | SG |  | 0 | 0 | 0 | 0 | 0 |  | 324 | SG | 324.SG | 0
1412 |  |  |  | P | SG |  | 0 | 0 | 0 | 0 | 0 |  | 324 | SG | 324.SG1 | 0
1413 | [5 empty] | B8 | 0 | 0 | 0 | 0 | 0 |  | 324 | NA | 324.NA1 | 0
1414 | [12 empty] | 324 | NA | 324.NA2 | 0
1415 | 325 | Misc. Power Plant Equipment | [10 empty] | 325 | NA | 325.NA | 0
1416 |  |  |  | P | SG |  | 0 | 0 | 0 | 0 | 0 |  | 325 | SG | 325.SG | 0
1417 |  |  |  | P | SG |  | 0 | 0 | 0 | 0 | 0 |  | 325 | SG | 325.SG1 | 0
1418 | [5 empty] | B8 | 0 | 0 | 0 | 0 | 0 |  | 325 | NA | 325.NA1 | 0
1419 | [12 empty] | 325 | NA | 325.NA2 | 0
1420 | [12 empty] | 325 | NA | 325.NA3 | 0
1421 | NP | Unclassified Nuclear Plant - Acct 300 | [10 empty] | NP | NA | NP.NA | 0
1422 |  |  |  | P | SG |  | 0 | 0 | 0 | 0 | 0 |  | NP | SG | NP.SG | 0
1423 | [5 empty] | B8 | 0 | 0 | 0 | 0 | 0 |  | NP | NA | NP.NA1 | 0
1424 | [12 empty] | NP | NA | NP.NA2 | 0
1425 | [12 empty] | NP | NA | NP.NA3 | 0
1426 | Total Nuclear Production Plant |  |  |  |  | B8 | 0 | 0 | 0 | 0 | 0 |  | Total Nuclear Production Plant | NA | Total Nuclear Production Plant.NA | 0
1427 | [12 empty] | Total Nuclear Production Plant | NA | Total Nuclear Production Plant.NA1 | 0
1428 | [12 empty] | Total Nuclear Production Plant | NA | Total Nuclear Production Plant.NA2 | 0
1429 | [12 empty] | Total Nuclear Production Plant | NA | Total Nuclear Production Plant.NA3 | 0
1430 | Summary of Nuclear Production Plant by Factor | [11 empty] | Summary of Nuclear Production Plant by Factor | NA | Summary of Nuclear Production Plant by Factor.NA | 0
1431 |  |  | DGP |  |  |  | 0 | 0 | 0 | 0 | 0 |  | Summary of Nuclear Production Plant by Factor | NA | Summary of Nuclear Production Plant by Factor.NA1 | 0
1432 |  |  | DGU |  |  |  | 0 | 0 | 0 | 0 | 0 |  | Summary of Nuclear Production Plant by Factor | NA | Summary of Nuclear Production Plant by Factor.NA2 | 0
1433 |  |  | SG |  |  |  | 0 | 0 | 0 | 0 | 0 |  | Summary of Nuclear Production Plant by Factor | NA | Summary of Nuclear Production Plant by Factor.NA3 | 0
1434 | [12 empty] | Summary of Nuclear Production Plant by Factor | NA | Summary of Nuclear Production Plant by Factor.NA4 | 0
1435 | Total Nuclear Plant by Factor | [5 empty] | 0 | 0 | 0 | 0 | 0 |  | Total Nuclear Plant by Factor | NA | Total Nuclear Plant by Factor.NA | 0
1436 | [12 empty] | Total Nuclear Plant by Factor | NA | Total Nuclear Plant by Factor.NA1 | 0
1437 | 330 | Land and Land Rights | [10 empty] | 330 | NA | 330.NA | 0
1438 |  |  |  | P | SG |  | 10332425.8377 | 4567788.2719 | 10332425.8377 | 5806314.9244 | 4526110.9133 |  | 330 | SG | 330.SG | 4526110.9133
1439 |  |  |  | P | SG |  | 5268491.4638 | 2329109.7267 | 5268491.4638 | 2960632.972 | 2307858.4919 |  | 330 | SG | 330.SG1 | 2307858.4919
1440 |  |  |  | P | SG |  | 15043429.3185 | 6650442.1216 | 15043429.3185 | 8453667.0805 | 6589762.238 |  | 330 | SG | 330.SG2 | 6589762.238
1441 |  |  |  | P | SG |  | 671422.9977 | 296824.593 | 671422.9977 | 377306.688 | 294116.3097 |  | 330 | SG | 330.SG3 | 294116.3097
1442 | [5 empty] | B8 | 31315769.6177 | 13844164.7133 | 31315769.6177 | 17597921.6649 | 13717847.9528 |  | 330 | NA | 330.NA1 | 13717847.9528
1443 | [12 empty] | 330 | NA | 330.NA2 | 0
1444 | 331 | Structures and Improvements | [10 empty] | 331 | NA | 331.NA | 0
1445 |  |  |  | P | SG |  | 20128245.3492 | 8898352.0892 | 20128245.3492 | 11311083.4966 | 8817161.8526 |  | 331 | SG | 331.SG | 8817161.8526
1446 |  |  |  | P | SG |  | 5122041.7323 | 2264366.8119 | 5122041.7323 | 2878335.4288 | 2243706.3036 |  | 331 | SG | 331.SG1 | 2243706.3036
1447 |  |  |  | P | SG |  | 218469725.1985 | 96581718.9688 | 218469725.1985 | 122769235.9832 | 95700489.2153 |  | 331 | SG | 331.SG2 | 95700489.2153
1448 |  |  |  | P | SG |  | 9823604.3931 | 4342847.037 | 9461500.13 | 5316897.5297 | 4144602.6003 |  | 331 | SG | 331.SG3 | 4144602.6003
1449 | [5 empty] | B8 | 253543616.6731 | 112087284.9069 | 253181512.41 | 142275552.4383 | 110905959.9717 |  | 331 | NA | 331.NA1 | 110905959.9717
1450 | [12 empty] | 331 | NA | 331.NA2 | 0
1451 | 332 | Reservoirs, Dams & Waterways | [10 empty] | 332 | NA | 332.NA | 0
1452 |  |  |  | P | SG |  | 146867590.4238 | 64927643.0913 | 146867590.4238 | 82532359.3493 | 64335231.0745 |  | 332 | SG | 332.SG | 64335231.0745
1453 |  |  |  | P | SG |  | 19040942.2077 | 8417674.0165 | 19040942.2077 | 10700072.6307 | 8340869.577 |  | 332 | SG | 332.SG1 | 8340869.577
1454 |  |  |  | P | SG |  | 246714677.2631 | 109068327.9033 | 246714677.2631 | 138641509.2797 | 108073167.9834 |  | 332 | SG | 332.SG2 | 108073167.9834
1455 |  |  |  | P | SG |  | 70048418.8938 | 30967204.7313 | 70048418.8938 | 39363764.7579 | 30684654.136 |  | 332 | SG | 332.SG3 | 30684654.136
1456 | [5 empty] | B8 | 482671628.7885 | 213380849.7425 | 482671628.7885 | 271237706.0176 | 211433922.7709 |  | 332 | NA | 332.NA1 | 211433922.7709
1457 | [12 empty] | 332 | NA | 332.NA2 | 0
1458 | 333 | Water Wheel, Turbines, & Generators | [10 empty] | 333 | NA | 333.NA | 0
1459 |  |  |  | P | SG |  | 29054575.8023 | 12844529.7047 | 29054575.8023 | 16327242.0004 | 12727333.802 |  | 333 | SG | 333.SG | 12727333.802
1460 |  |  |  | P | SG |  | 8258610.3015 | 3650989.9872 | 8258610.3015 | 4640932.633 | 3617677.6685 |  | 333 | SG | 333.SG1 | 3617677.6685
1461 |  |  |  | P | SG |  | 59061981.2115 | 26110289.0386 | 59061981.2115 | 33189927.3568 | 25872053.8547 |  | 333 | SG | 333.SG2 | 25872053.8547
1462 |  |  |  | P | SG |  | 30833619.4562 | 13631014.3952 | 30833619.4562 | 17326976.9978 | 13506642.4584 |  | 333 | SG | 333.SG3 | 13506642.4584
1463 | [5 empty] | B8 | 127208786.7715 | 56236823.1258 | 127208786.7715 | 71485078.988 | 55723707.7836 |  | 333 | NA | 333.NA1 | 55723707.7836
1464 | [12 empty] | 333 | NA | 333.NA2 | 0
1465 | 334 | Accessory Electric Equipment | [10 empty] | 334 | NA | 334.NA | 0
1466 |  |  |  | P | SG |  | 4024501.64 | 1779163.1588 | 4024501.64 | 2261571.9002 | 1762929.7398 |  | 334 | SG | 334.SG | 1762929.7398
1467 |  |  |  | P | SG |  | 3420751.8708 | 1512255.7395 | 3420751.8708 | 1922294.2368 | 1498457.634 |  | 334 | SG | 334.SG1 | 1498457.634
1468 |  |  |  | P | SG |  | 62447393.4562 | 27606921.7354 | 62447393.4562 | 35092362.4625 | 27355030.9936 |  | 334 | SG | 334.SG2 | 27355030.9936
1469 |  |  |  | P | SG |  | 8212383.8485 | 3630554.0651 | 8212383.8485 | 4614955.6409 | 3597428.2075 |  | 334 | SG | 334.SG3 | 3597428.2075
1470 | [5 empty] | B8 | 78105030.8154 | 34528894.6988 | 78105030.8154 | 43891184.2405 | 34213846.5749 |  | 334 | NA | 334.NA1 | 34213846.5749
1471 | [12 empty] | 334 | NA | 334.NA2 | 0
1472 | [12 empty] | 334 | NA | 334.NA3 | 0
1473 | [12 empty] | 334 | NA | 334.NA4 | 0
1474 | 335 | Misc. Power Plant Equipment | [10 empty] | 335 | NA | 335.NA | 0
1475 |  |  |  | P | SG |  | 1138988.9546 | 503527.4843 | 1138988.9546 | 640055.7497 | 498933.2049 |  | 335 | SG | 335.SG | 498933.2049
1476 |  |  |  | P | SG |  | 159552.9777 | 70535.6353 | 159552.9777 | 89660.9228 | 69892.0549 |  | 335 | SG | 335.SG1 | 69892.0549
1477 |  |  |  | P | SG |  | 1051606.9 | 464897.3765 | 1051606.9 | 590951.3346 | 460655.5654 |  | 335 | SG | 335.SG2 | 460655.5654
1478 |  |  |  | P | SG |  | 17840.7485 | 7887.0889 | 17840.7485 | 10025.6228 | 7815.1257 |  | 335 | SG | 335.SG3 | 7815.1257
1479 | [5 empty] | B8 | 2367989.5808 | 1046847.585 | 2367989.5808 | 1330693.6299 | 1037295.9509 |  | 335 | NA | 335.NA1 | 1037295.9509
1480 | [12 empty] | 335 | NA | 335.NA2 | 0
1481 | 336 | Roads, Railroads & Bridges | [10 empty] | 336 | NA | 336.NA | 0
1482 |  |  |  | P | SG |  | 4328487.9692 | 1913550.3019 | 4328487.9692 | 2432397.2599 | 1896090.7093 |  | 336 | SG | 336.SG | 1896090.7093
1483 |  |  |  | P | SG |  | 825212.2577 | 364812.1875 | 825212.2577 | 463728.6851 | 361483.5726 |  | 336 | SG | 336.SG1 | 361483.5726
1484 |  |  |  | P | SG |  | 14698476.8715 | 6497944.5604 | 14698476.8715 | 8259820.7784 | 6438656.0932 |  | 336 | SG | 336.SG2 | 6438656.0932
1485 |  |  |  | P | SG |  | 1009643.9585 | 446346.2796 | 1009643.9585 | 567370.2262 | 442273.7323 |  | 336 | SG | 336.SG3 | 442273.7323
1486 | [5 empty] | B8 | 20861821.0569 | 9222653.3295 | 20861821.0569 | 11723316.9495 | 9138504.1074 |  | 336 | NA | 336.NA1 | 9138504.1074
1487 | [12 empty] | 336 | NA | 336.NA2 | 0
1488 | 337 | Hydro Plant ARO | [10 empty] | 337 | NA | 337.NA | 0
1489 |  |  |  | P | S |  | 0 | 0 | 0 | 0 | 0 |  | 337 | S | 337.S | 0
1490 | [5 empty] | B8 | 0 | 0 | 0 | 0 | 0 |  | 337 | NA | 337.NA1 | 0
1491 | [12 empty] | 337 | NA | 337.NA2 | 0
1492 | HP | Unclassified Hydro Plant - Acct 300 | [10 empty] | HP | NA | HP.NA | 0
1493 |  |  |  | P | S |  | 0 | 0 | 0 | 0 | 0 |  | HP | S | HP.S | 0
1494 |  |  |  | P | SG |  | 0 | 0 | 0 | 0 | 0 |  | HP | SG | HP.SG | 0
1495 |  |  |  | P | SG |  | 0 | 0 | 0 | 0 | 0 |  | HP | SG | HP.SG1 | 0
1496 |  |  |  | P | SG |  | 0 | 0 | 0 | 0 | 0 |  | HP | SG | HP.SG2 | 0
1497 | [5 empty] | B8 | 0 | 0 | 0 | 0 | 0 |  | HP | NA | HP.NA1 | 0
1498 | [12 empty] | HP | NA | HP.NA2 | 0
1499 | Total Hydraulic Production Plant |  |  |  |  | B8 | 996074643.3038 | 440347518.1018 | 995712539.0408 | 559541453.9286 | 436171085.1122 |  | Total Hydraulic Production Plant | NA | Total Hydraulic Production Plant.NA | 436171085.1122
1500 | [12 empty] | Total Hydraulic Production Plant | NA | Total Hydraulic Production Plant.NA1 | 0
1501 | Summary of Hydraulic Plant by Factor | [11 empty] | Summary of Hydraulic Plant by Factor | NA | Summary of Hydraulic Plant by Factor.NA | 0
1502 |  |  | S |  |  |  | 0 | 0 | 0 | 0 | 0 |  | Summary of Hydraulic Plant by Factor | NA | Summary of Hydraulic Plant by Factor.NA1 | 0
1503 |  |  | SG |  |  |  | 996074643.3038 | 440347518.1018 | 995712539.0408 | 559541453.9286 | 436171085.1122 |  | Summary of Hydraulic Plant by Factor | NA | Summary of Hydraulic Plant by Factor.NA2 | 436171085.1122
1504 |  |  | DGP |  |  |  | 0 | 0 | 0 | 0 | 0 |  | Summary of Hydraulic Plant by Factor | NA | Summary of Hydraulic Plant by Factor.NA3 | 0
1505 |  |  | DGU |  |  |  | 0 | 0 | 0 | 0 | 0 |  | Summary of Hydraulic Plant by Factor | NA | Summary of Hydraulic Plant by Factor.NA4 | 0
1506 | Total Hydraulic Plant by Factor | [5 empty] | 996074643.3038 | 440347518.1018 | 995712539.0408 | 559541453.9286 | 436171085.1122 |  | Total Hydraulic Plant by Factor | NA | Total Hydraulic Plant by Factor.NA | 436171085.1122
1507 | [12 empty] | Total Hydraulic Plant by Factor | NA | Total Hydraulic Plant by Factor.NA1 | 0
1508 | 340 | Land and Land Rights | [10 empty] | 340 | NA | 340.NA | 0
1509 |  |  |  | P | S |  | 74985.87 | 0 | 74985.87 | 74985.87 | 0 |  | 340 | S | 340.S | 0
1510 |  |  |  | P | SG |  | 37329512.9815 | 16502737.5246 | 37329512.9815 | 20977349.5353 | 16352163.4462 |  | 340 | SG | 340.SG | 16352163.4462
1511 |  |  |  | P | SG |  | 5395984.69 | 2385472.2956 | 5395984.69 | 3032277.8919 | 2363706.7981 |  | 340 | SG | 340.SG1 | 2363706.7981
1512 |  |  |  | P | SG |  | 217042.56 | 95950.7937 | 217042.56 | 121967.2394 | 95075.3206 |  | 340 | SG | 340.SG2 | 95075.3206
1513 | [5 empty] | B8 | 43017526.1015 | 18984160.6139 | 43017526.1015 | 24206580.5366 | 18810945.565 |  | 340 | NA | 340.NA1 | 18810945.565
1514 | [12 empty] | 340 | NA | 340.NA2 | 0
1515 | 341 | Structures and Improvements | [10 empty] | 341 | NA | 341.NA | 0
1516 |  |  |  | P | SG |  | 169518516.5915 | 74941229.1089 | 169518516.5915 | 95261065.34 | 74257451.2515 |  | 341 | SG | 341.SG | 74257451.2515
1517 |  |  |  | P | SG |  | 0 | 0 | 0 | 0 | 0 |  | 341 | SG | 341.SG1 | 0
1518 |  |  |  | P | SG |  | 52910722.6792 | 23390923.1295 | 52910722.6792 | 29733222.728 | 23177499.9512 |  | 341 | SG | 341.SG2 | 23177499.9512
1519 |  |  |  | P | SG |  | 4273000.07 | 1889020.0532 | 4273000.07 | 2401215.7908 | 1871784.2792 |  | 341 | SG | 341.SG3 | 1871784.2792
1520 | [5 empty] | B8 | 226702239.3408 | 100221172.2916 | 226702239.3408 | 127395503.8588 | 99306735.482 |  | 341 | NA | 341.NA1 | 99306735.482
1521 | [12 empty] | 341 | NA | 341.NA2 | 0
1522 | 342 | Fuel Holders, Producers & Accessories | [10 empty] | 342 | NA | 342.NA | 0
1523 |  |  |  | P | SG |  | 13424103.5362 | 5934565.9631 | 13424103.5362 | 7543685.6681 | 5880417.8681 |  | 342 | SG | 342.SG | 5880417.8681
1524 |  |  |  | P | SG |  | 0 | 0 | 0 | 0 | 0 |  | 342 | SG | 342.SG1 | 0
1525 |  |  |  | P | SG |  | 2449023.9323 | 1082671.4821 | 2449023.9323 | 1376230.9483 | 1072792.9841 |  | 342 | SG | 342.SG2 | 1072792.9841
1526 | [5 empty] | B8 | 15873127.4685 | 7017237.4452 | 15873127.4685 | 8919916.6163 | 6953210.8521 |  | 342 | NA | 342.NA1 | 6953210.8521
1527 | [12 empty] | 342 | NA | 342.NA2 | 0
1528 | 343 | Prime Movers | [10 empty] | 343 | NA | 343.NA | 0
1529 |  |  |  | P | S |  | 0 | 0 | 0 | 0 | 0 |  | 343 | S | 343.S | 0
1530 |  |  |  | P | SG |  | 0 | 0 | 0 | 0 | 0 |  | 343 | SG | 343.SG | 0
1531 |  |  |  | P | SG |  | 1787162799.8946 | 790074025.7448 | 1787162799.8946 | 1004297558.0317 | 782865241.863 |  | 343 | SG | 343.SG1 | 782865241.863
1532 |  |  |  | P | SG |  | 1080683498.5638 | 477751642.0533 | 1080683498.5638 | 607290952.2718 | 473392546.292 |  | 343 | SG | 343.SG2 | 473392546.292
1533 |  |  |  | P | SG |  | 55022995.6254 | 24324722.7756 | 55022995.6254 | 30920216.1915 | 24102779.4339 |  | 343 | SG | 343.SG3 | 24102779.4339
1534 | [5 empty] | B8 | 2922869294.0839 | 1292150390.5737 | 2922869294.0839 | 1642508726.495 | 1280360567.5889 |  | 343 | NA | 343.NA1 | 1280360567.5889
1535 | [12 empty] | 343 | NA | 343.NA2 | 0
1536 | 344 | Generators | [10 empty] | 344 | NA | 344.NA | 0
1537 |  |  |  | P | S |  | 0 | 0 | 0 | 0 | 0 |  | 344 | S | 344.S | 0
1538 |  |  |  | P | SG |  | 55773376.4146 | 24656453.2542 | 55773376.4146 | 31341893.2733 | 24431483.1413 |  | 344 | SG | 344.SG | 24431483.1413
1539 |  |  |  | P | SG |  | 398835535.1138 | 176318350.4357 | 398835535.1138 | 224125946.4413 | 174709588.6725 |  | 344 | SG | 344.SG1 | 174709588.6725
1540 |  |  |  | P | SG |  | 17227071.7608 | 7615792.9981 | 17227071.7608 | 9680766.6892 | 7546305.0716 |  | 344 | SG | 344.SG2 | 7546305.0716
1541 | [5 empty] | B8 | 471835983.2892 | 208590596.688 | 471835983.2892 | 265148606.4038 | 206687376.8854 |  | 344 | NA | 344.NA1 | 206687376.8854
1542 | [12 empty] | 344 | NA | 344.NA2 | 0
1543 | 345 | Accessory Electric Plant | [10 empty] | 345 | NA | 345.NA | 0
1544 |  |  |  | P | SG |  | 210418972.8977 | 93022619.4391 | 210418972.8977 | 118245109.3192 | 92173863.5785 |  | 345 | SG | 345.SG | 92173863.5785
1545 |  |  |  | P | SG |  | 111823690.1123 | 49435335.7321 | 111823690.1123 | 62839411.6734 | 48984278.439 |  | 345 | SG | 345.SG1 | 48984278.439
1546 |  |  |  | P | SG |  | 0 | 0 | 0 | 0 | 0 |  | 345 | SG | 345.SG2 | 0
1547 |  |  |  | P | SG |  | 2884630.8985 | 1275245.8516 | 2884630.8985 | 1621020.6296 | 1263610.2688 |  | 345 | SG | 345.SG3 | 1263610.2688
1548 | [5 empty] | B8 | 325127293.9085 | 143733201.0228 | 325127293.9085 | 182705541.6222 | 142421752.2863 |  | 345 | NA | 345.NA1 | 142421752.2863
1549 | [12 empty] | 345 | NA | 345.NA2 | 0
1550 | [12 empty] | 345 | NA | 345.NA3 | 0
1551 | [12 empty] | 345 | NA | 345.NA4 | 0
1552 | 346 | Misc. Power Plant Equipment | [10 empty] | 346 | NA | 346.NA | 0
1553 |  |  |  | P | SG |  | 12571781.4062 | 5557768.9659 | 12571781.4062 | 7064722.5687 | 5507058.8375 |  | 346 | SG | 346.SG | 5507058.8375
1554 |  |  |  | P | SG |  | 2591040.9877 | 1145454.7868 | 2591040.9877 | 1456037.5456 | 1135003.4421 |  | 346 | SG | 346.SG1 | 1135003.4421
1555 |  |  |  | P | SG |  | 0 | 0 | 0 | 0 | 0 |  | 346 | SG | 346.SG2 | 0
1556 | [5 empty] | B8 | 15162822.3938 | 6703223.7528 | 15162822.3938 | 8520760.1142 | 6642062.2796 |  | 346 | NA | 346.NA1 | 6642062.2796
1557 | [12 empty] | 346 | NA | 346.NA2 | 0
1558 | 347 | Other Production ARO | [10 empty] | 347 | NA | 347.NA | 0
1559 |  |  |  | P | S |  | 0 | 0 | 0 | 0 | 0 |  | 347 | S | 347.S | 0
1560 | [5 empty] | B8 | 0 | 0 | 0 | 0 | 0 |  | 347 | NA | 347.NA1 | 0
1561 | [12 empty] | 347 | NA | 347.NA2 | 0
1562 | OP | Unclassified Other Prod Plant-Acct 300 | [10 empty] | OP | NA | OP.NA | 0
1563 |  |  |  | P | S |  | 0 | 0 | 0 | 0 | 0 |  | OP | S | OP.S | 0
1564 |  |  |  | P | SG |  | 15245491.5108 | 6739770.3517 | 15245491.5108 | 8567216.0903 | 6678275.4205 |  | OP | SG | OP.SG | 6678275.4205
1565 | [6 empty] | 15245491.5108 | 6739770.3517 | 15245491.5108 | 8567216.0903 | 6678275.4205 |  | OP | NA | OP.NA1 | 6678275.4205
1566 | [12 empty] | OP | NA | OP.NA2 | 0
1567 | Total Other Production Plant |  |  |  |  | B8 | 4035833778.0969 | 1784139752.7398 | 4035833778.0969 | 2267972851.7372 | 1767860926.3597 |  | Total Other Production Plant | NA | Total Other Production Plant.NA | 1767860926.3597
1568 | [12 empty] | Total Other Production Plant | NA | Total Other Production Plant.NA1 | 0
1569 | Summary of Other Production Plant by Factor | [11 empty] | Summary of Other Production Plant by Factor | NA | Summary of Other Production Plant by Factor.NA | 0
1570 |  |  | S |  |  |  | 74985.87 | 0 | 74985.87 | 74985.87 | 0 |  | Summary of Other Production Plant by Factor | NA | Summary of Other Production Plant by Factor.NA1 | 0
1571 |  |  | DGU |  |  |  | 0 | 0 | 0 | 0 | 0 |  | Summary of Other Production Plant by Factor | NA | Summary of Other Production Plant by Factor.NA2 | 0
1572 |  |  | SG |  |  |  | 4035758792.2269 | 1784139752.7398 | 4035758792.2269 | 2267897865.8672 | 1767860926.3597 |  | Summary of Other Production Plant by Factor | NA | Summary of Other Production Plant by Factor.NA3 | 1767860926.3597
1573 |  |  | SSGCT |  |  |  | 0 | 0 | 0 | 0 | 0 |  | Summary of Other Production Plant by Factor | NA | Summary of Other Production Plant by Factor.NA4 | 0
1574 | Total of Other Production Plant by Factor | [5 empty] | 4035833778.0969 | 1784139752.7398 | 4035833778.0969 | 2267972851.7372 | 1767860926.3597 |  | Total of Other Production Plant by Factor | NA | Total of Other Production Plant by Factor.NA | 1767860926.3597
1575 | [12 empty] | Total of Other Production Plant by Factor | NA | Total of Other Production Plant by Factor.NA1 | 0
1576 | Experimental Plant | [11 empty] | Experimental Plant | NA | Experimental Plant.NA | 0
1577 | 103 | Experimental Plant | [10 empty] | 103 | NA | 103.NA | 0
1578 |  |  |  | P | SG |  | 0 | 0 | 0 | 0 | 0 |  | 103 | SG | 103.SG | 0
1579 | Total Experimental Production Plant |  |  |  |  | B8 | 0 | 0 | 0 | 0 | 0 |  | Total Experimental Production Plant | NA | Total Experimental Production Plant.NA | 0
1580 | [11 empty] | #DIV/0! | Total Experimental Production Plant | NA | Total Experimental Production Plant.NA1 | 0
1581 | Total Production Plant |  |  |  |  | B8 | 11961358922.6231 | 5287878504.1544 | 11960996818.36 | 6721524530.8614 | 5239472287.4986 |  | Total Production Plant | NA | Total Production Plant.NA | 5239472287.4986
1582 | 350 | Land and Land Rights | [10 empty] | 350 | NA | 350.NA | 0
1583 |  |  |  | T | SG |  | 21060782.58 | 9310610.8069 | 21060782.58 | 11835123.5358 | 9225659.0442 |  | 350 | SG | 350.SG | 9225659.0442
1584 |  |  |  | T | SG |  | 48418431.9346 | 21404958.4297 | 48418431.9346 | 27208776.3681 | 21209655.5666 |  | 350 | SG | 350.SG1 | 21209655.5666
1585 |  |  |  | T | SG |  | 172656411.1031 | 76328438.4606 | 171686512.4123 | 96479372.3173 | 75207140.095 |  | 350 | SG | 350.SG2 | 75207140.095
1586 | [5 empty] | B8 | 242135625.6177 | 107044007.6972 | 241165726.9269 | 135523272.2212 | 105642454.7058 |  | 350 | NA | 350.NA1 | 105642454.7058
1587 | [12 empty] | 350 | NA | 350.NA2 | 0
1588 | 352 | Structures and Improvements | [10 empty] | 352 | NA | 352.NA | 0
1589 |  |  |  | T | S |  | 0 | 0 | 0 | 0 | 0 |  | 352 | S | 352.S | 0
1590 |  |  |  | T | SG |  | 7200585.0846 | 3183255.1829 | 7200585.0846 | 4046374.5202 | 3154210.5645 |  | 352 | SG | 352.SG | 3154210.5645
1591 |  |  |  | T | SG |  | 17863895.3962 | 7897321.8064 | 17863895.3962 | 10038630.238 | 7825265.1581 |  | 352 | SG | 352.SG1 | 7825265.1581
1592 |  |  |  | T | SG |  | 194359464.5415 | 85922986.1997 | 194359464.5415 | 109220455.8146 | 85139008.7269 |  | 352 | SG | 352.SG2 | 85139008.7269
1593 | [5 empty] | B8 | 219423945.0223 | 97003563.189 | 219423945.0223 | 123305460.5728 | 96118484.4495 |  | 352 | NA | 352.NA1 | 96118484.4495
1594 | [12 empty] | 352 | NA | 352.NA2 | 0
1595 | 353 | Station Equipment | [10 empty] | 353 | NA | 353.NA | 0
1596 |  |  |  | T | SG |  | 112467810.8646 | 49720090.4706 | 112467810.8646 | 63201375.8428 | 49266435.0218 |  | 353 | SG | 353.SG | 49266435.0218
1597 |  |  |  | T | SG |  | 168859324.9308 | 74649811.7801 | 168859324.9308 | 94890632.0615 | 73968692.8692 |  | 353 | SG | 353.SG1 | 73968692.8692
1598 |  |  |  | T | SG |  | 1602075840.4131 | 708250255.0178 | 1602075840.4131 | 900287793.8167 | 701788046.5964 |  | 353 | SG | 353.SG2 | 701788046.5964
1599 | [5 empty] | B8 | 1883402976.2085 | 832620157.2685 | 1883402976.2085 | 1058379801.7211 | 825023174.4874 |  | 353 | NA | 353.NA1 | 825023174.4874
1600 | [12 empty] | 353 | NA | 353.NA2 | 0
1601 | 354 | Towers and Fixtures | [10 empty] | 354 | NA | 354.NA | 0
1602 |  |  |  | T | SG |  | 155352156.73 | 68678524.3533 | 155352156.73 | 87300268.139 | 68051888.591 |  | 354 | SG | 354.SG | 68051888.591
1603 |  |  |  | T | SG |  | 133156628.1262 | 58866261.789 | 133156628.1262 | 74827473.1718 | 58329154.9543 |  | 354 | SG | 354.SG1 | 58329154.9543
1604 |  |  |  | T | SG |  | 954666498.9092 | 422041687.5739 | 954666498.9092 | 536475599.0029 | 418190899.9063 |  | 354 | SG | 354.SG2 | 418190899.9063
1605 | [5 empty] | B8 | 1243175283.7654 | 549586473.7163 | 1243175283.7654 | 698603340.3138 | 544571943.4516 |  | 354 | NA | 354.NA1 | 544571943.4516
1606 | [12 empty] | 354 | NA | 354.NA2 | 0
1607 | 355 | Poles and Fixtures | [10 empty] | 355 | NA | 355.NA | 0
1608 |  |  |  | T | SG |  | 63563189.8077 | 28100196.1676 | 63563189.8077 | 35719385.1105 | 27843804.6972 |  | 355 | SG | 355.SG | 27843804.6972
1609 |  |  |  | T | SG |  | 115723565.3638 | 51159403.7017 | 115723565.3638 | 65030949.6754 | 50692615.6885 |  | 355 | SG | 355.SG1 | 50692615.6885
1610 |  |  |  | T | SG |  | 607730822.5369 | 268667374.6562 | 607730822.5369 | 341514819.4951 | 266216003.0418 |  | 355 | SG | 355.SG2 | 266216003.0418
1611 | [5 empty] | B8 | 787017577.7085 | 347926974.5256 | 787017577.7085 | 442265154.281 | 344752423.4275 |  | 355 | NA | 355.NA1 | 344752423.4275
1612 | [12 empty] | 355 | NA | 355.NA2 | 0
1613 | 356 | Clearing and Grading | [10 empty] | 356 | NA | 356.NA | 0
1614 |  |  |  | T | SG |  | 178719357.0231 | 79008762.8783 | 178719357.0231 | 100431484.9447 | 78287872.0784 |  | 356 | SG | 356.SG | 78287872.0784
1615 |  |  |  | T | SG |  | 159189511.8323 | 70374953.2371 | 159189511.8323 | 89456672.8934 | 69732838.9389 |  | 356 | SG | 356.SG1 | 69732838.9389
1616 |  |  |  | T | SG |  | 773406718.2331 | 341909846.9644 | 773406718.2331 | 434616520.9642 | 338790197.2689 |  | 356 | SG | 356.SG2 | 338790197.2689
1617 | [5 empty] | B8 | 1111315587.0885 | 491293563.0798 | 1111315587.0885 | 624504678.8022 | 486810908.2862 |  | 356 | NA | 356.NA1 | 486810908.2862
1618 | [12 empty] | 356 | NA | 356.NA2 | 0
1619 | 357 | Underground Conduit | [10 empty] | 357 | NA | 357.NA | 0
1620 |  |  |  | T | SG |  | 6370.99 | 2816.5054 | 6370.99 | 3580.1829 | 2790.8071 |  | 357 | SG | 357.SG | 2790.8071
1621 |  |  |  | T | SG |  | 91650.59 | 40517.1541 | 91650.59 | 51503.122 | 40147.468 |  | 357 | SG | 357.SG1 | 40147.468
1622 |  |  |  | T | SG |  | 3421544.05 | 1512605.9484 | 3421544.05 | 1922739.4025 | 1498804.6475 |  | 357 | SG | 357.SG2 | 1498804.6475
1623 | [5 empty] | B8 | 3519565.63 | 1555939.6079 | 3519565.63 | 1977822.7074 | 1541742.9226 |  | 357 | NA | 357.NA1 | 1541742.9226
1624 | [12 empty] | 357 | NA | 357.NA2 | 0
1625 | 358 | Underground Conductors | [10 empty] | 358 | NA | 358.NA | 0
1626 |  |  |  | T | SG |  | 0 | 0 | 0 | 0 | 0 |  | 358 | SG | 358.SG | 0
1627 |  |  |  | T | SG |  | 1087552.14 | 480788.1506 | 1087552.14 | 611150.7908 | 476401.3492 |  | 358 | SG | 358.SG1 | 476401.3492
1628 |  |  |  | T | SG |  | 6947801.82 | 3071504.0366 | 6947801.82 | 3904322.7634 | 3043479.0566 |  | 358 | SG | 358.SG2 | 3043479.0566
1629 | [5 empty] | B8 | 8035353.96 | 3552292.1873 | 8035353.96 | 4515473.5542 | 3519880.4058 |  | 358 | NA | 358.NA1 | 3519880.4058
1630 | [12 empty] | 358 | NA | 358.NA2 | 0
1631 | 359 | Roads and Trails | [10 empty] | 359 | NA | 359.NA | 0
1632 |  |  |  | T | SG |  | 1863031.54 | 823614.2947 | 1863031.54 | 1046932.0569 | 816099.4831 |  | 359 | SG | 359.SG | 816099.4831
1633 |  |  |  | T | SG |  | 440513.21 | 194743.3358 | 440513.21 | 247546.749 | 192966.461 |  | 359 | SG | 359.SG1 | 192966.461
1634 |  |  |  | T | SG |  | 9633655.61 | 4258873.9374 | 9633655.61 | 5413640.4387 | 4220015.1713 |  | 359 | SG | 359.SG2 | 4220015.1713
1635 | [5 empty] | B8 | 11937200.36 | 5277231.5679 | 11937200.36 | 6708119.2446 | 5229081.1154 |  | 359 | NA | 359.NA1 | 5229081.1154
1636 | [12 empty] | 359 | NA | 359.NA2 | 0
1637 | TP | Unclassified Trans Plant - Acct 300 | [10 empty] | TP | NA | TP.NA | 0
1638 |  |  |  | T | SG |  | 172641894.9269 | 76322021.1081 | 172641894.9269 | 97016250.2819 | 75625644.645 |  | TP | SG | TP.SG | 75625644.645
1639 | [5 empty] | B8 | 172641894.9269 | 76322021.1081 | 172641894.9269 | 97016250.2819 | 75625644.645 |  | TP | NA | TP.NA1 | 75625644.645
1640 | [12 empty] | TP | NA | TP.NA2 | 0
1641 | TS0 | Unclassified Trans Sub Plant - Acct 300 | [10 empty] | TS0 | NA | TS0.NA | 0
1642 |  |  |  | T | SG |  | 0 | 0 | 0 | 0 | 0 |  | TS0 | SG | TS0.SG | 0
1643 | [5 empty] | B8 | 0 | 0 | 0 | 0 | 0 |  | TS0 | NA | TS0.NA1 | 0
1644 | [12 empty] | TS0 | NA | TS0.NA2 | 0
1645 | Total Transmission Plant |  |  |  |  | B8 | 5682605010.2877 | 2512182223.9475 | 5681635111.5969 | 3192799373.7001 | 2488835737.8968 |  | Total Transmission Plant | NA | Total Transmission Plant.NA | 2488835737.8968
1646 | Summary of Transmission Plant by Factor | [11 empty] | Summary of Transmission Plant by Factor | NA | Summary of Transmission Plant by Factor.NA | 0
1647 |  |  | DGP |  |  |  | 0 | 0 | 0 | 0 | 0 |  | Summary of Transmission Plant by Factor | NA | Summary of Transmission Plant by Factor.NA1 | 0
1648 |  |  | DGU |  |  |  | 0 | 0 | 0 | 0 | 0 |  | Summary of Transmission Plant by Factor | NA | Summary of Transmission Plant by Factor.NA2 | 0
1649 |  |  | SG |  |  |  | 5682605010.2877 | 2512182223.9475 | 5681635111.5969 | 3192799373.7001 | 2488835737.8968 |  | Summary of Transmission Plant by Factor | NA | Summary of Transmission Plant by Factor.NA3 | 2488835737.8968
1650 | Total Transmission Plant by Factor | [5 empty] | 5682605010.2877 | 2512182223.9475 | 5681635111.5969 | 3192799373.7001 | 2488835737.8968 |  | Total Transmission Plant by Factor | NA | Total Transmission Plant by Factor.NA | 2488835737.8968
1651 | 360 | Land and Land Rights | [10 empty] | 360 | NA | 360.NA | 0
1652 |  |  |  | DPW | S |  | 61864957.8746 | 36848138.0508 | 61864957.8746 | 25016819.8238 | 36848138.0508 |  | 360 | S | 360.S1 | 36848138.0508
1653 | [5 empty] | B8 | 61864957.8746 | 36848138.0508 | 61864957.8746 | 25016819.8238 | 36848138.0508 |  | 360 | NA | 360.NA1 | 36848138.0508
1654 | [12 empty] | 360 | NA | 360.NA2 | 0
1655 | 361 | Structures and Improvements | [10 empty] | 361 | NA | 361.NA | 0
1656 |  |  |  | DPW | S |  | 106274997.2585 | 53649356.9546 | 106274997.2585 | 52625640.3038 | 53649356.9546 |  | 361 | S | 361.S1 | 53649356.9546
1657 | [5 empty] | B8 | 106274997.2585 | 53649356.9546 | 106274997.2585 | 52625640.3038 | 53649356.9546 |  | 361 | NA | 361.NA1 | 53649356.9546
1658 | [12 empty] | 361 | NA | 361.NA2 | 0
1659 | 362 | Station Equipment | [10 empty] | 362 | NA | 362.NA | 0
1660 |  |  |  | DPW | S |  | 927223230.5562 | 449954043.4123 | 927223230.5562 | 477269187.1438 | 449954043.4123 |  | 362 | S | 362.S1 | 449954043.4123
1661 | [5 empty] | B8 | 927223230.5562 | 449954043.4123 | 927223230.5562 | 477269187.1438 | 449954043.4123 |  | 362 | NA | 362.NA1 | 449954043.4123
1662 | [12 empty] | 362 | NA | 362.NA2 | 0
1663 | 363 | Storage Battery Equipment | [10 empty] | 363 | NA | 363.NA | 0
1664 |  |  |  | DPW | S |  | 0 | 0 | 0 | 0 | 0 |  | 363 | S | 363.S1 | 0
1665 | [5 empty] | B8 | 0 | 0 | 0 | 0 | 0 |  | 363 | NA | 363.NA1 | 0
1666 | [12 empty] | 363 | NA | 363.NA2 | 0
1667 | 364 | Poles, Towers & Fixtures | [10 empty] | 364 | NA | 364.NA | 0
1668 |  |  |  | DPW | S |  | 1095817610.47 | 353004261.6431 | 1095817610.47 | 742813348.8269 | 353004261.6431 |  | 364 | S | 364.S1 | 353004261.6431
1669 | [5 empty] | B8 | 1095817610.47 | 353004261.6431 | 1095817610.47 | 742813348.8269 | 353004261.6431 |  | 364 | NA | 364.NA1 | 353004261.6431
1670 | [12 empty] | 364 | NA | 364.NA2 | 0
1671 | 365 | Overhead Conductors | [10 empty] | 365 | NA | 365.NA | 0
1672 |  |  |  | DPW | S |  | 713952386.71 | 223337309.5231 | 713952386.71 | 490615077.1869 | 223337309.5231 |  | 365 | S | 365.S1 | 223337309.5231
1673 | [5 empty] | B8 | 713952386.71 | 223337309.5231 | 713952386.71 | 490615077.1869 | 223337309.5231 |  | 365 | NA | 365.NA1 | 223337309.5231
1674 | [12 empty] | 365 | NA | 365.NA2 | 0
1675 | 366 | Underground Conduit | [10 empty] | 366 | NA | 366.NA | 0
1676 |  |  |  | DPW | S |  | 343926174.2531 | 185511737.44 | 343926174.2531 | 158414436.8131 | 185511737.44 |  | 366 | S | 366.S1 | 185511737.44
1677 | [5 empty] | B8 | 343926174.2531 | 185511737.44 | 343926174.2531 | 158414436.8131 | 185511737.44 |  | 366 | NA | 366.NA1 | 185511737.44
1678 | [12 empty] | 366 | NA | 366.NA2 | 0
1679 | [12 empty] | 366 | NA | 366.NA3 | 0
1680 | [12 empty] | 366 | NA | 366.NA4 | 0
1681 | [12 empty] | 366 | NA | 366.NA5 | 0
1682 | 367 | Underground Conductors | [10 empty] | 367 | NA | 367.NA | 0
1683 |  |  |  | DPW | S |  | 802972347.6462 | 504853416.8315 | 802972347.6462 | 298118930.8146 | 504853416.8315 |  | 367 | S | 367.S1 | 504853416.8315
1684 | [5 empty] | B8 | 802972347.6462 | 504853416.8315 | 802972347.6462 | 298118930.8146 | 504853416.8315 |  | 367 | NA | 367.NA1 | 504853416.8315
1685 | [12 empty] | 367 | NA | 367.NA2 | 0
1686 | 368 | Line Transformers | [10 empty] | 368 | NA | 368.NA | 0
1687 |  |  |  | DPW | S |  | 1246429396.1231 | 480346340.5369 | 1246429396.1231 | 766083055.5862 | 480346340.5369 |  | 368 | S | 368.S1 | 480346340.5369
1688 | [5 empty] | B8 | 1246429396.1231 | 480346340.5369 | 1246429396.1231 | 766083055.5862 | 480346340.5369 |  | 368 | NA | 368.NA1 | 480346340.5369
1689 | [12 empty] | 368 | NA | 368.NA2 | 0
1690 | 369 | Services | [10 empty] | 369 | NA | 369.NA | 0
1691 |  |  |  | DPW | S |  | 694045111.2815 | 264418427.8831 | 694045111.2815 | 429626683.3985 | 264418427.8831 |  | 369 | S | 369.S1 | 264418427.8831
1692 | [5 empty] | B8 | 694045111.2815 | 264418427.8831 | 694045111.2815 | 429626683.3985 | 264418427.8831 |  | 369 | NA | 369.NA1 | 264418427.8831
1693 | [12 empty] | 369 | NA | 369.NA2 | 0
1694 | 370 | Meters | [10 empty] | 370 | NA | 370.NA | 0
1695 |  |  |  | DPW | S |  | 183025641.5738 | 77439923.7023 | 182029708.1618 | 105585717.8715 | 76443990.2902 |  | 370 | S | 370.S1 | 76443990.2902
1696 | [5 empty] | B8 | 183025641.5738 | 77439923.7023 | 182029708.1618 | 105585717.8715 | 76443990.2902 |  | 370 | NA | 370.NA1 | 76443990.2902
1697 | [12 empty] | 370 | NA | 370.NA2 | 0
1698 | 371 | Installations on Customers' Premises | [10 empty] | 371 | NA | 371.NA | 0
1699 |  |  |  | DPW | S |  | 8849655.8485 | 4339903.5046 | 8849655.8485 | 4509752.3438 | 4339903.5046 |  | 371 | S | 371.S1 | 4339903.5046
1700 | [5 empty] | B8 | 8849655.8485 | 4339903.5046 | 8849655.8485 | 4509752.3438 | 4339903.5046 |  | 371 | NA | 371.NA1 | 4339903.5046
1701 | [12 empty] | 371 | NA | 371.NA2 | 0
1702 | 372 | Leased Property | [10 empty] | 372 | NA | 372.NA | 0
1703 |  |  |  | DPW | S |  | 0 | 0 | 0 | 0 | 0 |  | 372 | S | 372.S1 | 0
1704 | [5 empty] | B8 | 0 | 0 | 0 | 0 | 0 |  | 372 | NA | 372.NA1 | 0
1705 | [12 empty] | 372 | NA | 372.NA2 | 0
1706 | 373 | Street Lights | [10 empty] | 373 | NA | 373.NA2 | 0
1707 |  |  |  | DPW | S |  | 61242889.49 | 22022824.6062 | 61242889.49 | 39220064.8838 | 22022824.6062 |  | 373 | S | 373.S1 | 22022824.6062
1708 | [5 empty] | B8 | 61242889.49 | 22022824.6062 | 61242889.49 | 39220064.8838 | 22022824.6062 |  | 373 | NA | 373.NA3 | 22022824.6062
1709 | [12 empty] | 373 | NA | 373.NA4 | 0
1710 | DP | Unclassified Dist Plant - Acct 300 | [10 empty] | DP | NA | DP.NA | 0
1711 |  |  |  | DPW | S |  | 37257917.8369 | 15375258.1346 | 37257917.8369 | 21882659.7023 | 15375258.1346 |  | DP | S | DP.S | 15375258.1346
1712 | [5 empty] | B8 | 37257917.8369 | 15375258.1346 | 37257917.8369 | 21882659.7023 | 15375258.1346 |  | DP | NA | DP.NA1 | 15375258.1346
1713 | [12 empty] | DP | NA | DP.NA2 | 0
1714 | DS0 | Unclassified Dist Sub Plant - Acct 300 | [10 empty] | DS0 | NA | DS0.NA | 0
1715 |  |  |  | DPW | S |  | 0 | 0 | 0 | 0 | 0 |  | DS0 | S | DS0.S | 0
1716 | [5 empty] | B8 | 0 | 0 | 0 | 0 | 0 |  | DS0 | NA | DS0.NA1 | 0
1717 | [12 empty] | DS0 | NA | DS0.NA2 | 0
1718 | [12 empty] | DS0 | NA | DS0.NA3 | 0
1719 | Total Distribution Plant |  |  |  |  | B8 | 6282882316.9223 | 2671100942.2231 | 6281886383.5102 | 3611781374.6992 | 2670105008.811 |  | Total Distribution Plant | NA | Total Distribution Plant.NA | 2670105008.811
1720 | [12 empty] | Total Distribution Plant | NA | Total Distribution Plant.NA1 | 0
1721 | Summary of Distribution Plant by Factor | [11 empty] | Summary of Distribution Plant by Factor | NA | Summary of Distribution Plant by Factor.NA | 0
1722 |  |  | S |  |  |  | 6282882316.9223 | 2671100942.2231 | 6281886383.5102 | 3611781374.6992 | 2670105008.811 |  | Summary of Distribution Plant by Factor | NA | Summary of Distribution Plant by Factor.NA1 | 2670105008.811
1723 | [12 empty] | Summary of Distribution Plant by Factor | NA | Summary of Distribution Plant by Factor.NA2 | 0
1724 | Total Distribution Plant by Factor | [5 empty] | 6282882316.9223 | 2671100942.2231 | 6281886383.5102 | 3611781374.6992 | 2670105008.811 |  | Total Distribution Plant by Factor | NA | Total Distribution Plant by Factor.NA | 2670105008.811
1725 | 389 | Land and Land Rights | [10 empty] | 389 | NA | 389.NA | 0
1726 |  |  |  | G-SITUS | S |  | 12746727.1438 | 4068287.04 | 12746727.1438 | 8678440.1038 | 4068287.04 |  | 389 | S | 389.S | 4068287.04
1727 |  |  |  | CUST | CN |  | 1128505.79 | 527009.8196 | 1128505.79 | 601495.9704 | 527009.8196 |  | 389 | CN | 389.CN | 527009.8196
1728 |  |  |  | G-DGU | SG |  | 332.32 | 146.913 | 332.32 | 186.7475 | 145.5725 |  | 389 | SG | 389.SG | 145.5725
1729 |  |  |  | G-SG | SG |  | 1227.55 | 542.6788 | 1227.55 | 689.8227 | 537.7273 |  | 389 | SG | 389.SG1 | 537.7273
1730 |  |  |  | PTD | SO |  | 7516302.2 | 3271434.9652 | 7516302.2 | 4261792.9339 | 3254509.2661 |  | 389 | SO | 389.SO | 3254509.2661
1731 | [5 empty] | B8 | 21393095.0038 | 7867421.4166 | 21393095.0038 | 13542605.5784 | 7850489.4255 |  | 389 | NA | 389.NA1 | 7850489.4255
1732 | [12 empty] | 389 | NA | 389.NA2 | 0
1733 | 390 | Structures and Improvements | [10 empty] | 390 | NA | 390.NA | 0
1734 |  |  |  | G-SITUS | S |  | 122347246.5777 | 43118513.0862 | 122347246.5777 | 79228733.4915 | 43118513.0862 |  | 390 | S | 390.S | 43118513.0862
1735 |  |  |  | G-DGP | SG |  | 336090.9623 | 148580.0508 | 336090.9623 | 188866.5838 | 147224.3785 |  | 390 | SG | 390.SG | 147224.3785
1736 |  |  |  | G-DGU | SG |  | 1599259.4477 | 707005.1761 | 1599259.4477 | 898705.1197 | 700554.328 |  | 390 | SG | 390.SG1 | 700554.328
1737 |  |  |  | CUST | CN |  | 8273399.2146 | 3863659.953 | 8273399.2146 | 4409739.2617 | 3863659.953 |  | 390 | CN | 390.CN | 3863659.953
1738 |  |  |  | G-SG | SG |  | 5680831.3331 | 2511398.1117 | 5680831.3331 | 3192347.6897 | 2488483.6434 |  | 390 | SG | 390.SG2 | 2488483.6434
1739 |  |  |  | P | SE |  | 315268.6431 | 136103.0047 | 315268.6431 | 179668.366 | 135600.2771 |  | 390 | SE | 390.SE | 135600.2771
1740 |  |  |  | PTD | SO |  | 97790289.5823 | 42562760.7942 | 97790289.5823 | 55447739.3353 | 42342550.247 |  | 390 | SO | 390.SO | 42342550.247
1741 | [5 empty] | B8 | 236342385.7608 | 93048020.1766 | 236342385.7608 | 143545799.8477 | 92796585.9131 |  | 390 | NA | 390.NA1 | 92796585.9131
1742 | [12 empty] | 390 | NA | 390.NA2 | 0
1743 | 391 | Office Furniture & Equipment | [10 empty] | 391 | NA | 391.NA | 0
1744 |  |  |  | G-SITUS | S |  | 9882506.8738 | 2276308.1231 | 9882506.8738 | 7606198.7508 | 2276308.1231 |  | 391 | S | 391.S | 2276308.1231
1745 |  |  |  | G-DGP | SG |  | 3695.55 | 1633.7393 | 3695.55 | 2076.7173 | 1618.8327 |  | 391 | SG | 391.SG | 1618.8327
1746 |  |  |  | G-DGU | SG |  | 0 | 0 | 0 | 0 | 0 |  | 391 | SG | 391.SG1 | 0
1747 |  |  |  | CUST | CN |  | 6532030.9969 | 3050444.6745 | 6532030.9969 | 3481586.3224 | 3050444.6745 |  | 391 | CN | 391.CN | 3050444.6745
1748 |  |  |  | G-SG | SG |  | 3711874.5615 | 1640956.0886 | 3711874.5615 | 2085890.8646 | 1625983.6969 |  | 391 | SG | 391.SG2 | 1625983.6969
1749 |  |  |  | P | SE |  | 71048.6938 | 30672.0663 | 71048.6938 | 40489.9219 | 30558.772 |  | 391 | SE | 391.SE | 30558.772
1750 |  |  |  | PTD | SO |  | 60764995.8538 | 26447676.9036 | 60764995.8538 | 34454153.528 | 26310842.3259 |  | 391 | SO | 391.SO | 26310842.3259
1751 |  |  |  | G-SG | SG |  | 90667.14 | 40082.3877 | 90667.14 | 50950.4715 | 39716.6685 |  | 391 | SG | 391.SG3 | 39716.6685
1752 |  |  |  | G-SG | SG |  | 0 | 0 | 0 | 0 | 0 |  | 391 | SG | 391.SG4 | 0
1753 | [5 empty] | B8 | 81056819.67 | 33487773.9832 | 81056819.67 | 47721346.5764 | 33335473.0936 |  | 391 | NA | 391.NA1 | 33335473.0936
1754 | [12 empty] | 391 | NA | 391.NA2 | 0
1755 | 392 | Transportation Equipment | [10 empty] | 392 | NA | 392.NA | 0
1756 |  |  |  | G-SITUS | S |  | 79900280.5085 | 33354822.6538 | 79900280.5085 | 46545457.8546 | 33354822.6538 |  | 392 | S | 392.S | 33354822.6538
1757 |  |  |  | PTD | SO |  | 7231399.1308 | 3147432.2525 | 7231399.1308 | 4100251.0141 | 3131148.1166 |  | 392 | SO | 392.SO | 3131148.1166
1758 |  |  |  | G-SG | SG |  | 19018336.9431 | 8407680.6167 | 19018336.9431 | 10687369.5843 | 8330967.3588 |  | 392 | SG | 392.SG | 8330967.3588
1759 |  |  |  | CUST | CN |  | 0 | 0 | 0 | 0 | 0 |  | 392 | CN | 392.CN | 0
1760 |  |  |  | G-DGU | SG |  | 610817.1585 | 270031.7908 | 610817.1585 | 343249.1884 | 267567.97 |  | 392 | SG | 392.SG1 | 267567.97
1761 |  |  |  | P | SE |  | 586482.2846 | 253187.2513 | 586482.2846 | 334230.2385 | 252252.0461 |  | 392 | SE | 392.SE | 252252.0461
1762 |  |  |  | G-DGP | SG |  | 74123.1915 | 32768.5918 | 74123.1915 | 41653.5865 | 32469.605 |  | 392 | SG | 392.SG2 | 32469.605
1763 |  |  |  | G-SG | SG |  | 329051.2554 | 145467.9171 | 329051.2554 | 184910.6149 | 144140.6405 |  | 392 | SG | 392.SG3 | 144140.6405
1764 |  |  |  | G-DGU | SG |  | 44655.09 | 19741.2495 | 44655.09 | 25093.9634 | 19561.1266 |  | 392 | SG | 392.SG4 | 19561.1266
1765 | [5 empty] | B8 | 107795145.5623 | 45631132.3236 | 107795145.5623 | 62262216.0448 | 45532929.5176 |  | 392 | NA | 392.NA1 | 45532929.5176
1766 | [12 empty] | 392 | NA | 392.NA2 | 0
1767 | 393 | Stores Equipment | [10 empty] | 393 | NA | 393.NA | 0
1768 |  |  |  | G-SITUS | S |  | 8890507.5492 | 3762023.5131 | 8890507.5492 | 5128484.0362 | 3762023.5131 |  | 393 | S | 393.S | 3762023.5131
1769 |  |  |  | G-DGP | SG |  | 0 | 0 | 0 | 0 | 0 |  | 393 | SG | 393.SG | 0
1770 |  |  |  | G-DGU | SG |  | 0 | 0 | 0 | 0 | 0 |  | 393 | SG | 393.SG1 | 0
1771 |  |  |  | PTD | SO |  | 191789.4438 | 83475.4479 | 191789.4438 | 108745.8799 | 83043.5639 |  | 393 | SO | 393.SO | 83043.5639
1772 |  |  |  | G-SG | SG |  | 5623648.8092 | 2486118.6985 | 5623648.8092 | 3160213.9249 | 2463434.8843 |  | 393 | SG | 393.SG2 | 2463434.8843
1773 |  |  |  | G-DGU | SG |  | 53970.76 | 23859.5475 | 53970.76 | 30328.9115 | 23641.8485 |  | 393 | SG | 393.SG3 | 23641.8485
1774 | [5 empty] | B8 | 14759916.5623 | 6355477.2069 | 14759916.5623 | 8427772.7526 | 6332143.8097 |  | 393 | NA | 393.NA1 | 6332143.8097
1775 | [12 empty] | 393 | NA | 393.NA2 | 0
1776 | 394 | Tools, Shop & Garage Equipment | [10 empty] | 394 | NA | 394.NA | 0
1777 |  |  |  | G-SITUS | S |  | 33620341.1685 | 13158054.4454 | 33620341.1685 | 20462286.7231 | 13158054.4454 |  | 394 | S | 394.S | 13158054.4454
1778 |  |  |  | G-DGP | SG |  | 125172.8392 | 55336.7656 | 125172.8392 | 70340.9766 | 54831.8626 |  | 394 | SG | 394.SG | 54831.8626
1779 |  |  |  | G-SG | SG |  | 23077916.1462 | 10202350.9646 | 23077916.1462 | 12968653.349 | 10109262.7972 |  | 394 | SG | 394.SG1 | 10109262.7972
1780 |  |  |  | PTD | SO |  | 3718263.9269 | 1618356.7793 | 3718263.9269 | 2108280.1767 | 1609983.7502 |  | 394 | SO | 394.SO | 1609983.7502
1781 |  |  |  | P | SE |  | 46700.5154 | 20160.8394 | 46700.5154 | 26614.1447 | 20086.3707 |  | 394 | SE | 394.SE | 20086.3707
1782 |  |  |  | G-DGU | SG |  | 10479.2262 | 4632.6862 | 10479.2262 | 5888.8095 | 4590.4167 |  | 394 | SG | 394.SG2 | 4590.4167
1783 |  |  |  | G-SG | SG |  | 1634390.0069 | 722535.7939 | 1634390.0069 | 918446.7654 | 715943.2415 |  | 394 | SG | 394.SG3 | 715943.2415
1784 |  |  |  | G-SG | SG |  | 89913.38 | 39749.1634 | 89913.38 | 50526.8955 | 39386.4845 |  | 394 | SG | 394.SG4 | 39386.4845
1785 | [5 empty] | B8 | 62323177.2092 | 25821177.4376 | 62323177.2092 | 36611037.8405 | 25712139.3688 |  | 394 | NA | 394.NA1 | 25712139.3688
1786 | [12 empty] | 394 | NA | 394.NA2 | 0
1787 | 395 | Laboratory Equipment | [10 empty] | 395 | NA | 395.NA | 0
1788 |  |  |  | G-SITUS | S |  | 21054502.5662 | 7471102.8608 | 21054502.5662 | 13583399.7054 | 7471102.8608 |  | 395 | S | 395.S | 7471102.8608
1789 |  |  |  | G-DGP | SG |  | 1517.68 | 670.9403 | 1517.68 | 852.8615 | 664.8185 |  | 395 | SG | 395.SG | 664.8185
1790 |  |  |  | G-DGU | SG |  | 0 | 0 | 0 | 0 | 0 |  | 395 | SG | 395.SG1 | 0
1791 |  |  |  | PTD | SO |  | 4616954.2823 | 2009507.5038 | 4616954.2823 | 2617843.537 | 1999110.7453 |  | 395 | SO | 395.SO | 1999110.7453
1792 |  |  |  | P | SE |  | 272721.4492 | 117735.1745 | 272721.4492 | 155421.1567 | 117300.2926 |  | 395 | SE | 395.SE | 117300.2926
1793 |  |  |  | G-SG | SG |  | 6027745.8869 | 2664763.0867 | 6027745.8869 | 3387296.5994 | 2640449.2875 |  | 395 | SG | 395.SG2 | 2640449.2875
1794 |  |  |  | G-SG | SG |  | 227251.0162 | 100463.7771 | 227251.0162 | 127703.8894 | 99547.1267 |  | 395 | SG | 395.SG3 | 99547.1267
1795 |  |  |  | G-SG | SG |  | 14021.51 | 6198.6691 | 14021.51 | 7879.3987 | 6142.1113 |  | 395 | SG | 395.SG4 | 6142.1113
1796 | [5 empty] | B8 | 32214714.3908 | 12370442.0123 | 32214714.3908 | 19880397.1481 | 12334317.2427 |  | 395 | NA | 395.NA1 | 12334317.2427
1797 | [12 empty] | 395 | NA | 395.NA2 | 0
1798 | 396 | Power Operated Equipment | [10 empty] | 396 | NA | 396.NA | 0
1799 |  |  |  | G-SITUS | S |  | 118839649.4315 | 46634265.8685 | 118839649.4315 | 72205383.5631 | 46634265.8685 |  | 396 | S | 396.S | 46634265.8685
1800 |  |  |  | G-DGP | SG |  | 673779.6569 | 297866.4317 | 673779.6569 | 378631.0146 | 295148.6424 |  | 396 | SG | 396.SG | 295148.6424
1801 |  |  |  | G-SG | SG |  | 40700170.1438 | 17992847.2526 | 40700170.1438 | 22871493.0108 | 17828677.1331 |  | 396 | SG | 396.SG1 | 17828677.1331
1802 |  |  |  | PTD | SO |  | 1956095.9638 | 851381.512 | 1956095.9638 | 1109119.3163 | 846976.6476 |  | 396 | SO | 396.SO | 846976.6476
1803 |  |  |  | G-DGU | SG |  | 1374094.1238 | 607463.4478 | 1374094.1238 | 772173.2867 | 601920.8371 |  | 396 | SG | 396.SG2 | 601920.8371
1804 |  |  |  | P | SE |  | 124603.9792 | 53792.1431 | 124603.9792 | 71010.5297 | 53593.4495 |  | 396 | SE | 396.SE | 53593.4495
1805 |  |  |  | P | SG |  | 0 | 0 | 0 | 0 | 0 |  | 396 | SG | 396.SG3 | 0
1806 |  |  |  | G-SG | SG |  | 955086.1377 | 422227.2027 | 955086.1377 | 536711.4154 | 418374.7223 |  | 396 | SG | 396.SG4 | 418374.7223
1807 | [5 empty] | B8 | 164623479.4369 | 66859843.8583 | 164623479.4369 | 97944522.1365 | 66678957.3005 |  | 396 | NA | 396.NA1 | 66678957.3005
1808 | 397 | Communication Equipment | [10 empty] | 397 | NA | 397.NA | 0
1809 |  |  |  | G-SITUS | S |  | 175899030.59 | 55705314.8369 | 175899030.59 | 120193715.7531 | 55705314.8369 |  | 397 | S | 397.S | 55705314.8369
1810 |  |  |  | G-DGP | SG |  | 674378.8754 | 298131.3359 | 674378.8754 | 378967.7458 | 295411.1295 |  | 397 | SG | 397.SG | 295411.1295
1811 |  |  |  | G-DGU | SG |  | 1301971.2 | 575579.14 | 1301971.2 | 731643.7522 | 570327.4478 |  | 397 | SG | 397.SG1 | 570327.4478
1812 |  |  |  | PTD | SO |  | 79210194.2538 | 34475862.224 | 79210194.2538 | 44912702.7074 | 34297491.5464 |  | 397 | SO | 397.SO | 34297491.5464
1813 |  |  |  | CUST | CN |  | 3505926.6231 | 1637260.3256 | 3505926.6231 | 1868666.2975 | 1637260.3256 |  | 397 | CN | 397.CN | 1637260.3256
1814 |  |  |  | G-SG | SG |  | 150826825.2531 | 66677952.9123 | 150826825.2531 | 84757254.5133 | 66069570.7398 |  | 397 | SG | 397.SG2 | 66069570.7398
1815 |  |  |  | P | SE |  | 324078.2723 | 139906.1645 | 324078.2723 | 184688.8834 | 139389.3889 |  | 397 | SE | 397.SE | 139389.3889
1816 |  |  |  | G-SG | SG |  | 1151789.1508 | 509186.2315 | 1151789.1508 | 647248.8301 | 504540.3206 |  | 397 | SG | 397.SG3 | 504540.3206
1817 |  |  |  | G-SG | SG |  | 16632.87 | 7353.1066 | 16632.87 | 9346.8545 | 7286.0155 |  | 397 | SG | 397.SG4 | 7286.0155
1818 | [5 empty] | B8 | 412910827.0885 | 160026546.2772 | 412910827.0885 | 253684235.3374 | 159226591.751 |  | 397 | NA | 397.NA1 | 159226591.751
1819 | [12 empty] | 397 | NA | 397.NA2 | 0
1820 | 398 | Misc. Equipment | [10 empty] | 398 | NA | 398.NA | 0
1821 |  |  |  | G-SITUS | S |  | 2538185.7331 | 982469.9969 | 2538185.7331 | 1555715.7362 | 982469.9969 |  | 398 | S | 398.S | 982469.9969
1822 |  |  |  | G-DGP | SG |  | 0 | 0 | 0 | 0 | 0 |  | 398 | SG | 398.SG | 0
1823 |  |  |  | G-DGU | SG |  | 0 | 0 | 0 | 0 | 0 |  | 398 | SG | 398.SG1 | 0
1824 |  |  |  | CUST | CN |  | 216484.44 | 101097.7761 | 216484.44 | 115386.6639 | 101097.7761 |  | 398 | CN | 398.CN | 101097.7761
1825 |  |  |  | PTD | SO |  | 2527312.7777 | 1100000.9272 | 2527312.7777 | 1433003.0181 | 1094309.7596 |  | 398 | SO | 398.SO | 1094309.7596
1826 |  |  |  | P | SE |  | 1781.6185 | 769.1333 | 1781.6185 | 1015.3261 | 766.2924 |  | 398 | SE | 398.SE | 766.2924
1827 |  |  |  | G-SG | SG |  | 2368570.4054 | 1047104.3576 | 2368570.4054 | 1331020.0248 | 1037550.3806 |  | 398 | SG | 398.SG2 | 1037550.3806
1828 |  |  |  | G-SG | SG |  | 0 | 0 | 0 | 0 | 0 |  | 398 | SG | 398.SG3 | 0
1829 | [5 empty] | B8 | 7652334.9746 | 3231442.1911 | 7652334.9746 | 4436140.769 | 3216194.2056 |  | 398 | NA | 398.NA1 | 3216194.2056
1830 | [12 empty] | 398 | NA | 398.NA2 | 0
1831 | 399 | Coal Mine | [10 empty] | 399 | NA | 399.NA | 0
1832 |  |  |  | P | SE |  | 140001261.8177 | 60439224.8282 | 335784035.452 | 191359877.7155 | 144424157.7365 |  | 399 | SE | 399.SE | 144424157.7365
1833 | MP |  |  | P | SE |  | 0 | 0 | 0 | 0 | 0 |  | MP | SE | MP.SE | 0
1834 | [5 empty] | B8 | 140001261.8177 | 60439224.8282 | 335784035.452 | 191359877.7155 | 144424157.7365 |  | MP | NA | MP.NA | 144424157.7365
1835 | [12 empty] | MP | NA | MP.NA1 | 0
1836 | 399L | WIDCO Capital Lease | [10 empty] | 399L | NA | 399L.NA | 0
1837 |  |  |  | P | SE |  | 0 | 0 | 0 | 0 | 0 |  | 399L | SE | 399L.SE | 0
1838 | [6 empty] | 0 | 0 | 0 | 0 | 0 |  | 399L | NA | 399L.NA1 | 0
1839 | [12 empty] | 399L | NA | 399L.NA2 | 0
1840 |  | Remove Capital Leases |  |  |  |  | 0 | 0 | 0 | 0 | 0 |  | 399L | NA | 399L.NA3 | 0
1841 | [6 empty] | 0 | 0 | 0 | 0 | 0 |  | 399L | NA | 399L.NA4 | 0
1842 | [12 empty] | 399L | NA | 399L.NA5 | 0
1843 | 1011390 | General Capital Leases | [10 empty] | 1011390 | NA | 1011390.NA | 0
1844 |  |  |  | G-SITUS | S |  | 8399104.2515 | 6690734.0038 | 8399104.2515 | 1708370.2477 | 6690734.0038 |  | 1011390 | S | 1011390.S | 6690734.0038
1845 |  |  |  | P | SG |  | 12677506.89 | 5604508.3893 | 12677506.89 | 7124135.0885 | 5553371.8015 |  | 1011390 | SG | 1011390.SG | 5553371.8015
1846 |  |  |  | PTD | SO |  | 2067280.65 | 899774.1205 | 2067280.65 | 1172161.7668 | 895118.8832 |  | 1011390 | SO | 1011390.SO | 895118.8832
1847 | [5 empty] | B9 | 23143891.7915 | 13195016.5136 | 23143891.7915 | 10004667.103 | 13139224.6886 |  | 1011390 | NA | 1011390.NA1 | 13139224.6886
1848 | [12 empty] | 1011390 | NA | 1011390.NA2 | 0
1849 |  | Remove Capital Leases |  |  |  |  | -23143891.7915 | -13195016.5136 | -23143891.7915 | -10004667.103 | -13139224.6886 |  | 1011390 | NA | 1011390.NA3 | -13139224.6886
1850 | [6 empty] | 0 | 0 | 0 | 0 | 0 |  | 1011390 | NA | 1011390.NA4 | 0
1851 | [12 empty] | 1011390 | NA | 1011390.NA5 | 0
1852 | 1011346 | General Gas Line Capital Leases | [10 empty] | 1011346 | NA | 1011346.NA | 0
1853 |  |  |  | P | SG |  | 0 | 0 | 0 | 0 | 0 |  | 1011346 | SG | 1011346.SG | 0
1854 | [5 empty] | B9 | 0 | 0 | 0 | 0 | 0 |  | 1011346 | NA | 1011346.NA1 | 0
1855 | [12 empty] | 1011346 | NA | 1011346.NA2 | 0
1856 |  | Remove Capital Leases |  |  |  |  | 0 | 0 | 0 | 0 | 0 |  | 1011346 | NA | 1011346.NA3 | 0
1857 | [6 empty] | 0 | 0 | 0 | 0 | 0 |  | 1011346 | NA | 1011346.NA4 | 0
1858 | [12 empty] | 1011346 | NA | 1011346.NA5 | 0
1859 | GP | Unclassified Gen Plant - Acct 300 | [10 empty] | GP | NA | GP.NA | 0
1860 |  |  |  | G-SITUS | S |  | 0 | 0 | 0 | 0 | 0 |  | GP | S | GP.S | 0
1861 |  |  |  | PTD | SO |  | 7176244.9138 | 3123426.6405 | 7176244.9138 | 4068978.2093 | 3107266.7046 |  | GP | SO | GP.SO | 3107266.7046
1862 |  |  |  | CUST | CN |  | 0 | 0 | 0 | 0 | 0 |  | GP | CN | GP.CN | 0
1863 |  |  |  | G-SG | SG |  | 331858.0154 | 146708.7376 | 331858.0154 | 186487.8759 | 145370.1395 |  | GP | SG | GP.SG | 145370.1395
1864 |  |  |  | G-DGP | SG |  | 0 | 0 | 0 | 0 | 0 |  | GP | SG | GP.SG1 | 0
1865 |  |  |  | G-DGU | SG |  | 0 | 0 | 0 | 0 | 0 |  | GP | SG | GP.SG2 | 0
1866 | [5 empty] | B8 | 7508102.9292 | 3270135.3781 | 7508102.9292 | 4255466.0852 | 3252636.844 |  | GP | NA | GP.NA1 | 3252636.844
1867 | [12 empty] | GP | NA | GP.NA2 | 0
1868 | 399G | Unclassified Gen Plant - Acct 300 | [10 empty] | 399G | NA | 399G.NA | 0
1869 |  |  |  | G-SITUS | S |  | 0 | 0 | 0 | 0 | 0 |  | 399G | S | 399G.S | 0
1870 |  |  |  | PTD | SO |  | 0 | 0 | 0 | 0 | 0 |  | 399G | SO | 399G.SO | 0
1871 |  |  |  | G-SG | SG |  | 0 | 0 | 0 | 0 | 0 |  | 399G | SG | 399G.SG | 0
1872 |  |  |  | G-DGP | SG |  | 0 | 0 | 0 | 0 | 0 |  | 399G | SG | 399G.SG1 | 0
1873 |  |  |  | G-DGU | SG |  | 0 | 0 | 0 | 0 | 0 |  | 399G | SG | 399G.SG2 | 0
1874 | [5 empty] | B8 | 0 | 0 | 0 | 0 | 0 |  | 399G | NA | 399G.NA1 | 0
1875 | [12 empty] | 399G | NA | 399G.NA2 | 0
1876 | Total General Plant |  |  |  |  | B8 | 1288581260.4062 | 518408637.0896 | 1484364034.0405 | 883671417.832 | 600692616.2085 |  | Total General Plant | NA | Total General Plant.NA | 600692616.2085
1877 | [12 empty] | Total General Plant | NA | Total General Plant.NA1 | 0
1878 | Summary of General Plant by Factor | [11 empty] | Summary of General Plant by Factor | NA | Summary of General Plant by Factor.NA | 0
1879 |  |  | S |  |  |  | 594118082.3938 | 217221896.4285 | 594118082.3938 | 376896185.9654 | 217221896.4285 |  | Summary of General Plant by Factor | NA | Summary of General Plant by Factor.NA1 | 217221896.4285
1880 |  |  | DGP |  |  |  | 0 | 0 | 0 | 0 | 0 |  | Summary of General Plant by Factor | NA | Summary of General Plant by Factor.NA2 | 0
1881 |  |  | DGU |  |  |  | 0 | 0 | 0 | 0 | 0 |  | Summary of General Plant by Factor | NA | Summary of General Plant by Factor.NA3 | 0
1882 |  |  | SG |  |  |  | 281439652.4862 | 124419643.9502 | 281439652.4862 | 158155236.7483 | 123284415.7378 |  | Summary of General Plant by Factor | NA | Summary of General Plant by Factor.NA4 | 123284415.7378
1883 |  |  | SO |  |  |  | 274767122.9792 | 119591090.0706 | 274767122.9792 | 155794771.4229 | 118972351.5563 |  | Summary of General Plant by Factor | NA | Summary of General Plant by Factor.NA5 | 118972351.5563
1884 |  |  | SE |  |  |  | 141743947.2738 | 61191550.6052 | 337526720.9082 | 192353016.2825 | 145173704.6257 |  | Summary of General Plant by Factor | NA | Summary of General Plant by Factor.NA6 | 145173704.6257
1885 |  |  | CN |  |  |  | 19656347.0646 | 9179472.5487 | 19656347.0646 | 10476874.5159 | 9179472.5487 |  | Summary of General Plant by Factor | NA | Summary of General Plant by Factor.NA7 | 9179472.5487
1886 |  |  | DEU |  |  |  | 0 | 0 | 0 | 0 | 0 |  | Summary of General Plant by Factor | NA | Summary of General Plant by Factor.NA8 | 0
1887 |  |  | SSGCT |  |  |  | 0 | 0 | 0 | 0 | 0 |  | Summary of General Plant by Factor | NA | Summary of General Plant by Factor.NA9 | 0
1888 |  |  | SSGCH |  |  |  | 0 | 0 | 0 | 0 | 0 |  | Summary of General Plant by Factor | NA | Summary of General Plant by Factor.NA10 | 0
1889 |  |  | Less Capital Leases |  |  |  | -23143891.7915 | -13195016.5136 | -23143891.7915 | -10004667.103 | -13139224.6886 |  | Summary of General Plant by Factor | NA | Summary of General Plant by Factor.NA11 | -13139224.6886
1890 | Total General Plant by Factor | [5 empty] | 1288581260.4062 | 518408637.0896 | 1484364034.0405 | 883671417.832 | 600692616.2085 |  | Total General Plant by Factor | NA | Total General Plant by Factor.NA | 600692616.2085
1891 | 301 | Organization | [10 empty] | 301 | NA | 301.NA | 0
1892 |  |  |  | I-SITUS | S |  | 0 | 0 | 0 | 0 | 0 |  | 301 | S | 301.S | 0
1893 |  |  |  | PTD | SO |  | 0 | 0 | 0 | 0 | 0 |  | 301 | SO | 301.SO | 0
1894 |  |  |  | I-SG | SG |  | 0 | 0 | 0 | 0 | 0 |  | 301 | SG | 301.SG | 0
1895 | [5 empty] | B8 | 0 | 0 | 0 | 0 | 0 |  | 301 | NA | 301.NA1 | 0
1896 | 302 | Franchise & Consent | [10 empty] | 302 | NA | 302.NA | 0
1897 |  |  |  | I-SITUS | S |  | -31081214.85 | -32081214.85 | 1000000 | 1000000 | 0 |  | 302 | S | 302.S | 0
1898 |  |  |  | I-SG | SG |  | 10500447.07 | 4642067.5773 | 10500447.07 | 5900734.5896 | 4599712.4804 |  | 302 | SG | 302.SG | 4599712.4804
1899 |  |  |  | I-SG | SG |  | 172821244.65 | 76401308.545 | 98709494.84 | 55469879.2008 | 43239615.6392 |  | 302 | SG | 302.SG1 | 43239615.6392
1900 |  |  |  | I-SG | SG |  | 9189362.96 | 4062459.7761 | 9189362.96 | 5163969.8304 | 4025393.1296 |  | 302 | SG | 302.SG2 | 4025393.1296
1901 |  |  |  | I-DGP | SG |  | 0 | 0 | 0 | 0 | 0 |  | 302 | SG | 302.SG3 | 0
1902 |  |  |  | I-DGU | SG |  | 600993.05 | 265688.721 | 600993.05 | 337728.5229 | 263264.5271 |  | 302 | SG | 302.SG4 | 263264.5271
1903 | [5 empty] | B8 | 162030832.88 | 53290309.7693 | 120000297.92 | 67872312.1437 | 52127985.7763 |  | 302 | NA | 302.NA1 | 52127985.7763
1904 | [12 empty] | 302 | NA | 302.NA2 | 0
1905 | 303 | Miscellaneous Intangible Plant | [10 empty] | 303 | NA | 303.NA | 0
1906 |  |  |  | I-SITUS | S |  | 13945502.7562 | 3267149.0646 | 13945502.7562 | 10678353.6915 | 3267149.0646 |  | 303 | S | 303.S | 3267149.0646
1907 |  |  |  | I-SG | SG |  | 160865874.4246 | 71116044.3912 | 160368721.6385 | 90119330.7827 | 70249390.8558 |  | 303 | SG | 303.SG | 70249390.8558
1908 |  |  |  | PTD | SO |  | 365535470.25 | 159097583.7017 | 365535470.25 | 207261023.1424 | 158274447.1076 |  | 303 | SO | 303.SO | 158274447.1076
1909 |  |  |  | P | SE |  | 1833747.6285 | 791637.7592 | 1833747.6285 | 1045033.965 | 788713.6635 |  | 303 | SE | 303.SE | 788713.6635
1910 |  |  |  | CUST | CN |  | 134387756.0938 | 62758798.1576 | 134387756.0938 | 71628957.9362 | 62758798.1576 |  | 303 | CN | 303.CN | 62758798.1576
1911 |  |  |  | P | SG |  | 0 | 0 | 0 | 0 | 0 |  | 303 | SG | 303.SG1 | 0
1912 |  |  |  | I-DGP | SG |  | 0 | 0 | 0 | 0 | 0 |  | 303 | SG | 303.SG2 | 0
1913 | [5 empty] | B8 | 676568351.1531 | 297031213.0743 | 676071198.3669 | 380732699.5178 | 295338498.8491 |  | 303 | NA | 303.NA1 | 295338498.8491
1914 | 303 | Less Non-Regulated Plant | [10 empty] | 303 | NA | 303.NA2 | 0
1915 |  |  |  | I-SITUS | S |  | 0 | 0 | 0 | 0 | 0 |  | 303 | S | 303.S1 | 0
1916 | [6 empty] | 676568351.1531 | 297031213.0743 | 676071198.3669 | 380732699.5178 | 295338498.8491 |  | 303 | NA | 303.NA3 | 295338498.8491
1917 | IP | Unclassified Intangible Plant - Acct 300 | [10 empty] | IP | NA | IP.NA | 0
1918 |  |  |  | I-SITUS | S |  | 0 | 0 | 0 | 0 | 0 |  | IP | S | IP.S | 0
1919 |  |  |  | I-SG | SG |  | 0 | 0 | 0 | 0 | 0 |  | IP | SG | IP.SG | 0
1920 |  |  |  | I-DGU | SG |  | 0 | 0 | 0 | 0 | 0 |  | IP | SG | IP.SG1 | 0
1921 |  |  |  | PTD | SO |  | 0 | 0 | 0 | 0 | 0 |  | IP | SO | IP.SO | 0
1922 | [6 empty] | 0 | 0 | 0 | 0 | 0 |  | IP | NA | IP.NA1 | 0
1923 | [12 empty] | IP | NA | IP.NA2 | 0
1924 | Total Intangible Plant |  |  |  |  | B8 | 838599184.0331 | 350321522.8436 | 796071496.2869 | 448605011.6614 | 347466484.6255 |  | Total Intangible Plant | NA | Total Intangible Plant.NA | 347466484.6255
1925 | [12 empty] | Total Intangible Plant | NA | Total Intangible Plant.NA1 | 0
1926 | Summary of Intangible Plant by Factor | [11 empty] | Summary of Intangible Plant by Factor | NA | Summary of Intangible Plant by Factor.NA | 0
1927 |  |  | S |  |  |  | -17135712.0938 | -28814065.7854 | 14945502.7562 | 11678353.6915 | 3267149.0646 |  | Summary of Intangible Plant by Factor | NA | Summary of Intangible Plant by Factor.NA1 | 3267149.0646
1928 |  |  | DGP |  |  |  | 0 | 0 | 0 | 0 | 0 |  | Summary of Intangible Plant by Factor | NA | Summary of Intangible Plant by Factor.NA2 | 0
1929 |  |  | DGU |  |  |  | 0 | 0 | 0 | 0 | 0 |  | Summary of Intangible Plant by Factor | NA | Summary of Intangible Plant by Factor.NA3 | 0
1930 |  |  | SG |  |  |  | 353977922.1546 | 156487569.0105 | 279369019.5585 | 156991642.9263 | 122377376.6321 |  | Summary of Intangible Plant by Factor | NA | Summary of Intangible Plant by Factor.NA4 | 122377376.6321
1931 |  |  | SO |  |  |  | 365535470.25 | 159097583.7017 | 365535470.25 | 207261023.1424 | 158274447.1076 |  | Summary of Intangible Plant by Factor | NA | Summary of Intangible Plant by Factor.NA5 | 158274447.1076
1932 |  |  | CN |  |  |  | 134387756.0938 | 62758798.1576 | 134387756.0938 | 71628957.9362 | 62758798.1576 |  | Summary of Intangible Plant by Factor | NA | Summary of Intangible Plant by Factor.NA6 | 62758798.1576
1933 |  |  | SSGCT |  |  |  | 0 | 0 | 0 | 0 | 0 |  | Summary of Intangible Plant by Factor | NA | Summary of Intangible Plant by Factor.NA7 | 0
1934 |  |  | SSGCH |  |  |  | 0 | 0 | 0 | 0 | 0 |  | Summary of Intangible Plant by Factor | NA | Summary of Intangible Plant by Factor.NA8 | 0
1935 |  |  | SE |  |  |  | 1833747.6285 | 791637.7592 | 1833747.6285 | 1045033.965 | 788713.6635 |  | Summary of Intangible Plant by Factor | NA | Summary of Intangible Plant by Factor.NA9 | 788713.6635
1936 | Total Intangible Plant by Factor | [5 empty] | 838599184.0331 | 350321522.8436 | 796071496.2869 | 448605011.6614 | 347466484.6255 |  | Total Intangible Plant by Factor | NA | Total Intangible Plant by Factor.NA | 347466484.6255
1937 | Summary of Unclassified Plant (Account 106) | [11 empty] | Summary of Unclassified Plant (Account 106) | NA | Summary of Unclassified Plant (Account 106).NA | 0
1938 |  |  | DP |  |  |  | 37257917.8369 | 15375258.1346 | 37257917.8369 | 21882659.7023 | 15375258.1346 |  | Summary of Unclassified Plant (Account 106) | NA | Summary of Unclassified Plant (Account 106).NA1 | 15375258.1346
1939 |  |  | DS0 |  |  |  | 0 | 0 | 0 | 0 | 0 |  | Summary of Unclassified Plant (Account 106) | NA | Summary of Unclassified Plant (Account 106).NA2 | 0
1940 |  |  | GP |  |  |  | 7508102.9292 | 3270135.3781 | 7508102.9292 | 4255466.0852 | 3252636.844 |  | Summary of Unclassified Plant (Account 106) | NA | Summary of Unclassified Plant (Account 106).NA3 | 3252636.844
1941 |  |  | HP |  |  |  | 0 | 0 | 0 | 0 | 0 |  | Summary of Unclassified Plant (Account 106) | NA | Summary of Unclassified Plant (Account 106).NA4 | 0
1942 |  |  | NP |  |  |  | 0 | 0 | 0 | 0 | 0 |  | Summary of Unclassified Plant (Account 106) | NA | Summary of Unclassified Plant (Account 106).NA5 | 0
1943 |  |  | OP |  |  |  | 15245491.5108 | 6739770.3517 | 15245491.5108 | 8567216.0903 | 6678275.4205 |  | Summary of Unclassified Plant (Account 106) | NA | Summary of Unclassified Plant (Account 106).NA6 | 6678275.4205
1944 |  |  | TP |  |  |  | 172641894.9269 | 76322021.1081 | 172641894.9269 | 97016250.2819 | 75625644.645 |  | Summary of Unclassified Plant (Account 106) | NA | Summary of Unclassified Plant (Account 106).NA7 | 75625644.645
1945 |  |  | TS0 |  |  |  | 0 | 0 | 0 | 0 | 0 |  | Summary of Unclassified Plant (Account 106) | NA | Summary of Unclassified Plant (Account 106).NA8 | 0
1946 |  |  | IP |  |  |  | 0 | 0 | 0 | 0 | 0 |  | Summary of Unclassified Plant (Account 106) | NA | Summary of Unclassified Plant (Account 106).NA9 | 0
1947 |  |  | MP | [9 empty] | Summary of Unclassified Plant (Account 106) | NA | Summary of Unclassified Plant (Account 106).NA10 | 0
1948 |  |  | SP |  |  |  | -2326749.0177 | -1028615.8393 | -2326749.0177 | -1307518.4626 | -1019230.555 |  | Summary of Unclassified Plant (Account 106) | NA | Summary of Unclassified Plant (Account 106).NA11 | -1019230.555
1949 | Total Unclassified Plant by Factor | [5 empty] | 230326658.1862 | 100678569.1332 | 230326658.1862 | 130414073.697 | 99912584.4891 |  | Total Unclassified Plant by Factor | NA | Total Unclassified Plant by Factor.NA | 99912584.4891
1950 | [12 empty] | Total Unclassified Plant by Factor | NA | Total Unclassified Plant by Factor.NA1 | 0
1951 | Total Electric Plant In Service |  |  |  |  | B8 | 26054026694.2723 | 11339891830.2581 | 26204953843.7946 | 14858381708.7543 | 11346572135.0403 |  | Total Electric Plant In Service | NA | Total Electric Plant In Service.NA | 11346572135.0403
1952 | Summary of Electric Plant by Factor | [11 empty] | Summary of Electric Plant by Factor | NA | Summary of Electric Plant by Factor.NA | 0
1953 |  |  | S |  |  |  | 6859939673.0923 | 2859508772.8662 | 6891024954.5302 | 4000430900.2262 | 2890594054.3041 |  | Summary of Electric Plant by Factor | NA | Summary of Electric Plant by Factor.NA1 | 2890594054.3041
1954 |  |  | SE |  |  |  | 143577694.9023 | 61983188.3645 | 339360468.5366 | 193398050.2474 | 145962418.2892 |  | Summary of Electric Plant by Factor | NA | Summary of Electric Plant by Factor.NA2 | 145962418.2892
1955 |  |  | DGU |  |  |  | 0 | 0 | 0 | 0 | 0 |  | Summary of Electric Plant by Factor | NA | Summary of Electric Plant by Factor.NA3 | 0
1956 |  |  | DGP |  |  |  | 0 | 0 | 0 | 0 | 0 |  | Summary of Electric Plant by Factor | NA | Summary of Electric Plant by Factor.NA4 | 0
1957 |  |  | SG |  |  |  | 18279306521.6815 | 8080967941.0626 | 18203365616.1315 | 10229395798.3662 | 7973969817.7653 |  | Summary of Electric Plant by Factor | NA | Summary of Electric Plant by Factor.NA5 | 7973969817.7653
1958 |  |  | SO |  |  |  | 640302593.2292 | 278688673.7722 | 640302593.2292 | 363055794.5653 | 277246798.664 |  | Summary of Electric Plant by Factor | NA | Summary of Electric Plant by Factor.NA6 | 277246798.664
1959 |  |  | CN |  |  |  | 154044103.1585 | 71938270.7063 | 154044103.1585 | 82105832.4522 | 71938270.7063 |  | Summary of Electric Plant by Factor | NA | Summary of Electric Plant by Factor.NA7 | 71938270.7063
1960 |  |  | DEU |  |  |  | 0 | 0 | 0 | 0 | 0 |  | Summary of Electric Plant by Factor | NA | Summary of Electric Plant by Factor.NA8 | 0
1961 |  |  | SSGCH |  |  |  | 0 | 0 | 0 | 0 | 0 |  | Summary of Electric Plant by Factor | NA | Summary of Electric Plant by Factor.NA9 | 0
1962 |  |  | SSGCT |  |  |  | 0 | 0 | 0 | 0 | 0 |  | Summary of Electric Plant by Factor | NA | Summary of Electric Plant by Factor.NA10 | 0
1963 |  |  | Less Capital Leases |  |  |  | -23143891.7915 | -13195016.5136 | -23143891.7915 | -10004667.103 | -13139224.6886 |  | Summary of Electric Plant by Factor | NA | Summary of Electric Plant by Factor.NA11 | -13139224.6886
1964 | [6 empty] | 26054026694.2723 | 11339891830.2581 | 26204953843.7946 | 14858381708.7543 | 11346572135.0403 |  | Summary of Electric Plant by Factor | NA | Summary of Electric Plant by Factor.NA12 | 11346572135.0403
1965 | 105 | Plant Held For Future Use | [10 empty] | 105 | NA | 105.NA | 0
1966 |  |  |  | DPW | S |  | 9785367.24 | 4847342.38 | 9785367.24 | 4938024.86 | 4847342.38 |  | 105 | S | 105.S | 4847342.38
1967 |  |  |  | P | SG |  | 0 | 0 | 0 | 0 | 0 |  | 105 | SG | 105.SG | 0
1968 |  |  |  | T | SG |  | 3657534.48 | 1616933.2705 | 3657534.48 | 2055354.4125 | 1602180.0675 |  | 105 | SG | 105.SG1 | 1602180.0675
1969 |  |  |  | P | SG |  | 8923301.54 | 3944838.585 | -2232373.18 | -1254483.8855 | -977889.2945 |  | 105 | SG | 105.SG2 | -977889.2945
1970 |  |  |  | P | SE |  | 15368691.7785 | 6634738.8992 | 15368691.7785 | 8758459.8101 | 6610231.9684 |  | 105 | SE | 105.SE | 6610231.9684
1971 |  |  |  | G | SG |  | 0 | 0 | 0 | 0 | 0 |  | 105 | SG | 105.SG3 | 0
1972 | [12 empty] | 105 | NA | 105.NA1 | 0
1973 | [12 empty] | 105 | NA | 105.NA2 | 0
1974 | Total Plant Held For Future Use |  |  |  |  | B10 | 37734895.0385 | 17043853.1346 | 26579220.3185 | 14497355.1971 | 12081865.1214 |  | Total Plant Held For Future Use | NA | Total Plant Held For Future Use.NA | 12081865.1214
1975 | [12 empty] | Total Plant Held For Future Use | NA | Total Plant Held For Future Use.NA1 | 0
1976 | 114 | Electric Plant Acquisition Adjustments | [10 empty] | 114 | NA | 114.NA | 0
1977 |  |  |  | P | S |  | 1808818.7108 | 1808818.7108 | 1808818.7108 | 0 | 1808818.7108 |  | 114 | S | 114.S | 1808818.7108
1978 |  |  |  | P | SG |  | 143167970.74 | 63292104.6739 | 143167970.74 | 80453355.123 | 62714615.617 |  | 114 | SG | 114.SG | 62714615.617
1979 |  |  |  | P | SG |  | 0 | 0 | 0 | 0 | 0 |  | 114 | SG | 114.SG1 | 0
1980 | Total Electric Plant Acquisition Adjustment |  |  |  |  | B15 | 144976789.4508 | 65100923.3847 | 144976789.4508 | 80453355.123 | 64523434.3278 |  | Total Electric Plant Acquisition Adjustment | NA | Total Electric Plant Acquisition Adjustment.NA | 64523434.3278
1981 | [12 empty] | Total Electric Plant Acquisition Adjustment | NA | Total Electric Plant Acquisition Adjustment.NA1 | 0
1982 | 115 | Accum Provision for Asset Acquisition Adjustments | [10 empty] | 115 | NA | 115.NA | 0
1983 |  |  |  | P | S |  | -18349.7085 | -18349.7085 | -18349.7085 | 0 | -18349.7085 |  | 115 | S | 115.S | -18349.7085
1984 |  |  |  | P | SG |  | -109306488.0262 | -48322523.8573 | -109306488.0262 | -61424867.9573 | -47881620.0689 |  | 115 | SG | 115.SG | -47881620.0689
1985 |  |  |  | P | SG |  | 0 | 0 | 0 | 0 | 0 |  | 115 | SG | 115.SG1 | 0
1986 | [5 empty] | B15 | -109324837.7346 | -48340873.5658 | -109324837.7346 | -61424867.9573 | -47899969.7773 |  | 115 | NA | 115.NA1 | -47899969.7773
1987 | [12 empty] | 115 | NA | 115.NA2 | 0
1988 | 128 | Pensions | [10 empty] | 128 | NA | 128.NA | 0
1989 |  |  |  | LABOR | SO |  | 0 | 0 | 0 | 0 | 0 |  | 128 | SO | 128.SO | 0
1990 | Total Pensions |  |  |  |  | B15 | 0 | 0 | 0 | 0 | 0 |  | Total Pensions | NA | Total Pensions.NA | 0
1991 | [12 empty] | Total Pensions | NA | Total Pensions.NA1 | 0
1992 | 124 | Weatherization | [10 empty] | 124 | NA | 124.NA | 0
1993 |  |  |  | DMSC | S |  | 1339318.15 | 2160737.8492 | 1339318.15 | -821419.6992 | 2160737.8492 |  | 124 | S | 124.S | 2160737.8492
1994 |  |  |  | DMSC | SO |  | -4453.69 | -1938.4475 | -4453.69 | -2525.2716 | -1928.4184 |  | 124 | SO | 124.SO | -1928.4184
1995 | [5 empty] | B16 | 1334864.46 | 2158799.4017 | 1334864.46 | -823944.9708 | 2158809.4308 |  | 124 | NA | 124.NA1 | 2158809.4308
1996 | [12 empty] | 124 | NA | 124.NA2 | 0
1997 | 182W | Weatherization | [10 empty] | 182W | NA | 182W.NA | 0
1998 |  |  |  | DMSC | S |  | 18227437.6523 | 0 | 18227437.6523 | 18227437.6523 | 0 |  | 182W | S | 182W.S | 0
1999 |  |  |  | DMSC | SG |  | 0 | 0 | 0 | 0 | 0 |  | 182W | SG | 182W.SG | 0
2000 |  |  |  | DMSC | SGCT |  | 0 | 0 | 0 | 0 | 0 |  | 182W | SGCT | 182W.SGCT | 0
2001 |  |  |  | DMSC | SO |  | 0 | 0 | 0 | 0 | 0 |  | 182W | SO | 182W.SO | 0
2002 | [5 empty] | B16 | 18227437.6523 | 0 | 18227437.6523 | 18227437.6523 | 0 |  | 182W | NA | 182W.NA1 | 0
2003 | [12 empty] | 182W | NA | 182W.NA2 | 0
2004 | 186W | Weatherization | [10 empty] | 186W | NA | 186W.NA | 0
2005 |  |  |  | DMSC | S |  | 0 | 0 | 0 | 0 | 0 |  | 186W | S | 186W.S | 0
2006 |  |  |  | DMSC | CN |  | 0 | 0 | 0 | 0 | 0 |  | 186W | CN | 186W.CN | 0
2007 |  |  |  | DMSC | CNP |  | 0 | 0 | 0 | 0 | 0 |  | 186W | CNP | 186W.CNP | 0
2008 |  |  |  | DMSC | SG |  | 0 | 0 | 0 | 0 | 0 |  | 186W | SG | 186W.SG | 0
2009 |  |  |  | DMSC | SO |  | 0 | 0 | 0 | 0 | 0 |  | 186W | SO | 186W.SO | 0
2010 | [5 empty] | B16 | 0 | 0 | 0 | 0 | 0 |  | 186W | NA | 186W.NA1 | 0
2011 | [12 empty] | 186W | NA | 186W.NA2 | 0
2012 | Total Weatherization |  |  |  |  | B16 | 19562302.1123 | 2158799.4017 | 19562302.1123 | 17403492.6815 | 2158809.4308 |  | Total Weatherization | NA | Total Weatherization.NA | 2158809.4308
2013 | [12 empty] | Total Weatherization | NA | Total Weatherization.NA1 | 0
2014 | 151 | Fuel Stock | [10 empty] | 151 | NA | 151.NA | 0
2015 |  |  |  | P | DEU |  | 0 | 0 | 0 | 0 | 0 |  | 151 | DEU | 151.DEU | 0
2016 |  |  |  | P | SE |  | 184263782.6615 | 79547570.096 | 184263782.6615 | 105010039.7717 | 79253742.8899 |  | 151 | SE | 151.SE | 79253742.8899
2017 |  |  |  | P | SE |  | 0 | 0 | 0 | 0 | 0 |  | 151 | SE | 151.SE1 | 0
2018 |  |  |  | P | SE |  | 7584651.5446 | 3274330.9167 | 7584651.5446 | 4322415.1206 | 3262236.424 |  | 151 | SE | 151.SE2 | 3262236.424
2019 | Total Fuel Stock |  |  |  |  | B13 | 191848434.2062 | 82821901.0127 | 191848434.2062 | 109332454.8922 | 82515979.3139 |  | Total Fuel Stock | NA | Total Fuel Stock.NA | 82515979.3139
2020 | [12 empty] | Total Fuel Stock | NA | Total Fuel Stock.NA1 | 0
2021 | 152 | Fuel Stock - Undistributed | [10 empty] | 152 | NA | 152.NA | 0
2022 |  |  |  | P | SE |  | 0 | 0 | 0 | 0 | 0 |  | 152 | SE | 152.SE | 0
2023 | [6 empty] | 0 | 0 | 0 | 0 | 0 |  | 152 | NA | 152.NA1 | 0
2024 | [12 empty] | 152 | NA | 152.NA2 | 0
2025 | 25316 | UAMPS Working Capital Deposit | [10 empty] | 25316 | NA | 25316.NA | 0
2026 |  |  |  | P | SE |  | -2716769.2308 | -1172842.4745 | -2716769.2308 | -1548258.9191 | -1168510.3117 |  | 25316 | SE | 25316.SE | -1168510.3117
2027 | [5 empty] | B13 | -2716769.2308 | -1172842.4745 | -2716769.2308 | -1548258.9191 | -1168510.3117 |  | 25316 | NA | 25316.NA1 | -1168510.3117
2028 | [12 empty] | 25316 | NA | 25316.NA2 | 0
2029 | 25317 | DG&T Working Capital Deposit | [10 empty] | 25317 | NA | 25317.NA | 0
2030 |  |  |  | P | SE |  | -2975917.9231 | -1284718.2239 | -2975917.9231 | -1695945.1008 | -1279972.8223 |  | 25317 | SE | 25317.SE | -1279972.8223
2031 | [5 empty] | B13 | -2975917.9231 | -1284718.2239 | -2975917.9231 | -1695945.1008 | -1279972.8223 |  | 25317 | NA | 25317.NA1 | -1279972.8223
2032 | [12 empty] | 25317 | NA | 25317.NA2 | 0
2033 | 25319 | Provo Working Capital Deposit | [10 empty] | 25319 | NA | 25319.NA | 0
2034 |  |  |  | P | SE |  | 0 | 0 | 0 | 0 | 0 |  | 25319 | SE | 25319.SE | 0
2035 | [6 empty] | 0 | 0 | 0 | 0 | 0 |  | 25319 | NA | 25319.NA1 | 0
2036 | [12 empty] | 25319 | NA | 25319.NA2 | 0
2037 |  | Total Fuel Stock |  |  |  | B13 | 186155747.0523 | 80364340.3143 | 186155747.0523 | 106088250.8723 | 80067496.18 |  | 25319 | NA | 25319.NA3 | 80067496.18
2038 | 154 | Materials and Supplies | [10 empty] | 154 | NA | 154.NA | 0
2039 |  |  |  | MSS | S |  | 101331167.0654 | 44869314.8854 | 101331167.0654 | 56461852.18 | 44869314.8854 |  | 154 | S | 154.S | 44869314.8854
2040 |  |  |  | MSS | SG |  | 5937861.88 | 2625026.9086 | 5937861.88 | 3336786.2102 | 2601075.6698 |  | 154 | SG | 154.SG | 2601075.6698
2041 |  |  |  | MSS | SE |  | 2534783.0092 | 1094278.1386 | 2534783.0092 | 1444546.8381 | 1090236.1712 |  | 154 | SE | 154.SE | 1090236.1712
2042 |  |  |  | MSS | SO |  | 114064.4831 | 49646.0265 | 114064.4831 | 64675.3144 | 49389.1687 |  | 154 | SO | 154.SO | 49389.1687
2043 |  |  |  | MSS | SG |  | 112654053.4231 | 49802425.1119 | 112654053.4231 | 63306034.9968 | 49348018.4262 |  | 154 | SG | 154.SG1 | 49348018.4262
2044 |  |  |  | MSS | SG |  | 6503.61 | 2875.1345 | 6503.61 | 3654.7088 | 2848.9012 |  | 154 | SG | 154.SG2 | 2848.9012
2045 |  |  |  | MSS | SNPD |  | -1629296.1808 | -780460.9701 | -1629296.1808 | -849043.7897 | -780252.3911 |  | 154 | SNPD | 154.SNPD | -780252.3911
2046 |  |  |  | MSS | SG |  | 0 | 0 | 0 | 0 | 0 |  | 154 | SG | 154.SG3 | 0
2047 |  |  |  | MSS | SG |  | 0 | 0 | 0 | 0 | 0 |  | 154 | SG | 154.SG4 | 0
2048 |  |  |  | MSS | SG |  | 0 | 0 | 0 | 0 | 0 |  | 154 | SG | 154.SG5 | 0
2049 |  |  |  | MSS | SG |  | 0 | 0 | 0 | 0 | 0 |  | 154 | SG | 154.SG6 | 0
2050 |  |  |  | MSS | SG |  | 9418247.2623 | 4163645.601 | 9418247.2623 | 5292591.5462 | 4125655.7161 |  | 154 | SG | 154.SG7 | 4125655.7161
2051 |  |  |  | MSS | SG |  | 0 | 0 | 0 | 0 | 0 |  | 154 | SG | 154.SG8 | 0
2052 | Total Materials and Supplies |  |  |  |  | B13 | 230367384.5523 | 101826750.8364 | 230367384.5523 | 129061098.0049 | 101306286.5474 |  | Total Materials and Supplies | NA | Total Materials and Supplies.NA | 101306286.5474
2053 | [12 empty] | Total Materials and Supplies | NA | Total Materials and Supplies.NA1 | 0
2054 | 163 | Stores Expense Undistributed | [10 empty] | 163 | NA | 163.NA | 0
2055 |  |  |  | MSS | SO |  | 0 | 0 | 0 | 0 | 0 |  | 163 | SO | 163.SO | 0
2056 | [12 empty] | 163 | NA | 163.NA1 | 0
2057 | [5 empty] | B13 | 0 | 0 | 0 | 0 | 0 |  | 163 | NA | 163.NA2 | 0
2058 | [12 empty] | 163 | NA | 163.NA3 | 0
2059 | 25318 | Provo Working Capital Deposit | [10 empty] | 25318 | NA | 25318.NA | 0
2060 |  |  |  | MSS | SG |  | -273000 | -120688.6183 | -273000 | -153412.5673 | -119587.4327 |  | 25318 | SG | 25318.SG | -119587.4327
2061 | [12 empty] | 25318 | NA | 25318.NA1 | 0
2062 | [5 empty] | B13 | -273000 | -120688.6183 | -273000 | -153412.5673 | -119587.4327 |  | 25318 | NA | 25318.NA2 | -119587.4327
2063 | [12 empty] | 25318 | NA | 25318.NA3 | 0
2064 |  | Total Materials & Supplies |  |  |  | B13 | 230094384.5523 | 101706062.218 | 230094384.5523 | 128907685.4375 | 101186699.1148 |  | 25318 | NA | 25318.NA4 | 101186699.1148
2065 | [12 empty] | 25318 | NA | 25318.NA5 | 0
2066 | 165 | Prepayments | [10 empty] | 165 | NA | 165.NA | 0
2067 |  |  |  | DMSC | S |  | 15412463.9654 | 2918735.8523 | 15412463.9654 | 12493728.1131 | 2918735.8523 |  | 165 | S | 165.S | 2918735.8523
2068 |  |  |  | GP | GPS |  | 5268859.44 | 2293246.1389 | 5268859.44 | 2987478.0622 | 2281381.3778 |  | 165 | GPS | 165.GPS | 2281381.3778
2069 |  |  |  | PT | SG |  | 3997874.2946 | 1767391.666 | 3997874.2946 | 2246608.6423 | 1751265.6523 |  | 165 | SG | 165.SG | 1751265.6523
2070 |  |  |  | P | SE |  | 426479.3954 | 184113.2267 | 426479.3954 | 243046.2331 | 183433.1623 |  | 165 | SE | 165.SE | 183433.1623
2071 |  |  |  | PTD | SO |  | 20779642.4677 | 9044241.0542 | 20779642.4677 | 11782194.3666 | 8997448.1011 |  | 165 | SO | 165.SO | 8997448.1011
2072 | Total Prepayments |  |  |  |  | B15 | 45885319.5631 | 16207727.9381 | 45885319.5631 | 29753055.4173 | 16132264.1458 |  | Total Prepayments | NA | Total Prepayments.NA | 16132264.1458
2073 | [12 empty] | Total Prepayments | NA | Total Prepayments.NA1 | 0
2074 | 182M | Misc Regulatory Assets | [10 empty] | 182M | NA | 182M.NA | 0
2075 |  |  |  | DDS2 | S |  | 187449714.7115 | 21022766.0631 | 187449714.7115 | 166426948.6485 | 21022766.0631 |  | 182M | S | 182M.S | 21022766.0631
2076 |  |  |  | DEFSG | SG |  | 0 | 0 | 0 | 0 | 0 |  | 182M | SG | 182M.SG | 0
2077 |  |  |  | P | SGCT |  | 2338385.5 | 1035494.1848 | 2338385.5 | 1312324.2309 | 1026061.2691 |  | 182M | SGCT | 182M.SGCT | 1026061.2691
2078 |  |  |  | DEFSG | SG-P |  | 0 | 0 | 0 | 0 | 0 |  | 182M | SG-P | 182M.SG-P | 0
2079 |  |  |  | P | SE |  | 164495976.2131 | 71013712.0237 | 164495976.2131 | 93744569.6322 | 70751406.5809 |  | 182M | SE | 182M.SE | 70751406.5809
2080 |  |  |  | P | SG |  | 0 | 0 | 0 | 0 | 0 |  | 182M | SG | 182M.SG1 | 0
2081 |  |  |  | DDSO2 | SO |  | 495291125.5815 | 215573118.6771 | 495291125.5815 | 280833335.7394 | 214457789.8422 |  | 182M | SO | 182M.SO | 214457789.8422
2082 | [5 empty] | B16 | 849575202.0062 | 308645090.9487 | 849575202.0062 | 542317178.251 | 307258023.7552 |  | 182M | NA | 182M.NA1 | 307258023.7552
2083 | [12 empty] | 182M | NA | 182M.NA2 | 0
2084 | 186M | Misc Deferred Debits | [10 empty] | 186M | NA | 186M.NA | 0
2085 |  |  |  | LABOR | S |  | 10173594.0446 | 0 | 10173594.0446 | 10173594.0446 | 0 |  | 186M | S | 186M.S | 0
2086 |  |  |  | P | SG |  | 0 | 0 | 0 | 0 | 0 |  | 186M | SG | 186M.SG | 0
2087 |  |  |  | P | SG |  | 0 | 0 | 0 | 0 | 0 |  | 186M | SG | 186M.SG1 | 0
2088 |  |  |  | DEFSG | SG |  | 61220616.27 | 27064584.5795 | 61220616.27 | 34402974.0462 | 26817642.2238 |  | 186M | SG | 186M.SG2 | 26817642.2238
2089 |  |  |  | LABOR | SO |  | 64996.5885 | 28289.4576 | 64996.5885 | 36853.4945 | 28143.094 |  | 186M | SO | 186M.SO | 28143.094
2090 |  |  |  | P | SE |  | 5451904.4 | 2353613.6139 | 5451904.4 | 3106984.3982 | 2344920.0018 |  | 186M | SE | 186M.SE | 2344920.0018
2091 |  |  |  | P | SG |  | 0 | 0 | 0 | 0 | 0 |  | 186M | SG | 186M.SG3 | 0
2092 |  |  |  | GP | EXCTAX |  | 0 | 0 | 0 | 0 | 0 |  | 186M | EXCTAX | 186M.EXCTAX | 0
2093 | Total Misc. Deferred Debits |  |  |  |  | B11 | 76911111.3031 | 29446487.6509 | 76911111.3031 | 47720405.9835 | 29190705.3196 |  | Total Misc. Deferred Debits | NA | Total Misc. Deferred Debits.NA | 29190705.3196
2094 | [12 empty] | Total Misc. Deferred Debits | NA | Total Misc. Deferred Debits.NA1 | 0
2095 | Working Capital | [11 empty] | Working Capital | NA | Working Capital.NA | 0
2096 | CWC | Cash Working Capital | [10 empty] | CWC | NA | CWC.NA | 0
2097 |  |  |  | CWC | S |  | 52163447.4606 | 23318182.9168 | 49599214.9398 | 28079781.5832 | 21519433.3566 |  | CWC | S | CWC.S | 21519433.3566
2098 |  |  |  | CWC | SO |  | 0 | 0 | 0 | 0 | 0 |  | CWC | SO | CWC.SO | 0
2099 |  |  |  | CWC | SE |  | 0 | 0 | 0 | 0 | 0 |  | CWC | SE | CWC.SE | 0
2100 | [5 empty] | B14 | 52163447.4606 | 23318182.9168 | 49599214.9398 | 28079781.5832 | 21519433.3566 |  | CWC | NA | CWC.NA1 | 21519433.3566
2101 | [12 empty] | CWC | NA | CWC.NA2 | 0
2102 | OWC | Other Work. Cap. | [10 empty] | OWC | NA | OWC.NA | 0
2103 | 131 | Cash |  | GP | SNP |  | 0 | 0 | 0 | 0 | 0 |  | 131 | SNP | 131.SNP | 0
2104 | 135 | Working Funds |  | GP | SG |  | 0 | 0 | 0 | 0 | 0 |  | 135 | SG | 135.SG | 0
2105 | 141 | Notes Receivable |  | GP | SO |  | 0 | 0 | 0 | 0 | 0 |  | 141 | SO | 141.SO | 0
2106 | 143 | Other A/R |  | GP | SO |  | 24525739.1 | 10674711.8868 | 24525739.1 | 13906255.8709 | 10619483.2291 |  | 143 | SO | 143.SO | 10619483.2291
2107 | 232 | A/P |  | PTD | S |  | -117223.25 | 0 | -117223.25 | -117223.25 | 0 |  | 232 | S | 232.S | 0
2108 | 232 | A/P |  | PTD | SO |  | -7542104.2467 | -3282665.1839 | -7542104.2467 | -4276422.8646 | -3265681.382 |  | 232 | SO | 232.SO | -3265681.382
2109 | 232 | A/P |  | P | SE |  | -2980021.0342 | -1286489.5569 | -2980021.0342 | -1698283.4217 | -1281737.6124 |  | 232 | SE | 232.SE | -1281737.6124
2110 | 232 | A/P |  | T | SG |  | -69224.1667 | -30602.817 | -69224.1667 | -38900.5756 | -30323.5911 |  | 232 | SG | 232.SG | -30323.5911
2111 | 2533 | Other Msc. Df. Crd. |  | P | S |  | 0 | 0 | 0 | 0 | 0 |  | 2533 | S | 2533.S | 0
2112 | 2533 | Other Msc. Df. Crd. |  | P | SE |  | -5754723.5325 | -2484342.1044 | -5754723.5325 | -3279557.9158 | -2475165.6167 |  | 2533 | SE | 2533.SE | -2475165.6167
2113 | 230 | Asset Retir. Oblig. |  | P | SE |  | 0 | 0 | 0 | 0 | 0 |  | 230 | SE | 230.SE | 0
2114 | 230 | Asset Retir. Oblig. |  | P | S |  | -9192300.7708 | 0 | -9192300.7708 | -9192300.7708 | 0 |  | 230 | S | 230.S | 0
2115 | 254105 | ARO Reg Liability |  | P | SG |  | 0 | 0 | 0 | 0 | 0 |  | 254105 | SG | 254105.SG | 0
2116 | 254105 | ARO Reg Liability |  | P | SE |  | 0 | 0 | 0 | 0 | 0 |  | 254105 | SE | 254105.SE | 0
2117 | 2533 | Cholla Reclamation |  | P | SE |  | 0 | 0 | 0 | 0 | 0 |  | 2533 | SE | 2533.SE1 | 0
2118 | [5 empty] | B14 | -1129857.9008 | 3590612.2246 | -1129857.9008 | -4696432.9276 | 3566575.0268 |  | 2533 | NA | 2533.NA | 3566575.0268
2119 | [12 empty] | 2533 | NA | 2533.NA1 | 0
2120 | Total Working Capital |  |  |  |  | B14 | 51033589.5598 | 26908795.1414 | 48469357.039 | 23383348.6555 | 25086008.3834 |  | Total Working Capital | NA | Total Working Capital.NA | 25086008.3834
2121 | Miscellaneous Rate Base | [11 empty] | Miscellaneous Rate Base | NA | Miscellaneous Rate Base.NA | 0
2122 | 18221 | Unrec Plant & Reg Study Costs | [10 empty] | 18221 | NA | 18221.NA | 0
2123 |  |  |  | P | S |  | 0 | 0 | 0 | 0 | 0 |  | 18221 | S | 18221.S | 0
2124 | [12 empty] | 18221 | NA | 18221.NA1 | 0
2125 | [6 empty] | 0 | 0 | 0 | 0 | 0 |  | 18221 | NA | 18221.NA2 | 0
2126 | [12 empty] | 18221 | NA | 18221.NA3 | 0
2127 | 18222 | Nuclear Plant - Trojan | [10 empty] | 18222 | NA | 18222.NA | 0
2128 |  |  |  | P | S |  | 0 | 0 | 0 | 0 | 0 |  | 18222 | S | 18222.S | 0
2129 |  |  |  | P | TROJP |  | 0 | 0 | 0 | 0 | 0 |  | 18222 | TROJP | 18222.TROJP | 0
2130 |  |  |  | P | TROJD |  | 0 | 0 | 0 | 0 | 0 |  | 18222 | TROJD | 18222.TROJD | 0
2131 | [5 empty] | B16 | 0 | 0 | 0 | 0 | 0 |  | 18222 | NA | 18222.NA1 | 0
2132 | [12 empty] | 18222 | NA | 18222.NA2 | 0
2133 | [12 empty] | 18222 | NA | 18222.NA3 | 0
2134 | [12 empty] | 18222 | NA | 18222.NA4 | 0
2135 | 1869 | Misc Deferred Debits-Trojan | [10 empty] | 1869 | NA | 1869.NA | 0
2136 |  |  |  | P | S |  | 0 | 0 | 0 | 0 | 0 |  | 1869 | S | 1869.S | 0
2137 |  |  |  | P | SG |  | 0 | 0 | 0 | 0 | 0 |  | 1869 | SG | 1869.SG | 0
2138 | [6 empty] | 0 | 0 | 0 | 0 | 0 |  | 1869 | NA | 1869.NA1 | 0
2139 | [12 empty] | 1869 | NA | 1869.NA2 | 0
2140 | Total Miscellaneous Rate Base |  |  |  |  | B15 | 0 | 0 | 0 | 0 | 0 |  | Total Miscellaneous Rate Base | NA | Total Miscellaneous Rate Base.NA | 0
2141 | [12 empty] | Total Miscellaneous Rate Base | NA | Total Miscellaneous Rate Base.NA1 | 0
2142 | Total Rate Base Additions | [5 empty] | 1532604502.9037 | 599241206.5667 | 1518884595.6628 | 929099259.6614 | 589785336.0014 |  | Total Rate Base Additions | NA | Total Rate Base Additions.NA | 589785336.0014
2143 | 235 | Customer Service Deposits | [10 empty] | 235 | NA | 235.NA | 0
2144 |  |  |  | CUST | S |  | 0 | 0 | -16183238.2962 | 0 | -16183238.2962 |  | 235 | S | 235.S | -16183238.2962
2145 |  |  |  | CUST | CN |  | 0 | 0 | 0 | 0 | 0 |  | 235 | CN | 235.CN | 0
2146 | Total Customer Service Deposits |  |  |  |  | B15 | 0 | 0 | -16183238.2962 | 0 | -16183238.2962 |  | Total Customer Service Deposits | NA | Total Customer Service Deposits.NA | -16183238.2962
2147 | [12 empty] | Total Customer Service Deposits | NA | Total Customer Service Deposits.NA1 | 0
2148 | 2281 | Prop Ins |  | PTD | SO |  | 0 | 0 | 0 | 0 | 0 |  | 2281 | SO | 2281.SO | 0
2149 | 2282 | Inj & Dam |  | PTD | SO |  | -15924637.5077 | -6931123.1194 | 7.9721e-07 | 4.5202e-07 | 3.4519e-07 |  | 2282 | SO | 2282.SO | 3.4519e-07
2150 | 2283 | Pen & Ben |  | PTD | SO |  | -215750928.25 | -93904570.581 | -215750928.25 | -122332199.6698 | -93418728.5802 |  | 2283 | SO | 2283.SO | -93418728.5802
2151 | 2283 | Pen & Ben |  | PTD | SG |  | 0 | 0 | 0 | 0 | 0 |  | 2283 | SG | 2283.SG | 0
2152 | 25335 | Pen & Ben |  | PTD | SE |  | -110680657 | -47781377.294 | -110680657 | -63075771.1887 | -47604885.8113 |  | 25335 | SE | 25335.SE | -47604885.8113
2153 | [5 empty] | B15 | -342356222.7577 | -148617070.9944 | -326431585.25 | -185407970.8585 | -141023614.3915 |  | 25335 | NA | 25335.NA | -141023614.3915
2154 | [12 empty] | 25335 | NA | 25335.NA1 | 0
2155 | 22841 | Accum Misc. Operating Provisions | [10 empty] | 22841 | NA | 22841.NA | 0
2156 |  |  |  | P | S |  | 0 | 0 | 0 | 0 | 0 |  | 22841 | S | 22841.S | 0
2157 |  |  |  | P | SG |  | -1336369.9177 | -590786.2232 | -1336369.9177 | -750974.139 | -585395.7787 |  | 22841 | SG | 22841.SG | -585395.7787
2158 | [5 empty] | B15 | -1336369.9177 | -590786.2232 | -1336369.9177 | -750974.139 | -585395.7787 |  | 22841 | NA | 22841.NA1 | -585395.7787
2159 | [12 empty] | 22841 | NA | 22841.NA2 | 0
2160 | 254105 | ARO |  | P | S |  | 272624.07 | 0 | 272624.07 | 272624.07 | 0 |  | 254105 | S | 254105.S | 0
2161 | 230 | ARO |  | P | TROJD |  | -1842617.3123 | -811171.5743 | -1842617.3123 | -1038074.9181 | -804542.3942 |  | 230 | TROJD | 230.TROJD | -804542.3942
2162 | 254105 | ARO |  | P | TROJD |  | -3712610.7731 | -1634394.8933 | -3712610.7731 | -2091572.7312 | -1621038.0419 |  | 254105 | TROJD | 254105.TROJD | -1621038.0419
2163 | 254 |  |  | P | S |  | -40550465.7931 | -3948845.1869 | -40550465.7931 | -36601620.6062 | -3948845.1869 |  | 254 | S | 254.S | -3948845.1869
2164 | [5 empty] | B15 | -45833069.8085 | -6394411.6545 | -45833069.8085 | -39458644.1855 | -6374425.623 |  | 254 | NA | 254.NA | -6374425.623
2165 | [12 empty] | 254 | NA | 254.NA1 | 0
2166 | 252 | Customer Advances for Construction | [10 empty] | 252 | NA | 252.NA | 0
2167 |  |  |  | DPW | S |  | -3042142.4292 | -1170816.8323 | -8871071.4738 | -4267556.1 | -4603515.3738 |  | 252 | S | 252.S | -4603515.3738
2168 |  |  |  | DPW | SE |  | 0 | 0 | 0 | 0 | 0 |  | 252 | SE | 252.SE | 0
2169 |  |  |  | T | SG |  | -28145373.0669 | -12442586.7674 | -22316444.0223 | -12540743.4828 | -9775700.5395 |  | 252 | SG | 252.SG | -9775700.5395
2170 |  |  |  | DPW | SO |  | 0 | 0 | 0 | 0 | 0 |  | 252 | SO | 252.SO | 0
2171 |  |  |  | CUST | CN |  | 0 | 0 | 0 | 0 | 0 |  | 252 | CN | 252.CN | 0
2172 | Total Customer Advances for Construction |  |  |  |  | B20 | -31187515.4962 | -13613403.5997 | -31187515.4962 | -16808299.5828 | -14379215.9133 |  | Total Customer Advances for Construction | NA | Total Customer Advances for Construction.NA | -14379215.9133
2173 | [12 empty] | Total Customer Advances for Construction | NA | Total Customer Advances for Construction.NA1 | 0
2174 | 25398 | SO2 Emissions | [10 empty] | 25398 | NA | 25398.NA | 0
2175 |  |  |  | P | SE |  | 0 | 0 | -32828.0565 | -18708.3727 | -14119.6838 |  | 25398 | SE | 25398.SE | -14119.6838
2176 | [6 empty] | 0 | 0 | -32828.0565 | -18708.3727 | -14119.6838 |  | 25398 | NA | 25398.NA1 | -14119.6838
2177 | [12 empty] | 25398 | NA | 25398.NA2 | 0
2178 | 25399 | Other Deferred Credits | [10 empty] | 25399 | NA | 25399.NA | 0
2179 |  |  |  | P | S |  | -5160644.5262 | -831918.3662 | -5160644.5262 | -4328726.16 | -831918.3662 |  | 25399 | S | 25399.S | -831918.3662
2180 |  |  |  | LABOR | SO |  | -22442205.5077 | -9767863.75 | -22442205.5077 | -12724878.5786 | -9717326.9291 |  | 25399 | SO | 25399.SO | -9717326.9291
2181 |  |  |  | P | SG |  | -4183779.4315 | -1849577.139 | -4183779.4315 | -2351078.182 | -1832701.2496 |  | 25399 | SG | 25399.SG | -1832701.2496
2182 |  |  |  | P | SE |  | 0 | 0 | 0 | 0 | 0 |  | 25399 | SE | 25399.SE | 0
2183 | [5 empty] | B15 | -31786629.4654 | -12449359.2552 | -31786629.4654 | -19404682.9205 | -12381946.5448 |  | 25399 | NA | 25399.NA1 | -12381946.5448
2184 | [12 empty] | 25399 | NA | 25399.NA2 | 0
2185 | 190 | Accumulated Deferred Income Taxes | [10 empty] | 190 | NA | 190.NA | 0
2186 |  |  |  | P | S |  | 34759101.3846 | 1498625.8454 | 33968726.3846 | 32470100.5392 | 1498625.8454 |  | 190 | S | 190.S | 1498625.8454
2187 |  |  |  | CUST | CN |  | 0 | 0 | 0 | 0 | 0 |  | 190 | CN | 190.CN | 0
2188 |  |  |  | LABOR | SO |  | 140668360.08 | 61225238.078 | 134321036.3877 | 76160913.7746 | 58160122.6131 |  | 190 | SO | 190.SO | 58160122.6131
2189 |  |  |  | P | DGP |  | 0 | 0 | 0 | 0 | 0 |  | 190 | DGP | 190.DGP | 0
2190 |  |  |  | IBT | IBT |  | 0 | 0 | 0 | 0 | 0 |  | 190 | IBT | 190.IBT | 0
2191 |  |  |  | P | SG |  | 0 | 0 | 0 | 0 | 0 |  | 190 | SG | 190.SG | 0
2192 |  |  |  | P | SG |  | 0 | 0 | 0 | 0 | 0 |  | 190 | SG | 190.SG1 | 0
2193 |  |  |  | CUST | BADDEBT |  | 3036941.1762 | 1100360.4129 | 3036941.1762 | 1936478.9271 | 1100462.2491 |  | 190 | BADDEBT | 190.BADDEBT | 1100462.2491
2194 |  |  |  | P | TROJD |  | 2108264.1431 | 928116.7243 | 2108264.1431 | 1187732.316 | 920531.8271 |  | 190 | TROJD | 190.TROJD | 920531.8271
2195 |  |  |  | P | SG |  | 46099858.9823 | 20379957.0887 | 8526361.9823 | 4791395.9032 | 3734966.0791 |  | 190 | SG | 190.SG2 | 3734966.0791
2196 |  |  |  | P | SE |  | 15779424.2731 | 6812054.1124 | 15791882.8488 | 8999632.0605 | 6792250.7883 |  | 190 | SE | 190.SE | 6792250.7883
2197 |  |  |  | PTD | SNP |  | 0 | 0 | 0 | 0 | 0 |  | 190 | SNP | 190.SNP | 0
2198 |  |  |  | DPW | SNPD |  | 1126815.02 | 539763.8281 | 1126815.02 | 587195.4443 | 539619.5757 |  | 190 | SNPD | 190.SNPD | 539619.5757
2199 |  |  |  | P | SG |  | 0 | 0 | 0 | 0 | 0 |  | 190 | SG | 190.SG3 | 0
2200 | Total Accum Deferred Income Taxes |  |  |  |  | B19 | 243578765.0592 | 92484116.0897 | 198880027.9426 | 126133448.9648 | 72746578.9778 |  | Total Accum Deferred Income Taxes | NA | Total Accum Deferred Income Taxes.NA | 72746578.9778
2201 | [12 empty] | Total Accum Deferred Income Taxes | NA | Total Accum Deferred Income Taxes.NA1 | 0
2202 | 281 | Accumulated Deferred Income Taxes | [10 empty] | 281 | NA | 281.NA | 0
2203 |  |  |  | P | S |  | 0 | 0 | 0 | 0 | 0 |  | 281 | S | 281.S | 0
2204 |  |  |  | PT | SG |  | -261874236.3231 | -115770108.9922 | -0.015385 | -0.0086454 | -0.0067392 |  | 281 | SG | 281.SG | -0.0067392
2205 |  |  |  | T | SG |  | 0 | 0 | 0 | 0 | 0 |  | 281 | SG | 281.SG1 | 0
2206 | [5 empty] | B19 | -261874236.3231 | -115770108.9922 | -0.015385 | -0.0086454 | -0.0067392 |  | 281 | NA | 281.NA1 | -0.0067392
2207 | [12 empty] | 281 | NA | 281.NA2 | 0
2208 | 282 | Accumulated Deferred Income Taxes | [10 empty] | 282 | NA | 282.NA | 0
2209 |  |  |  | GP | S |  | 631548.4623 | -3257284.4231 | -4177393828.9992 | -2347906558.1146 | -1829487270.8846 |  | 282 | S | 282.S | -1829487270.8846
2210 |  |  |  | ACCMDIT | DITBAL |  | -3942278639.6561 | -1722439281.7913 | -0.11769 | -0.066269 | -0.05142 |  | 282 | DITBAL | 282.DITBAL | -0.05142
2211 |  |  |  | PT | SNP |  | 0 | 0 | 4019701.6913 | 2229762.5496 | 1789939.1417 |  | 282 | SNP | 282.SNP | 1789939.1417
2212 |  |  |  | LABOR | SO |  | -1189243.2562 | -517612.4997 | -1220073.5638 | -691789.7598 | -528283.8041 |  | 282 | SO | 282.SO | -528283.8041
2213 |  |  |  | PTD | GPS |  | 0 | 0 | 0 | 0 | 0 |  | 282 | GPS | 282.GPS | 0
2214 |  |  |  | DPW | CIAC |  | 0 | 0 | 78518.225 | 40916.6928 | 37601.5322 |  | 282 | CIAC | 282.CIAC | 37601.5322
2215 |  |  |  | P | SNPD |  | 0 | 0 | 72139.8697 | 37592.8631 | 34547.0065 |  | 282 | SNPD | 282.SNPD | 34547.0065
2216 |  |  |  | GP | SCHMDEXP |  | 0 | 0 | 0 | 0 | 0 |  | 282 | SCHMDEXP | 282.SCHMDEXP | 0
2217 |  |  |  | TAXDEPR | TAXDEPR |  | 0 | 0 | 0 | 0 | 0 |  | 282 | TAXDEPR | 282.TAXDEPR | 0
2218 |  |  |  | P | DGP |  | 0 | 0 | 0 | 0 | 0 |  | 282 | DGP | 282.DGP | 0
2219 |  |  |  | PT | IBT |  | 0 | 0 | 0 | 0 | 0 |  | 282 | IBT | 282.IBT | 0
2220 |  |  |  | PT | SG |  | 0 | 0 | 0 | 0 | 0 |  | 282 | SG | 282.SG | 0
2221 |  |  |  | P | SG |  | 0 | 0 | 0 | 0 | 0 |  | 282 | SG | 282.SG1 | 0
2222 |  |  |  | P | SE |  | -4286347.1108 | -1850436.87 | -4466234.4185 | -2545261.1856 | -1920973.2329 |  | 282 | SE | 282.SE | -1920973.2329
2223 |  |  |  | P | SG |  | -4071409.4477 | -1799900.2961 | -6615773.2518 | -3717739.0452 | -2898034.2066 |  | 282 | SG | 282.SG2 | -2898034.2066
2224 | [5 empty] | B19 | -3951194091.0085 | -1729864515.8803 | -4185525550.5651 | -2352553076.0659 | -1832972474.4992 |  | 282 | NA | 282.NA1 | -1832972474.4992
2225 | [12 empty] | 282 | NA | 282.NA2 | 0
2226 | 283 | Accumulated Deferred Income Taxes | [10 empty] | 283 | NA | 283.NA | 0
2227 |  |  |  | GP | S |  | -77480623.0538 | -9219773.7985 | -77480623.0538 | -68260849.2554 | -9219773.7985 |  | 283 | S | 283.S | -9219773.7985
2228 |  |  |  | P | SG |  | -2466532.98 | -1090411.9318 | -1819570.98 | -1022509.3606 | -797061.6194 |  | 283 | SG | 283.SG | -797061.6194
2229 |  |  |  | P | SE |  | -69757697.6592 | -30114736.9501 | -69757697.6592 | -39754196.4013 | -30003501.2579 |  | 283 | SE | 283.SE | -30003501.2579
2230 |  |  |  | LABOR | SO |  | -205449667.4215 | -89420995.5513 | -198532173.1138 | -112569051.912 | -85963121.2018 |  | 283 | SO | 283.SO | -85963121.2018
2231 |  |  |  | GP | GPS |  | -8379077.0315 | -3646953.6279 | -8379077.0315 | -4750991.9553 | -3628085.0762 |  | 283 | GPS | 283.GPS | -3628085.0762
2232 |  |  |  | PTD | SNP |  | -2562398.2315 | -1147904.9323 | -2562398.2315 | -1421383.9863 | -1141014.2452 |  | 283 | SNP | 283.SNP | -1141014.2452
2233 |  |  |  | P | TROJD |  | 0 | 0 | 0 | 0 | 0 |  | 283 | TROJD | 283.TROJD | 0
2234 |  |  |  | P | SG |  | 0 | 0 | 0 | 0 | 0 |  | 283 | SG | 283.SG1 | 0
2235 |  |  |  | P | SGCT |  | -887440.2008 | -392980.1854 | -887440.2008 | -498039.8993 | -389400.3015 |  | 283 | SGCT | 283.SGCT | -389400.3015
2236 |  |  |  | P | SG |  | 0 | 0 | 0 | 0 | 0 |  | 283 | SG | 283.SG2 | 0
2237 | [5 empty] | B19 | -366983436.5785 | -135033756.9773 | -359418980.2708 | -228277022.7703 | -131141957.5005 |  | 283 | NA | 283.NA1 | -131141957.5005
2238 | [12 empty] | 283 | NA | 283.NA2 | 0
2239 | Total Accum Deferred Income Tax |  |  |  |  | B19 | -4336472998.8508 | -1888184265.7602 | -4346064502.9086 | -2454696649.88 | -1891367853.0286 |  | Total Accum Deferred Income Tax | NA | Total Accum Deferred Income Tax.NA | -1891367853.0286
2240 | 255 | Accumulated Investment Tax Credit | [10 empty] | 255 | NA | 255.NA | 0
2241 |  |  |  | PTD | S |  | -60836.5585 | 0 | -60836.5585 | -60836.5585 | 0 |  | 255 | S | 255.S | 0
2242 |  |  |  | PTD | ITC84 |  | 0 | 0 | 0 | 0 | 0 |  | 255 | ITC84 | 255.ITC84 | 0
2243 |  |  |  | PTD | ITC85 |  | -1.2308 | 0 | -1.2308 | -1.2308 | 0 |  | 255 | ITC85 | 255.ITC85 | 0
2244 |  |  |  | PTD | ITC86 |  | -123327 | 0 | -123327 | -123327 | 0 |  | 255 | ITC86 | 255.ITC86 | 0
2245 |  |  |  | PTD | ITC88 |  | -59292 | 0 | -59292 | -59292 | 0 |  | 255 | ITC88 | 255.ITC88 | 0
2246 |  |  |  | PTD | ITC89 |  | -162778 | 0 | -162778 | -162778 | 0 |  | 255 | ITC89 | 255.ITC89 | 0
2247 |  |  |  | PTD | ITC90 |  | -157638 | -73988.1835 | -157638 | -83649.8165 | -73988.1835 |  | 255 | ITC90 | 255.ITC90 | -73988.1835
2248 |  |  |  | PTD | SG |  | -263310.4315 | -116405.0263 | -263310.4315 | -147967.5066 | -115342.9249 |  | 255 | SG | 255.SG | -115342.9249
2249 | Total Accumlated ITC |  |  |  |  | B19 | -827183.2208 | -190393.2098 | -827183.2208 | -637852.1123 | -189331.1084 |  | Total Accumlated ITC | NA | Total Accumlated ITC.NA | -189331.1084
2250 | [12 empty] | Total Accumlated ITC | NA | Total Accumlated ITC.NA1 | 0
2251 | Total Rate Base Deductions | [5 empty] | -4789799989.5169 | -2070039690.6969 | -4799682922.4197 | -2717183782.0514 | -2082499140.3683 |  | Total Rate Base Deductions | NA | Total Rate Base Deductions.NA | -2082499140.3683
2252 | [12 empty] | Total Rate Base Deductions | NA | Total Rate Base Deductions.NA1 | 0
2253 | [12 empty] | Total Rate Base Deductions | NA | Total Rate Base Deductions.NA2 | 0
2254 | [12 empty] | Total Rate Base Deductions | NA | Total Rate Base Deductions.NA3 | 0
2255 | 108SP | Steam Prod Plant Accumulated Depr | [10 empty] | 108SP | NA | 108SP.NA | 0
2256 |  |  |  | P | S |  | 12591130.8923 | 8582868.5115 | 12591130.8923 | 4008262.3808 | 8582868.5115 |  | 108SP | S | 108SP.S | 8582868.5115
2257 |  |  |  | P | SG |  | -737437463.3869 | -326008456.2344 | -737437463.3869 | -414403569.5708 | -323033893.8161 |  | 108SP | SG | 108SP.SG | -323033893.8161
2258 |  |  |  | P | SG |  | -795874936.5008 | -351842660.9527 | -795874936.5008 | -447242554.105 | -348632382.3958 |  | 108SP | SG | 108SP.SG1 | -348632382.3958
2259 |  |  |  | P | SG |  | -1099938065.6715 | -486263755.9747 | -1099938065.6715 | -618111071.5852 | -481826994.0864 |  | 108SP | SG | 108SP.SG2 | -481826994.0864
2260 |  |  |  | P | SG |  | 0 | 0 | 0 | 0 | 0 |  | 108SP | SG | 108SP.SG3 | 0
2261 |  |  |  | P | SG |  | -196777899.9292 | -86992135.0108 | -196777899.9292 | -110579497.5059 | -86198402.4234 |  | 108SP | SG | 108SP.SG4 | -86198402.4234
2262 | [5 empty] | B17 | -2817437234.5962 | -1242524139.661 | -2817437234.5962 | -1586328430.3861 | -1231108804.21 |  | 108SP | NA | 108SP.NA1 | -1231108804.21
2263 | [12 empty] | 108SP | NA | 108SP.NA2 | 0
2264 | 108NP | Nuclear Prod Plant Accumulated Depr | [10 empty] | 108NP | NA | 108NP.NA | 0
2265 |  |  |  | P | SG |  | 0 | 0 | 0 | 0 | 0 |  | 108NP | SG | 108NP.SG | 0
2266 |  |  |  | P | SG |  | 0 | 0 | 0 | 0 | 0 |  | 108NP | SG | 108NP.SG1 | 0
2267 |  |  |  | P | SG |  | 0 | 0 | 0 | 0 | 0 |  | 108NP | SG | 108NP.SG2 | 0
2268 | [5 empty] | B17 | 0 | 0 | 0 | 0 | 0 |  | 108NP | NA | 108NP.NA1 | 0
2269 | [12 empty] | 108NP | NA | 108NP.NA2 | 0
2270 | [12 empty] | 108NP | NA | 108NP.NA3 | 0
2271 | 108HP | Hydraulic Prod Plant Accum Depr | [10 empty] | 108HP | NA | 108HP.NA | 0
2272 |  |  |  | P | S |  | 747677.9315 | 0 | 747677.9315 | 747677.9315 | 0 |  | 108HP | S | 108HP.S | 0
2273 |  |  |  | P | SG |  | -152488601.7285 | -67412595.7942 | -152488601.7285 | -85691091.1264 | -66797510.602 |  | 108HP | SG | 108HP.SG | -66797510.602
2274 |  |  |  | P | SG |  | -27979300.4862 | -12369168.9274 | -27979300.4862 | -15722990.1805 | -12256310.3057 |  | 108HP | SG | 108HP.SG1 | -12256310.3057
2275 |  |  |  | P | SG |  | -107145293.0731 | -47367096.631 | -96688133.6933 | -54333973.6954 | -42354159.9979 |  | 108HP | SG | 108HP.SG2 | -42354159.9979
2276 |  |  |  | P | SG |  | -31742043.47 | -14032613.0732 | -31431993.1577 | -17663233.5757 | -13768759.582 |  | 108HP | SG | 108HP.SG3 | -13768759.582
2277 | [5 empty] | B17 | -318607560.8262 | -141181474.4258 | -307840351.134 | -172663610.6464 | -135176740.4876 |  | 108HP | NA | 108HP.NA1 | -135176740.4876
2278 | [12 empty] | 108HP | NA | 108HP.NA2 | 0
2279 | 108OP | Other Production Plant - Accum Depr | [10 empty] | 108OP | NA | 108OP.NA | 0
2280 |  |  |  | P | S |  | 0 | 0 | 0 | 0 | 0 |  | 108OP | S | 108OP.S | 0
2281 |  |  |  | P | SG |  | 0 | 0 | 0 | 0 | 0 |  | 108OP | SG | 108OP.SG | 0
2282 |  |  |  | P | SG |  | -503954982.4123 | -222789855.391 | -503954982.4123 | -283197903.5287 | -220757078.8836 |  | 108OP | SG | 108OP.SG1 | -220757078.8836
2283 |  |  |  | P | SG |  | -290073141.2854 | -128236361.2925 | -290073141.2854 | -163006832.6515 | -127066308.6338 |  | 108OP | SG | 108OP.SG2 | -127066308.6338
2284 |  |  |  | P | SG |  | -28504150.0354 | -12601195.9124 | -28504150.0354 | -16017929.8025 | -12486220.2329 |  | 108OP | SG | 108OP.SG3 | -12486220.2329
2285 | [5 empty] | B17 | -822532273.7331 | -363627412.5959 | -822532273.7331 | -462222665.9827 | -360309607.7504 |  | 108OP | NA | 108OP.NA1 | -360309607.7504
2286 | [12 empty] | 108OP | NA | 108OP.NA2 | 0
2287 | 108EP | Experimental Plant - Accum Depr | [10 empty] | 108EP | NA | 108EP.NA | 0
2288 |  |  |  | P | SG |  | 0 | 0 | 0 | 0 | 0 |  | 108EP | SG | 108EP.SG | 0
2289 |  |  |  | P | SG |  | 0 | 0 | 0 | 0 | 0 |  | 108EP | SG | 108EP.SG1 | 0
2290 | [6 empty] | 0 | 0 | 0 | 0 | 0 |  | 108EP | NA | 108EP.NA1 | 0
2291 | [12 empty] | 108EP | NA | 108EP.NA2 | 0
2292 | Total Production Plant Accum Depreciation |  |  |  |  | B17 | -3958577069.1554 | -1747333026.6827 | -3947809859.4633 | -2221214707.0152 | -1726595152.448 |  | Total Production Plant Accum Depreciation | NA | Total Production Plant Accum Depreciation.NA | -1726595152.448
2293 | [12 empty] | Total Production Plant Accum Depreciation | NA | Total Production Plant Accum Depreciation.NA1 | 0
2294 | Summary of Prod Plant Depreciation by Factor | [11 empty] | Summary of Prod Plant Depreciation by Factor | NA | Summary of Prod Plant Depreciation by Factor.NA | 0
2295 |  |  | S |  |  |  | 13338808.8238 | 8582868.5115 | 13338808.8238 | 4755940.3123 | 8582868.5115 |  | Summary of Prod Plant Depreciation by Factor | NA | Summary of Prod Plant Depreciation by Factor.NA1 | 8582868.5115
2296 |  |  | DGP |  |  |  | 0 | 0 | 0 | 0 | 0 |  | Summary of Prod Plant Depreciation by Factor | NA | Summary of Prod Plant Depreciation by Factor.NA2 | 0
2297 |  |  | DGU |  |  |  | 0 | 0 | 0 | 0 | 0 |  | Summary of Prod Plant Depreciation by Factor | NA | Summary of Prod Plant Depreciation by Factor.NA3 | 0
2298 |  |  | SG |  |  |  | -3971915877.9792 | -1755915895.1942 | -3961148668.2871 | -2225970647.3275 | -1735178020.9596 |  | Summary of Prod Plant Depreciation by Factor | NA | Summary of Prod Plant Depreciation by Factor.NA4 | -1735178020.9596
2299 |  |  | SSGCH |  |  |  | 0 | 0 | 0 | 0 | 0 |  | Summary of Prod Plant Depreciation by Factor | NA | Summary of Prod Plant Depreciation by Factor.NA5 | 0
2300 |  |  | SSGCT |  |  |  | 0 | 0 | 0 | 0 | 0 |  | Summary of Prod Plant Depreciation by Factor | NA | Summary of Prod Plant Depreciation by Factor.NA6 | 0
2301 | Total of Prod Plant Depreciation by Factor | [5 empty] | -3958577069.1554 | -1747333026.6827 | -3947809859.4633 | -2221214707.0152 | -1726595152.448 |  | Total of Prod Plant Depreciation by Factor | NA | Total of Prod Plant Depreciation by Factor.NA | -1726595152.448
2302 | [12 empty] | Total of Prod Plant Depreciation by Factor | NA | Total of Prod Plant Depreciation by Factor.NA1 | 0
2303 | [12 empty] | Total of Prod Plant Depreciation by Factor | NA | Total of Prod Plant Depreciation by Factor.NA2 | 0
2304 | 108TP | Transmission Plant Accumulated Depr | [10 empty] | 108TP | NA | 108TP.NA | 0
2305 |  |  |  | T | SG |  | -372599958.7254 | -164720052.0288 | -372599958.7254 | -209382843.4056 | -163217115.3198 |  | 108TP | SG | 108TP.SG | -163217115.3198
2306 |  |  |  | T | SG |  | -409216297.3669 | -180907507.4079 | -409216297.3669 | -229959424.0528 | -179256873.3141 |  | 108TP | SG | 108TP.SG1 | -179256873.3141
2307 |  |  |  | T | SG |  | -688926186.3177 | -304562452.5629 | -688514423.3362 | -386911228.2702 | -301603195.0659 |  | 108TP | SG | 108TP.SG2 | -301603195.0659
2308 | Total Trans Plant Accum Depreciation |  |  |  |  | B17 | -1470742442.41 | -650190011.9995 | -1470330679.4285 | -826253495.7286 | -644077183.6999 |  | Total Trans Plant Accum Depreciation | NA | Total Trans Plant Accum Depreciation.NA | -644077183.6999
2309 | 108360 | Land and Land Rights | [10 empty] | 108360 | NA | 108360.NA | 0
2310 |  |  |  | DPW | S |  | -9008075.3346 | -2775978.3985 | -9008075.3346 | -6232096.9362 | -2775978.3985 |  | 108360 | S | 108360.S | -2775978.3985
2311 | [5 empty] | B17 | -9008075.3346 | -2775978.3985 | -9008075.3346 | -6232096.9362 | -2775978.3985 |  | 108360 | NA | 108360.NA1 | -2775978.3985
2312 | [12 empty] | 108360 | NA | 108360.NA2 | 0
2313 | 108361 | Structures and Improvements | [10 empty] | 108361 | NA | 108361.NA | 0
2314 |  |  |  | DPW | S |  | -22215357.5031 | -10038789.6108 | -22215357.5031 | -12176567.8923 | -10038789.6108 |  | 108361 | S | 108361.S | -10038789.6108
2315 | [5 empty] | B17 | -22215357.5031 | -10038789.6108 | -22215357.5031 | -12176567.8923 | -10038789.6108 |  | 108361 | NA | 108361.NA1 | -10038789.6108
2316 | [12 empty] | 108361 | NA | 108361.NA2 | 0
2317 | 108362 | Station Equipment | [10 empty] | 108362 | NA | 108362.NA | 0
2318 |  |  |  | DPW | S |  | -250634647.0908 | -101201888.8062 | -250634647.0908 | -149432758.2846 | -101201888.8062 |  | 108362 | S | 108362.S | -101201888.8062
2319 | [5 empty] | B17 | -250634647.0908 | -101201888.8062 | -250634647.0908 | -149432758.2846 | -101201888.8062 |  | 108362 | NA | 108362.NA1 | -101201888.8062
2320 | [12 empty] | 108362 | NA | 108362.NA2 | 0
2321 | 108363 | Storage Battery Equipment | [10 empty] | 108363 | NA | 108363.NA | 0
2322 |  |  |  | DPW | S |  | 0 | 0 | 0 | 0 | 0 |  | 108363 | S | 108363.S | 0
2323 | [5 empty] | B17 | 0 | 0 | 0 | 0 | 0 |  | 108363 | NA | 108363.NA1 | 0
2324 | [12 empty] | 108363 | NA | 108363.NA2 | 0
2325 | 108364 | Poles, Towers & Fixtures | [10 empty] | 108364 | NA | 108364.NA | 0
2326 |  |  |  | DPW | S |  | -575679011.8162 | -141692722.2415 | -575679011.8162 | -433986289.5746 | -141692722.2415 |  | 108364 | S | 108364.S | -141692722.2415
2327 | [5 empty] | B17 | -575679011.8162 | -141692722.2415 | -575679011.8162 | -433986289.5746 | -141692722.2415 |  | 108364 | NA | 108364.NA1 | -141692722.2415
2328 | [12 empty] | 108364 | NA | 108364.NA2 | 0
2329 | 108365 | Overhead Conductors | [10 empty] | 108365 | NA | 108365.NA | 0
2330 |  |  |  | DPW | S |  | -301166877.3631 | -79175529.07 | -301166877.3631 | -221991348.2931 | -79175529.07 |  | 108365 | S | 108365.S | -79175529.07
2331 | [5 empty] | B17 | -301166877.3631 | -79175529.07 | -301166877.3631 | -221991348.2931 | -79175529.07 |  | 108365 | NA | 108365.NA1 | -79175529.07
2332 | [12 empty] | 108365 | NA | 108365.NA2 | 0
2333 | 108366 | Underground Conduit | [10 empty] | 108366 | NA | 108366.NA | 0
2334 |  |  |  | DPW | S |  | -148820784.4954 | -74060943.1285 | -148820784.4954 | -74759841.3669 | -74060943.1285 |  | 108366 | S | 108366.S | -74060943.1285
2335 | [5 empty] | B17 | -148820784.4954 | -74060943.1285 | -148820784.4954 | -74759841.3669 | -74060943.1285 |  | 108366 | NA | 108366.NA1 | -74060943.1285
2336 | [12 empty] | 108366 | NA | 108366.NA2 | 0
2337 | 108367 | Underground Conductors | [10 empty] | 108367 | NA | 108367.NA | 0
2338 |  |  |  | DPW | S |  | -351716100.8492 | -204994588.2315 | -351716100.8492 | -146721512.6177 | -204994588.2315 |  | 108367 | S | 108367.S | -204994588.2315
2339 | [5 empty] | B17 | -351716100.8492 | -204994588.2315 | -351716100.8492 | -146721512.6177 | -204994588.2315 |  | 108367 | NA | 108367.NA1 | -204994588.2315
2340 | [12 empty] | 108367 | NA | 108367.NA2 | 0
2341 | 108368 | Line Transformers | [10 empty] | 108368 | NA | 108368.NA | 0
2342 |  |  |  | DPW | S |  | -479550498.3231 | -116966251.07 | -479550498.3231 | -362584247.2531 | -116966251.07 |  | 108368 | S | 108368.S | -116966251.07
2343 | [5 empty] | B17 | -479550498.3231 | -116966251.07 | -479550498.3231 | -362584247.2531 | -116966251.07 |  | 108368 | NA | 108368.NA1 | -116966251.07
2344 | [12 empty] | 108368 | NA | 108368.NA2 | 0
2345 | 108369 | Services | [10 empty] | 108369 | NA | 108369.NA | 0
2346 |  |  |  | DPW | S |  | -267293819.2238 | -90281930.19 | -267293819.2238 | -177011889.0338 | -90281930.19 |  | 108369 | S | 108369.S | -90281930.19
2347 | [5 empty] | B17 | -267293819.2238 | -90281930.19 | -267293819.2238 | -177011889.0338 | -90281930.19 |  | 108369 | NA | 108369.NA1 | -90281930.19
2348 | [12 empty] | 108369 | NA | 108369.NA2 | 0
2349 | 108370 | Meters | [10 empty] | 108370 | NA | 108370.NA | 0
2350 |  |  |  | DPW | S |  | -89039068.7431 | -36464290.5669 | -88964900.9255 | -52574778.1762 | -36390122.7493 |  | 108370 | S | 108370.S | -36390122.7493
2351 | [5 empty] | B17 | -89039068.7431 | -36464290.5669 | -88964900.9255 | -52574778.1762 | -36390122.7493 |  | 108370 | NA | 108370.NA1 | -36390122.7493
2352 | [12 empty] | 108370 | NA | 108370.NA2 | 0
2353 | [12 empty] | 108370 | NA | 108370.NA3 | 0
2354 | [12 empty] | 108370 | NA | 108370.NA4 | 0
2355 | 108371 | Installations on Customers' Premises | [10 empty] | 108371 | NA | 108371.NA | 0
2356 |  |  |  | DPW | S |  | -7205181.8846 | -3449623.5185 | -7205181.8846 | -3755558.3662 | -3449623.5185 |  | 108371 | S | 108371.S | -3449623.5185
2357 | [5 empty] | B17 | -7205181.8846 | -3449623.5185 | -7205181.8846 | -3755558.3662 | -3449623.5185 |  | 108371 | NA | 108371.NA1 | -3449623.5185
2358 | [12 empty] | 108371 | NA | 108371.NA2 | 0
2359 | 108372 | Leased Property | [10 empty] | 108372 | NA | 108372.NA | 0
2360 |  |  |  | DPW | S |  | 0 | 0 | 0 | 0 | 0 |  | 108372 | S | 108372.S | 0
2361 | [5 empty] | B17 | 0 | 0 | 0 | 0 | 0 |  | 108372 | NA | 108372.NA1 | 0
2362 | [12 empty] | 108372 | NA | 108372.NA2 | 0
2363 | 108373 | Street Lights | [10 empty] | 108373 | NA | 108373.NA | 0
2364 |  |  |  | DPW | S |  | -29737200.0023 | -12365678.4038 | -29737200.0023 | -17371521.5985 | -12365678.4038 |  | 108373 | S | 108373.S | -12365678.4038
2365 | [5 empty] | B17 | -29737200.0023 | -12365678.4038 | -29737200.0023 | -17371521.5985 | -12365678.4038 |  | 108373 | NA | 108373.NA1 | -12365678.4038
2366 | [12 empty] | 108373 | NA | 108373.NA2 | 0
2367 | 108D00 | Unclassified Dist Plant - Acct 300 | [10 empty] | 108D00 | NA | 108D00.NA | 0
2368 |  |  |  | DPW | S |  | 0 | 0 | 0 | 0 | 0 |  | 108D00 | S | 108D00.S | 0
2369 | [5 empty] | B17 | 0 | 0 | 0 | 0 | 0 |  | 108D00 | NA | 108D00.NA1 | 0
2370 | [12 empty] | 108D00 | NA | 108D00.NA2 | 0
2371 | 108DS | Unclassified Dist Sub Plant - Acct 300 | [10 empty] | 108DS | NA | 108DS.NA | 0
2372 |  |  |  | DPW | S |  | 0 | 0 | 0 | 0 | 0 |  | 108DS | S | 108DS.S | 0
2373 | [5 empty] | B17 | 0 | 0 | 0 | 0 | 0 |  | 108DS | NA | 108DS.NA1 | 0
2374 | [12 empty] | 108DS | NA | 108DS.NA2 | 0
2375 | 108DP | Unclassified Dist Sub Plant - Acct 300 | [10 empty] | 108DP | NA | 108DP.NA | 0
2376 |  |  |  | DPW | S |  | 1333662.2162 | -288476.2054 | 1333662.2162 | 1622138.4215 | -288476.2054 |  | 108DP | S | 108DP.S | -288476.2054
2377 | [5 empty] | B17 | 1333662.2162 | -288476.2054 | 1333662.2162 | 1622138.4215 | -288476.2054 |  | 108DP | NA | 108DP.NA1 | -288476.2054
2378 | [12 empty] | 108DP | NA | 108DP.NA2 | 0
2379 | [12 empty] | 108DP | NA | 108DP.NA3 | 0
2380 | Total Distribution Plant Accum Depreciation |  |  |  |  | B17 | -2530732960.4131 | -873756689.4415 | -2530658792.5955 | -1656976270.9715 | -873682521.624 |  | Total Distribution Plant Accum Depreciation | NA | Total Distribution Plant Accum Depreciation.NA | -873682521.624
2381 | [12 empty] | Total Distribution Plant Accum Depreciation | NA | Total Distribution Plant Accum Depreciation.NA1 | 0
2382 | Summary of Distribution Plant Depr by Factor | [11 empty] | Summary of Distribution Plant Depr by Factor | NA | Summary of Distribution Plant Depr by Factor.NA | 0
2383 |  |  | S |  |  |  | -2530732960.4131 | -873756689.4415 | -2530658792.5955 | -1656976270.9715 | -873682521.624 |  | Summary of Distribution Plant Depr by Factor | NA | Summary of Distribution Plant Depr by Factor.NA1 | -873682521.624
2384 | [12 empty] | Summary of Distribution Plant Depr by Factor | NA | Summary of Distribution Plant Depr by Factor.NA2 | 0
2385 | Total Distribution Depreciation by Factor | [5 empty] | -2530732960.4131 | -873756689.4415 | -2530658792.5955 | -1656976270.9715 | -873682521.624 |  | Total Distribution Depreciation by Factor | NA | Total Distribution Depreciation by Factor.NA | -873682521.624
2386 | 108GP | General Plant Accumulated Depr | [10 empty] | 108GP | NA | 108GP.NA | 0
2387 |  |  |  | G-SITUS | S |  | -209579278.8569 | -74314293.2677 | -209579278.8569 | -135264985.5892 | -74314293.2677 |  | 108GP | S | 108GP.S | -74314293.2677
2388 |  |  |  | G-DGP | SG |  | -1304857.5185 | -576855.1319 | -1304857.5185 | -733265.7212 | -571591.7973 |  | 108GP | SG | 108GP.SG | -571591.7973
2389 |  |  |  | G-DGU | SG |  | -3298716.6631 | -1458306.067 | -3298716.6631 | -1853716.4547 | -1445000.2084 |  | 108GP | SG | 108GP.SG1 | -1445000.2084
2390 |  |  |  | G-SG | SG |  | -84498304.6146 | -37355251.4071 | -84498304.6146 | -47483889.5412 | -37014415.0735 |  | 108GP | SG | 108GP.SG2 | -37014415.0735
2391 |  |  |  | CUST | CN |  | -7229443.8362 | -3376134.9969 | -7229443.8362 | -3853308.8392 | -3376134.9969 |  | 108GP | CN | 108GP.CN | -3376134.9969
2392 |  |  |  | PTD | SO |  | -97105102.5008 | -42264536.3592 | -97105102.5008 | -55059233.7397 | -42045868.761 |  | 108GP | SO | 108GP.SO | -42045868.761
2393 |  |  |  | P | SE |  | -851719.48 | -367691.437 | -851719.48 | -485386.1957 | -366333.2843 |  | 108GP | SE | 108GP.SE | -366333.2843
2394 |  |  |  | G-SG | SG |  | -77544.53 | -34281.1069 | -77544.53 | -43576.2104 | -33968.3196 |  | 108GP | SG | 108GP.SG3 | -33968.3196
2395 |  |  |  | G-SG | SG |  | -2277709.8085 | -1006936.4458 | -2277709.8085 | -1279960.84 | -997748.9685 |  | 108GP | SG | 108GP.SG4 | -997748.9685
2396 | [5 empty] | B17 | -406222677.8085 | -160754286.2196 | -406222677.8085 | -246057323.1313 | -160165354.6772 |  | 108GP | NA | 108GP.NA1 | -160165354.6772
2397 | [12 empty] | 108GP | NA | 108GP.NA2 | 0
2398 | [12 empty] | 108GP | NA | 108GP.NA3 | 0
2399 | 108MP | Mining Plant Accumulated Depr. | [10 empty] | 108MP | NA | 108MP.NA | 0
2400 |  |  |  | P | S |  | 0 | 0 | 0 | 0 | 0 |  | 108MP | S | 108MP.S | 0
2401 |  |  |  | P | SE |  | -88732631.9346 | -38306308.2537 | -88732631.9346 | -50567816.8217 | -38164815.1129 |  | 108MP | SE | 108MP.SE | -38164815.1129
2402 | [5 empty] | B17 | -88732631.9346 | -38306308.2537 | -88732631.9346 | -50567816.8217 | -38164815.1129 |  | 108MP | NA | 108MP.NA1 | -38164815.1129
2403 | 108MP | Less Centralia Situs Depreciation | [10 empty] | 108MP | NA | 108MP.NA2 | 0
2404 |  |  |  | P | S |  | 0 | 0 | 0 | 0 | 0 |  | 108MP | S | 108MP.S1 | 0
2405 | [5 empty] | B17 | -88732631.9346 | -38306308.2537 | -88732631.9346 | -50567816.8217 | -38164815.1129 |  | 108MP | NA | 108MP.NA3 | -38164815.1129
2406 | [12 empty] | 108MP | NA | 108MP.NA4 | 0
2407 | 1081390 | Accum Depr - Capital Lease | [10 empty] | 1081390 | NA | 1081390.NA | 0
2408 |  |  |  | PTD | SO | B17 | 0 | 0 | 0 | 0 | 0 |  | 1081390 | SO | 1081390.SO | 0
2409 | [6 empty] | 0 | 0 | 0 | 0 | 0 |  | 1081390 | NA | 1081390.NA1 | 0
2410 | [12 empty] | 1081390 | NA | 1081390.NA2 | 0
2411 |  | Remove Capital Leases |  |  |  |  | 0 | 0 | 0 | 0 | 0 |  | 1081390 | NA | 1081390.NA3 | 0
2412 | [5 empty] | B17 | 0 | 0 | 0 | 0 | 0 |  | 1081390 | NA | 1081390.NA4 | 0
2413 | [12 empty] | 1081390 | NA | 1081390.NA5 | 0
2414 | 1081399 | Accum Depr - Capital Lease | [10 empty] | 1081399 | NA | 1081399.NA | 0
2415 |  |  |  | P | S |  | 0 | 0 | 0 | 0 | 0 |  | 1081399 | S | 1081399.S | 0
2416 |  |  |  | P | SE | B17 | 0 | 0 | 0 | 0 | 0 |  | 1081399 | SE | 1081399.SE | 0
2417 | [6 empty] | 0 | 0 | 0 | 0 | 0 |  | 1081399 | NA | 1081399.NA1 | 0
2418 | [12 empty] | 1081399 | NA | 1081399.NA2 | 0
2419 |  | Remove Capital Leases |  |  |  |  | 0 | 0 | 0 | 0 | 0 |  | 1081399 | NA | 1081399.NA3 | 0
2420 | [5 empty] | B17 | 0 | 0 | 0 | 0 | 0 |  | 1081399 | NA | 1081399.NA4 | 0
2421 | [12 empty] | 1081399 | NA | 1081399.NA5 | 0
2422 | [12 empty] | 1081399 | NA | 1081399.NA6 | 0
2423 | Total General Plant Accum Depreciation |  |  |  |  | B17 | -494955309.7431 | -199060594.4732 | -494955309.7431 | -296625139.953 | -198330169.7901 |  | Total General Plant Accum Depreciation | NA | Total General Plant Accum Depreciation.NA | -198330169.7901
2424 | [12 empty] | Total General Plant Accum Depreciation | NA | Total General Plant Accum Depreciation.NA1 | 0
2425 | [12 empty] | Total General Plant Accum Depreciation | NA | Total General Plant Accum Depreciation.NA2 | 0
2426 | [12 empty] | Total General Plant Accum Depreciation | NA | Total General Plant Accum Depreciation.NA3 | 0
2427 | Summary of General Depreciation by Factor | [11 empty] | Summary of General Depreciation by Factor | NA | Summary of General Depreciation by Factor.NA | 0
2428 |  |  | S |  |  |  | -209579278.8569 | -74314293.2677 | -209579278.8569 | -135264985.5892 | -74314293.2677 |  | Summary of General Depreciation by Factor | NA | Summary of General Depreciation by Factor.NA1 | -74314293.2677
2429 |  |  | DGP |  |  |  | 0 | 0 | 0 | 0 | 0 |  | Summary of General Depreciation by Factor | NA | Summary of General Depreciation by Factor.NA2 | 0
2430 |  |  | DGU |  |  |  | 0 | 0 | 0 | 0 | 0 |  | Summary of General Depreciation by Factor | NA | Summary of General Depreciation by Factor.NA3 | 0
2431 |  |  | SE |  |  |  | -89584351.4146 | -38673999.6907 | -89584351.4146 | -51053203.0174 | -38531148.3973 |  | Summary of General Depreciation by Factor | NA | Summary of General Depreciation by Factor.NA4 | -38531148.3973
2432 |  |  | SO |  |  |  | -97105102.5008 | -42264536.3592 | -97105102.5008 | -55059233.7397 | -42045868.761 |  | Summary of General Depreciation by Factor | NA | Summary of General Depreciation by Factor.NA5 | -42045868.761
2433 |  |  | CN |  |  |  | -7229443.8362 | -3376134.9969 | -7229443.8362 | -3853308.8392 | -3376134.9969 |  | Summary of General Depreciation by Factor | NA | Summary of General Depreciation by Factor.NA6 | -3376134.9969
2434 |  |  | SG |  |  |  | -91457133.1346 | -40431630.1587 | -91457133.1346 | -51394408.7674 | -40062724.3672 |  | Summary of General Depreciation by Factor | NA | Summary of General Depreciation by Factor.NA7 | -40062724.3672
2435 |  |  | DEU |  |  |  | 0 | 0 | 0 | 0 | 0 |  | Summary of General Depreciation by Factor | NA | Summary of General Depreciation by Factor.NA8 | 0
2436 |  |  | SSGCT |  |  |  | 0 | 0 | 0 | 0 | 0 |  | Summary of General Depreciation by Factor | NA | Summary of General Depreciation by Factor.NA9 | 0
2437 |  |  | SSGCH |  |  |  | 0 | 0 | 0 | 0 | 0 |  | Summary of General Depreciation by Factor | NA | Summary of General Depreciation by Factor.NA10 | 0
2438 |  |  | Remove Capital Leases |  |  |  | 0 | 0 | 0 | 0 | 0 |  | Summary of General Depreciation by Factor | NA | Summary of General Depreciation by Factor.NA11 | 0
2439 | Total General Depreciation by Factor | [5 empty] | -494955309.7431 | -199060594.4732 | -494955309.7431 | -296625139.953 | -198330169.7901 |  | Total General Depreciation by Factor | NA | Total General Depreciation by Factor.NA | -198330169.7901
2440 | [12 empty] | Total General Depreciation by Factor | NA | Total General Depreciation by Factor.NA1 | 0
2441 | [12 empty] | Total General Depreciation by Factor | NA | Total General Depreciation by Factor.NA2 | 0
2442 | Total Accum Depreciation - Plant In Service |  |  |  |  | B17 | -8455007781.7215 | -3470340322.597 | -8443754641.2303 | -5001069613.6683 | -3442685027.562 |  | Total Accum Depreciation - Plant In Service | NA | Total Accum Depreciation - Plant In Service.NA | -3442685027.562
2443 | 111SP | Accum Prov for Amort-Steam | [10 empty] | 111SP | NA | 111SP.NA | 0
2444 |  |  |  | P | SG |  | 0 | 0 | 0 | 0 | 0 |  | 111SP | SG | 111SP.SG | 0
2445 |  |  |  | P | SG |  | 0 | 0 | 0 | 0 | 0 |  | 111SP | SG | 111SP.SG1 | 0
2446 | [5 empty] | B18 | 0 | 0 | 0 | 0 | 0 |  | 111SP | NA | 111SP.NA1 | 0
2447 | [12 empty] | 111SP | NA | 111SP.NA2 | 0
2448 | [12 empty] | 111SP | NA | 111SP.NA3 | 0
2449 | 111GP | Accum Prov for Amort-General | [10 empty] | 111GP | NA | 111GP.NA | 0
2450 |  |  |  | G-SITUS | S |  | -11379747.0754 | -15032.0123 | -11379747.0754 | -11364715.0631 | -15032.0123 |  | 111GP | S | 111GP.S | -15032.0123
2451 |  |  |  | CUST | CN |  | -230014.7277 | -107416.3919 | -230014.7277 | -122598.3358 | -107416.3919 |  | 111GP | CN | 111GP.CN | -107416.3919
2452 |  |  |  | I-SG | SG |  | -149856.6562 | -66249.0578 | -149856.6562 | -84212.0672 | -65644.5889 |  | 111GP | SG | 111GP.SG | -65644.5889
2453 |  |  |  | PTD | SO |  | -5256793.1954 | -2287994.363 | -5256793.1954 | -2980636.4219 | -2276156.7735 |  | 111GP | SO | 111GP.SO | -2276156.7735
2454 |  |  |  | P | SE |  | 0 | 0 | 0 | 0 | 0 |  | 111GP | SE | 111GP.SE | 0
2455 | [5 empty] | B18 | -17016411.6546 | -2476691.8249 | -17016411.6546 | -14552161.888 | -2464249.7666 |  | 111GP | NA | 111GP.NA1 | -2464249.7666
2456 | [12 empty] | 111GP | NA | 111GP.NA2 | 0
2457 | [12 empty] | 111GP | NA | 111GP.NA3 | 0
2458 | 111HP | Accum Prov for Amort-Hydro | [10 empty] | 111HP | NA | 111HP.NA | 0
2459 |  |  |  | P | SG |  | 0 | 0 | 0 | 0 | 0 |  | 111HP | SG | 111HP.SG | 0
2460 |  |  |  | P | SG |  | 0 | 0 | 0 | 0 | 0 |  | 111HP | SG | 111HP.SG1 | 0
2461 |  |  |  | P | SG |  | -1297859.8862 | -573761.5986 | -1297859.8862 | -729333.3962 | -568526.49 |  | 111HP | SG | 111HP.SG2 | -568526.49
2462 |  |  |  | P | SG |  | 0 | 0 | 0 | 0 | 0 |  | 111HP | SG | 111HP.SG3 | 0
2463 | [5 empty] | B18 | -1297859.8862 | -573761.5986 | -1297859.8862 | -729333.3962 | -568526.49 |  | 111HP | NA | 111HP.NA1 | -568526.49
2464 | [12 empty] | 111HP | NA | 111HP.NA2 | 0
2465 | [12 empty] | 111HP | NA | 111HP.NA3 | 0
2466 | 111IP | Accum Prov for Amort-Intangible Plant | [10 empty] | 111IP | NA | 111IP.NA | 0
2467 |  |  |  | I-SITUS | S |  | 14473090.2038 | 15996777.8777 | -1550319.0854 | -1523687.6738 | -26631.4115 |  | 111IP | S | 111IP.S | -26631.4115
2468 |  |  |  | I-DGP | SG |  | 0 | 0 | 0 | 0 | 0 |  | 111IP | SG | 111IP.SG | 0
2469 |  |  |  | I-DGU | SG |  | -423886.9 | -187393.1292 | -423886.9 | -238203.5809 | -185683.3191 |  | 111IP | SG | 111IP.SG1 | -185683.3191
2470 |  |  |  | P | SE |  | -1300076.2969 | -561249.2529 | -1300076.2969 | -740900.1469 | -559176.15 |  | 111IP | SE | 111IP.SE | -559176.15
2471 |  |  |  | I-SG | SG |  | -68138504.6954 | -30122864.4173 | -67673137.1715 | -38028973.3032 | -29644163.8683 |  | 111IP | SG | 111IP.SG2 | -29644163.8683
2472 |  |  |  | I-SG | SG |  | -62181589.45 | -27489414.3426 | -24953199.76 | -14022470.4686 | -10930729.2914 |  | 111IP | SG | 111IP.SG3 | -10930729.2914
2473 |  |  |  | I-SG | SG |  | -4753826.1369 | -2101585.0117 | -4753826.1369 | -2671416.3818 | -2082409.7551 |  | 111IP | SG | 111IP.SG4 | -2082409.7551
2474 |  |  |  | CUST | CN |  | -114341824.1546 | -53397390.2956 | -114341824.1546 | -60944433.859 | -53397390.2956 |  | 111IP | CN | 111IP.CN | -53397390.2956
2475 |  |  |  | P | SG |  | 0 | 0 | 0 | 0 | 0 |  | 111IP | SG | 111IP.SG5 | 0
2476 |  |  |  | P | SG |  | -779170.5646 | -344457.9446 | -779170.5646 | -437855.519 | -341315.0456 |  | 111IP | SG | 111IP.SG6 | -341315.0456
2477 |  |  |  | PTD | SO |  | -295157832.2438 | -128466049.7886 | -295157832.2438 | -167356438.0975 | -127801394.1463 |  | 111IP | SO | 111IP.SO | -127801394.1463
2478 | [5 empty] | B18 | -532603620.2385 | -226673626.3048 | -510933272.3138 | -285964379.0308 | -224968893.283 |  | 111IP | NA | 111IP.NA1 | -224968893.283
2479 | 111IP | Less Non-Regulated Plant | [10 empty] | 111IP | NA | 111IP.NA2 | 0
2480 |  |  |  | NUTIL | OTH |  | 0 | 0 | 0 | 0 | 0 |  | 111IP | OTH | 111IP.OTH | 0
2481 | [6 empty] | -532603620.2385 | -226673626.3048 | -510933272.3138 | -285964379.0308 | -224968893.283 |  | 111IP | NA | 111IP.NA3 | -224968893.283
2482 | [12 empty] | 111IP | NA | 111IP.NA4 | 0
2483 | 111390 | Accum Amtr - Capital Lease | [10 empty] | 111390 | NA | 111390.NA | 0
2484 |  |  |  | G-SITUS | S |  | 396357.48 | 0 | 396357.48 | 396357.48 | 0 |  | 111390 | S | 111390.S | 0
2485 |  |  |  | P | SG |  | 910304.17 | 402429.8627 | 910304.17 | 511546.153 | 398758.017 |  | 111390 | SG | 111390.SG | 398758.017
2486 |  |  |  | PTD | SO |  | 8673284.19 | 3775005.9015 | 8673284.19 | 4917809.3551 | 3755474.8349 |  | 111390 | SO | 111390.SO | 3755474.8349
2487 | [5 empty] | B9 | 9979945.84 | 4177435.7642 | 9979945.84 | 5825712.9881 | 4154232.8519 |  | 111390 | NA | 111390.NA1 | 4154232.8519
2488 | [12 empty] | 111390 | NA | 111390.NA2 | 0
2489 |  |  | Remove Capital Lease Amtr |  |  |  | -9979945.84 | -4177435.7642 | -9979945.84 | -5825712.9881 | -4154232.8519 |  | 111390 | NA | 111390.NA3 | -4154232.8519
2490 | [12 empty] | 111390 | NA | 111390.NA4 | 0
2491 | Total Accum Provision for Amortization |  |  |  |  | B18 | -550917891.7792 | -229724079.7284 | -529247543.8546 | -301245874.315 | -228001669.5396 |  | Total Accum Provision for Amortization | NA | Total Accum Provision for Amortization.NA | -228001669.5396
2492 | [12 empty] | Total Accum Provision for Amortization | NA | Total Accum Provision for Amortization.NA1 | 0
2493 | [12 empty] | Total Accum Provision for Amortization | NA | Total Accum Provision for Amortization.NA2 | 0
2494 | [12 empty] | Total Accum Provision for Amortization | NA | Total Accum Provision for Amortization.NA3 | 0
2495 | [12 empty] | Total Accum Provision for Amortization | NA | Total Accum Provision for Amortization.NA4 | 0
2496 | Summary of Amortization by Factor | [11 empty] | Summary of Amortization by Factor | NA | Summary of Amortization by Factor.NA | 0
2497 |  |  | S |  |  |  | 3489700.6085 | 15981745.8654 | -12533708.6808 | -12492045.2569 | -41663.4238 |  | Summary of Amortization by Factor | NA | Summary of Amortization by Factor.NA1 | -41663.4238
2498 |  |  | DGP |  |  |  | 0 | 0 | 0 | 0 | 0 |  | Summary of Amortization by Factor | NA | Summary of Amortization by Factor.NA2 | 0
2499 |  |  | DGU |  |  |  | 0 | 0 | 0 | 0 | 0 |  | Summary of Amortization by Factor | NA | Summary of Amortization by Factor.NA3 | 0
2500 |  |  | SE |  |  |  | -1300076.2969 | -561249.2529 | -1300076.2969 | -740900.1469 | -559176.15 |  | Summary of Amortization by Factor | NA | Summary of Amortization by Factor.NA4 | -559176.15
2501 |  |  | SO |  |  |  | -291741341.2492 | -126979038.2501 | -291741341.2492 | -165419265.1643 | -126322076.0849 |  | Summary of Amortization by Factor | NA | Summary of Amortization by Factor.NA5 | -126322076.0849
2502 |  |  | CN |  |  |  | -114571838.8823 | -53504806.6874 | -114571838.8823 | -61067032.1949 | -53504806.6874 |  | Summary of Amortization by Factor | NA | Summary of Amortization by Factor.NA6 | -53504806.6874
2503 |  |  | SSGCT |  |  |  | 0 | 0 | 0 | 0 | 0 |  | Summary of Amortization by Factor | NA | Summary of Amortization by Factor.NA7 | 0
2504 |  |  | SSGCH |  |  |  | 0 | 0 | 0 | 0 | 0 |  | Summary of Amortization by Factor | NA | Summary of Amortization by Factor.NA8 | 0
2505 |  |  | SG |  |  |  | -136814390.1192 | -60483295.6392 | -99120632.9054 | -55700918.5639 | -43419714.3414 |  | Summary of Amortization by Factor | NA | Summary of Amortization by Factor.NA9 | -43419714.3414
2506 |  |  | Less Capital Lease |  |  |  | -9979945.84 | -4177435.7642 | -9979945.84 | -5825712.9881 | -4154232.8519 |  | Summary of Amortization by Factor | NA | Summary of Amortization by Factor.NA10 | -4154232.8519
2507 | Total Provision For Amortization by Factor | [5 empty] | -550917891.7792 | -229724079.7284 | -529247543.8546 | -301245874.315 | -228001669.5396 |  | Total Provision For Amortization by Factor | NA | Total Provision For Amortization by Factor.NA | -228001669.5396

## FuncStudy
Rocky Mountain Power
Cost Of Service By Rate Schedule
State of Utah
2010 Protocol (Non Wgt)
12 Months Ended Dec 2015
|  |  | COS Study | State of Utah | Error | Production | Transmission | Distribution | Retail | Misc |  | Production |  |  | Transmission |  |  | Distribution |  |  |  |  | Function | Generation | Transmission | Distribution
|  |  | Results | Results | check | TOTAL | TOTAL | TOTAL | TOTAL | TOTAL |  | DEMAND | ENERGY |  | DEMAND | ENERGY |  | SUBS | P & C | XFMR | SERVICE | METER | Check | Check | Check | Check
[23 empty] | 0 | 0 | 0 | 0
Operating Revenues
General Business Revenues |  |  | 1992797929.57 | 1992797929.9697 | 0 | 1342278496.2944 | 292578405.9717 | 315155378.9669 | 34266978.0587 | 8518670.6781
Special Sales |  |  | 114969641.3793 | 114969641.3793 | 0 | 114969641.3793 | 0 | 0 | 0 | 0
Other Operating Revenues |  |  | 69044859.2819 | 69044859.1685 | 0 | 15424056.7687 | 44258636.2008 | 3471513.7508 | 7091228.7035 | -1200576.2553
Total Operating Revenues |  |  | 2176812430.2312 | 2176812430.5175 |  | 1472672194.4423 | 336837042.1725 | 318626892.7177 | 41358206.7621 | 7318094.4228 |  | 1104709122.3834 | 367963072.159 |  | 249942336.9425 | 86894705.23 |  | 68247318.3974 | 147401483.6436 | 65714015.9159 | 30695301.2757 | 6568773.485 | 0 | 0 | 0 | 0
Operating Expenses
Operation & Maintenance Expenses |  |  | 1192924384.4754 | 1192924384.4754 | 0 | 942080135.8682 | 108395782.9931 | 99126956.4615 | 36738176.4716 | 6583332.681 |  | 342507326.662 | 599572809.2062 |  | 79839203.9059 | 28556579.0872 |  | 16964134.1734 | 70653226.5857 | 4507795.0253 | 2239956.6729 | 4761844.0041 | 0 | 0 | 0 | 0
Depreciation Expense |  |  | 281289038.3857 | 281289038.3857 | 0 | 180585670.6064 | 48431126.026 | 51713993.866 | 558247.8873 | 0 |  | 135423231.0434 | 45162439.563 |  | 36323344.5195 | 12107781.5065 |  | -10780358.5914 | 40725429.4867 | 12131248.2028 | 6509899.2171 | 3127775.5508 | 0 | 0 | 0 | 0
Amortization Expense |  |  | 14397402.7932 | 14397402.7932 | 0 | 13580333.5815 | 131145.6767 | -877032.1623 | 1562955.6972 | 0 |  | 10169458.9052 | 3410874.6762 |  | 98359.2576 | 32786.4192 |  | -153895.6414 | -442262.395 | -164290.5742 | -90437.7772 | -26145.7744 | 0 | 0 | 0 | 0
Taxes Other Than Income |  |  | 65878212.1881 | 65878212.1881 | 0 | 32722247.9874 | 15735867.9446 | 17039141.8018 | 380344.7342 | 609.72 |  | 24541685.9905 | 8180561.9968 |  | 11801900.9584 | 3933966.9861 |  | 2989912.7636 | 8592354.9748 | 3191867.4263 | 1757041.7335 | 507964.9036 | 0 | 0 | 0 | 0
Income Taxes - Federal |  |  | 43992326.443 | 43992326.5386 | 0 | 7719218.7419 | -597764.331 | 37095961.9569 | -412774.8683 | 187685.0392 |  | 5789414.0565 | 1929804.6855 |  | -448323.2483 | -149441.0828 |  | 21625260.5629 | -13615925.7927 | 21536151.6459 | 10295483.7295 | -2745008.1886 | 0 | 0 | 0 | 0
Income Taxes - State |  |  | 9503441.3112 | 9503441.3242 | 0 | 4574528.4094 | -81226.2447 | 5040725.129 | -56089.2491 | 25503.2797 |  | 3430896.307 | 1143632.1023 |  | -60919.6836 | -20306.5612 |  | 1081832.6432 | 2329600.5405 | 1040655.8561 | 485227.703 | 103408.3862 | 0 | 0 | 0 | 0
Income Taxes Deferred |  |  | 103384721.7794 | 103384721.7794 | 0 | 54105500.1394 | 50972117.8403 | -2242999.0183 | 550102.818 | 0 |  | 40579125.1045 | 13526375.0348 |  | 38229088.3803 | 12743029.4601 |  | -440183.7825 | -940712.4766 | -524627.9991 | -291068.7917 | -46405.9684 | 0 | 0 | 0 | 0
Investment Tax Credit Adj |  |  | -3979666.4537 | -3979666.4537 | 0 | -2005243.6876 | -952523.819 | -1021898.9471 | 0 | 0 |  | -1503932.7657 | -501310.9219 |  | -714392.8643 | -238130.9548 |  | -179315.8799 | -515314.5977 | -191427.8313 | -105376.1462 | -30464.4921 | 0 | 0 | 0 | 0
Misc Revenues & Expense |  |  | 525243.8247 | 525243.8247 | 0 | -402312.0701 | -45.3366 | -55842.2686 | 983443.5 | 0 |  | -301734.0526 | -100578.0175 |  | -34.0024 | -11.3341 |  | -9798.8216 | -28159.6691 | -10460.6864 | -5758.3414 | -1664.7501 | 0 | 0 | 0 | 0
Total Operating Expenses |  |  | 1707915104.7469 | 1707915104.8555 | 0 | 1232960079.5765 | 222034480.7494 | 205819006.819 | 40304406.9909 | 6797130.7199 |  | 560635471.251 | 672324608.3255 |  | 165068227.2231 | 56966253.5263 |  | 31097587.4262 | 106758236.6567 | 41516911.0655 | 20794967.9994 | 5651303.671 | 0 | 0 | 0 | 0
Operating Revenue For Return |  |  | 468897325.4843 | 468897325.662 | 0 | 239712114.8658 | 114802561.4231 | 112807885.8988 | 1053799.7713 | 520963.7029 |  | 544073651.1324 | -304361536.1666 |  | 84874109.7194 | 29928451.7037 |  | 37149730.9712 | 40643246.9869 | 24197104.8504 | 9900333.2763 | 917469.814 | 0 | 0 | 0 | 0
Rate Base :
Electric Plant In Service |  |  | 11346572135.0403 | 11346572135.0403 | 0 | 5686307576.5305 | 2700556024.9797 | 2887770262.8238 | 71938270.7063 | 0 |  | 4155360568.8888 | 1530947007.6417 |  | 2025417018.7348 | 675139006.2449 |  | 515479059.7469 | 1481374011.1049 | 521120614.3945 | 286863627.277 | 82932950.3006 | 0 | 0 | 0 | 0
Plant Held For Future Use |  |  | 12081865.1214 | 12081865.1214 | 0 | 5632342.6739 | 1602180.0675 | 4847342.38 | 0 | 0 |  | -733416.9709 | 6365759.6448 |  | 1201635.0506 | 400545.0169 |  | 850578.6864 | 2444377.0055 | 908031.3097 | 499848.1119 | 144507.2665 | 0 | 0 | 0 | 0
Misc Deferred Debits |  |  | 336448729.0748 | 336448729.0748 | 0 | 212797582.0864 | 22696915.3755 | 69981971.0452 | 29291515.8377 | 1680744.73 |  | 159598186.5648 | 53199395.5216 |  | 17022686.5317 | 5674228.8439 |  | 12279960.5099 | 35289919.1785 | 13109414.5707 | 7216398.8746 | 2086277.9115 | 0 | 0 | 0 | 0
Electric Plant Acquisition Adj |  |  | 16623464.5504 | 16623464.5504 | 0 | 16623464.5504 | 0 | 0 | 0 | 0 |  | 12467598.4128 | 4155866.1376 |  | 0 | 0 |  | 0 | 0 | 0 | 0 | 0 | 0 | 0 | 0 | 0
Pensions |  |  | 0 | 0 | 0 | 0 | 0 | 0 | 0 | 0 |  | 0 | 0 |  | 0 | 0 |  | 0 | 0 | 0 | 0 | 0 | 0 | 0 | 0 | 0
Prepayments |  |  | 16132264.1458 | 16132264.1458 | 0 | 7017232.1846 | 3272048.2729 | 2910844.0517 | 13403.7844 | 2918735.8523 |  | 5262924.1384 | 1754308.0461 |  | 2454036.2046 | 818012.0682 |  | 510775.1249 | 1467855.9319 | 545275.6025 | 300160.3331 | 86777.0593 | 0 | 0 | 0 | 0
Fuel Stock |  |  | 80067496.18 | 80067496.18 | 0 | 80067496.18 | 0 | 0 | 0 | 0 |  | 0 | 80067496.18 |  | 0 | 0 |  | 0 | 0 | 0 | 0 | 0 | 0 | 0 | 0 | 0
Materials & Supplies |  |  | 101186699.1148 | 101186699.1148 | 0 | 87376836.25 | 672318.7562 | 13137544.1086 | 0 | 0 |  | 65532627.1875 | 21844209.0625 |  | 504239.0672 | 168079.6891 |  | 2305286.9252 | 6624890.1377 | 2460998.3055 | 1354716.895 | 391651.8451 | 0 | 0 | 0 | 0
Cash Working Capital |  |  | 25086008.3817 | 25086008.3834 | 0 | 15964893.9205 | 3793800.2672 | 4552469.1154 | 663383.8414 | 111461.2389 |  | 11973670.4404 | 3991223.4801 |  | 2845350.2004 | 948450.0668 |  | 798836.3306 | 2295680.7982 | 852793.9991 | 469441.3791 | 135716.6084 | 0 | 0 | 0 | 0
Weatherization Loans |  |  | 2158809.4308 | 2158809.4308 | 0 | 0 | 0 | 0 | 0 | 2158809.4308 |  | 0 | 0 |  | 0 | 0 |  | 0 | 0 | 0 | 0 | 0 | 0 | 0 | 0 | 0
Miscellaneous Rate Base |  |  | 0 | 0 | 0 | 0 | 0 | 0 | 0 | 0 |  | 0 | 0 |  | 0 | 0 |  | 0 | 0 | 0 | 0 | 0 | 0 | 0 | 0 | 0
Total Rate Base Additions |  |  | 11936357471.04 | 11936357471.0418 | 0 | 6111787424.3762 | 2732593287.719 | 2983200433.5246 | 101906574.1698 | 6869751.2521 |  | 4409462158.6618 | 1702325265.7144 |  | 2049444965.7892 | 683148321.9297 |  | 532224497.3239 | 1529496734.1567 | 538997128.182 | 296704192.8707 | 85777880.9914 | 0 | 0 | 0 | 0
Rate Base Deductions :
Accum Provision For Depreciation |  |  | -3442685027.562 | -3442685027.562 | 0 | -1804481050.4096 | -698064001.0711 | -936763841.0844 | -3376134.9969 | 0 |  | -1324462426.5092 | -480018623.9003 |  | -523548000.8033 | -174516000.2678 |  | -115629667.1578 | -557201362.2246 | -128837035.9341 | -96816494.9542 | -38279280.8137 | 0 | 0 | 0 | 0
Accum Provision For Amortization |  |  | -228001669.5396 | -228001669.5396 | 0 | -103129472.1661 | -37967055.417 | -33400335.2691 | -53504806.6874 | 0 |  | -76927722.012 | -26201750.154 |  | -28475291.5628 | -9491763.8543 |  | -5860863.7624 | -16842839.8712 | -6256737.7755 | -3444174.8103 | -995719.0498 | 0 | 0 | 0 | 0
Accum Deferred Income Taxes |  |  | -1891367853.0218 | -1891367853.0218 | 0 | -934273947.281 | -449757841.3204 | -493723525.9631 | -13612538.4573 | 0 |  | -700705460.4608 | -233568486.8203 |  | -337318380.9903 | -112439460.3301 |  | -85904582.0783 | -251955781.0997 | -90849135.3961 | -49974471.485 | -15039555.904 | 0 | 0 | 0 | 0
Unamortized ITC |  |  | -189331.1084 | -189331.1084 | 0 | -95398.701 | -45315.9561 | -48616.4513 | 0 | 0 |  | -71549.0257 | -23849.6752 |  | -33986.9671 | -11328.989 |  | -8530.8844 | -24515.8948 | -9107.1058 | -5013.2298 | -1449.3366 | 0 | 0 | 0 | 0
Customer Advance For Construction |  |  | -14379215.9133 | -14379215.9133 | 0 | 0 | -9775700.5395 | -4603515.3738 | 0 | 0 |  | 0 | 0 |  | -7331775.4046 | -2443925.1349 |  | -807793.581 | -2321421.9756 | -862356.27 | -474705.1657 | -137238.3815 | 0 | 0 | 0 | 0
Customer Service Deposits |  |  | -16183238.2962 | -16183238.2962 | 0 | 0 | 0 | 0 | -16183238.2962 | 0 |  | 0 | 0 |  | 0 | 0 |  | 0 | 0 | 0 | 0 | 0 | 0 | 0 | 0 | 0
Misc Rate Base Deductions |  |  | -160379502.0218 | -160379502.0218 | 0 | -108814588.3899 | -23125429.671 | -27105687.1244 | -1333796.8365 | 0 |  | -78638717.6394 | -30175870.7505 |  | -17344072.2532 | -5781357.4177 |  | -4756321.6999 | -13668627.6996 | -5077589.048 | -2795083.4642 | -808065.2128 | 0 | 0 | 0 | 0
Total Rate Base Deductions |  |  | -5753185837.4631 | -5753185837.4631 | 0 | -2950794456.9476 | -1218735343.9751 | -1495645521.2661 | -88010515.2743 | 0 |  | -2180805875.6472 | -769988581.3004 |  | -914051507.9813 | -304683835.9938 |  | -212967759.1637 | -842014548.7654 | -231891961.5295 | -153509943.1092 | -55261308.6983 | 0 | 0 | 0 | 0
Total Rate Base |  |  | 6183171633.5768 | 6183171633.5786 | 0 | 3160992967.4287 | 1513857943.7439 | 1487554912.2585 | 13896058.8954 | 6869751.2521 |  | 2228656283.0146 | 932336684.414 |  | 1135393457.8079 | 378464485.936 |  | 319256738.1602 | 687482185.3913 | 307105166.6525 | 143194249.7614 | 30516572.2931 | 0 | 0 | 0 | 0
Return On Rate Base |  |  | 7.583% | 7.583% |  | 7.583% | 7.583% | 7.583% | 7.583% | 7.583%
Return On Equity |  |  | 9.903% | 9.903% |  | 9.903% | 9.903% | 9.903% | 9.903% | 9.903%
Total Rate Base |  |  | 6183171633.5768 | 6183171633.5786 | 0 | 3160992967.4287 | 1513857943.7439 | 1487554912.2585 | 13896058.8954 | 6869751.2521 |  | 2228656283.0146 | 932336684.414 |  | 1135393457.8079 | 378464485.936 |  | 319256738.1602 | 687482185.3913 | 307105166.6525 | 143194249.7614 | 30516572.2931 | 0 | 0 | 0 | 0
Return On RateBase ($$) |  |  | 468897325.5843 | 468897325.662 | 0 | 239712114.8658 | 114802561.4231 | 112807885.8988 | 1053799.7713 | 520963.7029 |  | 169008889.4266 | 70703225.4392 |  | 86101921.0673 | 28700640.3558 |  | 24210654.2717 | 52134822.9151 | 23289146.7153 | 10859054.987 | 2314207.0097 | 0 | 0 | 0 | 0
Operating & Maintenance Expense |  |  | 1192924384.4754 | 1192924384.4754 | 0 | 942080135.8682 | 108395782.9931 | 99126956.4615 | 36738176.4716 | 6583332.681 |  | 342507326.662 | 599572809.2062 |  | 79839203.9059 | 28556579.0872 |  | 16964134.1734 | 70653226.5857 | 4507795.0253 | 2239956.6729 | 4761844.0041 | 0 | 0 | 0 | 0
Bad Debt to Produce ROR
Depreciation Expense |  |  | 281289038.3857 | 281289038.3857 | 0 | 180585670.6064 | 48431126.026 | 51713993.866 | 558247.8873 | 0 |  | 135423231.0434 | 45162439.563 |  | 36323344.5195 | 12107781.5065 |  | -10780358.5914 | 40725429.4867 | 12131248.2028 | 6509899.2171 | 3127775.5508 | 0 | 0 | 0 | 0
Amortization Expense |  |  | 14397402.7932 | 14397402.7932 | 0 | 13580333.5815 | 131145.6767 | -877032.1623 | 1562955.6972 | 0 |  | 10169458.9052 | 3410874.6762 |  | 98359.2576 | 32786.4192 |  | -153895.6414 | -442262.395 | -164290.5742 | -90437.7772 | -26145.7744 | 0 | 0 | 0 | 0
Taxes Other Than Income |  |  | 65878212.1881 | 65878212.1881 | 0 | 32722247.9874 | 15735867.9446 | 17039141.8018 | 380344.7342 | 609.72 |  | 24541685.9905 | 8180561.9968 |  | 11801900.9584 | 3933966.9861 |  | 2989912.7636 | 8592354.9748 | 3191867.4263 | 1757041.7335 | 507964.9036 | 0 | 0 | 0 | 0
Federal Income Taxes |  |  | 43992326.443 | 43992326.5386 | 0 | 7719218.7419 | -597764.331 | 37095961.9569 | -412774.8683 | 187685.0392 |  | 5789414.0565 | 1929804.6855 |  | -448323.2483 | -149441.0828 |  | 21625260.5629 | -13615925.7927 | 21536151.6459 | 10295483.7295 | -2745008.1886 | 0 | 0 | 0 | 0
FIT Adj to Produce Target ROR
State Income Taxes |  |  | 9503441.3112 | 9503441.3242 | 0 | 4574528.4094 | -81226.2447 | 5040725.129 | -56089.2491 | 25503.2797 |  | 3430896.307 | 1143632.1023 |  | -60919.6836 | -20306.5612 |  | 1081832.6432 | 2329600.5405 | 1040655.8561 | 485227.703 | 103408.3862 | 0 | 0 | 0 | 0
SIT Adj to Produce Target ROR
Deferred Income Taxes |  |  | 103384721.7794 | 103384721.7794 | 0 | 54105500.1394 | 50972117.8403 | -2242999.0183 | 550102.818 | 0 |  | 40579125.1045 | 13526375.0348 |  | 38229088.3803 | 12743029.4601 |  | -440183.7825 | -940712.4766 | -524627.9991 | -291068.7917 | -46405.9684 | 0 | 0 | 0 | 0
Investment Tax Credit |  |  | -3979666.4537 | -3979666.4537 | 0 | -2005243.6876 | -952523.819 | -1021898.9471 | 0 | 0 |  | -1503932.7657 | -501310.9219 |  | -714392.8643 | -238130.9548 |  | -179315.8799 | -515314.5977 | -191427.8313 | -105376.1462 | -30464.4921 | 0 | 0 | 0 | 0
Misc Revenue & Expenses |  |  | 525243.8247 | 525243.8247 | 0 | -402312.0701 | -45.3366 | -55842.2686 | 983443.5 | 0 |  | -301734.0526 | -100578.0175 |  | -34.0024 | -11.3341 |  | -9798.8216 | -28159.6691 | -10460.6864 | -5758.3414 | -1664.7501 | 0 | 0 | 0 | 0
Revenue Credits |  |  | -248410845.3312 | -248410845.2178 | 0 | -171695922.7084 | -53705490.1408 | -15753615.6123 | -8251151.4245 | 995334.6682 |  | -118651362.3928 | -53044560.3156 |  | -35231959.4337 | -18473530.7071 |  | -3245123.3673 | -7426830.792 | -3185938.8187 | -1540268.8594 | -355453.7748 | 0 | 0 | 0 | 0
Total Revenue Requirements |  |  | 1928401585 | 1928401585.2997 | 0 | 1300976271.734 | 283131552.0317 | 302873277.1055 | 33107055.3376 | 8313429.091 |  | 610992998.2848 | 689983273.4492 |  | 215938188.8567 | 67193363.175 |  | 52063118.3306 | 151466228.7798 | 61620118.9621 | 30113754.127 | 7610056.906 | 0 | 0 | 0 | 0
Operating Revenues |  |  | 1928401585
12 Months Ended Dec 2015 | [10 empty] | Total | Demand | Energy | Total | Demand | Energy
[30 empty] | Gen | Trn | Dis | Ret | Misc
| FERC ACCT | DESCRIPTION | JAM Factors | Functional Factors | UTAH JAM Total | Production Total | Transmission Total | Distribution Total | Retail Total | Misc Total | D / E Total | Production Demand | Production Energy | D / E Total | Transmission Demand | Transmission Energy | DIS FACTOR | DIS SUBS | DIS P & C | DIS XFMR | DIS SERVICE | DIS METER | Function Check | Generation Check | Transmission Check | Distribution Check | FERC | JAM Factor | FERC.JAMFactor
|  |  |  | 2010 Protocol | [12 empty] | Rolled-In | [17 empty] | Check Total
93 | 440 | Residential Sales | [24 empty] | 440 | NA | 440.NA | 0 | -3.3859e-08 | 3.327e-08 | -3.108e-10 | -3.073e-10 | 1.2064e-09
94 |  |  | S |  | 745500154.6178 | 1342278496.2944 | 292578405.9717 | 315155378.9669 | 34266978.0587 | 8518670.6781 | 75% | 1006708872.2208 | 335569624.0736 | 75% | 219433804.4788 | 73144601.4929 | DRB | 67638160.7653 | 145650897.9161 | 65063712.5268 | 30337325.8207 | 6465281.9379 |  | 0 | 0 | 0 | 440 | S | 440.S | 1342278496.2944 | 292578405.9717 | 315155378.9669 | 34266978.0587 | 8518670.6781 | 1992797929.9697
95 | [26 empty] | 440 | NA | 440.NA1
96 |  |  |  |  | 745500154.6178 | 1342278496.2944 | 292578405.9717 | 315155378.9669 | 34266978.0587 | 8518670.6781 |  | 1006708872.2208 | 335569624.0736 |  | 219433804.4788 | 73144601.4929 |  | 67638160.7653 | 145650897.9161 | 65063712.5268 | 30337325.8207 | 6465281.9379 |  | 0 | 0 | 0 | 440 | NA | 440.NA2
97 | [26 empty] | 440 | NA | 440.NA3
98 | 442 | Commercial & Industrial Sales | [24 empty] | 442 | NA | 442.NA
99 |  |  | S |  | 1221844709.6413 | [5 empty] | 75% | 0 | 0 | 75% | 0 | 0 | DRB | 0 | 0 | 0 | 0 | 0 |  |  |  |  | 442 | S | 442.S
100 |  |  | SE | P | 0 | 0 | 0 | 0 | 0 | 0 | 0% | 0 | 0 | 0% | 0 | 0 | DRB | 0 | 0 | 0 | 0 | 0 | 0 | 0 | 0 | 0 | 442 | SE | 442.SE
101 |  |  | SG | PT | 0 | 0 | 0 | 0 | 0 | 0 | 75% | 0 | 0 | 75% | 0 | 0 | DRB | 0 | 0 | 0 | 0 | 0 | 0 | 0 | 0 | 0 | 442 | SG | 442.SG
102 |  |  |  |  | 1221844709.6413 | 0 | 0 | 0 | 0 | 0 |  | 0 | 0 |  | 0 | 0 |  | 0 | 0 | 0 | 0 | 0 |  |  |  |  | 442 | NA | 442.NA1
103 | [26 empty] | 442 | NA | 442.NA2
104 | 444 | Public Street & Highway Lighting | [14 empty] | DRB | 0 | 0 | 0 | 0 | 0 |  |  |  |  | 444 | NA | 444.NA
105 |  |  | S |  | 9123413.1167 | [5 empty] | 75% | 0 | 0 | 75% | 0 | 0 |  | 0 | 0 | 0 | 0 | 0 |  |  |  |  | 444 | S | 444.S
106 |  |  |  |  | 9123413.1167 | 0 | 0 | 0 | 0 | 0 |  | 0 | 0 |  | 0 | 0 |  | 0 | 0 | 0 | 0 | 0 |  |  |  |  | 444 | NA | 444.NA1
107 | [26 empty] | 444 | NA | 444.NA2
108 | 445 | Other Sales to Public Authority | [14 empty] | DRB | 0 | 0 | 0 | 0 | 0 |  |  |  |  | 445 | NA | 445.NA
109 |  |  | S |  | 16329652.5939 | [5 empty] | 75% | 0 | 0 | 75% | 0 | 0 |  | 0 | 0 | 0 | 0 | 0 |  |  |  |  | 445 | S | 445.S
110 | [26 empty] | 445 | NA | 445.NA1
111 |  |  |  |  | 16329652.5939 | 0 | 0 | 0 | 0 | 0 |  | 0 | 0 |  | 0 | 0 |  | 0 | 0 | 0 | 0 | 0 |  |  |  |  | 445 | NA | 445.NA2
112 | [26 empty] | 445 | NA | 445.NA3
113 | 448 | Interdepartmental | [24 empty] | 448 | NA | 448.NA
114 |  |  | S | DPW | 0 | 0 | 0 | 0 | 0 | 0 | 75% | 0 | 0 | 75% | 0 | 0 | DRB | 0 | 0 | 0 | 0 | 0 | 0 | 0 | 0 | 0 | 448 | S | 448.S
115 |  |  | SO | GP | 0 | 0 | 0 | 0 | 0 | 0 | 75% | 0 | 0 | 75% | 0 | 0 | DRB | 0 | 0 | 0 | 0 | 0 | 0 | 0 | 0 | 0 | 448 | SO | 448.SO
116 |  |  |  |  | 0 | 0 | 0 | 0 | 0 | 0 |  | 0 | 0 |  | 0 | 0 |  | 0 | 0 | 0 | 0 | 0 | 0 | 0 | 0 | 0 | 448 | NA | 448.NA1
117 | [26 empty] | 448 | NA | 448.NA2
118 | Total Sales to Ultimate Customers |  |  |  | 1992797929.9697 | 1342278496.2944 | 292578405.9717 | 315155378.9669 | 34266978.0587 | 8518670.6781 |  | 1006708872.2208 | 335569624.0736 | 0 | 219433804.4788 | 73144601.4929 |  | 67638160.7653 | 145650897.9161 | 65063712.5268 | 30337325.8207 | 6465281.9379 | 0 | 0 | 0 | 0 | Total Sales to Ultimate Customers | NA | Total Sales to Ultimate Customers.NA
119 | [26 empty] | Total Sales to Ultimate Customers | NA | Total Sales to Ultimate Customers.NA1
120 | 447NPC | Sales for Resale | [24 empty] | 447NPC | NA | 447NPC.NA
121 |  |  | S | P | 0 | 0 | 0 | 0 | 0 | 0 | 50% | 0 | 0 | 50% | 0 | 0 | DRB | 0 | 0 | 0 | 0 | 0 | 0 | 0 | 0 | 0 | 447NPC | S | 447NPC.S
122 |  |  | DGU | P | 0 | 0 | 0 | 0 | 0 | 0 | 75% | 0 | 0 | 75% | 0 | 0 | DRB | 0 | 0 | 0 | 0 | 0 | 0 | 0 | 0 | 0 | 447NPC | DGU | 447NPC.DGU
123 |  |  | SG | P | 115242943.3481 | 115242943.3481 | 0 | 0 | 0 | 0 | 75% | 86432207.5111 | 28810735.837 | 75% | 0 | 0 | DRB | 0 | 0 | 0 | 0 | 0 | 0 | 0 | 0 | 0 | 447NPC | SG | 447NPC.SG
124 |  |  | SE | P | -273301.9688 | -273301.9688 | 0 | 0 | 0 | 0 | 0% | 0 | -273301.9688 | 0% | 0 | 0 | DRB | 0 | 0 | 0 | 0 | 0 | 0 | 0 | 0 | 0 | 447NPC | SE | 447NPC.SE
125 |  |  |  |  | 114969641.3793 | 114969641.3793 | 0 | 0 | 0 | 0 |  | 86432207.5111 | 28537433.8682 |  | 0 | 0 |  | 0 | 0 | 0 | 0 | 0 | 0 | 0 | 0 | 0 | 447NPC | NA | 447NPC.NA1
126 | [26 empty] | 447NPC | NA | 447NPC.NA2
127 | 449 | Provision for Rate Refund | [24 empty] | 449 | NA | 449.NA
128 |  |  | S | P | 0.1 | 0.1 | 0 | 0 | 0 | 0 | 75% | 0.075 | 0.025 | 75% | 0 | 0 | DRB | 0 | 0 | 0 | 0 | 0 | 0 | 0 | 0 | 0 | 449 | S | 449.S
129 |  |  | SG | P | 0 | 0 | 0 | 0 | 0 | 0 | 75% | 0 | 0 | 75% | 0 | 0 | DRB | 0 | 0 | 0 | 0 | 0 | 0 | 0 | 0 | 0 | 449 | SG | 449.SG
130 |  |  |  |  | 0.1 | 0.1 | 0 | 0 | 0 | 0 |  | 0.075 | 0.025 |  | 0 | 0 |  | 0 | 0 | 0 | 0 | 0 | 0 | 0 | 0 | 0 | 449 | NA | 449.NA1
131 |  | State Revenue Credit |  | REVREQ | 61050379 | 41302224.4604 | 9446853.94 | 8936136.2914 | 1159922.721 | 205241.5871 | 50% | 20651112.2302 | 20651112.2302 | 50% | 4723426.97 | 4723426.97 | DRB | 1917859.7715 | 4129887.5463 | 1844862.0635 | 860205.7789 | 183321.1311 | 0 | 0 | 0 | 0 | 449 | NA | 449.NA2
132 | [26 empty] | 449 | NA | 449.NA3
133 |  | AGA Revenue Credit |  | DPW | 3345965.57 | 0 | 0 | 3345965.57 | 0 | 0 | 50% | 0 | 0 | 50% | 0 | 0 | DRB | 718105.9637 | 1546357.5182 | 690773.3661 | 322087.6255 | 68641.0965 | 0 | 0 | 0 | 0 | 449 | NA | 449.NA4
134 | [26 empty] | 449 | NA | 449.NA5
135 | Total Sales from Electricity |  |  |  | 2107767571.449 | 1457248137.7737 | 292578405.9717 | 315155378.9669 | 34266978.0587 | 8518670.6781 |  | 1093141079.8069 | 364107057.9668 |  | 219433804.4788 | 73144601.4929 |  | 67638160.7653 | 145650897.9161 | 65063712.5268 | 30337325.8207 | 6465281.9379 | 0 | 0 | 0 | 0 | Total Sales from Electricity | NA | Total Sales from Electricity.NA
136 | [26 empty] | Total Sales from Electricity | NA | Total Sales from Electricity.NA1
137 | Other Electric Operating Revenues | [25 empty] | Other Electric Operating Revenues | NA | Other Electric Operating Revenues.NA
138 | 450 | Forfeited Discounts & Interest | [24 empty] | 450 | NA | 450.NA
139 |  |  | S | CUST | 3479500.68 | 0 | 0 | 0 | 3479500.68 | 0 | 75% | 0 | 0 | 75% | 0 | 0 | CUST | 0 | 0 | 0 | 0 | 0 | 0 | 0 | 0 | 0 | 450 | S | 450.S
140 |  |  | SO | CUST | 0 | 0 | 0 | 0 | 0 | 0 | 75% | 0 | 0 | 75% | 0 | 0 | CUST | 0 | 0 | 0 | 0 | 0 | 0 | 0 | 0 | 0 | 450 | SO | 450.SO
141 |  |  |  |  | 3479500.68 | 0 | 0 | 0 | 3479500.68 | 0 |  | 0 | 0 |  | 0 | 0 |  | 0 | 0 | 0 | 0 | 0 | 0 | 0 | 0 | 0 | 450 | NA | 450.NA1
142 | [26 empty] | 450 | NA | 450.NA2
143 | 451 | Misc Electric Revenue | [24 empty] | 451 | NA | 451.NA
144 |  |  | S | CUST | 3596319.8 | 0 | 0 | 0 | 3596319.8 | 0 | 75% | 0 | 0 | 75% | 0 | 0 | CUST | 0 | 0 | 0 | 0 | 0 | 0 | 0 | 0 | 0 | 451 | S | 451.S
145 |  |  | SG | GP | 0 | 0 | 0 | 0 | 0 | 0 | 75% | 0 | 0 | 75% | 0 | 0 | PLNT | 0 | 0 | 0 | 0 | 0 | 0 | 0 | 0 | 0 | 451 | SG | 451.SG
146 |  |  | SO | CUST | 4073.3681 | 0 | 0 | 0 | 4073.3681 | 0 | 75% | 0 | 0 | 75% | 0 | 0 | PLNT | 0 | 0 | 0 | 0 | 0 | 0 | 0 | 0 | 0 | 451 | SO | 451.SO
147 |  |  |  |  | 3600393.1681 | 0 | 0 | 0 | 3600393.1681 | 0 |  | 0 | 0 |  | 0 | 0 |  | 0 | 0 | 0 | 0 | 0 | 0 | 0 | 0 | 0 | 451 | NA | 451.NA1
148 | [26 empty] | 451 | NA | 451.NA2
149 | 453 | Water Sales | [24 empty] | 453 | NA | 453.NA
150 |  |  | SG | P | 0 | 0 | 0 | 0 | 0 | 0 | 75% | 0 | 0 | 75% | 0 | 0 | PLNT | 0 | 0 | 0 | 0 | 0 | 0 | 0 | 0 | 0 | 453 | SG | 453.SG
151 |  |  |  |  | 0 | 0 | 0 | 0 | 0 | 0 |  | 0 | 0 |  | 0 | 0 |  | 0 | 0 | 0 | 0 | 0 | 0 | 0 | 0 | 0 | 453 | NA | 453.NA1
152 | [26 empty] | 453 | NA | 453.NA2
153 | 454 | Rent of Electric Property | [24 empty] | 454 | NA | 454.NA
154 |  |  | S | DPW | 2963721.24 | 0 | 0 | 2963721.24 | 0 | 0 | 75% | 0 | 0 | 75% | 0 | 0 | PLNT | 520053.6545 | 1494520.3953 | 555180.8534 | 305612.9215 | 88353.4154 | 0 | 0 | 0 | 0 | 454 | S | 454.S
155 |  |  | SG | T | 2706355.3204 | 0 | 2706355.3204 | 0 | 0 | 0 | 75% | 0 | 0 | 75% | 2029766.4903 | 676588.8301 | PLNT | 0 | 0 | 0 | 0 | 0 | 0 | 0 | 0 | 0 | 454 | SG | 454.SG
156 |  |  | SG | T | 7884.8857 | 0 | 7884.8857 | 0 | 0 | 0 | 75% | 0 | 0 | 75% | 5913.6643 | 1971.2214 | PLNT | 0 | 0 | 0 | 0 | 0 | 0 | 0 | 0 | 0 | 454 | SG | 454.SG1
157 |  |  | SO | GP | 1929240.8158 | 941160.4949 | 468952.9547 | 507792.5108 | 11334.8553 | 0 | 75% | 705870.3712 | 235290.1237 | 75% | 351714.716 | 117238.2387 | PLNT | 89103.9776 | 256065.3322 | 95122.5357 | 52362.5335 | 15138.1318 | 0 | 0 | 0 | 0 | 454 | SO | 454.SO
158 |  |  |  |  | 7607202.2618 | 941160.4949 | 3183193.1608 | 3471513.7508 | 11334.8553 | 0 |  | 705870.3712 | 235290.1237 |  | 2387394.8706 | 795798.2902 |  | 609157.6321 | 1750585.7275 | 650303.3891 | 357975.455 | 103491.5472 | 0 | 0 | 0 | 0 | 454 | NA | 454.NA1
159 | [26 empty] | 454 | NA | 454.NA2
160 | 456 | Other Electric Revenue | [24 empty] | 456 | NA | 456.NA
161 |  |  | S | DMSC | -1838779.1134 | 0 | 0 | 0 | 0 | -1838779.1134 | 75% | 0 | 0 | 75% | 0 | 0 | PLNT | 0 | 0 | 0 | 0 | 0 | 0 | 0 | 0 | 0 | 456 | S | 456.S
162 |  |  | CN | CUST | 0 | 0 | 0 | 0 | 0 | 0 | 75% | 0 | 0 | 75% | 0 | 0 | CUST | 0 | 0 | 0 | 0 | 0 | 0 | 0 | 0 | 0 | 456 | CN | 456.CN
163 |  |  | SE | OTHSE | 3580592.9158 | 0 | 3580592.9158 | 0 | 0 | 0 | 0% | 0 | 0 | 0% | 0 | 3580592.9158 | PLNT | 0 | 0 | 0 | 0 | 0 | 0 | 0 | 0 | 0 | 456 | SE | 456.SE
164 |  |  | SO | OTHSO | 638202.8582 | 0 | 0 | 0 | 0 | 638202.8582 | 75% | 0 | 0 | 75% | 0 | 0 | PLNT | 0 | 0 | 0 | 0 | 0 | 0 | 0 | 0 | 0 | 456 | SO | 456.SO
165 |  |  | SG | OTHSGR | 51977746.398 | 14482896.2738 | 37494850.1242 | 0 | 0 | 0 | 75% | 10862172.2053 | 3620724.0684 | 75% | 28121137.5932 | 9373712.5311 | PLNT | 0 | 0 | 0 | 0 | 0 | 0 | 0 | 0 | 0 | 456 | SG | 456.SG
166 |  |  |  |  | 54357763.0585 | 14482896.2738 | 41075443.04 | 0 | 0 | -1200576.2553 |  | 10862172.2053 | 3620724.0684 |  | 28121137.5932 | 12954305.4469 |  | 0 | 0 | 0 | 0 | 0 | 0 | 0 | 0 | 0 | 456 | NA | 456.NA1
167 | [26 empty] | 456 | NA | 456.NA2
168 |  | Total Other Electric Revenues |  |  | 69044859.1685 | 15424056.7687 | 44258636.2008 | 3471513.7508 | 7091228.7035 | -1200576.2553 |  | 11568042.5765 | 3856014.1922 | 0 | 30508532.4637 | 13750103.7371 |  | 609157.6321 | 1750585.7275 | 650303.3891 | 357975.455 | 103491.5472 | 0 | 0 | 0 | 0 | 456 | NA | 456.NA3
169 | [26 empty] | 456 | NA | 456.NA4
170 | Total Electric Operating Revenues |  |  |  | 2176812430.6175 | 1472672194.5423 | 336837042.1725 | 318626892.7177 | 41358206.7621 | 7318094.4228 |  | 1104709122.3834 | 367963072.159 | 0 | 249942336.9425 | 86894705.23 |  | 68247318.3974 | 147401483.6436 | 65714015.9159 | 30695301.2757 | 6568773.485 | 0 | 0 | 0 | 0 | Total Electric Operating Revenues | NA | Total Electric Operating Revenues.NA
171 | [26 empty] | Total Electric Operating Revenues | NA | Total Electric Operating Revenues.NA1
172 | Miscellaneous Revenues | [25 empty] | Miscellaneous Revenues | NA | Miscellaneous Revenues.NA
173 | 41160 | Gain on Sale of Utility Plant - CR | [24 empty] | 41160 | NA | 41160.NA
174 |  |  | S | DPW | 0 | 0 | 0 | 0 | 0 | 0 | 75% | 0 | 0 | 75% | 0 | 0 | PLNT | 0 | 0 | 0 | 0 | 0 | 0 | 0 | 0 | 0 | 41160 | S | 41160.S
175 |  |  | SG | T | 0 | 0 | 0 | 0 | 0 | 0 | 75% | 0 | 0 | 75% | 0 | 0 | PLNT | 0 | 0 | 0 | 0 | 0 | 0 | 0 | 0 | 0 | 41160 | SG | 41160.SG
176 |  |  | SO | G | 0 | 0 | 0 | 0 | 0 | 0 | 75% | 0 | 0 | 75% | 0 | 0 | PLNT | 0 | 0 | 0 | 0 | 0 | 0 | 0 | 0 | 0 | 41160 | SO | 41160.SO
177 |  |  | SG | T | 0 | 0 | 0 | 0 | 0 | 0 | 75% | 0 | 0 | 75% | 0 | 0 | PLNT | 0 | 0 | 0 | 0 | 0 | 0 | 0 | 0 | 0 | 41160 | SG | 41160.SG1
178 |  |  | SG | P | 0 | 0 | 0 | 0 | 0 | 0 | 75% | 0 | 0 | 75% | 0 | 0 | PLNT | 0 | 0 | 0 | 0 | 0 | 0 | 0 | 0 | 0 | 41160 | SG | 41160.SG2
179 |  |  |  |  | 0 | 0 | 0 | 0 | 0 | 0 |  | 0 | 0 |  | 0 | 0 |  | 0 | 0 | 0 | 0 | 0 | 0 | 0 | 0 | 0 | 41160 | NA | 41160.NA1
180 | [26 empty] | 41160 | NA | 41160.NA2
181 | 41170 | Loss on Sale of Utility Plant | [24 empty] | 41170 | NA | 41170.NA
182 |  |  | S | DPW | 0 | 0 | 0 | 0 | 0 | 0 | 75% | 0 | 0 | 75% | 0 | 0 | PLNT | 0 | 0 | 0 | 0 | 0 | 0 | 0 | 0 | 0 | 41170 | S | 41170.S
183 |  |  | SG | T | 0 | 0 | 0 | 0 | 0 | 0 | 75% | 0 | 0 | 75% | 0 | 0 | PLNT | 0 | 0 | 0 | 0 | 0 | 0 | 0 | 0 | 0 | 41170 | SG | 41170.SG
184 |  |  |  |  | 0 | 0 | 0 | 0 | 0 | 0 |  | 0 | 0 |  | 0 | 0 |  | 0 | 0 | 0 | 0 | 0 | 0 | 0 | 0 | 0 | 41170 | NA | 41170.NA1
185 | [26 empty] | 41170 | NA | 41170.NA2
186 | 4118 | Gain from Emission Allowances | [24 empty] | 4118 | NA | 4118.NA
187 |  |  | SE | P | -11726.3166 | -11726.3166 | 0 | 0 | 0 | 0 | 75% | -8794.7374 | -2931.5791 | 75% | 0 | 0 | PLNT | 0 | 0 | 0 | 0 | 0 | 0 | 0 | 0 | 0 | 4118 | SE | 4118.SE
188 |  |  |  |  | -11726.3166 | -11726.3166 | 0 | 0 | 0 | 0 |  | -8794.7374 | -2931.5791 |  | 0 | 0 |  | 0 | 0 | 0 | 0 | 0 | 0 | 0 | 0 | 0 | 4118 | NA | 4118.NA1
189 | 41181 | Gain from Disposition of NOX Credits | [24 empty] | 41181 | NA | 41181.NA
190 |  |  | SE | P | 0 | 0 | 0 | 0 | 0 | 0 | 0% | 0 | 0 | 0% | 0 | 0 | PLNT | 0 | 0 | 0 | 0 | 0 | 0 | 0 | 0 | 0 | 41181 | SE | 41181.SE
191 |  |  |  |  | 0 | 0 | 0 | 0 | 0 | 0 |  | 0 | 0 |  | 0 | 0 |  | 0 | 0 | 0 | 0 | 0 | 0 | 0 | 0 | 0 | 41181 | NA | 41181.NA1
192 | [26 empty] | 41181 | NA | 41181.NA2
193 | 4194 | Impact Housing Interest Income | [24 empty] | 4194 | NA | 4194.NA
194 |  |  | SG | P | 0 | 0 | 0 | 0 | 0 | 0 | 75% | 0 | 0 | 75% | 0 | 0 | PLNT | 0 | 0 | 0 | 0 | 0 | 0 | 0 | 0 | 0 | 4194 | SG | 4194.SG
195 |  |  |  |  | 0 | 0 | 0 | 0 | 0 | 0 |  | 0 | 0 |  | 0 | 0 |  | 0 | 0 | 0 | 0 | 0 | 0 | 0 | 0 | 0 | 4194 | NA | 4194.NA1
196 | [26 empty] | 4194 | NA | 4194.NA2
197 | 421 | (Gain) / Loss on Sale of Utility Plant | [24 empty] | 421 | NA | 421.NA
198 |  |  | S | DPW | -55793.63 | 0 | 0 | -55793.63 | 0 | 0 | 75% | 0 | 0 | 75% | 0 | 0 | PLNT | -9790.2869 | -28135.142 | -10451.5751 | -5753.3259 | -1663.3001 | 0 | 0 | 0 | 0 | 421 | S | 421.S
199 |  |  | SG | T | 0 | 0 | 0 | 0 | 0 | 0 | 75% | 0 | 0 | 75% | 0 | 0 | PLNT | 0 | 0 | 0 | 0 | 0 | 0 | 0 | 0 | 0 | 421 | SG | 421.SG
200 |  |  | SG-P | T | 0 | 0 | 0 | 0 | 0 | 0 | 75% | 0 | 0 | 75% | 0 | 0 | PLNT | 0 | 0 | 0 | 0 | 0 | 0 | 0 | 0 | 0 | 421 | SG-P | 421.SG-P
201 |  |  | CN | CUST | 0 | 0 | 0 | 0 | 0 | 0 | 75% | 0 | 0 | 75% | 0 | 0 | PLNT | 0 | 0 | 0 | 0 | 0 | 0 | 0 | 0 | 0 | 421 | CN | 421.CN
202 |  |  | SO | PTD | -189.4173 | -95.4421 | -45.3366 | -48.6386 | 0 | 0 | 75% | -71.5816 | -23.8605 | 75% | -34.0024 | -11.3341 | PLNT | -8.5348 | -24.5271 | -9.1113 | -5.0155 | -1.45 | 0 | 0 | 0 | 0 | 421 | SO | 421.SO
203 |  |  | SG | P | -390490.3114 | -390490.3114 | 0 | 0 | 0 | 0 | 75% | -292867.7336 | -97622.5779 | 75% | 0 | 0 | PLNT | 0 | 0 | 0 | 0 | 0 | 0 | 0 | 0 | 0 | 421 | SG | 421.SG1
204 |  |  |  |  | -446473.3587 | -390585.7535 | -45.3366 | -55842.2686 | 0 | 0 |  | -292939.3152 | -97646.4384 |  | -34.0024 | -11.3341 |  | -9798.8216 | -28159.6691 | -10460.6864 | -5758.3414 | -1664.7501 | 0 | 0 | 0 | 0 | 421 | NA | 421.NA1
205 | [26 empty] | 421 | NA | 421.NA2
206 | Total Miscellaneous Revenues |  |  |  | -458199.6753 | -402312.0701 | -45.3366 | -55842.2686 | 0 | 0 |  | -301734.0526 | -100578.0175 | 0 | -34.0024 | -11.3341 |  | -9798.8216 | -28159.6691 | -10460.6864 | -5758.3414 | -1664.7501 | 0 | 0 | 0 | 0 | Total Miscellaneous Revenues | NA | Total Miscellaneous Revenues.NA
207 | [26 empty] | Total Miscellaneous Revenues | NA | Total Miscellaneous Revenues.NA1
208 | Miscellaneous Expenses | [25 empty] | Miscellaneous Expenses | NA | Miscellaneous Expenses.NA
209 | 4311 | Interest on Customer Deposits | [24 empty] | 4311 | NA | 4311.NA
210 |  |  | S | CUST | 983443.5 | 0 | 0 | 0 | 983443.5 | 0 | 75% | 0 | 0 | 75% | 0 | 0 | CUST | 0 | 0 | 0 | 0 | 0 | 0 | 0 | 0 | 0 | 4311 | S | 4311.S
211 |  |  |  |  | 983443.5 | 0 | 0 | 0 | 983443.5 | 0 |  | 0 | 0 |  | 0 | 0 |  | 0 | 0 | 0 | 0 | 0 | 0 | 0 | 0 | 0 | 4311 | NA | 4311.NA1
212 | [26 empty] | 4311 | NA | 4311.NA2
213 | DFA | Divergence Fairness Adjustment | [24 empty] | DFA | NA | DFA.NA
214 |  |  | P | P | 0 | 0 | 0 | 0 | 0 | 0 | 75% | 0 | 0 | 75% | 0 | 0 | [6 empty] | 0 | 0 | 0 | 0 | DFA | P | DFA.P
215 |  |  | T | T | 0 | 0 | 0 | 0 | 0 | 0 | 75% | 0 | 0 | 75% | 0 | 0 | [6 empty] | 0 | 0 | 0 | 0 | DFA | T | DFA.T
216 |  |  | D | DPW | 0 | 0 | 0 | 0 | 0 | 0 | 75% | 0 | 0 | 75% | 0 | 0 | PLNT | 0 | 0 | 0 | 0 | 0 | 0 | 0 | 0 | 0 | DFA | D | DFA.D
217 |  |  |  |  | 0 | 0 | 0 | 0 | 0 | 0 |  | 0 | 0 |  | 0 | 0 |  | 0 | 0 | 0 | 0 | 0 | 0 | 0 | 0 | 0 | DFA | NA | DFA.NA1
218 | [26 empty] | DFA | NA | DFA.NA2
219 | [26 empty] | DFA | NA | DFA.NA3
220 | Total Miscellaneous Expenses |  |  |  | 983443.5 | 0 | 0 | 0 | 983443.5 | 0 |  | 0 | 0 | 0 | 0 | 0 |  | 0 | 0 | 0 | 0 | 0 | 0 | 0 | 0 | 0 | Total Miscellaneous Expenses | NA | Total Miscellaneous Expenses.NA
221 | [26 empty] | Total Miscellaneous Expenses | NA | Total Miscellaneous Expenses.NA1
222 | Net Misc Revenue and Expense |  |  |  | 525243.8247 | -402312.0701 | -45.3366 | -55842.2686 | 983443.5 | 0 |  | -301734.0526 | -100578.0175 |  | -34.0024 | -11.3341 |  | -9798.8216 | -28159.6691 | -10460.6864 | -5758.3414 | -1664.7501 | 0 | 0 | 0 | 0 | Net Misc Revenue and Expense | NA | Net Misc Revenue and Expense.NA
223 | [26 empty] | Net Misc Revenue and Expense | NA | Net Misc Revenue and Expense.NA1
224 | 500 | Operation Supervision & Engineering | [24 empty] | 500 | NA | 500.NA
225 |  |  | SG | P | 6166530.3731 | 6166530.3731 | 0 | 0 | 0 | 0 | 75% | 4624897.7799 | 1541632.5933 | 75% | 0 | 0 | [6 empty] | 0 | 0 | 0 | 0 | 500 | SG | 500.SG
226 |  |  | SG | P | 630684.0179 | 630684.0179 | 0 | 0 | 0 | 0 | 75% | 473013.0134 | 157671.0045 | 75% | 0 | 0 | [6 empty] | 0 | 0 | 0 | 0 | 500 | SG | 500.SG1
227 |  |  |  |  | 6797214.391 | 6797214.391 | 0 | 0 | 0 | 0 |  | 5097910.7933 | 1699303.5978 |  | 0 | 0 |  | 0 | 0 | 0 | 0 | 0 | 0 | 0 | 0 | 0 | 500 | NA | 500.NA1
228 | [26 empty] | 500 | NA | 500.NA2
229 | 501 | Fuel Related | [24 empty] | 501 | NA | 501.NA
230 |  |  | SE | P | 14920907.8536 | 14920907.8536 | 0 | 0 | 0 | 0 | 0% | 0 | 14920907.8536 |  | 0 | 0 | [6 empty] | 0 | 0 | 0 | 0 | 501 | SE | 501.SE
231 |  |  | SE | P | 0 | 0 | 0 | 0 | 0 | 0 | 0% | 0 | 0 | [9 empty] | 0 | 0 | 0 | 0 | 501 | SE | 501.SE1
232 |  |  | SE | P | 0 | 0 | 0 | 0 | 0 | 0 | 0% | 0 | 0 | [9 empty] | 0 | 0 | 0 | 0 | 501 | SE | 501.SE2
233 |  |  | SE | P | 1561212.791 | 1561212.791 | 0 | 0 | 0 | 0 | 0% | 0 | 1561212.791 | [9 empty] | 0 | 0 | 0 | 0 | 501 | SE | 501.SE3
234 |  |  | SE | P | 0 | 0 | 0 | 0 | 0 | 0 | 0% | 0 | 0 | [9 empty] | 0 | 0 | 0 | 0 | 501 | SE | 501.SE4
235 | [26 empty] | 501 | NA | 501.NA1
236 | 501NPC | Fuel Related - NPC | [24 empty] | 501NPC | NA | 501NPC.NA
237 |  |  | SE | P | 319943005.8295 | 319943005.8295 | 0 | 0 | 0 | 0 | 0% | 0 | 319943005.8295 |  | 0 | 0 | [6 empty] | 0 | 0 | 0 | 0 | 501NPC | SE | 501NPC.SE
238 |  |  | SE | P | 0 | 0 | 0 | 0 | 0 | 0 | 0% | 0 | 0 | [9 empty] | 0 | 0 | 0 | 0 | 501NPC | SE | 501NPC.SE1
239 |  |  | SE | P | 0 | 0 | 0 | 0 | 0 | 0 | 0% | 0 | 0 | [9 empty] | 0 | 0 | 0 | 0 | 501NPC | SE | 501NPC.SE2
240 |  |  | SE | P | 25026488.92 | 25026488.92 | 0 | 0 | 0 | 0 | 0% | 0 | 25026488.92 | [9 empty] | 0 | 0 | 0 | 0 | 501NPC | SE | 501NPC.SE3
241 |  |  |  |  | 361451615.3941 | 361451615.3941 | 0 | 0 | 0 | 0 |  | 0 | 361451615.3941 |  | 0 | 0 |  | 0 | 0 | 0 | 0 | 0 | 0 | 0 | 0 | 0 | 501NPC | NA | 501NPC.NA1
242 | [26 empty] | 501NPC | NA | 501NPC.NA2
243 | 502 | Steam Expenses | [24 empty] | 502 | NA | 502.NA
244 |  |  | SG | P | 33573898.0812 | 33573898.0812 | 0 | 0 | 0 | 0 | 75% | 25180423.5609 | 8393474.5203 | [9 empty] | 0 | 0 | 0 | 0 | 502 | SG | 502.SG
245 |  |  | SG | P | 3491216.9146 | 3491216.9146 | 0 | 0 | 0 | 0 | 75% | 2618412.686 | 872804.2287 | [9 empty] | 0 | 0 | 0 | 0 | 502 | SG | 502.SG1
246 |  |  |  |  | 37065114.9958 | 37065114.9958 | 0 | 0 | 0 | 0 |  | 27798836.2469 | 9266278.749 |  | 0 | 0 |  | 0 | 0 | 0 | 0 | 0 | 0 | 0 | 0 | 0 | 502 | NA | 502.NA1
247 | [26 empty] | 502 | NA | 502.NA2
248 | 503 | Steam From Other Sources | [24 empty] | 503 | NA | 503.NA
249 |  |  | SE | P | 0 | 0 | 0 | 0 | 0 | 0 | 0% | 0 | 0 |  | 0 | 0 | [6 empty] | 0 | 0 | 0 | 0 | 503 | SE | 503.SE
250 | [26 empty] | 503 | NA | 503.NA1
251 | 503NPC | Steam From Other Sources - NPC | [24 empty] | 503NPC | NA | 503NPC.NA
252 |  |  | SE | P | 1712258.0637 | 1712258.0637 | 0 | 0 | 0 | 0 | 0% | 0 | 1712258.0637 |  | 0 | 0 | [6 empty] | 0 | 0 | 0 | 0 | 503NPC | SE | 503NPC.SE
253 |  |  |  |  | 1712258.0637 | 1712258.0637 | 0 | 0 | 0 | 0 |  | 0 | 1712258.0637 |  | 0 | 0 |  | 0 | 0 | 0 | 0 | 0 | 0 | 0 | 0 | 0 | 503NPC | NA | 503NPC.NA1
254 | [26 empty] | 503NPC | NA | 503NPC.NA2
255 | 505 | Electric Expenses | [24 empty] | 505 | NA | 505.NA
256 |  |  | SG | P | 715965.0051 | 715965.0051 | 0 | 0 | 0 | 0 | 75% | 536973.7539 | 178991.2513 |  | 0 | 0 | [6 empty] | 0 | 0 | 0 | 0 | 505 | SG | 505.SG
257 |  |  | SG | P | 314172.6957 | 314172.6957 | 0 | 0 | 0 | 0 | 75% | 235629.5218 | 78543.1739 | [9 empty] | 0 | 0 | 0 | 0 | 505 | SG | 505.SG1
258 |  |  |  |  | 1030137.7009 | 1030137.7009 | 0 | 0 | 0 | 0 |  | 772603.2757 | 257534.4252 |  | 0 | 0 |  | 0 | 0 | 0 | 0 | 0 | 0 | 0 | 0 | 0 | 505 | NA | 505.NA1
259 | [26 empty] | 505 | NA | 505.NA2
260 | 506 | Misc. Steam Expense | [24 empty] | 506 | NA | 506.NA
261 |  |  | SG | P | 9328546.3942 | 9328546.3942 | 0 | 0 | 0 | 0 | 75% | 6996409.7956 | 2332136.5985 |  | 0 | 0 | [6 empty] | 0 | 0 | 0 | 0 | 506 | SG | 506.SG
262 |  |  | SE | P | 0 | 0 | 0 | 0 | 0 | 0 | 0% | 0 | 0 |  | 0 | 0 | [6 empty] | 0 | 0 | 0 | 0 | 506 | SE | 506.SE
263 |  |  | SG | P | 447551.7134 | 447551.7134 | 0 | 0 | 0 | 0 | 75% | 335663.785 | 111887.9283 | [9 empty] | 0 | 0 | 0 | 0 | 506 | SG | 506.SG1
264 |  |  |  |  | 9776098.1075 | 9776098.1075 | 0 | 0 | 0 | 0 |  | 7332073.5806 | 2444024.5269 |  | 0 | 0 |  | 0 | 0 | 0 | 0 | 0 | 0 | 0 | 0 | 0 | 506 | NA | 506.NA1
265 | [26 empty] | 506 | NA | 506.NA2
266 | 507 | Rents | [24 empty] | 507 | NA | 507.NA
267 |  |  | SG | P | 172898.9232 | 172898.9232 | 0 | 0 | 0 | 0 | 75% | 129674.1924 | 43224.7308 |  | 0 | 0 | [6 empty] | 0 | 0 | 0 | 0 | 507 | SG | 507.SG
268 |  |  | SG | P | 0 | 0 | 0 | 0 | 0 | 0 | 75% | 0 | 0 | [9 empty] | 0 | 0 | 0 | 0 | 507 | SG | 507.SG1
269 |  |  |  |  | 172898.9232 | 172898.9232 | 0 | 0 | 0 | 0 |  | 129674.1924 | 43224.7308 |  | 0 | 0 |  | 0 | 0 | 0 | 0 | 0 | 0 | 0 | 0 | 0 | 507 | NA | 507.NA1
270 | [26 empty] | 507 | NA | 507.NA2
271 | 510 | Maint Supervision & Engineering | [24 empty] | 510 | NA | 510.NA
272 |  |  | SG | P | 772739.6529 | 772739.6529 | 0 | 0 | 0 | 0 | 75% | 579554.7397 | 193184.9132 |  | 0 | 0 | [6 empty] | 0 | 0 | 0 | 0 | 510 | SG | 510.SG
273 |  |  | SG | P | 1542807.814 | 1542807.814 | 0 | 0 | 0 | 0 | 75% | 1157105.8605 | 385701.9535 | [9 empty] | 0 | 0 | 0 | 0 | 510 | SG | 510.SG1
274 |  |  |  |  | 2315547.4669 | 2315547.4669 | 0 | 0 | 0 | 0 |  | 1736660.6001 | 578886.8667 |  | 0 | 0 |  | 0 | 0 | 0 | 0 | 0 | 0 | 0 | 0 | 0 | 510 | NA | 510.NA1
275 | [26 empty] | 510 | NA | 510.NA2
276 | 511 | Maintenance of Structures | [24 empty] | 511 | NA | 511.NA
277 |  |  | SG | P | 12822702.5269 | 12822702.5269 | 0 | 0 | 0 | 0 | 75% | 9617026.8952 | 3205675.6317 |  | 0 | 0 | [6 empty] | 0 | 0 | 0 | 0 | 511 | SG | 511.SG
278 |  |  | SG | P | 610055.9392 | 610055.9392 | 0 | 0 | 0 | 0 | 75% | 457541.9544 | 152513.9848 | [9 empty] | 0 | 0 | 0 | 0 | 511 | SG | 511.SG1
279 |  |  |  |  | 13432758.4661 | 13432758.4661 | 0 | 0 | 0 | 0 |  | 10074568.8496 | 3358189.6165 |  | 0 | 0 |  | 0 | 0 | 0 | 0 | 0 | 0 | 0 | 0 | 0 | 511 | NA | 511.NA1
280 | [26 empty] | 511 | NA | 511.NA2
281 | 512 | Maintenance of Boiler Plant | [24 empty] | 512 | NA | 512.NA
282 |  |  | SG | P | 40221808.2065 | 40221808.2065 | 0 | 0 | 0 | 0 | 75% | 30166356.1549 | 10055452.0516 |  | 0 | 0 | [6 empty] | 0 | 0 | 0 | 0 | 512 | SG | 512.SG
283 |  |  | SG | P | 1406851.1414 | 1406851.1414 | 0 | 0 | 0 | 0 | 75% | 1055138.3561 | 351712.7854 | [9 empty] | 0 | 0 | 0 | 0 | 512 | SG | 512.SG1
284 |  |  |  |  | 41628659.3479 | 41628659.3479 | 0 | 0 | 0 | 0 |  | 31221494.5109 | 10407164.837 |  | 0 | 0 |  | 0 | 0 | 0 | 0 | 0 | 0 | 0 | 0 | 0 | 512 | NA | 512.NA1
285 | [26 empty] | 512 | NA | 512.NA2
286 | 513 | Maintenance of Electric Plant | [24 empty] | 513 | NA | 513.NA
287 |  |  | SG | P | 14930045.8032 | 14930045.8032 | 0 | 0 | 0 | 0 | 75% | 11197534.3524 | 3732511.4508 |  | 0 | 0 | [6 empty] | 0 | 0 | 0 | 0 | 513 | SG | 513.SG
288 |  |  | SG | P | 329437.6679 | 329437.6679 | 0 | 0 | 0 | 0 | 75% | 247078.251 | 82359.417 | [9 empty] | 0 | 0 | 0 | 0 | 513 | SG | 513.SG1
289 |  |  |  |  | 15259483.4711 | 15259483.4711 | 0 | 0 | 0 | 0 |  | 11444612.6033 | 3814870.8678 |  | 0 | 0 |  | 0 | 0 | 0 | 0 | 0 | 0 | 0 | 0 | 0 | 513 | NA | 513.NA1
290 | [26 empty] | 513 | NA | 513.NA2
291 | 514 | Maintenance of Misc. Steam Plant | [24 empty] | 514 | NA | 514.NA
292 |  |  | SG | P | 3794931.3433 | 3794931.3433 | 0 | 0 | 0 | 0 | 75% | 2846198.5075 | 948732.8358 |  | 0 | 0 | [6 empty] | 0 | 0 | 0 | 0 | 514 | SG | 514.SG
293 |  |  | SG | P | 1415329.2333 | 1415329.2333 | 0 | 0 | 0 | 0 | 75% | 1061496.925 | 353832.3083 | [9 empty] | 0 | 0 | 0 | 0 | 514 | SG | 514.SG1
294 |  |  |  |  | 5210260.5766 | 5210260.5766 | 0 | 0 | 0 | 0 |  | 3907695.4325 | 1302565.1442 |  | 0 | 0 |  | 0 | 0 | 0 | 0 | 0 | 0 | 0 | 0 | 0 | 514 | NA | 514.NA1
295 | [26 empty] | 514 | NA | 514.NA2
296 | Total Steam Power Generation |  |  |  | 495852046.9049 | 495852046.9049 | 0 | 0 | 0 | 0 |  | 99516130.0853 | 396335916.8195 |  | 0 | 0 |  | 0 | 0 | 0 | 0 | 0 | 0 | 0 | 0 | 0 | Total Steam Power Generation | NA | Total Steam Power Generation.NA
297 | [26 empty] | Total Steam Power Generation | NA | Total Steam Power Generation.NA1
298 | 517 | Operation Super & Engineering | [24 empty] | 517 | NA | 517.NA
299 |  |  | SG | P | 0 | 0 | 0 | 0 | 0 | 0 | 75% | 0 | 0 |  | 0 | 0 | [6 empty] | 0 | 0 | 0 | 0 | 517 | SG | 517.SG
300 |  |  |  |  | 0 | 0 | 0 | 0 | 0 | 0 |  | 0 | 0 |  | 0 | 0 |  | 0 | 0 | 0 | 0 | 0 | 0 | 0 | 0 | 0 | 517 | NA | 517.NA1
301 | [26 empty] | 517 | NA | 517.NA2
302 | 518 | Nuclear Fuel Expense | [24 empty] | 518 | NA | 518.NA
303 |  |  | SE | P | 0 | 0 | 0 | 0 | 0 | 0 | 0% | 0 | 0 |  | 0 | 0 | [6 empty] | 0 | 0 | 0 | 0 | 518 | SE | 518.SE
304 |  |  |  |  | 0 | 0 | 0 | 0 | 0 | 0 |  | 0 | 0 |  | 0 | 0 |  | 0 | 0 | 0 | 0 | 0 | 0 | 0 | 0 | 0 | 518 | NA | 518.NA1
305 | [26 empty] | 518 | NA | 518.NA2
306 | [26 empty] | 518 | NA | 518.NA3
307 | 519 | Coolants and Water | [24 empty] | 519 | NA | 519.NA
308 |  |  | SG | P | 0 | 0 | 0 | 0 | 0 | 0 | 75% | 0 | 0 |  | 0 | 0 | [6 empty] | 0 | 0 | 0 | 0 | 519 | SG | 519.SG
309 |  |  |  |  | 0 | 0 | 0 | 0 | 0 | 0 |  | 0 | 0 |  | 0 | 0 |  | 0 | 0 | 0 | 0 | 0 | 0 | 0 | 0 | 0 | 519 | NA | 519.NA1
310 | [26 empty] | 519 | NA | 519.NA2
311 | 520 | Steam Expenses | [24 empty] | 520 | NA | 520.NA
312 |  |  | SG | P | 0 | 0 | 0 | 0 | 0 | 0 | 75% | 0 | 0 |  | 0 | 0 | [6 empty] | 0 | 0 | 0 | 0 | 520 | SG | 520.SG
313 |  |  |  |  | 0 | 0 | 0 | 0 | 0 | 0 |  | 0 | 0 |  | 0 | 0 |  | 0 | 0 | 0 | 0 | 0 | 0 | 0 | 0 | 0 | 520 | NA | 520.NA1
314 | [26 empty] | 520 | NA | 520.NA2
315 | 523 | Electric Expenses | [24 empty] | 523 | NA | 523.NA
316 |  |  | SG | P | 0 | 0 | 0 | 0 | 0 | 0 | 75% | 0 | 0 |  | 0 | 0 | [6 empty] | 0 | 0 | 0 | 0 | 523 | SG | 523.SG
317 |  |  |  |  | 0 | 0 | 0 | 0 | 0 | 0 |  | 0 | 0 |  | 0 | 0 |  | 0 | 0 | 0 | 0 | 0 | 0 | 0 | 0 | 0 | 523 | NA | 523.NA1
318 | [26 empty] | 523 | NA | 523.NA2
319 | 524 | Misc. Nuclear Expenses | [24 empty] | 524 | NA | 524.NA
320 |  |  | SG | P | 0 | 0 | 0 | 0 | 0 | 0 | 75% | 0 | 0 |  | 0 | 0 | [6 empty] | 0 | 0 | 0 | 0 | 524 | SG | 524.SG
321 |  |  |  |  | 0 | 0 | 0 | 0 | 0 | 0 |  | 0 | 0 |  | 0 | 0 |  | 0 | 0 | 0 | 0 | 0 | 0 | 0 | 0 | 0 | 524 | NA | 524.NA1
322 | [26 empty] | 524 | NA | 524.NA2
323 | 528 | Maintenance Super & Engineering | [24 empty] | 528 | NA | 528.NA
324 |  |  | SG | P | 0 | 0 | 0 | 0 | 0 | 0 | 75% | 0 | 0 |  | 0 | 0 | [6 empty] | 0 | 0 | 0 | 0 | 528 | SG | 528.SG
325 |  |  |  |  | 0 | 0 | 0 | 0 | 0 | 0 |  | 0 | 0 |  | 0 | 0 |  | 0 | 0 | 0 | 0 | 0 | 0 | 0 | 0 | 0 | 528 | NA | 528.NA1
326 | [26 empty] | 528 | NA | 528.NA2
327 | 529 | Maintenance of Structures | [24 empty] | 529 | NA | 529.NA
328 |  |  | SG | P | 0 | 0 | 0 | 0 | 0 | 0 | 75% | 0 | 0 |  | 0 | 0 | [6 empty] | 0 | 0 | 0 | 0 | 529 | SG | 529.SG
329 |  |  |  |  | 0 | 0 | 0 | 0 | 0 | 0 |  | 0 | 0 |  | 0 | 0 |  | 0 | 0 | 0 | 0 | 0 | 0 | 0 | 0 | 0 | 529 | NA | 529.NA1
330 | [26 empty] | 529 | NA | 529.NA2
331 | 530 | Maintenance of Reactor Plant | [24 empty] | 530 | NA | 530.NA
332 |  |  | SG | P | 0 | 0 | 0 | 0 | 0 | 0 | 75% | 0 | 0 |  | 0 | 0 | [6 empty] | 0 | 0 | 0 | 0 | 530 | SG | 530.SG
333 |  |  |  |  | 0 | 0 | 0 | 0 | 0 | 0 |  | 0 | 0 |  | 0 | 0 |  | 0 | 0 | 0 | 0 | 0 | 0 | 0 | 0 | 0 | 530 | NA | 530.NA1
334 | [26 empty] | 530 | NA | 530.NA2
335 | 531 | Maintenance of Electric Plant | [24 empty] | 531 | NA | 531.NA
336 |  |  | SG | P | 0 | 0 | 0 | 0 | 0 | 0 | 75% | 0 | 0 |  | 0 | 0 | [6 empty] | 0 | 0 | 0 | 0 | 531 | SG | 531.SG
337 |  |  |  |  | 0 | 0 | 0 | 0 | 0 | 0 |  | 0 | 0 |  | 0 | 0 |  | 0 | 0 | 0 | 0 | 0 | 0 | 0 | 0 | 0 | 531 | NA | 531.NA1
338 | [26 empty] | 531 | NA | 531.NA2
339 | 532 | Maintenance of Misc Nuclear | [24 empty] | 532 | NA | 532.NA
340 |  |  | SG | P | 0 | 0 | 0 | 0 | 0 | 0 | 75% | 0 | 0 |  | 0 | 0 | [6 empty] | 0 | 0 | 0 | 0 | 532 | SG | 532.SG
341 |  |  |  |  | 0 | 0 | 0 | 0 | 0 | 0 |  | 0 | 0 |  | 0 | 0 |  | 0 | 0 | 0 | 0 | 0 | 0 | 0 | 0 | 0 | 532 | NA | 532.NA1
342 | [26 empty] | 532 | NA | 532.NA2
343 | Total Nuclear Power Generation |  |  |  | 0 | 0 | 0 | 0 | 0 | 0 |  | 0 | 0 |  | 0 | 0 |  | 0 | 0 | 0 | 0 | 0 | 0 | 0 | 0 | 0 | Total Nuclear Power Generation | NA | Total Nuclear Power Generation.NA
344 | [26 empty] | Total Nuclear Power Generation | NA | Total Nuclear Power Generation.NA1
345 | [26 empty] | Total Nuclear Power Generation | NA | Total Nuclear Power Generation.NA2
346 | 535 | Operation Super & Engineering | [24 empty] | 535 | NA | 535.NA
347 |  |  | SG | P | 3259411.2327 | 3259411.2327 | 0 | 0 | 0 | 0 | 75% | 2444558.4245 | 814852.8082 |  | 0 | 0 | [6 empty] | 0 | 0 | 0 | 0 | 535 | SG | 535.SG
348 |  |  | SG | P | 611257.8718 | 611257.8718 | 0 | 0 | 0 | 0 | 75% | 458443.4038 | 152814.4679 |  | 0 | 0 | [6 empty] | 0 | 0 | 0 | 0 | 535 | SG | 535.SG1
349 |  |  |  |  | 3870669.1045 | 3870669.1045 | 0 | 0 | 0 | 0 |  | 2903001.8284 | 967667.2761 |  | 0 | 0 |  | 0 | 0 | 0 | 0 | 0 | 0 | 0 | 0 | 0 | 535 | NA | 535.NA1
350 | [26 empty] | 535 | NA | 535.NA2
351 | 536 | Water For Power | [24 empty] | 536 | NA | 536.NA
352 |  |  | SG | P | 53418.9352 | 53418.9352 | 0 | 0 | 0 | 0 | 75% | 40064.2014 | 13354.7338 |  | 0 | 0 | [6 empty] | 0 | 0 | 0 | 0 | 536 | SG | 536.SG
353 |  |  | SG | P | 0 | 0 | 0 | 0 | 0 | 0 | 75% | 0 | 0 |  | 0 | 0 | [6 empty] | 0 | 0 | 0 | 0 | 536 | SG | 536.SG1
354 |  |  |  |  | 53418.9352 | 53418.9352 | 0 | 0 | 0 | 0 |  | 40064.2014 | 13354.7338 |  | 0 | 0 |  | 0 | 0 | 0 | 0 | 0 | 0 | 0 | 0 | 0 | 536 | NA | 536.NA1
355 | [26 empty] | 536 | NA | 536.NA2
356 | 537 | Hydraulic Expenses | [24 empty] | 537 | NA | 537.NA
357 |  |  | SG | P | 1758804.1354 | 1758804.1354 | 0 | 0 | 0 | 0 | 75% | 1319103.1016 | 439701.0339 |  | 0 | 0 | [6 empty] | 0 | 0 | 0 | 0 | 537 | SG | 537.SG
358 |  |  | SG | P | 137072.4076 | 137072.4076 | 0 | 0 | 0 | 0 | 75% | 102804.3057 | 34268.1019 |  | 0 | 0 | [6 empty] | 0 | 0 | 0 | 0 | 537 | SG | 537.SG1
359 |  |  |  |  | 1895876.543 | 1895876.543 | 0 | 0 | 0 | 0 |  | 1421907.4073 | 473969.1358 |  | 0 | 0 |  | 0 | 0 | 0 | 0 | 0 | 0 | 0 | 0 | 0 | 537 | NA | 537.NA1
360 | [26 empty] | 537 | NA | 537.NA2
361 | 538 | Electric Expenses | [24 empty] | 538 | NA | 538.NA
362 |  |  | SG | P | 0 | 0 | 0 | 0 | 0 | 0 | 75% | 0 | 0 |  | 0 | 0 | [6 empty] | 0 | 0 | 0 | 0 | 538 | SG | 538.SG
363 |  |  |  |  | 0 | 0 | 0 | 0 | 0 | 0 |  | 0 | 0 |  | 0 | 0 |  | 0 | 0 | 0 | 0 | 0 | 0 | 0 | 0 | 0 | 538 | NA | 538.NA1
364 | [26 empty] | 538 | NA | 538.NA2
365 | 539 | Misc. Hydro Expenses | [24 empty] | 539 | NA | 539.NA
366 |  |  | SG | P | 4894343.547 | 4894343.547 | 0 | 0 | 0 | 0 | 75% | 3670757.6603 | 1223585.8868 |  | 0 | 0 | [6 empty] | 0 | 0 | 0 | 0 | 539 | SG | 539.SG
367 |  |  | SG | P | 3929317.1951 | 3929317.1951 | 0 | 0 | 0 | 0 | 75% | 2946987.8963 | 982329.2988 |  | 0 | 0 | [6 empty] | 0 | 0 | 0 | 0 | 539 | SG | 539.SG1
368 |  |  |  |  | 8823660.7422 | 8823660.7422 | 0 | 0 | 0 | 0 |  | 6617745.5566 | 2205915.1855 |  | 0 | 0 |  | 0 | 0 | 0 | 0 | 0 | 0 | 0 | 0 | 0 | 539 | NA | 539.NA1
369 | [26 empty] | 539 | NA | 539.NA2
370 | 540 | Rents (Hydro Generation) | [24 empty] | 540 | NA | 540.NA
371 |  |  | SG | P | 665443.5201 | 665443.5201 | 0 | 0 | 0 | 0 | 75% | 499082.6401 | 166360.88 |  | 0 | 0 | [6 empty] | 0 | 0 | 0 | 0 | 540 | SG | 540.SG
372 |  |  | SG | P | 23825.7152 | 23825.7152 | 0 | 0 | 0 | 0 | 75% | 17869.2864 | 5956.4288 |  | 0 | 0 | [6 empty] | 0 | 0 | 0 | 0 | 540 | SG | 540.SG1
373 |  |  |  |  | 689269.2353 | 689269.2353 | 0 | 0 | 0 | 0 |  | 516951.9265 | 172317.3088 |  | 0 | 0 |  | 0 | 0 | 0 | 0 | 0 | 0 | 0 | 0 | 0 | 540 | NA | 540.NA1
374 | [26 empty] | 540 | NA | 540.NA2
375 | 541 | Maint Supervision & Engineering | [24 empty] | 541 | NA | 541.NA
376 |  |  | SG | P | 169.9631 | 169.9631 | 0 | 0 | 0 | 0 | 75% | 127.4723 | 42.4908 |  | 0 | 0 | [6 empty] | 0 | 0 | 0 | 0 | 541 | SG | 541.SG
377 |  |  |  |  | 169.9631 | 169.9631 | 0 | 0 | 0 | 0 |  | 127.4723 | 42.4908 |  | 0 | 0 |  | 0 | 0 | 0 | 0 | 0 | 0 | 0 | 0 | 0 | 541 | NA | 541.NA1
378 | [26 empty] | 541 | NA | 541.NA2
379 | 542 | Maintenance of Structures | [24 empty] | 542 | NA | 542.NA
380 |  |  | SG | P | 335198.856 | 335198.856 | 0 | 0 | 0 | 0 | 75% | 251399.142 | 83799.714 |  | 0 | 0 | [6 empty] | 0 | 0 | 0 | 0 | 542 | SG | 542.SG
381 |  |  | SG | P | 62243.6598 | 62243.6598 | 0 | 0 | 0 | 0 | 75% | 46682.7449 | 15560.915 |  | 0 | 0 | [6 empty] | 0 | 0 | 0 | 0 | 542 | SG | 542.SG1
382 |  |  |  |  | 397442.5159 | 397442.5159 | 0 | 0 | 0 | 0 |  | 298081.8869 | 99360.629 |  | 0 | 0 |  | 0 | 0 | 0 | 0 | 0 | 0 | 0 | 0 | 0 | 542 | NA | 542.NA1
383 | [26 empty] | 542 | NA | 542.NA2
384 | 543 | Maintenance of Dams & Waterways | [24 empty] | 543 | NA | 543.NA
385 |  |  | SG | P | 456231.689 | 456231.689 | 0 | 0 | 0 | 0 | 75% | 342173.7668 | 114057.9223 |  | 0 | 0 | [6 empty] | 0 | 0 | 0 | 0 | 543 | SG | 543.SG
386 |  |  | SG | P | 162816.0512 | 162816.0512 | 0 | 0 | 0 | 0 | 75% | 122112.0384 | 40704.0128 |  | 0 | 0 | [6 empty] | 0 | 0 | 0 | 0 | 543 | SG | 543.SG1
387 |  |  |  |  | 619047.7402 | 619047.7402 | 0 | 0 | 0 | 0 |  | 464285.8051 | 154761.935 |  | 0 | 0 |  | 0 | 0 | 0 | 0 | 0 | 0 | 0 | 0 | 0 | 543 | NA | 543.NA1
388 | [26 empty] | 543 | NA | 543.NA2
389 | 544 | Maintenance of Electric Plant | [24 empty] | 544 | NA | 544.NA
390 |  |  | SG | P | 565048.0174 | 565048.0174 | 0 | 0 | 0 | 0 | 75% | 423786.0131 | 141262.0044 |  | 0 | 0 | [6 empty] | 0 | 0 | 0 | 0 | 544 | SG | 544.SG
391 |  |  | SG | P | 201461.7113 | 201461.7113 | 0 | 0 | 0 | 0 | 75% | 151096.2835 | 50365.4278 |  | 0 | 0 | [6 empty] | 0 | 0 | 0 | 0 | 544 | SG | 544.SG1
392 |  |  |  |  | 766509.7287 | 766509.7287 | 0 | 0 | 0 | 0 |  | 574882.2965 | 191627.4322 |  | 0 | 0 |  | 0 | 0 | 0 | 0 | 0 | 0 | 0 | 0 | 0 | 544 | NA | 544.NA1
393 | [26 empty] | 544 | NA | 544.NA2
394 | 545 | Maintenance of Misc. Hydro Plant | [24 empty] | 545 | NA | 545.NA
395 |  |  | SG | P | 1045613.3047 | 1045613.3047 | 0 | 0 | 0 | 0 | 75% | 784209.9785 | 261403.3262 |  | 0 | 0 | [6 empty] | 0 | 0 | 0 | 0 | 545 | SG | 545.SG
396 |  |  | SG | P | 275559.7886 | 275559.7886 | 0 | 0 | 0 | 0 | 75% | 206669.8414 | 68889.9471 |  | 0 | 0 | [6 empty] | 0 | 0 | 0 | 0 | 545 | SG | 545.SG1
397 |  |  |  |  | 1321173.0932 | 1321173.0932 | 0 | 0 | 0 | 0 |  | 990879.8199 | 330293.2733 |  | 0 | 0 |  | 0 | 0 | 0 | 0 | 0 | 0 | 0 | 0 | 0 | 545 | NA | 545.NA1
398 | [26 empty] | 545 | NA | 545.NA2
399 | Total Hydraulic Power Generation |  |  |  | 18437237.6013 | 18437237.6013 | 0 | 0 | 0 | 0 |  | 13827928.2009 | 4609309.4003 |  | 0 | 0 |  | 0 | 0 | 0 | 0 | 0 | 0 | 0 | 0 | 0 | Total Hydraulic Power Generation | NA | Total Hydraulic Power Generation .NA
400 | [26 empty] | Total Hydraulic Power Generation | NA | Total Hydraulic Power Generation .NA1
401 | [26 empty] | Total Hydraulic Power Generation | NA | Total Hydraulic Power Generation .NA2
402 | 546 | Operation Super & Engineering | [24 empty] | 546 | NA | 546.NA
403 |  |  | SG | P | 183144.7276 | 183144.7276 | 0 | 0 | 0 | 0 | 75% | 137358.5457 | 45786.1819 |  | 0 | 0 | [6 empty] | 0 | 0 | 0 | 0 | 546 | SG | 546.SG
404 |  |  |  |  | 183144.7276 | 183144.7276 | 0 | 0 | 0 | 0 |  | 137358.5457 | 45786.1819 |  | 0 | 0 |  | 0 | 0 | 0 | 0 | 0 | 0 | 0 | 0 | 0 | 546 | NA | 546.NA1
405 | [26 empty] | 546 | NA | 546.NA2
406 | 547NPC | Fuel - NPC | [24 empty] | 547NPC | NA | 547NPC.NA
407 |  |  | SE | P | 115799537.2308 | 115799537.2308 | 0 | 0 | 0 | 0 | 0% | 0 | 115799537.2308 |  | 0 | 0 | [6 empty] | 0 | 0 | 0 | 0 | 547NPC | SE | 547NPC.SE
408 |  |  | SE | P | 1390722.04 | 1390722.04 | 0 | 0 | 0 | 0 | 0% | 0 | 1390722.04 | [9 empty] | 0 | 0 | 0 | 0 | 547NPC | SE | 547NPC.SE1
409 |  |  |  |  | 117190259.2708 | 117190259.2708 | 0 | 0 | 0 | 0 |  | 0 | 117190259.2708 |  | 0 | 0 |  | 0 | 0 | 0 | 0 | 0 | 0 | 0 | 0 | 0 | 547NPC | NA | 547NPC.NA1
410 | [26 empty] | 547NPC | NA | 547NPC.NA2
411 | 548 | Generation Expense | [24 empty] | 548 | NA | 548.NA
412 |  |  | SG | P | 7712137.0693 | 7712137.0693 | 0 | 0 | 0 | 0 | 75% | 5784102.802 | 1928034.2673 |  | 0 | 0 | [6 empty] | 0 | 0 | 0 | 0 | 548 | SG | 548.SG
413 |  |  | SG | P | 277055.3411 | 277055.3411 | 0 | 0 | 0 | 0 | 75% | 207791.5058 | 69263.8353 | [9 empty] | 0 | 0 | 0 | 0 | 548 | SG | 548.SG1
414 |  |  |  |  | 7989192.4104 | 7989192.4104 | 0 | 0 | 0 | 0 |  | 5991894.3078 | 1997298.1026 |  | 0 | 0 |  | 0 | 0 | 0 | 0 | 0 | 0 | 0 | 0 | 0 | 548 | NA | 548.NA1
415 | [26 empty] | 548 | NA | 548.NA2
416 | 549 | Miscellaneous Other | [24 empty] | 549 | NA | 549.NA
417 |  |  | SG | P | 1982211.9235 | 1982211.9235 | 0 | 0 | 0 | 0 | 75% | 1486658.9426 | 495552.9809 |  | 0 | 0 | [6 empty] | 0 | 0 | 0 | 0 | 549 | SG | 549.SG
418 |  |  | SG | P | 1394463.8502 | 1394463.8502 | 0 | 0 | 0 | 0 | 75% | 1045847.8877 | 348615.9626 | [9 empty] | 0 | 0 | 0 | 0 | 549 | SG | 549.SG1
419 |  |  |  |  | 3376675.7737 | 3376675.7737 | 0 | 0 | 0 | 0 |  | 2532506.8303 | 844168.9434 |  | 0 | 0 |  | 0 | 0 | 0 | 0 | 0 | 0 | 0 | 0 | 0 | 549 | NA | 549.NA1
420 | [26 empty] | 549 | NA | 549.NA2
421 | [26 empty] | 549 | NA | 549.NA3
422 | 550 | Maint Supervision & Engineering | [24 empty] | 550 | NA | 550.NA
423 |  |  | SG | P | 17663.5588 | 17663.5588 | 0 | 0 | 0 | 0 | 75% | 13247.6691 | 4415.8897 |  | 0 | 0 | [6 empty] | 0 | 0 | 0 | 0 | 550 | SG | 550.SG
424 |  |  | SG | P | 1306160.4899 | 1306160.4899 | 0 | 0 | 0 | 0 | 75% | 979620.3675 | 326540.1225 | [9 empty] | 0 | 0 | 0 | 0 | 550 | SG | 550.SG1
425 |  |  |  |  | 1323824.0487 | 1323824.0487 | 0 | 0 | 0 | 0 |  | 992868.0366 | 330956.0122 |  | 0 | 0 | [6 empty] | 0 | 0 | 0 | 0 | 550 | NA | 550.NA1
426 | [26 empty] | 550 | NA | 550.NA2
427 | 551 | Maint Supervision & Engineering | [24 empty] | 551 | NA | 551.NA
428 |  |  | SG | P | 0 | 0 | 0 | 0 | 0 | 0 | 75% | 0 | 0 |  | 0 | 0 | [6 empty] | 0 | 0 | 0 | 0 | 551 | SG | 551.SG
429 |  |  |  |  | 0 | 0 | 0 | 0 | 0 | 0 |  | 0 | 0 |  | 0 | 0 |  | 0 | 0 | 0 | 0 | 0 | 0 | 0 | 0 | 0 | 551 | NA | 551.NA1
430 | [26 empty] | 551 | NA | 551.NA2
431 | 552 | Maintenance of Structures | [24 empty] | 552 | NA | 552.NA
432 |  |  | SG | P | 1771393.7922 | 1771393.7922 | 0 | 0 | 0 | 0 | 75% | 1328545.3442 | 442848.4481 |  | 0 | 0 | [6 empty] | 0 | 0 | 0 | 0 | 552 | SG | 552.SG
433 |  |  | SG | P | 80682.2065 | 80682.2065 | 0 | 0 | 0 | 0 | 75% | 60511.6549 | 20170.5516 | [9 empty] | 0 | 0 | 0 | 0 | 552 | SG | 552.SG1
434 |  |  |  |  | 1852075.9987 | 1852075.9987 | 0 | 0 | 0 | 0 |  | 1389056.9991 | 463018.9997 |  | 0 | 0 |  | 0 | 0 | 0 | 0 | 0 | 0 | 0 | 0 | 0 | 552 | NA | 552.NA1
435 | [26 empty] | 552 | NA | 552.NA2
436 | [26 empty] | 552 | NA | 552.NA3
437 | 553 | Maint of Generation & Electric Plant | [24 empty] | 553 | NA | 553.NA
438 |  |  | SG | P | 4164576.1714 | 4164576.1714 | 0 | 0 | 0 | 0 | 75% | 3123432.1286 | 1041144.0429 |  | 0 | 0 | [6 empty] | 0 | 0 | 0 | 0 | 553 | SG | 553.SG
439 |  |  | SG | P | 6270330.0175 | 6270330.0175 | 0 | 0 | 0 | 0 | 75% | 4702747.5131 | 1567582.5044 |  | 0 | 0 | [6 empty] | 0 | 0 | 0 | 0 | 553 | SG | 553.SG1
440 |  |  | SG | P | 291022.8344 | 291022.8344 | 0 | 0 | 0 | 0 | 75% | 218267.1258 | 72755.7086 | [9 empty] | 0 | 0 | 0 | 0 | 553 | SG | 553.SG2
441 |  |  |  |  | 10725929.0233 | 10725929.0233 | 0 | 0 | 0 | 0 |  | 8044446.7675 | 2681482.2558 |  | 0 | 0 |  | 0 | 0 | 0 | 0 | 0 | 0 | 0 | 0 | 0 | 553 | NA | 553.NA1
442 | [26 empty] | 553 | NA | 553.NA2
443 | 554 | Maintenance of Misc. Other | [24 empty] | 554 | NA | 554.NA
444 |  |  | SG | P | 25248.2625 | 25248.2625 | 0 | 0 | 0 | 0 | 75% | 18936.1969 | 6312.0656 |  | 0 | 0 | [6 empty] | 0 | 0 | 0 | 0 | 554 | SG | 554.SG
445 |  |  | SG | P | 551925.1934 | 551925.1934 | 0 | 0 | 0 | 0 | 75% | 413943.8951 | 137981.2984 |  | 0 | 0 | [6 empty] | 0 | 0 | 0 | 0 | 554 | SG | 554.SG1
446 |  |  | SG | P | 71913.9552 | 71913.9552 | 0 | 0 | 0 | 0 | 75% | 53935.4664 | 17978.4888 | [9 empty] | 0 | 0 | 0 | 0 | 554 | SG | 554.SG2
447 |  |  |  |  | 649087.4111 | 649087.4111 | 0 | 0 | 0 | 0 |  | 486815.5584 | 162271.8528 |  | 0 | 0 |  | 0 | 0 | 0 | 0 | 0 | 0 | 0 | 0 | 0 | 554 | NA | 554.NA1
448 | [26 empty] | 554 | NA | 554.NA2
449 | Total Other Power Generation |  |  |  | 143290188.6644 | 143290188.6644 | 0 | 0 | 0 | 0 |  | 19574947.0452 | 123715241.6192 |  | 0 | 0 |  | 0 | 0 | 0 | 0 | 0 | 0 | 0 | 0 | 0 | Total Other Power Generation | NA | Total Other Power Generation.NA
450 | [26 empty] | Total Other Power Generation | NA | Total Other Power Generation.NA1
451 | 555NPC | Purchased Power - NPC | [24 empty] | 555NPC | NA | 555NPC.NA
452 |  |  | S | DMSC | 0 | 0 | 0 | 0 | 0 | 0 | 75% | 0 | 0 |  | 0 | 0 | [6 empty] | 0 | 0 | 0 | 0 | 555NPC | S | 555NPC.S
453 |  |  | SG | P | 236655508.8767 | 236655508.8767 | 0 | 0 | 0 | 0 | 75% | 177491631.6575 | 59163877.2192 |  | 0 | 0 | [6 empty] | 0 | 0 | 0 | 0 | 555NPC | SG | 555NPC.SG
454 |  |  | SE | P | 5045493.543 | 5045493.543 | 0 | 0 | 0 | 0 | 0% | 0 | 5045493.543 |  | 0 | 0 | [6 empty] | 0 | 0 | 0 | 0 | 555NPC | SE | 555NPC.SE
455 |  |  | SG | P | 0 | 0 | 0 | 0 | 0 | 0 | 75% | 0 | 0 | [9 empty] | 0 | 0 | 0 | 0 | 555NPC | SG | 555NPC.SG1
456 |  |  | DGP | P | 0 | 0 | 0 | 0 | 0 | 0 | 75% | 0 | 0 | [9 empty] | 0 | 0 | 0 | 0 | 555NPC | DGP | 555NPC.DGP
457 |  |  |  |  | 241701002.4197 | 241701002.4197 | 0 | 0 | 0 | 0 |  | 177491631.6575 | 64209370.7621 |  | 0 | 0 |  | 0 | 0 | 0 | 0 | 0 | 0 | 0 | 0 | 0 | 555NPC | NA | 555NPC.NA1
458 | [26 empty] | 555NPC | NA | 555NPC.NA2
459 | 556 | System Control & Load Dispatch | [24 empty] | 556 | NA | 556.NA
460 |  |  | SG | P | 624939.8349 | 624939.8349 | 0 | 0 | 0 | 0 | 75% | 468704.8762 | 156234.9587 |  | 0 | 0 | [6 empty] | 0 | 0 | 0 | 0 | 556 | SG | 556.SG
461 |  |  |  |  | 624939.8349 | 624939.8349 | 0 | 0 | 0 | 0 |  | 468704.8762 | 156234.9587 |  | 0 | 0 |  | 0 | 0 | 0 | 0 | 0 | 0 | 0 | 0 | 0 | 556 | NA | 556.NA1
462 | [26 empty] | 556 | NA | 556.NA2
463 | 557 | Other Expenses | [24 empty] | 557 | NA | 557.NA
464 |  |  | S | P | 0 | 0 | 0 | 0 | 0 | 0 | 75% | 0 | 0 |  | 0 | 0 | [6 empty] | 0 | 0 | 0 | 0 | 557 | S | 557.S
465 |  |  | SG | P | 18207755.0641 | 18207755.0641 | 0 | 0 | 0 | 0 | 75% | 13655816.2981 | 4551938.766 |  | 0 | 0 | [6 empty] | 0 | 0 | 0 | 0 | 557 | SG | 557.SG
466 |  |  | SGCT | P | 492509.4092 | 492509.4092 | 0 | 0 | 0 | 0 | 75% | 369382.0569 | 123127.3523 |  | 0 | 0 | [6 empty] | 0 | 0 | 0 | 0 | 557 | SGCT | 557.SGCT
467 |  |  | SE | P | 4074.0474 | 4074.0474 | 0 | 0 | 0 | 0 | 0% | 0 | 4074.0474 |  | 0 | 0 | [6 empty] | 0 | 0 | 0 | 0 | 557 | SE | 557.SE
468 |  |  | SG | P | 0 | 0 | 0 | 0 | 0 | 0 | 75% | 0 | 0 |  | 0 | 0 | [6 empty] | 0 | 0 | 0 | 0 | 557 | SG | 557.SG1
469 |  |  | TROJP | P | 0 | 0 | 0 | 0 | 0 | 0 | 75% | 0 | 0 |  | 0 | 0 | [6 empty] | 0 | 0 | 0 | 0 | 557 | TROJP | 557.TROJP
470 |  |  |  |  | 18704338.5206 | 18704338.5206 | 0 | 0 | 0 | 0 |  | 14025198.355 | 4679140.1657 |  | 0 | 0 |  | 0 | 0 | 0 | 0 | 0 | 0 | 0 | 0 | 0 | 557 | NA | 557.NA1
471 | [26 empty] | 557 | NA | 557.NA2
472 |  | Embedded Cost Differentials | [24 empty] | 557 | NA | 557.NA3
473 |  | Company Owned Hydro | DGP | P | 0 | 0 | 0 | 0 | 0 | 0 | 75% | 0 | 0 | [9 empty] | 0 | 0 | 0 | 0 | 557 | DGP | 557.DGP
474 |  | Company Owned Hydro | SG | P | 0 | 0 | 0 | 0 | 0 | 0 | 75% | 0 | 0 | [9 empty] | 0 | 0 | 0 | 0 | 557 | SG | 557.SG2
475 |  | Mid-C Contract | MC | P | 0 | 0 | 0 | 0 | 0 | 0 | 75% | 0 | 0 | [9 empty] | 0 | 0 | 0 | 0 | 557 | MC | 557.MC
476 |  | Mid-C Contract | SG | P | 0 | 0 | 0 | 0 | 0 | 0 | 75% | 0 | 0 | [9 empty] | 0 | 0 | 0 | 0 | 557 | SG | 557.SG3
477 |  | Existing QF Contracts | S | P | 0 | 0 | 0 | 0 | 0 | 0 | 75% | 0 | 0 | [9 empty] | 0 | 0 | 0 | 0 | 557 | S | 557.S
478 |  | Existing QF Contracts |  | P | 0 | 0 | 0 | 0 | 0 | 0 | 75% | 0 | 0 | [9 empty] | 0 | 0 | 0 | 0 | 557 | NA | 557.NA4
479 |  |  |  |  | 0 | 0 | 0 | 0 | 0 | 0 |  | 0 | 0 | [9 empty] | 0 | 0 | 0 | 0 | 557 | NA | 557.NA5
480 | [26 empty] | 557 | NA | 557.NA6
481 |  | 2010 Protocol Stipulated Embedded Cost Differential and Adjustment | [24 empty] | 557 | NA | 557.NA7
482 |  | Company Owned Hydro ECD (Hydro less Pre-2005 All Other) | DGP | P | 0 | 0 | 0 | 0 | 0 | 0 | 75% | 0 | 0 | [9 empty] | 0 | 0 | 0 | 0 | 557 | DGP | 557.DGP1
483 |  | Company Owned Hydro ECD (Hydro less Pre-2005 All Other) | SG | P | 0 | 0 | 0 | 0 | 0 | 0 | 75% | 0 | 0 | [9 empty] | 0 | 0 | 0 | 0 | 557 | SG | 557.SG4
484 |  | Mid-Columbia Contract ECD (Mid C less Pre-2005 All Other) | MC | P | 0 | 0 | 0 | 0 | 0 | 0 | 75% | 0 | 0 | [9 empty] | 0 | 0 | 0 | 0 | 557 | MC | 557.MC1
485 |  | Mid-Columbia Contract ECD (Mid C less Pre-2005 All Other) | SG | P | 0 | 0 | 0 | 0 | 0 | 0 | 75% | 0 | 0 | [9 empty] | 0 | 0 | 0 | 0 | 557 | SG | 557.SG5
486 |  | Klamath Dam Removal Surcharge Re-allocation | S | P | 0 | 0 | 0 | 0 | 0 | 0 | 75% | 0 | 0 | [9 empty] | 0 | 0 | 0 | 0 | 557 | S | 557.S 1
487 |  |  |  |  | 0 | 0 | 0 | 0 | 0 | 0 |  | 0 | 0 | [13 empty] | 557 | NA | 557.NA8
488 | [26 empty] | 557 | NA | 557.NA9
489 | Total Other Power Supply |  |  |  | 261030280.7752 | 261030280.7752 | 0 | 0 | 0 | 0 |  | 191985534.8887 | 69044745.8865 |  | 0 | 0 |  | 0 | 0 | 0 | 0 | 0 | 0 | 0 | 0 | 0 | Total Other Power Supply | NA | Total Other Power Supply.NA
490 | [26 empty] | Total Other Power Supply | NA | Total Other Power Supply.NA1
491 | TOTAL PRODUCTION EXPENSE |  |  |  | 918609753.9457 | 918609753.9457 | 0 | 0 | 0 | 0 |  | 324904540.2201 | 593705213.7256 | 0 | 0 | 0 |  | 0 | 0 | 0 | 0 | 0 | 0 | 0 | 0 | 0 | TOTAL PRODUCTION EXPENSE | NA | TOTAL PRODUCTION EXPENSE.NA
492 | [26 empty] | TOTAL PRODUCTION EXPENSE | NA | TOTAL PRODUCTION EXPENSE.NA1
493 | 560 | Operation Supervision & Engineering | [24 empty] | 560 | NA | 560.NA
494 |  |  | SG | T | 4065391.6521 | 0 | 4065391.6521 | 0 | 0 | 0 |  |  |  | 75% | 3049043.7391 | 1016347.913 | [6 empty] | 0 | 0 | 0 | 0 | 560 | SG | 560.SG
495 |  |  |  |  | 4065391.6521 | 0 | 4065391.6521 | 0 | 0 | 0 |  | 0 | 0 |  | 3049043.7391 | 1016347.913 |  | 0 | 0 | 0 | 0 | 0 | 0 | 0 | 0 | 0 | 560 | NA | 560.NA1
496 | [26 empty] | 560 | NA | 560.NA2
497 | 561 | Load Dispatching | [24 empty] | 561 | NA | 561.NA
498 |  |  | SG | T | 8217410.9074 | 0 | 8217410.9074 | 0 | 0 | 0 |  |  |  | 75% | 6163058.1805 | 2054352.7268 | [6 empty] | 0 | 0 | 0 | 0 | 561 | SG | 561.SG
499 |  |  |  |  | 8217410.9074 | 0 | 8217410.9074 | 0 | 0 | 0 |  | 0 | 0 |  | 6163058.1805 | 2054352.7268 |  | 0 | 0 | 0 | 0 | 0 | 0 | 0 | 0 | 0 | 561 | NA | 561.NA1
500 | [26 empty] | 561 | NA | 561.NA2
501 | 562 | Station Expense | [24 empty] | 562 | NA | 562.NA
502 |  |  | SG | T | 1346113.2144 | 0 | 1346113.2144 | 0 | 0 | 0 |  |  |  | 75% | 1009584.9108 | 336528.3036 | [6 empty] | 0 | 0 | 0 | 0 | 562 | SG | 562.SG
503 |  |  |  |  | 1346113.2144 | 0 | 1346113.2144 | 0 | 0 | 0 |  | 0 | 0 |  | 1009584.9108 | 336528.3036 |  | 0 | 0 | 0 | 0 | 0 | 0 | 0 | 0 | 0 | 562 | NA | 562.NA1
504 | [26 empty] | 562 | NA | 562.NA2
505 | 563 | Overhead Line Expense | [24 empty] | 563 | NA | 563.NA
506 |  |  | SG | T | 179385.2667 | 0 | 179385.2667 | 0 | 0 | 0 |  |  |  | 75% | 134538.95 | 44846.3167 | [6 empty] | 0 | 0 | 0 | 0 | 563 | SG | 563.SG
507 |  |  |  |  | 179385.2667 | 0 | 179385.2667 | 0 | 0 | 0 |  | 0 | 0 |  | 134538.95 | 44846.3167 |  | 0 | 0 | 0 | 0 | 0 | 0 | 0 | 0 | 0 | 563 | NA | 563.NA1
508 | [26 empty] | 563 | NA | 563.NA2
509 | 564 | Underground Line Expense | [24 empty] | 564 | NA | 564.NA
510 |  |  | SG | T | 0 | 0 | 0 | 0 | 0 | 0 |  |  |  | 75% | 0 | 0 | [6 empty] | 0 | 0 | 0 | 0 | 564 | SG | 564.SG
511 |  |  |  |  | 0 | 0 | 0 | 0 | 0 | 0 |  | 0 | 0 |  | 0 | 0 |  | 0 | 0 | 0 | 0 | 0 | 0 | 0 | 0 | 0 | 564 | NA | 564.NA1
512 | [26 empty] | 564 | NA | 564.NA2
513 | 565NPC | Transmission of Electricity by Others - NPC | [24 empty] | 565NPC | NA | 565NPC.NA
514 |  |  | SG | T | 63038219.9852 | 0 | 63038219.9852 | 0 | 0 | 0 |  | 0 | 0 | 75% | 47278664.9889 | 15759554.9963 | [6 empty] | 0 | 0 | 0 | 0 | 565NPC | SG | 565NPC.SG
515 |  |  | SE | T | 1943511.1186 | 0 | 1943511.1186 | 0 | 0 | 0 |  | 0 | 0 | 0% | 0 | 1943511.1186 | [6 empty] | 0 | 0 | 0 | 0 | 565NPC | SE | 565NPC.SE
516 |  |  |  |  | 64981731.1037 | 0 | 64981731.1037 | 0 | 0 | 0 |  | 0 | 0 |  | 47278664.9889 | 17703066.1149 |  | 0 | 0 | 0 | 0 | 0 | 0 | 0 | 0 | 0 | 565NPC | NA | 565NPC.NA1
517 | [26 empty] | 565NPC | NA | 565NPC.NA2
518 | 566 | Misc. Transmission Expense | [24 empty] | 566 | NA | 566.NA
519 |  |  | SG | T | 1051545.6955 | 0 | 1051545.6955 | 0 | 0 | 0 |  | 0 | 0 | 75% | 788659.2716 | 262886.4239 | [6 empty] | 0 | 0 | 0 | 0 | 566 | SG | 566.SG
520 |  |  |  |  | 1051545.6955 | 0 | 1051545.6955 | 0 | 0 | 0 |  | 0 | 0 |  | 788659.2716 | 262886.4239 |  | 0 | 0 | 0 | 0 | 0 | 0 | 0 | 0 | 0 | 566 | NA | 566.NA1
521 | [26 empty] | 566 | NA | 566.NA2
522 | 567 | Rents - Transmission | [24 empty] | 567 | NA | 567.NA
523 |  |  | SG | T | 985070.4585 | 0 | 985070.4585 | 0 | 0 | 0 |  | 0 | 0 | 75% | 738802.8439 | 246267.6146 | [6 empty] | 0 | 0 | 0 | 0 | 567 | SG | 567.SG
524 |  |  |  |  | 985070.4585 | 0 | 985070.4585 | 0 | 0 | 0 |  | 0 | 0 |  | 738802.8439 | 246267.6146 |  | 0 | 0 | 0 | 0 | 0 | 0 | 0 | 0 | 0 | 567 | NA | 567.NA1
525 | [26 empty] | 567 | NA | 567.NA2
526 | 568 | Maint Supervision & Engineering | [24 empty] | 568 | NA | 568.NA
527 |  |  | SG | T | 519746.5063 | 0 | 519746.5063 | 0 | 0 | 0 |  | 0 | 0 | 75% | 389809.8797 | 129936.6266 | [6 empty] | 0 | 0 | 0 | 0 | 568 | SG | 568.SG
528 |  |  |  |  | 519746.5063 | 0 | 519746.5063 | 0 | 0 | 0 |  | 0 | 0 |  | 389809.8797 | 129936.6266 |  | 0 | 0 | 0 | 0 | 0 | 0 | 0 | 0 | 0 | 568 | NA | 568.NA1
529 | [26 empty] | 568 | NA | 568.NA2
530 | 569 | Maintenance of Structures | [24 empty] | 569 | NA | 569.NA
531 |  |  | SG | T | 1821002.777 | 0 | 1821002.777 | 0 | 0 | 0 |  | 0 | 0 | 75% | 1365752.0827 | 455250.6942 | [6 empty] | 0 | 0 | 0 | 0 | 569 | SG | 569.SG
532 |  |  |  |  | 1821002.777 | 0 | 1821002.777 | 0 | 0 | 0 |  | 0 | 0 |  | 1365752.0827 | 455250.6942 |  | 0 | 0 | 0 | 0 | 0 | 0 | 0 | 0 | 0 | 569 | NA | 569.NA1
533 | [26 empty] | 569 | NA | 569.NA2
534 | 570 | Maintenance of Station Equipment | [24 empty] | 570 | NA | 570.NA
535 |  |  | SG | T | 3520736.0429 | 0 | 3520736.0429 | 0 | 0 | 0 |  |  |  | 75% | 2640552.0322 | 880184.0107 | [6 empty] | 0 | 0 | 0 | 0 | 570 | SG | 570.SG
536 |  |  |  |  | 3520736.0429 | 0 | 3520736.0429 | 0 | 0 | 0 |  | 0 | 0 |  | 2640552.0322 | 880184.0107 |  | 0 | 0 | 0 | 0 | 0 | 0 | 0 | 0 | 0 | 570 | NA | 570.NA1
537 | [26 empty] | 570 | NA | 570.NA2
538 | 571 | Maintenance of Overhead Lines | [24 empty] | 571 | NA | 571.NA
539 |  |  | SG | T | 7486853.6422 | 0 | 7486853.6422 | 0 | 0 | 0 |  |  |  | 75% | 5615140.2316 | 1871713.4105 | [6 empty] | 0 | 0 | 0 | 0 | 571 | SG | 571.SG
540 |  |  |  |  | 7486853.6422 | 0 | 7486853.6422 | 0 | 0 | 0 |  | 0 | 0 |  | 5615140.2316 | 1871713.4105 |  | 0 | 0 | 0 | 0 | 0 | 0 | 0 | 0 | 0 | 571 | NA | 571.NA1
541 | [26 empty] | 571 | NA | 571.NA2
542 | 572 | Maintenance of Underground Lines | [24 empty] | 572 | NA | 572.NA
543 |  |  | SG | T | 22621.7852 | 0 | 22621.7852 | 0 | 0 | 0 |  |  |  | 75% | 16966.3389 | 5655.4463 | [6 empty] | 0 | 0 | 0 | 0 | 572 | SG | 572.SG
544 |  |  |  |  | 22621.7852 | 0 | 22621.7852 | 0 | 0 | 0 |  | 0 | 0 |  | 16966.3389 | 5655.4463 |  | 0 | 0 | 0 | 0 | 0 | 0 | 0 | 0 | 0 | 572 | NA | 572.NA1
545 | [26 empty] | 572 | NA | 572.NA2
546 | 573 | Maint of Misc. Transmission Plant | [24 empty] | 573 | NA | 573.NA
547 |  |  | SG | T | 238159.4191 | 0 | 238159.4191 | 0 | 0 | 0 |  |  |  | 75% | 178619.5643 | 59539.8548 | [6 empty] | 0 | 0 | 0 | 0 | 573 | SG | 573.SG
548 |  |  |  |  | 238159.4191 | 0 | 238159.4191 | 0 | 0 | 0 |  | 0 | 0 |  | 178619.5643 | 59539.8548 |  | 0 | 0 | 0 | 0 | 0 | 0 | 0 | 0 | 0 | 573 | NA | 573.NA1
549 | [26 empty] | 573 | NA | 573.NA2
550 | TOTAL TRANSMISSION EXPENSE |  |  |  | 94435768.471 | 0 | 94435768.471 | 0 | 0 | 0 |  | 0 | 0 |  | 69369193.0143 | 25066575.4567 |  | 0 | 0 | 0 | 0 | 0 | 0 | 0 | 0 | 0 | TOTAL TRANSMISSION EXPENSE | NA | TOTAL TRANSMISSION EXPENSE.NA
551 | [26 empty] | TOTAL TRANSMISSION EXPENSE | NA | TOTAL TRANSMISSION EXPENSE.NA1
552 | 580 | Operation Supervision & Engineering | [24 empty] | 580 | NA | 580.NA
553 |  |  | S | DPW | 501830.15 | 0 | 0 | 501830.15 | 0 | 0 | [6 empty] | PLNT | 88057.7431 | 253058.6831 | 94005.6329 | 51747.707 | 14960.384 | 0 | 0 | 0 | 0 | 580 | S | 580.S
554 |  |  | SNPD | DPW | 4752237.7258 | 0 | 0 | 4752237.7258 | 0 | 0 | [6 empty] | PLNT | 833890.3683 | 2396418.4311 | 890215.7735 | 490041.1129 | 141672.0399 | 0 | 0 | 0 | 0 | 580 | SNPD | 580.SNPD
555 |  |  |  |  | 5254067.8758 | 0 | 0 | 5254067.8758 | 0 | 0 |  | 0 | 0 |  | 0 | 0 |  | 921948.1113 | 2649477.1143 | 984221.4064 | 541788.8199 | 156632.4239 | 0 | 0 | 0 | 0 | 580 | NA | 580.NA1
556 | [26 empty] | 580 | NA | 580.NA2
557 | 581 | Load Dispatching | [24 empty] | 581 | NA | 581.NA
558 |  |  | S | DPW | 0 | 0 | 0 | 0 | 0 | 0 | [6 empty] | SUBS | 0 | 0 | 0 | 0 | 0 | 0 | 0 | 0 | 0 | 581 | S | 581.S
559 |  |  | SNPD | DPW | 5625124.1359 | 0 | 0 | 5625124.1359 | 0 | 0 | [6 empty] | SUBS | 5625124.1359 | 0 | 0 | 0 | 0 | 0 | 0 | 0 | 0 | 581 | SNPD | 581.SNPD
560 |  |  |  |  | 5625124.1359 | 0 | 0 | 5625124.1359 | 0 | 0 |  | 0 | 0 |  | 0 | 0 |  | 5625124.1359 | 0 | 0 | 0 | 0 | 0 | 0 | 0 | 0 | 581 | NA | 581.NA1
561 | [26 empty] | 581 | NA | 581.NA2
562 | 582 | Station Expense | [24 empty] | 582 | NA | 582.NA
563 |  |  | S | DPW | 1751703.53 | 0 | 0 | 1751703.53 | 0 | 0 | [6 empty] | SUBS | 1751703.53 | 0 | 0 | 0 | 0 | 0 | 0 | 0 | 0 | 582 | S | 582.S
564 |  |  | SNPD | DPW | 7129.7747 | 0 | 0 | 7129.7747 | 0 | 0 | [6 empty] | SUBS | 7129.7747 | 0 | 0 | 0 | 0 | 0 | 0 | 0 | 0 | 582 | SNPD | 582.SNPD
565 |  |  |  |  | 1758833.3047 | 0 | 0 | 1758833.3047 | 0 | 0 |  | 0 | 0 |  | 0 | 0 |  | 1758833.3047 | 0 | 0 | 0 | 0 | 0 | 0 | 0 | 0 | 582 | NA | 582.NA1
566 | [26 empty] | 582 | NA | 582.NA2
567 | 583 | Overhead Line Expenses | [24 empty] | 583 | NA | 583.NA
568 |  |  | S | DPW | 4149414.26 | 0 | 0 | 4149414.26 | 0 | 0 | [6 empty] | PC | 0 | 4149414.26 | 0 | 0 | 0 | 0 | 0 | 0 | 0 | 583 | S | 583.S
569 |  |  | SNPD | DPW | 2624.1214 | 0 | 0 | 2624.1214 | 0 | 0 | [6 empty] | PC | 0 | 2624.1214 | 0 | 0 | 0 | 0 | 0 | 0 | 0 | 583 | SNPD | 583.SNPD
570 |  |  |  |  | 4152038.3814 | 0 | 0 | 4152038.3814 | 0 | 0 |  | 0 | 0 |  | 0 | 0 |  | 0 | 4152038.3814 | 0 | 0 | 0 | 0 | 0 | 0 | 0 | 583 | NA | 583.NA1
571 | [26 empty] | 583 | NA | 583.NA2
572 | 584 | Underground Line Expense | [24 empty] | 584 | NA | 584.NA
573 |  |  | S | DPW | 32.11 | 0 | 0 | 32.11 | 0 | 0 | [6 empty] | PC | 0 | 32.11 | 0 | 0 | 0 | 0 | 0 | 0 | 0 | 584 | S | 584.S
574 |  |  | SNPD | DPW | 2959.205 | 0 | 0 | 2959.205 | 0 | 0 | [6 empty] | PC | 0 | 2959.205 | 0 | 0 | 0 | 0 | 0 | 0 | 0 | 584 | SNPD | 584.SNPD
575 |  |  |  |  | 2991.315 | 0 | 0 | 2991.315 | 0 | 0 |  | 0 | 0 |  | 0 | 0 |  | 0 | 2991.315 | 0 | 0 | 0 | 0 | 0 | 0 | 0 | 584 | NA | 584.NA1
576 | [26 empty] | 584 | NA | 584.NA2
577 | 585 | Street Lighting & Signal Systems | [24 empty] | 585 | NA | 585.NA
578 |  |  | S | DPW | 0 | 0 | 0 | 0 | 0 | 0 | [6 empty] | PC | 0 | 0 | 0 | 0 | 0 | 0 | 0 | 0 | 0 | 585 | S | 585.S
579 |  |  | SNPD | DPW | 107247.6833 | 0 | 0 | 107247.6833 | 0 | 0 | [6 empty] | METR | 0 | 0 | 0 | 0 | 107247.6833 | 0 | 0 | 0 | 0 | 585 | SNPD | 585.SNPD
580 |  |  |  |  | 107247.6833 | 0 | 0 | 107247.6833 | 0 | 0 |  | 0 | 0 |  | 0 | 0 |  | 0 | 0 | 0 | 0 | 107247.6833 | 0 | 0 | 0 | 0 | 585 | NA | 585.NA1
581 | [26 empty] | 585 | NA | 585.NA2
582 | 586 | Meter Expenses | [24 empty] | 586 | NA | 586.NA
583 |  |  | S | DPW | 2047027.42 | 0 | 0 | 2047027.42 | 0 | 0 | [6 empty] | METR | 0 | 0 | 0 | 0 | 2047027.42 | 0 | 0 | 0 | 0 | 586 | S | 586.S
584 |  |  | SNPD | DPW | 150337.5135 | 0 | 0 | 150337.5135 | 0 | 0 | [6 empty] | METR | 0 | 0 | 0 | 0 | 150337.5135 | 0 | 0 | 0 | 0 | 586 | SNPD | 586.SNPD
585 |  |  |  |  | 2197364.9335 | 0 | 0 | 2197364.9335 | 0 | 0 |  | 0 | 0 |  | 0 | 0 |  | 0 | 0 | 0 | 0 | 2197364.9335 | 0 | 0 | 0 | 0 | 586 | NA | 586.NA1
586 | [26 empty] | 586 | NA | 586.NA2
587 | 587 | Customer Installation Expenses | [24 empty] | 587 | NA | 587.NA
588 |  |  | S | DPW | 3746958.73 | 0 | 0 | 3746958.73 | 0 | 0 | [6 empty] | PC | 0 | 3746958.73 | 0 | 0 | 0 | 0 | 0 | 0 | 0 | 587 | S | 587.S
589 |  |  | SNPD | DPW | 0 | 0 | 0 | 0 | 0 | 0 | [6 empty] | PC | 0 | 0 | 0 | 0 | 0 | 0 | 0 | 0 | 0 | 587 | SNPD | 587.SNPD
590 |  |  |  |  | 3746958.73 | 0 | 0 | 3746958.73 | 0 | 0 |  | 0 | 0 |  | 0 | 0 |  | 0 | 3746958.73 | 0 | 0 | 0 | 0 | 0 | 0 | 0 | 587 | NA | 587.NA1
591 | [26 empty] | 587 | NA | 587.NA2
592 | 588 | Misc. Distribution Expenses | [24 empty] | 588 | NA | 588.NA
593 |  |  | S | DPW | 929144.54 | 0 | 0 | 929144.54 | 0 | 0 | [6 empty] | PLNT2 | 239854.6798 | 689289.8602 | 0 | 0 | 0 | 0 | 0 | 0 | 0 | 588 | S | 588.S
594 |  |  | SNPD | DPW | 1746101.9799 | 0 | 0 | 1746101.9799 | 0 | 0 | [6 empty] | PLNT2 | 450748.7406 | 1295353.2393 | 0 | 0 | 0 | 0 | 0 | 0 | 0 | 588 | SNPD | 588.SNPD
595 |  |  |  |  | 2675246.5199 | 0 | 0 | 2675246.5199 | 0 | 0 |  | 0 | 0 |  | 0 | 0 |  | 690603.4203 | 1984643.0995 | 0 | 0 | 0 | 0 | 0 | 0 | 0 | 588 | NA | 588.NA1
596 | [26 empty] | 588 | NA | 588.NA2
597 | 589 | Rents | [24 empty] | 589 | NA | 589.NA
598 |  |  | S | DPW | 630427.82 | 0 | 0 | 630427.82 | 0 | 0 | [6 empty] | PLNT2 | 162742.2391 | 467685.5809 | 0 | 0 | 0 | 0 | 0 | 0 | 0 | 589 | S | 589.S
599 |  |  | SNPD | DPW | 11398.3634 | 0 | 0 | 11398.3634 | 0 | 0 | [6 empty] | PLNT2 | 2942.4386 | 8455.9247 | 0 | 0 | 0 | 0 | 0 | 0 | 0 | 589 | SNPD | 589.SNPD
600 |  |  |  |  | 641826.1834 | 0 | 0 | 641826.1834 | 0 | 0 |  | 0 | 0 |  | 0 | 0 |  | 165684.6777 | 476141.5056 | 0 | 0 | 0 | 0 | 0 | 0 | 0 | 589 | NA | 589.NA1
601 | [26 empty] | 589 | NA | 589.NA2
602 | 590 | Maint Supervision & Engineering | [24 empty] | 590 | NA | 590.NA
603 |  |  | S | DPW | 1454643.71 | 0 | 0 | 1454643.71 | 0 | 0 | [6 empty] | PLNT | 255250.9889 | 733535.4834 | 272492.0028 | 149999.9082 | 43365.3268 | 0 | 0 | 0 | 0 | 590 | S | 590.S
604 |  |  | SNPD | DPW | 1047505.3315 | 0 | 0 | 1047505.3315 | 0 | 0 | [6 empty] | PLNT | 183809.1142 | 528227.1696 | 196224.5626 | 108016.6246 | 31227.8606 | 0 | 0 | 0 | 0 | 590 | SNPD | 590.SNPD
605 |  |  |  |  | 2502149.0415 | 0 | 0 | 2502149.0415 | 0 | 0 |  | 0 | 0 |  | 0 | 0 |  | 439060.1031 | 1261762.653 | 468716.5653 | 258016.5328 | 74593.1873 | 0 | 0 | 0 | 0 | 590 | NA | 590.NA1
606 | [26 empty] | 590 | NA | 590.NA2
607 | 591 | Maintenance of Structures | [24 empty] | 591 | NA | 591.NA
608 |  |  | S | DPW | 695907.73 | 0 | 0 | 695907.73 | 0 | 0 | [6 empty] | PLNT2 | 179645.5971 | 516262.1329 | 0 | 0 | 0 | 0 | 0 | 0 | 0 | 591 | S | 591.S
609 |  |  | SNPD | DPW | 45804.5288 | 0 | 0 | 45804.5288 | 0 | 0 | [6 empty] | PLNT2 | 11824.2427 | 33980.286 | 0 | 0 | 0 | 0 | 0 | 0 | 0 | 591 | SNPD | 591.SNPD
610 |  |  |  |  | 741712.2588 | 0 | 0 | 741712.2588 | 0 | 0 |  | 0 | 0 |  | 0 | 0 |  | 191469.8399 | 550242.4189 | 0 | 0 | 0 | 0 | 0 | 0 | 0 | 591 | NA | 591.NA1
611 | [26 empty] | 591 | NA | 591.NA2
612 | 592 | Maintenance of Station Equipment | [24 empty] | 592 | NA | 592.NA
613 |  |  | S | DPW | 3413841.97 | 0 | 0 | 3413841.97 | 0 | 0 | [6 empty] | SUBS | 3413841.97 | 0 | 0 | 0 | 0 | 0 | 0 | 0 | 0 | 592 | S | 592.S
614 |  |  | SNPD | DPW | 719827.3403 | 0 | 0 | 719827.3403 | 0 | 0 | [6 empty] | SUBS | 719827.3403 | 0 | 0 | 0 | 0 | 0 | 0 | 0 | 0 | 592 | SNPD | 592.SNPD
615 |  |  |  |  | 4133669.3103 | 0 | 0 | 4133669.3103 | 0 | 0 |  | 0 | 0 |  | 0 | 0 |  | 4133669.3103 | 0 | 0 | 0 | 0 | 0 | 0 | 0 | 0 | 592 | NA | 592.NA1
616 | [26 empty] | 592 | NA | 592.NA2
617 | 593 | Maintenance of Overhead Lines | [24 empty] | 593 | NA | 593.NA
618 |  |  | S | DPW | 32404760.89 | 0 | 0 | 32404760.89 | 0 | 0 | [6 empty] | PC | 0 | 32404760.89 | 0 | 0 | 0 | 0 | 0 | 0 | 0 | 593 | S | 593.S
619 |  |  | SNPD | DPW | 851056.3787 | 0 | 0 | 851056.3787 | 0 | 0 | [6 empty] | PC | 0 | 851056.3787 | 0 | 0 | 0 | 0 | 0 | 0 | 0 | 593 | SNPD | 593.SNPD
620 |  |  |  |  | 33255817.2687 | 0 | 0 | 33255817.2687 | 0 | 0 |  | 0 | 0 |  | 0 | 0 |  | 0 | 33255817.2687 | 0 | 0 | 0 | 0 | 0 | 0 | 0 | 593 | NA | 593.NA1
621 | [26 empty] | 593 | NA | 593.NA2
622 | 594 | Maintenance of Underground Lines | [24 empty] | 594 | NA | 594.NA
623 |  |  | S | DPW | 12480061.69 | 0 | 0 | 12480061.69 | 0 | 0 | [6 empty] | PC | 0 | 12480061.69 | 0 | 0 | 0 | 0 | 0 | 0 | 0 | 594 | S | 594.S
624 |  |  | SNPD | DPW | 4311.6935 | 0 | 0 | 4311.6935 | 0 | 0 | [6 empty] | PC | 0 | 4311.6935 | 0 | 0 | 0 | 0 | 0 | 0 | 0 | 594 | SNPD | 594.SNPD
625 |  |  |  |  | 12484373.3835 | 0 | 0 | 12484373.3835 | 0 | 0 |  | 0 | 0 |  | 0 | 0 |  | 0 | 12484373.3835 | 0 | 0 | 0 | 0 | 0 | 0 | 0 | 594 | NA | 594.NA1
626 | [26 empty] | 594 | NA | 594.NA2
627 | 595 | Maintenance of Line Transformers | [24 empty] | 595 | NA | 595.NA
628 |  |  | S | DPW | 0 | 0 | 0 | 0 | 0 | 0 | [6 empty] | XFMR | 0 | 0 | 0 | 0 | 0 | 0 | 0 | 0 | 0 | 595 | S | 595.S
629 |  |  | SNPD | DPW | 441696.1242 | 0 | 0 | 441696.1242 | 0 | 0 | [6 empty] | XFMR | 0 | 0 | 441696.1242 | 0 | 0 | 0 | 0 | 0 | 0 | 595 | SNPD | 595.SNPD
630 |  |  |  |  | 441696.1242 | 0 | 0 | 441696.1242 | 0 | 0 |  | 0 | 0 |  | 0 | 0 |  | 0 | 0 | 441696.1242 | 0 | 0 | 0 | 0 | 0 | 0 | 595 | NA | 595.NA1
631 | [26 empty] | 595 | NA | 595.NA2
632 | 596 | Maint of Street Lighting & Signal Sys. | [24 empty] | 596 | NA | 596.NA
633 |  |  | S | DPW | 1597474.07 | 0 | 0 | 1597474.07 | 0 | 0 | [6 empty] | PC | 0 | 1597474.07 | 0 | 0 | 0 | 0 | 0 | 0 | 0 | 596 | S | 596.S
634 |  |  | SNPD | DPW | 0 | 0 | 0 | 0 | 0 | 0 | [6 empty] | PC | 0 | 0 | 0 | 0 | 0 | 0 | 0 | 0 | 0 | 596 | SNPD | 596.SNPD
635 |  |  |  |  | 1597474.07 | 0 | 0 | 1597474.07 | 0 | 0 |  | 0 | 0 |  | 0 | 0 |  | 0 | 1597474.07 | 0 | 0 | 0 | 0 | 0 | 0 | 0 | 596 | NA | 596.NA1
636 | [26 empty] | 596 | NA | 596.NA2
637 | 597 | Maintenance of Meters | [24 empty] | 597 | NA | 597.NA
638 |  |  | S | DPW | 1700609.66 | 0 | 0 | 1700609.66 | 0 | 0 | [6 empty] | METR | 0 | 0 | 0 | 0 | 1700609.66 | 0 | 0 | 0 | 0 | 597 | S | 597.S
639 |  |  | SNPD | DPW | 136803.5149 | 0 | 0 | 136803.5149 | 0 | 0 | [6 empty] | METR | 0 | 0 | 0 | 0 | 136803.5149 | 0 | 0 | 0 | 0 | 597 | SNPD | 597.SNPD
640 |  |  |  |  | 1837413.1749 | 0 | 0 | 1837413.1749 | 0 | 0 |  | 0 | 0 |  | 0 | 0 |  | 0 | 0 | 0 | 0 | 1837413.1749 | 0 | 0 | 0 | 0 | 597 | NA | 597.NA1
641 | [26 empty] | 597 | NA | 597.NA2
642 | 598 | Maint of Misc. Distribution Plant | [24 empty] | 598 | NA | 598.NA
643 |  |  | S | DPW | 820869.59 | 0 | 0 | 820869.59 | 0 | 0 | [6 empty] | PLNT2 | 211903.9656 | 608965.6244 | 0 | 0 | 0 | 0 | 0 | 0 | 0 | 598 | S | 598.S
644 |  |  | SNPD | DPW | 1610362.4275 | 0 | 0 | 1610362.4275 | 0 | 0 | [6 empty] | PLNT2 | 415708.1571 | 1194654.2705 | 0 | 0 | 0 | 0 | 0 | 0 | 0 | 598 | SNPD | 598.SNPD
645 |  |  |  |  | 2431232.0175 | 0 | 0 | 2431232.0175 | 0 | 0 |  | 0 | 0 |  | 0 | 0 |  | 627612.1227 | 1803619.8949 | 0 | 0 | 0 | 0 | 0 | 0 | 0 | 598 | NA | 598.NA1
646 | [26 empty] | 598 | NA | 598.NA2
647 | TOTAL DISTRIBUTION EXPENSE |  |  |  | 85587235.7124 | 0 | 0 | 85587235.7124 | 0 | 0 |  | 0 | 0 |  | 0 | 0 |  | 14554005.0258 | 63965539.8348 | 1894634.096 | 799805.3527 | 4373251.403 | 0 | 0 | 0 | 0 | TOTAL DISTRIBUTION EXPENSE | NA | TOTAL DISTRIBUTION EXPENSE.NA
648 | [26 empty] | TOTAL DISTRIBUTION EXPENSE | NA | TOTAL DISTRIBUTION EXPENSE.NA1
649 | 901 | Supervision | [24 empty] | 901 | NA | 901.NA
650 |  |  | S | CUST | 0 | 0 | 0 | 0 | 0 | 0 | [6 empty] | CUST | 0 | 0 | 0 | 0 | 0 | 0 | 0 | 0 | 0 | 901 | S | 901.S
651 |  |  | CN | CUST | 811718.7801 | 0 | 0 | 0 | 811718.7801 | 0 | [6 empty] | CUST | 0 | 0 | 0 | 0 | 0 | 0 | 0 | 0 | 0 | 901 | CN | 901.CN
652 |  |  |  |  | 811718.7801 | 0 | 0 | 0 | 811718.7801 | 0 |  | 0 | 0 |  | 0 | 0 |  | 0 | 0 | 0 | 0 | 0 | 0 | 0 | 0 | 0 | 901 | NA | 901.NA1
653 | [26 empty] | 901 | NA | 901.NA2
654 | 902 | Meter Reading Expense | [24 empty] | 902 | NA | 902.NA
655 |  |  | S | CUST | 3562100.44 | 0 | 0 | 0 | 3562100.44 | 0 | [6 empty] | CUST | 0 | 0 | 0 | 0 | 0 | 0 | 0 | 0 | 0 | 902 | S | 902.S
656 |  |  | CN | CUST | 704424.2269 | 0 | 0 | 0 | 704424.2269 | 0 | [6 empty] | CUST | 0 | 0 | 0 | 0 | 0 | 0 | 0 | 0 | 0 | 902 | CN | 902.CN
657 |  |  |  |  | 4266524.6669 | 0 | 0 | 0 | 4266524.6669 | 0 |  | 0 | 0 |  | 0 | 0 |  | 0 | 0 | 0 | 0 | 0 | 0 | 0 | 0 | 0 | 902 | NA | 902.NA1
658 | [26 empty] | 902 | NA | 902.NA2
659 | 903 | Customer Receipts & Collections | [24 empty] | 903 | NA | 903.NA
660 |  |  | S | CUST | 2758684.3604 | 0 | 0 | 0 | 2758684.3604 | 0 | [6 empty] | CUST | 0 | 0 | 0 | 0 | 0 | 0 | 0 | 0 | 0 | 903 | S | 903.S
661 |  |  | CN | CUST | 20755543.1598 | 0 | 0 | 0 | 20755543.1598 | 0 | [6 empty] | CUST | 0 | 0 | 0 | 0 | 0 | 0 | 0 | 0 | 0 | 903 | CN | 903.CN
662 |  |  |  |  | 23514227.5203 | 0 | 0 | 0 | 23514227.5203 | 0 |  | 0 | 0 |  | 0 | 0 |  | 0 | 0 | 0 | 0 | 0 | 0 | 0 | 0 | 0 | 903 | NA | 903.NA1
663 | [26 empty] | 903 | NA | 903.NA2
664 | 904 | Uncollectible Accounts | [24 empty] | 904 | NA | 904.NA
665 |  |  | S | CUST | 3704725.8796 | 0 | 0 | 0 | 3704725.8796 | 0 | [6 empty] | CUST | 0 | 0 | 0 | 0 | 0 | 0 | 0 | 0 | 0 | 904 | S | 904.S
666 |  |  | SG | P | 0 | 0 | 0 | 0 | 0 | 0 | [6 empty] | CUST | 0 | 0 | 0 | 0 | 0 | 0 | 0 | 0 | 0 | 904 | SG | 904.SG
667 |  |  | CN | CUST | 1511.4433 | 0 | 0 | 0 | 1511.4433 | 0 | [6 empty] | CUST | 0 | 0 | 0 | 0 | 0 | 0 | 0 | 0 | 0 | 904 | CN | 904.CN
668 |  |  |  |  | 3706237.3229 | 0 | 0 | 0 | 3706237.3229 | 0 |  | 0 | 0 |  | 0 | 0 |  | 0 | 0 | 0 | 0 | 0 | 0 | 0 | 0 | 0 | 904 | NA | 904.NA1
669 | [26 empty] | 904 | NA | 904.NA2
670 | 905 | Misc. Customer Accounts Expense | [24 empty] | 905 | NA | 905.NA
671 |  |  | S | CUST | 0 | 0 | 0 | 0 | 0 | 0 | [6 empty] | CUST | 0 | 0 | 0 | 0 | 0 | 0 | 0 | 0 | 0 | 905 | S | 905.S
672 |  |  | CN | CUST | 15350.6595 | 0 | 0 | 0 | 15350.6595 | 0 | [6 empty] | CUST | 0 | 0 | 0 | 0 | 0 | 0 | 0 | 0 | 0 | 905 | CN | 905.CN
673 |  |  |  |  | 15350.6595 | 0 | 0 | 0 | 15350.6595 | 0 |  | 0 | 0 |  | 0 | 0 |  | 0 | 0 | 0 | 0 | 0 | 0 | 0 | 0 | 0 | 905 | NA | 905.NA1
674 | [26 empty] | 905 | NA | 905.NA2
675 | TOTAL CUSTOMER ACCOUNTS EXPENSE |  |  |  | 32314058.9498 | 0 | 0 | 0 | 32314058.9498 | 0 |  | 0 | 0 |  | 0 | 0 |  | 0 | 0 | 0 | 0 | 0 | 0 | 0 | 0 | 0 | TOTAL CUSTOMER ACCOUNTS EXPENSE | NA | TOTAL CUSTOMER ACCOUNTS EXPENSE.NA
676 | [26 empty] | TOTAL CUSTOMER ACCOUNTS EXPENSE | NA | TOTAL CUSTOMER ACCOUNTS EXPENSE.NA1
677 | 907 | Supervision | [24 empty] | 907 | NA | 907.NA
678 |  |  | S | CUST | 0 | 0 | 0 | 0 | 0 | 0 | [6 empty] | CUST | 0 | 0 | 0 | 0 | 0 | 0 | 0 | 0 | 0 | 907 | S | 907.S
679 |  |  | CN | CUST | 126916.0065 | 0 | 0 | 0 | 126916.0065 | 0 | [6 empty] | CUST | 0 | 0 | 0 | 0 | 0 | 0 | 0 | 0 | 0 | 907 | CN | 907.CN
680 |  |  |  |  | 126916.0065 | 0 | 0 | 0 | 126916.0065 | 0 |  | 0 | 0 |  | 0 | 0 |  | 0 | 0 | 0 | 0 | 0 | 0 | 0 | 0 | 0 | 907 | NA | 907.NA1
681 | [26 empty] | 907 | NA | 907.NA2
682 | 908 | Customer Assistance | [24 empty] | 908 | NA | 908.NA
683 |  |  | S | CUST | 2345006.57 | 0 | 0 | 0 | 2345006.57 | 0 | [6 empty] | CUST | 0 | 0 | 0 | 0 | 0 | 0 | 0 | 0 | 0 | 908 | S | 908.S
684 |  |  | CN | CUST | 720520.7428 | 0 | 0 | 0 | 720520.7428 | 0 | [6 empty] | CUST | 0 | 0 | 0 | 0 | 0 | 0 | 0 | 0 | 0 | 908 | CN | 908.CN
685 |  |  |  |  | 3065527.3128 | 0 | 0 | 0 | 3065527.3128 | 0 |  | 0 | 0 |  | 0 | 0 |  | 0 | 0 | 0 | 0 | 0 | 0 | 0 | 0 | 0 | 908 | NA | 908.NA1
686 | [26 empty] | 908 | NA | 908.NA2
687 | 909 | Informational & Instructional Adv | [24 empty] | 909 | NA | 909.NA
688 |  |  | S | CUST | 267432.58 | 0 | 0 | 0 | 267432.58 | 0 | [6 empty] | CUST | 0 | 0 | 0 | 0 | 0 | 0 | 0 | 0 | 0 | 909 | S | 909.S
689 |  |  | CN | CUST | 903355.9356 | 0 | 0 | 0 | 903355.9356 | 0 | [6 empty] | CUST | 0 | 0 | 0 | 0 | 0 | 0 | 0 | 0 | 0 | 909 | CN | 909.CN
690 |  |  |  |  | 1170788.5156 | 0 | 0 | 0 | 1170788.5156 | 0 |  | 0 | 0 |  | 0 | 0 |  | 0 | 0 | 0 | 0 | 0 | 0 | 0 | 0 | 0 | 909 | NA | 909.NA1
691 | [26 empty] | 909 | NA | 909.NA2
692 | 910 | Misc. Customer Service | [24 empty] | 910 | NA | 910.NA
693 |  |  | S | CUST | 0 | 0 | 0 | 0 | 0 | 0 | [6 empty] | CUST | 0 | 0 | 0 | 0 | 0 | 0 | 0 | 0 | 0 | 910 | S | 910.S
694 |  |  | CN | CUST | 7635.294 | 0 | 0 | 0 | 7635.294 | 0 | [6 empty] | CUST | 0 | 0 | 0 | 0 | 0 | 0 | 0 | 0 | 0 | 910 | CN | 910.CN
695 |  |  |  |  | 7635.294 | 0 | 0 | 0 | 7635.294 | 0 |  | 0 | 0 |  | 0 | 0 |  | 0 | 0 | 0 | 0 | 0 | 0 | 0 | 0 | 0 | 910 | NA | 910.NA1
696 | [26 empty] | 910 | NA | 910.NA2
697 | TOTAL CUSTOMER SERVICE EXPENSE |  |  |  | 4370867.1289 | 0 | 0 | 0 | 4370867.1289 | 0 |  | 0 | 0 |  | 0 | 0 |  | 0 | 0 | 0 | 0 | 0 | 0 | 0 | 0 | 0 | TOTAL CUSTOMER SERVICE EXPENSE | NA | TOTAL CUSTOMER SERVICE EXPENSE.NA
698 | [26 empty] | TOTAL CUSTOMER SERVICE EXPENSE | NA | TOTAL CUSTOMER SERVICE EXPENSE.NA1
699 | 911 | Supervision | [24 empty] | 911 | NA | 911.NA
700 |  |  | S | CUST | 0 | 0 | 0 | 0 | 0 | 0 | [6 empty] | CUST | 0 | 0 | 0 | 0 | 0 | 0 | 0 | 0 | 0 | 911 | S | 911.S
701 |  |  | CN | CUST | 0 | 0 | 0 | 0 | 0 | 0 | [6 empty] | CUST | 0 | 0 | 0 | 0 | 0 | 0 | 0 | 0 | 0 | 911 | CN | 911.CN
702 |  |  |  |  | 0 | 0 | 0 | 0 | 0 | 0 |  | 0 | 0 |  | 0 | 0 |  | 0 | 0 | 0 | 0 | 0 | 0 | 0 | 0 | 0 | 911 | NA | 911.NA1
703 | [26 empty] | 911 | NA | 911.NA2
704 | 912 | Demonstration & Selling Expense | [24 empty] | 912 | NA | 912.NA
705 |  |  | S | CUST | 0 | 0 | 0 | 0 | 0 | 0 | [6 empty] | CUST | 0 | 0 | 0 | 0 | 0 | 0 | 0 | 0 | 0 | 912 | S | 912.S
706 |  |  | CN | CUST | 0 | 0 | 0 | 0 | 0 | 0 | [6 empty] | CUST | 0 | 0 | 0 | 0 | 0 | 0 | 0 | 0 | 0 | 912 | CN | 912.CN
707 |  |  |  |  | 0 | 0 | 0 | 0 | 0 | 0 |  | 0 | 0 |  | 0 | 0 |  | 0 | 0 | 0 | 0 | 0 | 0 | 0 | 0 | 0 | 912 | NA | 912.NA1
708 | [26 empty] | 912 | NA | 912.NA2
709 | 913 | Advertising Expense | [24 empty] | 913 | NA | 913.NA
710 |  |  | S | CUST | 0 | 0 | 0 | 0 | 0 | 0 | [6 empty] | CUST | 0 | 0 | 0 | 0 | 0 | 0 | 0 | 0 | 0 | 913 | S | 913.S
711 |  |  | CN | CUST | 0 | 0 | 0 | 0 | 0 | 0 | [6 empty] | CUST | 0 | 0 | 0 | 0 | 0 | 0 | 0 | 0 | 0 | 913 | CN | 913.CN
712 |  |  |  |  | 0 | 0 | 0 | 0 | 0 | 0 |  | 0 | 0 |  | 0 | 0 |  | 0 | 0 | 0 | 0 | 0 | 0 | 0 | 0 | 0 | 913 | NA | 913.NA1
713 | [26 empty] | 913 | NA | 913.NA2
714 | 916 | Misc. Sales Expense | [24 empty] | 916 | NA | 916.NA
715 |  |  | S | CUST | 0 | 0 | 0 | 0 | 0 | 0 | [6 empty] | CUST | 0 | 0 | 0 | 0 | 0 | 0 | 0 | 0 | 0 | 916 | S | 916.S
716 |  |  | CN | CUST | 0 | 0 | 0 | 0 | 0 | 0 | [6 empty] | CUST | 0 | 0 | 0 | 0 | 0 | 0 | 0 | 0 | 0 | 916 | CN | 916.CN
717 |  |  |  |  | 0 | 0 | 0 | 0 | 0 | 0 |  | 0 | 0 |  | 0 | 0 |  | 0 | 0 | 0 | 0 | 0 | 0 | 0 | 0 | 0 | 916 | NA | 916.NA1
718 | [26 empty] | 916 | NA | 916.NA2
719 | TOTAL SALES EXPENSE |  |  |  | 0 | 0 | 0 | 0 | 0 | 0 |  | 0 | 0 |  | 0 | 0 |  | 0 | 0 | 0 | 0 | 0 | 0 | 0 | 0 | 0 | TOTAL SALES EXPENSE | NA | TOTAL SALES EXPENSE.NA
720 | [26 empty] | TOTAL SALES EXPENSE | NA | TOTAL SALES EXPENSE.NA1
721 | [26 empty] | TOTAL SALES EXPENSE | NA | TOTAL SALES EXPENSE.NA2
722 | 920 | Administrative & General Salaries | [24 empty] | 920 | NA | 920.NA
723 |  |  | S | PTD | 561824 | 283087.5508 | 134471.2549 | 144265.1943 | 0 | 0 | 75% | 212315.6631 | 70771.8877 | 75% | 100853.4412 | 33617.8137 | PLNT | 25314.6755 | 72748.8376 | 27024.5638 | 14876.3341 | 4300.7832 | 0 | 0 | 0 | 0 | 920 | S | 920.S
724 |  |  | CN | CUST | 0 | 0 | 0 | 0 | 0 | 0 | 75% | 0 | 0 | 75% | 0 | 0 | CUST | 0 | 0 | 0 | 0 | 0 | 0 | 0 | 0 | 0 | 920 | CN | 920.CN
725 |  |  | SO | PTD | 33960365.3494 | 17111687.3831 | 8128333.6866 | 8720344.2797 | 0 | 0 | 75% | 12833765.5373 | 4277921.8458 | 75% | 6096250.265 | 2032083.4217 | PLNT | 1530186.7293 | 4397421.7965 | 1633543.7064 | 899224.2103 | 259967.8371 | 0 | 0 | 0 | 0 | 920 | SO | 920.SO
726 |  |  |  |  | 34522189.3494 | 17394774.9339 | 8262804.9415 | 8864609.4739 | 0 | 0 |  | 13046081.2004 | 4348693.7335 |  | 6197103.7062 | 2065701.2354 |  | 1555501.4049 | 4470170.6341 | 1660568.2702 | 914100.5444 | 264268.6204 | 0 | 0 | 0 | 0 | 920 | NA | 920.NA1
727 | [26 empty] | 920 | NA | 920.NA2
728 | 921 | Office Supplies & expenses | [24 empty] | 921 | NA | 921.NA
729 |  |  | S | PTD | 126674.88 | 63827.9631 | 30319.335 | 32527.5819 | 0 | 0 | 75% | 47870.9723 | 15956.9908 | 75% | 22739.5013 | 7579.8338 | PLNT | 5707.7189 | 16402.7351 | 6093.2487 | 3354.1783 | 969.7008 | 0 | 0 | 0 | 0 | 921 | S | 921.S
730 |  |  | CN | CUST | 38934.1883 | 0 | 0 | 0 | 38934.1883 | 0 | 75% | 0 | 0 | 75% | 0 | 0 | CUST | 0 | 0 | 0 | 0 | 0 | 0 | 0 | 0 | 0 | 921 | CN | 921.CN
731 |  |  | SO | PTD | 3530678.9872 | 1779011.3403 | 845059.7234 | 906607.9235 | 0 | 0 | 75% | 1334258.5053 | 444752.8351 | 75% | 633794.7925 | 211264.9308 | PLNT | 159085.3949 | 457176.6109 | 169830.8714 | 93487.5697 | 27027.4766 | 0 | 0 | 0 | 0 | 921 | SO | 921.SO
732 |  |  |  |  | 3696288.0554 | 1842839.3034 | 875379.0584 | 939135.5054 | 38934.1883 | 0 |  | 1382129.4776 | 460709.8259 |  | 656534.2938 | 218844.7646 |  | 164793.1138 | 473579.346 | 175924.1201 | 96841.748 | 27997.1774 | 0 | 0 | 0 | 0 | 921 | NA | 921.NA1
733 | 922 | A&G Expenses Transferred | [24 empty] | 922 | NA | 922.NA
734 |  |  | SO | PTD | -16355512.5252 | -8241089.7069 | -3914653.5102 | -4199769.3082 | 0 | 0 | 75% | -6180817.2801 | -2060272.4267 | 75% | -2935990.1326 | -978663.3775 | PLNT | -736946.9663 | -2117824.3088 | -786724.2969 | -433071.6906 | -125202.0458 | 0 | 0 | 0 | 0 | 922 | SO | 922.SO
735 |  |  |  |  | -16355512.5252 | -8241089.7069 | -3914653.5102 | -4199769.3082 | 0 | 0 |  | -6180817.2801 | -2060272.4267 |  | -2935990.1326 | -978663.3775 |  | -736946.9663 | -2117824.3088 | -786724.2969 | -433071.6906 | -125202.0458 |  |  |  |  | 922 | NA | 922.NA1
736 | [26 empty] | 922 | NA | 922.NA2
737 | 923 | Outside Services | [24 empty] | 923 | NA | 923.NA
738 |  |  | S | PTD | 8481.65 | 4273.6685 | 2030.063 | 2177.9185 | 0 | 0 | 75% | 3205.2514 | 1068.4171 | 75% | 1522.5473 | 507.5158 | PLNT | 382.1663 | 1098.2624 | 407.9799 | 224.5825 | 64.9273 | 0 | 0 | 0 | 0 | 923 | S | 923.S
739 |  |  | CN | CUST | 0 | 0 | 0 | 0 | 0 | 0 | 75% | 0 | 0 | 75% | 0 | 0 | CUST | 0 | 0 | 0 | 0 | 0 | 0 | 0 | 0 | 0 | 923 | CN | 923.CN
740 |  |  | SO | PTD | 7199679.2641 | 3627718.947 | 1723226.3226 | 1848733.9945 | 0 | 0 | 75% | 2720789.2103 | 906929.7368 | 75% | 1292419.742 | 430806.5807 | PLNT | 324403.2728 | 932264.0142 | 346315.2009 | 190637.6988 | 55113.8077 | 0 | 0 | 0 | 0 | 923 | SO | 923.SO
741 |  |  |  |  | 7208160.9141 | 3631992.6155 | 1725256.3856 | 1850911.913 | 0 | 0 |  | 2723994.4616 | 907998.1539 |  | 1293942.2892 | 431314.0964 |  | 324785.4392 | 933362.2766 | 346723.1808 | 190862.2813 | 55178.7351 | 0 | 0 | 0 | 0 | 923 | NA | 923.NA1
742 | [26 empty] | 923 | NA | 923.NA2
743 | 924 | Property Insurance | [24 empty] | 924 | NA | 924.NA
744 |  |  | S | PT | 2148116.64 | 1456333.9826 | 691782.6574 | 0 | 0 | 0 | 75% | 1092250.487 | 364083.4957 | 75% | 518836.993 | 172945.6643 | PLNT | 0 | 0 | 0 | 0 | 0 | 0 | 0 | 0 | 0 | 924 | S | 924.S
745 |  |  | SG | P | 0 | 0 | 0 | 0 | 0 | 0 | 75% | 0 | 0 | 75% | 0 | 0 | PLNT | 0 | 0 | 0 | 0 | 0 | 0 | 0 | 0 | 0 | 924 | SG | 924.SG
746 |  |  | SO | PTD | 2824816.5763 | 1423346.8242 | 676113.2131 | 725356.539 | 0 | 0 | 75% | 1067510.1181 | 355836.706 | 75% | 507084.9099 | 169028.3033 | PLNT | 127280.6342 | 365776.6887 | 135877.8474 | 74797.2947 | 21624.0741 | 0 | 0 | 0 | 0 | 924 | SO | 924.SO
747 |  |  |  |  | 4972933.2163 | 2879680.8068 | 1367895.8705 | 725356.539 | 0 | 0 |  | 2159760.6051 | 719920.2017 |  | 1025921.9029 | 341973.9676 |  | 127280.6342 | 365776.6887 | 135877.8474 | 74797.2947 | 21624.0741 | 0 | 0 | 0 | 0 | 924 | NA | 924.NA1
748 | [26 empty] | 924 | NA | 924.NA2
749 | 925 | Injuries & Damages | [24 empty] | 925 | NA | 925.NA
750 |  |  | SO | PTD | 4528982.8749 | 2282029.0159 | 1084001.4143 | 1162952.4447 | 0 | 0 | 75% | 1711521.7619 | 570507.254 | 75% | 813001.0607 | 271000.3536 | PLNT | 204066.9887 | 586443.8679 | 217850.7621 | 119921.2967 | 34669.5293 | 0 | 0 | 0 | 0 | 925 | SO | 925.SO
751 |  |  |  |  | 4528982.8749 | 2282029.0159 | 1084001.4143 | 1162952.4447 | 0 | 0 |  | 1711521.7619 | 570507.254 |  | 813001.0607 | 271000.3536 |  | 204066.9887 | 586443.8679 | 217850.7621 | 119921.2967 | 34669.5293 | 0 | 0 | 0 | 0 | 925 | NA | 925.NA1
752 | [26 empty] | 925 | NA | 925.NA2
753 | 926 | Employee Pensions & Benefits | [24 empty] | 926 | NA | 926.NA
754 |  |  | S | LABOR | 0 | 0 | 0 | 0 | 0 | 0 | 75% | 0 | 0 | 75% | 0 | 0 | DISom | 0 | 0 | 0 | 0 | 0 | 0 | 0 | 0 | 0 | 926 | S | 926.S
755 |  |  | CN | CUST | 0 | 0 | 0 | 0 | 0 | 0 | 75% | 0 | 0 | 75% | 0 | 0 | CUST | 0 | 0 | 0 | 0 | 0 | 0 | 0 | 0 | 0 | 926 | CN | 926.CN
756 |  |  | SO | LABOR | 0 | 0 | 0 | 0 | 0 | 0 | 75% | 0 | 0 | 75% | 0 | 0 | DISom | 0 | 0 | 0 | 0 | 0 | 0 | 0 | 0 | 0 | 926 | SO | 926.SO
757 |  |  |  |  | 0 | 0 | 0 | 0 | 0 | 0 |  | 0 | 0 |  | 0 | 0 |  | 0 | 0 | 0 | 0 | 0 | 0 | 0 | 0 | 0 | 926 | NA | 926.NA1
758 | [26 empty] | 926 | NA | 926.NA2
759 | 927 | Franchise Requirements | [24 empty] | 927 | NA | 927.NA
760 |  |  | S | DMSC | 0 | 0 | 0 | 0 | 0 | 0 | 75% | 0 | 0 | 75% | 0 | 0 | MISC | 0 | 0 | 0 | 0 | 0 | 0 | 0 | 0 | 0 | 927 | S | 927.S
761 |  |  | SO | DMSC | 0 | 0 | 0 | 0 | 0 | 0 | 75% | 0 | 0 | 75% | 0 | 0 | MISC | 0 | 0 | 0 | 0 | 0 | 0 | 0 | 0 | 0 | 927 | SO | 927.SO
762 |  |  |  |  | 0 | 0 | 0 | 0 | 0 | 0 |  | 0 | 0 |  | 0 | 0 |  | 0 | 0 | 0 | 0 | 0 | 0 | 0 | 0 | 0 | 927 | NA | 927.NA1
763 | [26 empty] | 927 | NA | 927.NA2
764 | 928 | Regulatory Commission Expense | [24 empty] | 928 | NA | 928.NA
765 |  |  | S | DMSC | 5979242.1733 | 0 | 0 | 0 | 0 | 5979242.1733 | 75% | 0 | 0 | 75% | 0 | 0 | MISC | 0 | 0 | 0 | 0 | 0 | 0 | 0 | 0 | 0 | 928 | S | 928.S
766 |  |  | SE | P | 207133.9126 | 207133.9126 | 0 | 0 | 0 | 0 | 75% | 155350.4344 | 51783.4781 | 75% | 0 | 0 | MISC | 0 | 0 | 0 | 0 | 0 | 0 | 0 | 0 | 0 | 928 | SE | 928.SE
767 |  |  | SO | DMSC | 604090.5078 | 0 | 0 | 0 | 0 | 604090.5078 | 75% | 0 | 0 | 75% | 0 | 0 | MISC | 0 | 0 | 0 | 0 | 0 | 0 | 0 | 0 | 0 | 928 | SO | 928.SO
768 |  |  | SG | FERC | 1796627.8356 | 920334.8474 | 876292.9882 | 0 | 0 | 0 | 75% | 690251.1356 | 230083.7119 | 75% | 657219.7412 | 219073.2471 | MISC | 0 | 0 | 0 | 0 | 0 | 0 | 0 | 0 | 0 | 928 | SG | 928.SG
769 |  |  |  |  | 8587094.4292 | 1127468.76 | 876292.9882 | 0 | 0 | 6583332.681 |  | 845601.57 | 281867.19 |  | 657219.7412 | 219073.2471 |  | 0 | 0 | 0 | 0 | 0 | 0 | 0 | 0 | 0 | 928 | NA | 928.NA1
770 | [26 empty] | 928 | NA | 928.NA2
771 | 928RE | Regulatory Expense |  | DMSC | 0 | 0 | 0 | 0 | 0 | 0 | 75% | 0 | 0 | 75% | 0 | 0 | MISC | 0 | 0 | 0 | 0 | 0 | 0 | 0 | 0 | 0 | 928RE | NA | 928RE.NA
772 | [26 empty] | 928RE | NA | 928RE.NA1
773 | 929 | Duplicate Charges | [24 empty] | 929 | NA | 929.NA
774 |  |  | S | LABOR | 0 | 0 | 0 | 0 | 0 | 0 | 75% | 0 | 0 | 75% | 0 | 0 | DISom | 0 | 0 | 0 | 0 | 0 | 0 | 0 | 0 | 0 | 929 | S | 929.S
775 |  |  | SO | LABOR | -2289781.3546 | -1060383.1789 | -180470.3587 | -734633.243 | -314294.5739 | 0 | 75% | -795287.3841 | -265095.7947 | 75% | -135352.7691 | -45117.5897 | DISom | -69854.8301 | -611710.4098 | -5236.2485 | 0 | -47831.7546 | 0 | 0 | 0 | 0 | 929 | SO | 929.SO
776 |  |  |  |  | -2289781.3546 | -1060383.1789 | -180470.3587 | -734633.243 | -314294.5739 | 0 |  | -795287.3841 | -265095.7947 |  | -135352.7691 | -45117.5897 |  | -69854.8301 | -611710.4098 | -5236.2485 | 0 | -47831.7546 | 0 | 0 | 0 | 0 | 929 | NA | 929.NA1
777 | [26 empty] | 929 | NA | 929.NA2
778 | 930 | Misc General Expenses | [24 empty] | 930 | NA | 930.NA
779 |  |  | S | PTD | 45500.04 | 22926.2098 | 10890.3277 | 11683.5025 | 0 | 0 | 75% | 17194.6573 | 5731.5524 | 75% | 8167.7458 | 2722.5819 | PLNT | 2050.1416 | 5891.6583 | 2188.6191 | 1204.7791 | 348.3045 | 0 | 0 | 0 | 0 | 930 | S | 930.S
780 |  |  | CN | CUST | 0 | 0 | 0 | 0 | 0 | 0 | 75% | 0 | 0 | 75% | 0 | 0 | CUST | 0 | 0 | 0 | 0 | 0 | 0 | 0 | 0 | 0 | 930 | CN | 930.CN
781 |  |  | SO | LABOR | 960936.4827 | 445003.5721 | 75736.7298 | 308298.3811 | 131897.7997 | 0 | 75% | 333752.6791 | 111250.893 | 75% | 56802.5474 | 18934.1825 | DISom | 29315.4867 | 256712.2177 | 2197.4597 | 0 | 20073.217 | 0 | 0 | 0 | 0 | 930 | SO | 930.SO
782 |  |  |  |  | 1006436.5227 | 467929.7819 | 86627.0575 | 319981.8836 | 131897.7997 | 0 |  | 350947.3364 | 116982.4455 |  | 64970.2931 | 21656.7644 |  | 31365.6282 | 262603.876 | 4386.0788 | 1204.7791 | 20421.5215 | 0 | 0 | 0 | 0 | 930 | NA | 930.NA1
783 | [26 empty] | 930 | NA | 930.NA2
784 | 931 | Rents | [24 empty] | 931 | NA | 931.NA
785 |  |  | S | PTD | 4679.4 | 2357.82 | 1120.0034 | 1201.5766 | 0 | 0 | 75% | 1768.365 | 589.455 | 75% | 840.0025 | 280.0008 | PLNT | 210.8445 | 605.9209 | 225.086 | 123.9041 | 35.821 | 0 | 0 | 0 | 0 | 931 | S | 931.S
786 |  |  | SO | PTD | 1993932.6238 | 1004687.4164 | 477243.0905 | 512002.1169 | 0 | 0 | 75% | 753515.5623 | 251171.8541 | 75% | 357932.3179 | 119310.7726 | PLNT | 89842.6507 | 258188.117 | 95911.1027 | 52796.6195 | 15263.6271 | 0 | 0 | 0 | 0 | 931 | SO | 931.SO
787 |  |  |  |  | 1998612.0238 | 1007045.2364 | 478363.0939 | 513203.6935 | 0 | 0 |  | 755283.9273 | 251761.3091 |  | 358772.3204 | 119590.7735 |  | 90053.4951 | 258794.0379 | 96136.1887 | 52920.5237 | 15299.448 | 0 | 0 | 0 | 0 | 931 | NA | 931.NA1
788 | [26 empty] | 931 | NA | 931.NA2
789 | 935 | Maintenance of General Plant | [24 empty] | 935 | NA | 935.NA
790 |  |  | S | G | 91225.01 | 20104.4692 | 31015.9114 | 38533.1679 | 1571.4614 | 0 | 75% | 15078.3519 | 5026.1173 | 75% | 23261.9336 | 7753.9779 | GENL | 6761.5383 | 19431.1815 | 7218.2487 | 3973.4621 | 1148.7373 | 0 | 0 | 0 | 0 | 935 | S | 935.S
791 |  |  | CN | CUST | 29589.3037 | 0 | 0 | 0 | 29589.3037 | 0 | 75% | 0 | 0 | 75% | 0 | 0 | CUST | 0 | 0 | 0 | 0 | 0 | 0 | 0 | 0 | 0 | 935 | CN | 935.CN
792 |  |  | SO | G | 9610482.4479 | 2117989.8851 | 3267501.6695 | 4059438.6795 | 165552.2138 | 0 | 75% | 1588492.4138 | 529497.4713 | 75% | 2450626.2521 | 816875.4174 | GENL | 712322.7016 | 2047059.5608 | 760436.7779 | 418601.0808 | 121018.5584 | 0 | 0 | 0 | 0 | 935 | SO | 935.SO
793 |  |  |  |  | 9731296.7616 | 2138094.3543 | 3298517.581 | 4097971.8474 | 196712.9789 | 0 |  | 1603570.7657 | 534523.5886 |  | 2473888.1857 | 824629.3952 |  | 719084.2399 | 2066490.7423 | 767655.0266 | 422574.5429 | 122167.2957 | 0 | 0 | 0 | 0 | 935 | NA | 935.NA1
794 | [26 empty] | 935 | NA | 935.NA2
795 |  | Total Adminsitrative & Gen Expense |  |  | 57606700.2677 | 23470381.9225 | 13960014.5221 | 13539720.7491 | 53250.3929 | 6583332.681 |  | 17602786.4419 | 5867595.4806 |  | 10470010.8916 | 3490003.6305 |  | 2410129.1476 | 6687686.7509 | 2613160.9293 | 1440151.3202 | 388592.6011 | 0 | 0 | 0 | 0 | 935 | NA | 935.NA3
796 | [26 empty] | 935 | NA | 935.NA4
797 | [26 empty] | 935 | NA | 935.NA5
798 | TOTAL O&M EXPENSE |  |  |  | 1192924384.4754 | 942080135.8682 | 108395782.9931 | 99126956.4615 | 36738176.4716 | 6583332.681 |  | 342507326.662 | 599572809.2062 |  | 79839203.9059 | 28556579.0872 |  | 16964134.1734 | 70653226.5857 | 4507795.0253 | 2239956.6729 | 4761844.0041 | 0 | 0 | 0 | 0 | TOTAL O&M EXPENSE | NA | TOTAL O&M EXPENSE.NA
799 | [26 empty] | TOTAL O&M EXPENSE | NA | TOTAL O&M EXPENSE.NA1
800 | 403SP | Steam Depreciation | [24 empty] | 403SP | NA | 403SP.NA
801 |  |  | SG | P | 13570687.0672 | 13570687.0672 | 0 | 0 | 0 | 0 | 75% | 10178015.3004 | 3392671.7668 | [9 empty] | 0 | 0 | 0 | 0 | 403SP | SG | 403SP.SG
802 |  |  | SG | P | 16368887.3582 | 16368887.3582 | 0 | 0 | 0 | 0 | 75% | 12276665.5186 | 4092221.8395 | [9 empty] | 0 | 0 | 0 | 0 | 403SP | SG | 403SP.SG1
803 |  |  | SG | P | 69218732.1223 | 69218732.1223 | 0 | 0 | 0 | 0 | 75% | 51914049.0918 | 17304683.0306 | [9 empty] | 0 | 0 | 0 | 0 | 403SP | SG | 403SP.SG2
804 |  |  | SG | P | 6496577.937 | 6496577.937 | 0 | 0 | 0 | 0 | 75% | 4872433.4527 | 1624144.4842 | [9 empty] | 0 | 0 | 0 | 0 | 403SP | SG | 403SP.SG3
805 |  |  |  |  | 105654884.4847 | 105654884.4847 | 0 | 0 | 0 | 0 |  | 79241163.3635 | 26413721.1212 |  | 0 | 0 |  | 0 | 0 | 0 | 0 | 0 | 0 | 0 | 0 | 0 | 403SP | NA | 403SP.NA1
806 | [26 empty] | 403SP | NA | 403SP.NA2
807 | 403NP | Nuclear Depreciation | [24 empty] | 403NP | NA | 403NP.NA
808 |  |  | SG | P | 0 | 0 | 0 | 0 | 0 | 0 | 75% | 0 | 0 | [9 empty] | 0 | 0 | 0 | 0 | 403NP | SG | 403NP.SG
809 |  |  |  |  | 0 | 0 | 0 | 0 | 0 | 0 |  | 0 | 0 |  | 0 | 0 |  | 0 | 0 | 0 | 0 | 0 | 0 | 0 | 0 | 0 | 403NP | NA | 403NP.NA1
810 | [26 empty] | 403NP | NA | 403NP.NA2
811 | 403HP | Hydro Depreciation | [24 empty] | 403HP | NA | 403HP.NA
812 |  |  | SG | P | 2217525.8363 | 2217525.8363 | 0 | 0 | 0 | 0 | 75% | 1663144.3772 | 554381.4591 | [9 empty] | 0 | 0 | 0 | 0 | 403HP | SG | 403HP.SG
813 |  |  | SG | P | 620177.4428 | 620177.4428 | 0 | 0 | 0 | 0 | 75% | 465133.0821 | 155044.3607 | [9 empty] | 0 | 0 | 0 | 0 | 403HP | SG | 403HP.SG1
814 |  |  | SG | P | 9238387.1111 | 9238387.1111 | 0 | 0 | 0 | 0 | 75% | 6928790.3333 | 2309596.7778 | [9 empty] | 0 | 0 | 0 | 0 | 403HP | SG | 403HP.SG2
815 |  |  | SG | P | 2301075.1537 | 2301075.1537 | 0 | 0 | 0 | 0 | 75% | 1725806.3653 | 575268.7884 | [9 empty] | 0 | 0 | 0 | 0 | 403HP | SG | 403HP.SG3
816 |  |  |  |  | 14377165.5439 | 14377165.5439 | 0 | 0 | 0 | 0 |  | 10782874.1579 | 3594291.386 |  | 0 | 0 |  | 0 | 0 | 0 | 0 | 0 | 0 | 0 | 0 | 0 | 403HP | NA | 403HP.NA1
817 | [26 empty] | 403HP | NA | 403HP.NA2
818 | 403OP | Other Production Depreciation | [24 empty] | 403OP | NA | 403OP.NA
819 |  |  | SG | P | 0 | 0 | 0 | 0 | 0 | 0 | 75% | 0 | 0 | [9 empty] | 0 | 0 | 0 | 0 | 403OP | SG | 403OP.SG
820 |  |  | SG | P | 25013991.1409 | 25013991.1409 | 0 | 0 | 0 | 0 | 75% | 18760493.3557 | 6253497.7852 | [9 empty] | 0 | 0 | 0 | 0 | 403OP | SG | 403OP.SG1
821 |  |  | SG | P | 1365304.4041 | 1365304.4041 | 0 | 0 | 0 | 0 | 75% | 1023978.3031 | 341326.101 | [9 empty] | 0 | 0 | 0 | 0 | 403OP | SG | 403OP.SG2
822 |  |  | SG | P | 29239246.6685 | 29239246.6685 | 0 | 0 | 0 | 0 | 75% | 21929435.0014 | 7309811.6671 | [9 empty] | 0 | 0 | 0 | 0 | 403OP | SG | 403OP.SG3
823 |  |  |  |  | 55618542.2135 | 55618542.2135 | 0 | 0 | 0 | 0 |  | 41713906.6601 | 13904635.5534 |  | 0 | 0 |  | 0 | 0 | 0 | 0 | 0 | 0 | 0 | 0 | 0 | 403OP | NA | 403OP.NA1
824 | [26 empty] | 403OP | NA | 403OP.NA2
825 | 403TP | Transmission Depreciation | [24 empty] | 403TP | NA | 403TP.NA
826 |  |  | SG | T | 4209292.4145 | 0 | 4209292.4145 | 0 | 0 | 0 |  |  |  | 75% | 3156969.3109 | 1052323.1036 | [6 empty] | 0 | 0 | 0 | 0 | 403TP | SG | 403TP.SG
827 |  |  | SG | T | 4881110.9436 | 0 | 4881110.9436 | 0 | 0 | 0 |  |  |  | 75% | 3660833.2077 | 1220277.7359 | [6 empty] | 0 | 0 | 0 | 0 | 403TP | SG | 403TP.SG1
828 |  |  | SG | T | 34240593.6292 | 0 | 34240593.6292 | 0 | 0 | 0 |  |  |  | 75% | 25680445.2219 | 8560148.4073 | [6 empty] | 0 | 0 | 0 | 0 | 403TP | SG | 403TP.SG2
829 |  |  |  |  | 43330996.9873 | 0 | 43330996.9873 | 0 | 0 | 0 |  | 0 | 0 |  | 32498247.7404 | 10832749.2468 |  | 0 | 0 | 0 | 0 | 0 | 0 | 0 | 0 | 0 | 403TP | NA | 403TP.NA1
830 | [26 empty] | 403TP | NA | 403TP.NA2
831 | 403 | Distribution Depreciation | [24 empty] | 403 | NA | 403.NA
832 | 360 |  | S | DPW | 186387.69 | 0 | 0 | 186387.69 | 0 | 0 |  | 0 | 0 |  | 0 | 0 | PLNT2 | 48115.1831 | 138272.5069 | 0 | 0 | 0 | 0 | 0 | 0 | 0 | 360 | S | 360.S
833 | 361 |  | S | DPW | 890454.03 | 0 | 0 | 890454.03 | 0 | 0 |  | 0 | 0 |  | 0 | 0 | PLNT2 | 229866.8905 | 660587.1395 | 0 | 0 | 0 | 0 | 0 | 0 | 0 | 361 | S | 361.S
834 | 362 |  | S | DPW | -11928366.06 | 0 | 0 | -11928366.06 | 0 | 0 |  | 0 | 0 |  | 0 | 0 | SUBS | -11928366.06 | 0 | 0 | 0 | 0 | 0 | 0 | 0 | 0 | 362 | S | 362.S
835 | 363 |  | S | DPW | 0 | 0 | 0 | 0 | 0 | 0 |  | 0 | 0 |  | 0 | 0 | SUBS | 0 | 0 | 0 | 0 | 0 | 0 | 0 | 0 | 0 | 363 | S | 363.S
836 | 364 |  | S | DPW | 12691433.49 | 0 | 0 | 12691433.49 | 0 | 0 |  | 0 | 0 |  | 0 | 0 | PC | 0 | 12691433.49 | 0 | 0 | 0 | 0 | 0 | 0 | 0 | 364 | S | 364.S
837 | 365 |  | S | DPW | 6206212.1 | 0 | 0 | 6206212.1 | 0 | 0 |  | 0 | 0 |  | 0 | 0 | PC | 0 | 6206212.1 | 0 | 0 | 0 | 0 | 0 | 0 | 0 | 365 | S | 365.S
838 | 366 |  | S | DPW | 4621938.77 | 0 | 0 | 4621938.77 | 0 | 0 |  | 0 | 0 |  | 0 | 0 | PC | 0 | 4621938.77 | 0 | 0 | 0 | 0 | 0 | 0 | 0 | 366 | S | 366.S
839 | 367 |  | S | DPW | 12576576.05 | 0 | 0 | 12576576.05 | 0 | 0 |  | 0 | 0 |  | 0 | 0 | PC | 0 | 12576576.05 | 0 | 0 | 0 | 0 | 0 | 0 | 0 | 367 | S | 367.S
840 | 368 |  | S | DPW | 11202456.65 | 0 | 0 | 11202456.65 | 0 | 0 |  | 0 | 0 |  | 0 | 0 | XFMR | 0 | 0 | 11202456.65 | 0 | 0 | 0 | 0 | 0 | 0 | 368 | S | 368.S
841 | 369 |  | S | DPW | 5998623.12 | 0 | 0 | 5998623.12 | 0 | 0 |  | 0 | 0 |  | 0 | 0 | SERV | 0 | 0 | 0 | 5998623.12 | 0 | 0 | 0 | 0 | 0 | 369 | S | 369.S
842 | 370 |  | S | DPW | 2979964.4269 | 0 | 0 | 2979964.4269 | 0 | 0 |  | 0 | 0 |  | 0 | 0 | METR | 0 | 0 | 0 | 0 | 2979964.4269 | 0 | 0 | 0 | 0 | 370 | S | 370.S
843 | 371 |  | S | DPW | 277051.66 | 0 | 0 | 277051.66 | 0 | 0 |  | 0 | 0 |  | 0 | 0 | PC | 0 | 277051.66 | 0 | 0 | 0 | 0 | 0 | 0 | 0 | 371 | S | 371.S
844 | 372 |  | S | DPW | 0 | 0 | 0 | 0 | 0 | 0 |  | 0 | 0 |  | 0 | 0 | PLNT2 | 0 | 0 | 0 | 0 | 0 | 0 | 0 | 0 | 0 | 372 | S | 372.S
845 | 373 |  | S | DPW | 1053095.18 | 0 | 0 | 1053095.18 | 0 | 0 |  | 0 | 0 |  | 0 | 0 | PC | 0 | 1053095.18 | 0 | 0 | 0 | 0 | 0 | 0 | 0 | 373 | S | 373.S
846 |  |  |  |  | 46755827.1069 | 0 | 0 | 46755827.1069 | 0 | 0 |  | 0 | 0 |  | 0 | 0 |  | -11650383.9864 | 38225166.8964 | 11202456.65 | 5998623.12 | 2979964.4269 | 0 | 0 | 0 | 0 | 373 | NA | 373.NA
847 | [26 empty] | 373 | NA | 373.NA1
848 | 403GP | General Depreciation | [24 empty] | 403GP | NA | 403GP.NA
849 |  |  | S | G-SITUS | 4759151.03 | 0 | 1410788.9595 | 3348362.0705 | 0 | 0 | 75% | 0 | 0 | 75% | 1058091.7197 | 352697.2399 | PLNT | 587547.8124 | 1688483.8349 | 627233.9269 | 345276.3035 | 99820.1926 | 0 | 0 | 0 | 0 | 403GP | S | 403GP.S
850 |  |  | SG | G-DGP | 15470.6582 | 10365.5746 | 5105.0836 | 0 | 0 | 0 | 75% | 7774.181 | 2591.3937 | 75% | 3828.8127 | 1276.2709 | PLNT | 0 | 0 | 0 | 0 | 0 | 0 | 0 | 0 | 0 | 403GP | SG | 403GP.SG
851 |  |  | SG | G-DGU | 35368.4213 | 23697.3764 | 11671.0449 | 0 | 0 | 0 | 75% | 17773.0323 | 5924.3441 | 75% | 8753.2837 | 2917.7612 | PLNT | 0 | 0 | 0 | 0 | 0 | 0 | 0 | 0 | 0 | 403GP | SG | 403GP.SG1
852 |  |  | SE | P | 21362.5485 | 21362.5485 | 0 | 0 | 0 | 0 | 0% | 0 | 21362.5485 | 0% | 0 | 0 | PLNT | 0 | 0 | 0 | 0 | 0 | 0 | 0 | 0 | 0 | 403GP | SE | 403GP.SE
853 |  |  | CN | CUST | 558247.8873 | 0 | 0 | 0 | 558247.8873 | 0 | 75% | 0 | 0 | 75% | 0 | 0 | CUST | 0 | 0 | 0 | 0 | 0 | 0 | 0 | 0 | 0 | 403GP | CN | 403GP.CN
854 |  |  | SG | G-SG | 3825612.384 | 1691067.8195 | 2134544.5645 | 0 | 0 | 0 | 75% | 1268300.8646 | 422766.9549 | 75% | 1600908.4234 | 533636.1411 | PLNT | 0 | 0 | 0 | 0 | 0 | 0 | 0 | 0 | 0 | 403GP | SG | 403GP.SG2
855 |  |  | SO | PTD | 6269196.9048 | 3158874.6609 | 1500517.5552 | 1609804.6886 | 0 | 0 | 75% | 2369155.9957 | 789718.6652 | 75% | 1125388.1664 | 375129.3888 | PLNT | 282477.5826 | 811778.7554 | 301557.6259 | 165999.7935 | 47990.9313 | 0 | 0 | 0 | 0 | 403GP | SO | 403GP.SO
856 |  |  | SG | G-SG | 3232.4658 | 1428.8742 | 1803.5916 | 0 | 0 | 0 | 75% | 1071.6557 | 357.2186 | 75% | 1352.6937 | 450.8979 | PLNT | 0 | 0 | 0 | 0 | 0 | 0 | 0 | 0 | 0 | 403GP | SG | 403GP.SG3
857 |  |  | SG | G-SG | 63979.7496 | 28281.5102 | 35698.2394 | 0 | 0 | 0 | 75% | 21211.1326 | 7070.3775 | 75% | 26773.6795 | 8924.5598 | PLNT | 0 | 0 | 0 | 0 | 0 | 0 | 0 | 0 | 0 | 403GP | SG | 403GP.SG4
858 |  |  |  |  | 15551622.0495 | 4935078.3644 | 5100129.0387 | 4958166.7591 | 558247.8873 | 0 |  | 3685286.8619 | 1249791.5025 |  | 3825096.779 | 1275032.2597 |  | 870025.395 | 2500262.5903 | 928791.5528 | 511276.0971 | 147811.1239 | 0 | 0 | 0 | 0 | 403GP | NA | 403GP.NA1
859 | [26 empty] | 403GP | NA | 403GP.NA2
860 | 403GV0 | General Vehicles | [24 empty] | 403GV0 | NA | 403GV0.NA
861 |  |  | SG | G-SG | 0 | 0 | 0 | 0 | 0 | 0 | 0% | 0 | 0 |  | 0 | 0 | PLNT | 0 | 0 | 0 | 0 | 0 | 0 | 0 | 0 | 0 | 403GV0 | SG | 403GV0.SG
862 |  |  |  |  | 0 | 0 | 0 | 0 | 0 | 0 |  | 0 | 0 |  | 0 | 0 |  | 0 | 0 | 0 | 0 | 0 | 0 | 0 | 0 | 0 | 403GV0 | NA | 403GV0.NA1
863 | [26 empty] | 403GV0 | NA | 403GV0.NA2
864 | 403MP | Mining Depreciation | [24 empty] | 403MP | NA | 403MP.NA
865 |  |  | SE | P | 0 | 0 | 0 | 0 | 0 | 0 | 0% | 0 | 0 |  | 0 | 0 | [6 empty] | 0 | 0 | 0 | 0 | 403MP | SE | 403MP.SE
866 |  |  |  |  | 0 | 0 | 0 | 0 | 0 | 0 |  | 0 | 0 |  | 0 | 0 |  | 0 | 0 | 0 | 0 | 0 | 0 | 0 | 0 | 0 | 403MP | NA | 403MP.NA1
867 | [26 empty] | 403MP | NA | 403MP.NA2
868 | 403EP | Experimental Plant Depreciation | [24 empty] | 403EP | NA | 403EP.NA
869 |  |  | SG | P | 0 | 0 | 0 | 0 | 0 | 0 | 75% | 0 | 0 |  | 0 | 0 | [6 empty] | 0 | 0 | 0 | 0 | 403EP | SG | 403EP.SG
870 |  |  | SG | P | 0 | 0 | 0 | 0 | 0 | 0 | 75% | 0 | 0 |  | 0 | 0 | [6 empty] | 0 | 0 | 0 | 0 | 403EP | SG | 403EP.SG1
871 |  |  |  |  | 0 | 0 | 0 | 0 | 0 | 0 |  | 0 | 0 |  | 0 | 0 |  | 0 | 0 | 0 | 0 | 0 | 0 | 0 | 0 | 0 | 403EP | NA | 403EP.NA1
872 | [26 empty] | 403EP | NA | 403EP.NA2
873 | TOTAL DEPRECIATION EXPENSE |  |  |  | 281289038.3857 | 180585670.6064 | 48431126.026 | 51713993.866 | 558247.8873 | 0 |  | 135423231.0434 | 45162439.563 |  | 36323344.5195 | 12107781.5065 |  | -10780358.5914 | 40725429.4867 | 12131248.2028 | 6509899.2171 | 3127775.5508 | 0 | 0 | 0 | 0 | TOTAL DEPRECIATION EXPENSE | NA | TOTAL DEPRECIATION EXPENSE.NA
874 | [26 empty] | TOTAL DEPRECIATION EXPENSE | NA | TOTAL DEPRECIATION EXPENSE.NA1
875 | 404GP | Amort of LT Plant - Capital Lease Gen | [24 empty] | 404GP | NA | 404GP.NA
876 |  |  | S | I-SITUS | 727.88 | 1352.0387 | -308.1886 | -315.9701 | 0 | 0 | 75% | 1014.029 | 338.0097 | 75% | -231.1415 | -77.0472 | PLNT | -55.4443 | -159.3347 | -59.1893 | -32.5822 | -9.4196 | 0 | 0 | 0 | 0 | 404GP | S | 404GP.S
877 |  |  | SG | I-SG | 0 | 0 | 0 | 0 | 0 | 0 | 75% | 0 | 0 | 75% | 0 | 0 | PLNT | 0 | 0 | 0 | 0 | 0 | 0 | 0 | 0 | 0 | 404GP | SG | 404GP.SG
878 |  |  | SO | PTD | 254461.1646 | 128215.9322 | 60904.6821 | 65340.5503 | 0 | 0 | 75% | 96161.9491 | 32053.983 | 75% | 45678.5116 | 15226.1705 | PLNT | 11465.5156 | 32949.3826 | 12239.9577 | 6737.785 | 1947.9095 | 0 | 0 | 0 | 0 | 404GP | SO | 404GP.SO
879 |  |  | SG | P | 0 | 0 | 0 | 0 | 0 | 0 | 75% | 0 | 0 | 75% | 0 | 0 | PLNT | 0 | 0 | 0 | 0 | 0 | 0 | 0 | 0 | 0 | 404GP | SG | 404GP.SG1
880 |  |  | CN | CUST | 1053.2904 | 0 | 0 | 0 | 1053.2904 | 0 | 75% | 0 | 0 | 75% | 0 | 0 | CUST | 0 | 0 | 0 | 0 | 0 | 0 | 0 | 0 | 0 | 404GP | CN | 404GP.CN
881 |  |  | SG | P | 0 | 0 | 0 | 0 | 0 | 0 | 75% | 0 | 0 | 75% | 0 | 0 | PLNT | 0 | 0 | 0 | 0 | 0 | 0 | 0 | 0 | 0 | 404GP | SG | 404GP.SG2
882 |  |  |  |  | 256242.335 | 129567.9709 | 60596.4935 | 65024.5802 | 1053.2904 | 0 |  | 97175.9782 | 32391.9927 |  | 45447.3701 | 15149.1234 |  | 11410.0713 | 32790.0479 | 12180.7684 | 6705.2028 | 1938.4899 | 0 | 0 | 0 | 0 | 404GP | NA | 404GP.NA1
883 | [26 empty] | 404GP | NA | 404GP.NA2
884 | 404SP | Amort of LT Plant - Cap Lease Steam | [24 empty] | 404SP | NA | 404SP.NA
885 |  |  | SG | P | 0 | 0 | 0 | 0 | 0 | 0 | 75% | 0 | 0 | 75% | 0 | 0 | DRB | 0 | 0 | 0 | 0 | 0 | 0 | 0 | 0 | 0 | 404SP | SG | 404SP.SG
886 |  |  |  |  | 0 | 0 | 0 | 0 | 0 | 0 |  | 0 | 0 |  | 0 | 0 |  | 0 | 0 | 0 | 0 | 0 | 0 | 0 | 0 | 0 | 404SP | NA | 404SP.NA1
887 | [26 empty] | 404SP | NA | 404SP.NA2
888 | 404IP | Amort of LT Plant - Intangible Plant | [24 empty] | 404IP | NA | 404IP.NA
889 |  |  | S | I-SITUS | 4485507.95 | 8331840.9961 | -1899190.0766 | -1947142.9695 | 0 | 0 | 75% | 6248880.7471 | 2082960.249 | 75% | -1424392.5575 | -474797.5192 | PLNT | -341671.4107 | -981888.8636 | -364749.721 | -200785.4326 | -58047.5415 | 0 | 0 | 0 | 0 | 404IP | S | 404IP.S
890 |  |  | SE | P | 21055.0412 | 21055.0412 | 0 | 0 | 0 | 0 | 0% | 0 | 21055.0412 | 0% | 0 | 0 | PLNT | 0 | 0 | 0 | 0 | 0 | 0 | 0 | 0 | 0 | 404IP | SE | 404IP.SE
891 |  |  | SG | I-SG | 5076430.6749 | 4263673.3231 | 812757.3519 | 0 | 0 | 0 | 75% | 3197754.9923 | 1065918.3308 | 75% | 609568.0139 | 203189.338 | PLNT | 0 | 0 | 0 | 0 | 0 | 0 | 0 | 0 | 0 | 404IP | SG | 404IP.SG
892 |  |  | SO | PTD | 3914191.2729 | 1972252.5577 | 936852.4882 | 1005086.227 | 0 | 0 | 75% | 1479189.4182 | 493063.1394 | 75% | 702639.3662 | 234213.1221 | PLNT | 176365.6981 | 506836.4207 | 188278.3784 | 103642.4526 | 29963.2772 | 0 | 0 | 0 | 0 | 404IP | SO | 404IP.SO
893 |  |  | CN | CUST | 1561902.4068 | 0 | 0 | 0 | 1561902.4068 | 0 | 75% | 0 | 0 | 75% | 0 | 0 | CUST | 0 | 0 | 0 | 0 | 0 | 0 | 0 | 0 | 0 | 404IP | CN | 404IP.CN
894 |  |  | SG | I-SG | 1129533.4702 | 948690.5333 | 180842.9369 | 0 | 0 | 0 | 75% | 711517.9 | 237172.6333 | 75% | 135632.2027 | 45210.7342 | PLNT | 0 | 0 | 0 | 0 | 0 | 0 | 0 | 0 | 0 | 404IP | SG | 404IP.SG1
895 |  |  | SG | I-SG | 134557.278 | 113014.1064 | 21543.1716 | 0 | 0 | 0 | 75% | 84760.5798 | 28253.5266 | 75% | 16157.3787 | 5385.7929 | PLNT | 0 | 0 | 0 | 0 | 0 | 0 | 0 | 0 | 0 | 404IP | SG | 404IP.SG2
896 |  |  | SG | I-DGU | 34450.7607 | 34450.7607 | 0 | 0 | 0 | 0 | 75% | 25838.0706 | 8612.6902 | 75% | 0 | 0 | PLNT | 0 | 0 | 0 | 0 | 0 | 0 | 0 | 0 | 0 | 404IP | SG | 404IP.SG3
897 |  |  | SG | I-SG | 0 | 0 | 0 | 0 | 0 | 0 | 75% | 0 | 0 | 75% | 0 | 0 | PLNT | 0 | 0 | 0 | 0 | 0 | 0 | 0 | 0 | 0 | 404IP | SG | 404IP.SG4
898 |  |  | SG | I-SG | 110823.5925 | 93080.2813 | 17743.3113 | 0 | 0 | 0 | 75% | 69810.2109 | 23270.0703 | 75% | 13307.4834 | 4435.8278 | PLNT | 0 | 0 | 0 | 0 | 0 | 0 | 0 | 0 | 0 | 404IP | SG | 404IP.SG5
899 |  |  | SG | I-DGU | 7221.2411 | 7221.2411 | 0 | 0 | 0 | 0 | 75% | 5415.9308 | 1805.3103 | 75% | 0 | 0 | PLNT | 0 | 0 | 0 | 0 | 0 | 0 | 0 | 0 | 0 | 404IP | SG | 404IP.SG6
900 |  |  |  |  | 16475673.6884 | 15785278.8408 | 70549.1832 | -942056.7425 | 1561902.4068 | 0 |  | 11823167.8497 | 3962110.9911 |  | 52911.8874 | 17637.2958 |  | -165305.7126 | -475052.4429 | -176471.3426 | -97142.98 | -28084.2643 | 0 | 0 | 0 | 0 | 404IP | NA | 404IP.NA1
901 | [26 empty] | 404IP | NA | 404IP.NA2
902 | 404OP | Amort of LT Plant - Other Plant | [24 empty] | 404OP | NA | 404OP.NA
903 |  |  | SG | P | 0 | 0 | 0 | 0 | 0 | 0 | 75% | 0 | 0 | 75% | 0 | 0 | PLNT | 0 | 0 | 0 | 0 | 0 | 0 | 0 | 0 | 0 | 404OP | SG | 404OP.SG
904 |  |  |  |  | 0 | 0 | 0 | 0 | 0 | 0 |  | 0 | 0 |  | 0 | 0 |  | 0 | 0 | 0 | 0 | 0 | 0 | 0 | 0 | 0 | 404OP | NA | 404OP.NA1
905 | [26 empty] | 404OP | NA | 404OP.NA2
906 | 404HP | Amortization of Other Electric Plant | [24 empty] | 404HP | NA | 404HP.NA
907 |  |  | SG | P | 123365.2961 | 123365.2961 | 0 | 0 | 0 | 0 | 75% | 92523.972 | 30841.324 | 75% | 0 | 0 | PLNT | 0 | 0 | 0 | 0 | 0 | 0 | 0 | 0 | 0 | 404HP | SG | 404HP.SG
908 |  |  | SG | P | 0 | 0 | 0 | 0 | 0 | 0 | 75% | 0 | 0 | 75% | 0 | 0 | PLNT | 0 | 0 | 0 | 0 | 0 | 0 | 0 | 0 | 0 | 404HP | SG | 404HP.SG1
909 |  |  |  |  | 123365.2961 | 123365.2961 | 0 | 0 | 0 | 0 |  | 92523.972 | 30841.324 |  | 0 | 0 |  | 0 | 0 | 0 | 0 | 0 | 0 | 0 | 0 | 0 | 404HP | NA | 404HP.NA1
910 | [26 empty] | 404HP | NA | 404HP.NA2
911 | Total Amortization of Limited Term Plant |  |  |  | 16855281.3194 | 16038212.1077 | 131145.6767 | -877032.1623 | 1562955.6972 | 0 |  | 12012867.7999 | 4025344.3078 |  | 98359.2576 | 32786.4192 |  | -153895.6414 | -442262.395 | -164290.5742 | -90437.7772 | -26145.7744 | 0 | 0 | 0 | 0 | Total Amortization of Limited Term Plant | NA | Total Amortization of Limited Term Plant.NA
912 | [26 empty] | Total Amortization of Limited Term Plant | NA | Total Amortization of Limited Term Plant.NA1
913 | [26 empty] | Total Amortization of Limited Term Plant | NA | Total Amortization of Limited Term Plant.NA2
914 | 405 | Amortization of Other Electric Plant | [24 empty] | 405 | NA | 405.NA
915 |  |  | S | GP | 0 | 0 | 0 | 0 | 0 | 0 | 75% | 0 | 0 | 75% | 0 | 0 | PLNT | 0 | 0 | 0 | 0 | 0 | 0 | 0 | 0 | 0 | 405 | S | 405.S
916 | [26 empty] | 405 | NA | 405.NA1
917 |  |  |  |  | 0 | 0 | 0 | 0 | 0 | 0 |  | 0 | 0 |  | 0 | 0 |  | 0 | 0 | 0 | 0 | 0 | 0 | 0 | 0 | 0 | 405 | NA | 405.NA2
918 | [26 empty] | 405 | NA | 405.NA3
919 | 406 | Amortization of Plant Acquisition Adj | [24 empty] | 406 | NA | 406.NA
920 |  |  | S | P | 238546.21 | 238546.21 | 0 | 0 | 0 | 0 | 75% | 178909.6575 | 59636.5525 | 75% | 0 | 0 | [6 empty] | 0 | 0 | 0 | 0 | 406 | S | 406.S
921 |  |  | SG | P | 0 | 0 | 0 | 0 | 0 | 0 | 75% | 0 | 0 | 75% | 0 | 0 | [6 empty] | 0 | 0 | 0 | 0 | 406 | SG | 406.SG
922 |  |  | SG | P | 0 | 0 | 0 | 0 | 0 | 0 | 75% | 0 | 0 | 75% | 0 | 0 | [6 empty] | 0 | 0 | 0 | 0 | 406 | SG | 406.SG1
923 |  |  | SG | P | 2081095.0438 | 2081095.0438 | 0 | 0 | 0 | 0 | 75% | 1560821.2828 | 520273.7609 | 75% | 0 | 0 | [6 empty] | 0 | 0 | 0 | 0 | 406 | SG | 406.SG2
924 |  |  | SO | P | 0 | 0 | 0 | 0 | 0 | 0 | 75% | 0 | 0 | 75% | 0 | 0 | [6 empty] | 0 | 0 | 0 | 0 | 406 | SO | 406.SO
925 |  |  |  |  | 2319641.2538 | 2319641.2538 | 0 | 0 | 0 | 0 |  | 1739730.9403 | 579910.3134 |  | 0 | 0 |  | 0 | 0 | 0 | 0 | 0 | 0 | 0 | 0 | 0 | 406 | NA | 406.NA1
926 | [26 empty] | 406 | NA | 406.NA2
927 | 407 | Amort of Prop Losses, Unrec Plant, etc | [24 empty] | 407 | NA | 407.NA
928 |  |  | S | P | -4777519.78 | -4777519.78 | 0 | 0 | 0 | 0 | 75% | -3583139.835 | -1194379.945 | 75% | 0 | 0 | PLNT | 0 | 0 | 0 | 0 | 0 | 0 | 0 | 0 | 0 | 407 | S | 407.S
929 |  |  | SO | GP | 0 | 0 | 0 | 0 | 0 | 0 | 75% | 0 | 0 | 75% | 0 | 0 | PLNT | 0 | 0 | 0 | 0 | 0 | 0 | 0 | 0 | 0 | 407 | SO | 407.SO
930 |  |  | SG | P | 0 | 0 | 0 | 0 | 0 | 0 | 75% | 0 | 0 | 75% | 0 | 0 | PLNT | 0 | 0 | 0 | 0 | 0 | 0 | 0 | 0 | 0 | 407 | SG | 407.SG
931 |  |  | SE | P | 0 | 0 | 0 | 0 | 0 | 0 | 75% | 0 | 0 | 75% | 0 | 0 | PLNT | 0 | 0 | 0 | 0 | 0 | 0 | 0 | 0 | 0 | 407 | SE | 407.SE
932 |  |  | SG | P | 0 | 0 | 0 | 0 | 0 | 0 | 75% | 0 | 0 | 75% | 0 | 0 | PLNT | 0 | 0 | 0 | 0 | 0 | 0 | 0 | 0 | 0 | 407 | SG | 407.SG1
933 |  |  | TROJP | P | 0 | 0 | 0 | 0 | 0 | 0 | 75% | 0 | 0 | 75% | 0 | 0 | PLNT | 0 | 0 | 0 | 0 | 0 | 0 | 0 | 0 | 0 | 407 | TROJP | 407.TROJP
934 |  |  |  |  | -4777519.78 | -4777519.78 | 0 | 0 | 0 | 0 |  | -3583139.835 | -1194379.945 |  | 0 | 0 |  | 0 | 0 | 0 | 0 | 0 | 0 | 0 | 0 | 0 | 407 | NA | 407.NA1
935 | [26 empty] | 407 | NA | 407.NA2
936 | TOTAL AMORTIZATION EXPENSE |  |  |  | 14397402.7932 | 13580333.5815 | 131145.6767 | -877032.1623 | 1562955.6972 | 0 |  | 10169458.9052 | 3410874.6762 |  | 98359.2576 | 32786.4192 |  | -153895.6414 | -442262.395 | -164290.5742 | -90437.7772 | -26145.7744 | 0 | 0 | 0 | 0 | TOTAL AMORTIZATION EXPENSE | NA | TOTAL AMORTIZATION EXPENSE.NA
937 | [26 empty] | TOTAL AMORTIZATION EXPENSE | NA | TOTAL AMORTIZATION EXPENSE.NA1
938 | 408 | Taxes Other Than Income | [24 empty] | 408 | NA | 408.NA
939 |  |  | S | DMSC | 609.72 | 0 | 0 | 0 | 0 | 609.72 | 75% | 0 | 0 | 75% | 0 | 0 | PLNT | 0 | 0 | 0 | 0 | 0 | 0 | 0 | 0 | 0 | 408 | S | 408.S
940 |  |  | GPS | GP | 60119211.7435 | 29328545.5164 | 14613562.885 | 15823885.3493 | 353217.9929 | 0 | 75% | 21996409.1373 | 7332136.3791 | 75% | 10960172.1637 | 3653390.7212 | PLNT | 2776667.8232 | 7979535.6822 | 2964218.7847 | 1631726.9537 | 471736.1055 | 0 | 0 | 0 | 0 | 408 | GPS | 408.GPS
941 |  |  | SO | GP | 4617087.2943 | 2252399.0408 | 1122305.0596 | 1215256.4525 | 27126.7413 | 0 | 75% | 1689299.2806 | 563099.7602 | 75% | 841728.7947 | 280576.2649 | PLNT | 213244.9404 | 612819.2926 | 227648.6416 | 125314.7799 | 36228.798 | 0 | 0 | 0 | 0 | 408 | SO | 408.SO
942 |  |  | SE | P | 379943.2503 | 379943.2503 | 0 | 0 | 0 | 0 | 75% | 284957.4377 | 94985.8126 | 75% | 0 | 0 | PLNT | 0 | 0 | 0 | 0 | 0 | 0 | 0 | 0 | 0 | 408 | SE | 408.SE
943 |  |  | SG | P | 761360.1799 | 761360.1799 | 0 | 0 | 0 | 0 | 75% | 571020.135 | 190340.045 | 75% | 0 | 0 | PLNT | 0 | 0 | 0 | 0 | 0 | 0 | 0 | 0 | 0 | 408 | SG | 408.SG
944 |  |  | OPRV-ID | DMSC | 0 | 0 | 0 | 0 | 0 | 0 | 75% | 0 | 0 | 75% | 0 | 0 | PLNT | 0 | 0 | 0 | 0 | 0 | 0 | 0 | 0 | 0 | 408 | OPRV-ID | 408.OPRV-ID
945 |  |  | EXCTAX | GP | 0 | 0 | 0 | 0 | 0 | 0 | 75% | 0 | 0 | 75% | 0 | 0 | PLNT | 0 | 0 | 0 | 0 | 0 | 0 | 0 | 0 | 0 | 408 | EXCTAX | 408.EXCTAX
946 |  |  | DGP | GP | 0 | 0 | 0 | 0 | 0 | 0 | 75% | 0 | 0 | 75% | 0 | 0 | PLNT | 0 | 0 | 0 | 0 | 0 | 0 | 0 | 0 | 0 | 408 | DGP | 408.DGP
947 |  |  |  |  | 65878212.1881 | 32722247.9874 | 15735867.9446 | 17039141.8018 | 380344.7342 | 609.72 |  | 24541685.9905 | 8180561.9968 |  | 11801900.9584 | 3933966.9861 |  | 2989912.7636 | 8592354.9748 | 3191867.4263 | 1757041.7335 | 507964.9036 | 0 | 0 | 0 | 0 | 408 | NA | 408.NA1
948 | [26 empty] | 408 | NA | 408.NA2
949 | 41140 | Deferred Investment Tax Credit - Fed | [24 empty] | 41140 | NA | 41140.NA
950 |  |  | DGU | PTD | -3979666.4537 | -2005243.6876 | -952523.819 | -1021898.9471 | 0 | 0 | 75% | -1503932.7657 | -501310.9219 | 75% | -714392.8643 | -238130.9548 | PLNT | -179315.8799 | -515314.5977 | -191427.8313 | -105376.1462 | -30464.4921 | 0 | 0 | 0 | 0 | 41140 | DGU | 41140.DGU
951 | [26 empty] | 41140 | NA | 41140.NA1
952 |  |  |  |  | -3979666.4537 | -2005243.6876 | -952523.819 | -1021898.9471 | 0 | 0 |  | -1503932.7657 | -501310.9219 |  | -714392.8643 | -238130.9548 |  | -179315.8799 | -515314.5977 | -191427.8313 | -105376.1462 | -30464.4921 | 0 | 0 | 0 | 0 | 41140 | NA | 41140.NA2
953 | [26 empty] | 41140 | NA | 41140.NA3
954 | 41141 | Deferred Investment Tax Credit - Idaho | [24 empty] | 41141 | NA | 41141.NA
955 |  |  | DGU | PTD | 0 | 0 | 0 | 0 | 0 | 0 | 75% | 0 | 0 | 75% | 0 | 0 | PLNT | 0 | 0 | 0 | 0 | 0 | 0 | 0 | 0 | 0 | 41141 | DGU | 41141.DGU
956 | [26 empty] | 41141 | NA | 41141.NA1
957 |  |  |  |  | 0 | 0 | 0 | 0 | 0 | 0 |  | 0 | 0 |  | 0 | 0 |  | 0 | 0 | 0 | 0 | 0 | 0 | 0 | 0 | 0 | 41141 | NA | 41141.NA2
958 | [26 empty] | 41141 | NA | 41141.NA3
959 | TOTAL DEFERRED ITC |  |  |  | -3979666.4537 | -2005243.6876 | -952523.819 | -1021898.9471 | 0 | 0 |  | -1503932.7657 | -501310.9219 |  | -714392.8643 | -238130.9548 |  | -179315.8799 | -515314.5977 | -191427.8313 | -105376.1462 | -30464.4921 | 0 | 0 | 0 | 0 | TOTAL DEFERRED ITC | NA | TOTAL DEFERRED ITC.NA
960 | [26 empty] | TOTAL DEFERRED ITC | NA | TOTAL DEFERRED ITC.NA1
961 | 427 | Interest on Long-Term Debt | [24 empty] | 427 | NA | 427.NA
962 |  |  | S |  | 155462237.3009 | 79476208.6403 | 38062624.95 | 37401293.1344 | 349385.8061 | 172724.7702 |  | 56034655.4268 | 23441553.2135 |  | 28546968.7125 | 9515656.2375 | PLNT | 6562924.6483 | 18860409.2193 | 7006219.5999 | 3856745.4682 | 1114994.1987 | 0 | 0 | 0 | 0 | 427 | S | 427.S
963 |  |  | SNP | GP | 0 | 0 | 0 | 0 | 0 | 0 | 75% | 0 | 0 | 75% | 0 | 0 | PLNT | 0 | 0 | 0 | 0 | 0 | 0 | 0 | 0 | 0 | 427 | SNP | 427.SNP
964 |  |  |  |  | 155462237.3009 | 79476208.6403 | 38062624.95 | 37401293.1344 | 349385.8061 | 172724.7702 |  | 56034655.4268 | 23441553.2135 |  | 28546968.7125 | 9515656.2375 |  | 6562924.6483 | 18860409.2193 | 7006219.5999 | 3856745.4682 | 1114994.1987 | 0 | 0 | 0 | 0 | 427 | NA | 427.NA1
965 | [26 empty] | 427 | NA | 427.NA2
966 | 428 | Amortization of Debt Disc & Exp | [24 empty] | 428 | NA | 428.NA
967 |  |  | SNP | GP | 2191230.2363 | 1068969.367 | 532636.4056 | 576750.3436 | 12874.12 | 0 | 75% | 801727.0252 | 267242.3417 | 75% | 399477.3042 | 133159.1014 | PLNT | 101204.2293 | 290838.8076 | 108040.103 | 59473.3253 | 17193.8784 | 0 | 0 | 0 | 0 | 428 | SNP | 428.SNP
968 |  |  |  |  | 2191230.2363 | 1068969.367 | 532636.4056 | 576750.3436 | 12874.12 | 0 |  | 801727.0252 | 267242.3417 |  | 399477.3042 | 133159.1014 |  | 101204.2293 | 290838.8076 | 108040.103 | 59473.3253 | 17193.8784 | 0 | 0 | 0 | 0 | 428 | NA | 428.NA1
969 | [26 empty] | 428 | NA | 428.NA2
970 | 429 | Amortization of Premium on Debt | [24 empty] | 429 | NA | 429.NA
971 |  |  | SNP | GP | -4909.74 | -2395.1667 | -1193.442 | -1292.2851 | -28.8462 | 0 | 75% | -1796.375 | -598.7917 | 75% | -895.0815 | -298.3605 | PLNT | -226.7614 | -651.6627 | -242.0781 | -133.2578 | -38.5251 | 0 | 0 | 0 | 0 | 429 | SNP | 429.SNP
972 |  |  |  |  | -4909.74 | -2395.1667 | -1193.442 | -1292.2851 | -28.8462 | 0 |  | -1796.375 | -598.7917 |  | -895.0815 | -298.3605 |  | -226.7614 | -651.6627 | -242.0781 | -133.2578 | -38.5251 | 0 | 0 | 0 | 0 | 429 | NA | 429.NA1
973 | [26 empty] | 429 | NA | 429.NA2
974 | 431 | Other Interest Expense | [24 empty] | 431 | NA | 431.NA
975 |  |  | OTH | NUTIL | 0 | 0 | 0 | 0 | 0 | 0 | 75% | 0 | 0 | 75% | 0 | 0 | PLNT | 0 | 0 | 0 | 0 | 0 | 0 | 0 | 0 | 0 | 431 | OTH | 431.OTH
976 |  |  | SO | GP | 0 | 0 | 0 | 0 | 0 | 0 | 75% | 0 | 0 | 75% | 0 | 0 | PLNT | 0 | 0 | 0 | 0 | 0 | 0 | 0 | 0 | 0 | 431 | SO | 431.SO
977 |  |  | SNP | GP | 6432634.0257 | 3138095.0339 | 1563621.6631 | 1693123.7181 | 37793.6106 | 0 | 75% | 2353571.2754 | 784523.7585 | 75% | 1172716.2473 | 390905.4158 | PLNT | 297097.8394 | 853794.1741 | 317165.4129 | 174591.4828 | 50474.8089 | 0 | 0 | 0 | 0 | 431 | SNP | 431.SNP
978 |  |  |  |  | 6432634.0257 | 3138095.0339 | 1563621.6631 | 1693123.7181 | 37793.6106 | 0 |  | 2353571.2754 | 784523.7585 |  | 1172716.2473 | 390905.4158 |  | 297097.8394 | 853794.1741 | 317165.4129 | 174591.4828 | 50474.8089 | 0 | 0 | 0 | 0 | 431 | NA | 431.NA1
979 | [26 empty] | 431 | NA | 431.NA2
980 | 432 | AFUDC - Borrowed | [24 empty] | 432 | NA | 432.NA
981 |  |  | SNP | GP | -7833162.205 | -3821328.4506 | -1904057.0418 | -2061754.5882 | -46022.1242 | 0 | 75% | -2865996.338 | -955332.1127 | 75% | -1428042.7814 | -476014.2605 | PLNT | -361782.6784 | -1039684.2458 | -386219.411 | -212603.9502 | -61464.3028 | 0 | 0 | 0 | 0 | 432 | SNP | 432.SNP
982 |  |  |  |  | -7833162.205 | -3821328.4506 | -1904057.0418 | -2061754.5882 | -46022.1242 | 0 |  | -2865996.338 | -955332.1127 |  | -1428042.7814 | -476014.2605 |  | -361782.6784 | -1039684.2458 | -386219.411 | -212603.9502 | -61464.3028 | 0 | 0 | 0 | 0 | 432 | NA | 432.NA1
983 | [26 empty] | 432 | NA | 432.NA2
984 |  | Electric Interest Deductions for Tax |  |  | 785792.3171 | 383340.7836 | 191007.5849 | 206827.1884 | 4616.7602 | 0 |  | 287505.5877 | 95835.1959 |  | 143255.6887 | 47751.8962 |  | 36292.6289 | 104297.0733 | 38744.0267 | 21327.6001 | 6165.8594 |  |  |  |  | 432 | NA | 432.NA3
985 | [26 empty] | 432 | NA | 432.NA4
986 |  | Total Electric Interest Deductions for Tax |  |  | 156248029.618 | 79859549.4238 | 38253632.5348 | 37608120.3228 | 354002.5663 | 172724.7702 |  | 56322161.0145 | 23537388.4094 |  | 28690224.4011 | 9563408.1337 |  | 6599217.2772 | 18964706.2926 | 7044963.6267 | 3878073.0682 | 1121160.0581 | 0 | 0 | 0 | 0 | 432 | NA | 432.NA5
987 | [26 empty] | 432 | NA | 432.NA6
988 | [26 empty] | 432 | NA | 432.NA7
989 | 419 | Interest & Dividends | [24 empty] | 419 | NA | 419.NA
990 |  |  | SNP | GP | -14658034.6557 | -7150773.0077 | -3563022.6179 | -3858118.7795 | -86120.2506 | 0 | 75% | -5363079.7558 | -1787693.2519 | 75% | -2672266.9634 | -890755.6545 | PLNT | -676996.4542 | -1945539.6565 | -722724.4073 | -397841.3812 | -115016.8803 |  |  |  |  | 419 | SNP | 419.SNP
991 |  | Total Operating Deductions for Tax |  |  | -14658034.6557 | -7150773.0077 | -3563022.6179 | -3858118.7795 | -86120.2506 | 0 |  | -5363079.7558 | -1787693.2519 |  | -2672266.9634 | -890755.6545 |  | -676996.4542 | -1945539.6565 | -722724.4073 | -397841.3812 | -115016.8803 |  |  |  |  | 419 | NA | 419.NA1
992 | [26 empty] | 419 | NA | 419.NA2
993 | 41010 | Deferred Income Tax - Federal-DR | [24 empty] | 41010 | NA | 41010.NA
994 |  |  | S | GP | 1547422 | 754894.072 | 376141.8031 | 407294.567 | 9091.5579 | 0 | 75% | 566170.554 | 188723.518 | 75% | 282106.3523 | 94035.4508 | PLNT | 71469.2816 | 205387.0752 | 76296.6983 | 41999.3894 | 12142.1224 | 0 | 0 | 0 | 0 | 41010 | S | 41010.S
995 |  |  | TROJP | P | 0 | 0 | 0 | 0 | 0 | 0 | 75% | 0 | 0 | 75% | 0 | 0 | PLNT | 0 | 0 | 0 | 0 | 0 | 0 | 0 | 0 | 0 | 41010 | TROJP | 41010.TROJP
996 |  |  | SG | PT | 31913.1987 | 21635.825 | 10277.3737 | 0 | 0 | 0 | 75% | 16226.8687 | 5408.9562 | 75% | 7708.0302 | 2569.3434 | PLNT | 0 | 0 | 0 | 0 | 0 | 0 | 0 | 0 | 0 | 41010 | SG | 41010.SG
997 |  |  | SO | LABOR | 8696668.1653 | 4027371.7035 | 685432.6159 | 2790162.2681 | 1193701.5778 | 0 | 75% | 3020528.7776 | 1006842.9259 | 75% | 514074.4619 | 171358.154 | DISom | 265311.042 | 2323297.1291 | 19887.4513 | 0 | 181666.6456 | 0 | 0 | 0 | 0 | 41010 | SO | 41010.SO
998 |  |  | SNP | GP | 8485491.5468 | 4139560.6802 | 2062622.9242 | 2233453.192 | 49854.7504 | 0 | 75% | 3104670.5102 | 1034890.1701 | 75% | 1546967.1932 | 515655.7311 | PLNT | 391911.1821 | 1126266.9722 | 418382.9547 | 230309.1619 | 66582.9212 | 0 | 0 | 0 | 0 | 41010 | SNP | 41010.SNP
999 |  |  | SE | P | 4975906.5156 | 4975906.5156 | 0 | 0 | 0 | 0 | 75% | 3731929.8867 | 1243976.6289 | 75% | 0 | 0 | PLNT | 0 | 0 | 0 | 0 | 0 | 0 | 0 | 0 | 0 | 41010 | SE | 41010.SE
1000 |  |  | SG | PT | 34303446.1161 | 23256313.633 | 11047132.4831 | 0 | 0 | 0 | 75% | 17442235.2247 | 5814078.4082 | 75% | 8285349.3623 | 2761783.1208 | PLNT | 0 | 0 | 0 | 0 | 0 | 0 | 0 | 0 | 0 | 41010 | SG | 41010.SG1
1001 |  |  | GPS | GP | -6575108.3069 | -3207599.6618 | -1598253.8016 | -1730624.1548 | -38630.6888 | 0 | 75% | -2405699.7463 | -801899.9154 | 75% | -1198690.3512 | -399563.4504 | PLNT | -303678.1611 | -872704.5786 | -324190.2046 | -178458.4517 | -51592.7587 | 0 | 0 | 0 | 0 | 41010 | GPS | 41010.GPS
1002 |  |  | DITEXP | DITEXP | 0 | 0 | 0 | 0 | 0 | 0 | 75% | 0 | 0 | 75% | 0 | 0 | PLNT | 0 | 0 | 0 | 0 | 0 | 0 | 0 | 0 | 0 | 41010 | DITEXP | 41010.DITEXP
1003 |  |  | BADDEBT | CUST | 0 | 0 | 0 | 0 | 0 | 0 | 75% | 0 | 0 | 75% | 0 | 0 | PLNT | 0 | 0 | 0 | 0 | 0 | 0 | 0 | 0 | 0 | 41010 | BADDEBT | 41010.BADDEBT
1004 |  |  | CN | CUST | 0 | 0 | 0 | 0 | 0 | 0 | 75% | 0 | 0 | 75% | 0 | 0 | PLNT | 0 | 0 | 0 | 0 | 0 | 0 | 0 | 0 | 0 | 41010 | CN | 41010.CN
1005 |  |  | IBT | IBT | 0 | 0 | 0 | 0 | 0 | 0 | 75% | 0 | 0 | 75% | 0 | 0 | PLNT | 0 | 0 | 0 | 0 | 0 | 0 | 0 | 0 | 0 | 41010 | IBT | 41010.IBT
1006 |  |  | CIAC | DPW | 0 | 0 | 0 | 0 | 0 | 0 | 75% | 0 | 0 | 75% | 0 | 0 | PLNT | 0 | 0 | 0 | 0 | 0 | 0 | 0 | 0 | 0 | 41010 | CIAC | 41010.CIAC
1007 |  |  | SCHMDEXP | GP | 0 | 0 | 0 | 0 | 0 | 0 | 75% | 0 | 0 | 75% | 0 | 0 | PLNT | 0 | 0 | 0 | 0 | 0 | 0 | 0 | 0 | 0 | 41010 | SCHMDEXP | 41010.SCHMDEXP
1008 |  |  | TAXDEPR | TAXDEPR | 190810092.9252 | 71942665.7764 | 69028935.7372 | 48835650.3197 | 1002841.0919 | 0 | 75% | 53956999.3323 | 17985666.4441 | 75% | 51771701.8029 | 17257233.9343 | PLNT | 8569347.9112 | 24626430.5945 | 9148167.3967 | 5035833.1831 | 1455871.2342 | 0 | 0 | 0 | 0 | 41010 | TAXDEPR | 41010.TAXDEPR
1009 |  |  | SNPD | DPW | 9251.661 | 0 | 0 | 9251.661 | 0 | 0 |  | 0 | 0 |  | 0 | 0 | PLNT | 1623.4186 | 4665.3497 | 1733.0729 | 954.0125 | 275.8073 | 0 | 0 | 0 | 0 | 41010 | SNPD | 41010.SNPD
1010 |  |  |  |  | 242285083.8217 | 105910748.544 | 81612289.1355 | 52545187.853 | 2216858.2892 | 0 |  | 79433061.408 | 26477687.136 |  | 61209216.8517 | 20403072.2839 |  | 8995984.6745 | 27413342.5422 | 9340277.3693 | 5130637.2952 | 1664945.9719 | 0 | 0 | 0 | 0 | 41010 | NA | 41010.NA1
1011 | [26 empty] | 41010 | NA | 41010.NA2
1012 | 41020 | Deferred Income Tax - State-DR | [24 empty] | 41020 | NA | 41020.NA
1013 |  |  | S | GP | 0 | 0 | 0 | 0 | 0 | 0 | 75% | 0 | 0 | 75% | 0 | 0 | PLNT | 0 | 0 | 0 | 0 | 0 | 0 | 0 | 0 | 0 | 41020 | S | 41020.S
1014 |  |  | SG | PT | 0 | 0 | 0 | 0 | 0 | 0 | 75% | 0 | 0 | 75% | 0 | 0 | PLNT | 0 | 0 | 0 | 0 | 0 | 0 | 0 | 0 | 0 | 41020 | SG | 41020.SG
1015 |  |  | SO | LABOR | 0 | 0 | 0 | 0 | 0 | 0 | 75% | 0 | 0 | 75% | 0 | 0 | DISom | 0 | 0 | 0 | 0 | 0 | 0 | 0 | 0 | 0 | 41020 | SO | 41020.SO
1016 |  |  | SE | P | 0 | 0 | 0 | 0 | 0 | 0 | 75% | 0 | 0 | 75% | 0 | 0 | PLNT | 0 | 0 | 0 | 0 | 0 | 0 | 0 | 0 | 0 | 41020 | SE | 41020.SE
1017 |  |  | SG | PT | 0 | 0 | 0 | 0 | 0 | 0 | 75% | 0 | 0 | 75% | 0 | 0 | PLNT | 0 | 0 | 0 | 0 | 0 | 0 | 0 | 0 | 0 | 41020 | SG | 41020.SG1
1018 |  |  | GPS | GP | 0 | 0 | 0 | 0 | 0 | 0 | 75% | 0 | 0 | 75% | 0 | 0 | PLNT | 0 | 0 | 0 | 0 | 0 | 0 | 0 | 0 | 0 | 41020 | GPS | 41020.GPS
1019 |  |  | TROJP | P | 0 | 0 | 0 | 0 | 0 | 0 | 75% | 0 | 0 | 75% | 0 | 0 | PLNT | 0 | 0 | 0 | 0 | 0 | 0 | 0 | 0 | 0 | 41020 | TROJP | 41020.TROJP
1020 |  |  | SNP | GP | 0 | 0 | 0 | 0 | 0 | 0 | 75% | 0 | 0 | 75% | 0 | 0 | PLNT | 0 | 0 | 0 | 0 | 0 | 0 | 0 | 0 | 0 | 41020 | SNP | 41020.SNP
1021 |  |  | BADDEBT | CUST | 0 | 0 | 0 | 0 | 0 | 0 | 75% | 0 | 0 | 75% | 0 | 0 | PLNT | 0 | 0 | 0 | 0 | 0 | 0 | 0 | 0 | 0 | 41020 | BADDEBT | 41020.BADDEBT
1022 |  |  | DITEXP | DITEXP | 0 | 0 | 0 | 0 | 0 | 0 | 75% | 0 | 0 | 75% | 0 | 0 | PLNT | 0 | 0 | 0 | 0 | 0 | 0 | 0 | 0 | 0 | 41020 | DITEXP | 41020.DITEXP
1023 |  |  | SGCT | P | 0 | 0 | 0 | 0 | 0 | 0 | 75% | 0 | 0 | 75% | 0 | 0 | PLNT | 0 | 0 | 0 | 0 | 0 | 0 | 0 | 0 | 0 | 41020 | SGCT | 41020.SGCT
1024 |  |  | SNPD | DPW | 0 | 0 | 0 | 0 | 0 | 0 |  | 0 | 0 |  | 0 | 0 | PLNT | 0 | 0 | 0 | 0 | 0 | 0 | 0 | 0 | 0 | 41020 | SNPD | 41020.SNPD
1025 |  |  |  |  | 0 | 0 | 0 | 0 | 0 | 0 |  | 0 | 0 |  | 0 | 0 |  | 0 | 0 | 0 | 0 | 0 | 0 | 0 | 0 | 0 | 41020 | NA | 41020.NA1
1026 | [26 empty] | 41020 | NA | 41020.NA2
1027 | 41110 | Deferred Income Tax - Federal-CR | [24 empty] | 41110 | NA | 41110.NA
1028 |  |  | S | GP | 209263.08 | 102086.8636 | 50866.9207 | 55079.8138 | 1229.4819 | 0 | 75% | 76565.1477 | 25521.7159 | 75% | 38150.1906 | 12716.7302 | PLNT | 9665.0313 | 27775.1848 | 10317.859 | 5679.7186 | 1642.02 | 0 | 0 | 0 | 0 | 41110 | S | 41110.S
1029 |  |  | SE | P | 11942134.2932 | 11942134.2932 | 0 | 0 | 0 | 0 | 75% | 8956600.7199 | 2985533.5733 | 75% | 0 | 0 | PLNT | 0 | 0 | 0 | 0 | 0 | 0 | 0 | 0 | 0 | 41110 | SE | 41110.SE
1030 |  |  | SG | PT | -235831.6738 | -159884.0931 | -75947.5808 | 0 | 0 | 0 | 75% | -119913.0698 | -39971.0233 | 75% | -56960.6856 | -18986.8952 | PLNT | 0 | 0 | 0 | 0 | 0 | 0 | 0 | 0 | 0 | 41110 | SG | 41110.SG
1031 |  |  | SNP | GP | -4052613.8574 | -1977026.4202 | -985094.8763 | -1066682.2665 | -23810.2944 | 0 | 75% | -1482769.8151 | -494256.605 | 75% | -738821.1572 | -246273.7191 | PLNT | -187174.1523 | -537897.5529 | -199816.8934 | -109994.1112 | -31799.5566 | 0 | 0 | 0 | 0 | 41110 | SNP | 41110.SNP
1032 |  |  | SG | PT | 1348767.9547 | 914408.7292 | 434359.2254 | 0 | 0 | 0 | 75% | 685806.5469 | 228602.1823 | 75% | 325769.4191 | 108589.8064 | PLNT | 0 | 0 | 0 | 0 | 0 | 0 | 0 | 0 | 0 | 41110 | SG | 41110.SG1
1033 |  |  | GPS | GP | -37970.0575 | -18523.3061 | -9229.6257 | -9994.0405 | -223.0852 | 0 | 75% | -13892.4795 | -4630.8265 | 75% | -6922.2193 | -2307.4064 | PLNT | -1753.6863 | -5039.7106 | -1872.1396 | -1030.5652 | -297.9388 | 0 | 0 | 0 | 0 | 41110 | GPS | 41110.GPS
1034 |  |  | SO | LABOR | -6889865.5002 | -3190652.8833 | -543028.4844 | -2210483.6457 | -945700.4869 | 0 | 75% | -2392989.6625 | -797663.2208 | 75% | -407271.3633 | -135757.1211 | DISom | -210190.542 | -1840613.4893 | -15755.6736 | 0 | -143923.9408 | 0 | 0 | 0 | 0 | 41110 | SO | 41110.SO
1035 |  |  | SNPD | PT | -252004.4421 | -170848.5591 | -81155.883 | 0 | 0 | 0 | 75% | -128136.4193 | -42712.1398 | 75% | -60866.9122 | -20288.9707 | PLNT | 0 | 0 | 0 | 0 | 0 | 0 | 0 | 0 | 0 | 41110 | SNPD | 41110.SNPD
1036 |  |  | BADDEBT | CUST | 13111.2271 | 0 | 0 | 0 | 13111.2271 | 0 | 75% | 0 | 0 | 75% | 0 | 0 | PLNT | 0 | 0 | 0 | 0 | 0 | 0 | 0 | 0 | 0 | 41110 | BADDEBT | 41110.BADDEBT
1037 |  |  | SGCT | P | -186912.4535 | -186912.4535 | 0 | 0 | 0 | 0 | 75% | -140184.3401 | -46728.1134 | 75% | 0 | 0 | PLNT | 0 | 0 | 0 | 0 | 0 | 0 | 0 | 0 | 0 | 41110 | SGCT | 41110.SGCT
1038 |  |  | DITEXP | DITEXP | 0 | 0 | 0 | 0 | 0 | 0 | 75% | 0 | 0 | 75% | 0 | 0 | PLNT | 0 | 0 | 0 | 0 | 0 | 0 | 0 | 0 | 0 | 41110 | DITEXP | 41110.DITEXP
1039 |  |  | TROJD | P | 6105.4003 | 6105.4003 | 0 | 0 | 0 | 0 | 75% | 4579.0502 | 1526.3501 | 75% | 0 | 0 | PLNT | 0 | 0 | 0 | 0 | 0 | 0 | 0 | 0 | 0 | 41110 | TROJD | 41110.TROJD
1040 |  |  | IBT | IBT | 0 | 0 | 0 | 0 | 0 | 0 | 75% | 0 | 0 | 75% | 0 | 0 | PLNT | 0 | 0 | 0 | 0 | 0 | 0 | 0 | 0 | 0 | 41110 | IBT | 41110.IBT
1041 |  |  | CIAC | DPW | -19687640.4567 | 0 | 0 | -19687640.4567 | 0 | 0 | 75% | 0 | 0 | 75% | 0 | 0 | PLNT | -3454653.3018 | -9927917.5787 | -3687999.0205 | -2030149.5416 | -586921.0141 | 0 | 0 | 0 | 0 | 41110 | CIAC | 41110.CIAC
1042 |  |  | SCHMDEXP | GP | -121076905.5564 | -59066135.9757 | -29430940.9913 | -31868466.2757 | -711362.3137 | 0 | 75% | -44299601.9818 | -14766533.9939 | 75% | -22073205.7435 | -7357735.2478 | PLNT | -5592061.8058 | -16070361.872 | -5969779.5004 | -3286211.5875 | -950051.51 | 0 | 0 | 0 | 0 | 41110 | SCHMDEXP | 41110.SCHMDEXP
1043 |  |  | TAXDEPR | TAXDEPR | 0 | 0 | 0 | 0 | 0 | 0 | 75% | 0 | 0 | 75% | 0 | 0 | PLNT | 0 | 0 | 0 | 0 | 0 | 0 | 0 | 0 | 0 | 41110 | TAXDEPR | 41110.TAXDEPR
1044 |  |  |  |  | -138900362.0423 | -51805248.4046 | -30640171.2952 | -54788186.8713 | -1666755.4712 | 0 |  | -38853936.3034 | -12951312.1011 |  | -22980128.4714 | -7660042.8238 |  | -9436168.457 | -28354055.0188 | -9864905.3684 | -5421706.0868 | -1711351.9403 | 0 | 0 | 0 | 0 | 41110 | NA | 41110.NA1
1045 | [26 empty] | 41110 | NA | 41110.NA2
1046 | 41111 | Deferred Income Tax - State-CR | [24 empty] | 41111 | NA | 41111.NA
1047 |  |  | S | GP | 0 | 0 | 0 | 0 | 0 | 0 | 75% | 0 | 0 | 75% | 0 | 0 | PLNT | 0 | 0 | 0 | 0 | 0 | 0 | 0 | 0 | 0 | 41111 | S | 41111.S
1048 |  |  | SNP | GP | 0 | 0 | 0 | 0 | 0 | 0 | 75% | 0 | 0 | 75% | 0 | 0 | PLNT | 0 | 0 | 0 | 0 | 0 | 0 | 0 | 0 | 0 | 41111 | SNP | 41111.SNP
1049 |  |  | DITEXPRL | DITEXP | 0 | 0 | 0 | 0 | 0 | 0 | 75% | 0 | 0 | 75% | 0 | 0 | PLNT | 0 | 0 | 0 | 0 | 0 | 0 | 0 | 0 | 0 | 41111 | DITEXPRL | 41111.DITEXPRL
1050 |  |  | SNPD | PT | 0 | 0 | 0 | 0 | 0 | 0 | 75% | 0 | 0 | 75% | 0 | 0 | PLNT | 0 | 0 | 0 | 0 | 0 | 0 | 0 | 0 | 0 | 41111 | SNPD | 41111.SNPD
1051 |  |  | SGCT | P | 0 | 0 | 0 | 0 | 0 | 0 | 75% | 0 | 0 | 75% | 0 | 0 | PLNT | 0 | 0 | 0 | 0 | 0 | 0 | 0 | 0 | 0 | 41111 | SGCT | 41111.SGCT
1052 |  |  | SG | PT | 0 | 0 | 0 | 0 | 0 | 0 | 75% | 0 | 0 | 75% | 0 | 0 | PLNT | 0 | 0 | 0 | 0 | 0 | 0 | 0 | 0 | 0 | 41111 | SG | 41111.SG
1053 |  |  | BADDEBT | CUST | 0 | 0 | 0 | 0 | 0 | 0 | 75% | 0 | 0 | 75% | 0 | 0 | PLNT | 0 | 0 | 0 | 0 | 0 | 0 | 0 | 0 | 0 | 41111 | BADDEBT | 41111.BADDEBT
1054 |  |  | GPS | GP | 0 | 0 | 0 | 0 | 0 | 0 | 75% | 0 | 0 | 75% | 0 | 0 | PLNT | 0 | 0 | 0 | 0 | 0 | 0 | 0 | 0 | 0 | 41111 | GPS | 41111.GPS
1055 |  |  | SO | LABOR | 0 | 0 | 0 | 0 | 0 | 0 | 75% | 0 | 0 | 75% | 0 | 0 | DISom | 0 | 0 | 0 | 0 | 0 | 0 | 0 | 0 | 0 | 41111 | SO | 41111.SO
1056 |  |  | SE | P | 0 | 0 | 0 | 0 | 0 | 0 | 75% | 0 | 0 | 75% | 0 | 0 | PLNT | 0 | 0 | 0 | 0 | 0 | 0 | 0 | 0 | 0 | 41111 | SE | 41111.SE
1057 |  |  | TROJP | P | 0 | 0 | 0 | 0 | 0 | 0 | 75% | 0 | 0 | 75% | 0 | 0 | PLNT | 0 | 0 | 0 | 0 | 0 | 0 | 0 | 0 | 0 | 41111 | TROJP | 41111.TROJP
1058 |  |  | SG | PT | 0 | 0 | 0 | 0 | 0 | 0 | 75% | 0 | 0 | 75% | 0 | 0 | PLNT | 0 | 0 | 0 | 0 | 0 | 0 | 0 | 0 | 0 | 41111 | SG | 41111.SG1
1059 |  |  |  |  | 0 | 0 | 0 | 0 | 0 | 0 |  | 0 | 0 |  | 0 | 0 |  | 0 | 0 | 0 | 0 | 0 | 0 | 0 | 0 | 0 | 41111 | NA | 41111.NA1
1060 | [26 empty] | 41111 | NA | 41111.NA2
1061 | TOTAL DEFERRED INCOME TAXES |  |  |  | 103384721.7794 | 54105500.1394 | 50972117.8403 | -2242999.0183 | 550102.818 | 0 |  | 40579125.1045 | 13526375.0348 |  | 38229088.3803 | 12743029.4601 |  | -440183.7825 | -940712.4766 | -524627.9991 | -291068.7917 | -46405.9684 | 0 | 0 | 0 | 0 | TOTAL DEFERRED INCOME TAXES | NA | TOTAL DEFERRED INCOME TAXES.NA
1062 | [26 empty] | TOTAL DEFERRED INCOME TAXES | NA | TOTAL DEFERRED INCOME TAXES.NA1
1063 | SCHMAF | Additions - Flow Through | [24 empty] | SCHMAF | NA | SCHMAF.NA
1064 |  |  | S | SCHMAF | 0 | 0 | 0 | 0 | 0 | 0 | 75% | 0 | 0 | 75% | 0 | 0 | PLNT | 0 | 0 | 0 | 0 | 0 | 0 | 0 | 0 | 0 | SCHMAF | S | SCHMAF.S
1065 |  |  | SNP | SCHMAF | 0 | 0 | 0 | 0 | 0 | 0 | 75% | 0 | 0 | 75% | 0 | 0 | PLNT | 0 | 0 | 0 | 0 | 0 | 0 | 0 | 0 | 0 | SCHMAF | SNP | SCHMAF.SNP
1066 |  |  | SO | SCHMAF | 0 | 0 | 0 | 0 | 0 | 0 | 75% | 0 | 0 | 75% | 0 | 0 | PLNT | 0 | 0 | 0 | 0 | 0 | 0 | 0 | 0 | 0 | SCHMAF | SO | SCHMAF.SO
1067 |  |  | SE | SCHMAF | 0 | 0 | 0 | 0 | 0 | 0 | 0% | 0 | 0 | 0% | 0 | 0 | PLNT | 0 | 0 | 0 | 0 | 0 | 0 | 0 | 0 | 0 | SCHMAF | SE | SCHMAF.SE
1068 |  |  | TROJP | SCHMAF | 0 | 0 | 0 | 0 | 0 | 0 | 75% | 0 | 0 | 75% | 0 | 0 | PLNT | 0 | 0 | 0 | 0 | 0 | 0 | 0 | 0 | 0 | SCHMAF | TROJP | SCHMAF.TROJP
1069 |  |  | SG | SCHMAF | 0 | 0 | 0 | 0 | 0 | 0 | 75% | 0 | 0 | 75% | 0 | 0 | PLNT | 0 | 0 | 0 | 0 | 0 | 0 | 0 | 0 | 0 | SCHMAF | SG | SCHMAF.SG
1070 | [26 empty] | SCHMAF | NA | SCHMAF.NA1
1071 | [26 empty] | SCHMAF | NA | SCHMAF.NA2
1072 | SCHMAP | Additions - Permanent | [24 empty] | SCHMAP | NA | SCHMAP.NA
1073 |  |  | S | P | 0 | 0 | 0 | 0 | 0 | 0 | 75% | 0 | 0 | 75% | 0 | 0 | DRB | 0 | 0 | 0 | 0 | 0 | 0 | 0 | 0 | 0 | SCHMAP | S | SCHMAP.S
1074 |  |  | SE | P | 27611.7882 | 27611.7882 | 0 | 0 | 0 | 0 | 0% | 0 | 27611.7882 | 0% | 0 | 0 | DRB | 0 | 0 | 0 | 0 | 0 | 0 | 0 | 0 | 0 | SCHMAP | SE | SCHMAP.SE
1075 |  |  | SNP | LABOR | 0 | 0 | 0 | 0 | 0 | 0 | 75% | 0 | 0 | 75% | 0 | 0 | DISom | 0 | 0 | 0 | 0 | 0 | 0 | 0 | 0 | 0 | SCHMAP | SNP | SCHMAP.SNP
1076 |  |  | SO | SCHMAP-SO | 331944.0047 | 331944.0047 | 0 | 0 | 0 | 0 | 75% | 248958.0036 | 82986.0012 | 75% | 0 | 0 | DISom | 0 | 0 | 0 | 0 | 0 | 0 | 0 | 0 | 0 | SCHMAP | SO | SCHMAP.SO
1077 |  |  | SG | SCHMAP | 0 | 0 | 0 | 0 | 0 | 0 | 75% | 0 | 0 | 75% | 0 | 0 | DRB | 0 | 0 | 0 | 0 | 0 | 0 | 0 | 0 | 0 | SCHMAP | SG | SCHMAP.SG
1078 |  |  | SCHMDEXP | BOOKDEPR | 24679.6502 | 15335.3932 | 3886.4233 | 5412.4887 | 45.3449 | 0 | 75% | 11501.5449 | 3833.8483 | 75% | 2914.8175 | 971.6058 | PLNT | 949.7467 | 2729.3642 | 1013.8977 | 558.1249 | 161.3552 | 0 | 0 | 0 | 0 | SCHMAP | SCHMDEXP | SCHMAP.SCHMDEXP
1079 |  |  |  |  | 384235.4431 | 374891.1861 | 3886.4233 | 5412.4887 | 45.3449 | 0 |  | 260459.5485 | 114431.6376 |  | 2914.8175 | 971.6058 |  | 949.7467 | 2729.3642 | 1013.8977 | 558.1249 | 161.3552 |  |  |  |  | SCHMAP | NA | SCHMAP.NA1
1080 | [26 empty] | SCHMAP | NA | SCHMAP.NA2
1081 | SCHMAT | Additions - Temporary | [24 empty] | SCHMAT | NA | SCHMAT.NA
1082 |  |  | S | SCHMAT-SITUS | 8391168.78 | 6035515.7024 | 66676.703 | 1664894.8328 | 624081.5418 | 0 | 75% | 4526636.7768 | 1508878.9256 | 75% | 50007.5272 | 16669.1757 | PLNT | 292144.4266 | 839559.1495 | 311877.4201 | 171680.5774 | 49633.2593 | 0 | 0 | 0 | 0 | SCHMAT | S | SCHMAT.S
1083 |  |  | SGCT | P | 492509.3916 | 492509.3916 | 0 | 0 | 0 | 0 | 75% | 369382.0437 | 123127.3479 | 75% | 0 | 0 | DRB | 0 | 0 | 0 | 0 | 0 | 0 | 0 | 0 | 0 | SCHMAT | SGCT | SCHMAT.SGCT
1084 |  |  | CIAC | DPW | 51876474.4716 | 0 | 0 | 51876474.4716 | 0 | 0 | 75% | 0 | 0 | 75% | 0 | 0 | PLNT | 9102931.0605 | 26159831.7971 | 9717791.5991 | 5349396.8004 | 1546523.2145 | 0 | 0 | 0 | 0 | SCHMAT | CIAC | SCHMAT.CIAC
1085 |  |  | SNP | SCHMAT-SNP | 10678543.9027 | 5269243.0942 | 2596164.1919 | 2810959.3684 | 2177.2483 | 0 | 75% | 3951932.3206 | 1317310.7735 | 75% | 1947123.1439 | 649041.048 | DISom | 267288.5974 | 2340614.3454 | 20035.6869 | 0 | 183020.7387 | 0 | 0 | 0 | 0 | SCHMAT | SNP | SCHMAT.SNP
1086 |  |  | TROJD | P | -16088.5136 | -16088.5136 | 0 | 0 | 0 | 0 | 75% | -12066.3852 | -4022.1284 | 75% | 0 | 0 | DRB | 0 | 0 | 0 | 0 | 0 | 0 | 0 | 0 | 0 | SCHMAT | TROJD | SCHMAT.TROJD
1087 |  |  | SG | P | 0 | 0 | 0 | 0 | 0 | 0 | 75% | 0 | 0 | 75% | 0 | 0 | DRB | 0 | 0 | 0 | 0 | 0 | 0 | 0 | 0 | 0 | SCHMAT | SG | SCHMAT.SG
1088 |  |  | SE | SCHMAT-SE | -31467244.8886 | -31467244.8886 | 0 | 0 | 0 | 0 | 0% | 0 | -31467244.8886 | 0% | 0 | 0 | DRB | 0 | 0 | 0 | 0 | 0 | 0 | 0 | 0 | 0 | SCHMAT | SE | SCHMAT.SE
1089 |  |  | SG | P | -3551404.6343 | -3551404.6343 | 0 | 0 | 0 | 0 | 75% | -2663553.4757 | -887851.1586 | 75% | 0 | 0 | DRB | 0 | 0 | 0 | 0 | 0 | 0 | 0 | 0 | 0 | SCHMAT | SG | SCHMAT.SG1
1090 |  |  | GPS | SCHMAT | 100050.0536 | 39691.8579 | 22030.1013 | 36810.6144 | 1042.9224 | 474.5576 | 75% | 29768.8934 | 9922.9645 | 75% | 16522.576 | 5507.5253 | PLNT | 6459.2764 | 18562.5467 | 6895.5704 | 3795.8359 | 1097.3851 | 0 | 0 | 0 | 0 | SCHMAT | GPS | SCHMAT.GPS
1091 |  |  | SO | SCHMAT-SO | 18154631.8306 | 8513383.6629 | 2001444.2372 | 5624561.0955 | 2015242.835 | 0 | 75% | 6385037.7472 | 2128345.9157 | 75% | 1501083.1779 | 500361.0593 | DISom | 534828.4515 | 4683428.9156 | 40090.2078 | 0 | 366213.5206 | 0 | 0 | 0 | 0 | SCHMAT | SO | SCHMAT.SO
1092 |  |  | SNPD | SCHMAT-SNP | 664026.3677 | 327658.5632 | 161437.879 | 174794.5372 | 135.3883 | 0 | 75% | 245743.9224 | 81914.6408 | 75% | 121078.4092 | 40359.4697 | DISom | 16620.8687 | 145546.9637 | 1245.8838 | 0 | 11380.821 | 0 | 0 | 0 | 0 | SCHMAT | SNPD | SCHMAT.SNPD
1093 |  |  | BADDEBT | CUST | -34547.6469 | 0 | 0 | 0 | -34547.6469 | 0 | 75% | 0 | 0 | 75% | 0 | 0 | CUST | 0 | 0 | 0 | 0 | 0 | 0 | 0 | 0 | 0 | SCHMAT | BADDEBT | SCHMAT.BADDEBT
1094 |  |  | TAXDEPR | P | 0 | 0 | 0 | 0 | 0 | 0 | 75% | 0 | 0 | 75% | 0 | 0 | DRB | 0 | 0 | 0 | 0 | 0 | 0 | 0 | 0 | 0 | SCHMAT | TAXDEPR | SCHMAT.TAXDEPR
1095 |  |  | SCHMDEXP | BOOKDEPR | 319034821.8082 | 198241239.583 | 50239949.2342 | 69967457.4909 | 586175.5001 | 0 | 75% | 148680929.6873 | 49560309.8958 | 75% | 37679961.9257 | 12559987.3086 | PLNT | 12277413.77 | 35282600.4056 | 13106695.8104 | 7214902.2663 | 2085845.2386 | 0 | 0 | 0 | 0 | SCHMAT | SCHMDEXP | SCHMAT.SCHMDEXP
1096 |  |  |  |  | 374322940.9227 | 183884503.8187 | 55087702.3466 | 132155952.4108 | 3194307.789 | 474.5576 |  | 161513811.5305 | 22370692.2882 |  | 41315776.76 | 13771925.5867 |  | 22497686.4511 | 69470144.1235 | 23204632.1784 | 12739775.4799 | 4243714.1778 |  |  |  |  | SCHMAT | NA | SCHMAT.NA1
1097 | [26 empty] | SCHMAT | NA | SCHMAT.NA2
1098 | TOTAL SCHEDULE - M ADDITIONS |  |  |  | 374707176.3657 | 184259395.0048 | 55091588.77 | 132161364.8995 | 3194353.1339 | 474.5576 |  | 161774271.079 | 22485123.9258 |  | 41318691.5775 | 13772897.1925 |  | 22498636.1978 | 69472873.4878 | 23205646.0761 | 12740333.6048 | 4243875.533 | 0 | 0 | 0 | 0 | TOTAL SCHEDULE - M ADDITIONS | NA | TOTAL SCHEDULE - M ADDITIONS.NA
1099 | [26 empty] | TOTAL SCHEDULE - M ADDITIONS | NA | TOTAL SCHEDULE - M ADDITIONS.NA1
1100 | SCHMDF | Deductions - Flow Through | [24 empty] | SCHMDF | NA | SCHMDF.NA
1101 |  |  | S | SCHMDF | 0 | 0 | 0 | 0 | 0 | 0 | 75% | 0 | 0 | 75% | 0 | 0 | PLNT | 0 | 0 | 0 | 0 | 0 | 0 | 0 | 0 | 0 | SCHMDF | S | SCHMDF.S
1102 |  |  | DGP | SCHMDF | 0 | 0 | 0 | 0 | 0 | 0 | 75% | 0 | 0 | 75% | 0 | 0 | PLNT | 0 | 0 | 0 | 0 | 0 | 0 | 0 | 0 | 0 | SCHMDF | DGP | SCHMDF.DGP
1103 |  |  | DGU | SCHMDF | 0 | 0 | 0 | 0 | 0 | 0 | 75% | 0 | 0 | 75% | 0 | 0 | PLNT | 0 | 0 | 0 | 0 | 0 | 0 | 0 | 0 | 0 | SCHMDF | DGU | SCHMDF.DGU
1104 |  |  |  |  | 0 | 0 | 0 | 0 | 0 | 0 |  | 0 | 0 |  | 0 | 0 |  | 0 | 0 | 0 | 0 | 0 |  |  |  |  | SCHMDF | NA | SCHMDF.NA1
1105 | SCHMDP | Deductions - Permanent | [24 empty] | SCHMDP | NA | SCHMDP.NA
1106 |  |  | S | SCHMDP | 0 | 0 | 0 | 0 | 0 | 0 | 75% | 0 | 0 | 75% | 0 | 0 | PLNT | 0 | 0 | 0 | 0 | 0 | 0 | 0 | 0 | 0 | SCHMDP | S | SCHMDP.S
1107 |  |  | SE | P | 278141.5504 | 278141.5504 | 0 | 0 | 0 | 0 | 0% | 0 | 278141.5504 | 0% | 0 | 0 | DRB | 0 | 0 | 0 | 0 | 0 | 0 | 0 | 0 | 0 | SCHMDP | SE | SCHMDP.SE
1108 |  |  | SNP | PTD | 28837.0799 | 14530.2058 | 6902.0873 | 7404.7868 | 0 | 0 | 75% | 10897.6543 | 3632.5514 | 75% | 5176.5655 | 1725.5218 | DISom | 704.1066 | 6165.7776 | 52.7791 | 0 | 482.1235 | 0 | 0 | 0 | 0 | SCHMDP | SNP | SCHMDP.SNP
1109 |  |  | SCHMDEXP | IBT | -7125.0612 | -3429.6834 | 60.8981 | -3779.2073 | 42.0521 | -19.1207 | 75% | -2572.2626 | -857.4209 | 75% | 45.6736 | 15.2245 | DISom | -359.3574 | -3146.8498 | -26.9371 | 0 | -246.0631 | 0 | 0 | 0 | 0 | SCHMDP | SCHMDEXP | SCHMDP.SCHMDEXP
1110 |  |  | SG | P | 6924834.6912 | 6924834.6912 | 0 | 0 | 0 | 0 | 75% | 5193626.0184 | 1731208.6728 | 75% | 0 | 0 | DRB | 0 | 0 | 0 | 0 | 0 | 0 | 0 | 0 | 0 | SCHMDP | SG | SCHMDP.SG
1111 |  |  | SO | SCHMDP-SO | -12960.7915 | -6002.0601 | -1021.5118 | -4158.226 | -1778.9936 | 0 | 75% | -4501.5451 | -1500.515 | 75% | -766.1339 | -255.378 | DISom | -395.3975 | -3462.449 | -29.6386 | 0 | -270.7409 | 0 | 0 | 0 | 0 | SCHMDP | SO | SCHMDP.SO
1112 |  |  |  |  | 7211727.4687 | 7208074.7038 | 5941.4737 | -532.6465 | -1736.9416 | -19.1207 |  | 5197449.8651 | 2010624.8387 |  | 4456.1053 | 1485.3684 |  | -50.6483 | -443.5212 | -3.7965 | 0 | -34.6805 |  |  |  |  | SCHMDP | NA | SCHMDP.NA1
1113 | [26 empty] | SCHMDP | NA | SCHMDP.NA2
1114 | SCHMDT | Deductions - Temporary | [24 empty] | SCHMDT | NA | SCHMDT.NA
1115 |  |  | S | GP | 4038581 | 1970180.6335 | 981683.8195 | 1062988.6997 | 23727.8473 | 0 | 75% | 1477635.4751 | 492545.1584 | 75% | 736262.8646 | 245420.9549 | PLNT | 186526.0303 | 536034.9922 | 199124.9938 | 109613.2381 | 31689.4453 | 0 | 0 | 0 | 0 | SCHMDT | S | SCHMDT.S
1116 |  |  | BADDEBT | CUST | 0 | 0 | 0 | 0 | 0 | 0 | 75% | 0 | 0 | 75% | 0 | 0 | CUST | 0 | 0 | 0 | 0 | 0 | 0 | 0 | 0 | 0 | SCHMDT | BADDEBT | SCHMDT.BADDEBT
1117 |  |  | SNP | SCHMDT-SNP | 22359069.9071 | 11037409.5619 | 5435964.7259 | 5885695.6192 | 0 | 0 | 75% | 8278057.1714 | 2759352.3905 | 75% | 4076973.5445 | 1358991.1815 | DISom | 559659.2197 | 4900868.9893 | 41951.4974 | 0 | 383215.9128 | 0 | 0 | 0 | 0 | SCHMDT | SNP | SCHMDT.SNP
1118 |  |  | CN | CUST | 0 | 0 | 0 | 0 | 0 | 0 | 75% | 0 | 0 | 75% | 0 | 0 | CUST | 0 | 0 | 0 | 0 | 0 | 0 | 0 | 0 | 0 | SCHMDT | CN | SCHMDT.CN
1119 |  |  | SG | SCHMDT | 84090.1198 | 38441.6458 | 25809.3923 | 19016.5873 | 647.8133 | 174.6812 | 75% | 28831.2343 | 9610.4114 | 75% | 19357.0442 | 6452.3481 | PLNT | 3336.9015 | 9589.5246 | 3562.2936 | 1960.9519 | 566.9158 | 0 | 0 | 0 | 0 | SCHMDT | SG | SCHMDT.SG
1120 |  |  | DGP | CUST | 0 | 0 | 0 | 0 | 0 | 0 | 75% | 0 | 0 | 75% | 0 | 0 | CUST | 0 | 0 | 0 | 0 | 0 | 0 | 0 | 0 | 0 | SCHMDT | DGP | SCHMDT.DGP
1121 |  |  | SE | P | 13111399.4407 | 13111399.4407 | 0 | 0 | 0 | 0 | 0% | 0 | 13111399.4407 | 0% | 0 | 0 | DRB | 0 | 0 | 0 | 0 | 0 | 0 | 0 | 0 | 0 | SCHMDT | SE | SCHMDT.SE
1122 |  |  | SG | SCHMDT-SG | 90388780.2635 | 90336392.3208 | 52387.9426 | 0 | 0 | 0 | 75% | 67752294.2406 | 22584098.0802 | 75% | 39290.957 | 13096.9857 | DRB | 0 | 0 | 0 | 0 | 0 | 0 | 0 | 0 | 0 | SCHMDT | SG | SCHMDT.SG1
1123 |  |  | GPS | SCHMDT-GPS | -17325259.3758 | -8552501.7048 | -4212138.4846 | -4560619.1865 | 0 | 0 | 75% | -6414376.2786 | -2138125.4262 | 75% | -3159103.8634 | -1053034.6211 | PLNT | -800266.4497 | -2299790.6474 | -854320.7161 | -470281.7979 | -135959.5754 | 0 | 0 | 0 | 0 | SCHMDT | GPS | SCHMDT.GPS
1124 |  |  | SO | SCHMDT-SO | 22915517.2602 | 10179556.3496 | 2153983.3332 | 7950123.8807 | 2631853.6967 | 0 | 75% | 7634667.2622 | 2544889.0874 | 75% | 1615487.4999 | 538495.8333 | DISom | 755961.6426 | 6619865.8763 | 56666.1314 | 0 | 517630.2304 | 0 | 0 | 0 | 0 | SCHMDT | SO | SCHMDT.SO
1125 |  |  | TAXDEPR | TAXDEPR | 502780145 | 189567246.5551 | 181889635.8524 | 128680799.7024 | 2642462.8901 | 0 | 75% | 142175434.9163 | 47391811.6388 | 75% | 136417226.8893 | 45472408.9631 | DISom | 12236004.1388 | 107149227.8197 | 917198.6773 | 0 | 8378369.0666 | 0 | 0 | 0 | 0 | SCHMDT | TAXDEPR | SCHMDT.TAXDEPR
1126 |  |  | SNPD | DPW | 24377.8562 | 0 | 0 | 24377.8562 | 0 | 0 | 75% | 0 | 0 | 75% | 0 | 0 | PLNT | 4277.6605 | 12293.0601 | 4566.5965 | 2513.7951 | 726.7441 | 0 | 0 | 0 | 0 | SCHMDT | SNPD | SCHMDT.SNPD
1127 |  |  |  |  | 638376701.4716 | 307688124.8026 | 186327326.5814 | 139062383.159 | 5298692.2473 | 174.6812 |  | 220932544.0214 | 86755580.7812 |  | 139745494.9361 | 46581831.6454 |  | 12945499.1437 | 116928089.6148 | 368749.4739 | -356193.8128 | 9176238.7395 |  |  |  |  | SCHMDT | NA | SCHMDT.NA1
1128 | [26 empty] | SCHMDT | NA | SCHMDT.NA2
1129 | TOTAL SCHEDULE - M DEDUCTIONS |  |  |  | 645588428.9403 | 314896199.5064 | 186333268.0551 | 139061850.5125 | 5296955.3058 | 155.5605 |  | 226129993.8865 | 88766205.6199 |  | 139749951.0413 | 46583317.0138 |  | 12945448.4954 | 116927646.0936 | 368745.6773 | -356193.8128 | 9176204.0591 | 0 | 0 | 0 | 0 | TOTAL SCHEDULE - M DEDUCTIONS | NA | TOTAL SCHEDULE - M DEDUCTIONS.NA
1130 | [26 empty] | TOTAL SCHEDULE - M DEDUCTIONS | NA | TOTAL SCHEDULE - M DEDUCTIONS.NA1
1131 | TOTAL SCHEDULE - M ADJUSTMENTS |  |  |  | -270881252.5745 | -130636804.5016 | -131241679.2851 | -6900485.613 | -2102602.1719 | 318.9971 |  | -64355722.8076 | -66281081.694 |  | -98431259.4639 | -32810419.8213 |  | 9553187.7024 | -47454772.6058 | 22836900.3988 | 13096527.4176 | -4932328.5261 | 0 | 0 | 0 | 0 | TOTAL SCHEDULE - M ADJUSTMENTS | NA | TOTAL SCHEDULE - M ADJUSTMENTS.NA
1132 | [26 empty] | TOTAL SCHEDULE - M ADJUSTMENTS | NA | TOTAL SCHEDULE - M ADJUSTMENTS.NA1
1133 | 40911 | State Income Taxes | [24 empty] | 40911 | NA | 40911.NA
1134 |  |  |  | IBT | 9503441.3242 | 4574528.4094 | -81226.2447 | 5040725.129 | -56089.2491 | 25503.2797 | 75% | 3430896.307 | 1143632.1023 | 75% | -116662.3187 | 35436.074 | DRB | 2854220.4293 | -1660416.224 | 2840792.3036 | 1357500.6558 | -351372.0357 | 0 | 0 | 0 | 0 | 40911 | NA | 40911.NA1
1135 |  |  | IBT | IBT | 0 | 0 | 0 | 0 | 0 | 0 | 75% | 0 | 0 | 75% | 0 | 0 | DRB | 0 | 0 | 0 | 0 | 0 | 0 | 0 | 0 | 0 | 40911 | IBT | 40911.IBT
1136 |  |  | P | P | 0 | 0 | 0 | 0 | 0 | 0 | 75% | 0 | 0 | 75% | 0 | 0 | DRB | 0 | 0 | 0 | 0 | 0 | 0 | 0 | 0 | 0 | 40911 | P | 40911.P
1137 |  |  | IBT | IBT | 0 | 0 | 0 | 0 | 0 | 0 | 75% | 0 | 0 | 75% | 0 | 0 | DRB | 0 | 0 | 0 | 0 | 0 | 0 | 0 | 0 | 0 | 40911 | IBT | 40911.IBT1
1138 | TOTAL STATE TAXES |  |  |  | 9503441.3242 | 4574528.4094 | -81226.2447 | 5040725.129 | -56089.2491 | 25503.2797 |  | 3430896.307 | 1143632.1023 |  | -116662.3187 | 35436.074 |  | 2854220.4293 | -1660416.224 | 2840792.3036 | 1357500.6558 | -351372.0357 | 0 | 0 | 0 | 0 | TOTAL STATE TAXES | NA | TOTAL STATE TAXES.NA
1139 | [26 empty] | TOTAL STATE TAXES | NA | TOTAL STATE TAXES.NA1
1140 | Calculation of Taxable Income: | [25 empty] | Calculation of Taxable Income: | NA | Calculation of Taxable Income:.NA
1141 |  | Operating Revenues |  |  | 2176812430.6175 | 1472672194.5423 | 336837042.1725 | 318626892.7177 | 41358206.7621 | 7318094.4228 |  | 1104709122.3834 | 367963072.159 |  | 249942336.9425 | 86894705.23 |  | 68247318.3974 | 147401483.6436 | 65714015.9159 | 30695301.2757 | 6568773.485 | 0 | 0 | 0 | 0 | Calculation of Taxable Income: | NA | Calculation of Taxable Income:.NA1
1142 |  | Operating Deductions: | [24 empty] | Calculation of Taxable Income: | NA | Calculation of Taxable Income:.NA2
1143 |  | O & M Expenses |  |  | 1192924384.4754 | 942080135.8682 | 108395782.9931 | 99126956.4615 | 36738176.4716 | 6583332.681 |  | 342507326.662 | 599572809.2062 |  | 79839203.9059 | 28556579.0872 |  | 16964134.1734 | 70653226.5857 | 4507795.0253 | 2239956.6729 | 4761844.0041 | 0 | 0 | 0 | 0 | Calculation of Taxable Income: | NA | Calculation of Taxable Income:.NA3
1144 |  | Depreciation Expense |  |  | 281289038.3857 | 180585670.6064 | 48431126.026 | 51713993.866 | 558247.8873 | 0 |  | 135423231.0434 | 45162439.563 |  | 36323344.5195 | 12107781.5065 |  | -10780358.5914 | 40725429.4867 | 12131248.2028 | 6509899.2171 | 3127775.5508 | 0 | 0 | 0 | 0 | Calculation of Taxable Income: | NA | Calculation of Taxable Income:.NA4
1145 |  | Amortization Expense |  |  | 14397402.7932 | 13580333.5815 | 131145.6767 | -877032.1623 | 1562955.6972 | 0 |  | 10169458.9052 | 3410874.6762 |  | 98359.2576 | 32786.4192 |  | -153895.6414 | -442262.395 | -164290.5742 | -90437.7772 | -26145.7744 | 0 | 0 | 0 | 0 | Calculation of Taxable Income: | NA | Calculation of Taxable Income:.NA5
1146 |  | Taxes Other Than Income |  |  | 65878212.1881 | 32722247.9874 | 15735867.9446 | 17039141.8018 | 380344.7342 | 609.72 |  | 24541685.9905 | 8180561.9968 |  | 11801900.9584 | 3933966.9861 |  | 2989912.7636 | 8592354.9748 | 3191867.4263 | 1757041.7335 | 507964.9036 | 0 | 0 | 0 | 0 | Calculation of Taxable Income: | NA | Calculation of Taxable Income:.NA6
1147 |  | Interest & Dividends (AFUDC-Equity) |  |  | -14658034.6557 | -7150773.0077 | -3563022.6179 | -3858118.7795 | -86120.2506 | 0 |  | -5363079.7558 | -1787693.2519 |  | -2672266.9634 | -890755.6545 |  | -676996.4542 | -1945539.6565 | -722724.4073 | -397841.3812 | -115016.8803 | 0 | 0 | 0 | 0 | Calculation of Taxable Income: | NA | Calculation of Taxable Income:.NA7
1148 |  | Misc Revenue & Expense |  |  | 525243.8247 | -402312.0701 | -45.3366 | -55842.2686 | 983443.5 | 0 |  | -301734.0526 | -100578.0175 |  | -34.0024 | -11.3341 |  | -9798.8216 | -28159.6691 | -10460.6864 | -5758.3414 | -1664.7501 | 0 | 0 | 0 | 0 | Calculation of Taxable Income: | NA | Calculation of Taxable Income:.NA8
1149 |  | Total Operating Deductions |  |  | 1540356247.0113 | 1161415302.9657 | 169130854.6859 | 163089098.919 | 40137048.0398 | 6583942.401 |  | 506976888.7928 | 654438414.1728 |  | 125390507.6755 | 43740347.0104 |  | 8332997.4284 | 117555049.3266 | 18933434.9866 | 10012860.1236 | 8254757.0536 | 0 | 0 | 0 | 0 | Calculation of Taxable Income: | NA | Calculation of Taxable Income:.NA9
1150 |  | Other Deductions: | [24 empty] | Calculation of Taxable Income: | NA | Calculation of Taxable Income:.NA10
1151 |  | Interest Deductions |  |  | 156248029.618 | 79859549.4238 | 38253632.5348 | 37608120.3228 | 354002.5663 | 172724.7702 |  | 56322161.0145 | 23537388.4094 |  | 28690224.4011 | 9563408.1337 |  | 6599217.2772 | 18964706.2926 | 7044963.6267 | 3878073.0682 | 1121160.0581 | 0 | 0 | 0 | 0 | Calculation of Taxable Income: | NA | Calculation of Taxable Income:.NA11
1152 |  | Interest on PCRBS |  |  | 0 | 0 | 0 | 0 | 0 | 0 |  | 0 | 0 |  | 0 | 0 |  | 0 | 0 | 0 | 0 | 0 | 0 | 0 | 0 | 0 | Calculation of Taxable Income: | NA | Calculation of Taxable Income:.NA12
1153 |  | Schedule M Adjustments |  |  | -270881252.5745 | -130636804.5016 | -131241679.2851 | -6900485.613 | -2102602.1719 | 318.9971 |  | -64355722.8076 | -66281081.694 |  | -98431259.4639 | -32810419.8213 |  | 9553187.7024 | -47454772.6058 | 22836900.3988 | 13096527.4176 | -4932328.5261 | 0 | 0 | 0 | 0 | Calculation of Taxable Income: | NA | Calculation of Taxable Income:.NA13
1154 | [26 empty] | Calculation of Taxable Income: | NA | Calculation of Taxable Income:.NA14
1155 |  | Income Before State Taxes |  |  | 209326901.4137 | 100760537.6513 | -1789124.3334 | 111029187.863 | -1235446.0158 | 561746.2487 |  | 477054349.7685 | -376293812.1173 |  | -2569654.598 | 780530.2646 |  | 62868291.3942 | -36573044.5814 | 62572517.7015 | 29900895.5015 | -7739472.1528 | 0 | 0 | 0 | 0 | Calculation of Taxable Income: | NA | Calculation of Taxable Income:.NA15
1156 | [26 empty] | Calculation of Taxable Income: | NA | Calculation of Taxable Income:.NA16
1157 |  | State Income Taxes |  | SIT | 9503441.3242 | 4574528.4094 | -81226.2447 | 5040725.129 | -56089.2491 | 25503.2797 | 75% | 3430896.307 | 1143632.1023 | 75% | -60919.6836 | -20306.5612 | DRB | 1081832.6432 | 2329600.5405 | 1040655.8561 | 485227.703 | 103408.3862 | 0 | 0 | 0 | 0 | Calculation of Taxable Income: | NA | Calculation of Taxable Income:.NA17
1158 | [26 empty] | Calculation of Taxable Income: | NA | Calculation of Taxable Income:.NA18
1159 | Total Taxable Income |  |  |  | 199823460.0895 | 96186009.2419 | -1707898.0887 | 105988462.734 | -1179356.7667 | 536242.969 |  | 473623453.4615 | -377437444.2196 |  | -2508734.9145 | 800836.8258 |  | 61786458.751 | -38902645.1219 | 61531861.8453 | 29415667.7985 | -7842880.539 | 0 | 0 | 0 | 0 | Total Taxable Income | NA | Total Taxable Income.NA
1160 | [26 empty] | Total Taxable Income | NA | Total Taxable Income.NA1
1161 | Tax Rate |  |  |  | 35% | [21 empty] | Tax Rate | NA | Tax Rate.NA
1162 | [26 empty] | Tax Rate | NA | Tax Rate.NA1
1163 | Federal Income Tax - Calculated |  |  |  | 69938211.0313 | 33665103.2347 | -597764.331 | 37095961.9569 | -412774.8683 | 187685.0392 |  | 165768208.7115 | -132103105.4769 |  | -878057.2201 | 280292.889 |  | 21625260.5629 | -13615925.7927 | 21536151.6459 | 10295483.7295 | -2745008.1886 |  |  |  |  | Federal Income Tax - Calculated | NA | Federal Income Tax - Calculated.NA
1164 | [26 empty] | Federal Income Tax - Calculated | NA | Federal Income Tax - Calculated.NA1
1165 | Adjustments to Calculated Tax: | [25 empty] | Adjustments to Calculated Tax: | NA | Adjustments to Calculated Tax:.NA
1166 | 40910 | PMI | SE | P | -25001.8791 | -25001.8791 | 0 | 0 | 0 | 0 | 75% | -18751.4093 | -6250.4698 | 75% | 0 | 0 |  | 0 | 0 | 0 | 0 | 0 | 0 | 0 | 0 | 0 | 40910 | SE | 40910.SE
1167 | 40910 | PTC | SG | P | -25920689.9315 | -25920689.9315 | 0 | 0 | 0 | 0 | 75% | -19440517.4486 | -6480172.4829 | 75% | 0 | 0 |  | 0 | 0 | 0 | 0 | 0 | 0 | 0 | 0 | 0 | 40910 | SG | 40910.SG
1168 | 40910 | OTHER | SO | P | -192.6821 | -192.6821 | 0 | 0 | 0 | 0 | 75% | -144.5115 | -48.1705 | 75% | 0 | 0 |  | 0 | 0 | 0 | 0 | 0 | 0 | 0 | 0 | 0 | 40910 | SO | 40910.SO
1169 | 40910 | SITUS | S | LABOR | 0 | 0 | 0 | 0 | 0 | 0 | 75% | 0 | 0 | 75% | 0 | 0 |  | 0 | 0 | 0 | 0 | 0 | 0 | 0 | 0 | 0 | 40910 | S | 40910.S
1170 |  |  |  |  | -25945884.4927 | -25945884.4927 | 0 | 0 | 0 | 0 |  | -19459413.3695 | -6486471.1232 |  | 0 | 0 |  | 0 | 0 | 0 | 0 | 0 | 0 | 0 | 0 | 0 | 40910 | NA | 40910.NA
1171 | Federal Income Tax Per Calculation | [25 empty] | Federal Income Tax Per Calculation | NA | Federal Income Tax Per Calculation.NA
1172 | [26 empty] | Federal Income Tax Per Calculation | NA | Federal Income Tax Per Calculation.NA1
1173 | Adjustment to Book Tax | [25 empty] | Adjustment to Book Tax | NA | Adjustment to Book Tax .NA
1174 | [26 empty] | Adjustment to Book Tax | NA | Adjustment to Book Tax .NA1
1175 | Federal Income Tax Expense |  |  | FIT | 43992326.5386 | 7719218.7419 | -597764.331 | 37095961.9569 | -412774.8683 | 187685.0392 | 75% | 5789414.0565 | 1929804.6855 | 75% | -448323.2483 | -149441.0828 | DRB | 21625260.5629 | -13615925.7927 | 21536151.6459 | 10295483.7295 | -2745008.1886 | 0 | 0 | 0 | 0 | Federal Income Tax Expense | NA | Federal Income Tax Expense.NA
1176 |  |  |  |  | 0 | [21 empty] | Federal Income Tax Expense | NA | Federal Income Tax Expense.NA1
1177 | TOTAL OPERATING EXPENSES |  |  |  | 1707915104.8555 | 1232960079.5765 | 222034480.7494 | 205819006.819 | 40304406.9909 | 6797130.7199 |  | 560635471.251 | 672324608.3255 |  | 165068227.2231 | 56966253.5263 |  | 31097587.4262 | 106758236.6567 | 41516911.0655 | 20794967.9994 | 5651303.671 |  |  |  |  | TOTAL OPERATING EXPENSES | NA | TOTAL OPERATING EXPENSES.NA
1178 | [26 empty] | TOTAL OPERATING EXPENSES | NA | TOTAL OPERATING EXPENSES.NA1
1179 | [26 empty] | TOTAL OPERATING EXPENSES | NA | TOTAL OPERATING EXPENSES.NA2
1180 | 310 | Land and Land Rights | [24 empty] | 310 | NA | 310.NA
1181 |  |  | SG | P | 1019878.5272 | 1019878.5272 | 0 | 0 | 0 | 0 | 75% | 764908.8954 | 254969.6318 |  | 0 | 0 | [6 empty] | 0 | 0 | 0 | 0 | 310 | SG | 310.SG
1182 |  |  | SG | P | 15230237.462 | 15230237.462 | 0 | 0 | 0 | 0 | 75% | 11422678.0965 | 3807559.3655 |  | 0 | 0 | [6 empty] | 0 | 0 | 0 | 0 | 310 | SG | 310.SG1
1183 |  |  | SG | P | 23589324.4393 | 23589324.4393 | 0 | 0 | 0 | 0 | 75% | 17691993.3294 | 5897331.1098 |  | 0 | 0 | [6 empty] | 0 | 0 | 0 | 0 | 310 | SG | 310.SG2
1184 |  |  | S | P | 0 | 0 | 0 | 0 | 0 | 0 | 75% | 0 | 0 |  | 0 | 0 | [6 empty] | 0 | 0 | 0 | 0 | 310 | S | 310.S
1185 |  |  | SG | P | 1154398.3783 | 1154398.3783 | 0 | 0 | 0 | 0 | 75% | 865798.7837 | 288599.5946 | [9 empty] | 0 | 0 | 0 | 0 | 310 | SG | 310.SG3
1186 |  |  |  |  | 40993838.8068 | 40993838.8068 | 0 | 0 | 0 | 0 |  | 30745379.1051 | 10248459.7017 |  | 0 | 0 |  | 0 | 0 | 0 | 0 | 0 | 0 | 0 | 0 | 0 | 310 | NA | 310.NA1
1187 | [26 empty] | 310 | NA | 310.NA2
1188 | 311 | Structures and Improvements | [24 empty] | 311 | NA | 311.NA
1189 |  |  | SG | P | 100097991.5564 | 100097991.5564 | 0 | 0 | 0 | 0 | 75% | 75073493.6673 | 25024497.8891 |  | 0 | 0 | [6 empty] | 0 | 0 | 0 | 0 | 311 | SG | 311.SG
1190 |  |  | SG | P | 139964470.8261 | 139964470.8261 | 0 | 0 | 0 | 0 | 75% | 104973353.1196 | 34991117.7065 |  | 0 | 0 | [6 empty] | 0 | 0 | 0 | 0 | 311 | SG | 311.SG1
1191 |  |  | SG | P | 177854607.5879 | 177854607.5879 | 0 | 0 | 0 | 0 | 75% | 133390955.6909 | 44463651.897 |  | 0 | 0 | [6 empty] | 0 | 0 | 0 | 0 | 311 | SG | 311.SG2
1192 |  |  | SG | P | 28067613.6258 | 28067613.6258 | 0 | 0 | 0 | 0 | 75% | 21050710.2193 | 7016903.4064 | [9 empty] | 0 | 0 | 0 | 0 | 311 | SG | 311.SG3
1193 |  |  |  |  | 445984683.5961 | 445984683.5961 | 0 | 0 | 0 | 0 |  | 334488512.6971 | 111496170.899 |  | 0 | 0 |  | 0 | 0 | 0 | 0 | 0 | 0 | 0 | 0 | 0 | 311 | NA | 311.NA1
1194 | [26 empty] | 311 | NA | 311.NA2
1195 | 312 | Boiler Plant Equipment | [24 empty] | 312 | NA | 312.NA
1196 |  |  | SG | P | 268423889.9241 | 268423889.9241 | 0 | 0 | 0 | 0 | 75% | 201317917.4431 | 67105972.481 |  | 0 | 0 | [6 empty] | 0 | 0 | 0 | 0 | 312 | SG | 312.SG
1197 |  |  | SG | P | 232804859.1781 | 232804859.1781 | 0 | 0 | 0 | 0 | 75% | 174603644.3836 | 58201214.7945 |  | 0 | 0 | [6 empty] | 0 | 0 | 0 | 0 | 312 | SG | 312.SG1
1198 |  |  | SG | P | 1236132036.1154 | 1236132036.1154 | 0 | 0 | 0 | 0 | 75% | 927099027.0865 | 309033009.0288 |  | 0 | 0 | [6 empty] | 0 | 0 | 0 | 0 | 312 | SG | 312.SG2
1199 |  |  | SG | P | 146198445.113 | 146198445.113 | 0 | 0 | 0 | 0 | 75% | 109648833.8348 | 36549611.2783 | [9 empty] | 0 | 0 | 0 | 0 | 312 | SG | 312.SG3
1200 |  |  |  |  | 1883559230.3306 | 1883559230.3306 | 0 | 0 | 0 | 0 |  | 1412669422.7479 | 470889807.5826 |  | 0 | 0 |  | 0 | 0 | 0 | 0 | 0 | 0 | 0 | 0 | 0 | 312 | NA | 312.NA1
1201 | [26 empty] | 312 | NA | 312.NA2
1202 | 314 | Turbogenerator Units | [24 empty] | 314 | NA | 314.NA
1203 |  |  | SG | P | 50174303.6286 | 50174303.6286 | 0 | 0 | 0 | 0 | 75% | 37630727.7214 | 12543575.9071 |  | 0 | 0 | [6 empty] | 0 | 0 | 0 | 0 | 314 | SG | 314.SG
1204 |  |  | SG | P | 57577711.6224 | 57577711.6224 | 0 | 0 | 0 | 0 | 75% | 43183283.7168 | 14394427.9056 |  | 0 | 0 | [6 empty] | 0 | 0 | 0 | 0 | 314 | SG | 314.SG1
1205 |  |  | SG | P | 298845805.2095 | 298845805.2095 | 0 | 0 | 0 | 0 | 75% | 224134353.9071 | 74711451.3024 |  | 0 | 0 | [6 empty] | 0 | 0 | 0 | 0 | 314 | SG | 314.SG2
1206 |  |  | SG | P | 29651678.3463 | 29651678.3463 | 0 | 0 | 0 | 0 | 75% | 22238758.7597 | 7412919.5866 | [9 empty] | 0 | 0 | 0 | 0 | 314 | SG | 314.SG3
1207 |  |  |  |  | 436249498.8068 | 436249498.8068 | 0 | 0 | 0 | 0 |  | 327187124.1051 | 109062374.7017 |  | 0 | 0 |  | 0 | 0 | 0 | 0 | 0 | 0 | 0 | 0 | 0 | 314 | NA | 314.NA1
1208 | [26 empty] | 314 | NA | 314.NA2
1209 | 315 | Accessory Electric Equipment | [24 empty] | 315 | NA | 315.NA
1210 |  |  | SG | P | 37920626.1728 | 37920626.1728 | 0 | 0 | 0 | 0 | 75% | 28440469.6296 | 9480156.5432 |  | 0 | 0 | [6 empty] | 0 | 0 | 0 | 0 | 315 | SG | 315.SG
1211 |  |  | SG | P | 59857681.8596 | 59857681.8596 | 0 | 0 | 0 | 0 | 75% | 44893261.3947 | 14964420.4649 |  | 0 | 0 | [6 empty] | 0 | 0 | 0 | 0 | 315 | SG | 315.SG1
1212 |  |  | SG | P | 88433400.832 | 88433400.832 | 0 | 0 | 0 | 0 | 75% | 66325050.624 | 22108350.208 |  | 0 | 0 | [6 empty] | 0 | 0 | 0 | 0 | 315 | SG | 315.SG2
1213 |  |  | SG | P | 29776497.5607 | 29776497.5607 | 0 | 0 | 0 | 0 | 75% | 22332373.1705 | 7444124.3902 | [9 empty] | 0 | 0 | 0 | 0 | 315 | SG | 315.SG3
1214 |  |  |  |  | 215988206.4251 | 215988206.4251 | 0 | 0 | 0 | 0 |  | 161991154.8189 | 53997051.6063 |  | 0 | 0 |  | 0 | 0 | 0 | 0 | 0 | 0 | 0 | 0 | 0 | 315 | NA | 315.NA1
1215 | [26 empty] | 315 | NA | 315.NA2
1216 | 316 | Misc Power Plant Equipment | [24 empty] | 316 | NA | 316.NA
1217 |  |  | SG | P | 1367310.9673 | 1367310.9673 | 0 | 0 | 0 | 0 | 75% | 1025483.2255 | 341827.7418 |  | 0 | 0 | [6 empty] | 0 | 0 | 0 | 0 | 316 | SG | 316.SG
1218 |  |  | SG | P | 2207142.8392 | 2207142.8392 | 0 | 0 | 0 | 0 | 75% | 1655357.1294 | 551785.7098 |  | 0 | 0 | [6 empty] | 0 | 0 | 0 | 0 | 316 | SG | 316.SG1
1219 |  |  | SG | P | 8316047.0296 | 8316047.0296 | 0 | 0 | 0 | 0 | 75% | 6237035.2722 | 2079011.7574 |  | 0 | 0 | [6 empty] | 0 | 0 | 0 | 0 | 316 | SG | 316.SG2
1220 |  |  | SG | P | 1793547.7803 | 1793547.7803 | 0 | 0 | 0 | 0 | 75% | 1345160.8352 | 448386.9451 | [9 empty] | 0 | 0 | 0 | 0 | 316 | SG | 316.SG3
1221 |  |  |  |  | 13684048.6164 | 13684048.6164 | 0 | 0 | 0 | 0 |  | 10263036.4623 | 3421012.1541 |  | 0 | 0 |  | 0 | 0 | 0 | 0 | 0 | 0 | 0 | 0 | 0 | 316 | NA | 316.NA1
1222 | [26 empty] | 316 | NA | 316.NA2
1223 | [26 empty] | 316 | NA | 316.NA3
1224 | SP | Unclassified Steam Plant - Account 300 | [24 empty] | SP | NA | SP.NA
1225 |  |  | SG | P | -1019230.555 | -1019230.555 | 0 | 0 | 0 | 0 | 75% | -764422.9163 | -254807.6388 |  | 0 | 0 | [6 empty] | 0 | 0 | 0 | 0 | SP | SG | SP.SG
1226 |  |  |  |  | -1019230.555 | -1019230.555 | 0 | 0 | 0 | 0 |  | -764422.9163 | -254807.6388 |  | 0 | 0 |  | 0 | 0 | 0 | 0 | 0 | 0 | 0 | 0 | 0 | SP | NA | SP.NA1
1227 | [26 empty] | SP | NA | SP.NA2
1228 | [26 empty] | SP | NA | SP.NA3
1229 | Total Steam Production Plant |  |  |  | 3035440276.0267 | 3035440276.0267 | 0 | 0 | 0 | 0 |  | 2276580207.02 | 758860069.0067 |  | 0 | 0 |  | 0 | 0 | 0 | 0 | 0 | 0 | 0 | 0 | 0 | Total Steam Production Plant | NA | Total Steam Production Plant.NA
1230 | [26 empty] | Total Steam Production Plant | NA | Total Steam Production Plant.NA1
1231 | 320 | Land and Land Rights | [24 empty] | 320 | NA | 320.NA
1232 |  |  | SG | P | 0 | 0 | 0 | 0 | 0 | 0 | 75% | 0 | 0 |  | 0 | 0 | [6 empty] | 0 | 0 | 0 | 0 | 320 | SG | 320.SG
1233 |  |  |  |  | 0 | 0 | 0 | 0 | 0 | 0 |  | 0 | 0 |  | 0 | 0 |  | 0 | 0 | 0 | 0 | 0 | 0 | 0 | 0 | 0 | 320 | NA | 320.NA1
1234 | [26 empty] | 320 | NA | 320.NA2
1235 | 321 | Structures and Improvements | [24 empty] | 321 | NA | 321.NA
1236 |  |  | SG | P | 0 | 0 | 0 | 0 | 0 | 0 | 75% | 0 | 0 |  | 0 | 0 | [6 empty] | 0 | 0 | 0 | 0 | 321 | SG | 321.SG
1237 |  |  |  |  | 0 | 0 | 0 | 0 | 0 | 0 |  | 0 | 0 |  | 0 | 0 |  | 0 | 0 | 0 | 0 | 0 | 0 | 0 | 0 | 0 | 321 | NA | 321.NA1
1238 | [26 empty] | 321 | NA | 321.NA2
1239 | 322 | Reactor Plant Equipment | [24 empty] | 322 | NA | 322.NA
1240 |  |  | SG | P | 0 | 0 | 0 | 0 | 0 | 0 | 75% | 0 | 0 |  | 0 | 0 | [6 empty] | 0 | 0 | 0 | 0 | 322 | SG | 322.SG
1241 |  |  |  |  | 0 | 0 | 0 | 0 | 0 | 0 |  | 0 | 0 |  | 0 | 0 |  | 0 | 0 | 0 | 0 | 0 | 0 | 0 | 0 | 0 | 322 | NA | 322.NA1
1242 | [26 empty] | 322 | NA | 322.NA2
1243 | 323 | Turbogenerator Units | [24 empty] | 323 | NA | 323.NA
1244 |  |  | SG | P | 0 | 0 | 0 | 0 | 0 | 0 | 75% | 0 | 0 |  | 0 | 0 | [6 empty] | 0 | 0 | 0 | 0 | 323 | SG | 323.SG
1245 |  |  |  |  | 0 | 0 | 0 | 0 | 0 | 0 |  | 0 | 0 |  | 0 | 0 |  | 0 | 0 | 0 | 0 | 0 | 0 | 0 | 0 | 0 | 323 | NA | 323.NA1
1246 | [26 empty] | 323 | NA | 323.NA2
1247 | 324 | Land and Land Rights | [24 empty] | 324 | NA | 324.NA
1248 |  |  | SG | P | 0 | 0 | 0 | 0 | 0 | 0 | 75% | 0 | 0 |  | 0 | 0 | [6 empty] | 0 | 0 | 0 | 0 | 324 | SG | 324.SG
1249 |  |  |  |  | 0 | 0 | 0 | 0 | 0 | 0 |  | 0 | 0 |  | 0 | 0 |  | 0 | 0 | 0 | 0 | 0 | 0 | 0 | 0 | 0 | 324 | NA | 324.NA1
1250 | [26 empty] | 324 | NA | 324.NA2
1251 | 325 | Misc. Power Plant Equipment | [24 empty] | 325 | NA | 325.NA
1252 |  |  | SG | P | 0 | 0 | 0 | 0 | 0 | 0 | 75% | 0 | 0 |  | 0 | 0 | [6 empty] | 0 | 0 | 0 | 0 | 325 | SG | 325.SG
1253 |  |  |  |  | 0 | 0 | 0 | 0 | 0 | 0 |  | 0 | 0 |  | 0 | 0 |  | 0 | 0 | 0 | 0 | 0 | 0 | 0 | 0 | 0 | 325 | NA | 325.NA1
1254 | [26 empty] | 325 | NA | 325.NA2
1255 | [26 empty] | 325 | NA | 325.NA3
1256 | N00 | Unclassified Nuclear Plant - Acct 300 | [24 empty] | N00 | NA | N00.NA
1257 |  |  | SG | P | 0 | 0 | 0 | 0 | 0 | 0 | 75% | 0 | 0 |  | 0 | 0 | [6 empty] | 0 | 0 | 0 | 0 | N00 | SG | N00.SG
1258 |  |  |  |  | 0 | 0 | 0 | 0 | 0 | 0 |  | 0 | 0 |  | 0 | 0 |  | 0 | 0 | 0 | 0 | 0 | 0 | 0 | 0 | 0 | N00 | NA | N00.NA1
1259 | [26 empty] | N00 | NA | N00.NA2
1260 | [26 empty] | N00 | NA | N00.NA3
1261 | Total Nuclear Production Plant |  |  |  | 0 | 0 | 0 | 0 | 0 | 0 |  | 0 | 0 |  | 0 | 0 |  | 0 | 0 | 0 | 0 | 0 | 0 | 0 | 0 | 0 | Total Nuclear Production Plant | NA | Total Nuclear Production Plant.NA
1262 | [26 empty] | Total Nuclear Production Plant | NA | Total Nuclear Production Plant.NA1
1263 | 330 | Land and Land Rights | [24 empty] | 330 | NA | 330.NA
1264 |  |  | SG | P | 4526110.9133 | 4526110.9133 | 0 | 0 | 0 | 0 | 75% | 3394583.185 | 1131527.7283 |  | 0 | 0 | [6 empty] | 0 | 0 | 0 | 0 | 330 | SG | 330.SG
1265 |  |  | SG | P | 2307858.4919 | 2307858.4919 | 0 | 0 | 0 | 0 | 75% | 1730893.8689 | 576964.623 |  | 0 | 0 | [6 empty] | 0 | 0 | 0 | 0 | 330 | SG | 330.SG1
1266 |  |  | SG | P | 6589762.238 | 6589762.238 | 0 | 0 | 0 | 0 | 75% | 4942321.6785 | 1647440.5595 |  | 0 | 0 | [6 empty] | 0 | 0 | 0 | 0 | 330 | SG | 330.SG2
1267 |  |  | SG | P | 294116.3097 | 294116.3097 | 0 | 0 | 0 | 0 | 75% | 220587.2323 | 73529.0774 | [9 empty] | 0 | 0 | 0 | 0 | 330 | SG | 330.SG3
1268 |  |  |  |  | 13717847.9528 | 13717847.9528 | 0 | 0 | 0 | 0 |  | 10288385.9646 | 3429461.9882 |  | 0 | 0 |  | 0 | 0 | 0 | 0 | 0 | 0 | 0 | 0 | 0 | 330 | NA | 330.NA1
1269 | [26 empty] | 330 | NA | 330.NA2
1270 | 331 | Structures and Improvements | [24 empty] | 331 | NA | 331.NA
1271 |  |  | SG | P | 8817161.8526 | 8817161.8526 | 0 | 0 | 0 | 0 | 75% | 6612871.3894 | 2204290.4631 |  | 0 | 0 | [6 empty] | 0 | 0 | 0 | 0 | 331 | SG | 331.SG
1272 |  |  | SG | P | 2243706.3036 | 2243706.3036 | 0 | 0 | 0 | 0 | 75% | 1682779.7277 | 560926.5759 |  | 0 | 0 | [6 empty] | 0 | 0 | 0 | 0 | 331 | SG | 331.SG1
1273 |  |  | SG | P | 95700489.2153 | 95700489.2153 | 0 | 0 | 0 | 0 | 75% | 71775366.9114 | 23925122.3038 |  | 0 | 0 | [6 empty] | 0 | 0 | 0 | 0 | 331 | SG | 331.SG2
1274 |  |  | SG | P | 4144602.6003 | 4144602.6003 | 0 | 0 | 0 | 0 | 75% | 3108451.9502 | 1036150.6501 | [9 empty] | 0 | 0 | 0 | 0 | 331 | SG | 331.SG3
1275 |  |  |  |  | 110905959.9717 | 110905959.9717 | 0 | 0 | 0 | 0 |  | 83179469.9788 | 27726489.9929 |  | 0 | 0 |  | 0 | 0 | 0 | 0 | 0 | 0 | 0 | 0 | 0 | 331 | NA | 331.NA1
1276 | [26 empty] | 331 | NA | 331.NA2
1277 | 332 | Reservoirs, Dams & Waterways | [24 empty] | 332 | NA | 332.NA
1278 |  |  | SG | P | 64335231.0745 | 64335231.0745 | 0 | 0 | 0 | 0 | 75% | 48251423.3059 | 16083807.7686 |  | 0 | 0 | [6 empty] | 0 | 0 | 0 | 0 | 332 | SG | 332.SG
1279 |  |  | SG | P | 8340869.577 | 8340869.577 | 0 | 0 | 0 | 0 | 75% | 6255652.1827 | 2085217.3942 |  | 0 | 0 | [6 empty] | 0 | 0 | 0 | 0 | 332 | SG | 332.SG1
1280 |  |  | SG | P | 108073167.9834 | 108073167.9834 | 0 | 0 | 0 | 0 | 75% | 81054875.9876 | 27018291.9959 |  | 0 | 0 | [6 empty] | 0 | 0 | 0 | 0 | 332 | SG | 332.SG2
1281 |  |  | SG | P | 30684654.136 | 30684654.136 | 0 | 0 | 0 | 0 | 75% | 23013490.602 | 7671163.534 | [9 empty] | 0 | 0 | 0 | 0 | 332 | SG | 332.SG3
1282 |  |  |  |  | 211433922.7709 | 211433922.7709 | 0 | 0 | 0 | 0 |  | 158575442.0781 | 52858480.6927 |  | 0 | 0 |  | 0 | 0 | 0 | 0 | 0 | 0 | 0 | 0 | 0 | 332 | NA | 332.NA1
1283 | [26 empty] | 332 | NA | 332.NA2
1284 | 333 | Water Wheel, Turbines, & Generators | [24 empty] | 333 | NA | 333.NA
1285 |  |  | SG | P | 12727333.802 | 12727333.802 | 0 | 0 | 0 | 0 | 75% | 9545500.3515 | 3181833.4505 |  | 0 | 0 | [6 empty] | 0 | 0 | 0 | 0 | 333 | SG | 333.SG
1286 |  |  | SG | P | 3617677.6685 | 3617677.6685 | 0 | 0 | 0 | 0 | 75% | 2713258.2514 | 904419.4171 |  | 0 | 0 | [6 empty] | 0 | 0 | 0 | 0 | 333 | SG | 333.SG1
1287 |  |  | SG | P | 25872053.8547 | 25872053.8547 | 0 | 0 | 0 | 0 | 75% | 19404040.3911 | 6468013.4637 |  | 0 | 0 | [6 empty] | 0 | 0 | 0 | 0 | 333 | SG | 333.SG2
1288 |  |  | SG | P | 13506642.4584 | 13506642.4584 | 0 | 0 | 0 | 0 | 75% | 10129981.8438 | 3376660.6146 | [9 empty] | 0 | 0 | 0 | 0 | 333 | SG | 333.SG3
1289 |  |  |  |  | 55723707.7836 | 55723707.7836 | 0 | 0 | 0 | 0 |  | 41792780.8377 | 13930926.9459 |  | 0 | 0 |  | 0 | 0 | 0 | 0 | 0 | 0 | 0 | 0 | 0 | 333 | NA | 333.NA1
1290 | [26 empty] | 333 | NA | 333.NA2
1291 | 334 | Accessory Electric Equipment | [24 empty] | 334 | NA | 334.NA
1292 |  |  | SG | P | 1762929.7398 | 1762929.7398 | 0 | 0 | 0 | 0 | 75% | 1322197.3048 | 440732.4349 |  | 0 | 0 | [6 empty] | 0 | 0 | 0 | 0 | 334 | SG | 334.SG
1293 |  |  | SG | P | 1498457.634 | 1498457.634 | 0 | 0 | 0 | 0 | 75% | 1123843.2255 | 374614.4085 |  | 0 | 0 | [6 empty] | 0 | 0 | 0 | 0 | 334 | SG | 334.SG1
1294 |  |  | SG | P | 27355030.9936 | 27355030.9936 | 0 | 0 | 0 | 0 | 75% | 20516273.2452 | 6838757.7484 |  | 0 | 0 | [6 empty] | 0 | 0 | 0 | 0 | 334 | SG | 334.SG2
1295 |  |  | SG | P | 3597428.2075 | 3597428.2075 | 0 | 0 | 0 | 0 | 75% | 2698071.1557 | 899357.0519 | [9 empty] | 0 | 0 | 0 | 0 | 334 | SG | 334.SG3
1296 |  |  |  |  | 34213846.5749 | 34213846.5749 | 0 | 0 | 0 | 0 |  | 25660384.9312 | 8553461.6437 |  | 0 | 0 |  | 0 | 0 | 0 | 0 | 0 | 0 | 0 | 0 | 0 | 334 | NA | 334.NA1
1297 | [26 empty] | 334 | NA | 334.NA2
1298 | 335 | Misc. Power Plant Equipment | [24 empty] | 335 | NA | 335.NA
1299 |  |  | SG | P | 498933.2049 | 498933.2049 | 0 | 0 | 0 | 0 | 75% | 374199.9037 | 124733.3012 |  | 0 | 0 | [6 empty] | 0 | 0 | 0 | 0 | 335 | SG | 335.SG
1300 |  |  | SG | P | 69892.0549 | 69892.0549 | 0 | 0 | 0 | 0 | 75% | 52419.0412 | 17473.0137 |  | 0 | 0 | [6 empty] | 0 | 0 | 0 | 0 | 335 | SG | 335.SG1
1301 |  |  | SG | P | 460655.5654 | 460655.5654 | 0 | 0 | 0 | 0 | 75% | 345491.6741 | 115163.8914 |  | 0 | 0 | [6 empty] | 0 | 0 | 0 | 0 | 335 | SG | 335.SG2
1302 |  |  | SG | P | 7815.1257 | 7815.1257 | 0 | 0 | 0 | 0 | 75% | 5861.3442 | 1953.7814 | [9 empty] | 0 | 0 | 0 | 0 | 335 | SG | 335.SG3
1303 |  |  |  |  | 1037295.9509 | 1037295.9509 | 0 | 0 | 0 | 0 |  | 777971.9632 | 259323.9877 |  | 0 | 0 |  | 0 | 0 | 0 | 0 | 0 | 0 | 0 | 0 | 0 | 335 | NA | 335.NA1
1304 | [26 empty] | 335 | NA | 335.NA2
1305 | 336 | Roads, Railroads & Bridges | [24 empty] | 336 | NA | 336.NA
1306 |  |  | SG | P | 1896090.7093 | 1896090.7093 | 0 | 0 | 0 | 0 | 75% | 1422068.032 | 474022.6773 |  | 0 | 0 | [6 empty] | 0 | 0 | 0 | 0 | 336 | SG | 336.SG
1307 |  |  | SG | P | 361483.5726 | 361483.5726 | 0 | 0 | 0 | 0 | 75% | 271112.6794 | 90370.8931 |  | 0 | 0 | [6 empty] | 0 | 0 | 0 | 0 | 336 | SG | 336.SG1
1308 |  |  | SG | P | 6438656.0932 | 6438656.0932 | 0 | 0 | 0 | 0 | 75% | 4828992.0699 | 1609664.0233 |  | 0 | 0 | [6 empty] | 0 | 0 | 0 | 0 | 336 | SG | 336.SG2
1309 |  |  | SG | P | 442273.7323 | 442273.7323 | 0 | 0 | 0 | 0 | 75% | 331705.2992 | 110568.4331 | [9 empty] | 0 | 0 | 0 | 0 | 336 | SG | 336.SG3
1310 |  |  |  |  | 9138504.1074 | 9138504.1074 | 0 | 0 | 0 | 0 |  | 6853878.0806 | 2284626.0269 |  | 0 | 0 |  | 0 | 0 | 0 | 0 | 0 | 0 | 0 | 0 | 0 | 336 | NA | 336.NA1
1311 | [26 empty] | 336 | NA | 336.NA2
1312 | [26 empty] | 336 | NA | 336.NA3
1313 | HP | Unclassified Hydro Plant - Acct 300 | [24 empty] | HP | NA | HP.NA
1314 |  |  | S | P | 0 | 0 | 0 | 0 | 0 | 0 | 75% | 0 | 0 |  | 0 | 0 | [6 empty] | 0 | 0 | 0 | 0 | HP | S | HP.S
1315 |  |  | SG | P | 0 | 0 | 0 | 0 | 0 | 0 | 75% | 0 | 0 | [9 empty] | 0 | 0 | 0 | 0 | HP | SG | HP.SG
1316 |  |  |  |  | 0 | 0 | 0 | 0 | 0 | 0 |  | 0 | 0 |  | 0 | 0 |  | 0 | 0 | 0 | 0 | 0 | 0 | 0 | 0 | 0 | HP | NA | HP.NA1
1317 | [26 empty] | HP | NA | HP.NA2
1318 | [26 empty] | HP | NA | HP.NA3
1319 | Total Hydraulic Plant |  |  |  | 436171085.1122 | 436171085.1122 | 0 | 0 | 0 | 0 |  | 327128313.8341 | 109042771.278 |  | 0 | 0 |  | 0 | 0 | 0 | 0 | 0 | 0 | 0 | 0 | 0 | Total Hydraulic Plant | NA | Total Hydraulic Plant.NA
1320 | [26 empty] | Total Hydraulic Plant | NA | Total Hydraulic Plant.NA1
1321 | 340 | Land and Land Rights | [24 empty] | 340 | NA | 340.NA
1322 |  |  | SG | P | 16352163.4462 | 16352163.4462 | 0 | 0 | 0 | 0 | 75% | 12264122.5847 | 4088040.8616 |  | 0 | 0 | [6 empty] | 0 | 0 | 0 | 0 | 340 | SG | 340.SG
1323 |  | SG-W | SG | P | 2363706.7981 | 2363706.7981 | 0 | 0 | 0 | 0 | 75% | 1772780.0986 | 590926.6995 |  | 0 | 0 | [6 empty] | 0 | 0 | 0 | 0 | 340 | SG | 340.SG1
1324 |  | SSGCT | SG | P | 95075.3206 | 95075.3206 | 0 | 0 | 0 | 0 | 75% | 71306.4905 | 23768.8302 |  | 0 | 0 | [6 empty] | 0 | 0 | 0 | 0 | 340 | SG | 340.SG2
1325 |  |  |  |  | 18810945.565 | 18810945.565 | 0 | 0 | 0 | 0 |  | 14108209.1737 | 4702736.3912 |  | 0 | 0 |  | 0 | 0 | 0 | 0 | 0 | 0 | 0 | 0 | 0 | 340 | NA | 340.NA1
1326 | [26 empty] | 340 | NA | 340.NA2
1327 | 341 | Structures and Improvements | [24 empty] | 341 | NA | 341.NA
1328 |  |  | SG | P | 74257451.2515 | 74257451.2515 | 0 | 0 | 0 | 0 | 75% | 55693088.4386 | 18564362.8129 |  | 0 | 0 | [6 empty] | 0 | 0 | 0 | 0 | 341 | SG | 341.SG
1329 |  |  | SG | P | 0 | 0 | 0 | 0 | 0 | 0 | 75% | 0 | 0 |  | 0 | 0 | [6 empty] | 0 | 0 | 0 | 0 | 341 | SG | 341.SG1
1330 |  | SG-W | SG | P | 23177499.9512 | 23177499.9512 | 0 | 0 | 0 | 0 | 75% | 17383124.9634 | 5794374.9878 |  | 0 | 0 | [6 empty] | 0 | 0 | 0 | 0 | 341 | SG | 341.SG2
1331 |  |  | SG | P | 1871784.2792 | 1871784.2792 | 0 | 0 | 0 | 0 | 75% | 1403838.2094 | 467946.0698 |  | 0 | 0 | [6 empty] | 0 | 0 | 0 | 0 | 341 | SG | 341.SG3
1332 |  |  |  |  | 99306735.482 | 99306735.482 | 0 | 0 | 0 | 0 |  | 74480051.6115 | 24826683.8705 |  | 0 | 0 |  | 0 | 0 | 0 | 0 | 0 | 0 | 0 | 0 | 0 | 341 | NA | 341.NA1
1333 | [26 empty] | 341 | NA | 341.NA2
1334 | 342 | Fuel Holders, Producers & Accessories | [24 empty] | 342 | NA | 342.NA
1335 |  |  | SG | P | 5880417.8681 | 5880417.8681 | 0 | 0 | 0 | 0 | 75% | 4410313.401 | 1470104.467 |  | 0 | 0 | [6 empty] | 0 | 0 | 0 | 0 | 342 | SG | 342.SG
1336 |  |  | SG | P | 0 | 0 | 0 | 0 | 0 | 0 | 75% | 0 | 0 |  | 0 | 0 | [6 empty] | 0 | 0 | 0 | 0 | 342 | SG | 342.SG1
1337 |  |  | SG | P | 1072792.9841 | 1072792.9841 | 0 | 0 | 0 | 0 | 75% | 804594.738 | 268198.246 |  | 0 | 0 | [6 empty] | 0 | 0 | 0 | 0 | 342 | SG | 342.SG2
1338 |  |  |  |  | 6953210.8521 | 6953210.8521 | 0 | 0 | 0 | 0 |  | 5214908.1391 | 1738302.713 |  | 0 | 0 |  | 0 | 0 | 0 | 0 | 0 | 0 | 0 | 0 | 0 | 342 | NA | 342.NA1
1339 | [26 empty] | 342 | NA | 342.NA2
1340 | 343 | Prime Movers | [24 empty] | 343 | NA | 343.NA
1341 |  |  | SG | P | 0 | 0 | 0 | 0 | 0 | 0 | 75% | 0 | 0 |  | 0 | 0 | [6 empty] | 0 | 0 | 0 | 0 | 343 | SG | 343.SG
1342 |  |  | SG | P | 782865241.863 | 782865241.863 | 0 | 0 | 0 | 0 | 75% | 587148931.3972 | 195716310.4657 |  | 0 | 0 | [6 empty] | 0 | 0 | 0 | 0 | 343 | SG | 343.SG1
1343 |  | SG-W | SG | P | 473392546.292 | 473392546.292 | 0 | 0 | 0 | 0 | 75% | 355044409.719 | 118348136.573 |  | 0 | 0 | [6 empty] | 0 | 0 | 0 | 0 | 343 | SG | 343.SG2
1344 |  |  | SG | P | 24102779.4339 | 24102779.4339 | 0 | 0 | 0 | 0 | 75% | 18077084.5754 | 6025694.8585 | [9 empty] | 0 | 0 | 0 | 0 | 343 | SG | 343.SG3
1345 |  |  |  |  | 1280360567.5889 | 1280360567.5889 | 0 | 0 | 0 | 0 |  | 960270425.6916 | 320090141.8972 |  | 0 | 0 |  | 0 | 0 | 0 | 0 | 0 | 0 | 0 | 0 | 0 | 343 | NA | 343.NA1
1346 | [26 empty] | 343 | NA | 343.NA2
1347 | 344 | Generators | [24 empty] | 344 | NA | 344.NA
1348 |  |  | S | P | 0 | 0 | 0 | 0 | 0 | 0 | 75% | 0 | 0 |  | 0 | 0 | [6 empty] | 0 | 0 | 0 | 0 | 344 | S | 344.S
1349 |  |  | SG | P | 24431483.1413 | 24431483.1413 | 0 | 0 | 0 | 0 | 75% | 18323612.356 | 6107870.7853 |  | 0 | 0 | [6 empty] | 0 | 0 | 0 | 0 | 344 | SG | 344.SG
1350 |  | SG-W | SG | P | 174709588.6725 | 174709588.6725 | 0 | 0 | 0 | 0 | 75% | 131032191.5044 | 43677397.1681 |  | 0 | 0 | [6 empty] | 0 | 0 | 0 | 0 | 344 | SG | 344.SG1
1351 |  |  | SG | P | 7546305.0716 | 7546305.0716 | 0 | 0 | 0 | 0 | 75% | 5659728.8037 | 1886576.2679 |  | 0 | 0 | [6 empty] | 0 | 0 | 0 | 0 | 344 | SG | 344.SG2
1352 |  |  |  |  | 206687376.8854 | 206687376.8854 | 0 | 0 | 0 | 0 |  | 155015532.664 | 51671844.2213 |  | 0 | 0 |  | 0 | 0 | 0 | 0 | 0 | 0 | 0 | 0 | 0 | 344 | NA | 344.NA1
1353 | [26 empty] | 344 | NA | 344.NA2
1354 | 345 | Accessory Electric Plant | [24 empty] | 345 | NA | 345.NA
1355 |  |  | SG | P | 92173863.5785 | 92173863.5785 | 0 | 0 | 0 | 0 | 75% | 69130397.6839 | 23043465.8946 |  | 0 | 0 | [6 empty] | 0 | 0 | 0 | 0 | 345 | SG | 345.SG
1356 |  | SG-W | SG | P | 48984278.439 | 48984278.439 | 0 | 0 | 0 | 0 | 75% | 36738208.8292 | 12246069.6097 |  | 0 | 0 | [6 empty] | 0 | 0 | 0 | 0 | 345 | SG | 345.SG1
1357 |  |  | SG | P | 0 | 0 | 0 | 0 | 0 | 0 | 75% | 0 | 0 |  | 0 | 0 | [6 empty] | 0 | 0 | 0 | 0 | 345 | SG | 345.SG2
1358 |  |  | SG | P | 1263610.2688 | 1263610.2688 | 0 | 0 | 0 | 0 | 75% | 947707.7016 | 315902.5672 |  | 0 | 0 | [6 empty] | 0 | 0 | 0 | 0 | 345 | SG | 345.SG3
1359 |  |  |  |  | 142421752.2863 | 142421752.2863 | 0 | 0 | 0 | 0 |  | 106816314.2147 | 35605438.0716 |  | 0 | 0 |  | 0 | 0 | 0 | 0 | 0 | 0 | 0 | 0 | 0 | 345 | NA | 345.NA1
1360 | [26 empty] | 345 | NA | 345.NA2
1361 | 346 | Misc. Power Plant Equipment | [24 empty] | 346 | NA | 346.NA
1362 |  |  | SG | P | 5507058.8375 | 5507058.8375 | 0 | 0 | 0 | 0 | 75% | 4130294.1281 | 1376764.7094 |  | 0 | 0 | [6 empty] | 0 | 0 | 0 | 0 | 346 | SG | 346.SG
1363 |  | SG-W | SG | P | 1135003.4421 | 1135003.4421 | 0 | 0 | 0 | 0 | 75% | 851252.5816 | 283750.8605 |  | 0 | 0 | [6 empty] | 0 | 0 | 0 | 0 | 346 | SG | 346.SG1
1364 |  |  | SG | P | 0 | 0 | 0 | 0 | 0 | 0 | 75% | 0 | 0 |  | 0 | 0 | [6 empty] | 0 | 0 | 0 | 0 | 346 | SG | 346.SG2
1365 |  |  |  |  | 6642062.2796 | 6642062.2796 | 0 | 0 | 0 | 0 |  | 4981546.7097 | 1660515.5699 |  | 0 | 0 |  | 0 | 0 | 0 | 0 | 0 | 0 | 0 | 0 | 0 | 346 | NA | 346.NA1
1366 | [26 empty] | 346 | NA | 346.NA2
1367 | OP | Unclassified Other Prod Plant-Acct 300 | [24 empty] | OP | NA | OP.NA
1368 |  |  | S | P | 0 | 0 | 0 | 0 | 0 | 0 | 75% | 0 | 0 |  | 0 | 0 | [6 empty] | 0 | 0 | 0 | 0 | OP | S | OP.S
1369 |  |  | SG | P | 6678275.4205 | 6678275.4205 | 0 | 0 | 0 | 0 | 75% | 5008706.5653 | 1669568.8551 |  | 0 | 0 | [6 empty] | 0 | 0 | 0 | 0 | OP | SG | OP.SG
1370 |  |  |  |  | 6678275.4205 | 6678275.4205 | 0 | 0 | 0 | 0 |  | 5008706.5653 | 1669568.8551 |  | 0 | 0 |  | 0 | 0 | 0 | 0 | 0 | 0 | 0 | 0 | 0 | OP | NA | OP.NA1
1371 | [26 empty] | OP | NA | OP.NA2
1372 | Total Other Production Plant |  |  |  | 1767860926.3597 | 1767860926.3597 | 0 | 0 | 0 | 0 |  | 1325895694.7698 | 441965231.5899 |  | 0 | 0 |  | 0 | 0 | 0 | 0 | 0 | 0 | 0 | 0 | 0 | Total Other Production Plant | NA | Total Other Production Plant.NA
1373 | [26 empty] | Total Other Production Plant | NA | Total Other Production Plant.NA1
1374 | Experimental Plant | [25 empty] | Experimental Plant | NA | Experimental Plant.NA
1375 | 103 | Experimental Plant | [24 empty] | 103 | NA | 103.NA
1376 |  |  | SG | P | 0 | 0 | 0 | 0 | 0 | 0 | 75% | 0 | 0 |  | 0 | 0 | [6 empty] | 0 | 0 | 0 | 0 | 103 | SG | 103.SG
1377 | Total Experimental Plant |  |  |  | 0 | 0 | 0 | 0 | 0 | 0 |  | 0 | 0 |  | 0 | 0 |  | 0 | 0 | 0 | 0 | 0 | 0 | 0 | 0 | 0 | Total Experimental Plant | NA | Total Experimental Plant.NA
1378 | [26 empty] | Total Experimental Plant | NA | Total Experimental Plant.NA1
1379 | TOTAL PRODUCTION PLANT |  |  |  | 5239472287.4986 | 5239472287.4986 | 0 | 0 | 0 | 0 |  | 3929604215.6239 | 1309868071.8746 |  | 0 | 0 |  | 0 | 0 | 0 | 0 | 0 | 0 | 0 | 0 | 0 | TOTAL PRODUCTION PLANT | NA | TOTAL PRODUCTION PLANT.NA
1380 | [26 empty] | TOTAL PRODUCTION PLANT | NA | TOTAL PRODUCTION PLANT.NA1
1381 | 350 | Land and Land Rights | [24 empty] | 350 | NA | 350.NA
1382 |  |  | SG | T | 9225659.0442 | 0 | 9225659.0442 | 0 | 0 | 0 |  |  |  | 75% | 6919244.2832 | 2306414.7611 | [6 empty] | 0 | 0 | 0 | 0 | 350 | SG | 350.SG
1383 |  |  | SG | T | 21209655.5666 | 0 | 21209655.5666 | 0 | 0 | 0 |  |  |  | 75% | 15907241.6749 | 5302413.8916 | [6 empty] | 0 | 0 | 0 | 0 | 350 | SG | 350.SG1
1384 |  |  | SG | T | 75207140.095 | 0 | 75207140.095 | 0 | 0 | 0 |  |  |  | 75% | 56405355.0713 | 18801785.0238 | [6 empty] | 0 | 0 | 0 | 0 | 350 | SG | 350.SG2
1385 |  |  |  |  | 105642454.7058 | 0 | 105642454.7058 | 0 | 0 | 0 |  | 0 | 0 |  | 79231841.0293 | 26410613.6764 |  | 0 | 0 | 0 | 0 | 0 | 0 | 0 | 0 | 0 | 350 | NA | 350.NA1
1386 | [26 empty] | 350 | NA | 350.NA2
1387 | 352 | Structures and Improvements | [24 empty] | 352 | NA | 352.NA
1388 |  |  | S | T | 0 | 0 | 0 | 0 | 0 | 0 |  |  |  | 75% | 0 | 0 | [6 empty] | 0 | 0 | 0 | 0 | 352 | S | 352.S
1389 |  |  | SG | T | 3154210.5645 | 0 | 3154210.5645 | 0 | 0 | 0 |  |  |  | 75% | 2365657.9233 | 788552.6411 | [6 empty] | 0 | 0 | 0 | 0 | 352 | SG | 352.SG
1390 |  |  | SG | T | 7825265.1581 | 0 | 7825265.1581 | 0 | 0 | 0 |  |  |  | 75% | 5868948.8686 | 1956316.2895 | [6 empty] | 0 | 0 | 0 | 0 | 352 | SG | 352.SG1
1391 |  |  | SG | T | 85139008.7269 | 0 | 85139008.7269 | 0 | 0 | 0 |  |  |  | 75% | 63854256.5452 | 21284752.1817 | [6 empty] | 0 | 0 | 0 | 0 | 352 | SG | 352.SG2
1392 |  |  |  |  | 96118484.4495 | 0 | 96118484.4495 | 0 | 0 | 0 |  | 0 | 0 |  | 72088863.3371 | 24029621.1124 |  | 0 | 0 | 0 | 0 | 0 | 0 | 0 | 0 | 0 | 352 | NA | 352.NA1
1393 | [26 empty] | 352 | NA | 352.NA2
1394 | 353 | Station Equipment | [24 empty] | 353 | NA | 353.NA
1395 |  |  | SG | T | 49266435.0218 | 0 | 49266435.0218 | 0 | 0 | 0 |  |  |  | 75% | 36949826.2663 | 12316608.7554 | [6 empty] | 0 | 0 | 0 | 0 | 353 | SG | 353.SG
1396 |  |  | SG | T | 73968692.8692 | 0 | 73968692.8692 | 0 | 0 | 0 |  |  |  | 75% | 55476519.6519 | 18492173.2173 | [6 empty] | 0 | 0 | 0 | 0 | 353 | SG | 353.SG1
1397 |  |  | SG | T | 701788046.5964 | 0 | 701788046.5964 | 0 | 0 | 0 |  |  |  | 75% | 526341034.9473 | 175447011.6491 | [6 empty] | 0 | 0 | 0 | 0 | 353 | SG | 353.SG2
1398 |  |  |  |  | 825023174.4874 | 0 | 825023174.4874 | 0 | 0 | 0 |  | 0 | 0 |  | 618767380.8656 | 206255793.6219 |  | 0 | 0 | 0 | 0 | 0 | 0 | 0 | 0 | 0 | 353 | NA | 353.NA1
1399 | [26 empty] | 353 | NA | 353.NA2
1400 | 354 | Towers and Fixtures | [24 empty] | 354 | NA | 354.NA
1401 |  |  | SG | T | 68051888.591 | 0 | 68051888.591 | 0 | 0 | 0 |  |  |  | 75% | 51038916.4432 | 17012972.1477 | [6 empty] | 0 | 0 | 0 | 0 | 354 | SG | 354.SG
1402 |  |  | SG | T | 58329154.9543 | 0 | 58329154.9543 | 0 | 0 | 0 |  |  |  | 75% | 43746866.2157 | 14582288.7386 | [6 empty] | 0 | 0 | 0 | 0 | 354 | SG | 354.SG1
1403 |  |  | SG | T | 418190899.9063 | 0 | 418190899.9063 | 0 | 0 | 0 |  |  |  | 75% | 313643174.9297 | 104547724.9766 | [6 empty] | 0 | 0 | 0 | 0 | 354 | SG | 354.SG2
1404 |  |  |  |  | 544571943.4516 | 0 | 544571943.4516 | 0 | 0 | 0 |  | 0 | 0 |  | 408428957.5887 | 136142985.8629 |  | 0 | 0 | 0 | 0 | 0 | 0 | 0 | 0 | 0 | 354 | NA | 354.NA1
1405 | [26 empty] | 354 | NA | 354.NA2
1406 | 355 | Poles and Fixtures | [24 empty] | 355 | NA | 355.NA
1407 |  |  | SG | T | 27843804.6972 | 0 | 27843804.6972 | 0 | 0 | 0 |  |  |  | 75% | 20882853.5229 | 6960951.1743 | [6 empty] | 0 | 0 | 0 | 0 | 355 | SG | 355.SG
1408 |  |  | SG | T | 50692615.6885 | 0 | 50692615.6885 | 0 | 0 | 0 |  |  |  | 75% | 38019461.7664 | 12673153.9221 | [6 empty] | 0 | 0 | 0 | 0 | 355 | SG | 355.SG1
1409 |  |  | SG | T | 266216003.0418 | 0 | 266216003.0418 | 0 | 0 | 0 |  |  |  | 75% | 199662002.2814 | 66554000.7605 | [6 empty] | 0 | 0 | 0 | 0 | 355 | SG | 355.SG2
1410 |  |  |  |  | 344752423.4275 | 0 | 344752423.4275 | 0 | 0 | 0 |  | 0 | 0 |  | 258564317.5706 | 86188105.8569 |  | 0 | 0 | 0 | 0 | 0 | 0 | 0 | 0 | 0 | 355 | NA | 355.NA1
1411 | [26 empty] | 355 | NA | 355.NA2
1412 | 356 | Clearing and Grading | [24 empty] | 356 | NA | 356.NA
1413 |  |  | SG | T | 78287872.0784 | 0 | 78287872.0784 | 0 | 0 | 0 |  |  |  | 75% | 58715904.0588 | 19571968.0196 | [6 empty] | 0 | 0 | 0 | 0 | 356 | SG | 356.SG
1414 |  |  | SG | T | 69732838.9389 | 0 | 69732838.9389 | 0 | 0 | 0 |  |  |  | 75% | 52299629.2042 | 17433209.7347 | [6 empty] | 0 | 0 | 0 | 0 | 356 | SG | 356.SG1
1415 |  |  | SG | T | 338790197.2689 | 0 | 338790197.2689 | 0 | 0 | 0 |  |  |  | 75% | 254092647.9517 | 84697549.3172 | [6 empty] | 0 | 0 | 0 | 0 | 356 | SG | 356.SG2
1416 |  |  |  |  | 486810908.2862 | 0 | 486810908.2862 | 0 | 0 | 0 |  | 0 | 0 |  | 365108181.2147 | 121702727.0716 |  | 0 | 0 | 0 | 0 | 0 | 0 | 0 | 0 | 0 | 356 | NA | 356.NA1
1417 | [26 empty] | 356 | NA | 356.NA2
1418 | 357 | Underground Conduit | [24 empty] | 357 | NA | 357.NA
1419 |  |  | SG | T | 2790.8071 | 0 | 2790.8071 | 0 | 0 | 0 |  |  |  | 75% | 2093.1053 | 697.7018 | [6 empty] | 0 | 0 | 0 | 0 | 357 | SG | 357.SG
1420 |  |  | SG | T | 40147.468 | 0 | 40147.468 | 0 | 0 | 0 |  |  |  | 75% | 30110.601 | 10036.867 | [6 empty] | 0 | 0 | 0 | 0 | 357 | SG | 357.SG1
1421 |  |  | SG | T | 1498804.6475 | 0 | 1498804.6475 | 0 | 0 | 0 |  |  |  | 75% | 1124103.4856 | 374701.1619 | [6 empty] | 0 | 0 | 0 | 0 | 357 | SG | 357.SG2
1422 |  |  |  |  | 1541742.9226 | 0 | 1541742.9226 | 0 | 0 | 0 |  | 0 | 0 |  | 1156307.1919 | 385435.7306 |  | 0 | 0 | 0 | 0 | 0 | 0 | 0 | 0 | 0 | 357 | NA | 357.NA1
1423 | [26 empty] | 357 | NA | 357.NA2
1424 | 358 | Underground Conductors | [24 empty] | 358 | NA | 358.NA
1425 |  |  | SG | T | 0 | 0 | 0 | 0 | 0 | 0 |  |  |  | 75% | 0 | 0 | [6 empty] | 0 | 0 | 0 | 0 | 358 | SG | 358.SG
1426 |  |  | SG | T | 476401.3492 | 0 | 476401.3492 | 0 | 0 | 0 |  |  |  | 75% | 357301.0119 | 119100.3373 | [6 empty] | 0 | 0 | 0 | 0 | 358 | SG | 358.SG1
1427 |  |  | SG | T | 3043479.0566 | 0 | 3043479.0566 | 0 | 0 | 0 |  |  |  | 75% | 2282609.2925 | 760869.7642 | [6 empty] | 0 | 0 | 0 | 0 | 358 | SG | 358.SG2
1428 |  |  |  |  | 3519880.4058 | 0 | 3519880.4058 | 0 | 0 | 0 |  | 0 | 0 |  | 2639910.3044 | 879970.1015 |  | 0 | 0 | 0 | 0 | 0 | 0 | 0 | 0 | 0 | 358 | NA | 358.NA1
1429 | [26 empty] | 358 | NA | 358.NA2
1430 | 359 | Roads and Trails | [24 empty] | 359 | NA | 359.NA
1431 |  |  | SG | T | 816099.4831 | 0 | 816099.4831 | 0 | 0 | 0 |  |  |  | 75% | 612074.6123 | 204024.8708 | [6 empty] | 0 | 0 | 0 | 0 | 359 | SG | 359.SG
1432 |  |  | SG | T | 192966.461 | 0 | 192966.461 | 0 | 0 | 0 |  |  |  | 75% | 144724.8457 | 48241.6152 | [6 empty] | 0 | 0 | 0 | 0 | 359 | SG | 359.SG1
1433 |  |  | SG | T | 4220015.1713 | 0 | 4220015.1713 | 0 | 0 | 0 |  |  |  | 75% | 3165011.3785 | 1055003.7928 | [6 empty] | 0 | 0 | 0 | 0 | 359 | SG | 359.SG2
1434 |  |  |  |  | 5229081.1154 | 0 | 5229081.1154 | 0 | 0 | 0 |  | 0 | 0 |  | 3921810.8365 | 1307270.2788 |  | 0 | 0 | 0 | 0 | 0 | 0 | 0 | 0 | 0 | 359 | NA | 359.NA1
1435 | [26 empty] | 359 | NA | 359.NA2
1436 | TP | Unclassified Trans Plant - Acct 300 | [24 empty] | TP | NA | TP.NA
1437 |  |  | SG | T | 75625644.645 | 0 | 75625644.645 | 0 | 0 | 0 |  |  |  | 75% | 56719233.4838 | 18906411.1613 | [6 empty] | 0 | 0 | 0 | 0 | TP | SG | TP.SG
1438 |  |  |  |  | 75625644.645 | 0 | 75625644.645 | 0 | 0 | 0 |  | 0 | 0 |  | 56719233.4838 | 18906411.1613 |  | 0 | 0 | 0 | 0 | 0 | 0 | 0 | 0 | 0 | TP | NA | TP.NA1
1439 | [26 empty] | TP | NA | TP.NA2
1440 | TS0 | Unclassified Trans Sub Plant - Acct 300 | [24 empty] | TS0 | NA | TS0.NA
1441 |  |  | SG | T | 0 | 0 | 0 | 0 | 0 | 0 |  |  |  | 75% | 0 | 0 | [6 empty] | 0 | 0 | 0 | 0 | TS0 | SG | TS0.SG
1442 |  |  |  |  | 0 | 0 | 0 | 0 | 0 | 0 |  | 0 | 0 |  | 0 | 0 |  | 0 | 0 | 0 | 0 | 0 | 0 | 0 | 0 | 0 | TS0 | NA | TS0.NA1
1443 | [26 empty] | TS0 | NA | TS0.NA2
1444 | TOTAL TRANSMISSION PLANT |  |  |  | 2488835737.8968 | 0 | 2488835737.8968 | 0 | 0 | 0 |  | 0 | 0 |  | 1866626803.4226 | 622208934.4742 |  | 0 | 0 | 0 | 0 | 0 | 0 | 0 | 0 | 0 | TOTAL TRANSMISSION PLANT | NA | TOTAL TRANSMISSION PLANT.NA
1445 | [26 empty] | TOTAL TRANSMISSION PLANT | NA | TOTAL TRANSMISSION PLANT.NA1
1446 | 360 | Land and Land Rights | [24 empty] | 360 | NA | 360.NA
1447 |  |  | S | DPW | 36848138.0508 | 0 | 0 | 36848138.0508 | 0 | 0 | [6 empty] | PLNT2 | 9512188.8701 | 27335949.1806 | 0 | 0 | 0 | 0 | 0 | 0 | 0 | 360 | S | 360.S1
1448 |  |  |  |  | 36848138.0508 | 0 | 0 | 36848138.0508 | 0 | 0 |  | 0 | 0 |  | 0 | 0 |  | 9512188.8701 | 27335949.1806 | 0 | 0 | 0 | 0 | 0 | 0 | 0 | 360 | NA | 360.NA1
1449 | [26 empty] | 360 | NA | 360.NA2
1450 | 361 | Structures and Improvements | [24 empty] | 361 | NA | 361.NA
1451 |  |  | S | DPW | 53649356.9546 | 0 | 0 | 53649356.9546 | 0 | 0 | [6 empty] | PLNT2 | 13849351.5035 | 39800005.4512 | 0 | 0 | 0 | 0 | 0 | 0 | 0 | 361 | S | 361.S1
1452 |  |  |  |  | 53649356.9546 | 0 | 0 | 53649356.9546 | 0 | 0 |  | 0 | 0 |  | 0 | 0 |  | 13849351.5035 | 39800005.4512 | 0 | 0 | 0 | 0 | 0 | 0 | 0 | 361 | NA | 361.NA1
1453 | [26 empty] | 361 | NA | 361.NA2
1454 | 362 | Station Equipment | [24 empty] | 362 | NA | 362.NA
1455 |  |  | S | DPW | 449954043.4123 | 0 | 0 | 449954043.4123 | 0 | 0 | [6 empty] | SUBS | 449954043.4123 | 0 | 0 | 0 | 0 | 0 | 0 | 0 | 0 | 362 | S | 362.S1
1456 |  |  |  |  | 449954043.4123 | 0 | 0 | 449954043.4123 | 0 | 0 |  | 0 | 0 |  | 0 | 0 |  | 449954043.4123 | 0 | 0 | 0 | 0 | 0 | 0 | 0 | 0 | 362 | NA | 362.NA1
1457 | [26 empty] | 362 | NA | 362.NA2
1458 | 364 | Poles, Towers & Fixtures | [24 empty] | 364 | NA | 364.NA
1459 |  |  | S | DPW | 353004261.6431 | 0 | 0 | 353004261.6431 | 0 | 0 | [6 empty] | PC | 0 | 353004261.6431 | 0 | 0 | 0 | 0 | 0 | 0 | 0 | 364 | S | 364.S1
1460 |  |  |  |  | 353004261.6431 | 0 | 0 | 353004261.6431 | 0 | 0 |  | 0 | 0 |  | 0 | 0 |  | 0 | 353004261.6431 | 0 | 0 | 0 | 0 | 0 | 0 | 0 | 364 | NA | 364.NA1
1461 | [26 empty] | 364 | NA | 364.NA2
1462 | 365 | Overhead Conductors | [24 empty] | 365 | NA | 365.NA
1463 |  |  | S | DPW | 223337309.5231 | 0 | 0 | 223337309.5231 | 0 | 0 | [6 empty] | PC | 0 | 223337309.5231 | 0 | 0 | 0 | 0 | 0 | 0 | 0 | 365 | S | 365.S1
1464 |  |  |  |  | 223337309.5231 | 0 | 0 | 223337309.5231 | 0 | 0 |  | 0 | 0 |  | 0 | 0 |  | 0 | 223337309.5231 | 0 | 0 | 0 | 0 | 0 | 0 | 0 | 365 | NA | 365.NA1
1465 | [26 empty] | 365 | NA | 365.NA2
1466 | 366 | Underground Conduit | [24 empty] | 366 | NA | 366.NA
1467 |  |  | S | DPW | 185511737.44 | 0 | 0 | 185511737.44 | 0 | 0 | [6 empty] | PC | 0 | 185511737.44 | 0 | 0 | 0 | 0 | 0 | 0 | 0 | 366 | S | 366.S1
1468 |  |  |  |  | 185511737.44 | 0 | 0 | 185511737.44 | 0 | 0 |  | 0 | 0 |  | 0 | 0 |  | 0 | 185511737.44 | 0 | 0 | 0 | 0 | 0 | 0 | 0 | 366 | NA | 366.NA1
1469 | [26 empty] | 366 | NA | 366.NA2
1470 | 367 | Underground Conductors | [24 empty] | 367 | NA | 367.NA
1471 |  |  | S | DPW | 504853416.8315 | 0 | 0 | 504853416.8315 | 0 | 0 | [6 empty] | PC | 0 | 504853416.8315 | 0 | 0 | 0 | 0 | 0 | 0 | 0 | 367 | S | 367.S1
1472 |  |  |  |  | 504853416.8315 | 0 | 0 | 504853416.8315 | 0 | 0 |  | 0 | 0 |  | 0 | 0 |  | 0 | 504853416.8315 | 0 | 0 | 0 | 0 | 0 | 0 | 0 | 367 | NA | 367.NA1
1473 | [26 empty] | 367 | NA | 367.NA2
1474 | 368 | Line Transformers | [24 empty] | 368 | NA | 368.NA
1475 |  |  | S | DPW | 480346340.5369 | 0 | 0 | 480346340.5369 | 0 | 0 | [6 empty] | XFMR | 0 | 0 | 480346340.5369 | 0 | 0 | 0 | 0 | 0 | 0 | 368 | S | 368.S1
1476 |  |  |  |  | 480346340.5369 | 0 | 0 | 480346340.5369 | 0 | 0 |  | 0 | 0 |  | 0 | 0 |  | 0 | 0 | 480346340.5369 | 0 | 0 | 0 | 0 | 0 | 0 | 368 | NA | 368.NA1
1477 | [26 empty] | 368 | NA | 368.NA2
1478 | 369 | Services | [24 empty] | 369 | NA | 369.NA
1479 |  |  | S | DPW | 264418427.8831 | 0 | 0 | 264418427.8831 | 0 | 0 | [6 empty] | SERV | 0 | 0 | 0 | 264418427.8831 | 0 | 0 | 0 | 0 | 0 | 369 | S | 369.S1
1480 |  |  |  |  | 264418427.8831 | 0 | 0 | 264418427.8831 | 0 | 0 |  | 0 | 0 |  | 0 | 0 |  | 0 | 0 | 0 | 264418427.8831 | 0 | 0 | 0 | 0 | 0 | 369 | NA | 369.NA1
1481 | [26 empty] | 369 | NA | 369.NA2
1482 | 370 | Meters | [24 empty] | 370 | NA | 370.NA
1483 |  |  | S | DPW | 76443990.2902 | 0 | 0 | 76443990.2902 | 0 | 0 | [6 empty] | METR | 0 | 0 | 0 | 0 | 76443990.2902 | 0 | 0 | 0 | 0 | 370 | S | 370.S1
1484 |  |  |  |  | 76443990.2902 | 0 | 0 | 76443990.2902 | 0 | 0 |  | 0 | 0 |  | 0 | 0 |  | 0 | 0 | 0 | 0 | 76443990.2902 | 0 | 0 | 0 | 0 | 370 | NA | 370.NA1
1485 | [26 empty] | 370 | NA | 370.NA2
1486 | 371 | Installations on Customers' Premises | [24 empty] | 371 | NA | 371.NA
1487 |  |  | S | DPW | 4339903.5046 | 0 | 0 | 4339903.5046 | 0 | 0 | [6 empty] | PC | 0 | 4339903.5046 | 0 | 0 | 0 | 0 | 0 | 0 | 0 | 371 | S | 371.S1
1488 |  |  |  |  | 4339903.5046 | 0 | 0 | 4339903.5046 | 0 | 0 |  | 0 | 0 |  | 0 | 0 |  | 0 | 4339903.5046 | 0 | 0 | 0 | 0 | 0 | 0 | 0 | 371 | NA | 371.NA1
1489 | [26 empty] | 371 | NA | 371.NA2
1490 | 372 | Leased Property | [24 empty] | 372 | NA | 372.NA
1491 |  |  | S | DPW | 0 | 0 | 0 | 0 | 0 | 0 | [6 empty] | PLNT2 | 0 | 0 | 0 | 0 | 0 | 0 | 0 | 0 | 0 | 372 | S | 372.S1
1492 |  |  |  |  | 0 | 0 | 0 | 0 | 0 | 0 |  | 0 | 0 |  | 0 | 0 |  | 0 | 0 | 0 | 0 | 0 | 0 | 0 | 0 | 0 | 372 | NA | 372.NA1
1493 | [26 empty] | 372 | NA | 372.NA2
1494 | 373 | Street Lights | [24 empty] | 373 | NA | 373.NA2
1495 |  |  | S | DPW | 22022824.6062 | 0 | 0 | 22022824.6062 | 0 | 0 | [6 empty] | PC | 0 | 22022824.6062 | 0 | 0 | 0 | 0 | 0 | 0 | 0 | 373 | S | 373.S1
1496 |  |  |  |  | 22022824.6062 | 0 | 0 | 22022824.6062 | 0 | 0 |  | 0 | 0 |  | 0 | 0 |  | 0 | 22022824.6062 | 0 | 0 | 0 | 0 | 0 | 0 | 0 | 373 | NA | 373.NA3
1497 | [26 empty] | 373 | NA | 373.NA4
1498 | DP | Unclassified Dist Plant - Acct 300 | [24 empty] | DP | NA | DP.NA
1499 |  |  | S | DPW | 15375258.1346 | 0 | 0 | 15375258.1346 | 0 | 0 | [6 empty] | PLNT2 | 3969056.9738 | 11406201.1608 | 0 | 0 | 0 | 0 | 0 | 0 | 0 | DP | S | DP.S
1500 |  |  |  |  | 15375258.1346 | 0 | 0 | 15375258.1346 | 0 | 0 |  | 0 | 0 |  | 0 | 0 |  | 3969056.9738 | 11406201.1608 | 0 | 0 | 0 | 0 | 0 | 0 | 0 | DP | NA | DP.NA1
1501 | [26 empty] | DP | NA | DP.NA2
1502 | DS0 | Unclassified Dist Sub Plant - Acct 300 | [24 empty] | DS0 | NA | DS0.NA
1503 |  |  | S | DPW | 0 | 0 | 0 | 0 | 0 | 0 | [6 empty] | PLNT2 | 0 | 0 | 0 | 0 | 0 | 0 | 0 | 0 | 0 | DS0 | S | DS0.S
1504 |  |  |  |  | 0 | 0 | 0 | 0 | 0 | 0 |  | 0 | 0 |  | 0 | 0 |  | 0 | 0 | 0 | 0 | 0 | 0 | 0 | 0 | 0 | DS0 | NA | DS0.NA1
1505 | [26 empty] | DS0 | NA | DS0.NA2
1506 | [26 empty] | DS0 | NA | DS0.NA3
1507 | TOTAL DISTRIBUTION PLANT |  |  |  | 2670105008.811 | 0 | 0 | 2670105008.811 | 0 | 0 |  | 0 | 0 |  | 0 | 0 |  | 477284640.7597 | 1371611609.341 | 480346340.5369 | 264418427.8831 | 76443990.2902 | 0 | 0 | 0 | 0 | TOTAL DISTRIBUTION PLANT | NA | TOTAL DISTRIBUTION PLANT.NA
1508 | [26 empty] | TOTAL DISTRIBUTION PLANT | NA | TOTAL DISTRIBUTION PLANT.NA1
1509 | 389 | Land and Land Rights | [24 empty] | 389 | NA | 389.NA
1510 |  |  | S | G-SITUS | 4068287.04 | 0 | 1205991.2375 | 2862295.8025 | 0 | 0 | 75% | 0 | 0 | 75% | 904493.4282 | 301497.8094 | PLNT | 502256.2082 | 1443374.4295 | 536181.2727 | 295154.1361 | 85329.7559 | 0 | 0 | 0 | 0 | 389 | S | 389.S
1511 |  |  | CN | CUST | 527009.8196 | 0 | 0 | 0 | 527009.8196 | 0 | 75% | 0 | 0 | 75% | 0 | 0 | CUST | 0 | 0 | 0 | 0 | 0 | 0 | 0 | 0 | 0 | 389 | CN | 389.CN
1512 |  |  | SG | PT | 145.5725 | 98.6921 | 46.8804 | 0 | 0 | 0 | 75% | 74.0191 | 24.673 | 75% | 35.1603 | 11.7201 | PLNT | 0 | 0 | 0 | 0 | 0 | 0 | 0 | 0 | 0 | 389 | SG | 389.SG
1513 |  |  | SG | G-SG | 537.7273 | 237.6961 | 300.0312 | 0 | 0 | 0 | 75% | 178.2721 | 59.424 | 75% | 225.0234 | 75.0078 | PLNT | 0 | 0 | 0 | 0 | 0 | 0 | 0 | 0 | 0 | 389 | SG | 389.SG1
1514 |  |  | SO | PTD | 3254509.2661 | 1639857.0679 | 778959.1492 | 835693.0489 | 0 | 0 | 75% | 1229892.8009 | 409964.267 | 75% | 584219.3619 | 194739.7873 | PLNT | 146641.7348 | 421416.255 | 156546.7001 | 86174.9717 | 24913.3873 | 0 | 0 | 0 | 0 | 389 | SO | 389.SO
1515 |  |  |  |  | 7850489.4255 | 1640193.4562 | 1985297.2983 | 3697988.8514 | 527009.8196 | 0 |  | 1230145.0921 | 410048.364 |  | 1488972.9737 | 496324.3246 |  | 648897.943 | 1864790.6845 | 692727.9727 | 381329.1079 | 110243.1432 | 0 | 0 | 0 | 0 | 389 | NA | 389.NA1
1516 | [26 empty] | 389 | NA | 389.NA2
1517 | 390 | Structures and Improvements | [24 empty] | 390 | NA | 390.NA
1518 |  |  | S | G-SITUS | 43118513.0862 | 0 | 12781927.2452 | 30336585.841 | 0 | 0 | 75% | 0 | 0 | 75% | 9586445.4339 | 3195481.8113 | PLNT | 5323257.8415 | 15297878.1034 | 5682819.082 | 3128247.185 | 904383.6292 | 0 | 0 | 0 | 0 | 390 | S | 390.S
1519 |  |  | SG | G-DGU | 147224.3785 | 98642.557 | 48581.8215 | 0 | 0 | 0 | 75% | 73981.9178 | 24660.6393 | 75% | 36436.3661 | 12145.4554 | PLNT | 0 | 0 | 0 | 0 | 0 | 0 | 0 | 0 | 0 | 390 | SG | 390.SG
1520 |  |  | SG | G-DGU | 700554.328 | 469381.9799 | 231172.3481 | 0 | 0 | 0 | 75% | 352036.4849 | 117345.495 | 75% | 173379.2611 | 57793.087 | PLNT | 0 | 0 | 0 | 0 | 0 | 0 | 0 | 0 | 0 | 390 | SG | 390.SG1
1521 |  |  | SE | P | 135600.2771 | 135600.2771 | 0 | 0 | 0 | 0 | 75% | 101700.2078 | 33900.0693 | 75% | 0 | 0 | PLNT | 0 | 0 | 0 | 0 | 0 | 0 | 0 | 0 | 0 | 390 | SE | 390.SE
1522 |  |  | CN | CUST | 3863659.953 | 0 | 0 | 0 | 3863659.953 | 0 | 75% | 0 | 0 | 75% | 0 | 0 | CUST | 0 | 0 | 0 | 0 | 0 | 0 | 0 | 0 | 0 | 390 | CN | 390.CN
1523 |  |  | SG | G-SG | 2488483.6434 | 1100005.4857 | 1388478.1576 | 0 | 0 | 0 | 75% | 825004.1143 | 275001.3714 | 75% | 1041358.6182 | 347119.5394 | PLNT | 0 | 0 | 0 | 0 | 0 | 0 | 0 | 0 | 0 | 390 | SG | 390.SG2
1524 |  |  | SO | PTD | 42342550.247 | 21335238.1629 | 10134589.9554 | 10872722.1287 | 0 | 0 | 75% | 16001428.6222 | 5333809.5407 | 75% | 7600942.4665 | 2533647.4888 | PLNT | 1907871.3615 | 5482804.7773 | 2036739.1739 | 1121173.0473 | 324133.7687 | 0 | 0 | 0 | 0 | 390 | SO | 390.SO
1525 |  |  |  |  | 92796585.9131 | 23138868.4626 | 24584749.5278 | 41209307.9697 | 3863659.953 | 0 |  | 17354151.347 | 5784717.1157 |  | 18438562.1458 | 6146187.3819 |  | 7231129.203 | 20780682.8807 | 7719558.2559 | 4249420.2323 | 1228517.3979 | 0 | 0 | 0 | 0 | 390 | NA | 390.NA1
1526 | [26 empty] | 390 | NA | 390.NA2
1527 | 391 | Office Furniture & Equipment | [24 empty] | 391 | NA | 391.NA
1528 |  |  | S | G-SITUS | 2276308.1231 | 0 | 674782.1929 | 1601525.9301 | 0 | 0 | 75% | 0 | 0 | 75% | 506086.6447 | 168695.5482 | PLNT | 281024.8823 | 807604.0128 | 300006.8025 | 165146.1047 | 47744.1279 | 0 | 0 | 0 | 0 | 391 | S | 391.S
1529 |  |  | SG | PT | 1618.8327 | 1097.5014 | 521.3313 | 0 | 0 | 0 | 75% | 823.1261 | 274.3754 | 75% | 390.9985 | 130.3328 | PLNT | 0 | 0 | 0 | 0 | 0 | 0 | 0 | 0 | 0 | 391 | SG | 391.SG
1530 |  |  | SG | PT | 0 | 0 | 0 | 0 | 0 | 0 | 75% | 0 | 0 | 75% | 0 | 0 | PLNT | 0 | 0 | 0 | 0 | 0 | 0 | 0 | 0 | 0 | 391 | SG | 391.SG1
1531 |  |  | CN | CUST | 3050444.6745 | 0 | 0 | 0 | 3050444.6745 | 0 | 75% | 0 | 0 | 75% | 0 | 0 | CUST | 0 | 0 | 0 | 0 | 0 | 0 | 0 | 0 | 0 | 391 | CN | 391.CN
1532 |  |  | SG | G-SG | 1625983.6969 | 718747.3348 | 907236.3621 | 0 | 0 | 0 | 75% | 539060.5011 | 179686.8337 | 75% | 680427.2716 | 226809.0905 | PLNT | 0 | 0 | 0 | 0 | 0 | 0 | 0 | 0 | 0 | 391 | SG | 391.SG2
1533 |  |  | SE | P | 30558.772 | 30558.772 | 0 | 0 | 0 | 0 | 0% | 0 | 30558.772 | 0% | 0 | 0 | PLNT | 0 | 0 | 0 | 0 | 0 | 0 | 0 | 0 | 0 | 391 | SE | 391.SE
1534 |  |  | SO | PTD | 26310842.3259 | 13257304.6266 | 6297438.3167 | 6756099.3826 | 0 | 0 | 75% | 9942978.4699 | 3314326.1566 | 75% | 4723078.7375 | 1574359.5792 | PLNT | 1185514.3886 | 3406908.9169 | 1265590.3566 | 696675.2615 | 201410.459 | 0 | 0 | 0 | 0 | 391 | SO | 391.SO
1535 |  |  | SG | G-SG | 39716.6685 | 17556.2951 | 22160.3734 | 0 | 0 | 0 | 75% | 13167.2213 | 4389.0738 | 75% | 16620.28 | 5540.0933 | PLNT | 0 | 0 | 0 | 0 | 0 | 0 | 0 | 0 | 0 | 391 | SG | 391.SG3
1536 |  |  | SG | P | 0 | 0 | 0 | 0 | 0 | 0 | 75% | 0 | 0 | 75% | 0 | 0 | PLNT | 0 | 0 | 0 | 0 | 0 | 0 | 0 | 0 | 0 | 391 | SG | 391.SG4
1537 |  |  |  |  | 33335473.0936 | 14025264.5299 | 7902138.5765 | 8357625.3127 | 3050444.6745 | 0 |  | 10496029.3184 | 3529235.2114 |  | 5926603.9324 | 1975534.6441 |  | 1466539.271 | 4214512.9296 | 1565597.159 | 861821.3663 | 249154.5869 | 0 | 0 | 0 | 0 | 391 | NA | 391.NA1
1538 | [26 empty] | 391 | NA | 391.NA2
1539 | 392 | Transportation Equipment | [24 empty] | 392 | NA | 392.NA
1540 |  |  | S | G-SITUS | 33354822.6538 | 0 | 9887607.1071 | 23467215.5468 | 0 | 0 | 75% | 0 | 0 | 75% | 7415705.3303 | 2471901.7768 | PLNT | 4117867.4434 | 11833849.8848 | 4396010.1842 | 2419891.6568 | 699596.3776 | 0 | 0 | 0 | 0 | 392 | S | 392.S
1541 |  |  | SO | PTD | 3131148.1166 | 1577698.8018 | 749432.9479 | 804016.3669 | 0 | 0 | 75% | 1183274.1014 | 394424.7005 | 75% | 562074.7109 | 187358.237 | PLNT | 141083.326 | 405442.6045 | 150612.8467 | 82908.5366 | 23969.0532 | 0 | 0 | 0 | 0 | 392 | SO | 392.SO
1542 |  |  | SG | G-SG | 8330967.3588 | 3682608.0093 | 4648359.3495 | 0 | 0 | 0 | 75% | 2761956.007 | 920652.0023 | 75% | 3486269.5121 | 1162089.8374 | PLNT | 0 | 0 | 0 | 0 | 0 | 0 | 0 | 0 | 0 | 392 | SG | 392.SG
1543 |  |  | CN | CUST | 0 | 0 | 0 | 0 | 0 | 0 | 75% | 0 | 0 | 75% | 0 | 0 | CUST | 0 | 0 | 0 | 0 | 0 | 0 | 0 | 0 | 0 | 392 | CN | 392.CN
1544 |  |  | SG | PT | 267567.97 | 181399.9855 | 86167.9845 | 0 | 0 | 0 | 75% | 136049.9892 | 45349.9964 | 75% | 64625.9884 | 21541.9961 | PLNT | 0 | 0 | 0 | 0 | 0 | 0 | 0 | 0 | 0 | 392 | SG | 392.SG1
1545 |  |  | SE | P | 252252.0461 | 252252.0461 | 0 | 0 | 0 | 0 | 0% | 0 | 252252.0461 | 0% | 0 | 0 | PLNT | 0 | 0 | 0 | 0 | 0 | 0 | 0 | 0 | 0 | 392 | SE | 392.SE
1546 |  |  | SG | G-DGP | 32469.605 | 21755.1258 | 10714.4793 | 0 | 0 | 0 | 75% | 16316.3443 | 5438.7814 | 75% | 8035.8595 | 2678.6198 | PLNT | 0 | 0 | 0 | 0 | 0 | 0 | 0 | 0 | 0 | 392 | SG | 392.SG2
1547 |  |  | SG | G-SG | 144140.6405 | 63715.7072 | 80424.9333 | 0 | 0 | 0 | 75% | 47786.7804 | 15928.9268 | 75% | 60318.6999 | 20106.2333 | PLNT | 0 | 0 | 0 | 0 | 0 | 0 | 0 | 0 | 0 | 392 | SG | 392.SG3
1548 |  |  | SG | G-DGU | 19561.1266 | 13106.2503 | 6454.8764 | 0 | 0 | 0 | 75% | 9829.6877 | 3276.5626 | 75% | 4841.1573 | 1613.7191 | PLNT | 0 | 0 | 0 | 0 | 0 | 0 | 0 | 0 | 0 | 392 | SG | 392.SG4
1549 |  |  |  |  | 45532929.5176 | 5792535.926 | 15469161.6778 | 24271231.9137 | 0 | 0 |  | 4155212.9099 | 1637323.0161 |  | 11601871.2584 | 3867290.4195 |  | 4258950.7694 | 12239292.4893 | 4546623.0308 | 2502800.1934 | 723565.4308 | 0 | 0 | 0 | 0 | 392 | NA | 392.NA1
1550 | [26 empty] | 392 | NA | 392.NA2
1551 | 393 | Stores Equipment | [24 empty] | 393 | NA | 393.NA
1552 |  |  | S | G-SITUS | 3762023.5131 | 0 | 1115203.3639 | 2646820.1492 | 0 | 0 | 75% | 0 | 0 | 75% | 836402.5229 | 278800.841 | PLNT | 464446.0055 | 1334716.1812 | 495817.1671 | 272934.7239 | 78906.0715 | 0 | 0 | 0 | 0 | 393 | S | 393.S
1553 |  |  | SG | PT | 0 | 0 | 0 | 0 | 0 | 0 | 75% | 0 | 0 | 75% | 0 | 0 | PLNT | 0 | 0 | 0 | 0 | 0 | 0 | 0 | 0 | 0 | 393 | SG | 393.SG
1554 |  |  | SG | PT | 0 | 0 | 0 | 0 | 0 | 0 | 75% | 0 | 0 | 75% | 0 | 0 | PLNT | 0 | 0 | 0 | 0 | 0 | 0 | 0 | 0 | 0 | 393 | SG | 393.SG1
1555 |  |  | SO | PTD | 83043.5639 | 41843.3515 | 19876.282 | 21323.9304 | 0 | 0 | 75% | 31382.5136 | 10460.8379 | 75% | 14907.2115 | 4969.0705 | PLNT | 3741.7783 | 10753.0521 | 3994.518 | 2198.8804 | 635.7015 | 0 | 0 | 0 | 0 | 393 | SO | 393.SO
1556 |  |  | SG | G-SG | 2463434.8843 | 1088932.9708 | 1374501.9135 | 0 | 0 | 0 | 75% | 816699.7281 | 272233.2427 | 75% | 1030876.4352 | 343625.4784 | PLNT | 0 | 0 | 0 | 0 | 0 | 0 | 0 | 0 | 0 | 393 | SG | 393.SG2
1557 |  |  | SG | G-DGU | 23641.8485 | 15840.3955 | 7801.4529 | 0 | 0 | 0 | 75% | 11880.2966 | 3960.0989 | 75% | 5851.0897 | 1950.3632 | PLNT | 0 | 0 | 0 | 0 | 0 | 0 | 0 | 0 | 0 | 393 | SG | 393.SG3
1558 |  |  |  |  | 6332143.8097 | 1146616.7178 | 2517383.0123 | 2668144.0796 | 0 | 0 |  | 859962.5383 | 286654.1794 |  | 1888037.2593 | 629345.7531 |  | 468187.7838 | 1345469.2333 | 499811.6851 | 275133.6044 | 79541.773 | 0 | 0 | 0 | 0 | 393 | NA | 393.NA1
1559 | [26 empty] | 393 | NA | 393.NA2
1560 | 394 | Tools, Shop & Garage Equipment | [24 empty] | 394 | NA | 394.NA
1561 |  |  | S | G-SITUS | 13158054.4454 | 0 | 3900535.5837 | 9257518.8617 | 0 | 0 | 75% | 0 | 0 | 75% | 2925401.6878 | 975133.8959 | PLNT | 1624446.473 | 4668303.6723 | 1734170.2562 | 954616.5633 | 275981.8969 | 0 | 0 | 0 | 0 | 394 | S | 394.S
1562 |  |  | SG | PT | 54831.8626 | 37173.7285 | 17658.1341 | 0 | 0 | 0 | 75% | 27880.2964 | 9293.4321 | 75% | 13243.6005 | 4414.5335 | PLNT | 0 | 0 | 0 | 0 | 0 | 0 | 0 | 0 | 0 | 394 | SG | 394.SG
1563 |  |  | SG | G-SG | 10109262.7972 | 4468682.9922 | 5640579.8049 | 0 | 0 | 0 | 75% | 3351512.2442 | 1117170.7481 | 75% | 4230434.8537 | 1410144.9512 | PLNT | 0 | 0 | 0 | 0 | 0 | 0 | 0 | 0 | 0 | 394 | SG | 394.SG1
1564 |  |  | SO | PTD | 1609983.7502 | 811226.2145 | 385345.8294 | 413411.7063 | 0 | 0 | 75% | 608419.6609 | 202806.5536 | 75% | 289009.372 | 96336.4573 | PLNT | 72542.6757 | 208471.7747 | 77442.5951 | 42630.1764 | 12324.4844 | 0 | 0 | 0 | 0 | 394 | SO | 394.SO
1565 |  |  | SE | P | 20086.3707 | 20086.3707 | 0 | 0 | 0 | 0 | 0% | 0 | 20086.3707 | 0% | 0 | 0 | PLNT | 0 | 0 | 0 | 0 | 0 | 0 | 0 | 0 | 0 | 394 | SE | 394.SE
1566 |  |  | SG | PT | 4590.4167 | 3112.1121 | 1478.3046 | 0 | 0 | 0 | 75% | 2334.0841 | 778.028 | 75% | 1108.7284 | 369.5761 | PLNT | 0 | 0 | 0 | 0 | 0 | 0 | 0 | 0 | 0 | 394 | SG | 394.SG2
1567 |  |  | SG | G-SG | 715943.2415 | 316474.4503 | 399468.7912 | 0 | 0 | 0 | 75% | 237355.8377 | 79118.6126 | 75% | 299601.5934 | 99867.1978 | PLNT | 0 | 0 | 0 | 0 | 0 | 0 | 0 | 0 | 0 | 394 | SG | 394.SG3
1568 |  |  | SG | G-SG | 39386.4845 | 17410.3411 | 21976.1434 | 0 | 0 | 0 | 75% | 13057.7558 | 4352.5853 | 75% | 16482.1076 | 5494.0359 | PLNT | 0 | 0 | 0 | 0 | 0 | 0 | 0 | 0 | 0 | 394 | SG | 394.SG4
1569 |  |  |  |  | 25712139.3688 | 5674166.2094 | 10367042.5913 | 9670930.568 | 0 | 0 |  | 4240559.8791 | 1433606.3304 |  | 7775281.9435 | 2591760.6478 |  | 1696989.1487 | 4876775.447 | 1811612.8512 | 997246.7398 | 288306.3813 | 0 | 0 | 0 | 0 | 394 | NA | 394.NA1
1570 | [26 empty] | 394 | NA | 394.NA2
1571 | 395 | Laboratory Equipment | [24 empty] | 395 | NA | 395.NA
1572 |  |  | S | G-SITUS | 7471102.8608 | 0 | 2214712.1126 | 5256390.7482 | 0 | 0 | 75% | 0 | 0 | 75% | 1661034.0844 | 553678.0281 | PLNT | 922355.7132 | 2650648.4728 | 984656.5399 | 542028.3498 | 156701.6726 | 0 | 0 | 0 | 0 | 395 | S | 395.S
1573 |  |  | SG | PT | 664.8185 | 450.7194 | 214.0991 | 0 | 0 | 0 | 75% | 338.0395 | 112.6798 | 75% | 160.5744 | 53.5248 | PLNT | 0 | 0 | 0 | 0 | 0 | 0 | 0 | 0 | 0 | 395 | SG | 395.SG
1574 |  |  | SG | PT | 0 | 0 | 0 | 0 | 0 | 0 | 75% | 0 | 0 | 75% | 0 | 0 | PLNT | 0 | 0 | 0 | 0 | 0 | 0 | 0 | 0 | 0 | 395 | SG | 395.SG1
1575 |  |  | SO | PTD | 1999110.7453 | 1007296.5283 | 478482.4617 | 513331.7552 | 0 | 0 | 75% | 755472.3962 | 251824.1321 | 75% | 358861.8463 | 119620.6154 | PLNT | 90075.9665 | 258858.6158 | 96160.178 | 52933.7291 | 15303.2658 | 0 | 0 | 0 | 0 | 395 | SO | 395.SO
1576 |  |  | SE | P | 117300.2926 | 117300.2926 | 0 | 0 | 0 | 0 | 0% | 0 | 117300.2926 | 0% | 0 | 0 | PLNT | 0 | 0 | 0 | 0 | 0 | 0 | 0 | 0 | 0 | 395 | SE | 395.SE
1577 |  |  | SG | G-SG | 2640449.2875 | 1167180.1455 | 1473269.142 | 0 | 0 | 0 | 75% | 875385.1092 | 291795.0364 | 75% | 1104951.8565 | 368317.2855 | PLNT | 0 | 0 | 0 | 0 | 0 | 0 | 0 | 0 | 0 | 395 | SG | 395.SG2
1578 |  |  | SG | G-SG | 99547.1267 | 44003.6589 | 55543.4678 | 0 | 0 | 0 | 75% | 33002.7442 | 11000.9147 | 75% | 41657.6009 | 13885.867 | PLNT | 0 | 0 | 0 | 0 | 0 | 0 | 0 | 0 | 0 | 395 | SG | 395.SG3
1579 |  |  | SG | G-SG | 6142.1113 | 2715.0494 | 3427.0619 | 0 | 0 | 0 | 75% | 2036.2871 | 678.7624 | 75% | 2570.2964 | 856.7655 | PLNT | 0 | 0 | 0 | 0 | 0 | 0 | 0 | 0 | 0 | 395 | SG | 395.SG4
1580 |  |  |  |  | 12334317.2427 | 2338946.3942 | 4225648.3451 | 5769722.5034 | 0 | 0 |  | 1666234.5762 | 672711.818 |  | 3169236.2588 | 1056412.0863 |  | 1012431.6797 | 2909507.0886 | 1080816.7179 | 594962.0789 | 172004.9383 | 0 | 0 | 0 | 0 | 395 | NA | 395.NA1
1581 | [26 empty] | 395 | NA | 395.NA2
1582 | 396 | Power Operated Equipment | [24 empty] | 396 | NA | 396.NA
1583 |  |  | S | G-SITUS | 46634265.8685 | 0 | 13824126.8262 | 32810139.0422 | 0 | 0 | 75% | 0 | 0 | 75% | 10368095.1197 | 3456031.7066 | PLNT | 5757300.1409 | 16545220.6868 | 6146178.9144 | 3383314.9727 | 978124.3274 | 0 | 0 | 0 | 0 | 396 | S | 396.S
1584 |  |  | SG | G-DGP | 295148.6424 | 197754.0479 | 97394.5945 | 0 | 0 | 0 | 75% | 148315.5359 | 49438.512 | 75% | 73045.9459 | 24348.6486 | PLNT | 0 | 0 | 0 | 0 | 0 | 0 | 0 | 0 | 0 | 396 | SG | 396.SG
1585 |  |  | SG | G-SG | 17828677.1331 | 7880961.043 | 9947716.09 | 0 | 0 | 0 | 75% | 5910720.7823 | 1970240.2608 | 75% | 7460787.0675 | 2486929.0225 | PLNT | 0 | 0 | 0 | 0 | 0 | 0 | 0 | 0 | 0 | 396 | SG | 396.SG1
1586 |  |  | SO | PTD | 846976.6476 | 426768.0711 | 202721.8714 | 217486.7051 | 0 | 0 | 75% | 320076.0533 | 106692.0178 | 75% | 152041.4035 | 50680.4678 | PLNT | 38163.0884 | 109672.3646 | 40740.8271 | 22426.7878 | 6483.6372 | 0 | 0 | 0 | 0 | 396 | SO | 396.SO
1587 |  |  | SG | G-DGU | 601920.8371 | 403296.0514 | 198624.7858 | 0 | 0 | 0 | 75% | 302472.0385 | 100824.0128 | 75% | 148968.5893 | 49656.1964 | PLNT | 0 | 0 | 0 | 0 | 0 | 0 | 0 | 0 | 0 | 396 | SG | 396.SG2
1588 |  |  | SE | P | 53593.4495 | 53593.4495 | 0 | 0 | 0 | 0 | 0% | 0 | 53593.4495 | 0% | 0 | 0 | PLNT | 0 | 0 | 0 | 0 | 0 | 0 | 0 | 0 | 0 | 396 | SE | 396.SE
1589 |  |  | SG | G-SG | 0 | 0 | 0 | 0 | 0 | 0 | 75% | 0 | 0 | 75% | 0 | 0 | PLNT | 0 | 0 | 0 | 0 | 0 | 0 | 0 | 0 | 0 | 396 | SG | 396.SG3
1590 |  |  | SG | G-SG | 418374.7223 | 184937.7194 | 233437.003 | 0 | 0 | 0 | 75% | 138703.2895 | 46234.4298 | 75% | 175077.7522 | 58359.2507 | PLNT | 0 | 0 | 0 | 0 | 0 | 0 | 0 | 0 | 0 | 396 | SG | 396.SG4
1591 |  |  |  |  | 66678957.3005 | 9147310.3822 | 24504021.1709 | 33027625.7473 | 0 | 0 |  | 6820287.6996 | 2327022.6827 |  | 18378015.8782 | 6126005.2927 |  | 5795463.2294 | 16654893.0514 | 6186919.7415 | 3405741.7605 | 984607.9646 | 0 | 0 | 0 | 0 | 396 | NA | 396.NA1
1592 | [26 empty] | 396 | NA | 396.NA2
1593 | 397 | Communication Equipment | [24 empty] | 397 | NA | 397.NA
1594 |  |  | S | G-SITUS | 55705314.8369 | 0 | 16513122.3331 | 39192192.5038 | 0 | 0 | 75% | 0 | 0 | 75% | 12384841.7498 | 4128280.5833 | PLNT | 6877179.4943 | 19763508.8757 | 7341700.8951 | 4041419.3778 | 1168383.8609 | 0 | 0 | 0 | 0 | 397 | S | 397.S
1595 |  |  | SG | G-DGP | 295411.1295 | 197929.9182 | 97481.2113 | 0 | 0 | 0 | 75% | 148447.4387 | 49482.4796 | 75% | 73110.9085 | 24370.3028 | PLNT | 0 | 0 | 0 | 0 | 0 | 0 | 0 | 0 | 0 | 397 | SG | 397.SG
1596 |  |  | SG | G-DGU | 570327.4478 | 382128.0034 | 188199.4444 | 0 | 0 | 0 | 75% | 286596.0025 | 95532.0008 | 75% | 141149.5833 | 47049.8611 | PLNT | 0 | 0 | 0 | 0 | 0 | 0 | 0 | 0 | 0 | 397 | SG | 397.SG1
1597 |  |  | SO | PTD | 34297491.5464 | 17281555.9352 | 8209024.0501 | 8806911.5611 | 0 | 0 | 75% | 12961166.9514 | 4320388.9838 | 75% | 6156768.0376 | 2052256.0125 | PLNT | 1545376.9674 | 4441075.2164 | 1649759.9741 | 908150.8527 | 262548.5505 | 0 | 0 | 0 | 0 | 397 | SO | 397.SO
1598 |  |  | CN | CUST | 1637260.3256 | 0 | 0 | 0 | 1637260.3256 | 0 | 75% | 0 | 0 | 75% | 0 | 0 | PLNT | 0 | 0 | 0 | 0 | 0 | 0 | 0 | 0 | 0 | 397 | CN | 397.CN
1599 |  |  | SG | G-SG | 66069570.7398 | 29205291.5224 | 36864279.2174 | 0 | 0 | 0 | 75% | 21903968.6418 | 7301322.8806 | 75% | 27648209.413 | 9216069.8043 | PLNT | 0 | 0 | 0 | 0 | 0 | 0 | 0 | 0 | 0 | 397 | SG | 397.SG2
1600 |  |  | SE | P | 139389.3889 | 139389.3889 | 0 | 0 | 0 | 0 | 0% | 0 | 139389.3889 | 0% | 0 | 0 | PLNT | 0 | 0 | 0 | 0 | 0 | 0 | 0 | 0 | 0 | 397 | SE | 397.SE
1601 |  |  | SG | G-SG | 504540.3206 | 223026.228 | 281514.0926 | 0 | 0 | 0 | 75% | 167269.671 | 55756.557 | 75% | 211135.5695 | 70378.5232 | PLNT | 0 | 0 | 0 | 0 | 0 | 0 | 0 | 0 | 0 | 397 | SG | 397.SG3
1602 |  |  | SG | G-SG | 7286.0155 | 3220.6991 | 4065.3164 | 0 | 0 | 0 | 75% | 2415.5243 | 805.1748 | 75% | 3048.9873 | 1016.3291 | PLNT | 0 | 0 | 0 | 0 | 0 | 0 | 0 | 0 | 0 | 397 | SG | 397.SG4
1603 |  |  |  |  | 159226591.751 | 47432541.6953 | 62157685.6653 | 47999104.0649 | 1637260.3256 | 0 |  | 35469864.2297 | 11962677.4655 |  | 46618264.249 | 15539421.4163 |  | 8422556.4616 | 24204584.0921 | 8991460.8693 | 4949570.2305 | 1430932.4114 | 0 | 0 | 0 | 0 | 397 | NA | 397.NA1
1604 | [26 empty] | 397 | NA | 397.NA2
1605 | 398 | Misc. Equipment | [24 empty] | 398 | NA | 398.NA
1606 |  |  | S | G-SITUS | 982469.9969 | 0 | 291240.5629 | 691229.4341 | 0 | 0 | 75% | 0 | 0 | 75% | 218430.4222 | 72810.1407 | PLNT | 121292.2418 | 348567.3595 | 129484.967 | 71278.1769 | 20606.6888 | 0 | 0 | 0 | 0 | 398 | S | 398.S
1607 |  |  | SG | PT | 0 | 0 | 0 | 0 | 0 | 0 | 75% | 0 | 0 | 75% | 0 | 0 | PLNT | 0 | 0 | 0 | 0 | 0 | 0 | 0 | 0 | 0 | 398 | SG | 398.SG
1608 |  |  | SG | PT | 0 | 0 | 0 | 0 | 0 | 0 | 75% | 0 | 0 | 75% | 0 | 0 | PLNT | 0 | 0 | 0 | 0 | 0 | 0 | 0 | 0 | 0 | 398 | SG | 398.SG1
1609 |  |  | CN | CUST | 101097.7761 | 0 | 0 | 0 | 101097.7761 | 0 | 75% | 0 | 0 | 75% | 0 | 0 | CUST | 0 | 0 | 0 | 0 | 0 | 0 | 0 | 0 | 0 | 398 | CN | 398.CN
1610 |  |  | SO | PTD | 1094309.7596 | 551392.375 | 261920.4708 | 280996.9137 | 0 | 0 | 75% | 413544.2812 | 137848.0937 | 75% | 196440.3531 | 65480.1177 | PLNT | 49307.4281 | 141698.7579 | 52637.9149 | 28975.8317 | 8376.9812 | 0 | 0 | 0 | 0 | 398 | SO | 398.SO
1611 |  |  | SE | P | 766.2924 | 766.2924 | 0 | 0 | 0 | 0 | 0% | 0 | 766.2924 | 0% | 0 | 0 | PLNT | 0 | 0 | 0 | 0 | 0 | 0 | 0 | 0 | 0 | 398 | SE | 398.SE
1612 |  |  | SG | G-SG | 1037550.3806 | 458637.1759 | 578913.2048 | 0 | 0 | 0 | 75% | 343977.8819 | 114659.294 | 75% | 434184.9036 | 144728.3012 | PLNT | 0 | 0 | 0 | 0 | 0 | 0 | 0 | 0 | 0 | 398 | SG | 398.SG2
1613 |  |  | SG | G-SG | 0 | 0 | 0 | 0 | 0 | 0 | 75% | 0 | 0 | 75% | 0 | 0 | PLNT | 0 | 0 | 0 | 0 | 0 | 0 | 0 | 0 | 0 | 398 | SG | 398.SG3
1614 |  |  |  |  | 3216194.2056 | 1010795.8432 | 1132074.2385 | 972226.3478 | 101097.7761 | 0 |  | 757522.1632 | 253273.6801 |  | 849055.6788 | 283018.5596 |  | 170599.6699 | 490266.1175 | 182122.8819 | 100254.0085 | 28983.67 | 0 | 0 | 0 | 0 | 398 | NA | 398.NA1
1615 | [26 empty] | 398 | NA | 398.NA2
1616 | 399 | Coal Mine | [24 empty] | 399 | NA | 399.NA
1617 |  |  | SE | P | 144424157.7365 | 144424157.7365 | 0 | 0 | 0 | 0 | 0% | 0 | 144424157.7365 | 0% | 0 | 0 | ZERO | 0 | 0 | 0 | 0 | 0 | 0 | 0 | 0 | 0 | 399 | SE | 399.SE
1618 |  |  | SE | P | 0 | 0 | 0 | 0 | 0 | 0 | 0% | 0 | 0 | 0% | 0 | 0 | ZERO | 0 | 0 | 0 | 0 | 0 | 0 | 0 | 0 | 0 | 399 | SE | 399.SE1
1619 | [26 empty] | 399 | NA | 399.NA1
1620 |  |  |  |  | 144424157.7365 | 144424157.7365 | 0 | 0 | 0 | 0 |  | 0 | 144424157.7365 |  | 0 | 0 |  | 0 | 0 | 0 | 0 | 0 | 0 | 0 | 0 | 0 | 399 | NA | 399.NA2
1621 | [26 empty] | 399 | NA | 399.NA3
1622 | 399L | WIDCO Capital Lease | [24 empty] | 399L | NA | 399L.NA
1623 |  |  | SE | P | 0 | 0 | 0 | 0 | 0 | 0 | 0% | 0 | 0 | 0% | 0 | 0 | PLNT | 0 | 0 | 0 | 0 | 0 | 0 | 0 | 0 | 0 | 399L | SE | 399L.SE
1624 |  |  |  |  | 0 | 0 | 0 | 0 | 0 | 0 |  | 0 | 0 |  | 0 | 0 |  | 0 | 0 | 0 | 0 | 0 | 0 | 0 | 0 | 0 | 399L | NA | 399L.NA1
1625 | [26 empty] | 399L | NA | 399L.NA2
1626 |  | Remove Remaining Capital Leases |  | P | 0 | 0 | 0 | 0 | 0 | 0 | 0% | 0 | 0 | 0% | 0 | 0 | PLNT | 0 | 0 | 0 | 0 | 0 | 0 | 0 | 0 | 0 | 399L | NA | 399L.NA3
1627 |  |  |  |  | 0 | 0 | 0 | 0 | 0 | 0 |  | 0 | 0 |  | 0 | 0 |  | 0 | 0 | 0 | 0 | 0 | 0 | 0 | 0 | 0 | 399L | NA | 399L.NA4
1628 | [26 empty] | 399L | NA | 399L.NA5
1629 | 1011390 | General Capital Leases | [24 empty] | 1011390 | NA | 1011390.NA
1630 | [26 empty] | 1011390 | NA | 1011390.NA1
1631 |  |  | S | G-SITUS | 6690734.0038 | 0 | 1983381.8268 | 4707352.177 | 0 | 0 | 0% | 0 | 0 | 0% | 0 | 1983381.8268 | PLNT | 826014.1573 | 2373783.9245 | 881807.5613 | 485412.6062 | 140333.9278 | 0 | 0 | 0 | 0 | 1011390 | S | 1011390.S
1632 |  |  | SG | P | 5553371.8015 | 5553371.8015 | 0 | 0 | 0 | 0 | 0% | 0 | 5553371.8015 | 0% | 0 | 0 | PLNT | 0 | 0 | 0 | 0 | 0 | 0 | 0 | 0 | 0 | 1011390 | SG | 1011390.SG
1633 |  |  | SO | PTD | 895118.8832 | 451025.6101 | 214244.6024 | 229848.6707 | 0 | 0 | 0% | 0 | 451025.6101 | 0% | 0 | 214244.6024 | PLNT | 40332.2821 | 115906.1526 | 43056.5397 | 23701.5286 | 6852.1677 | 0 | 0 | 0 | 0 | 1011390 | SO | 1011390.SO
1634 |  |  |  |  | 13139224.6886 | 6004397.4116 | 2197626.4292 | 4937200.8478 | 0 | 0 |  | 0 | 6004397.4116 |  | 0 | 2197626.4292 |  | 866346.4394 | 2489690.0771 | 924864.1009 | 509114.1348 | 147186.0955 | 0 | 0 | 0 | 0 | 1011390 | NA | 1011390.NA2
1635 | [26 empty] | 1011390 | NA | 1011390.NA3
1636 |  | Remove Capital Leases |  |  | -13139224.6886 | -6004397.4116 | -2197626.4292 | -4937200.8478 | 0 | 0 | 0% | 0 | -6004397.4116 | 0% | 0 | -2197626.4292 |  | -866346.4394 | -2489690.0771 | -924864.1009 | -509114.1348 | -147186.0955 | 0 | 0 | 0 | 0 | 1011390 | NA | 1011390.NA4
1637 | [26 empty] | 1011390 | NA | 1011390.NA5
1638 | [26 empty] | 1011390 | NA | 1011390.NA6
1639 | 392L | General Vehicles Capital Leases | [24 empty] | 392L | NA | 392L.NA
1640 |  |  | SO | LABOR | 0 | 0 | 0 | 0 | 0 | 0 | 0% | 0 | 0 | 0% | 0 | 0 | PLNT | 0 | 0 | 0 | 0 | 0 | 0 | 0 | 0 | 0 | 392L | SO | 392L.SO
1641 |  |  |  |  | 0 | 0 | 0 | 0 | 0 | 0 |  | 0 | 0 |  | 0 | 0 |  | 0 | 0 | 0 | 0 | 0 | 0 | 0 | 0 | 0 | 392L | NA | 392L.NA1
1642 | [26 empty] | 392L | NA | 392L.NA2
1643 |  | Remove Capital Leases |  | PTD | 0 | 0 | 0 | 0 | 0 | 0 | 0% | 0 | 0 | 0% | 0 | 0 | PLNT | 0 | 0 | 0 | 0 | 0 | 0 | 0 | 0 | 0 | 392L | NA | 392L.NA3
1644 |  |  |  |  | 0 | 0 | 0 | 0 | 0 | 0 |  | 0 | 0 |  | 0 | 0 |  | 0 | 0 | 0 | 0 | 0 | 0 | 0 | 0 | 0 | 392L | NA | 392L.NA4
1645 | [26 empty] | 392L | NA | 392L.NA5
1646 | GP | Unclassified Gen Plant - Acct 300 | [24 empty] | GP | NA | GP.NA
1647 |  |  | S | G-SITUS | 0 | 0 | 0 | 0 | 0 | 0 | 75% | 0 | 0 | 75% | 0 | 0 | PLNT | 0 | 0 | 0 | 0 | 0 | 0 | 0 | 0 | 0 | GP | S | GP.S
1648 |  |  | SO | PTD | 3107266.7046 | 1565665.6198 | 743716.988 | 797884.0968 | 0 | 0 | 75% | 1174249.2149 | 391416.405 | 75% | 557787.741 | 185929.247 | PLNT | 140007.2769 | 402350.2749 | 149464.1155 | 82276.1893 | 23786.2401 | 0 | 0 | 0 | 0 | GP | SO | GP.SO
1649 |  |  | CN | CUST | 0 | 0 | 0 | 0 | 0 | 0 | 75% | 0 | 0 | 75% | 0 | 0 | CUST | 0 | 0 | 0 | 0 | 0 | 0 | 0 | 0 | 0 | GP | CN | GP.CN
1650 |  |  | SG | G-SG | 145370.1395 | 64259.1931 | 81110.9464 | 0 | 0 | 0 | 75% | 48194.3948 | 16064.7983 | 75% | 60833.2098 | 20277.7366 | PLNT | 0 | 0 | 0 | 0 | 0 | 0 | 0 | 0 | 0 | GP | SG | GP.SG
1651 |  |  | SG | PT | 0 | 0 | 0 | 0 | 0 | 0 | 75% | 0 | 0 | 75% | 0 | 0 | PLNT | 0 | 0 | 0 | 0 | 0 | 0 | 0 | 0 | 0 | GP | SG | GP.SG1
1652 |  |  | SG | PT | 0 | 0 | 0 | 0 | 0 | 0 | 75% | 0 | 0 | 75% | 0 | 0 | PLNT | 0 | 0 | 0 | 0 | 0 | 0 | 0 | 0 | 0 | GP | SG | GP.SG2
1653 |  |  |  |  | 3252636.844 | 1629924.8129 | 824827.9344 | 797884.0968 | 0 | 0 |  | 1222443.6097 | 407481.2032 |  | 618620.9508 | 206206.9836 |  | 140007.2769 | 402350.2749 | 149464.1155 | 82276.1893 | 23786.2401 | 0 | 0 | 0 | 0 | GP | NA | GP.NA1
1654 | [26 empty] | GP | NA | GP.NA2
1655 | 399G | Unclassified Gen Plant - Acct 300 | [24 empty] | 399G | NA | 399G.NA
1656 |  |  | S | G-SITUS | 0 | 0 | 0 | 0 | 0 | 0 | 75% | 0 | 0 | 75% | 0 | 0 | PLNT | 0 | 0 | 0 | 0 | 0 | 0 | 0 | 0 | 0 | 399G | S | 399G.S
1657 |  |  | SO | PTD | 0 | 0 | 0 | 0 | 0 | 0 | 75% | 0 | 0 | 75% | 0 | 0 | PLNT | 0 | 0 | 0 | 0 | 0 | 0 | 0 | 0 | 0 | 399G | SO | 399G.SO
1658 |  |  | SG | G-SG | 0 | 0 | 0 | 0 | 0 | 0 | 75% | 0 | 0 | 75% | 0 | 0 | PLNT | 0 | 0 | 0 | 0 | 0 | 0 | 0 | 0 | 0 | 399G | SG | 399G.SG
1659 |  |  | SG | PT | 0 | 0 | 0 | 0 | 0 | 0 | 75% | 0 | 0 | 75% | 0 | 0 | PLNT | 0 | 0 | 0 | 0 | 0 | 0 | 0 | 0 | 0 | 399G | SG | 399G.SG1
1660 |  |  | SG | PT | 0 | 0 | 0 | 0 | 0 | 0 | 75% | 0 | 0 | 75% | 0 | 0 | PLNT | 0 | 0 | 0 | 0 | 0 | 0 | 0 | 0 | 0 | 399G | SG | 399G.SG2
1661 |  |  |  |  | 0 | 0 | 0 | 0 | 0 | 0 |  | 0 | 0 |  | 0 | 0 |  | 0 | 0 | 0 | 0 | 0 | 0 | 0 | 0 | 0 | 399G | NA | 399G.NA1
1662 | [26 empty] | 399G | NA | 399G.NA2
1663 | TOTAL GENERAL PLANT |  |  |  | 600692616.2085 | 257401322.1663 | 155670030.0382 | 178441791.4553 | 9179472.5487 | 0 | 0% | 84272413.3632 | 173128908.8031 |  | 116752522.5287 | 38917507.5096 |  | 31311752.4364 | 89983124.2888 | 33426715.2809 | 18400555.5117 | 5319643.9376 | 0 | 0 | 0 | 0 | TOTAL GENERAL PLANT | NA | TOTAL GENERAL PLANT.NA
1664 | [26 empty] | TOTAL GENERAL PLANT | NA | TOTAL GENERAL PLANT.NA1
1665 | 301 | Organization | [24 empty] | 301 | NA | 301.NA
1666 |  |  | S | I-SITUS | 0 | 0 | 0 | 0 | 0 | 0 | 75% | 0 | 0 | 75% | 0 | 0 | PLNT | 0 | 0 | 0 | 0 | 0 | 0 | 0 | 0 | 0 | 301 | S | 301.S
1667 |  |  | SO | PTD | 0 | 0 | 0 | 0 | 0 | 0 | 75% | 0 | 0 | 75% | 0 | 0 | PLNT | 0 | 0 | 0 | 0 | 0 | 0 | 0 | 0 | 0 | 301 | SO | 301.SO
1668 |  |  | SG | I-SG | 0 | 0 | 0 | 0 | 0 | 0 | 75% | 0 | 0 | 75% | 0 | 0 | PLNT | 0 | 0 | 0 | 0 | 0 | 0 | 0 | 0 | 0 | 301 | SG | 301.SG
1669 |  |  |  |  | 0 | 0 | 0 | 0 | 0 | 0 |  | 0 | 0 |  | 0 | 0 |  | 0 | 0 | 0 | 0 | 0 | 0 | 0 | 0 | 0 | 301 | NA | 301.NA1
1670 | 302 | Franchise & Consent | [24 empty] | 302 | NA | 302.NA
1671 |  |  | S | I-SITUS | 0 | 0 | 0 | 0 | 0 | 0 | 75% | 0 | 0 | 75% | 0 | 0 | PLNT | 0 | 0 | 0 | 0 | 0 | 0 | 0 | 0 | 0 | 302 | S | 302.S
1672 |  |  | SG | I-SG | 4599712.4804 | 3863279.6648 | 736432.8156 | 0 | 0 | 0 | 75% | 2897459.7486 | 965819.9162 | 75% | 552324.6117 | 184108.2039 | PLNT | 0 | 0 | 0 | 0 | 0 | 0 | 0 | 0 | 0 | 302 | SG | 302.SG
1673 |  |  | SG | I-SG | 43239615.6392 | 36316775.9997 | 6922839.6395 | 0 | 0 | 0 | 75% | 27237581.9998 | 9079193.9999 | 75% | 5192129.7296 | 1730709.9099 | PLNT | 0 | 0 | 0 | 0 | 0 | 0 | 0 | 0 | 0 | 302 | SG | 302.SG1
1674 |  |  | SG | I-SG | 4025393.1296 | 3380911.1954 | 644481.9342 | 0 | 0 | 0 | 75% | 2535683.3966 | 845227.7989 | 75% | 483361.4507 | 161120.4836 | PLNT | 0 | 0 | 0 | 0 | 0 | 0 | 0 | 0 | 0 | 302 | SG | 302.SG2
1675 |  |  | SG | P | 0 | 0 | 0 | 0 | 0 | 0 | 75% | 0 | 0 | 75% | 0 | 0 | PLNT | 0 | 0 | 0 | 0 | 0 | 0 | 0 | 0 | 0 | 302 | SG | 302.SG3
1676 |  |  | SG | P | 263264.5271 | 263264.5271 | 0 | 0 | 0 | 0 | 75% | 197448.3954 | 65816.1318 | 75% | 0 | 0 | PLNT | 0 | 0 | 0 | 0 | 0 | 0 | 0 | 0 | 0 | 302 | SG | 302.SG4
1677 |  |  |  |  | 52127985.7763 | 43824231.3871 | 8303754.3893 | 0 | 0 | 0 |  | 32868173.5403 | 10956057.8468 |  | 6227815.792 | 2075938.5973 |  | 0 | 0 | 0 | 0 | 0 | 0 | 0 | 0 | 0 | 302 | NA | 302.NA1
1678 | [26 empty] | 302 | NA | 302.NA2
1679 | 303 | Miscellaneous Intangible Plant | [24 empty] | 303 | NA | 303.NA
1680 |  |  | S | I-SITUS | 3267149.0646 | 6068736.656 | -1383329.8595 | -1418257.7319 | 0 | 0 | 75% | 4551552.492 | 1517184.164 | 75% | -1037497.3946 | -345832.4649 | PLNT | -248866.2248 | -715187.0687 | -265675.9776 | -146247.8599 | -42280.6008 | 0 | 0 | 0 | 0 | 303 | S | 303.S
1681 |  |  | SG | I-SG | 70249390.8558 | 59002175.5308 | 11247215.325 | 0 | 0 | 0 | 75% | 44251631.6481 | 14750543.8827 | 75% | 8435411.4938 | 2811803.8313 | PLNT | 0 | 0 | 0 | 0 | 0 | 0 | 0 | 0 | 0 | 303 | SG | 303.SG
1682 |  |  | SO | PTD | 158274447.1076 | 79750109.6284 | 37882617.1899 | 40641720.2893 | 0 | 0 | 75% | 59812582.2213 | 19937527.4071 | 75% | 28411962.8924 | 9470654.2975 | PLNT | 7131532.7755 | 20494464.5437 | 7613234.5543 | 4190891.7422 | 1211596.6735 | 0 | 0 | 0 | 0 | 303 | SO | 303.SO
1683 |  |  | SE | P | 788713.6635 | 788713.6635 | 0 | 0 | 0 | 0 | 0% | 0 | 788713.6635 | 0% | 0 | 0 | PLNT | 0 | 0 | 0 | 0 | 0 | 0 | 0 | 0 | 0 | 303 | SE | 303.SE
1684 |  |  | CN | CUST | 62758798.1576 | 0 | 0 | 0 | 62758798.1576 | 0 | 75% | 0 | 0 | 75% | 0 | 0 | CUST | 0 | 0 | 0 | 0 | 0 | 0 | 0 | 0 | 0 | 303 | CN | 303.CN
1685 |  |  | SG | P | 0 | 0 | 0 | 0 | 0 | 0 | 75% | 0 | 0 | 75% | 0 | 0 | PLNT | 0 | 0 | 0 | 0 | 0 | 0 | 0 | 0 | 0 | 303 | SG | 303.SG1
1686 |  |  | SG | I-DGP | 0 | 0 | 0 | 0 | 0 | 0 | 75% | 0 | 0 | 75% | 0 | 0 | PLNT | 0 | 0 | 0 | 0 | 0 | 0 | 0 | 0 | 0 | 303 | SG | 303.SG2
1687 |  |  |  |  | 295338498.8491 | 145609735.4786 | 47746502.6554 | 39223462.5575 | 62758798.1576 | 0 |  | 108615766.3614 | 36993969.1173 |  | 35809876.9916 | 11936625.6639 |  | 6882666.5507 | 19779277.4751 | 7347558.5766 | 4044643.8823 | 1169316.0728 | 0 | 0 | 0 | 0 | 303 | NA | 303.NA1
1688 | 303 | Less Non-Utility Plant | [24 empty] | 303 | NA | 303.NA2
1689 |  |  | S | I-SITUS | 0 | 0 | 0 | 0 | 0 | 0 | 75% | 0 | 0 | 75% | 0 | 0 | PLNT | 0 | 0 | 0 | 0 | 0 | 0 | 0 | 0 | 0 | 303 | S | 303.S1
1690 |  |  |  |  | 0 | 0 | 0 | 0 | 0 | 0 |  | 0 | 0 |  | 0 | 0 |  | 0 | 0 | 0 | 0 | 0 | 0 | 0 | 0 | 0 | 303 | NA | 303.NA3
1691 | [26 empty] | 303 | NA | 303.NA4
1692 | IP | Unclassified Intangible Plant - Acct 300 | [24 empty] | IP | NA | IP.NA
1693 |  |  | S | I-SITUS | 0 | 0 | 0 | 0 | 0 | 0 | 75% | 0 | 0 | 75% | 0 | 0 | PLNT | 0 | 0 | 0 | 0 | 0 | 0 | 0 | 0 | 0 | IP | S | IP.S
1694 |  |  | SG | I-SG | 0 | 0 | 0 | 0 | 0 | 0 | 75% | 0 | 0 | 75% | 0 | 0 | PLNT | 0 | 0 | 0 | 0 | 0 | 0 | 0 | 0 | 0 | IP | SG | IP.SG
1695 |  |  | SG | P | 0 | 0 | 0 | 0 | 0 | 0 | 75% | 0 | 0 | 75% | 0 | 0 | PLNT | 0 | 0 | 0 | 0 | 0 | 0 | 0 | 0 | 0 | IP | SG | IP.SG1
1696 |  |  | SO | PTD | 0 | 0 | 0 | 0 | 0 | 0 | 75% | 0 | 0 | 75% | 0 | 0 | PLNT | 0 | 0 | 0 | 0 | 0 | 0 | 0 | 0 | 0 | IP | SO | IP.SO
1697 |  |  |  |  | 0 | 0 | 0 | 0 | 0 | 0 |  | 0 | 0 |  | 0 | 0 |  | 0 | 0 | 0 | 0 | 0 | 0 | 0 | 0 | 0 | IP | NA | IP.NA1
1698 | [26 empty] | IP | NA | IP.NA2
1699 | TOTAL INTANGIBLE PLANT |  |  |  | 347466484.6255 | 189433966.8657 | 56050257.0447 | 39223462.5575 | 62758798.1576 | 0 |  | 141483939.9017 | 47950026.964 |  | 42037692.7835 | 14012564.2612 |  | 6882666.5507 | 19779277.4751 | 7347558.5766 | 4044643.8823 | 1169316.0728 | 0 | 0 | 0 | 0 | TOTAL INTANGIBLE PLANT | NA | TOTAL INTANGIBLE PLANT.NA
1700 | [26 empty] | TOTAL INTANGIBLE PLANT | NA | TOTAL INTANGIBLE PLANT.NA1
1701 | [26 empty] | TOTAL INTANGIBLE PLANT | NA | TOTAL INTANGIBLE PLANT.NA2
1702 | TOTAL ELECTRIC PLANT IN SERVICE |  |  |  | 11346572135.0403 | 5686307576.5305 | 2700556024.9797 | 2887770262.8238 | 71938270.7063 | 0 |  | 4155360568.8888 | 1530947007.6417 |  | 2025417018.7348 | 675139006.2449 |  | 515479059.7469 | 1481374011.1049 | 521120614.3945 | 286863627.277 | 82932950.3006 | 0 | 0 | 0 | 0 | TOTAL ELECTRIC PLANT IN SERVICE | NA | TOTAL ELECTRIC PLANT IN SERVICE.NA
1703 | [26 empty] | TOTAL ELECTRIC PLANT IN SERVICE | NA | TOTAL ELECTRIC PLANT IN SERVICE.NA1
1704 | 105 | Plant Held For Future Use | [24 empty] | 105 | NA | 105.NA
1705 |  |  | S | DPW | 4847342.38 | 0 | 0 | 4847342.38 | 0 | 0 | 75% | 0 | 0 | 75% | 0 | 0 | PLNT | 850578.6864 | 2444377.0055 | 908031.3097 | 499848.1119 | 144507.2665 | 0 | 0 | 0 | 0 | 105 | S | 105.S
1706 |  |  | SG | P | 0 | 0 | 0 | 0 | 0 | 0 | 75% | 0 | 0 | 75% | 0 | 0 | PLNT | 0 | 0 | 0 | 0 | 0 | 0 | 0 | 0 | 0 | 105 | SG | 105.SG
1707 |  |  | SG | T | 1602180.0675 | 0 | 1602180.0675 | 0 | 0 | 0 | 75% | 0 | 0 | 75% | 1201635.0506 | 400545.0169 | PLNT | 0 | 0 | 0 | 0 | 0 | 0 | 0 | 0 | 0 | 105 | SG | 105.SG1
1708 |  |  | SG | P | -977889.2945 | -977889.2945 | 0 | 0 | 0 | 0 | 75% | -733416.9709 | -244472.3236 | 75% | 0 | 0 | PLNT | 0 | 0 | 0 | 0 | 0 | 0 | 0 | 0 | 0 | 105 | SG | 105.SG2
1709 |  |  | SE | P | 6610231.9684 | 6610231.9684 | 0 | 0 | 0 | 0 | 0% | 0 | 6610231.9684 | 0% | 0 | 0 | PLNT | 0 | 0 | 0 | 0 | 0 | 0 | 0 | 0 | 0 | 105 | SE | 105.SE
1710 |  |  | SG | G | 0 | 0 | 0 | 0 | 0 | 0 | 75% | 0 | 0 | 75% | 0 | 0 | PLNT | 0 | 0 | 0 | 0 | 0 | 0 | 0 | 0 | 0 | 105 | SG | 105.SG3
1711 |  |  |  |  | 12081865.1214 | 5632342.6739 | 1602180.0675 | 4847342.38 | 0 | 0 |  | -733416.9709 | 6365759.6448 |  | 1201635.0506 | 400545.0169 |  | 850578.6864 | 2444377.0055 | 908031.3097 | 499848.1119 | 144507.2665 | 0 | 0 | 0 | 0 | 105 | NA | 105.NA1
1712 | [26 empty] | 105 | NA | 105.NA2
1713 | 114 | Electric Plant Acquisition Adjustments | [24 empty] | 114 | NA | 114.NA
1714 |  |  | S | P | 1808818.7108 | 1808818.7108 | 0 | 0 | 0 | 0 | 75% | 1356614.0331 | 452204.6777 | 75% | 0 | 0 | PLNT | 0 | 0 | 0 | 0 | 0 | 0 | 0 | 0 | 0 | 114 | S | 114.S
1715 |  |  | SG | P | 62714615.617 | 62714615.617 | 0 | 0 | 0 | 0 | 75% | 47035961.7128 | 15678653.9043 | 75% | 0 | 0 | PLNT | 0 | 0 | 0 | 0 | 0 | 0 | 0 | 0 | 0 | 114 | SG | 114.SG
1716 |  |  | SG | P | 0 | 0 | 0 | 0 | 0 | 0 | 75% | 0 | 0 | 75% | 0 | 0 | PLNT | 0 | 0 | 0 | 0 | 0 | 0 | 0 | 0 | 0 | 114 | SG | 114.SG1
1717 |  |  |  |  | 64523434.3278 | 64523434.3278 | 0 | 0 | 0 | 0 |  | 48392575.7458 | 16130858.5819 |  | 0 | 0 |  | 0 | 0 | 0 | 0 | 0 | 0 | 0 | 0 | 0 | 114 | NA | 114.NA1
1718 | [26 empty] | 114 | NA | 114.NA2
1719 | 115 | Accum Provision for Asset Acquisition Adjustments | [24 empty] | 115 | NA | 115.NA
1720 |  |  | S | P | -18349.7085 | -18349.7085 | 0 | 0 | 0 | 0 | 75% | -13762.2813 | -4587.4271 | 75% | 0 | 0 | PLNT | 0 | 0 | 0 | 0 | 0 | 0 | 0 | 0 | 0 | 115 | S | 115.S
1721 |  |  | SG | P | -47881620.0689 | -47881620.0689 | 0 | 0 | 0 | 0 | 75% | -35911215.0517 | -11970405.0172 | 75% | 0 | 0 | PLNT | 0 | 0 | 0 | 0 | 0 | 0 | 0 | 0 | 0 | 115 | SG | 115.SG
1722 |  |  | SG | P | 0 | 0 | 0 | 0 | 0 | 0 | 75% | 0 | 0 | 75% | 0 | 0 | PLNT | 0 | 0 | 0 | 0 | 0 | 0 | 0 | 0 | 0 | 115 | SG | 115.SG1
1723 |  |  |  |  | -47899969.7773 | -47899969.7773 | 0 | 0 | 0 | 0 |  | -35924977.333 | -11974992.4443 |  | 0 | 0 |  | 0 | 0 | 0 | 0 | 0 | 0 | 0 | 0 | 0 | 115 | NA | 115.NA1
1724 | [26 empty] | 115 | NA | 115.NA2
1725 | 128 | Pensions | SO | LABOR | 0 | 0 | 0 | 0 | 0 | 0 | 0% | 0 | 0 | 0% | 0 | 0 | PLNT | 0 | 0 | 0 | 0 | 0 | 0 | 0 | 0 | 0 | 128 | SO | 128.SO
1726 |  |  |  |  | 0 | 0 | 0 | 0 | 0 | 0 |  | 0 | 0 |  | 0 | 0 |  | 0 | 0 | 0 | 0 | 0 | 0 | 0 | 0 | 0 | 128 | NA | 128.NA
1727 | [26 empty] | 128 | NA | 128.NA1
1728 | 124 | Weatherization | [24 empty] | 124 | NA | 124.NA
1729 |  |  | S | DMSC | 2160737.8492 | 0 | 0 | 0 | 0 | 2160737.8492 | 50% | 0 | 0 | 50% | 0 | 0 | MISC | 0 | 0 | 0 | 0 | 0 | 0 | 0 | 0 | 0 | 124 | S | 124.S
1730 |  |  | SO | DMSC | -1928.4184 | 0 | 0 | 0 | 0 | -1928.4184 | 50% | 0 | 0 | 50% | 0 | 0 | MISC | 0 | 0 | 0 | 0 | 0 | 0 | 0 | 0 | 0 | 124 | SO | 124.SO
1731 |  |  |  |  | 2158809.4308 | 0 | 0 | 0 | 0 | 2158809.4308 |  | 0 | 0 |  | 0 | 0 |  | 0 | 0 | 0 | 0 | 0 | 0 | 0 | 0 | 0 | 124 | NA | 124.NA1
1732 | [26 empty] | 124 | NA | 124.NA2
1733 | 182 | Weatherization | [24 empty] | 182 | NA | 182.NA
1734 |  |  | S | DMSC | 0 | 0 | 0 | 0 | 0 | 0 | 50% | 0 | 0 | 50% | 0 | 0 | MISC | 0 | 0 | 0 | 0 | 0 | 0 | 0 | 0 | 0 | 182 | S | 182.S
1735 |  |  | SG | DMSC | 0 | 0 | 0 | 0 | 0 | 0 | 50% | 0 | 0 | 50% | 0 | 0 | MISC | 0 | 0 | 0 | 0 | 0 | 0 | 0 | 0 | 0 | 182 | SG | 182.SG
1736 |  |  | SGCT | DMSC | 0 | 0 | 0 | 0 | 0 | 0 | 50% | 0 | 0 | 50% | 0 | 0 | MISC | 0 | 0 | 0 | 0 | 0 | 0 | 0 | 0 | 0 | 182 | SGCT | 182.SGCT
1737 |  |  | SO | DMSC | 0 | 0 | 0 | 0 | 0 | 0 | 50% | 0 | 0 | 50% | 0 | 0 | MISC | 0 | 0 | 0 | 0 | 0 | 0 | 0 | 0 | 0 | 182 | SO | 182.SO
1738 |  |  |  |  | 0 | 0 | 0 | 0 | 0 | 0 |  | 0 | 0 |  | 0 | 0 |  | 0 | 0 | 0 | 0 | 0 | 0 | 0 | 0 | 0 | 182 | NA | 182.NA1
1739 | [26 empty] | 182 | NA | 182.NA2
1740 | 186 | Weatherization | [24 empty] | 186 | NA | 186.NA
1741 |  |  | S | DMSC | 0 | 0 | 0 | 0 | 0 | 0 | 50% | 0 | 0 | 50% | 0 | 0 | MISC | 0 | 0 | 0 | 0 | 0 | 0 | 0 | 0 | 0 | 186 | S | 186.S
1742 |  |  | CN | CUST | 0 | 0 | 0 | 0 | 0 | 0 | 75% | 0 | 0 | 75% | 0 | 0 | CUST | 0 | 0 | 0 | 0 | 0 | 0 | 0 | 0 | 0 | 186 | CN | 186.CN
1743 |  |  | CNP | CUST | 0 | 0 | 0 | 0 | 0 | 0 | 75% | 0 | 0 | 75% | 0 | 0 | CUST | 0 | 0 | 0 | 0 | 0 | 0 | 0 | 0 | 0 | 186 | CNP | 186.CNP
1744 |  |  | SG | DMSC | 0 | 0 | 0 | 0 | 0 | 0 | 50% | 0 | 0 | 50% | 0 | 0 | MISC | 0 | 0 | 0 | 0 | 0 | 0 | 0 | 0 | 0 | 186 | SG | 186.SG
1745 |  |  | SO | DMSC | 0 | 0 | 0 | 0 | 0 | 0 | 50% | 0 | 0 | 50% | 0 | 0 | MISC | 0 | 0 | 0 | 0 | 0 | 0 | 0 | 0 | 0 | 186 | SO | 186.SO
1746 |  |  |  |  | 0 | 0 | 0 | 0 | 0 | 0 |  | 0 | 0 |  | 0 | 0 |  | 0 | 0 | 0 | 0 | 0 | 0 | 0 | 0 | 0 | 186 | NA | 186.NA1
1747 | [26 empty] | 186 | NA | 186.NA2
1748 |  | Total Weatherization |  |  | 2158809.4308 | 0 | 0 | 0 | 0 | 2158809.4308 |  | 0 | 0 |  | 0 | 0 |  | 0 | 0 | 0 | 0 | 0 | 0 | 0 | 0 | 0 | 186 | NA | 186.NA3
1749 | [26 empty] | 186 | NA | 186.NA4
1750 | 151 | Fuel Stock | [24 empty] | 151 | NA | 151.NA
1751 |  |  | SE | P | 79253742.8899 | 79253742.8899 | 0 | 0 | 0 | 0 | 0% | 0 | 79253742.8899 | 0% | 0 | 0 | PLNT | 0 | 0 | 0 | 0 | 0 | 0 | 0 | 0 | 0 | 151 | SE | 151.SE
1752 |  |  | SE | P | 0 | 0 | 0 | 0 | 0 | 0 | 0% | 0 | 0 | 0% | 0 | 0 | PLNT | 0 | 0 | 0 | 0 | 0 | 0 | 0 | 0 | 0 | 151 | SE | 151.SE1
1753 |  |  | SE | P | 3262236.424 | 3262236.424 | 0 | 0 | 0 | 0 | 0% | 0 | 3262236.424 | 0% | 0 | 0 | PLNT | 0 | 0 | 0 | 0 | 0 | 0 | 0 | 0 | 0 | 151 | SE | 151.SE2
1754 |  |  |  |  | 82515979.3139 | 82515979.3139 | 0 | 0 | 0 | 0 |  | 0 | 82515979.3139 |  | 0 | 0 |  | 0 | 0 | 0 | 0 | 0 | 0 | 0 | 0 | 0 | 151 | NA | 151.NA1
1755 | [26 empty] | 151 | NA | 151.NA2
1756 | 152 | Fuel Stock - Undistributed | [24 empty] | 152 | NA | 152.NA
1757 |  |  | SE | P | 0 | 0 | 0 | 0 | 0 | 0 | 0% | 0 | 0 | 0% | 0 | 0 | PLNT | 0 | 0 | 0 | 0 | 0 | 0 | 0 | 0 | 0 | 152 | SE | 152.SE
1758 |  |  |  |  | 0 | 0 | 0 | 0 | 0 | 0 |  | 0 | 0 |  | 0 | 0 |  | 0 | 0 | 0 | 0 | 0 | 0 | 0 | 0 | 0 | 152 | NA | 152.NA1
1759 | [26 empty] | 152 | NA | 152.NA2
1760 | 25316 | DG&T Working Capital Deposit | [24 empty] | 25316 | NA | 25316.NA
1761 |  |  | SE | P | -1168510.3117 | -1168510.3117 | 0 | 0 | 0 | 0 | 0% | 0 | -1168510.3117 |  | 0 | 0 | PLNT | 0 | 0 | 0 | 0 | 0 | 0 | 0 | 0 | 0 | 25316 | SE | 25316.SE
1762 |  |  |  |  | -1168510.3117 | -1168510.3117 | 0 | 0 | 0 | 0 |  | 0 | -1168510.3117 |  | 0 | 0 |  | 0 | 0 | 0 | 0 | 0 | 0 | 0 | 0 | 0 | 25316 | NA | 25316.NA1
1763 | [26 empty] | 25316 | NA | 25316.NA2
1764 | 25317 | DG&T Working Capital Deposit | [24 empty] | 25317 | NA | 25317.NA
1765 |  |  | SE | P | -1279972.8223 | -1279972.8223 | 0 | 0 | 0 | 0 | 0% | 0 | -1279972.8223 | 0% | 0 | 0 | PLNT | 0 | 0 | 0 | 0 | 0 | 0 | 0 | 0 | 0 | 25317 | SE | 25317.SE
1766 |  |  |  |  | -1279972.8223 | -1279972.8223 | 0 | 0 | 0 | 0 |  | 0 | -1279972.8223 |  | 0 | 0 |  | 0 | 0 | 0 | 0 | 0 | 0 | 0 | 0 | 0 | 25317 | NA | 25317.NA1
1767 | [26 empty] | 25317 | NA | 25317.NA2
1768 | 25319 | Provo Working Capital Deposit | [24 empty] | 25319 | NA | 25319.NA
1769 |  |  | SE | P | 0 | 0 | 0 | 0 | 0 | 0 | 0% | 0 | 0 | 0% | 0 | 0 | PLNT | 0 | 0 | 0 | 0 | 0 | 0 | 0 | 0 | 0 | 25319 | SE | 25319.SE
1770 |  |  |  |  | 0 | 0 | 0 | 0 | 0 | 0 |  | 0 | 0 |  | 0 | 0 |  | 0 | 0 | 0 | 0 | 0 | 0 | 0 | 0 | 0 | 25319 | NA | 25319.NA1
1771 | [26 empty] | 25319 | NA | 25319.NA2
1772 |  | Total Fuel Stock |  |  | 80067496.18 | 80067496.18 | 0 | 0 | 0 | 0 | 0% | 0 | 80067496.18 | 0% | 0 | 0 |  | 0 | 0 | 0 | 0 | 0 | 0 | 0 | 0 | 0 | 25319 | NA | 25319.NA3
1773 | [26 empty] | 25319 | NA | 25319.NA4
1774 | 154 | Materials and Supplies | [24 empty] | 154 | NA | 154.NA
1775 |  |  | S | MSS | 44869314.8854 | 38745594.1709 | 298126.9499 | 5825593.7646 | 0 | 0 | 75% | 29059195.6281 | 9686398.5427 | 75% | 223595.2124 | 74531.7375 | PLNT | 1022235.5888 | 2937681.3778 | 1091282.8353 | 600723.41 | 173670.5527 | 0 | 0 | 0 | 0 | 154 | S | 154.S
1776 |  |  | SG | MSS | 2601075.6698 | 2246083.3772 | 17282.4292 | 337709.8635 | 0 | 0 | 75% | 1684562.5329 | 561520.8443 | 75% | 12961.8219 | 4320.6073 | PLNT | 59259.0309 | 170297.4868 | 63261.7021 | 34823.956 | 10067.6877 | 0 | 0 | 0 | 0 | 154 | SG | 154.SG
1777 |  |  | SE | MSS | 1090236.1712 | 941441.7926 | 7243.899 | 141550.4796 | 0 | 0 | 75% | 706081.3445 | 235360.4482 | 75% | 5432.9242 | 1810.9747 | PLNT | 24838.3158 | 71379.8841 | 26516.0282 | 14596.3983 | 4219.8531 | 0 | 0 | 0 | 0 | 154 | SE | 154.SE
1778 |  |  | SO | MSS | 49389.1687 | 42648.5827 | 328.1584 | 6412.4276 | 0 | 0 | 75% | 31986.437 | 10662.1457 | 75% | 246.1188 | 82.0396 | PLNT | 1125.2092 | 3233.605 | 1201.2118 | 661.2365 | 191.165 | 0 | 0 | 0 | 0 | 154 | SO | 154.SO
1779 |  |  | SG | MSS | 49348018.4262 | 42613048.5826 | 327884.9756 | 6407084.868 | 0 | 0 | 75% | 31959786.437 | 10653262.1457 | 75% | 245913.7317 | 81971.2439 | PLNT | 1124271.6944 | 3230910.8158 | 1200211.0039 | 660685.5929 | 191005.761 | 0 | 0 | 0 | 0 | 154 | SG | 154.SG1
1780 |  |  | SG | MSS | 2848.9012 | 2460.0859 | 18.9291 | 369.8862 | 0 | 0 | 75% | 1845.0644 | 615.0215 | 75% | 14.1968 | 4.7323 | PLNT | 64.9051 | 186.5231 | 69.2892 | 38.1419 | 11.0269 | 0 | 0 | 0 | 0 | 154 | SG | 154.SG2
1781 |  |  | SNPD | MSS | -780252.3911 | -673764.2991 | -5184.2616 | -101303.8304 | 0 | 0 | 75% | -505323.2244 | -168441.0748 | 75% | -3888.1962 | -1296.0654 | PLNT | -17776.1074 | -51084.6427 | -18976.8006 | -10446.2455 | -3020.0342 | 0 | 0 | 0 | 0 | 154 | SNPD | 154.SNPD
1782 |  |  | SG | MSS | 0 | 0 | 0 | 0 | 0 | 0 | 75% | 0 | 0 | 75% | 0 | 0 | PLNT | 0 | 0 | 0 | 0 | 0 | 0 | 0 | 0 | 0 | 154 | SG | 154.SG3
1783 |  |  | SG | MSS | 0 | 0 | 0 | 0 | 0 | 0 | 75% | 0 | 0 | 75% | 0 | 0 | PLNT | 0 | 0 | 0 | 0 | 0 | 0 | 0 | 0 | 0 | 154 | SG | 154.SG4
1784 |  |  | SG | MSS | 0 | 0 | 0 | 0 | 0 | 0 | 75% | 0 | 0 | 75% | 0 | 0 | PLNT | 0 | 0 | 0 | 0 | 0 | 0 | 0 | 0 | 0 | 154 | SG | 154.SG5
1785 |  |  | SG | MSS | 0 | 0 | 0 | 0 | 0 | 0 | 75% | 0 | 0 | 75% | 0 | 0 | PLNT | 0 | 0 | 0 | 0 | 0 | 0 | 0 | 0 | 0 | 154 | SG | 154.SG6
1786 |  |  | SG | MSS | 4125655.7161 | 3562590.2128 | 27412.2562 | 535653.2471 | 0 | 0 | 75% | 2671942.6596 | 890647.5532 | 75% | 20559.1921 | 6853.064 | PLNT | 93992.7902 | 270114.7098 | 100341.5648 | 55235.4761 | 15968.7062 | 0 | 0 | 0 | 0 | 154 | SG | 154.SG7
1787 |  |  | SG | MSS | 0 | 0 | 0 | 0 | 0 | 0 | 75% | 0 | 0 | 75% | 0 | 0 | PLNT | 0 | 0 | 0 | 0 | 0 | 0 | 0 | 0 | 0 | 154 | SG | 154.SG8
1788 |  |  |  |  | 101306286.5474 | 87480102.5055 | 673113.3357 | 13153070.7063 | 0 | 0 |  | 65610076.8791 | 21870025.6264 |  | 504835.0018 | 168278.3339 |  | 2308011.427 | 6632719.7597 | 2463906.8347 | 1356317.9662 | 392114.7186 | 0 | 0 | 0 | 0 | 154 | NA | 154.NA1
1789 | [26 empty] | 154 | NA | 154.NA2
1790 | 163 | Stores Expense Undistributed | [24 empty] | 163 | NA | 163.NA
1791 |  |  | SO | MSS | 0 | 0 | 0 | 0 | 0 | 0 | 75% | 0 | 0 | 75% | 0 | 0 | PLNT | 0 | 0 | 0 | 0 | 0 | 0 | 0 | 0 | 0 | 163 | SO | 163.SO
1792 | [26 empty] | 163 | NA | 163.NA1
1793 |  |  |  |  | 0 | 0 | 0 | 0 | 0 | 0 |  | 0 | 0 |  | 0 | 0 |  | 0 | 0 | 0 | 0 | 0 | 0 | 0 | 0 | 0 | 163 | NA | 163.NA2
1794 | [26 empty] | 163 | NA | 163.NA3
1795 | 25318 | Provo Working Capital Deposit | [24 empty] | 25318 | NA | 25318.NA
1796 |  |  | SG | MSS | -119587.4327 | -103266.2555 | -794.5795 | -15526.5977 | 0 | 0 | 75% | -77449.6916 | -25816.5639 | 75% | -595.9346 | -198.6449 | PLNT | -2724.5018 | -7829.622 | -2908.5292 | -1601.0713 | -462.8735 | 0 | 0 | 0 | 0 | 25318 | SG | 25318.SG
1797 | [26 empty] | 25318 | NA | 25318.NA1
1798 |  |  |  |  | -119587.4327 | -103266.2555 | -794.5795 | -15526.5977 | 0 | 0 |  | -77449.6916 | -25816.5639 |  | -595.9346 | -198.6449 |  | -2724.5018 | -7829.622 | -2908.5292 | -1601.0713 | -462.8735 | 0 | 0 | 0 | 0 | 25318 | NA | 25318.NA2
1799 | [26 empty] | 25318 | NA | 25318.NA3
1800 |  | Total Materials & Supplies |  |  | 101186699.1148 | 87376836.25 | 672318.7562 | 13137544.1086 | 0 | 0 |  | 65532627.1875 | 21844209.0625 |  | 504239.0672 | 168079.6891 |  | 2305286.9252 | 6624890.1377 | 2460998.3055 | 1354716.895 | 391651.8451 | 0 | 0 | 0 | 0 | 25318 | NA | 25318.NA4
1801 | [26 empty] | 25318 | NA | 25318.NA5
1802 | 165 | Prepayments | [24 empty] | 165 | NA | 165.NA
1803 |  |  | S | DMSC | 2918735.8523 | 0 | 0 | 0 | 0 | 2918735.8523 | 75% | 0 | 0 | 75% | 0 | 0 | PLNT | 0 | 0 | 0 | 0 | 0 | 0 | 0 | 0 | 0 | 165 | S | 165.S
1804 |  |  | GPS | GP | 2281381.3778 | 1112948.6838 | 554550.0226 | 600478.8871 | 13403.7844 | 0 | 75% | 834711.5128 | 278237.1709 | 75% | 415912.5169 | 138637.5056 | PLNT | 105367.9528 | 302804.4377 | 112485.0666 | 61920.1646 | 17901.2654 | 0 | 0 | 0 | 0 | 165 | GPS | 165.GPS
1805 |  |  | SG | PT | 1751265.6523 | 1187285.4735 | 563980.1788 | 0 | 0 | 0 | 75% | 890464.1051 | 296821.3684 | 75% | 422985.1341 | 140995.0447 | PLNT | 0 | 0 | 0 | 0 | 0 | 0 | 0 | 0 | 0 | 165 | SG | 165.SG
1806 |  |  | SE | P | 183433.1623 | 183433.1623 | 0 | 0 | 0 | 0 | 75% | 137574.8717 | 45858.2906 | 75% | 0 | 0 | PLNT | 0 | 0 | 0 | 0 | 0 | 0 | 0 | 0 | 0 | 165 | SE | 165.SE
1807 |  |  | SO | PTD | 8997448.1011 | 4533564.865 | 2153518.0715 | 2310365.1646 | 0 | 0 | 75% | 3400173.6488 | 1133391.2163 | 75% | 1615138.5536 | 538379.5179 | PLNT | 405407.1722 | 1165051.4942 | 432790.5359 | 238240.1685 | 68875.7938 | 0 | 0 | 0 | 0 | 165 | SO | 165.SO
1808 |  |  |  |  | 16132264.1458 | 7017232.1846 | 3272048.2729 | 2910844.0517 | 13403.7844 | 2918735.8523 |  | 5262924.1384 | 1754308.0461 |  | 2454036.2046 | 818012.0682 |  | 510775.1249 | 1467855.9319 | 545275.6025 | 300160.3331 | 86777.0593 | 0 | 0 | 0 | 0 | 165 | NA | 165.NA1
1809 | [26 empty] | 165 | NA | 165.NA2
1810 | 182M | Misc Regulatory Assets | [24 empty] | 182M | NA | 182M.NA
1811 |  |  | S | DDS2 | 21022766.0631 | 20355392.2132 | -83984.8288 | -347816.1162 | 1089651.1906 | 9523.6043 | 75% | 15266544.1599 | 5088848.0533 | 75% | -62988.6216 | -20996.2072 | PLNT | -61032.4075 | -175393.7828 | -65154.8619 | -35866.0923 | -10368.9717 | 0 | 0 | 0 | 0 | 182M | S | 182M.S
1812 |  |  | SG | DEFSG | 0 | 0 | 0 | 0 | 0 | 0 | 75% | 0 | 0 | 75% | 0 | 0 | PLNT | 0 | 0 | 0 | 0 | 0 | 0 | 0 | 0 | 0 | 182M | SG | 182M.SG
1813 |  |  | SGCT | P | 1026061.2691 | 1026061.2691 | 0 | 0 | 0 | 0 | 75% | 769545.9518 | 256515.3173 | 75% | 0 | 0 | PLNT | 0 | 0 | 0 | 0 | 0 | 0 | 0 | 0 | 0 | 182M | SGCT | 182M.SGCT
1814 |  |  | SG-P | DEFSG | 0 | 0 | 0 | 0 | 0 | 0 | 75% | 0 | 0 | 75% | 0 | 0 | PLNT | 0 | 0 | 0 | 0 | 0 | 0 | 0 | 0 | 0 | 182M | SG-P | 182M.SG-P
1815 |  |  | SE | P | 70751406.5809 | 70751406.5809 | 0 | 0 | 0 | 0 | 75% | 53063554.9356 | 17687851.6452 | 75% | 0 | 0 | PLNT | 0 | 0 | 0 | 0 | 0 | 0 | 0 | 0 | 0 | 182M | SE | 182M.SE
1816 |  |  | SG | P | 0 | 0 | 0 | 0 | 0 | 0 | 75% | 0 | 0 | 75% | 0 | 0 | PLNT | 0 | 0 | 0 | 0 | 0 | 0 | 0 | 0 | 0 | 182M | SG | 182M.SG1
1817 |  |  | SO | DDSO2 | 214457789.8422 | 97341191.5387 | 16926617.4622 | 70320757.9795 | 28198001.736 | 1671221.1258 | 75% | 73005893.654 | 24335297.8847 | 75% | 12694963.0967 | 4231654.3656 | PLNT | 12339408.5379 | 35460759.8015 | 13172878.0357 | 7251333.8959 | 2096377.7085 | 0 | 0 | 0 | 0 | 182M | SO | 182M.SO
1818 |  |  |  |  | 307258023.7552 | 189474051.6018 | 16842632.6334 | 69972941.8632 | 29287652.9266 | 1680744.73 |  | 142105538.7014 | 47368512.9005 |  | 12631974.4751 | 4210658.1584 |  | 12278376.1304 | 35285366.0187 | 13107723.1738 | 7215467.8036 | 2086008.7367 | 0 | 0 | 0 | 0 | 182M | NA | 182M.NA1
1819 | [26 empty] | 182M | NA | 182M.NA2
1820 | 186M | Misc Deferred Debits | [24 empty] | 186M | NA | 186M.NA
1821 |  |  | S | LABOR | 0 | 0 | 0 | 0 | 0 | 0 | 75% | 0 | 0 | 75% | 0 | 0 | PLNT | 0 | 0 | 0 | 0 | 0 | 0 | 0 | 0 | 0 | 186M | S | 186M.S
1822 |  |  | SG | P | 0 | 0 | 0 | 0 | 0 | 0 | 75% | 0 | 0 | 75% | 0 | 0 | PLNT | 0 | 0 | 0 | 0 | 0 | 0 | 0 | 0 | 0 | 186M | SG | 186M.SG
1823 |  |  | SG | P | 0 | 0 | 0 | 0 | 0 | 0 | 75% | 0 | 0 | 75% | 0 | 0 | PLNT | 0 | 0 | 0 | 0 | 0 | 0 | 0 | 0 | 0 | 186M | SG | 186M.SG1
1824 |  |  | SG | DEFSG | 26817642.2238 | 20965577.5949 | 5852064.6289 | 0 | 0 | 0 | 75% | 15724183.1962 | 5241394.3987 | 75% | 4389048.4717 | 1463016.1572 | PLNT | 0 | 0 | 0 | 0 | 0 | 0 | 0 | 0 | 0 | 186M | SG | 186M.SG2
1825 |  |  | SO | LABOR | 28143.094 | 13032.8878 | 2218.1132 | 9029.1819 | 3862.9111 | 0 | 75% | 9774.6659 | 3258.222 | 75% | 1663.5849 | 554.5283 | PLNT | 1584.3795 | 4553.1598 | 1691.3969 | 931.0709 | 269.1748 | 0 | 0 | 0 | 0 | 186M | SO | 186M.SO
1826 |  |  | SE | P | 2344920.0018 | 2344920.0018 | 0 | 0 | 0 | 0 | 75% | 1758690.0014 | 586230.0005 | 75% | 0 | 0 | PLNT | 0 | 0 | 0 | 0 | 0 | 0 | 0 | 0 | 0 | 186M | SE | 186M.SE
1827 |  |  | SNPPS | P | 0 | 0 | 0 | 0 | 0 | 0 | 75% | 0 | 0 | 75% | 0 | 0 | PLNT | 0 | 0 | 0 | 0 | 0 | 0 | 0 | 0 | 0 | 186M | SNPPS | 186M.SNPPS
1828 |  |  | EXCTAX | GP | 0 | 0 | 0 | 0 | 0 | 0 | 75% | 0 | 0 | 75% | 0 | 0 | PLNT | 0 | 0 | 0 | 0 | 0 | 0 | 0 | 0 | 0 | 186M | EXCTAX | 186M.EXCTAX
1829 |  |  |  |  | 29190705.3196 | 23323530.4845 | 5854282.7421 | 9029.1819 | 3862.9111 | 0 |  | 17492647.8634 | 5830882.6211 |  | 4390712.0566 | 1463570.6855 |  | 1584.3795 | 4553.1598 | 1691.3969 | 931.0709 | 269.1748 | 0 | 0 | 0 | 0 | 186M | NA | 186M.NA1
1830 | [26 empty] | 186M | NA | 186M.NA2
1831 | Working Capital | [25 empty] | Working Capital | NA | Working Capital.NA
1832 | CWC | Cash Working Capital | [24 empty] | CWC | NA | CWC.NA
1833 |  |  | S | CWC | 21519433.3566 | 16186676.736 | 2024411.0403 | 2595893.077 | 600991.2643 | 111461.2389 | 75% | 12140007.552 | 4046669.184 | 75% | 1518308.2802 | 506102.7601 | PLNT | 455509.6691 | 1309035.106 | 486277.2228 | 267683.2275 | 77387.8516 | 0 | 0 | 0 | 0 | CWC | S | CWC.S
1834 |  |  | SO | CWC | 0 | 0 | 0 | 0 | 0 | 0 | 75% | 0 | 0 | 75% | 0 | 0 | PLNT | 0 | 0 | 0 | 0 | 0 | 0 | 0 | 0 | 0 | CWC | SO | CWC.SO
1835 |  |  | SE | CWC | 0 | 0 | 0 | 0 | 0 | 0 | 75% | 0 | 0 | 75% | 0 | 0 | PLNT | 0 | 0 | 0 | 0 | 0 | 0 | 0 | 0 | 0 | CWC | SE | CWC.SE
1836 |  |  |  |  | 21519433.3566 | 16186676.736 | 2024411.0403 | 2595893.077 | 600991.2643 | 111461.2389 |  | 12140007.552 | 4046669.184 |  | 1518308.2802 | 506102.7601 |  | 455509.6691 | 1309035.106 | 486277.2228 | 267683.2275 | 77387.8516 | 0 | 0 | 0 | 0 | CWC | NA | CWC.NA1
1837 | [26 empty] | CWC | NA | CWC.NA2
1838 | OWC | Other Working Capital | [24 empty] | OWC | NA | OWC.NA
1839 | 131 |  | SNP | GP | 0 | 0 | 0 | 0 | 0 | 0 | 75% | 0 | 0 | 75% | 0 | 0 | PLNT | 0 | 0 | 0 | 0 | 0 | 0 | 0 | 0 | 0 | 131 | SNP | 131.SNP
1840 | 143 |  | SO | GP | 10619483.2291 | 5180606.8013 | 2581345.987 | 2795137.8638 | 62392.5771 | 0 | 75% | 3885455.1009 | 1295151.7003 | 75% | 1936009.4902 | 645336.4967 | PLNT | 490471.7897 | 1409508.5896 | 523600.8716 | 288228.9457 | 83327.6671 | 0 | 0 | 0 | 0 | 143 | SO | 143.SO
1841 | 232 |  | S | P | 0 | 0 | 0 | 0 | 0 | 0 | 75% | 0 | 0 | 75% | 0 | 0 | PLNT | 0 | 0 | 0 | 0 | 0 | 0 | 0 | 0 | 0 | 232 | S | 232.S
1842 | 232 |  | SO | PTD | -3265681.382 | -1645486.3877 | -781633.169 | -838561.8254 | 0 | 0 | 75% | -1234114.7907 | -411371.5969 | 75% | -586224.8767 | -195408.2922 | PLNT | -147145.1282 | -422862.8974 | -157084.0954 | -86470.7942 | -24998.9103 | 0 | 0 | 0 | 0 | 232 | SO | 232.SO
1843 | 232 |  | SE | P | -1281737.6124 | -1281737.6124 | 0 | 0 | 0 | 0 | 75% | -961303.2093 | -320434.4031 | 75% | 0 | 0 | PLNT | 0 | 0 | 0 | 0 | 0 | 0 | 0 | 0 | 0 | 232 | SE | 232.SE
1844 | 232 |  | SG | T | -30323.5911 | 0 | -30323.5911 | 0 | 0 | 0 | 75% | 0 | 0 | 75% | -22742.6933 | -7580.8978 | PLNT | 0 | 0 | 0 | 0 | 0 | 0 | 0 | 0 | 0 | 232 | SG | 232.SG
1845 | 2533 |  | S | P | 0 | 0 | 0 | 0 | 0 | 0 | 75% | 0 | 0 | 75% | 0 | 0 | PLNT | 0 | 0 | 0 | 0 | 0 | 0 | 0 | 0 | 0 | 2533 | S | 2533.S
1846 | 2533 |  | SE | P | -2475165.6167 | -2475165.6167 | 0 | 0 | 0 | 0 | 75% | -1856374.2125 | -618791.4042 | 75% | 0 | 0 | PLNT | 0 | 0 | 0 | 0 | 0 | 0 | 0 | 0 | 0 | 2533 | SE | 2533.SE
1847 | 230 |  | S | P | 0 | 0 | 0 | 0 | 0 | 0 | 0% | 0 | 0 | 75% | 0 | 0 | PLNT | 0 | 0 | 0 | 0 | 0 | 0 | 0 | 0 | 0 | 230 | S | 230.S
1848 |  |  |  |  | 3566575.0268 | -221782.8155 | 1769389.2269 | 1956576.0384 | 62392.5771 | 0 |  | -166337.1117 | -55445.7039 |  | 1327041.9202 | 442347.3067 |  | 343326.6615 | 986645.6922 | 366516.7763 | 201758.1516 | 58328.7568 | 0 | 0 | 0 | 0 | 230 | NA | 230.NA
1849 | [26 empty] | 230 | NA | 230.NA1
1850 | Total Working Capital |  |  |  | 25086008.3834 | 15964893.9205 | 3793800.2672 | 4552469.1154 | 663383.8414 | 111461.2389 |  | 11973670.4404 | 3991223.4801 |  | 2845350.2004 | 948450.0668 |  | 798836.3306 | 2295680.7982 | 852793.9991 | 469441.3791 | 135716.6084 | 0 | 0 | 0 | 0 | Total Working Capital | NA | Total Working Capital.NA
1851 | [26 empty] | Total Working Capital | NA | Total Working Capital.NA1
1852 | Miscellaneous Rate DRB | [25 empty] | Miscellaneous Rate DRB | NA | Miscellaneous Rate DRB.NA
1853 | 18221 | Unrec Plant & Reg Study Costs | [24 empty] | 18221 | NA | 18221.NA
1854 |  |  | S | P | 0 | 0 | 0 | 0 | 0 | 0 | 75% | 0 | 0 | 75% | 0 | 0 | PLNT | 0 | 0 | 0 | 0 | 0 | 0 | 0 | 0 | 0 | 18221 | S | 18221.S
1855 | [26 empty] | 18221 | NA | 18221.NA1
1856 |  |  |  |  | 0 | 0 | 0 | 0 | 0 | 0 |  | 0 | 0 |  | 0 | 0 |  | 0 | 0 | 0 | 0 | 0 | 0 | 0 | 0 | 0 | 18221 | NA | 18221.NA2
1857 | [26 empty] | 18221 | NA | 18221.NA3
1858 | 18222 | Nuclear Plant - Trojan | [24 empty] | 18222 | NA | 18222.NA
1859 |  |  | S | P | 0 | 0 | 0 | 0 | 0 | 0 | 50% | 0 | 0 | 50% | 0 | 0 | PLNT | 0 | 0 | 0 | 0 | 0 | 0 | 0 | 0 | 0 | 18222 | S | 18222.S
1860 |  |  | TROJP | P | 0 | 0 | 0 | 0 | 0 | 0 | 50% | 0 | 0 | 50% | 0 | 0 | PLNT | 0 | 0 | 0 | 0 | 0 | 0 | 0 | 0 | 0 | 18222 | TROJP | 18222.TROJP
1861 |  |  | TROJD | P | 0 | 0 | 0 | 0 | 0 | 0 | 50% | 0 | 0 | 50% | 0 | 0 | PLNT | 0 | 0 | 0 | 0 | 0 | 0 | 0 | 0 | 0 | 18222 | TROJD | 18222.TROJD
1862 |  |  |  |  | 0 | 0 | 0 | 0 | 0 | 0 |  | 0 | 0 |  | 0 | 0 |  | 0 | 0 | 0 | 0 | 0 | 0 | 0 | 0 | 0 | 18222 | NA | 18222.NA1
1863 | [26 empty] | 18222 | NA | 18222.NA2
1864 | 1869 | Misc Deferred Debits-Trojan | [24 empty] | 1869 | NA | 1869.NA
1865 |  |  | S | P | 0 | 0 | 0 | 0 | 0 | 0 | 75% | 0 | 0 | 75% | 0 | 0 | PLNT | 0 | 0 | 0 | 0 | 0 | 0 | 0 | 0 | 0 | 1869 | S | 1869.S
1866 |  |  | SNPPN | P | 0 | 0 | 0 | 0 | 0 | 0 | 75% | 0 | 0 | 75% | 0 | 0 | PLNT | 0 | 0 | 0 | 0 | 0 | 0 | 0 | 0 | 0 | 1869 | SNPPN | 1869.SNPPN
1867 |  |  |  |  | 0 | 0 | 0 | 0 | 0 | 0 |  | 0 | 0 |  | 0 | 0 |  | 0 | 0 | 0 | 0 | 0 | 0 | 0 | 0 | 0 | 1869 | NA | 1869.NA1
1868 | [26 empty] | 1869 | NA | 1869.NA2
1869 | 141 | Impact Housing - Notes Receivable | [24 empty] | 141 | NA | 141.NA
1870 |  |  | SG | P | 0 | 0 | 0 | 0 | 0 | 0 | 0% | 0 | 0 | 0% | 0 | 0 | PLNT | 0 | 0 | 0 | 0 | 0 | 0 | 0 | 0 | 0 | 141 | SG | 141.SG
1871 | [26 empty] | 141 | NA | 141.NA1
1872 |  |  |  |  | 0 | 0 | 0 | 0 | 0 | 0 |  | 0 | 0 |  | 0 | 0 |  | 0 | 0 | 0 | 0 | 0 | 0 | 0 | 0 | 0 | 141 | NA | 141.NA2
1873 | [26 empty] | 141 | NA | 141.NA3
1874 | TOTAL MISCELLANEOUS RATE DRB |  |  |  | 0 | 0 | 0 | 0 | 0 | 0 | 0% | 0 | 0 | 0% | 0 | 0 |  | 0 | 0 | 0 | 0 | 0 | 0 | 0 | 0 | 0 | TOTAL MISCELLANEOUS RATE DRB | NA | TOTAL MISCELLANEOUS RATE DRB.NA
1875 | [26 empty] | TOTAL MISCELLANEOUS RATE DRB | NA | TOTAL MISCELLANEOUS RATE DRB.NA1
1876 | [26 empty] | TOTAL MISCELLANEOUS RATE DRB | NA | TOTAL MISCELLANEOUS RATE DRB.NA2
1877 | TOTAL RATE DRB ADDITIONS |  |  |  | 589785336.0014 | 425479847.8457 | 32037262.7393 | 95430170.7008 | 29968303.4635 | 6869751.2521 | 0% | 254101589.773 | 171378258.0727 | 0 | 24027947.0545 | 8009315.6848 |  | 16745437.577 | 48122723.0518 | 17876513.7875 | 9840565.5937 | 2844930.6908 | 0 | 0 | 0 | 0 | TOTAL RATE DRB ADDITIONS | NA | TOTAL RATE DRB ADDITIONS.NA
1878 | [26 empty] | TOTAL RATE DRB ADDITIONS | NA | TOTAL RATE DRB ADDITIONS.NA1
1879 | 235 | Customer Service Deposits | [24 empty] | 235 | NA | 235.NA
1880 |  |  | S | CUST | -16183238.2962 | 0 | 0 | 0 | -16183238.2962 | 0 | 75% | 0 | 0 | 75% | 0 | 0 | CUST | 0 | 0 | 0 | 0 | 0 | 0 | 0 | 0 | 0 | 235 | S | 235.S
1881 |  |  |  |  | -16183238.2962 | 0 | 0 | 0 | -16183238.2962 | 0 |  | 0 | 0 |  | 0 | 0 |  | 0 | 0 | 0 | 0 | 0 | 0 | 0 | 0 | 0 | 235 | NA | 235.NA1
1882 | [26 empty] | 235 | NA | 235.NA2
1883 | 2281 | Accum Prov for Property Insurance | [24 empty] | 2281 | NA | 2281.NA
1884 |  |  | SO | PTD | 0 | 0 | 0 | 0 | 0 | 0 | 75% | 0 | 0 | 75% | 0 | 0 | PLNT | 0 | 0 | 0 | 0 | 0 | 0 | 0 | 0 | 0 | 2281 | SO | 2281.SO
1885 |  |  |  |  | 0 | 0 | 0 | 0 | 0 | 0 |  | 0 | 0 |  | 0 | 0 |  | 0 | 0 | 0 | 0 | 0 | 0 | 0 | 0 | 0 | 2281 | NA | 2281.NA1
1886 | [26 empty] | 2281 | NA | 2281.NA2
1887 | 2282 | Accum Prov for Injuries & Damages | [24 empty] | 2282 | NA | 2282.NA
1888 |  |  | SO | PTD | 3.4519e-07 | 1.7393e-07 | 8.262e-08 | 8.8637e-08 | 0 | 0 | 75% | 1.3045e-07 | 4.3483e-08 | 75% | 6.1965e-08 | 2.0655e-08 | PLNT | 1.5553e-08 | 4.4697e-08 | 1.6604e-08 | 9.1401e-09 | 2.6424e-09 | 0 | 0 | 0 | 0 | 2282 | SO | 2282.SO
1889 |  |  |  |  | 3.4519e-07 | 1.7393e-07 | 8.262e-08 | 8.8637e-08 | 0 | 0 |  | 1.3045e-07 | 4.3483e-08 |  | 6.1965e-08 | 2.0655e-08 |  | 1.5553e-08 | 4.4697e-08 | 1.6604e-08 | 9.1401e-09 | 2.6424e-09 | 0 | 0 | 0 | 0 | 2282 | NA | 2282.NA1
1890 | [26 empty] | 2282 | NA | 2282.NA2
1891 | 2283 | Accum Prov for Pensions & Benefits | [24 empty] | 2283 | NA | 2283.NA
1892 |  |  | SG | P | 0 | 0 | 0 | 0 | 0 | 0 | 75% | 0 | 0 | 75% | 0 | 0 | PLNT | 0 | 0 | 0 | 0 | 0 | 0 | 0 | 0 | 0 | 2283 | SG | 2283.SG
1893 |  |  | SO | PTD | -93418728.5802 | -47071109.5933 | -22359553.2813 | -23988065.7056 | 0 | 0 | 75% | -35303332.195 | -11767777.3983 | 75% | -16769664.961 | -5589888.3203 | PLNT | -4209262.6883 | -12096499.8179 | -4493578.7516 | -2473600.6685 | -715123.7794 | 0 | 0 | 0 | 0 | 2283 | SO | 2283.SO
1894 |  |  |  |  | -93418728.5802 | -47071109.5933 | -22359553.2813 | -23988065.7056 | 0 | 0 |  | -35303332.195 | -11767777.3983 |  | -16769664.961 | -5589888.3203 |  | -4209262.6883 | -12096499.8179 | -4493578.7516 | -2473600.6685 | -715123.7794 | 0 | 0 | 0 | 0 | 2283 | NA | 2283.NA1
1895 | [26 empty] | 2283 | NA | 2283.NA2
1896 | [26 empty] | 2283 | NA | 2283.NA3
1897 | 25335 | Accum Prov for Pensions & Benefits | [24 empty] | 25335 | NA | 25335.NA
1898 |  |  | SE | P | -47604885.8113 | -47604885.8113 | 0 | 0 | 0 | 0 | 75% | -35703664.3585 | -11901221.4528 | 75% | 0 | 0 | PLNT | 0 | 0 | 0 | 0 | 0 | 0 | 0 | 0 | 0 | 25335 | SE | 25335.SE
1899 |  |  |  |  | -47604885.8113 | -47604885.8113 | 0 | 0 | 0 | 0 |  | -35703664.3585 | -11901221.4528 |  | 0 | 0 |  | 0 | 0 | 0 | 0 | 0 | 0 | 0 | 0 | 0 | 25335 | NA | 25335.NA1
1900 | [26 empty] | 25335 | NA | 25335.NA2
1901 | 22841 | Accum Hydro Relicensing Obligation | [24 empty] | 22841 | NA | 22841.NA
1902 |  |  | SG | P | -585395.7787 | -585395.7787 | 0 | 0 | 0 | 0 | 75% | -439046.834 | -146348.9447 | 75% | 0 | 0 | PLNT | 0 | 0 | 0 | 0 | 0 | 0 | 0 | 0 | 0 | 22841 | SG | 22841.SG
1903 |  |  |  |  | -585395.7787 | -585395.7787 | 0 | 0 | 0 | 0 |  | -439046.834 | -146348.9447 |  | 0 | 0 |  | 0 | 0 | 0 | 0 | 0 | 0 | 0 | 0 | 0 | 22841 | NA | 22841.NA1
1904 | [26 empty] | 22841 | NA | 22841.NA2
1905 | 254 | Reg Liabilities - Insurance Provision | [24 empty] | 254 | NA | 254.NA
1906 |  |  | SE | PTD | 0 | 0 | 0 | 0 | 0 | 0 | 0% | 0 | 0 | 0% | 0 | 0 | PLNT | 0 | 0 | 0 | 0 | 0 | 0 | 0 | 0 | 0 | 254 | SE | 254.SE
1907 |  |  | S | P | -3948845.1869 | -3948845.1869 | 0 | 0 | 0 | 0 | 0% | 0 | -3948845.1869 | 0% | 0 | 0 | PLNT | 0 | 0 | 0 | 0 | 0 | 0 | 0 | 0 | 0 | 254 | S | 254.S
1908 |  |  |  |  | -3948845.1869 | -3948845.1869 | 0 | 0 | 0 | 0 |  | 0 | -3948845.1869 |  | 0 | 0 |  | 0 | 0 | 0 | 0 | 0 | 0 | 0 | 0 | 0 | 254 | NA | 254.NA1
1909 | [26 empty] | 254 | NA | 254.NA2
1910 | 230 | ARO | TROJD | P | -804542.3942 | -804542.3942 | 0 | 0 | 0 | 0 | 75% | -603406.7956 | -201135.5985 | 75% | 0 | 0 | PLNT | 0 | 0 | 0 | 0 | 0 | 0 | 0 | 0 | 0 | 230 | TROJD | 230.TROJD
1911 | 254105 | ARO | TROJD | P | -1621038.0419 | -1621038.0419 | 0 | 0 | 0 | 0 | 75% | -1215778.5314 | -405259.5105 | 75% | 0 | 0 | PLNT | 0 | 0 | 0 | 0 | 0 | 0 | 0 | 0 | 0 | 254105 | TROJD | 254105.TROJD
1912 |  |  |  |  | -2425580.4361 | -2425580.4361 | 0 | 0 | 0 | 0 |  | -1819185.3271 | -606395.109 |  | 0 | 0 |  | 0 | 0 | 0 | 0 | 0 | 0 | 0 | 0 | 0 | 254105 | NA | 254105.NA
1913 | [26 empty] | 254105 | NA | 254105.NA1
1914 | 252 | Customer Advances for Construction | [24 empty] | 252 | NA | 252.NA
1915 |  |  | S | DPW | -4603515.3738 | 0 | 0 | -4603515.3738 | 0 | 0 | 75% | 0 | 0 | 75% | 0 | 0 | PLNT | -807793.581 | -2321421.9756 | -862356.27 | -474705.1657 | -137238.3815 | 0 | 0 | 0 | 0 | 252 | S | 252.S
1916 |  |  | SE | DPW | 0 | 0 | 0 | 0 | 0 | 0 | 75% | 0 | 0 | 75% | 0 | 0 | PLNT | 0 | 0 | 0 | 0 | 0 | 0 | 0 | 0 | 0 | 252 | SE | 252.SE
1917 |  |  | SG | T | -9775700.5395 | 0 | -9775700.5395 | 0 | 0 | 0 | 75% | 0 | 0 | 75% | -7331775.4046 | -2443925.1349 | PLNT | 0 | 0 | 0 | 0 | 0 | 0 | 0 | 0 | 0 | 252 | SG | 252.SG
1918 |  |  | SO | DPW | 0 | 0 | 0 | 0 | 0 | 0 | 75% | 0 | 0 | 75% | 0 | 0 | PLNT | 0 | 0 | 0 | 0 | 0 | 0 | 0 | 0 | 0 | 252 | SO | 252.SO
1919 |  |  | CN | CUST | 0 | 0 | 0 | 0 | 0 | 0 | 75% | 0 | 0 | 75% | 0 | 0 | CUST | 0 | 0 | 0 | 0 | 0 | 0 | 0 | 0 | 0 | 252 | CN | 252.CN
1920 |  |  |  |  | -14379215.9133 | 0 | -9775700.5395 | -4603515.3738 | 0 | 0 |  | 0 | 0 |  | -7331775.4046 | -2443925.1349 |  | -807793.581 | -2321421.9756 | -862356.27 | -474705.1657 | -137238.3815 | 0 | 0 | 0 | 0 | 252 | NA | 252.NA1
1921 | [26 empty] | 252 | NA | 252.NA2
1922 | 25398 | SO2 Emissions | [24 empty] | 25398 | NA | 25398.NA
1923 |  |  | SE | P | -14119.6838 | -14119.6838 | 0 | 0 | 0 | 0 | 0% | 0 | -14119.6838 | 0% | 0 | 0 | PLNT | 0 | 0 | 0 | 0 | 0 | 0 | 0 | 0 | 0 | 25398 | SE | 25398.SE
1924 |  |  |  |  | -14119.6838 | -14119.6838 | 0 | 0 | 0 | 0 |  | 0 | -14119.6838 |  | 0 | 0 |  | 0 | 0 | 0 | 0 | 0 |  |  |  |  | 25398 | NA | 25398.NA1
1925 | [26 empty] | 25398 | NA | 25398.NA2
1926 | 25399 | Other Deferred Credits | [24 empty] | 25399 | NA | 25399.NA
1927 |  |  | S | P | -831918.3662 | -831918.3662 | 0 | 0 | 0 | 0 | 75% | -623938.7746 | -207979.5915 | 75% | 0 | 0 | PLNT | 0 | 0 | 0 | 0 | 0 | 0 | 0 | 0 | 0 | 25399 | S | 25399.S
1928 |  |  | SO | LABOR | -9717326.9291 | -4500032.2841 | -765876.3897 | -3117621.4188 | -1333796.8365 | 0 | 75% | -3375024.2131 | -1125008.071 | 75% | -574407.2922 | -191469.0974 | PLNT | -547059.0116 | -1572127.8817 | -584010.2964 | -321482.7957 | -92941.4334 | 0 | 0 | 0 | 0 | 25399 | SO | 25399.SO
1929 |  |  | SG | P | -1832701.2496 | -1832701.2496 | 0 | 0 | 0 | 0 | 75% | -1374525.9372 | -458175.3124 | 75% | 0 | 0 | PLNT | 0 | 0 | 0 | 0 | 0 | 0 | 0 | 0 | 0 | 25399 | SG | 25399.SG
1930 |  |  | SE | P | 0 | 0 | 0 | 0 | 0 | 0 | 75% | 0 | 0 | 75% | 0 | 0 | PLNT | 0 | 0 | 0 | 0 | 0 | 0 | 0 | 0 | 0 | 25399 | SE | 25399.SE
1931 |  |  |  |  | -12381946.5448 | -7164651.8999 | -765876.3897 | -3117621.4188 | -1333796.8365 | 0 |  | -5373488.9249 | -1791162.975 |  | -574407.2922 | -191469.0974 |  | -547059.0116 | -1572127.8817 | -584010.2964 | -321482.7957 | -92941.4334 | 0 | 0 | 0 | 0 | 25399 | NA | 25399.NA1
1932 | [26 empty] | 25399 | NA | 25399.NA2
1933 | 190 | Accumulated Deferred Income Taxes | [24 empty] | 190 | NA | 190.NA
1934 |  |  | S | P | 1498625.8454 | 1498625.8454 | 0 | 0 | 0 | 0 | 75% | 1123969.384 | 374656.4613 | 75% | 0 | 0 | PLNT | 0 | 0 | 0 | 0 | 0 | 0 | 0 | 0 | 0 | 190 | S | 190.S
1935 |  |  | CN | CUST | 0 | 0 | 0 | 0 | 0 | 0 | 75% | 0 | 0 | 75% | 0 | 0 | PLNT | 0 | 0 | 0 | 0 | 0 | 0 | 0 | 0 | 0 | 190 | CN | 190.CN
1936 |  |  | SO | LABOR | 58160122.6131 | 26933582.7967 | 4583921.5922 | 18659580.4898 | 7983037.7344 | 0 | 75% | 20200187.0975 | 6733395.6992 | 75% | 3437941.1941 | 1145980.398 | DISom | 1774302.8069 | 15537357.9085 | 132999.9703 | 0 | 1214919.8041 | 0 | 0 | 0 | 0 | 190 | SO | 190.SO
1937 |  |  | DGP | P | 0 | 0 | 0 | 0 | 0 | 0 | 75% | 0 | 0 | 75% | 0 | 0 | PLNT | 0 | 0 | 0 | 0 | 0 | 0 | 0 | 0 | 0 | 190 | DGP | 190.DGP
1938 |  |  | IBT | IBT | 0 | 0 | 0 | 0 | 0 | 0 | 75% | 0 | 0 | 75% | 0 | 0 | PLNT | 0 | 0 | 0 | 0 | 0 | 0 | 0 | 0 | 0 | 190 | IBT | 190.IBT
1939 |  |  | SG | P | 0 | 0 | 0 | 0 | 0 | 0 | 75% | 0 | 0 | 75% | 0 | 0 | PLNT | 0 | 0 | 0 | 0 | 0 | 0 | 0 | 0 | 0 | 190 | SG | 190.SG
1940 |  |  | SG | P | 0 | 0 | 0 | 0 | 0 | 0 | 75% | 0 | 0 | 75% | 0 | 0 | PLNT | 0 | 0 | 0 | 0 | 0 | 0 | 0 | 0 | 0 | 190 | SG | 190.SG1
1941 |  |  | BADDEBT | CUST | 1100462.2491 | 0 | 0 | 0 | 1100462.2491 | 0 | 75% | 0 | 0 | 75% | 0 | 0 | CUST | 0 | 0 | 0 | 0 | 0 | 0 | 0 | 0 | 0 | 190 | BADDEBT | 190.BADDEBT
1942 |  |  | TROJD | P | 920531.8271 | 920531.8271 | 0 | 0 | 0 | 0 | 75% | 690398.8703 | 230132.9568 | 75% | 0 | 0 | PLNT | 0 | 0 | 0 | 0 | 0 | 0 | 0 | 0 | 0 | 190 | TROJD | 190.TROJD
1943 |  |  | SG | P | 3734966.0791 | 3734966.0791 | 0 | 0 | 0 | 0 | 75% | 2801224.5593 | 933741.5198 | 75% | 0 | 0 | PLNT | 0 | 0 | 0 | 0 | 0 | 0 | 0 | 0 | 0 | 190 | SG | 190.SG2
1944 |  |  | SE | P | 6792250.7883 | 6792250.7883 | 0 | 0 | 0 | 0 | 75% | 5094188.0913 | 1698062.6971 | 75% | 0 | 0 | PLNT | 0 | 0 | 0 | 0 | 0 | 0 | 0 | 0 | 0 | 190 | SE | 190.SE
1945 |  |  | SNP | PTD | 0 | 0 | 0 | 0 | 0 | 0 | 75% | 0 | 0 | 75% | 0 | 0 | PLNT | 0 | 0 | 0 | 0 | 0 | 0 | 0 | 0 | 0 | 190 | SNP | 190.SNP
1946 |  |  | SNPD | DPW | 539619.5757 | 0 | 0 | 539619.5757 | 0 | 0 | 75% | 0 | 0 | 75% | 0 | 0 | PLNT | 94688.7746 | 272114.8165 | 101084.5597 | 55644.4759 | 16086.949 | 0 | 0 | 0 | 0 | 190 | SNPD | 190.SNPD
1947 |  |  | SG | P | 0 | 0 | 0 | 0 | 0 | 0 | 75% | 0 | 0 | 75% | 0 | 0 | PLNT | 0 | 0 | 0 | 0 | 0 | 0 | 0 | 0 | 0 | 190 | SG | 190.SG3
1948 |  |  |  |  | 72746578.9778 | 39879957.3367 | 4583921.5922 | 19199200.0655 | 9083499.9835 | 0 |  | 29909968.0025 | 9969989.3342 |  | 3437941.1941 | 1145980.398 |  | 1868991.5814 | 15809472.725 | 234084.53 | 55644.4759 | 1231006.7532 | 0 | 0 | 0 | 0 | 190 | NA | 190.NA1
1949 | [26 empty] | 190 | NA | 190.NA2
1950 | 281 | Accumulated Deferred Income Taxes | [24 empty] | 281 | NA | 281.NA
1951 |  |  | S | P | 0 | 0 | 0 | 0 | 0 | 0 | 75% | 0 | 0 | 75% | 0 | 0 | PLNT | 0 | 0 | 0 | 0 | 0 | 0 | 0 | 0 | 0 | 281 | S | 281.S
1952 |  |  | DGP | PT | 0 | 0 | 0 | 0 | 0 | 0 | 75% | 0 | 0 | 75% | 0 | 0 | PLNT | 0 | 0 | 0 | 0 | 0 | 0 | 0 | 0 | 0 | 281 | DGP | 281.DGP
1953 |  |  | SNPT | T | 0 | 0 | 0 | 0 | 0 | 0 | 75% | 0 | 0 | 75% | 0 | 0 | PLNT | 0 | 0 | 0 | 0 | 0 | 0 | 0 | 0 | 0 | 281 | SNPT | 281.SNPT
1954 |  |  |  |  | 0 | 0 | 0 | 0 | 0 | 0 |  | 0 | 0 |  | 0 | 0 |  | 0 | 0 | 0 | 0 | 0 | 0 | 0 | 0 | 0 | 281 | NA | 281.NA1
1955 | [26 empty] | 281 | NA | 281.NA2
1956 | 282 | Accumulated Deferred Income Taxes | [24 empty] | 282 | NA | 282.NA
1957 |  |  | S | GP | -1829487270.8846 | -892496743.3819 | -444705219.9281 | -481536533.5454 | -10748774.0291 | 0 | 75% | -669372557.5364 | -223124185.8455 | 75% | -333528914.9461 | -111176304.982 | PLNT | -84496757.203 | -242825189.0671 | -90204119.0738 | -49655070.3965 | -14355397.8051 | 0 | 0 | 0 | 0 | 282 | S | 282.S
1958 |  |  | DITBAL | ACCMDIT | -0.05142 | -0.026189 | -0.013096 | -0.012088 | -4.631e-05 | 0 | 75% | -0.019642 | -0.0065472 | 75% | -0.0098223 | -0.0032741 | PLNT | -0.0021212 | -0.0060958 | -0.0022645 | -0.0012465 | -0.00036037 | 0 | 0 | 0 | 0 | 282 | DITBAL | 282.DITBAL
1959 |  |  | SNP | PT | 1789939.1417 | 1213504.4952 | 576434.6465 | 0 | 0 | 0 | 75% | 910128.3714 | 303376.1238 | 75% | 432325.9849 | 144108.6616 | PLNT | 0 | 0 | 0 | 0 | 0 | 0 | 0 | 0 | 0 | 282 | SNP | 282.SNP
1960 |  |  | SO | LABOR | -528283.8041 | -244644.869 | -41636.9744 | -169489.9137 | -72512.047 | 0 | 75% | -183483.6517 | -61161.2172 | 75% | -31227.7308 | -10409.2436 | DISom | -16116.4625 | -141129.9387 | -1208.074 | 0 | -11035.4385 | 0 | 0 | 0 | 0 | 282 | SO | 282.SO
1961 |  |  | GPS | PTD | 0 | 0 | 0 | 0 | 0 | 0 | 75% | 0 | 0 | 75% | 0 | 0 | PLNT | 0 | 0 | 0 | 0 | 0 | 0 | 0 | 0 | 0 | 282 | GPS | 282.GPS
1962 |  |  | CIAC | DPW | 37601.5322 | 0 | 0 | 37601.5322 | 0 | 0 | 75% | 0 | 0 | 75% | 0 | 0 | PLNT | 6598.0612 | 18961.3841 | 7043.7295 | 3877.3937 | 1120.9637 | 0 | 0 | 0 | 0 | 282 | CIAC | 282.CIAC
1963 |  |  | SNPD | P | 34547.0065 | 34547.0065 | 0 | 0 | 0 | 0 | 75% | 25910.2549 | 8636.7516 | 75% | 0 | 0 | PLNT | 0 | 0 | 0 | 0 | 0 | 0 | 0 | 0 | 0 | 282 | SNPD | 282.SNPD
1964 |  |  | SCHMDEXP | GP | 0 | 0 | 0 | 0 | 0 | 0 | 75% | 0 | 0 | 75% | 0 | 0 | PLNT | 0 | 0 | 0 | 0 | 0 | 0 | 0 | 0 | 0 | 282 | SCHMDEXP | 282.SCHMDEXP
1965 |  |  | TAXDEPR | TAXDEPR | 0 | 0 | 0 | 0 | 0 | 0 | 75% | 0 | 0 | 75% | 0 | 0 | PLNT | 0 | 0 | 0 | 0 | 0 | 0 | 0 | 0 | 0 | 282 | TAXDEPR | 282.TAXDEPR
1966 |  |  | DGP | P | 0 | 0 | 0 | 0 | 0 | 0 | 75% | 0 | 0 | 75% | 0 | 0 | PLNT | 0 | 0 | 0 | 0 | 0 | 0 | 0 | 0 | 0 | 282 | DGP | 282.DGP
1967 |  |  | IBT | PT | 0 | 0 | 0 | 0 | 0 | 0 | 75% | 0 | 0 | 75% | 0 | 0 | PLNT | 0 | 0 | 0 | 0 | 0 | 0 | 0 | 0 | 0 | 282 | IBT | 282.IBT
1968 |  |  | SG | PT | 0 | 0 | 0 | 0 | 0 | 0 | 75% | 0 | 0 | 75% | 0 | 0 | PLNT | 0 | 0 | 0 | 0 | 0 | 0 | 0 | 0 | 0 | 282 | SG | 282.SG
1969 |  |  | SG | P | 0 | 0 | 0 | 0 | 0 | 0 | 75% | 0 | 0 | 75% | 0 | 0 | PLNT | 0 | 0 | 0 | 0 | 0 | 0 | 0 | 0 | 0 | 282 | SG | 282.SG1
1970 |  |  | SE | P | -1920973.2329 | -1920973.2329 | 0 | 0 | 0 | 0 | 75% | -1440729.9247 | -480243.3082 | 75% | 0 | 0 | PLNT | 0 | 0 | 0 | 0 | 0 | 0 | 0 | 0 | 0 | 282 | SE | 282.SE
1971 |  |  | SG | P | -2898034.2066 | -2898034.2066 | 0 | 0 | 0 | 0 | 75% | -2173525.655 | -724508.5517 | 75% | 0 | 0 | PLNT | 0 | 0 | 0 | 0 | 0 | 0 | 0 | 0 | 0 | 282 | SG | 282.SG2
1972 |  |  |  |  | -1832972474.4992 | -896312344.2148 | -444170422.2691 | -481668421.9391 | -10821286.0762 | 0 |  | -672234258.1611 | -224078086.0537 |  | -333127816.7018 | -111042605.5673 |  | -84506275.6064 | -242947357.6278 | -90198283.4205 | -49651193.004 | -14365312.2803 | 0 | 0 | 0 | 0 | 282 | NA | 282.NA1
1973 | [26 empty] | 282 | NA | 282.NA2
1974 | 283 | Accumulated Deferred Income Taxes | [24 empty] | 283 | NA | 283.NA
1975 |  |  | S | GP | -9219773.7985 | -4497772.8027 | -2241109.6267 | -2426722.4952 | -54168.8738 | 0 | 75% | -3373329.602 | -1124443.2007 | 75% | -1680832.22 | -560277.4067 | PLNT | -425824.7655 | -1223727.1892 | -454587.2424 | -250238.7004 | -72344.5977 | 0 | 0 | 0 | 0 | 283 | S | 283.S
1976 |  |  | SG | P | -797061.6194 | -797061.6194 | 0 | 0 | 0 | 0 | 75% | -597796.2145 | -199265.4048 | 75% | 0 | 0 | PLNT | 0 | 0 | 0 | 0 | 0 | 0 | 0 | 0 | 0 | 283 | SG | 283.SG
1977 |  |  | SE | P | -30003501.2579 | -30003501.2579 | 0 | 0 | 0 | 0 | 75% | -22502625.9434 | -7500875.3145 | 75% | 0 | 0 | PLNT | 0 | 0 | 0 | 0 | 0 | 0 | 0 | 0 | 0 | 283 | SE | 283.SE
1978 |  |  | SO | LABOR | -85963121.2018 | -39808974.5744 | -6775229.9979 | -27579649.2022 | -11799267.4274 | 0 | 75% | -29856730.9308 | -9952243.6436 | 75% | -5081422.4984 | -1693807.4995 | DISom | -2622494.5957 | -22964872.1673 | -196579.5816 | 0 | -1795702.8576 | 0 | 0 | 0 | 0 | 283 | SO | 283.SO
1979 |  |  | GPS | GP | -3628085.0762 | -1769924.3754 | -881901.9391 | -954942.6983 | -21316.0634 | 0 | 75% | -1327443.2816 | -442481.0939 | 75% | -661426.4543 | -220475.4848 | PLNT | -167566.8526 | -481550.4642 | -178885.212 | -98471.7537 | -28468.4159 | 0 | 0 | 0 | 0 | 283 | GPS | 283.GPS
1980 |  |  | SNP | PTD | -1141014.2452 | -574925.4716 | -273099.0798 | -292989.6938 | 0 | 0 | 75% | -431194.1037 | -143731.3679 | 75% | -204824.3098 | -68274.7699 | PLNT | -51411.8396 | -147746.3761 | -54884.4696 | -30212.5028 | -8734.5057 | 0 | 0 | 0 | 0 | 283 | SNP | 283.SNP
1981 |  |  | TROJP | P | 0 | 0 | 0 | 0 | 0 | 0 | 75% | 0 | 0 | 75% | 0 | 0 | PLNT | 0 | 0 | 0 | 0 | 0 | 0 | 0 | 0 | 0 | 283 | TROJP | 283.TROJP
1982 |  |  | SG | P | 0 | 0 | 0 | 0 | 0 | 0 | 75% | 0 | 0 | 75% | 0 | 0 | PLNT | 0 | 0 | 0 | 0 | 0 | 0 | 0 | 0 | 0 | 283 | SG | 283.SG1
1983 |  |  | SGCT | P | -389400.3015 | -389400.3015 | 0 | 0 | 0 | 0 | 75% | -292050.2261 | -97350.0754 | 75% | 0 | 0 | PLNT | 0 | 0 | 0 | 0 | 0 | 0 | 0 | 0 | 0 | 283 | SGCT | 283.SGCT
1984 |  |  | SG | P | 0 | 0 | 0 | 0 | 0 | 0 | 75% | 0 | 0 | 75% | 0 | 0 | PLNT | 0 | 0 | 0 | 0 | 0 | 0 | 0 | 0 | 0 | 283 | SG | 283.SG2
1985 |  |  |  |  | -131141957.5005 | -77841560.4028 | -10171340.6435 | -31254304.0895 | -11874752.3646 | 0 |  | -58381170.3021 | -19460390.1007 |  | -7628505.4826 | -2542835.1609 |  | -3267298.0533 | -24817896.1969 | -884936.5056 | -378922.9568 | -1905250.3769 | 0 | 0 | 0 | 0 | 283 | NA | 283.NA1
1986 | [26 empty] | 283 | NA | 283.NA2
1987 | TOTAL ACCUMULATED DEF INCOME TAX |  |  |  | -1891367853.0218 | -934273947.281 | -449757841.3204 | -493723525.9631 | -13612538.4573 | 0 |  | -700705460.4608 | -233568486.8203 |  | -337318380.9903 | -112439460.3301 |  | -85904582.0783 | -251955781.0997 | -90849135.3961 | -49974471.485 | -15039555.904 | 0 | 0 | 0 | 0 | TOTAL ACCUMULATED DEF INCOME TAX | NA | TOTAL ACCUMULATED DEF INCOME TAX.NA
1988 | [26 empty] | TOTAL ACCUMULATED DEF INCOME TAX | NA | TOTAL ACCUMULATED DEF INCOME TAX.NA1
1989 | 255 | Accumulated Investment Tax Credit | [24 empty] | 255 | NA | 255.NA
1990 |  |  | S | PTD | 0 | 0 | 0 | 0 | 0 | 0 | 75% | 0 | 0 | 75% | 0 | 0 | PLNT | 0 | 0 | 0 | 0 | 0 | 0 | 0 | 0 | 0 | 255 | S | 255.S
1991 |  |  | ITC84 | PTD | 0 | 0 | 0 | 0 | 0 | 0 | 75% | 0 | 0 | 75% | 0 | 0 | PLNT | 0 | 0 | 0 | 0 | 0 | 0 | 0 | 0 | 0 | 255 | ITC84 | 255.ITC84
1992 |  |  | ITC85 | PTD | 0 | 0 | 0 | 0 | 0 | 0 | 75% | 0 | 0 | 75% | 0 | 0 | PLNT | 0 | 0 | 0 | 0 | 0 | 0 | 0 | 0 | 0 | 255 | ITC85 | 255.ITC85
1993 |  |  | ITC86 | PTD | 0 | 0 | 0 | 0 | 0 | 0 | 75% | 0 | 0 | 75% | 0 | 0 | PLNT | 0 | 0 | 0 | 0 | 0 | 0 | 0 | 0 | 0 | 255 | ITC86 | 255.ITC86
1994 |  |  | ITC88 | PTD | 0 | 0 | 0 | 0 | 0 | 0 | 75% | 0 | 0 | 75% | 0 | 0 | PLNT | 0 | 0 | 0 | 0 | 0 | 0 | 0 | 0 | 0 | 255 | ITC88 | 255.ITC88
1995 |  |  | ITC89 | PTD | 0 | 0 | 0 | 0 | 0 | 0 | 75% | 0 | 0 | 75% | 0 | 0 | PLNT | 0 | 0 | 0 | 0 | 0 | 0 | 0 | 0 | 0 | 255 | ITC89 | 255.ITC89
1996 |  |  | ITC90 | PTD | -73988.1835 | -37280.5962 | -17708.8979 | -18998.6894 | 0 | 0 | 75% | -27960.4471 | -9320.149 | 75% | -13281.6735 | -4427.2245 | PLNT | -3333.7609 | -9580.4991 | -3558.9408 | -1959.1063 | -566.3822 | 0 | 0 | 0 | 0 | 255 | ITC90 | 255.ITC90
1997 |  |  | SG | PTD | -115342.9249 | -58118.1048 | -27607.0582 | -29617.7619 | 0 | 0 | 75% | -43588.5786 | -14529.5262 | 75% | -20705.2936 | -6901.7645 | PLNT | -5197.1235 | -14935.3956 | -5548.165 | -3054.1235 | -882.9543 | 0 | 0 | 0 | 0 | 255 | SG | 255.SG
1998 |  |  |  |  | -189331.1084 | -95398.701 | -45315.9561 | -48616.4513 | 0 | 0 |  | -71549.0257 | -23849.6752 |  | -33986.9671 | -11328.989 |  | -8530.8844 | -24515.8948 | -9107.1058 | -5013.2298 | -1449.3366 | 0 | 0 | 0 | 0 | 255 | NA | 255.NA1
1999 | [26 empty] | 255 | NA | 255.NA2
2000 | TOTAL MISC RATE DRB DEDUCTIONS |  |  |  | -2082499140.3616 | -1043183934.3719 | -482704287.487 | -525481344.9127 | -31129573.59 | 0 |  | -779415727.1259 | -263768207.246 |  | -362028215.6152 | -120676071.8717 |  | -91477228.2435 | -267970346.6696 | -96798187.8199 | -53249273.3447 | -15986308.8348 | 0 | 0 | 0 | 0 | TOTAL MISC RATE DRB DEDUCTIONS | NA | TOTAL MISC RATE DRB DEDUCTIONS.NA
2001 | [26 empty] | TOTAL MISC RATE DRB DEDUCTIONS | NA | TOTAL MISC RATE DRB DEDUCTIONS.NA1
2002 | 108SP | Steam Prod Plant Accumulated Depr | [24 empty] | 108SP | NA | 108SP.NA
2003 | [26 empty] | 108SP | NA | 108SP.NA1
2004 |  |  | S | P | 8582868.5115 | 8582868.5115 | 0 | 0 | 0 | 0 | 75% | 6437151.3837 | 2145717.1279 |  | 0 | 0 | [6 empty] | 0 | 0 | 0 | 0 | 108SP | S | 108SP.S
2005 |  |  | SG | P | -323033893.8161 | -323033893.8161 | 0 | 0 | 0 | 0 | 75% | -242275420.3621 | -80758473.454 |  | 0 | 0 | [6 empty] | 0 | 0 | 0 | 0 | 108SP | SG | 108SP.SG
2006 |  |  | SG | P | -348632382.3958 | -348632382.3958 | 0 | 0 | 0 | 0 | 75% | -261474286.7968 | -87158095.5989 |  | 0 | 0 | [6 empty] | 0 | 0 | 0 | 0 | 108SP | SG | 108SP.SG1
2007 |  |  | SG | P | -481826994.0864 | -481826994.0864 | 0 | 0 | 0 | 0 | 75% | -361370245.5648 | -120456748.5216 |  | 0 | 0 | [6 empty] | 0 | 0 | 0 | 0 | 108SP | SG | 108SP.SG2
2008 |  |  | SG | P | 0 | 0 | 0 | 0 | 0 | 0 | 75% | 0 | 0 |  | 0 | 0 | [6 empty] | 0 | 0 | 0 | 0 | 108SP | SG | 108SP.SG3
2009 |  |  | SG | P | -86198402.4234 | -86198402.4234 | 0 | 0 | 0 | 0 | 75% | -64648801.8175 | -21549600.6058 | [9 empty] | 0 | 0 | 0 | 0 | 108SP | SG | 108SP.SG4
2010 |  |  |  |  | -1231108804.21 | -1231108804.21 | 0 | 0 | 0 | 0 |  | -923331603.1575 | -307777201.0525 |  | 0 | 0 |  | 0 | 0 | 0 | 0 | 0 | 0 | 0 | 0 | 0 | 108SP | NA | 108SP.NA2
2011 | [26 empty] | 108SP | NA | 108SP.NA3
2012 | 108NP | Nuclear Prod Plant Accumulated Depr | [24 empty] | 108NP | NA | 108NP.NA
2013 |  |  | SG | P | 0 | 0 | 0 | 0 | 0 | 0 | 75% | 0 | 0 |  | 0 | 0 | [6 empty] | 0 | 0 | 0 | 0 | 108NP | SG | 108NP.SG
2014 |  |  | SG | P | 0 | 0 | 0 | 0 | 0 | 0 | 75% | 0 | 0 |  | 0 | 0 | [6 empty] | 0 | 0 | 0 | 0 | 108NP | SG | 108NP.SG1
2015 |  |  | SG | P | 0 | 0 | 0 | 0 | 0 | 0 | 75% | 0 | 0 |  | 0 | 0 | [6 empty] | 0 | 0 | 0 | 0 | 108NP | SG | 108NP.SG2
2016 |  |  |  |  | 0 | 0 | 0 | 0 | 0 | 0 |  | 0 | 0 |  | 0 | 0 |  | 0 | 0 | 0 | 0 | 0 | 0 | 0 | 0 | 0 | 108NP | NA | 108NP.NA1
2017 | [26 empty] | 108NP | NA | 108NP.NA2
2018 | [26 empty] | 108NP | NA | 108NP.NA3
2019 | 108HP | Hydraulic Prod Plant Accum Depr | [24 empty] | 108HP | NA | 108HP.NA
2020 |  |  | SG | P | -66797510.602 | -66797510.602 | 0 | 0 | 0 | 0 | 75% | -50098132.9515 | -16699377.6505 |  | 0 | 0 | [6 empty] | 0 | 0 | 0 | 0 | 108HP | SG | 108HP.SG
2021 |  |  | SG | P | -12256310.3057 | -12256310.3057 | 0 | 0 | 0 | 0 | 75% | -9192232.7292 | -3064077.5764 |  | 0 | 0 | [6 empty] | 0 | 0 | 0 | 0 | 108HP | SG | 108HP.SG1
2022 |  |  | SG | P | -42354159.9979 | -42354159.9979 | 0 | 0 | 0 | 0 | 75% | -31765619.9984 | -10588539.9995 |  | 0 | 0 | [6 empty] | 0 | 0 | 0 | 0 | 108HP | SG | 108HP.SG2
2023 |  |  | SG | P | -13768759.582 | -13768759.582 | 0 | 0 | 0 | 0 | 75% | -10326569.6865 | -3442189.8955 |  | 0 | 0 | [6 empty] | 0 | 0 | 0 | 0 | 108HP | SG | 108HP.SG3
2024 |  |  |  |  | -135176740.4876 | -135176740.4876 | 0 | 0 | 0 | 0 |  | -101382555.3657 | -33794185.1219 |  | 0 | 0 |  | 0 | 0 | 0 | 0 | 0 | 0 | 0 | 0 | 0 | 108HP | NA | 108HP.NA1
2025 | [26 empty] | 108HP | NA | 108HP.NA2
2026 | 108OP | Other Production Plant - Accum Depr | [24 empty] | 108OP | NA | 108OP.NA
2027 |  |  | S | P | 0 | 0 | 0 | 0 | 0 | 0 | 75% | 0 | 0 |  | 0 | 0 | [6 empty] | 0 | 0 | 0 | 0 | 108OP | S | 108OP.S
2028 |  |  | SG | P | 0 | 0 | 0 | 0 | 0 | 0 | 75% | 0 | 0 |  | 0 | 0 | [6 empty] | 0 | 0 | 0 | 0 | 108OP | SG | 108OP.SG
2029 |  | SG-W | SG | P | -220757078.8836 | -220757078.8836 | 0 | 0 | 0 | 0 | 75% | -165567809.1627 | -55189269.7209 |  | 0 | 0 | [6 empty] | 0 | 0 | 0 | 0 | 108OP | SG | 108OP.SG1
2030 |  |  | SG | P | -127066308.6338 | -127066308.6338 | 0 | 0 | 0 | 0 | 75% | -95299731.4754 | -31766577.1585 |  | 0 | 0 | [6 empty] | 0 | 0 | 0 | 0 | 108OP | SG | 108OP.SG2
2031 |  |  | SG | P | -12486220.2329 | -12486220.2329 | 0 | 0 | 0 | 0 | 75% | -9364665.1747 | -3121555.0582 | [9 empty] | 0 | 0 | 0 | 0 | 108OP | SG | 108OP.SG3
2032 |  |  |  |  | -360309607.7504 | -360309607.7504 | 0 | 0 | 0 | 0 |  | -270232205.8128 | -90077401.9376 |  | 0 | 0 |  | 0 | 0 | 0 | 0 | 0 | 0 | 0 | 0 | 0 | 108OP | NA | 108OP.NA1
2033 | [26 empty] | 108OP | NA | 108OP.NA2
2034 | 108EP | Experimental Plant - Accum Depr | [24 empty] | 108EP | NA | 108EP.NA
2035 |  |  | DGP | P | 0 | 0 | 0 | 0 | 0 | 0 | 75% | 0 | 0 |  | 0 | 0 | [6 empty] | 0 | 0 | 0 | 0 | 108EP | DGP | 108EP.DGP
2036 |  |  |  | P | 0 | 0 | 0 | 0 | 0 | 0 | 75% | 0 | 0 |  | 0 | 0 | [6 empty] | 0 | 0 | 0 | 0 | 108EP | NA | 108EP.NA1
2037 |  |  |  |  | 0 | 0 | 0 | 0 | 0 | 0 |  | 0 | 0 |  | 0 | 0 |  | 0 | 0 | 0 | 0 | 0 | 0 | 0 | 0 | 0 | 108EP | NA | 108EP.NA2
2038 | [26 empty] | 108EP | NA | 108EP.NA3
2039 | TOTAL PRODUCTION PLANT DEPRECIATION |  |  |  | -1726595152.448 | -1726595152.448 | 0 | 0 | 0 | 0 |  | -1294946364.336 | -431648788.112 |  | 0 | 0 |  | 0 | 0 | 0 | 0 | 0 | 0 | 0 | 0 | 0 | TOTAL PRODUCTION PLANT DEPRECIATION | NA | TOTAL PRODUCTION PLANT DEPRECIATION.NA
2040 | [26 empty] | TOTAL PRODUCTION PLANT DEPRECIATION | NA | TOTAL PRODUCTION PLANT DEPRECIATION.NA1
2041 | 108TP | Transmission Plant Accumulated Depr | [24 empty] | 108TP | NA | 108TP.NA
2042 |  |  | SG | T | -163217115.3198 | 0 | -163217115.3198 | 0 | 0 | 0 |  |  |  | 75% | -122412836.4899 | -40804278.83 | [6 empty] | 0 | 0 | 0 | 0 | 108TP | SG | 108TP.SG
2043 |  |  | SG | T | -179256873.3141 | 0 | -179256873.3141 | 0 | 0 | 0 |  |  |  | 75% | -134442654.9856 | -44814218.3285 | [6 empty] | 0 | 0 | 0 | 0 | 108TP | SG | 108TP.SG1
2044 |  |  | SG | T | -301603195.0659 | 0 | -301603195.0659 | 0 | 0 | 0 |  |  |  | 75% | -226202396.2994 | -75400798.7665 | [6 empty] | 0 | 0 | 0 | 0 | 108TP | SG | 108TP.SG2
2045 | TOTAL TRANS PLANT ACCUM DEPR |  |  |  | -644077183.6999 | 0 | -644077183.6999 | 0 | 0 | 0 |  | 0 | 0 |  | -483057887.7749 | -161019295.925 |  | 0 | 0 | 0 | 0 | 0 | 0 | 0 | 0 | 0 | TOTAL TRANS PLANT ACCUM DEPR | NA | TOTAL TRANS PLANT ACCUM DEPR.NA
2046 | [26 empty] | TOTAL TRANS PLANT ACCUM DEPR | NA | TOTAL TRANS PLANT ACCUM DEPR.NA1
2047 | 108360 | Land and Land Rights | [24 empty] | 108360 | NA | 108360.NA
2048 |  |  | S | DPW | -2775978.3985 | 0 | 0 | -2775978.3985 | 0 | 0 | [6 empty] | PLNT2 | -716606.923 | -2059371.4755 | 0 | 0 | 0 | 0 | 0 | 0 | 0 | 108360 | S | 108360.S
2049 |  |  |  |  | -2775978.3985 | 0 | 0 | -2775978.3985 | 0 | 0 |  | 0 | 0 |  | 0 | 0 |  | -716606.923 | -2059371.4755 | 0 | 0 | 0 | 0 | 0 | 0 | 0 | 108360 | NA | 108360.NA1
2050 | [26 empty] | 108360 | NA | 108360.NA2
2051 | 108361 | Structures and Improvements | [24 empty] | 108361 | NA | 108361.NA
2052 |  |  | S | DPW | -10038789.6108 | 0 | 0 | -10038789.6108 | 0 | 0 | [6 empty] | PLNT2 | -2591470.5018 | -7447319.109 | 0 | 0 | 0 | 0 | 0 | 0 | 0 | 108361 | S | 108361.S
2053 |  |  |  |  | -10038789.6108 | 0 | 0 | -10038789.6108 | 0 | 0 |  | 0 | 0 |  | 0 | 0 |  | -2591470.5018 | -7447319.109 | 0 | 0 | 0 | 0 | 0 | 0 | 0 | 108361 | NA | 108361.NA1
2054 | [26 empty] | 108361 | NA | 108361.NA2
2055 | 108362 | Station Equipment | [24 empty] | 108362 | NA | 108362.NA
2056 |  |  | S | DPW | -101201888.8062 | 0 | 0 | -101201888.8062 | 0 | 0 | [6 empty] | SUBS | -101201888.8062 | 0 | 0 | 0 | 0 | 0 | 0 | 0 | 0 | 108362 | S | 108362.S
2057 |  |  |  |  | -101201888.8062 | 0 | 0 | -101201888.8062 | 0 | 0 |  | 0 | 0 |  | 0 | 0 |  | -101201888.8062 | 0 | 0 | 0 | 0 | 0 | 0 | 0 | 0 | 108362 | NA | 108362.NA1
2058 | [26 empty] | 108362 | NA | 108362.NA2
2059 | 108364 | Poles, Towers & Fixtures | [24 empty] | 108364 | NA | 108364.NA
2060 |  |  | S | DPW | -141692722.2415 | 0 | 0 | -141692722.2415 | 0 | 0 | [6 empty] | PC | 0 | -141692722.2415 | 0 | 0 | 0 | 0 | 0 | 0 | 0 | 108364 | S | 108364.S
2061 |  |  |  |  | -141692722.2415 | 0 | 0 | -141692722.2415 | 0 | 0 |  | 0 | 0 |  | 0 | 0 |  | 0 | -141692722.2415 | 0 | 0 | 0 | 0 | 0 | 0 | 0 | 108364 | NA | 108364.NA1
2062 | [26 empty] | 108364 | NA | 108364.NA2
2063 | 108365 | Overhead Conductors | [24 empty] | 108365 | NA | 108365.NA
2064 |  |  | S | DPW | -79175529.07 | 0 | 0 | -79175529.07 | 0 | 0 | [6 empty] | PC | 0 | -79175529.07 | 0 | 0 | 0 | 0 | 0 | 0 | 0 | 108365 | S | 108365.S
2065 |  |  |  |  | -79175529.07 | 0 | 0 | -79175529.07 | 0 | 0 |  | 0 | 0 |  | 0 | 0 |  | 0 | -79175529.07 | 0 | 0 | 0 | 0 | 0 | 0 | 0 | 108365 | NA | 108365.NA1
2066 | [26 empty] | 108365 | NA | 108365.NA2
2067 | 108366 | Underground Conduit | [24 empty] | 108366 | NA | 108366.NA
2068 |  |  | S | DPW | -74060943.1285 | 0 | 0 | -74060943.1285 | 0 | 0 | [6 empty] | PC | 0 | -74060943.1285 | 0 | 0 | 0 | 0 | 0 | 0 | 0 | 108366 | S | 108366.S
2069 |  |  |  |  | -74060943.1285 | 0 | 0 | -74060943.1285 | 0 | 0 |  | 0 | 0 |  | 0 | 0 |  | 0 | -74060943.1285 | 0 | 0 | 0 | 0 | 0 | 0 | 0 | 108366 | NA | 108366.NA1
2070 | [26 empty] | 108366 | NA | 108366.NA2
2071 | 108367 | Underground Conductors | [24 empty] | 108367 | NA | 108367.NA
2072 |  |  | S | DPW | -204994588.2315 | 0 | 0 | -204994588.2315 | 0 | 0 | [6 empty] | PC | 0 | -204994588.2315 | 0 | 0 | 0 | 0 | 0 | 0 | 0 | 108367 | S | 108367.S
2073 |  |  |  |  | -204994588.2315 | 0 | 0 | -204994588.2315 | 0 | 0 |  | 0 | 0 |  | 0 | 0 |  | 0 | -204994588.2315 | 0 | 0 | 0 | 0 | 0 | 0 | 0 | 108367 | NA | 108367.NA1
2074 | [26 empty] | 108367 | NA | 108367.NA2
2075 | 108368 | Line Transformers | [24 empty] | 108368 | NA | 108368.NA
2076 |  |  | S | DPW | -116966251.07 | 0 | 0 | -116966251.07 | 0 | 0 | [6 empty] | XFMR | 0 | 0 | -116966251.07 | 0 | 0 | 0 | 0 | 0 | 0 | 108368 | S | 108368.S
2077 |  |  |  |  | -116966251.07 | 0 | 0 | -116966251.07 | 0 | 0 |  | 0 | 0 |  | 0 | 0 |  | 0 | 0 | -116966251.07 | 0 | 0 | 0 | 0 | 0 | 0 | 108368 | NA | 108368.NA1
2078 | [26 empty] | 108368 | NA | 108368.NA2
2079 | 108369 | Services | [24 empty] | 108369 | NA | 108369.NA
2080 |  |  | S | DPW | -90281930.19 | 0 | 0 | -90281930.19 | 0 | 0 | [6 empty] | SERV | 0 | 0 | 0 | -90281930.19 | 0 | 0 | 0 | 0 | 0 | 108369 | S | 108369.S
2081 |  |  |  |  | -90281930.19 | 0 | 0 | -90281930.19 | 0 | 0 |  | 0 | 0 |  | 0 | 0 |  | 0 | 0 | 0 | -90281930.19 | 0 | 0 | 0 | 0 | 0 | 108369 | NA | 108369.NA1
2082 | [26 empty] | 108369 | NA | 108369.NA2
2083 | 108370 | Meters | [24 empty] | 108370 | NA | 108370.NA
2084 |  |  | S | DPW | -36390122.7493 | 0 | 0 | -36390122.7493 | 0 | 0 | [6 empty] | METR | 0 | 0 | 0 | 0 | -36390122.7493 | 0 | 0 | 0 | 0 | 108370 | S | 108370.S
2085 |  |  |  |  | -36390122.7493 | 0 | 0 | -36390122.7493 | 0 | 0 |  | 0 | 0 |  | 0 | 0 |  | 0 | 0 | 0 | 0 | -36390122.7493 | 0 | 0 | 0 | 0 | 108370 | NA | 108370.NA1
2086 | [26 empty] | 108370 | NA | 108370.NA2
2087 | 108371 | Installations on Customers' Premises | [24 empty] | 108371 | NA | 108371.NA
2088 |  |  | S | DPW | -3449623.5185 | 0 | 0 | -3449623.5185 | 0 | 0 | [6 empty] | PC | 0 | -3449623.5185 | 0 | 0 | 0 | 0 | 0 | 0 | 0 | 108371 | S | 108371.S
2089 |  |  |  |  | -3449623.5185 | 0 | 0 | -3449623.5185 | 0 | 0 |  | 0 | 0 |  | 0 | 0 |  | 0 | -3449623.5185 | 0 | 0 | 0 | 0 | 0 | 0 | 0 | 108371 | NA | 108371.NA1
2090 | [26 empty] | 108371 | NA | 108371.NA2
2091 | 108372 | Leased Property | [24 empty] | 108372 | NA | 108372.NA
2092 |  |  | S | DPW | 0 | 0 | 0 | 0 | 0 | 0 | [6 empty] | PLNT2 | 0 | 0 | 0 | 0 | 0 | 0 | 0 | 0 | 0 | 108372 | S | 108372.S
2093 |  |  |  |  | 0 | 0 | 0 | 0 | 0 | 0 |  | 0 | 0 |  | 0 | 0 |  | 0 | 0 | 0 | 0 | 0 | 0 | 0 | 0 | 0 | 108372 | NA | 108372.NA1
2094 | [26 empty] | 108372 | NA | 108372.NA2
2095 | 108373 | Street Lights | [24 empty] | 108373 | NA | 108373.NA
2096 |  |  | S | DPW | -12365678.4038 | 0 | 0 | -12365678.4038 | 0 | 0 | [6 empty] | PC | 0 | -12365678.4038 | 0 | 0 | 0 | 0 | 0 | 0 | 0 | 108373 | S | 108373.S
2097 |  |  |  |  | -12365678.4038 | 0 | 0 | -12365678.4038 | 0 | 0 |  | 0 | 0 |  | 0 | 0 |  | 0 | -12365678.4038 | 0 | 0 | 0 | 0 | 0 | 0 | 0 | 108373 | NA | 108373.NA1
2098 | [26 empty] | 108373 | NA | 108373.NA2
2099 | 108D00 | Unclassified Dist Plant - Acct 300 | [24 empty] | 108D00 | NA | 108D00.NA
2100 |  |  | S | DPW | 0 | 0 | 0 | 0 | 0 | 0 | [6 empty] | PLNT | 0 | 0 | 0 | 0 | 0 | 0 | 0 | 0 | 0 | 108D00 | S | 108D00.S
2101 |  |  |  |  | 0 | 0 | 0 | 0 | 0 | 0 |  | 0 | 0 |  | 0 | 0 |  | 0 | 0 | 0 | 0 | 0 | 0 | 0 | 0 | 0 | 108D00 | NA | 108D00.NA1
2102 | [26 empty] | 108D00 | NA | 108D00.NA2
2103 | 108DS | Unclassified Dist Sub Plant - Acct 300 | [24 empty] | 108DS | NA | 108DS.NA
2104 |  |  | S | DPW | 0 | 0 | 0 | 0 | 0 | 0 | [6 empty] | PLNT | 0 | 0 | 0 | 0 | 0 | 0 | 0 | 0 | 0 | 108DS | S | 108DS.S
2105 |  |  |  |  | 0 | 0 | 0 | 0 | 0 | 0 |  | 0 | 0 |  | 0 | 0 |  | 0 | 0 | 0 | 0 | 0 | 0 | 0 | 0 | 0 | 108DS | NA | 108DS.NA1
2106 | [26 empty] | 108DS | NA | 108DS.NA2
2107 | 108DP | Unclassified Dist Sub Plant - Acct 300 | [24 empty] | 108DP | NA | 108DP.NA
2108 |  |  | S | DPW | -288476.2054 | 0 | 0 | -288476.2054 | 0 | 0 | [6 empty] | PLNT | -50619.8433 | -145470.3522 | -54038.9777 | -29747.081 | -8599.9512 | 0 | 0 | 0 | 0 | 108DP | S | 108DP.S
2109 |  |  |  |  | -288476.2054 | 0 | 0 | -288476.2054 | 0 | 0 |  | 0 | 0 |  | 0 | 0 |  | -50619.8433 | -145470.3522 | -54038.9777 | -29747.081 | -8599.9512 | 0 | 0 | 0 | 0 | 108DP | NA | 108DP.NA1
2110 | [26 empty] | 108DP | NA | 108DP.NA2
2111 | [26 empty] | 108DP | NA | 108DP.NA3
2112 | TOTAL DISTRIBUTION PLANT DEPR |  |  |  | -873682521.624 | 0 | 0 | -873682521.624 | 0 | 0 |  | 0 | 0 |  | 0 | 0 |  | -104560586.0743 | -525391245.5305 | -117020290.0477 | -90311677.271 | -36398722.7005 | 0 | 0 | 0 | 0 | TOTAL DISTRIBUTION PLANT DEPR | NA | TOTAL DISTRIBUTION PLANT DEPR.NA
2113 | [26 empty] | TOTAL DISTRIBUTION PLANT DEPR | NA | TOTAL DISTRIBUTION PLANT DEPR.NA1
2114 | 108GP | General Plant Accumulated Depr | [24 empty] | 108GP | NA | 108GP.NA
2115 |  |  | S | G-SITUS | -74314293.2677 | 0 | -22029514.0494 | -52284779.2183 | 0 | 0 | 75% | 0 | 0 | 75% | -16522135.5371 | -5507378.5124 | PLNT | -9174577.6016 | -26365728.2772 | -9794277.5299 | -5391500.3575 | -1558695.452 | 0 | 0 | 0 | 0 | 108GP | S | 108GP.S
2116 |  |  | SG | G-DGP | -571591.7973 | -382975.1366 | -188616.6606 | 0 | 0 | 0 | 75% | -287231.3525 | -95743.7842 | 75% | -141462.4955 | -47154.1652 | PLNT | 0 | 0 | 0 | 0 | 0 | 0 | 0 | 0 | 0 | 108GP | SG | 108GP.SG
2117 |  |  | SG | G-DGU | -1445000.2084 | -968171.9627 | -476828.2457 | 0 | 0 | 0 | 75% | -726128.972 | -242042.9907 | 75% | -357621.1843 | -119207.0614 | PLNT | 0 | 0 | 0 | 0 | 0 | 0 | 0 | 0 | 0 | 108GP | SG | 108GP.SG1
2118 |  |  | SG | G-SG | -37014415.0735 | -16361795.16 | -20652619.9135 | 0 | 0 | 0 | 75% | -12271346.37 | -4090448.79 | 75% | -15489464.9351 | -5163154.9784 | PLNT | 0 | 0 | 0 | 0 | 0 | 0 | 0 | 0 | 0 | 108GP | SG | 108GP.SG2
2119 |  |  | CN | CUST | -3376134.9969 | 0 | 0 | 0 | -3376134.9969 | 0 | 75% | 0 | 0 | 75% | 0 | 0 | CUST | 0 | 0 | 0 | 0 | 0 | 0 | 0 | 0 | 0 | 108GP | CN | 108GP.CN
2120 |  |  | SO | PTD | -42045868.761 | -21185748.5803 | -10063579.9385 | -10796540.2422 | 0 | 0 | 75% | -15889311.4353 | -5296437.1451 | 75% | -7547684.9539 | -2515894.9846 | PLNT | -1894503.4819 | -5444388.417 | -2022468.3565 | -1113317.3257 | -321862.6611 | 0 | 0 | 0 | 0 | 108GP | SO | 108GP.SO
2121 |  |  | SE | P | -366333.2843 | -366333.2843 | 0 | 0 | 0 | 0 | 0% | 0 | -366333.2843 | 0% | 0 | 0 | PLNT | 0 | 0 | 0 | 0 | 0 | 0 | 0 | 0 | 0 | 108GP | SE | 108GP.SE
2122 |  |  | SG | G-SG | -33968.3196 | -15015.3038 | -18953.0158 | 0 | 0 | 0 | 75% | -11261.4779 | -3753.826 | 75% | -14214.7619 | -4738.254 | PLNT | 0 | 0 | 0 | 0 | 0 | 0 | 0 | 0 | 0 | 108GP | SG | 108GP.SG3
2123 |  |  | SG | G-SG | -997748.9685 | -441043.4208 | -556705.5477 | 0 | 0 | 0 | 75% | -330782.5656 | -110260.8552 | 75% | -417529.1607 | -139176.3869 | PLNT | 0 | 0 | 0 | 0 | 0 | 0 | 0 | 0 | 0 | 108GP | SG | 108GP.SG4
2124 |  |  |  |  | -160165354.6772 | -39721082.8486 | -53986817.3712 | -63081319.4604 | -3376134.9969 | 0 |  | -29516062.1732 | -10205020.6754 |  | -40490113.0284 | -13496704.3428 |  | -11069081.0835 | -31810116.6942 | -11816745.8864 | -6504817.6832 | -1880558.1131 | 0 | 0 | 0 | 0 | 108GP | NA | 108GP.NA1
2125 | [26 empty] | 108GP | NA | 108GP.NA2
2126 | [26 empty] | 108GP | NA | 108GP.NA3
2127 | 108MP | Mining Plant Accumulated Depr. | [24 empty] | 108MP | NA | 108MP.NA
2128 |  |  | S | P | 0 | 0 | 0 | 0 | 0 | 0 | 0% | 0 | 0 | 0% | 0 | 0 | [6 empty] | 0 | 0 | 0 | 0 | 108MP | S | 108MP.S
2129 |  |  | DEU | P | 0 | 0 | 0 | 0 | 0 | 0 | 0% | 0 | 0 | 0% | 0 | 0 | [6 empty] | 0 | 0 | 0 | 0 | 108MP | DEU | 108MP.DEU
2130 |  |  | SE | P | -38164815.1129 | -38164815.1129 | 0 | 0 | 0 | 0 | 0% | 0 | -38164815.1129 | 0% | 0 | 0 | [6 empty] | 0 | 0 | 0 | 0 | 108MP | SE | 108MP.SE
2131 |  |  |  |  | -38164815.1129 | -38164815.1129 | 0 | 0 | 0 | 0 |  | 0 | -38164815.1129 |  | 0 | 0 |  | 0 | 0 | 0 | 0 | 0 |  |  |  |  | 108MP | NA | 108MP.NA1
2132 | [26 empty] | 108MP | NA | 108MP.NA2
2133 | 108MP | Less Centralia Situs Depreciation | [24 empty] | 108MP | NA | 108MP.NA3
2134 |  |  | S | P | 0 | 0 | 0 | 0 | 0 | 0 | 0% | 0 | 0 | 0% | 0 | 0 | [6 empty] | 0 | 0 | 0 | 0 | 108MP | S | 108MP.S1
2135 |  |  |  |  | 0 | 0 | 0 | 0 | 0 | 0 |  | 0 | 0 |  | 0 | 0 |  | 0 | 0 | 0 | 0 | 0 | 0 | 0 | 0 | 0 | 108MP | NA | 108MP.NA4
2136 | [26 empty] | 108MP | NA | 108MP.NA5
2137 | 1081390 | Accum Depr - Capital Lease | [24 empty] | 1081390 | NA | 1081390.NA
2138 |  |  | SO | PTD | 0 | 0 | 0 | 0 | 0 | 0 | 0% | 0 | 0 | 0% | 0 | 0 | PLNT | 0 | 0 | 0 | 0 | 0 | 0 | 0 | 0 | 0 | 1081390 | SO | 1081390.SO
2139 | [26 empty] | 1081390 | NA | 1081390.NA1
2140 | [26 empty] | 1081390 | NA | 1081390.NA2
2141 |  | Remove Capital Leases |  | P | 0 | 0 | 0 | 0 | 0 | 0 | 0% | 0 | 0 | 0% | 0 | 0 | [6 empty] | 0 | 0 | 0 | 0 | 1081390 | NA | 1081390.NA3
2142 |  |  |  |  | 0 | 0 | 0 | 0 | 0 | 0 |  | 0 | 0 |  | 0 | 0 |  | 0 | 0 | 0 | 0 | 0 | 0 | 0 | 0 | 0 | 1081390 | NA | 1081390.NA4
2143 | [26 empty] | 1081390 | NA | 1081390.NA5
2144 | 1081399 | Accum Depr - Capital Lease | [24 empty] | 1081399 | NA | 1081399.NA
2145 |  |  | S | P | 0 | 0 | 0 | 0 | 0 | 0 | 0% | 0 | 0 | 0% | 0 | 0 | PLNT | 0 | 0 | 0 | 0 | 0 | 0 | 0 | 0 | 0 | 1081399 | S | 1081399.S
2146 |  |  | SE | P | 0 | 0 | 0 | 0 | 0 | 0 | 0% | 0 | 0 | 0% | 0 | 0 | PLNT | 0 | 0 | 0 | 0 | 0 | 0 | 0 | 0 | 0 | 1081399 | SE | 1081399.SE
2147 | [26 empty] | 1081399 | NA | 1081399.NA1
2148 | [26 empty] | 1081399 | NA | 1081399.NA2
2149 |  | Remove Capital Leases |  | P | 0 | 0 | 0 | 0 | 0 | 0 | 0% | 0 | 0 | 0% | 0 | 0 | [6 empty] | 0 | 0 | 0 | 0 | 1081399 | NA | 1081399.NA3
2150 |  |  |  |  | 0 | 0 | 0 | 0 | 0 | 0 |  | 0 | 0 |  | 0 | 0 |  | 0 | 0 | 0 | 0 | 0 | 0 | 0 | 0 | 0 | 1081399 | NA | 1081399.NA4
2151 | [26 empty] | 1081399 | NA | 1081399.NA5
2152 | [26 empty] | 1081399 | NA | 1081399.NA6
2153 | TOTAL GENERAL PLANT ACCUM DEPR |  |  |  | -198330169.7901 | -77885897.9615 | -53986817.3712 | -63081319.4604 | -3376134.9969 | 0 |  | -29516062.1732 | -48369835.7883 |  | -40490113.0284 | -13496704.3428 |  | -11069081.0835 | -31810116.6942 | -11816745.8864 | -6504817.6832 | -1880558.1131 | 0 | 0 | 0 | 0 | TOTAL GENERAL PLANT ACCUM DEPR | NA | TOTAL GENERAL PLANT ACCUM DEPR.NA
2154 | [26 empty] | TOTAL GENERAL PLANT ACCUM DEPR | NA | TOTAL GENERAL PLANT ACCUM DEPR.NA1
2155 | [26 empty] | TOTAL GENERAL PLANT ACCUM DEPR | NA | TOTAL GENERAL PLANT ACCUM DEPR.NA2
2156 | TOTAL ACCUM DEPR - PLANT IN SERVICE |  |  |  | -3442685027.562 | -1804481050.4096 | -698064001.0711 | -936763841.0844 | -3376134.9969 | 0 |  | -1324462426.5092 | -480018623.9003 |  | -523548000.8033 | -174516000.2678 |  | -115629667.1578 | -557201362.2246 | -128837035.9341 | -96816494.9542 | -38279280.8137 | 0 | 0 | 0 | 0 | TOTAL ACCUM DEPR - PLANT IN SERVICE | NA | TOTAL ACCUM DEPR - PLANT IN SERVICE.NA
2157 | [26 empty] | TOTAL ACCUM DEPR - PLANT IN SERVICE | NA | TOTAL ACCUM DEPR - PLANT IN SERVICE.NA1
2158 | [26 empty] | TOTAL ACCUM DEPR - PLANT IN SERVICE | NA | TOTAL ACCUM DEPR - PLANT IN SERVICE.NA2
2159 | 111SP | Accum Prov for Amort-Steam | [24 empty] | 111SP | NA | 111SP.NA
2160 |  |  | SG | P | 0 | 0 | 0 | 0 | 0 | 0 | 75% | 0 | 0 | 75% | 0 | 0 | PLNT | 0 | 0 | 0 | 0 | 0 | 0 | 0 | 0 | 0 | 111SP | SG | 111SP.SG
2161 |  |  | SG | P | 0 | 0 | 0 | 0 | 0 | 0 | 75% | 0 | 0 | 75% | 0 | 0 | PLNT | 0 | 0 | 0 | 0 | 0 | 0 | 0 | 0 | 0 | 111SP | SG | 111SP.SG1
2162 |  |  |  |  | 0 | 0 | 0 | 0 | 0 | 0 |  | 0 | 0 |  | 0 | 0 |  | 0 | 0 | 0 | 0 | 0 | 0 | 0 | 0 | 0 | 111SP | NA | 111SP.NA1
2163 | [26 empty] | 111SP | NA | 111SP.NA2
2164 | [26 empty] | 111SP | NA | 111SP.NA3
2165 | 111GP | Accum Prov for Amort-General | [24 empty] | 111GP | NA | 111GP.NA
2166 |  |  | S | G-SITUS | -15032.0123 | 0 | -4456.0462 | -10575.9661 | 0 | 0 | 75% | 0 | 0 | 75% | -3342.0347 | -1114.0116 | PLNT | -1855.7986 | -5333.1591 | -1981.1492 | -1090.5722 | -315.287 | 0 | 0 | 0 | 0 | 111GP | S | 111GP.S
2167 |  |  | CN | CUST | -107416.3919 | 0 | 0 | 0 | -107416.3919 | 0 | 75% | 0 | 0 | 75% | 0 | 0 | CUST | 0 | 0 | 0 | 0 | 0 | 0 | 0 | 0 | 0 | 111GP | CN | 111GP.CN
2168 |  |  | SG | I-SG | -65644.5889 | -55134.6213 | -10509.9677 | 0 | 0 | 0 | 75% | -41350.966 | -13783.6553 | 75% | -7882.4758 | -2627.4919 | PLNT | 0 | 0 | 0 | 0 | 0 | 0 | 0 | 0 | 0 | 111GP | SG | 111GP.SG
2169 |  |  | SO | PTD | -2276156.7735 | -1146892.3477 | -544792.7779 | -584471.6479 | 0 | 0 | 75% | -860169.2607 | -286723.0869 | 75% | -408594.5834 | -136198.1945 | PLNT | -102559.1113 | -294732.4419 | -109486.5009 | -60269.5306 | -17424.0632 | 0 | 0 | 0 | 0 | 111GP | SO | 111GP.SO
2170 |  |  | SE | P | 0 | 0 | 0 | 0 | 0 | 0 | 75% | 0 | 0 | 75% | 0 | 0 | PLNT | 0 | 0 | 0 | 0 | 0 | 0 | 0 | 0 | 0 | 111GP | SE | 111GP.SE
2171 |  |  |  |  | -2464249.7666 | -1202026.9689 | -559758.7918 | -595047.614 | -107416.3919 | 0 |  | -901520.2267 | -300506.7422 |  | -419819.0939 | -139939.698 |  | -104414.9099 | -300065.6011 | -111467.6501 | -61360.1027 | -17739.3502 | 0 | 0 | 0 | 0 | 111GP | NA | 111GP.NA1
2172 | [26 empty] | 111GP | NA | 111GP.NA2
2173 | [26 empty] | 111GP | NA | 111GP.NA3
2174 | 111HP | Accum Prov for Amort-Hydro | [24 empty] | 111HP | NA | 111HP.NA
2175 |  |  | SG | P | 0 | 0 | 0 | 0 | 0 | 0 | 75% | 0 | 0 | 75% | 0 | 0 | PLNT | 0 | 0 | 0 | 0 | 0 | 0 | 0 | 0 | 0 | 111HP | SG | 111HP.SG
2176 |  |  | SG | P | 0 | 0 | 0 | 0 | 0 | 0 | 75% | 0 | 0 | 75% | 0 | 0 | PLNT | 0 | 0 | 0 | 0 | 0 | 0 | 0 | 0 | 0 | 111HP | SG | 111HP.SG1
2177 |  |  | SG | P | -568526.49 | -568526.49 | 0 | 0 | 0 | 0 | 75% | -426394.8675 | -142131.6225 | 75% | 0 | 0 | PLNT | 0 | 0 | 0 | 0 | 0 | 0 | 0 | 0 | 0 | 111HP | SG | 111HP.SG2
2178 |  |  | SG | P | 0 | 0 | 0 | 0 | 0 | 0 | 75% | 0 | 0 | 75% | 0 | 0 | PLNT | 0 | 0 | 0 | 0 | 0 | 0 | 0 | 0 | 0 | 111HP | SG | 111HP.SG3
2179 |  |  |  |  | -568526.49 | -568526.49 | 0 | 0 | 0 | 0 |  | -426394.8675 | -142131.6225 |  | 0 | 0 |  | 0 | 0 | 0 | 0 | 0 | 0 | 0 | 0 | 0 | 111HP | NA | 111HP.NA1
2180 | [26 empty] | 111HP | NA | 111HP.NA2
2181 | [26 empty] | 111HP | NA | 111HP.NA3
2182 | 111IP | Accum Prov for Amort-Intangible Plant | [24 empty] | 111IP | NA | 111IP.NA
2183 |  |  | S | I-SITUS | -26631.4115 | -49467.9062 | 11275.8941 | 11560.6006 | 0 | 0 | 75% | -37100.9296 | -12366.9765 | 75% | 8456.9206 | 2818.9735 | PLNT | 2028.5756 | 5829.6823 | 2165.5964 | 1192.1057 | 344.6406 | 0 | 0 | 0 | 0 | 111IP | S | 111IP.S
2184 |  |  | SG | I-DGP | 0 | 0 | 0 | 0 | 0 | 0 | 75% | 0 | 0 | 75% | 0 | 0 | PLNT | 0 | 0 | 0 | 0 | 0 | 0 | 0 | 0 | 0 | 111IP | SG | 111IP.SG
2185 |  |  | SG | I-DGU | -185683.3191 | -185683.3191 | 0 | 0 | 0 | 0 | 75% | -139262.4893 | -46420.8298 | 75% | 0 | 0 | PLNT | 0 | 0 | 0 | 0 | 0 | 0 | 0 | 0 | 0 | 111IP | SG | 111IP.SG1
2186 |  |  | SE | P | -559176.15 | -559176.15 | 0 | 0 | 0 | 0 | 0% | 0 | -559176.15 | 0% | 0 | 0 | PLNT | 0 | 0 | 0 | 0 | 0 | 0 | 0 | 0 | 0 | 111IP | SE | 111IP.SE
2187 |  |  | SG | I-SG | -29644163.8683 | -24898011.7651 | -4746152.1032 | 0 | 0 | 0 | 75% | -18673508.8238 | -6224502.9413 | 75% | -3559614.0774 | -1186538.0258 | PLNT | 0 | 0 | 0 | 0 | 0 | 0 | 0 | 0 | 0 | 111IP | SG | 111IP.SG2
2188 |  |  | SG | I-SG | -10930729.2914 | -9180674.7429 | -1750054.5486 | 0 | 0 | 0 | 75% | -6885506.0572 | -2295168.6857 | 75% | -1312540.9114 | -437513.6371 | PLNT | 0 | 0 | 0 | 0 | 0 | 0 | 0 | 0 | 0 | 111IP | SG | 111IP.SG3
2189 |  |  | SG | I-SG | -2082409.7551 | -1749007.4206 | -333402.3345 | 0 | 0 | 0 | 75% | -1311755.5654 | -437251.8551 | 75% | -250051.7509 | -83350.5836 | PLNT | 0 | 0 | 0 | 0 | 0 | 0 | 0 | 0 | 0 | 111IP | SG | 111IP.SG4
2190 |  |  | CN | CUST | -53397390.2956 | 0 | 0 | 0 | -53397390.2956 | 0 | 75% | 0 | 0 | 75% | 0 | 0 | CUST | 0 | 0 | 0 | 0 | 0 | 0 | 0 | 0 | 0 | 111IP | CN | 111IP.CN
2191 |  |  | SG | P | 0 | 0 | 0 | 0 | 0 | 0 | 75% | 0 | 0 | 75% | 0 | 0 | PLNT | 0 | 0 | 0 | 0 | 0 | 0 | 0 | 0 | 0 | 111IP | SG | 111IP.SG5
2192 |  |  | SG | P | -341315.0456 | -341315.0456 | 0 | 0 | 0 | 0 | 75% | -255986.2842 | -85328.7614 | 75% | 0 | 0 | PLNT | 0 | 0 | 0 | 0 | 0 | 0 | 0 | 0 | 0 | 111IP | SG | 111IP.SG6
2193 |  |  | SO | PTD | -127801394.1463 | -64395582.3577 | -30588963.533 | -32816848.2556 | 0 | 0 | 75% | -48296686.7683 | -16098895.5894 | 75% | -22941722.6497 | -7647240.8832 | PLNT | -5758477.4281 | -16548603.9524 | -6147435.7218 | -3384006.8132 | -978324.3401 | 0 | 0 | 0 | 0 | 111IP | SO | 111IP.SO
2194 |  |  |  |  | -224968893.283 | -101358918.7071 | -37407296.6252 | -32805287.6551 | -53397390.2956 | 0 |  | -75599806.9179 | -25759111.7893 |  | -28055472.4689 | -9351824.1563 |  | -5756448.8525 | -16542774.2701 | -6145270.1254 | -3382814.7075 | -977979.6995 | 0 | 0 | 0 | 0 | 111IP | NA | 111IP.NA1
2195 | 111IP | Less Non-Utility Plant | [24 empty] | 111IP | NA | 111IP.NA2
2196 |  |  | OTH | NUTIL | 0 | 0 | 0 | 0 | 0 | 0 | 75% | 0 | 0 | 75% | 0 | 0 | [6 empty] | 0 | 0 | 0 | 0 | 111IP | OTH | 111IP.OTH
2197 |  |  |  |  | -224968893.283 | -101358918.7071 | -37407296.6252 | -32805287.6551 | -53397390.2956 | 0 |  | -75599806.9179 | -25759111.7893 |  | -28055472.4689 | -9351824.1563 |  | -5756448.8525 | -16542774.2701 | -6145270.1254 | -3382814.7075 | -977979.6995 | 0 | 0 | 0 | 0 | 111IP | NA | 111IP.NA3
2198 | [26 empty] | 111IP | NA | 111IP.NA4
2199 | 111390 | Accum-Prov for Amort-Mining | [24 empty] | 111390 | NA | 111390.NA
2200 |  |  | S | G-SITUS | 0 | 0 | 0 | 0 | 0 | 0 | 75% | 0 | 0 | 75% | 0 | 0 | PLNT | 0 | 0 | 0 | 0 | 0 | 0 | 0 | 0 | 0 | 111390 | S | 111390.S
2201 |  |  | SG | P | 398758.017 | 398758.017 | 0 | 0 | 0 | 0 | 75% | 299068.5128 | 99689.5043 | 75% | 0 | 0 | PLNT | 0 | 0 | 0 | 0 | 0 | 0 | 0 | 0 | 0 | 111390 | SG | 111390.SG
2202 |  |  | SO | PTD | 3755474.8349 | 1892279.7411 | 898864.0816 | 964331.0123 | 0 | 0 | 75% | 1419209.8058 | 473069.9353 | 75% | 674148.0612 | 224716.0204 | PLNT | 169214.2501 | 486284.7241 | 180643.8835 | 99439.8575 | 28748.297 | 0 | 0 | 0 | 0 | 111390 | SO | 111390.SO
2203 |  |  |  |  | 4154232.8519 | 2291037.7581 | 898864.0816 | 964331.0123 | 0 | 0 |  | 1706815.8729 | 568938.6243 |  | 649588.7623 | 216529.5874 |  | 176625.2613 | 495163.7951 | 181583.4625 | 98891.7737 | 29648.6365 |  |  |  |  | 111390 | NA | 111390.NA1
2204 | [26 empty] | 111390 | NA | 111390.NA2
2205 |  | Remove Capital Lease Amort |  |  | -4154232.8519 | -2291037.7581 | -898864.0816 | -964331.0123 | 0 | 0 |  | -1706815.8729 | -568938.6243 |  | -649588.7623 | -216529.5874 |  | -176625.2613 | -495163.7951 | -181583.4625 | -98891.7737 | -29648.6365 |  |  |  |  | 111390 | NA | 111390.NA3
2206 | [5 empty] | 0 | 0 | 0 | 0 | 0 |  | 0 | 0 |  | 0 | 0 |  | 0 | 0 | 0 | 0 | 0 |  |  |  |  | 111390 | NA | 111390.NA4
| TOTAL ACCUM PROV FOR AMORTIZATION |  |  |  | -228001669.5396 | -103129472.1661 | -37967055.417 | -33400335.2691 | -53504806.6874 | 0 |  | -76927722.012 | -26201750.154 |  | -28475291.5628 | -9491763.8543 |  | -5860863.7624 | -16842839.8712 | -6256737.7755 | -3444174.8103 | -995719.0498 | 0 | 0 | 0 | 0 | TOTAL ACCUM PROV FOR AMORTIZATION | NA | TOTAL ACCUM PROV FOR AMORTIZATION.NA
[23 empty] | Function | Generation | Transmission | Distribution
[23 empty] | Check | Check | Check | Check
[23 empty] | 0 | 0 | 0 | 0
[23 empty] | 0 | 0 | 0 | 0

## Func Factors
Func Factor Table
Rocky Mountain Power
Cost Of Service By Rate Schedule
State of Utah
2010 Protocol (Non Wgt)
12 Months Ended Dec 2015
A | B | C | D | E | F | G | H
FACTOR NAME | Production | Transmission | Distribution | Retail | Misc | TOT | Description
ACCMDIT | 50.93% | 25.47% | 23.51% | 0.09006% | 0% | 1 | Deferred Income Tax - Balance
BOOKDEPR | 62.14% | 15.75% | 21.93% | 0.1837% | 0% | 1 | Book Depreciation
COM_EQ | 0% | 0% | 0% | 0% | 0% | 0 | Communications Equipment
CUST | 0% | 0% | 0% | 100% | 0% | 1 | Distribution Retail
DDS2 | 96.83% | -0.3995% | -1.654% | 5.183% | 0.0453% | 1 | Deferred Debits - Situs
DDS6 | 0% | 0% | 0% | 0% | 0% | 0 | Deferred Debits - Situs
DDSO2 | 45.39% | 7.893% | 32.79% | 13.15% | 0.7793% | 1 | Deferred Debits - System Overhead
DDSO6 | 0% | 0% | 0% | 0% | 100% | 1 | Deferred Debits - System Overhead
DEFSG | 78.18% | 21.82% | 0% | 0% | 0% | 1 | Deferred Debit - System Generation
DMSC | 0% | 0% | 0% | 0% | 100% | 1 | Distribution Miscellaneous
DPW | 0% | 0% | 100% | 0% | 0% | 1 | Distribution Poles & Wires
ESD | 30% | 10% | 60% | 0% | 0% | 1 | Environmental Services Department
FERC | 51.23% | 48.77% | 0% | 0% | 0% | 1 | FERC Fees
G | 22.04% | 34% | 42.24% | 1.723% | 0% | 1 | General Plant
G-DGP | 67% | 33% | 0% | 0% | 0% | 1 | General Plant - DGP Factor
G-DGU | 67% | 33% | 0% | 0% | 0% | 1 | General Plant - DGU Factor
GP | 48.78% | 24.31% | 26.32% | 0.5875% | 0% | 1 | Total Plant
G-SG | 44.2% | 55.8% | 0% | 0% | 0% | 1 | General Plant - SG Factor
G-SITUS | 0% | 29.64% | 70.36% | 0% | 0% | 1 | General Plant - SITUS Factor
I | 51.93% | 16.8% | 14.32% | 16.95% | 0% | 1 | Intangible Plant
I-DGP | 100% | 0% | 0% | 0% | 0% | 1 | Intangible Plant - DGP Factor
I-DGU | 100% | 0% | 0% | 0% | 0% | 1 | Intangible Plant - DGU Factor
I-SG | 83.99% | 16.01% | 0% | 0% | 0% | 1 | Intangible Plant - SG Factor
I-SITUS | 185.8% | -42.34% | -43.41% | 0% | 0% | 1 | Intangible Plant - SITUS Factor
LABOR | 46.31% | 7.882% | 32.08% | 13.73% | 0% | 1 | Direct Labor Expense
MSS | 86.35% | 0.6644% | 12.98% | 0% | 0% | 1 | Materials & Supplies
OTHDGP | 27.86% | 72.14% | 0% | 0% | 0% | 1 | Other Revenues - DGP Factor
OTHDGU | 27.86% | 72.14% | 0% | 0% | 0% | 1 | Other Revenues - DGU Factor
OTHSE | 0% | 100% | 0% | 0% | 0% | 1 | Other Revenues - SE Factor
OTHSG | 27.86% | 72.14% | 0% | 0% | 0% | 1 | Other Revenues - SG Factor
OTHSGR | 27.86% | 72.14% | 0% | 0% | 0% | 1 | Other Revenues - Rolled-In SG Factor
OTHSITUS | -22.07% | 0% | 0% | 0% | 122.1% | 1 | Other Revenues - Situs
OTHSO | 0% | 0% | 0% | 0% | 100% | 1 | Other Revenues - SO Factor
P | 100% | 0% | 0% | 0% | 0% | 1 | Production
SCHMA | 39.73% | 22% | 36.76% | 1.042% | 0.4739% | 1 | Schedule M Additions
SCHMAF | 100% | 0% | 0% | 0% | 0% | 1 | Schedule M Additions - Flow Through
SCHMAP | 96.41% | 0.5264% | 2.143% | 0.9168% | 0% | 1 | Schedule M Additions - Permanent
SCHMAP-SO | 100% | 0% | 0% | 0% | 0% | 1 | Schedule M Additions - Permanent SO
SCHMAT | 39.67% | 22.02% | 36.79% | 1.042% | 0.4743% | 1 | Schedule M Additions - Temporary
SCHMAT-GPS | 0% | 0% | 0% | 0% | 0% | 0 | Schedule M Additions - Temporary-GPS
SCHMAT-SE | 100% | 0% | 0% | 0% | 0% | 1 | Schedule M Additions - Temporary-SE
SCHMAT-SITUS | 71.93% | 0.7946% | 19.84% | 7.437% | 0% | 1 | Schedule M Additions - Temporary-SITUS
SCHMAT-SNP | 49.34% | 24.31% | 26.32% | 0.02039% | 0% | 1 | Schedule M Additions - Temporary-SNP
SCHMAT-SO | 46.89% | 11.02% | 30.98% | 11.1% | 0% | 1 | Schedule M Additions - Temporary-SO
SCHMD | 46.36% | 30.33% | 22.34% | 0.7607% | 0.2052% | 1 | Schedule M Deductions
SCHMDF | 100% | 0% | 0% | 0% | 0% | 1 | Schedule M Deductions - Flow Through
SCHMDP | 99.95% | 0.07304% | 0.01175% | -0.03925% | 0% | 1 | Schedule M Deductions - Permanent
SCHMDP-SO | 46.31% | 7.882% | 32.08% | 13.73% | 0% | 1 | Schedule M Deductions - Permanent SO
SCHMDT | 45.71% | 30.69% | 22.61% | 0.7704% | 0.2077% | 1 | Schedule M Deductions - Temporary
SCHMDT-GPS | 49.36% | 24.31% | 26.32% | 0% | 0% | 1 | Schedule M Deductions - Temporary-GPS
SCHMDT-SG | 99.94% | 0.05796% | 0% | 0% | 0% | 1 | Schedule M Deductions - Temporary-SG
SCHMDT-SITUS | 187.7% | -3.47% | -12.01% | -6.961% | -65.25% | 1 | Schedule M Deductions - Temporary-SITUS
SCHMDT-SNP | 49.36% | 24.31% | 26.32% | 0% | 0% | 1 | Schedule M Deductions - Temporary-SNP
SCHMDT-SO | 44.42% | 9.4% | 34.69% | 11.49% | 0% | 1 | Schedule M Deductions - Temporary-SO
T | 0% | 100% | 0% | 0% | 0% | 1 | Transmission
TAXDEPR | 37.7% | 36.18% | 25.59% | 0.5256% | 0% | 1 | Tax Depreciation
TD | 0% | 48.01% | 51.99% | 0% | 0% | 1 | Transmission / Distribution
CWC | 0.75219 | 0.094074 | 0.12063 | 0.027928 | 0.0051796 | 1 | Cash Working Capital
DITEXP | 0 | 0 | 0 | 0 | 0 | 0 | Deferred Income Tax - Expense
FIT | 0.17547 | -0.013588 | 0.84324 | -0.0093829 | 0.0042663 | 1 | Federal Income Taxes
IBT | 0.48135 | -0.008547 | 0.53041 | -0.005902 | 0.0026836 | 1 | Income Before Taxes
NONE | 0 | 0 | 0 | 0 | 0 | 0 | Not Functionalized
NUTIL | 0 | 0 | 0 | 0 | 0 | 0 | Non-Utility
PT | 0.67796 | 0.32204 | 0 | 0 | 0 | 1 | Production / Transmission
PTD | 0.50387 | 0.23935 | 0.25678 | 0 | 0 | 1 | Prod, Trans, Dist Plant
REVREQ | 0.67653 | 0.15474 | 0.14637 | 0.018999 | 0.0033618 | 1 | Revenue Requirement
SIT | 0.48135 | -0.008547 | 0.53041 | -0.005902 | 0.0026836 | 1 | State Income Taxes

## Func Allocation Options
| Functional Factors |  |  |  |  | Distribution Functional Factors
| Functional | Functional | Functional | Functional | Functional | DIS | DIS | DIS | DIS | DIS
FERC | Factors | Factors | Factors | Factors | Factors | FACTOR | FACTOR | FACTOR | FACTOR | FACTOR
Accounts | 2010 Protocol | Rolled-In | Option-2 | Option-3 | Option-4 | Rolled-In | MSP | Option-2 | Option-3 | Option-4
ACCT440S | [5 empty] | DRB | DRB | DRB | DRB | DRB
ACCT440
ACCT442S | [5 empty] | DRB | DRB | DRB | DRB | DRB
ACCT442SE | P | P | P | P | P | DRB | DRB | DRB | DRB | DRB
ACCT442SG | PT | PT | PT | PT | PT | DRB | DRB | DRB | DRB | DRB
ACCT442
[6 empty] | DRB | DRB | DRB | DRB | DRB
ACCT444S
ACCT444
[6 empty] | DRB | DRB | DRB | DRB | DRB
ACCT445S
ACCT445
ACCT448S | DPW | DPW | DPW | DPW | DPW | DRB | DRB | DRB | DRB | DRB
ACCT448SO | GP | GP | GP | GP | GP | DRB | DRB | DRB | DRB | DRB
ACCT448
ACCT447S | P | P | P | P | P | DRB | DRB | DRB | DRB | DRB
ACCT447DGU | P | P | P | P | P | DRB | DRB | DRB | DRB | DRB
ACCT447SG | P | P | P | P | P | DRB | DRB | DRB | DRB | DRB
ACCT447SE | P | P | P | P | P | DRB | DRB | DRB | DRB | DRB
ACCT447
ACCT449S | P | P | P | P | P | DRB | DRB | DRB | DRB | DRB
ACCT449SG | P | P | P | P | P | DRB | DRB | DRB | DRB | DRB
ACCT449
| REVREQ | REVREQ | REVREQ | REVREQ | REVREQ | DRB | DRB | DRB | DRB | DRB
| DPW | DPW | DPW | DPW | DPW | DRB | DRB | DRB | DRB | DRB
ACCT450S | CUST | CUST | CUST | CUST | CUST | CUST | CUST | CUST | CUST | CUST
ACCT450SO | CUST | CUST | CUST | CUST | CUST | CUST | CUST | CUST | CUST | CUST
ACCT450
ACCT451S | CUST | CUST | CUST | CUST | CUST | CUST | CUST | CUST | CUST | CUST
ACCT451SG | GP | GP | GP | GP | GP | PLNT | PLNT | PLNT | PLNT | PLNT
ACCT451SO | CUST | CUST | CUST | CUST | CUST | PLNT | PLNT | PLNT | PLNT | PLNT
ACCT451
ACCT453SG | P | P | P | P | P | PLNT | PLNT | PLNT | PLNT | PLNT
ACCT453
ACCT454S | DPW | DPW | DPW | DPW | DPW | PLNT | PLNT | PLNT | PLNT | PLNT
ACCT454SG | T | T | T | T | T | PLNT | PLNT | PLNT | PLNT | PLNT
ACCT454SG | T | T | T | T | T | PLNT | PLNT | PLNT | PLNT | PLNT
ACCT454SO | GP | GP | GP | GP | GP | PLNT | PLNT | PLNT | PLNT | PLNT
ACCT454
ACCT456S | DMSC | DMSC | DMSC | DMSC | DMSC | PLNT | PLNT | PLNT | PLNT | PLNT
ACCT456CN | CUST | CUST | CUST | CUST | CUST | CUST | CUST | CUST | CUST | CUST
ACCT456SE | OTHSE | OTHSE | OTHSE | OTHSE | OTHSE | PLNT | PLNT | PLNT | PLNT | PLNT
ACCT456SO | OTHSO | OTHSO | OTHSO | OTHSO | OTHSO | PLNT | PLNT | PLNT | PLNT | PLNT
ACCT456SG | OTHSGR | OTHSGR | OTHSGR | OTHSGR | OTHSGR | PLNT | PLNT | PLNT | PLNT | PLNT
ACCT456
ACCT41160S | DPW | DPW | DPW | DPW | DPW | PLNT | PLNT | PLNT | PLNT | PLNT
ACCT41160SG | T | T | T | T | T | PLNT | PLNT | PLNT | PLNT | PLNT
ACCT41160SO | G | G | G | G | G | PLNT | PLNT | PLNT | PLNT | PLNT
ACCT41160DGU | T | T | T | T | T | PLNT | PLNT | PLNT | PLNT | PLNT
ACCT41160DGP | P | P | P | P | P | PLNT | PLNT | PLNT | PLNT | PLNT
ACCT41160
ACCT41170S | DPW | DPW | DPW | DPW | DPW | PLNT | PLNT | PLNT | PLNT | PLNT
ACCT41170DGU | T | T | T | T | T | PLNT | PLNT | PLNT | PLNT | PLNT
ACCT41170
ACCT4118SE | P | P | P | P | P | PLNT | PLNT | PLNT | PLNT | PLNT
ACCT4118
ACCT41181SE | P | P | P | P | P | PLNT | PLNT | PLNT | PLNT | PLNT
ACCT41181
ACCT4194DGU | P | P | P | P | P | PLNT | PLNT | PLNT | PLNT | PLNT
ACCT4194
ACCT421S | DPW | DPW | DPW | DPW | DPW | PLNT | PLNT | PLNT | PLNT | PLNT
ACCT421DGP | T | T | T | T | T | PLNT | PLNT | PLNT | PLNT | PLNT
ACCT421DGU | T | T | T | T | T | PLNT | PLNT | PLNT | PLNT | PLNT
ACCT421SE | CUST | CUST | CUST | CUST | CUST | PLNT | PLNT | PLNT | PLNT | PLNT
ACCT421SO | PTD | PTD | PTD | PTD | PTD | PLNT | PLNT | PLNT | PLNT | PLNT
ACCT421SG | P | P | P | P | P | PLNT | PLNT | PLNT | PLNT | PLNT
ACCT421
ACCT4311S | CUST | CUST | CUST | CUST | CUST | CUST | CUST | CUST | CUST | CUST
ACCT4311
PRODUCTION | P | P | P | P | P
TRANSMISSION | T | T | T | T | T
DISTRIBUTION | DPW | DPW | DPW | DPW | DPW | PLNT | PLNT | PLNT | PLNT | PLNT
ACCT500SG | P | P | P | P | P
ACCT500SG | P | P | P | P | P
ACCT500
ACCT501SENNPC | P | P | P | P | P
ACCT501SENNPC | P | P | P | P | P
ACCT501SENNPC | P | P | P | P | P
ACCT501SENNPC | P | P | P | P | P
ACCT501SENNPC | P | P | P | P | P
ACCT501SE | P | P | P | P | P
ACCT501SE | P | P | P | P | P
ACCT501SE | P | P | P | P | P
ACCT501SE | P | P | P | P | P
ACCT501
ACCT502SG | P | P | P | P | P
ACCT502SG | P | P | P | P | P
ACCT502
ACCT503SENNPC | P | P | P | P | P
ACCT503SE | P | P | P | P | P
ACCT503
ACCT505SG | P | P | P | P | P
ACCT505SG | P | P | P | P | P
ACCT505
ACCT506SG | P | P | P | P | P
ACCT506SE | P | P | P | P | P
ACCT506SG | P | P | P | P | P
ACCT506
ACCT507SG | P | P | P | P | P
ACCT507SG | P | P | P | P | P
ACCT507
ACCT510SG | P | P | P | P | P
ACCT510SG | P | P | P | P | P
ACCT510
ACCT511SG | P | P | P | P | P
ACCT511SG | P | P | P | P | P
ACCT511
ACCT512SG | P | P | P | P | P
ACCT512SG | P | P | P | P | P
ACCT512
ACCT513SG | P | P | P | P | P
ACCT513SG | P | P | P | P | P
ACCT513
ACCT514SG | P | P | P | P | P
ACCT514SG | P | P | P | P | P
ACCT514
ACCT517SG | P | P | P | P | P
ACCT517
ACCT518SE | P | P | P | P | P
ACCT518
ACCT519SG | P | P | P | P | P
ACCT519
ACCT520SG | P | P | P | P | P
ACCT520
ACCT523SG | P | P | P | P | P
ACCT523
ACCT524SG | P | P | P | P | P
ACCT524
ACCT528SG | P | P | P | P | P
ACCT528
ACCT529SG | P | P | P | P | P
ACCT529
ACCT530SG | P | P | P | P | P
ACCT530
ACCT531SG | P | P | P | P | P
ACCT531
ACCT532SG | P | P | P | P | P
ACCT532
ACCT535SG | P | P | P | P | P
ACCT535SG | P | P | P | P | P
ACCT535
ACCT536SG | P | P | P | P | P
ACCT536SG | P | P | P | P | P
ACCT536
ACCT537SG | P | P | P | P | P
ACCT537SG | P | P | P | P | P
ACCT537
ACCT538SG | P | P | P | P | P
ACCT538
ACCT539SG | P | P | P | P | P
ACCT539SG | P | P | P | P | P
ACCT539
ACCT540SG | P | P | P | P | P
ACCT540SG | P | P | P | P | P
ACCT540
ACCT541SG | P | P | P | P | P
ACCT541
ACCT542SG | P | P | P | P | P
ACCT542SG | P | P | P | P | P
ACCT542
ACCT543SG | P | P | P | P | P
ACCT543SG | P | P | P | P | P
ACCT543
ACCT544SG | P | P | P | P | P
ACCT544SG | P | P | P | P | P
ACCT544
ACCT545SG | P | P | P | P | P
ACCT545SG | P | P | P | P | P
ACCT545
ACCT546SG | P | P | P | P | P
ACCT546
ACCT547SE | P | P | P | P | P
ACCT547SE | P | P | P | P | P
ACCT547
ACCT548SG | P | P | P | P | P
ACCT548SG | P | P | P | P | P
ACCT548
ACCT549SG | P | P | P | P | P
ACCT549SSGCT | P | P | P | P | P
ACCT549
ACCT550SG | P | P | P | P | P
ACCT550SSGCT | P | P | P | P | P
ACCT550
ACCT551SG | P | P | P | P | P
ACCT551
ACCT552SG | P | P | P | P | P
ACCT552SG | P | P | P | P | P
ACCT552
ACCT553SG | P | P | P | P | P
ACCT553SG | P | P | P | P | P
ACCT553SG-W | P | P | P | P | P
ACCT553
ACCT554SG | P | P | P | P | P
ACCT554SG | P | P | P | P | P
ACCT554SG-W | P | P | P | P | P
ACCT554
ACCT555S | DMSC | DMSC | DMSC | DMSC | DMSC
ACCT555SG | P | P | P | P | P
ACCT555SE | P | P | P | P | P
ACCT555SG | P | P | P | P | P
ACCT555DGP | P | P | P | P | P
ACCT555
ACCT556SG | P | P | P | P | P
ACCT556
ACCT557S | P | P | P | P | P
ACCT557SG | P | P | P | P | P
ACCT557SGCT | P | P | P | P | P
ACCT557SE | P | P | P | P | P
ACCT557SG | P | P | P | P | P
ACCT557TROJP | P | P | P | P | P
ACCT557
Emb Cost Differentials
DGP | P | P | P | P | P
SG | P | P | P | P | P
MC | P | P | P | P | P
SG | P | P | P | P | P
S | P | P | P | P | P
| P | P | P | P | P
2010 Protocol ECD
DGP | P | P | P | P | P
SG | P | P | P | P | P
MC | P | P | P | P | P
SG | P | P | P | P | P
S | P | P | P | P | P
ACCT560SNPT | T | T | T | T | T
ACCT560
ACCT561SG | T | T | T | T | T
ACCT561
ACCT562SG | T | T | T | T | T
ACCT562
ACCT563SG | T | T | T | T | T
ACCT563
ACCT564SG | T | T | T | T | T
ACCT564
ACCT565SG | T | T | T | T | T
ACCT565SE | T | T | T | T | T
ACCT565
ACCT566SG | T | T | T | T | T
ACCT566
ACCT567SG | T | T | T | T | T
ACCT567
ACCT568SG | T | T | T | T | T
ACCT568
ACCT569SG | T | T | T | T | T
ACCT569
ACCT570SG | T | T | T | T | T
ACCT570
ACCT571SG | T | T | T | T | T
ACCT571
ACCT572SG | T | T | T | T | T
ACCT572
ACCT573SG | T | T | T | T | T
ACCT573
ACCT580S | DPW | DPW | DPW | DPW | DPW | PLNT | PLNT | PLNT | PLNT | PLNT
ACCT580SNPD | DPW | DPW | DPW | DPW | DPW | PLNT | PLNT | PLNT | PLNT | PLNT
ACCT580
ACCT581S | DPW | DPW | DPW | DPW | DPW | SUBS | SUBS | SUBS | SUBS | SUBS
ACCT581SNPD | DPW | DPW | DPW | DPW | DPW | SUBS | SUBS | SUBS | SUBS | SUBS
ACCT581
ACCT582S | DPW | DPW | DPW | DPW | DPW | SUBS | SUBS | SUBS | SUBS | SUBS
ACCT582SNPD | DPW | DPW | DPW | DPW | DPW | SUBS | SUBS | SUBS | SUBS | SUBS
ACCT582
ACCT583S | DPW | DPW | DPW | DPW | DPW | PC | PC | PC | PC | PC
ACCT583SNPD | DPW | DPW | DPW | DPW | DPW | PC | PC | PC | PC | PC
ACCT583
ACCT584S | DPW | DPW | DPW | DPW | DPW | PC | PC | PC | PC | PC
ACCT584SNPD | DPW | DPW | DPW | DPW | DPW | PC | PC | PC | PC | PC
ACCT584
ACCT585S | DPW | DPW | DPW | DPW | DPW | PC | PC | PC | PC | PC
ACCT585SNPD | DPW | DPW | DPW | DPW | DPW | METR | METR | METR | METR | METR
ACCT585
ACCT586S | DPW | DPW | DPW | DPW | DPW | METR | METR | METR | METR | METR
ACCT586SNPD | DPW | DPW | DPW | DPW | DPW | METR | METR | METR | METR | METR
ACCT586
ACCT587S | DPW | DPW | DPW | DPW | DPW | PC | PC | PC | PC | PC
ACCT587SNPD | DPW | DPW | DPW | DPW | DPW | PC | PC | PC | PC | PC
ACCT587
ACCT588S | DPW | DPW | DPW | DPW | DPW | PLNT2 | PLNT2 | PLNT2 | PLNT2 | PLNT2
ACCT588SNPD | DPW | DPW | DPW | DPW | DPW | PLNT2 | PLNT2 | PLNT2 | PLNT2 | PLNT2
ACCT588
ACCT589S | DPW | DPW | DPW | DPW | DPW | PLNT2 | PLNT2 | PLNT2 | PLNT2 | PLNT2
ACCT589SNPD | DPW | DPW | DPW | DPW | DPW | PLNT2 | PLNT2 | PLNT2 | PLNT2 | PLNT2
ACCT589
ACCT590S | DPW | DPW | DPW | DPW | DPW | PLNT | PLNT | PLNT | PLNT | PLNT
ACCT590SNPD | DPW | DPW | DPW | DPW | DPW | PLNT | PLNT | PLNT | PLNT | PLNT
ACCT590
ACCT591S | DPW | DPW | DPW | DPW | DPW | PLNT2 | PLNT2 | PLNT2 | PLNT2 | PLNT2
ACCT591SNPD | DPW | DPW | DPW | DPW | DPW | PLNT2 | PLNT2 | PLNT2 | PLNT2 | PLNT2
ACCT591
ACCT592S | DPW | DPW | DPW | DPW | DPW | SUBS | SUBS | SUBS | SUBS | SUBS
ACCT592SNPD | DPW | DPW | DPW | DPW | DPW | SUBS | SUBS | SUBS | SUBS | SUBS
ACCT592
ACCT593S | DPW | DPW | DPW | DPW | DPW | PC | PC | PC | PC | PC
ACCT593SNPD | DPW | DPW | DPW | DPW | DPW | PC | PC | PC | PC | PC
ACCT593
ACCT594S | DPW | DPW | DPW | DPW | DPW | PC | PC | PC | PC | PC
ACCT594SNPD | DPW | DPW | DPW | DPW | DPW | PC | PC | PC | PC | PC
ACCT594
ACCT595S | DPW | DPW | DPW | DPW | DPW | XFMR | XFMR | XFMR | XFMR | XFMR
ACCT595SNPD | DPW | DPW | DPW | DPW | DPW | XFMR | XFMR | XFMR | XFMR | XFMR
ACCT595
ACCT596S | DPW | DPW | DPW | DPW | DPW | PC | PC | PC | PC | PC
ACCT596SNPD | DPW | DPW | DPW | DPW | DPW | PC | PC | PC | PC | PC
ACCT596
ACCT597S | DPW | DPW | DPW | DPW | DPW | METR | METR | METR | METR | METR
ACCT597SNPD | DPW | DPW | DPW | DPW | DPW | METR | METR | METR | METR | METR
ACCT597
ACCT598S | DPW | DPW | DPW | DPW | DPW | PLNT2 | PLNT2 | PLNT2 | PLNT2 | PLNT2
ACCT598SNPD | DPW | DPW | DPW | DPW | DPW | PLNT2 | PLNT2 | PLNT2 | PLNT2 | PLNT2
ACCT598
ACCT901S | CUST | CUST | CUST | CUST | CUST | CUST | CUST | CUST | CUST | CUST
ACCT901CN | CUST | CUST | CUST | CUST | CUST | CUST | CUST | CUST | CUST | CUST
ACCT901
ACCT902S | CUST | CUST | CUST | CUST | CUST | CUST | CUST | CUST | CUST | CUST
ACCT902CN | CUST | CUST | CUST | CUST | CUST | CUST | CUST | CUST | CUST | CUST
ACCT902
ACCT903S | CUST | CUST | CUST | CUST | CUST | CUST | CUST | CUST | CUST | CUST
ACCT903CN | CUST | CUST | CUST | CUST | CUST | CUST | CUST | CUST | CUST | CUST
ACCT903
ACCT904S | CUST | CUST | CUST | CUST | CUST | CUST | CUST | CUST | CUST | CUST
ACCT904SG | P | P | P | P | P | CUST | CUST | CUST | CUST | CUST
ACCT904CN | CUST | CUST | CUST | CUST | CUST | CUST | CUST | CUST | CUST | CUST
ACCT904
ACCT905S | CUST | CUST | CUST | CUST | CUST | CUST | CUST | CUST | CUST | CUST
ACCT905CN | CUST | CUST | CUST | CUST | CUST | CUST | CUST | CUST | CUST | CUST
ACCT905
ACCT907S | CUST | CUST | CUST | CUST | CUST | CUST | CUST | CUST | CUST | CUST
ACCT907CN | CUST | CUST | CUST | CUST | CUST | CUST | CUST | CUST | CUST | CUST
ACCT907
ACCT908S | CUST | CUST | CUST | CUST | CUST | CUST | CUST | CUST | CUST | CUST
ACCT908CN | CUST | CUST | CUST | CUST | CUST | CUST | CUST | CUST | CUST | CUST
ACCT908
ACCT909S | CUST | CUST | CUST | CUST | CUST | CUST | CUST | CUST | CUST | CUST
ACCT909CN | CUST | CUST | CUST | CUST | CUST | CUST | CUST | CUST | CUST | CUST
ACCT909
ACCT910S | CUST | CUST | CUST | CUST | CUST | CUST | CUST | CUST | CUST | CUST
ACCT910CN | CUST | CUST | CUST | CUST | CUST | CUST | CUST | CUST | CUST | CUST
ACCT910
ACCT911S | CUST | CUST | CUST | CUST | CUST | CUST | CUST | CUST | CUST | CUST
ACCT911CN | CUST | CUST | CUST | CUST | CUST | CUST | CUST | CUST | CUST | CUST
ACCT911
ACCT912S | CUST | CUST | CUST | CUST | CUST | CUST | CUST | CUST | CUST | CUST
ACCT912CN | CUST | CUST | CUST | CUST | CUST | CUST | CUST | CUST | CUST | CUST
ACCT912
ACCT913S | CUST | CUST | CUST | CUST | CUST | CUST | CUST | CUST | CUST | CUST
ACCT913CN | CUST | CUST | CUST | CUST | CUST | CUST | CUST | CUST | CUST | CUST
ACCT913
ACCT916S | CUST | CUST | CUST | CUST | CUST | CUST | CUST | CUST | CUST | CUST
ACCT916CN | CUST | CUST | CUST | CUST | CUST | CUST | CUST | CUST | CUST | CUST
ACCT916
ACCT920S | PTD | PTD | PTD | PTD | PTD | PLNT | PLNT | PLNT | PLNT | PLNT
ACCT920CN | CUST | CUST | CUST | CUST | CUST | CUST | CUST | CUST | CUST | CUST
ACCT920SO | PTD | PTD | PTD | PTD | PTD | PLNT | PLNT | PLNT | PLNT | PLNT
ACCT920
ACCT921S | PTD | PTD | PTD | PTD | PTD | PLNT | PLNT | PLNT | PLNT | PLNT
ACCT921CN | CUST | CUST | CUST | CUST | CUST | CUST | CUST | CUST | CUST | CUST
ACCT921SO | PTD | PTD | PTD | PTD | PTD | PLNT | PLNT | PLNT | PLNT | PLNT
ACCT921
ACCT922SO | PTD | PTD | PTD | PTD | PTD | PLNT | PLNT | PLNT | PLNT | PLNT
ACCT923S | PTD | PTD | PTD | PTD | PTD | PLNT | PLNT | PLNT | PLNT | PLNT
ACCT923CN | CUST | CUST | CUST | CUST | CUST | CUST | CUST | CUST | CUST | CUST
ACCT923SO | PTD | PTD | PTD | PTD | PTD | PLNT | PLNT | PLNT | PLNT | PLNT
ACCT923
ACCT924S | PT | PT | PT | PT | PT | PLNT | PLNT | PLNT | PLNT | PLNT
ACCT924SG | P | P | P | P | P | PLNT | PLNT | PLNT | PLNT | PLNT
ACCT924SO | PTD | PTD | PTD | PTD | PTD | PLNT | PLNT | PLNT | PLNT | PLNT
ACCT924
ACCT925SO | PTD | PTD | PTD | PTD | PTD | PLNT | PLNT | PLNT | PLNT | PLNT
ACCT925
ACCT926S | LABOR | LABOR | LABOR | LABOR | LABOR | DISom | DISom | DISom | DISom | DISom
ACCT926CN | CUST | CUST | CUST | CUST | CUST | CUST | CUST | CUST | CUST | CUST
ACCT926SO | LABOR | LABOR | LABOR | LABOR | LABOR | DISom | DISom | DISom | DISom | DISom
ACCT926
ACCT927S | DMSC | DMSC | DMSC | DMSC | DMSC | MISC | MISC | MISC | MISC | MISC
ACCT927SO | DMSC | DMSC | DMSC | DMSC | DMSC | MISC | MISC | MISC | MISC | MISC
ACCT927
ACCT928S | DMSC | DMSC | DMSC | DMSC | DMSC | MISC | MISC | MISC | MISC | MISC
ACCT928SE | P | P | P | P | P | MISC | MISC | MISC | MISC | MISC
ACCT928SO | DMSC | DMSC | DMSC | DMSC | DMSC | MISC | MISC | MISC | MISC | MISC
ACCT928SG | FERC | FERC | FERC | FERC | FERC | MISC | MISC | MISC | MISC | MISC
ACCT928
ACCT928SRF | DMSC | DMSC | DMSC | DMSC | DMSC | MISC | MISC | MISC | MISC | MISC
ACCT929S | LABOR | LABOR | LABOR | LABOR | LABOR | DISom | DISom | DISom | DISom | DISom
ACCT929SO | LABOR | LABOR | LABOR | LABOR | LABOR | DISom | DISom | DISom | DISom | DISom
ACCT929
ACCT930S | PTD | PTD | PTD | PTD | PTD | PLNT | PLNT | PLNT | PLNT | PLNT
ACCT930CN | CUST | CUST | CUST | CUST | CUST | CUST | CUST | CUST | CUST | CUST
ACCT930SO | LABOR | LABOR | LABOR | LABOR | LABOR | DISom | DISom | DISom | DISom | DISom
ACCT930
ACCT931S | PTD | PTD | PTD | PTD | PTD | PLNT | PLNT | PLNT | PLNT | PLNT
ACCT931SO | PTD | PTD | PTD | PTD | PTD | PLNT | PLNT | PLNT | PLNT | PLNT
ACCT931
ACCT935S | G | G | G | G | G | GENL | GENL | GENL | GENL | GENL
ACCT935CN | CUST | CUST | CUST | CUST | CUST | CUST | CUST | CUST | CUST | CUST
ACCT935SO | G | G | G | G | G | GENL | GENL | GENL | GENL | GENL
ACCT935
ACCT403GP | P | P | P | P | P
ACCT403SG | P | P | P | P | P
ACCT403SG | P | P | P | P | P
ACCT403SG | P | P | P | P | P
ACCT403SP
ACCT403SG | P | P | P | P | P
ACCT403NP
ACCT403SG | P | P | P | P | P
ACCT403SG | P | P | P | P | P
ACCT403SG | P | P | P | P | P
ACCT403SG | P | P | P | P | P
ACCT403HP
ACCT403SG | P | P | P | P | P
ACCT403SG | P | P | P | P | P
ACCT403SG | P | P | P | P | P
ACCT403SG-W | P | P | P | P | P
ACCT403OP
ACCT403SG | T | T | T | T | T
ACCT403SG | T | T | T | T | T
ACCT403SG | T | T | T | T | T
ACCT403TP
ACCT403360 | DPW | DPW | DPW | DPW | DPW | PLNT2 | PLNT2 | PLNT2 | PLNT2 | PLNT2
ACCT403361 | DPW | DPW | DPW | DPW | DPW | PLNT2 | PLNT2 | PLNT2 | PLNT2 | PLNT2
ACCT403362 | DPW | DPW | DPW | DPW | DPW | SUBS | SUBS | SUBS | SUBS | SUBS
ACCT403363 | DPW | DPW | DPW | DPW | DPW | SUBS | SUBS | SUBS | SUBS | SUBS
ACCT403364 | DPW | DPW | DPW | DPW | DPW | PC | PC | PC | PC | PC
ACCT403365 | DPW | DPW | DPW | DPW | DPW | PC | PC | PC | PC | PC
ACCT403366 | DPW | DPW | DPW | DPW | DPW | PC | PC | PC | PC | PC
ACCT403367 | DPW | DPW | DPW | DPW | DPW | PC | PC | PC | PC | PC
ACCT403368 | DPW | DPW | DPW | DPW | DPW | XFMR | XFMR | XFMR | XFMR | XFMR
ACCT403369 | DPW | DPW | DPW | DPW | DPW | SERV | SERV | SERV | SERV | SERV
ACCT403370 | DPW | DPW | DPW | DPW | DPW | METR | METR | METR | METR | METR
ACCT403371 | DPW | DPW | DPW | DPW | DPW | PC | PC | PC | PC | PC
ACCT403372 | DPW | DPW | DPW | DPW | DPW | PLNT2 | PLNT2 | PLNT2 | PLNT2 | PLNT2
ACCT403373 | DPW | DPW | DPW | DPW | DPW | PC | PC | PC | PC | PC
ACCT403DP
ACCT403S | G-SITUS | G-SITUS | G-SITUS | G-SITUS | G-SITUS | PLNT | PLNT | PLNT | PLNT | PLNT
ACCT403SG | G-DGP | G-DGP | G-DGP | G-DGP | G-DGP | PLNT | PLNT | PLNT | PLNT | PLNT
ACCT403SG | G-DGU | G-DGU | G-DGU | G-DGU | G-DGU | PLNT | PLNT | PLNT | PLNT | PLNT
ACCT403SE | P | P | P | P | P | PLNT | PLNT | PLNT | PLNT | PLNT
ACCT403CN | CUST | CUST | CUST | CUST | CUST | CUST | CUST | CUST | CUST | CUST
ACCT403SG | G-SG | G-SG | G-SG | G-SG | G-SG | PLNT | PLNT | PLNT | PLNT | PLNT
ACCT403SO | PTD | PTD | PTD | PTD | PTD | PLNT | PLNT | PLNT | PLNT | PLNT
ACCT403SG | G-SG | G-SG | G-SG | G-SG | G-SG | PLNT | PLNT | PLNT | PLNT | PLNT
ACCT403SG | G-SG | G-SG | G-SG | G-SG | G-SG | PLNT | PLNT | PLNT | PLNT | PLNT
ACCT403GP
ACCT403GV0SG | G-SG | G-SG | G-SG | G-SG | G-SG | PLNT | PLNT | PLNT | PLNT | PLNT
ACCT403GV0
ACCT403MPSE | P | P | P | P | P
ACCT403MP
ACCT403SG | P | P | P | P | P
ACCT403EPSG | P | P | P | P | P
ACCT403EP
ACCT404CLGS | I-SITUS | I-SITUS | I-SITUS | I-SITUS | I-SITUS | PLNT | PLNT | PLNT | PLNT | PLNT
ACCT404CLGSG | I-SG | I-SG | I-SG | I-SG | I-SG | PLNT | PLNT | PLNT | PLNT | PLNT
ACCT404CLGSO | PTD | PTD | PTD | PTD | PTD | PLNT | PLNT | PLNT | PLNT | PLNT
ACCT404CLSG | P | P | P | P | P | PLNT | PLNT | PLNT | PLNT | PLNT
ACCT404GPCN | CUST | CUST | CUST | CUST | CUST | CUST | CUST | CUST | CUST | CUST
ACCT404CLSG | P | P | P | P | P | PLNT | PLNT | PLNT | PLNT | PLNT
ACCT404CLG
ACCT404CLSG | P | P | P | P | P | DRB | DRB | DRB | DRB | DRB
ACCT404CLS
ACCT404IPS | I-SITUS | I-SITUS | I-SITUS | I-SITUS | I-SITUS | PLNT | PLNT | PLNT | PLNT | PLNT
ACCT404IPSE | P | P | P | P | P | PLNT | PLNT | PLNT | PLNT | PLNT
ACCT404IPSG | I-SG | I-SG | I-SG | I-SG | I-SG | PLNT | PLNT | PLNT | PLNT | PLNT
ACCT404IPSO | PTD | PTD | PTD | PTD | PTD | PLNT | PLNT | PLNT | PLNT | PLNT
ACCT404IPCN | CUST | CUST | CUST | CUST | CUST | CUST | CUST | CUST | CUST | CUST
ACCT404IPSG | I-SG | I-SG | I-SG | I-SG | I-SG | PLNT | PLNT | PLNT | PLNT | PLNT
ACCT404IPSG | I-SG | I-SG | I-SG | I-SG | I-SG | PLNT | PLNT | PLNT | PLNT | PLNT
ACCT404IPSG | I-DGU | I-DGU | I-DGU | I-DGU | I-DGU | PLNT | PLNT | PLNT | PLNT | PLNT
ACCT404IPSG | I-SG | I-SG | I-SG | I-SG | I-SG | PLNT | PLNT | PLNT | PLNT | PLNT
ACCT404IPDGU | I-SG | I-SG | I-SG | I-SG | I-SG | PLNT | PLNT | PLNT | PLNT | PLNT
ACCT404IPSG | I-DGU | I-DGU | I-DGU | I-DGU | I-DGU | PLNT | PLNT | PLNT | PLNT | PLNT
ACCT404IP
ACCT404OP | P | P | P | P | P | PLNT | PLNT | PLNT | PLNT | PLNT
ACCT404OP
ACCT404330DGP | P | P | P | P | P | PLNT | PLNT | PLNT | PLNT | PLNT
ACCT404330SG | P | P | P | P | P | PLNT | PLNT | PLNT | PLNT | PLNT
ACCT404330
ACCT405S | GP | GP | GP | GP | GP | PLNT | PLNT | PLNT | PLNT | PLNT
ACCT405
ACCT406S | P | P | P | P | P
ACCT406SG | P | P | P | P | P
ACCT406SG | P | P | P | P | P
ACCT406SG | P | P | P | P | P
ACCT406SO | P | P | P | P | P
ACCT406
ACCT407S | P | P | P | P | P | PLNT | PLNT | PLNT | PLNT | PLNT
ACCT407SO | GP | GP | GP | GP | GP | PLNT | PLNT | PLNT | PLNT | PLNT
ACCT407SG | P | P | P | P | P | PLNT | PLNT | PLNT | PLNT | PLNT
ACCT407SE | P | P | P | P | P | PLNT | PLNT | PLNT | PLNT | PLNT
ACCT407SG | P | P | P | P | P | PLNT | PLNT | PLNT | PLNT | PLNT
ACCT407TROJP | P | P | P | P | P | PLNT | PLNT | PLNT | PLNT | PLNT
ACCT407
ACCT408S | DMSC | DMSC | DMSC | DMSC | DMSC | PLNT | PLNT | PLNT | PLNT | PLNT
ACCT408SGP | GP | GP | GP | GP | GP | PLNT | PLNT | PLNT | PLNT | PLNT
ACCT408SO | GP | GP | GP | GP | GP | PLNT | PLNT | PLNT | PLNT | PLNT
ACCT408SE | P | P | P | P | P | PLNT | PLNT | PLNT | PLNT | PLNT
ACCT408SG | P | P | P | P | P | PLNT | PLNT | PLNT | PLNT | PLNT
ACCT408OPRVID | DMSC | DMSC | DMSC | DMSC | DMSC | PLNT | PLNT | PLNT | PLNT | PLNT
ACCT408EXCTAX | GP | GP | GP | GP | GP | PLNT | PLNT | PLNT | PLNT | PLNT
ACCT408SG | GP | GP | GP | GP | GP | PLNT | PLNT | PLNT | PLNT | PLNT
ACCT408
ACCT41140DGU | PTD | PTD | PTD | PTD | PTD | PLNT | PLNT | PLNT | PLNT | PLNT
ACCT41140
ACCT41141DGU | PTD | PTD | PTD | PTD | PTD | PLNT | PLNT | PLNT | PLNT | PLNT
ACCT41141
ACCT427S | [5 empty] | PLNT | PLNT | PLNT | PLNT | PLNT
ACCT427INT | GP | GP | GP | GP | GP | PLNT | PLNT | PLNT | PLNT | PLNT
ACCT427
ACCT428SNP | GP | GP | GP | GP | GP | PLNT | PLNT | PLNT | PLNT | PLNT
ACCT428
ACCT429SNP | GP | GP | GP | GP | GP | PLNT | PLNT | PLNT | PLNT | PLNT
ACCT429
ACCT431OTH | NUTIL | NUTIL | NUTIL | NUTIL | NUTIL | PLNT | PLNT | PLNT | PLNT | PLNT
ACCT431SO | GP | GP | GP | GP | GP | PLNT | PLNT | PLNT | PLNT | PLNT
ACCT431SNP | GP | GP | GP | GP | GP | PLNT | PLNT | PLNT | PLNT | PLNT
ACCT431
ACCT432SNP | GP | GP | GP | GP | GP | PLNT | PLNT | PLNT | PLNT | PLNT
ACCT432
ACCT419SNP | GP | GP | GP | GP | GP | PLNT | PLNT | PLNT | PLNT | PLNT
ACCT419
ACCT41010S | GP | GP | GP | GP | GP | PLNT | PLNT | PLNT | PLNT | PLNT
ACCT41010TROJP | P | P | P | P | P | PLNT | PLNT | PLNT | PLNT | PLNT
ACCT41010SG | PT | PT | PT | PT | PT | PLNT | PLNT | PLNT | PLNT | PLNT
ACCT41010SO | LABOR | LABOR | LABOR | LABOR | LABOR | DISom | DISom | DISom | DISom | DISom
ACCT41010SNP | GP | GP | GP | GP | GP | PLNT | PLNT | PLNT | PLNT | PLNT
ACCT41010SE | P | P | P | P | P | PLNT | PLNT | PLNT | PLNT | PLNT
ACCT41010SG | PT | PT | PT | PT | PT | PLNT | PLNT | PLNT | PLNT | PLNT
ACCT41010SGPS | GP | GP | GP | GP | GP | PLNT | PLNT | PLNT | PLNT | PLNT
ACCT41010DITEXP | DITEXP | DITEXP | DITEXP | DITEXP | DITEXP | PLNT | PLNT | PLNT | PLNT | PLNT
ACCT41010BADDEBT | CUST | CUST | CUST | CUST | CUST | PLNT | PLNT | PLNT | PLNT | PLNT
ACCT41010CN | CUST | CUST | CUST | CUST | CUST | PLNT | PLNT | PLNT | PLNT | PLNT
ACCT41010IBT | IBT | IBT | IBT | IBT | IBT | PLNT | PLNT | PLNT | PLNT | PLNT
ACCT41010CIAC | DPW | DPW | DPW | DPW | DPW | PLNT | PLNT | PLNT | PLNT | PLNT
ACCT41010SCHMDEXP | GP | GP | GP | GP | GP | PLNT | PLNT | PLNT | PLNT | PLNT
ACCT41010TAXDEPR | TAXDEPR | TAXDEPR | TAXDEPR | TAXDEPR | TAXDEPR | PLNT | PLNT | PLNT | PLNT | PLNT
ACCT41010SNPD | DPW | DPW | DPW | DPW | DPW | PLNT | PLNT | PLNT | PLNT | PLNT
ACCT41010
ACCT41020S | GP | GP | GP | GP | GP | PLNT | PLNT | PLNT | PLNT | PLNT
ACCT41020SG | PT | PT | PT | PT | PT | PLNT | PLNT | PLNT | PLNT | PLNT
ACCT41020SO | LABOR | LABOR | LABOR | LABOR | LABOR | DISom | DISom | DISom | DISom | DISom
ACCT41020SE | P | P | P | P | P | PLNT | PLNT | PLNT | PLNT | PLNT
ACCT41020SG | PT | PT | PT | PT | PT | PLNT | PLNT | PLNT | PLNT | PLNT
ACCT41020GPS | GP | GP | GP | GP | GP | PLNT | PLNT | PLNT | PLNT | PLNT
ACCT41020TROJP | P | P | P | P | P | PLNT | PLNT | PLNT | PLNT | PLNT
ACCT41020SNP | GP | GP | GP | GP | GP | PLNT | PLNT | PLNT | PLNT | PLNT
ACCT41020BADDEBT | CUST | CUST | CUST | CUST | CUST | PLNT | PLNT | PLNT | PLNT | PLNT
ACCT41020DITEXP | DITEXP | DITEXP | DITEXP | DITEXP | DITEXP | PLNT | PLNT | PLNT | PLNT | PLNT
ACCT41020SGCT | P | P | P | P | P | PLNT | PLNT | PLNT | PLNT | PLNT
ACCT41020SNPD | DPW | DPW | DPW | DPW | DPW | PLNT | PLNT | PLNT | PLNT | PLNT
ACCT41020
ACCT41110S | GP | GP | GP | GP | GP | PLNT | PLNT | PLNT | PLNT | PLNT
ACCT41110SE | P | P | P | P | P | PLNT | PLNT | PLNT | PLNT | PLNT
ACCT41110DGP | PT | PT | PT | PT | PT | PLNT | PLNT | PLNT | PLNT | PLNT
ACCT41110SNP | GP | GP | GP | GP | GP | PLNT | PLNT | PLNT | PLNT | PLNT
ACCT41110SG | PT | PT | PT | PT | PT | PLNT | PLNT | PLNT | PLNT | PLNT
ACCT41110GPS | GP | GP | GP | GP | GP | PLNT | PLNT | PLNT | PLNT | PLNT
ACCT41110SO | LABOR | LABOR | LABOR | LABOR | LABOR | DISom | DISom | DISom | DISom | DISom
ACCT41110SNPD | PT | PT | PT | PT | PT | PLNT | PLNT | PLNT | PLNT | PLNT
ACCT41110BADDEBT | CUST | CUST | CUST | CUST | CUST | PLNT | PLNT | PLNT | PLNT | PLNT
ACCT41110SSGCT | P | P | P | P | P | PLNT | PLNT | PLNT | PLNT | PLNT
ACCT41110DITEXP | DITEXP | DITEXP | DITEXP | DITEXP | DITEXP | PLNT | PLNT | PLNT | PLNT | PLNT
ACCT41110TROJD | P | P | P | P | P | PLNT | PLNT | PLNT | PLNT | PLNT
ACCT41110IBT | IBT | IBT | IBT | IBT | IBT | PLNT | PLNT | PLNT | PLNT | PLNT
ACCT41120CIAC | DPW | DPW | DPW | DPW | DPW | PLNT | PLNT | PLNT | PLNT | PLNT
ACCT41120SCHMDEXP | GP | GP | GP | GP | GP | PLNT | PLNT | PLNT | PLNT | PLNT
ACCT41120TAXDEPR | TAXDEPR | TAXDEPR | TAXDEPR | TAXDEPR | TAXDEPR | PLNT | PLNT | PLNT | PLNT | PLNT
ACCT41110
ACCT41111S | GP | GP | GP | GP | GP | PLNT | PLNT | PLNT | PLNT | PLNT
ACCT41111SNP | GP | GP | GP | GP | GP | PLNT | PLNT | PLNT | PLNT | PLNT
ACCT41111DITEXP | DITEXP | DITEXP | DITEXP | DITEXP | DITEXP | PLNT | PLNT | PLNT | PLNT | PLNT
ACCT41111SNPD | PT | PT | PT | PT | PT | PLNT | PLNT | PLNT | PLNT | PLNT
ACCT41111SGCT | P | P | P | P | P | PLNT | PLNT | PLNT | PLNT | PLNT
ACCT41111DGP | PT | PT | PT | PT | PT | PLNT | PLNT | PLNT | PLNT | PLNT
ACCT41111BADDEBT | CUST | CUST | CUST | CUST | CUST | PLNT | PLNT | PLNT | PLNT | PLNT
ACCT41111GPS | GP | GP | GP | GP | GP | PLNT | PLNT | PLNT | PLNT | PLNT
ACCT41111SO | LABOR | LABOR | LABOR | LABOR | LABOR | DISom | DISom | DISom | DISom | DISom
ACCT41111SE | P | P | P | P | P | PLNT | PLNT | PLNT | PLNT | PLNT
ACCT41111TROJP | P | P | P | P | P | PLNT | PLNT | PLNT | PLNT | PLNT
ACCT41111SG | PT | PT | PT | PT | PT | PLNT | PLNT | PLNT | PLNT | PLNT
ACCT41111
SCHMAF-S | SCHMAF | SCHMAF | SCHMAF | SCHMAF | SCHMAF | PLNT | PLNT | PLNT | PLNT | PLNT
SCHMAF-SNP | SCHMAF | SCHMAF | SCHMAF | SCHMAF | SCHMAF | PLNT | PLNT | PLNT | PLNT | PLNT
SCHMAF-SO | SCHMAF | SCHMAF | SCHMAF | SCHMAF | SCHMAF | PLNT | PLNT | PLNT | PLNT | PLNT
SCHMAF-SE | SCHMAF | SCHMAF | SCHMAF | SCHMAF | SCHMAF | PLNT | PLNT | PLNT | PLNT | PLNT
SCHMAF-TROJP | SCHMAF | SCHMAF | SCHMAF | SCHMAF | SCHMAF | PLNT | PLNT | PLNT | PLNT | PLNT
SCHMAF-SG | SCHMAF | SCHMAF | SCHMAF | SCHMAF | SCHMAF | PLNT | PLNT | PLNT | PLNT | PLNT
SCHMAP-S | P | P | P | P | P | DRB | DRB | DRB | DRB | DRB
SCHMAP-SE | P | P | P | P | P | DRB | DRB | DRB | DRB | DRB
SCHMAP-SNP | LABOR | LABOR | LABOR | LABOR | LABOR | DISom | DISom | DISom | DISom | DISom
SCHMAP-SO | SCHMAP-SO | SCHMAP-SO | SCHMAP-SO | SCHMAP-SO | SCHMAP-SO | DISom | DISom | DISom | DISom | DISom
SCHMAP-SG | SCHMAP | SCHMAP | SCHMAP | SCHMAP | SCHMAP | DRB | DRB | DRB | DRB | DRB
SCHMAP-BADDEBT | BOOKDEPR | BOOKDEPR | BOOKDEPR | BOOKDEPR | BOOKDEPR | PLNT | PLNT | PLNT | PLNT | PLNT
SCHMAT-S | SCHMAT-SITUS | SCHMAT-SITUS | SCHMAT-SITUS | SCHMAT-SITUS | SCHMAT-SITUS | PLNT | PLNT | PLNT | PLNT | PLNT
SCHMAT-SGCT | P | P | P | P | P | DRB | DRB | DRB | DRB | DRB
SCHMAT-CIAC | DPW | DPW | DPW | DPW | DPW | PLNT | PLNT | PLNT | PLNT | PLNT
SCHMAT-SNP | SCHMAT-SNP | SCHMAT-SNP | SCHMAT-SNP | SCHMAT-SNP | SCHMAT-SNP | DISom | DISom | DISom | DISom | DISom
SCHMAT-TROJD | P | P | P | P | P | DRB | DRB | DRB | DRB | DRB
SCHMAT-SGCT | P | P | P | P | P | DRB | DRB | DRB | DRB | DRB
SCHMAT-SE | SCHMAT-SE | SCHMAT-SE | SCHMAT-SE | SCHMAT-SE | SCHMAT-SE | DRB | DRB | DRB | DRB | DRB
SCHMAT-SG | P | P | P | P | P | DRB | DRB | DRB | DRB | DRB
SCHMAT-GPS | SCHMAT | SCHMAT | SCHMAT | SCHMAT | SCHMAT | PLNT | PLNT | PLNT | PLNT | PLNT
SCHMAT-SO | SCHMAT-SO | SCHMAT-SO | SCHMAT-SO | SCHMAT-SO | SCHMAT-SO | DISom | DISom | DISom | DISom | DISom
SCHMAT-SNPD | SCHMAT-SNP | SCHMAT-SNP | SCHMAT-SNP | SCHMAT-SNP | SCHMAT-SNP | DISom | DISom | DISom | DISom | DISom
SCHMAT-BADDEBT | CUST | CUST | CUST | CUST | CUST | CUST | CUST | CUST | CUST | CUST
SCHMAT-TAXDEPR | P | P | P | P | P | DRB | DRB | DRB | DRB | DRB
SCHMAT-SCHMDEXP | BOOKDEPR | BOOKDEPR | BOOKDEPR | BOOKDEPR | BOOKDEPR | PLNT | PLNT | PLNT | PLNT | PLNT
SCHMDF-S | SCHMDF | SCHMDF | SCHMDF | SCHMDF | SCHMDF | PLNT | PLNT | PLNT | PLNT | PLNT
SCHMDF-DGP | SCHMDF | SCHMDF | SCHMDF | SCHMDF | SCHMDF | PLNT | PLNT | PLNT | PLNT | PLNT
SCHMDF-DGU | SCHMDF | SCHMDF | SCHMDF | SCHMDF | SCHMDF | PLNT | PLNT | PLNT | PLNT | PLNT
SCHMDP-S | SCHMDP | SCHMDP | SCHMDP | SCHMDP | SCHMDP | PLNT | PLNT | PLNT | PLNT | PLNT
SCHMDP-SE | P | P | P | P | P | DRB | DRB | DRB | DRB | DRB
SCHMDP-SNP | PTD | PTD | PTD | PTD | PTD | DISom | DISom | DISom | DISom | DISom
SCHMDP-IBT | IBT | IBT | IBT | IBT | IBT | DISom | DISom | DISom | DISom | DISom
SCHMDP-SG | P | P | P | P | P | DRB | DRB | DRB | DRB | DRB
SCHMDP-SO | SCHMDP-SO | SCHMDP-SO | SCHMDP-SO | SCHMDP-SO | SCHMDP-SO | DISom | DISom | DISom | DISom | DISom
SCHMDT-S | GP | GP | GP | GP | GP | PLNT | PLNT | PLNT | PLNT | PLNT
SCHMDT-BADDEBT | CUST | CUST | CUST | CUST | CUST | CUST | CUST | CUST | CUST | CUST
SCHMDT-SNP | SCHMDT-SNP | SCHMDT-SNP | SCHMDT-SNP | SCHMDT-SNP | SCHMDT-SNP | DISom | DISom | DISom | DISom | DISom
SCHMDT-CN | CUST | CUST | CUST | CUST | CUST | CUST | CUST | CUST | CUST | CUST
SCHMDT-TROJD | SCHMDT | SCHMDT | SCHMDT | SCHMDT | SCHMDT | PLNT | PLNT | PLNT | PLNT | PLNT
SCHMDT-DGP | CUST | CUST | CUST | CUST | CUST | CUST | CUST | CUST | CUST | CUST
SCHMDT-SE | P | P | P | P | P | DRB | DRB | DRB | DRB | DRB
SCHMDT-SG | SCHMDT-SG | SCHMDT-SG | SCHMDT-SG | SCHMDT-SG | SCHMDT-SG | DRB | DRB | DRB | DRB | DRB
SCHMDT-GPS | SCHMDT-GPS | SCHMDT-GPS | SCHMDT-GPS | SCHMDT-GPS | SCHMDT-GPS | PLNT | PLNT | PLNT | PLNT | PLNT
SCHMDT-SO | SCHMDT-SO | SCHMDT-SO | SCHMDT-SO | SCHMDT-SO | SCHMDT-SO | DISom | DISom | DISom | DISom | DISom
SCHMDT-TAXDEPR | TAXDEPR | TAXDEPR | TAXDEPR | TAXDEPR | TAXDEPR | DISom | DISom | DISom | DISom | DISom
SCHMDT-SNPD | DPW | DPW | DPW | DPW | DPW | PLNT | PLNT | PLNT | PLNT | PLNT
ACCT40911S | IBT | IBT | IBT | IBT | IBT | DRB | DRB | DRB | DRB | DRB
ACCT40911SO | IBT | IBT | IBT | IBT | IBT | DRB | DRB | DRB | DRB | DRB
ACCT40911DGU | P | P | P | P | P | DRB | DRB | DRB | DRB | DRB
ACCT40911IDSIT | IBT | IBT | IBT | IBT | IBT | DRB | DRB | DRB | DRB | DRB
ACCT40911
ACCTSTTAX | SIT | SIT | SIT | SIT | SIT | DRB | DRB | DRB | DRB | DRB
ACCT40910PMI | P | P | P | P | P
ACCT40910PTC | P | P | P | P | P
ACCT40910OTHER | P | P | P | P | P
ACCT40910LABOR | LABOR | LABOR | LABOR | LABOR | LABOR
ACCTFIT | FIT | FIT | FIT | FIT | FIT | DRB | DRB | DRB | DRB | DRB
ACCT310SG | P | P | P | P | P
ACCT310SG | P | P | P | P | P
ACCT310SG | P | P | P | P | P
ACCT310S | P | P | P | P | P
ACCT310SG | P | P | P | P | P
ACCT310
ACCT311SG | P | P | P | P | P
ACCT311SG | P | P | P | P | P
ACCT311SG | P | P | P | P | P
ACCT311SG | P | P | P | P | P
ACCT311
ACCT312SG | P | P | P | P | P
ACCT312SG | P | P | P | P | P
ACCT312SG | P | P | P | P | P
ACCT312SG | P | P | P | P | P
ACCT312
ACCT314SG | P | P | P | P | P
ACCT314SG | P | P | P | P | P
ACCT314SG | P | P | P | P | P
ACCT314SG | P | P | P | P | P
ACCT314
ACCT315SG | P | P | P | P | P
ACCT315SG | P | P | P | P | P
ACCT315SG | P | P | P | P | P
ACCT315SG | P | P | P | P | P
ACCT315
ACCT316SG | P | P | P | P | P
ACCT316SG | P | P | P | P | P
ACCT316SG | P | P | P | P | P
ACCT316SG | P | P | P | P | P
ACCT316
ACCTS00SG | P | P | P | P | P
ACCTS00
ACCT320SG | P | P | P | P | P
ACCT320
ACCT321SG | P | P | P | P | P
ACCT321
ACCT322SG | P | P | P | P | P
ACCT322
ACCT323SG | P | P | P | P | P
ACCT323
ACCT324SG | P | P | P | P | P
ACCT324
ACCT325SG | P | P | P | P | P
ACCT325
ACCTN00SGP | P | P | P | P | P
ACCTN00
ACCT330DGP | P | P | P | P | P
ACCT330SG | P | P | P | P | P
ACCT330SG | P | P | P | P | P
ACCT330SG | P | P | P | P | P
ACCT330
ACCT331DGP | P | P | P | P | P
ACCT331SG | P | P | P | P | P
ACCT331SG | P | P | P | P | P
ACCT331SG | P | P | P | P | P
ACCT331
ACCT332DGP | P | P | P | P | P
ACCT332SG | P | P | P | P | P
ACCT332SG | P | P | P | P | P
ACCT332SG | P | P | P | P | P
ACCT332
ACCT333DGP | P | P | P | P | P
ACCT333SG | P | P | P | P | P
ACCT333SG | P | P | P | P | P
ACCT333SG | P | P | P | P | P
ACCT333
ACCT334DGP | P | P | P | P | P
ACCT334SG | P | P | P | P | P
ACCT334SG | P | P | P | P | P
ACCT334SG | P | P | P | P | P
ACCT334
ACCT335DGP | P | P | P | P | P
ACCT335SG | P | P | P | P | P
ACCT335SG | P | P | P | P | P
ACCT335SG | P | P | P | P | P
ACCT335
ACCT336DGP | P | P | P | P | P
ACCT336SG | P | P | P | P | P
ACCT336SG | P | P | P | P | P
ACCT336SG | P | P | P | P | P
ACCT336
ACCTH00DGP | P | P | P | P | P
ACCTH00SG | P | P | P | P | P
ACCTH00
ACCT340SG | P | P | P | P | P
ACCT340SG | P | P | P | P | P
ACCT340SG | P | P | P | P | P
ACCT340
ACCT341SG | P | P | P | P | P
ACCT341SG | P | P | P | P | P
ACCT341SG-W | P | P | P | P | P
ACCT341SG | P | P | P | P | P
ACCT341
ACCT342SG | P | P | P | P | P
ACCT342SG | P | P | P | P | P
ACCT342SG | P | P | P | P | P
ACCT342
ACCT343S | P | P | P | P | P
ACCT343SG | P | P | P | P | P
ACCT343SG-W | P | P | P | P | P
ACCT343SG | P | P | P | P | P
ACCT343
ACCT344S | P | P | P | P | P
ACCT344SG | P | P | P | P | P
ACCT344SG-W | P | P | P | P | P
ACCT344SG | P | P | P | P | P
ACCT344
ACCT345SG | P | P | P | P | P
ACCT345SG-W | P | P | P | P | P
ACCT345SG | P | P | P | P | P
ACCT345SG | P | P | P | P | P
ACCT345
ACCT346SG | P | P | P | P | P
ACCT346SG-W | P | P | P | P | P
ACCT346SG | P | P | P | P | P
ACCT346
ACCTO00S | P | P | P | P | P
ACCTO00SG | P | P | P | P | P
ACCTO00
ACCT300SG | P | P | P | P | P
ACCT103
ACCT350SG | T | T | T | T | T
ACCT350SG | T | T | T | T | T
ACCT350SG | T | T | T | T | T
ACCT350
ACCT352S | T | T | T | T | T
ACCT352SG | T | T | T | T | T
ACCT352SG | T | T | T | T | T
ACCT352SG | T | T | T | T | T
ACCT352
ACCT353SG | T | T | T | T | T
ACCT353SG | T | T | T | T | T
ACCT353SG | T | T | T | T | T
ACCT353
ACCT354SG | T | T | T | T | T
ACCT354SG | T | T | T | T | T
ACCT354SG | T | T | T | T | T
ACCT354
ACCT355SG | T | T | T | T | T
ACCT355SG | T | T | T | T | T
ACCT355SG | T | T | T | T | T
ACCT355
ACCT356SG | T | T | T | T | T
ACCT356SG | T | T | T | T | T
ACCT356SG | T | T | T | T | T
ACCT356
ACCT357SG | T | T | T | T | T
ACCT357SG | T | T | T | T | T
ACCT357SG | T | T | T | T | T
ACCT357
ACCT358SG | T | T | T | T | T
ACCT358SG | T | T | T | T | T
ACCT358SG | T | T | T | T | T
ACCT358
ACCT359SG | T | T | T | T | T
ACCT359SG | T | T | T | T | T
ACCT359SG | T | T | T | T | T
ACCT359
ACCTT00SG | T | T | T | T | T
ACCTT00
ACCTTS0SG | T | T | T | T | T
ACCTTS0
ACCT360A | DPW | DPW | DPW | DPW | DPW | PLNT2 | PLNT2 | PLNT2 | PLNT2 | PLNT2
ACCT360
ACCT361A | DPW | DPW | DPW | DPW | DPW | PLNT2 | PLNT2 | PLNT2 | PLNT2 | PLNT2
ACCT361
ACCT362A | DPW | DPW | DPW | DPW | DPW | SUBS | SUBS | SUBS | SUBS | SUBS
ACCT362
ACCT364A | DPW | DPW | DPW | DPW | DPW | PC | PC | PC | PC | PC
ACCT364
ACCT365DS | DPW | DPW | DPW | DPW | DPW | PC | PC | PC | PC | PC
ACCT365
ACCT366DS | DPW | DPW | DPW | DPW | DPW | PC | PC | PC | PC | PC
ACCT366
ACCT367DS | DPW | DPW | DPW | DPW | DPW | PC | PC | PC | PC | PC
ACCT367
ACCT368DS | DPW | DPW | DPW | DPW | DPW | XFMR | XFMR | XFMR | XFMR | XFMR
ACCT368
ACCT369A | DPW | DPW | DPW | DPW | DPW | SERV | SERV | SERV | SERV | SERV
ACCT369
ACCT370A | DPW | DPW | DPW | DPW | DPW | METR | METR | METR | METR | METR
ACCT370
ACCT371DS | DPW | DPW | DPW | DPW | DPW | PC | PC | PC | PC | PC
ACCT371
ACCT372DS | DPW | DPW | DPW | DPW | DPW | PLNT2 | PLNT2 | PLNT2 | PLNT2 | PLNT2
ACCT372
ACCT373PA | DPW | DPW | DPW | DPW | DPW | PC | PC | PC | PC | PC
ACCT373
ACCTD00S | DPW | DPW | DPW | DPW | DPW | PLNT2 | PLNT2 | PLNT2 | PLNT2 | PLNT2
ACCTD00
ACCTDS0S | DPW | DPW | DPW | DPW | DPW | PLNT2 | PLNT2 | PLNT2 | PLNT2 | PLNT2
ACCTDS0
ACCT389S | G-SITUS | G-SITUS | G-SITUS | G-SITUS | G-SITUS | PLNT | PLNT | PLNT | PLNT | PLNT
ACCT389CN | CUST | CUST | CUST | CUST | CUST | CUST | CUST | CUST | CUST | CUST
ACCT389SG | PT | PT | PT | PT | PT | PLNT | PLNT | PLNT | PLNT | PLNT
ACCT389SG | G-SG | G-SG | G-SG | G-SG | G-SG | PLNT | PLNT | PLNT | PLNT | PLNT
ACCT389SO | PTD | PTD | PTD | PTD | PTD | PLNT | PLNT | PLNT | PLNT | PLNT
ACCT389
ACCT390S | G-SITUS | G-SITUS | G-SITUS | G-SITUS | G-SITUS | PLNT | PLNT | PLNT | PLNT | PLNT
ACCT390DGP | G-DGU | G-DGU | G-DGU | G-DGU | G-DGU | PLNT | PLNT | PLNT | PLNT | PLNT
ACCT390DGP | G-DGU | G-DGU | G-DGU | G-DGU | G-DGU | PLNT | PLNT | PLNT | PLNT | PLNT
ACCT390DGU | P | P | P | P | P | PLNT | PLNT | PLNT | PLNT | PLNT
ACCT390CN | CUST | CUST | CUST | CUST | CUST | CUST | CUST | CUST | CUST | CUST
ACCT390SG | G-SG | G-SG | G-SG | G-SG | G-SG | PLNT | PLNT | PLNT | PLNT | PLNT
ACCT390SO | PTD | PTD | PTD | PTD | PTD | PLNT | PLNT | PLNT | PLNT | PLNT
ACCT391S | G-SITUS | G-SITUS | G-SITUS | G-SITUS | G-SITUS | PLNT | PLNT | PLNT | PLNT | PLNT
ACCT391SG | PT | PT | PT | PT | PT | PLNT | PLNT | PLNT | PLNT | PLNT
ACCT391SG | PT | PT | PT | PT | PT | PLNT | PLNT | PLNT | PLNT | PLNT
ACCT391CN | CUST | CUST | CUST | CUST | CUST | CUST | CUST | CUST | CUST | CUST
ACCT391SG | G-SG | G-SG | G-SG | G-SG | G-SG | PLNT | PLNT | PLNT | PLNT | PLNT
ACCT391SE | P | P | P | P | P | PLNT | PLNT | PLNT | PLNT | PLNT
ACCT391SO | PTD | PTD | PTD | PTD | PTD | PLNT | PLNT | PLNT | PLNT | PLNT
ACCT391SG | G-SG | G-SG | G-SG | G-SG | G-SG | PLNT | PLNT | PLNT | PLNT | PLNT
ACCT391SG | P | P | P | P | P | PLNT | PLNT | PLNT | PLNT | PLNT
ACCT391
ACCT392S | G-SITUS | G-SITUS | G-SITUS | G-SITUS | G-SITUS | PLNT | PLNT | PLNT | PLNT | PLNT
ACCT392SO | PTD | PTD | PTD | PTD | PTD | PLNT | PLNT | PLNT | PLNT | PLNT
ACCT392SG | G-SG | G-SG | G-SG | G-SG | G-SG | PLNT | PLNT | PLNT | PLNT | PLNT
ACCT392CN | CUST | CUST | CUST | CUST | CUST | CUST | CUST | CUST | CUST | CUST
ACCT392SG | PT | PT | PT | PT | PT | PLNT | PLNT | PLNT | PLNT | PLNT
ACCT392SE | P | P | P | P | P | PLNT | PLNT | PLNT | PLNT | PLNT
ACCT392DGP | G-DGP | G-DGP | G-DGP | G-DGP | G-DGP | PLNT | PLNT | PLNT | PLNT | PLNT
ACCT392SG | G-SG | G-SG | G-SG | G-SG | G-SG | PLNT | PLNT | PLNT | PLNT | PLNT
ACCT392SG | G-DGU | G-DGU | G-DGU | G-DGU | G-DGU | PLNT | PLNT | PLNT | PLNT | PLNT
ACCT392
ACCT393S | G-SITUS | G-SITUS | G-SITUS | G-SITUS | G-SITUS | PLNT | PLNT | PLNT | PLNT | PLNT
ACCT393SG | PT | PT | PT | PT | PT | PLNT | PLNT | PLNT | PLNT | PLNT
ACCT393SG | PT | PT | PT | PT | PT | PLNT | PLNT | PLNT | PLNT | PLNT
ACCT393SO | PTD | PTD | PTD | PTD | PTD | PLNT | PLNT | PLNT | PLNT | PLNT
ACCT393SG | G-SG | G-SG | G-SG | G-SG | G-SG | PLNT | PLNT | PLNT | PLNT | PLNT
ACCT393SG | G-DGU | G-DGU | G-DGU | G-DGU | G-DGU | PLNT | PLNT | PLNT | PLNT | PLNT
ACCT393
ACCT394S | G-SITUS | G-SITUS | G-SITUS | G-SITUS | G-SITUS | PLNT | PLNT | PLNT | PLNT | PLNT
ACCT394SG | PT | PT | PT | PT | PT | PLNT | PLNT | PLNT | PLNT | PLNT
ACCT394SG | G-SG | G-SG | G-SG | G-SG | G-SG | PLNT | PLNT | PLNT | PLNT | PLNT
ACCT394SO | PTD | PTD | PTD | PTD | PTD | PLNT | PLNT | PLNT | PLNT | PLNT
ACCT392SE | P | P | P | P | P | PLNT | PLNT | PLNT | PLNT | PLNT
ACCT394DGU | PT | PT | PT | PT | PT | PLNT | PLNT | PLNT | PLNT | PLNT
ACCT394SG | G-SG | G-SG | G-SG | G-SG | G-SG | PLNT | PLNT | PLNT | PLNT | PLNT
ACCT394SG | G-SG | G-SG | G-SG | G-SG | G-SG | PLNT | PLNT | PLNT | PLNT | PLNT
ACCT394
ACCT395S | G-SITUS | G-SITUS | G-SITUS | G-SITUS | G-SITUS | PLNT | PLNT | PLNT | PLNT | PLNT
ACCT395SG | PT | PT | PT | PT | PT | PLNT | PLNT | PLNT | PLNT | PLNT
ACCT395SG | PT | PT | PT | PT | PT | PLNT | PLNT | PLNT | PLNT | PLNT
ACCT395SO | PTD | PTD | PTD | PTD | PTD | PLNT | PLNT | PLNT | PLNT | PLNT
ACCT395SE | P | P | P | P | P | PLNT | PLNT | PLNT | PLNT | PLNT
ACCT395SG | G-SG | G-SG | G-SG | G-SG | G-SG | PLNT | PLNT | PLNT | PLNT | PLNT
ACCT395SG | G-SG | G-SG | G-SG | G-SG | G-SG | PLNT | PLNT | PLNT | PLNT | PLNT
ACCT395SG | G-SG | G-SG | G-SG | G-SG | G-SG | PLNT | PLNT | PLNT | PLNT | PLNT
ACCT395
ACCT396S | G-SITUS | G-SITUS | G-SITUS | G-SITUS | G-SITUS | PLNT | PLNT | PLNT | PLNT | PLNT
ACCT396SG | G-DGP | G-DGP | G-DGP | G-DGP | G-DGP | PLNT | PLNT | PLNT | PLNT | PLNT
ACCT396SG | G-SG | G-SG | G-SG | G-SG | G-SG | PLNT | PLNT | PLNT | PLNT | PLNT
ACCT396SO | PTD | PTD | PTD | PTD | PTD | PLNT | PLNT | PLNT | PLNT | PLNT
ACCT396SG | G-DGU | G-DGU | G-DGU | G-DGU | G-DGU | PLNT | PLNT | PLNT | PLNT | PLNT
ACCT396SE | P | P | P | P | P | PLNT | PLNT | PLNT | PLNT | PLNT
ACCT396SG | G-SG | G-SG | G-SG | G-SG | G-SG | PLNT | PLNT | PLNT | PLNT | PLNT
ACCT396SG | G-SG | G-SG | G-SG | G-SG | G-SG | PLNT | PLNT | PLNT | PLNT | PLNT
ACCT396
ACCT397S | G-SITUS | G-SITUS | G-SITUS | G-SITUS | G-SITUS | PLNT | PLNT | PLNT | PLNT | PLNT
ACCT397SG | G-DGP | G-DGP | G-DGP | G-DGP | G-DGP | PLNT | PLNT | PLNT | PLNT | PLNT
ACCT397SG | G-DGU | G-DGU | G-DGU | G-DGU | G-DGU | PLNT | PLNT | PLNT | PLNT | PLNT
ACCT397SO | PTD | PTD | PTD | PTD | PTD | PLNT | PLNT | PLNT | PLNT | PLNT
ACCT392CN | CUST | CUST | CUST | CUST | CUST | PLNT | PLNT | PLNT | PLNT | PLNT
ACCT397SG | G-SG | G-SG | G-SG | G-SG | G-SG | PLNT | PLNT | PLNT | PLNT | PLNT
ACCT397SE | P | P | P | P | P | PLNT | PLNT | PLNT | PLNT | PLNT
ACCT397SG | G-SG | G-SG | G-SG | G-SG | G-SG | PLNT | PLNT | PLNT | PLNT | PLNT
ACCT397SG | G-SG | G-SG | G-SG | G-SG | G-SG | PLNT | PLNT | PLNT | PLNT | PLNT
ACCT397
ACCT398S | G-SITUS | G-SITUS | G-SITUS | G-SITUS | G-SITUS | PLNT | PLNT | PLNT | PLNT | PLNT
ACCT398SG | PT | PT | PT | PT | PT | PLNT | PLNT | PLNT | PLNT | PLNT
ACCT398SG | PT | PT | PT | PT | PT | PLNT | PLNT | PLNT | PLNT | PLNT
ACCT398CN | CUST | CUST | CUST | CUST | CUST | CUST | CUST | CUST | CUST | CUST
ACCT398SO | PTD | PTD | PTD | PTD | PTD | PLNT | PLNT | PLNT | PLNT | PLNT
ACCT398SE | P | P | P | P | P | PLNT | PLNT | PLNT | PLNT | PLNT
ACCT398SG | G-SG | G-SG | G-SG | G-SG | G-SG | PLNT | PLNT | PLNT | PLNT | PLNT
ACCT398SG | G-SG | G-SG | G-SG | G-SG | G-SG | PLNT | PLNT | PLNT | PLNT | PLNT
ACCT398
ACCT399SEP | P | P | P | P | P | ZERO | ZERO | ZERO | ZERO | ZERO
ACCT399SEU | P | P | P | P | P | ZERO | ZERO | ZERO | ZERO | ZERO
ACCT399
ACCT99LSE | P | P | P | P | P | PLNT | PLNT | PLNT | PLNT | PLNT
ACCT399L
ACCT399LRCL | P | P | P | P | P | PLNT | PLNT | PLNT | PLNT | PLNT
ACCT390LS | G-SITUS | G-SITUS | G-SITUS | G-SITUS | G-SITUS | PLNT | PLNT | PLNT | PLNT | PLNT
ACCT390LSG | P | P | P | P | P | PLNT | PLNT | PLNT | PLNT | PLNT
ACCT390LSO | PTD | PTD | PTD | PTD | PTD | PLNT | PLNT | PLNT | PLNT | PLNT
ACCT390L
ACCT390LRCL
ACCT392LSOP | LABOR | LABOR | LABOR | LABOR | LABOR | PLNT | PLNT | PLNT | PLNT | PLNT
ACCT392L
ACCT392LRCL | PTD | PTD | PTD | PTD | PTD | PLNT | PLNT | PLNT | PLNT | PLNT
ACCTG00S | G-SITUS | G-SITUS | G-SITUS | G-SITUS | G-SITUS | PLNT | PLNT | PLNT | PLNT | PLNT
ACCTG00SO | PTD | PTD | PTD | PTD | PTD | PLNT | PLNT | PLNT | PLNT | PLNT
ACCTG00CN | CUST | CUST | CUST | CUST | CUST | CUST | CUST | CUST | CUST | CUST
ACCTG00SG | G-SG | G-SG | G-SG | G-SG | G-SG | PLNT | PLNT | PLNT | PLNT | PLNT
ACCTG00SG | PT | PT | PT | PT | PT | PLNT | PLNT | PLNT | PLNT | PLNT
ACCTG00SG | PT | PT | PT | PT | PT | PLNT | PLNT | PLNT | PLNT | PLNT
ACCTG00
ACCT399GS | G-SITUS | G-SITUS | G-SITUS | G-SITUS | G-SITUS | PLNT | PLNT | PLNT | PLNT | PLNT
ACCT399GSO | PTD | PTD | PTD | PTD | PTD | PLNT | PLNT | PLNT | PLNT | PLNT
ACCT399GSG | G-SG | G-SG | G-SG | G-SG | G-SG | PLNT | PLNT | PLNT | PLNT | PLNT
ACCT399SG | PT | PT | PT | PT | PT | PLNT | PLNT | PLNT | PLNT | PLNT
ACCT399SG | PT | PT | PT | PT | PT | PLNT | PLNT | PLNT | PLNT | PLNT
ACCT399G
ACCT301S | I-SITUS | I-SITUS | I-SITUS | I-SITUS | I-SITUS | PLNT | PLNT | PLNT | PLNT | PLNT
ACCT301SO | PTD | PTD | PTD | PTD | PTD | PLNT | PLNT | PLNT | PLNT | PLNT
ACCT301SG | I-SG | I-SG | I-SG | I-SG | I-SG | PLNT | PLNT | PLNT | PLNT | PLNT
ACCT301
ACCT302S | I-SITUS | I-SITUS | I-SITUS | I-SITUS | I-SITUS | PLNT | PLNT | PLNT | PLNT | PLNT
ACCT302SG | I-SG | I-SG | I-SG | I-SG | I-SG | PLNT | PLNT | PLNT | PLNT | PLNT
ACCT302SG | I-SG | I-SG | I-SG | I-SG | I-SG | PLNT | PLNT | PLNT | PLNT | PLNT
ACCT302SG | I-SG | I-SG | I-SG | I-SG | I-SG | PLNT | PLNT | PLNT | PLNT | PLNT
ACCT302DGP | P | P | P | P | P | PLNT | PLNT | PLNT | PLNT | PLNT
ACCT302DGU | P | P | P | P | P | PLNT | PLNT | PLNT | PLNT | PLNT
ACCT302
ACCT303S | I-SITUS | I-SITUS | I-SITUS | I-SITUS | I-SITUS | PLNT | PLNT | PLNT | PLNT | PLNT
ACCT303SG | I-SG | I-SG | I-SG | I-SG | I-SG | PLNT | PLNT | PLNT | PLNT | PLNT
ACCT303SO | PTD | PTD | PTD | PTD | PTD | PLNT | PLNT | PLNT | PLNT | PLNT
ACCT303SE | P | P | P | P | P | PLNT | PLNT | PLNT | PLNT | PLNT
ACCT303CN | CUST | CUST | CUST | CUST | CUST | CUST | CUST | CUST | CUST | CUST
ACCT303SG | P | P | P | P | P | PLNT | PLNT | PLNT | PLNT | PLNT
ACCT303SG | I-DGP | I-DGP | I-DGP | I-DGP | I-DGP | PLNT | PLNT | PLNT | PLNT | PLNT
ACCT303 | I-SITUS | I-SITUS | I-SITUS | I-SITUS | I-SITUS | PLNT | PLNT | PLNT | PLNT | PLNT
ACCTI00S | I-SITUS | I-SITUS | I-SITUS | I-SITUS | I-SITUS | PLNT | PLNT | PLNT | PLNT | PLNT
ACCTI00SG | I-SG | I-SG | I-SG | I-SG | I-SG | PLNT | PLNT | PLNT | PLNT | PLNT
ACCTI00DGU | P | P | P | P | P | PLNT | PLNT | PLNT | PLNT | PLNT
ACCTI00SO | PTD | PTD | PTD | PTD | PTD | PLNT | PLNT | PLNT | PLNT | PLNT
ACCTI00
ACCT105S | DPW | DPW | DPW | DPW | DPW | PLNT | PLNT | PLNT | PLNT | PLNT
ACCT105SG | P | P | P | P | P | PLNT | PLNT | PLNT | PLNT | PLNT
ACCT105SG | T | T | T | T | T | PLNT | PLNT | PLNT | PLNT | PLNT
ACCT105SG | P | P | P | P | P | PLNT | PLNT | PLNT | PLNT | PLNT
ACCT105SEU | P | P | P | P | P | PLNT | PLNT | PLNT | PLNT | PLNT
ACCT105SNPG | G | G | G | G | G | PLNT | PLNT | PLNT | PLNT | PLNT
ACCT105
ACCT114S | P | P | P | P | P | PLNT | PLNT | PLNT | PLNT | PLNT
ACCT114SG | P | P | P | P | P | PLNT | PLNT | PLNT | PLNT | PLNT
ACCT114DGP | P | P | P | P | P | PLNT | PLNT | PLNT | PLNT | PLNT
ACCT114
ACCT115S | P | P | P | P | P | PLNT | PLNT | PLNT | PLNT | PLNT
ACCT115SG | P | P | P | P | P | PLNT | PLNT | PLNT | PLNT | PLNT
ACCT115DGP | P | P | P | P | P | PLNT | PLNT | PLNT | PLNT | PLNT
ACCT115
ACCT120SE | LABOR | LABOR | LABOR | LABOR | LABOR | PLNT | PLNT | PLNT | PLNT | PLNT
ACCT120
ACCT124S | DMSC | DMSC | DMSC | DMSC | DMSC | MISC | MISC | MISC | MISC | MISC
ACCT124SO | DMSC | DMSC | DMSC | DMSC | DMSC | MISC | MISC | MISC | MISC | MISC
ACCT124
ACCT182S | DMSC | DMSC | DMSC | DMSC | DMSC | MISC | MISC | MISC | MISC | MISC
ACCT182SG | DMSC | DMSC | DMSC | DMSC | DMSC | MISC | MISC | MISC | MISC | MISC
ACCT182SGCT | DMSC | DMSC | DMSC | DMSC | DMSC | MISC | MISC | MISC | MISC | MISC
ACCT182SO | DMSC | DMSC | DMSC | DMSC | DMSC | MISC | MISC | MISC | MISC | MISC
ACCT182
ACCT186S | DMSC | DMSC | DMSC | DMSC | DMSC | MISC | MISC | MISC | MISC | MISC
ACCT186CN | CUST | DMSC | CUST | CUST | CUST | CUST | CUST | CUST | CUST | CUST
ACCT186CNP | CUST | DMSC | CUST | CUST | CUST | CUST | CUST | CUST | CUST | CUST
ACCT186SG | DMSC | DMSC | DMSC | DMSC | DMSC | MISC | MISC | MISC | MISC | MISC
ACCT186SO | DMSC | DMSC | DMSC | DMSC | DMSC | MISC | MISC | MISC | MISC | MISC
ACCT186
ACCT151SE | P | P | P | P | P | PLNT | PLNT | PLNT | PLNT | PLNT
ACCT151SE | P | P | P | P | P | PLNT | PLNT | PLNT | PLNT | PLNT
ACCT151SE | P | P | P | P | P | PLNT | PLNT | PLNT | PLNT | PLNT
ACCT151
ACCT152SE | P | P | P | P | P | PLNT | PLNT | PLNT | PLNT | PLNT
ACCT152
ACCT25316SE | P | P | P | P | P | PLNT | PLNT | PLNT | PLNT | PLNT
ACCT25316
ACCT25317SE | P | P | P | P | P | PLNT | PLNT | PLNT | PLNT | PLNT
ACCT25317
ACCT25319SE | P | P | P | P | P | PLNT | PLNT | PLNT | PLNT | PLNT
ACCT25319
ACCT154S | MSS | MSS | MSS | MSS | MSS | PLNT | PLNT | PLNT | PLNT | PLNT
ACCT154SG | MSS | MSS | MSS | MSS | MSS | PLNT | PLNT | PLNT | PLNT | PLNT
ACCT154SE | MSS | MSS | MSS | MSS | MSS | PLNT | PLNT | PLNT | PLNT | PLNT
ACCT154SO | MSS | MSS | MSS | MSS | MSS | PLNT | PLNT | PLNT | PLNT | PLNT
ACCT154SG | MSS | MSS | MSS | MSS | MSS | PLNT | PLNT | PLNT | PLNT | PLNT
ACCT154SG | MSS | MSS | MSS | MSS | MSS | PLNT | PLNT | PLNT | PLNT | PLNT
ACCT154SNPD | MSS | MSS | MSS | MSS | MSS | PLNT | PLNT | PLNT | PLNT | PLNT
ACCT154SG | MSS | MSS | MSS | MSS | MSS | PLNT | PLNT | PLNT | PLNT | PLNT
ACCT154SG | MSS | MSS | MSS | MSS | MSS | PLNT | PLNT | PLNT | PLNT | PLNT
ACCT154SG | MSS | MSS | MSS | MSS | MSS | PLNT | PLNT | PLNT | PLNT | PLNT
ACCT154SG | MSS | MSS | MSS | MSS | MSS | PLNT | PLNT | PLNT | PLNT | PLNT
ACCT154SG | MSS | MSS | MSS | MSS | MSS | PLNT | PLNT | PLNT | PLNT | PLNT
ACCT154SG | MSS | MSS | MSS | MSS | MSS | PLNT | PLNT | PLNT | PLNT | PLNT
ACCT154
ACCT163SO | MSS | MSS | MSS | MSS | MSS | PLNT | PLNT | PLNT | PLNT | PLNT
ACCT163
ACCT25318SG | MSS | MSS | MSS | MSS | MSS | PLNT | PLNT | PLNT | PLNT | PLNT
ACCT25318
ACCT165S | DMSC | DMSC | DMSC | DMSC | DMSC | PLNT | PLNT | PLNT | PLNT | PLNT
ACCT165GPS | GP | GP | GP | GP | GP | PLNT | PLNT | PLNT | PLNT | PLNT
ACCT165SG | PT | PT | PT | PT | PT | PLNT | PLNT | PLNT | PLNT | PLNT
ACCT165SE | P | P | P | P | P | PLNT | PLNT | PLNT | PLNT | PLNT
ACCT165SO | PTD | PTD | PTD | PTD | PTD | PLNT | PLNT | PLNT | PLNT | PLNT
ACCT165
ACCT182MS | DDS2 | DDS2 | DDS2 | DDS2 | DDS2 | PLNT | PLNT | PLNT | PLNT | PLNT
ACCT182MSG | DEFSG | DEFSG | DEFSG | DEFSG | DEFSG | PLNT | PLNT | PLNT | PLNT | PLNT
ACCT182MSSGCT | P | P | P | P | P | PLNT | PLNT | PLNT | PLNT | PLNT
ACCT182MSG-P | DEFSG | DEFSG | DEFSG | DEFSG | DEFSG | PLNT | PLNT | PLNT | PLNT | PLNT
ACCT182MSE | P | P | P | P | P | PLNT | PLNT | PLNT | PLNT | PLNT
ACCT182MSG | P | P | P | P | P | PLNT | PLNT | PLNT | PLNT | PLNT
ACCT182MSO | DDSO2 | DDSO2 | DDSO2 | DDSO2 | DDSO2 | PLNT | PLNT | PLNT | PLNT | PLNT
ACCT182M
ACCT186MS | LABOR | LABOR | LABOR | LABOR | LABOR | PLNT | PLNT | PLNT | PLNT | PLNT
ACCT186MSG | P | P | P | P | P | PLNT | PLNT | PLNT | PLNT | PLNT
ACCT186MSG | P | P | P | P | P | PLNT | PLNT | PLNT | PLNT | PLNT
ACCT186MSG | DEFSG | DEFSG | DEFSG | DEFSG | DEFSG | PLNT | PLNT | PLNT | PLNT | PLNT
ACCT186MSO | LABOR | LABOR | LABOR | LABOR | LABOR | PLNT | PLNT | PLNT | PLNT | PLNT
ACCT186MSE | P | P | P | P | P | PLNT | PLNT | PLNT | PLNT | PLNT
ACCT186MSG | P | P | P | P | P | PLNT | PLNT | PLNT | PLNT | PLNT
ACCT186MEXCTAX | GP | GP | GP | GP | GP | PLNT | PLNT | PLNT | PLNT | PLNT
ACCT186M
ACCTCWCS | CWC | CWC | CWC | CWC | CWC | PLNT | PLNT | PLNT | PLNT | PLNT
ACCTCWCSO | CWC | CWC | CWC | CWC | CWC | PLNT | PLNT | PLNT | PLNT | PLNT
ACCTCWCSE | CWC | CWC | CWC | CWC | CWC | PLNT | PLNT | PLNT | PLNT | PLNT
ACCTCWC
ACCTOWCSNP | GP | GP | GP | GP | GP | PLNT | PLNT | PLNT | PLNT | PLNT
ACCTOWCSG | GP | GP | GP | GP | GP | PLNT | PLNT | PLNT | PLNT | PLNT
ACCTOWCSO | P | P | P | P | P | PLNT | PLNT | PLNT | PLNT | PLNT
ACCTOWCSO | PTD | PTD | PTD | PTD | PTD | PLNT | PLNT | PLNT | PLNT | PLNT
ACCTOWCSE | P | P | P | P | P | PLNT | PLNT | PLNT | PLNT | PLNT
ACCTOWCSE | T | T | T | T | T | PLNT | PLNT | PLNT | PLNT | PLNT
ACCTOWCSE | P | P | P | P | P | PLNT | PLNT | PLNT | PLNT | PLNT
ACCTOWCDEU | P | P | P | P | P | PLNT | PLNT | PLNT | PLNT | PLNT
ACCTOWCSECH | P | P | P | P | P | PLNT | PLNT | PLNT | PLNT | PLNT
ACCTOWC
ACCT18221S | P | P | P | P | P | PLNT | PLNT | PLNT | PLNT | PLNT
ACCT18221
ACCT18222S | P | P | P | P | P | PLNT | PLNT | PLNT | PLNT | PLNT
ACCT18222TROJP | P | P | P | P | P | PLNT | PLNT | PLNT | PLNT | PLNT
ACCT18222TROJD | P | P | P | P | P | PLNT | PLNT | PLNT | PLNT | PLNT
ACCT18222
ACCT1869S | P | P | P | P | P | PLNT | PLNT | PLNT | PLNT | PLNT
ACCT1869SG | P | P | P | P | P | PLNT | PLNT | PLNT | PLNT | PLNT
ACCT1869
ACCT141DGU | P | P | P | P | P | PLNT | PLNT | PLNT | PLNT | PLNT
ACCT141
ACCT235S | CUST | CUST | CUST | CUST | CUST | CUST | CUST | CUST | CUST | CUST
ACCT235
ACCT2281SO | PTD | PTD | PTD | PTD | PTD | PLNT | PLNT | PLNT | PLNT | PLNT
ACCT2281
ACCT228SO | PTD | PTD | PTD | PTD | PTD | PLNT | PLNT | PLNT | PLNT | PLNT
ACCT2282
ACCT2283SG | P | P | P | P | P | PLNT | PLNT | PLNT | PLNT | PLNT
ACCT2283SO | PTD | PTD | PTD | PTD | PTD | PLNT | PLNT | PLNT | PLNT | PLNT
ACCT2283
ACCT25335SE | P | P | P | P | P | PLNT | PLNT | PLNT | PLNT | PLNT
ACCT25335
ACCT22844SG | P | P | P | P | P | PLNT | PLNT | PLNT | PLNT | PLNT
ACCT22844SG
ACCT254SE | PTD | PTD | PTD | PTD | PTD | PLNT | PLNT | PLNT | PLNT | PLNT
ACCT254S | P | P | P | P | P | PLNT | PLNT | PLNT | PLNT | PLNT
ACCT254
ACCT230TROJD | P | P | P | P | P | PLNT | PLNT | PLNT | PLNT | PLNT
ACCT254105TROJD | P | P | P | P | P | PLNT | PLNT | PLNT | PLNT | PLNT
ACCT252S | DPW | DPW | DPW | DPW | DPW | PLNT | PLNT | PLNT | PLNT | PLNT
ACCT252SE | DPW | DPW | DPW | DPW | DPW | PLNT | PLNT | PLNT | PLNT | PLNT
ACCT252SG | T | T | T | T | T | PLNT | PLNT | PLNT | PLNT | PLNT
ACCT252SO | DPW | DPW | DPW | DPW | DPW | PLNT | PLNT | PLNT | PLNT | PLNT
ACCT252CN | CUST | CUST | CUST | CUST | CUST | CUST | CUST | CUST | CUST | CUST
ACCT252
ACCT25398SE | P | P | P | P | P | PLNT | PLNT | PLNT | PLNT | PLNT
ACCT25399S | P | P | P | P | P | PLNT | PLNT | PLNT | PLNT | PLNT
ACCT25399SO | LABOR | LABOR | LABOR | LABOR | LABOR | PLNT | PLNT | PLNT | PLNT | PLNT
ACCT25399SG | P | P | P | P | P | PLNT | PLNT | PLNT | PLNT | PLNT
ACCT25399SE | P | P | P | P | P | PLNT | PLNT | PLNT | PLNT | PLNT
ACCT25399
ACCT190S | P | P | P | P | P | PLNT | PLNT | PLNT | PLNT | PLNT
ACCT190CN | CUST | CUST | CUST | CUST | CUST | PLNT | PLNT | PLNT | PLNT | PLNT
ACCT190SO | LABOR | LABOR | LABOR | LABOR | LABOR | DISom | DISom | DISom | DISom | DISom
ACCT190DGP | P | P | P | P | P | PLNT | PLNT | PLNT | PLNT | PLNT
ACCT190IBT | IBT | IBT | IBT | IBT | IBT | PLNT | PLNT | PLNT | PLNT | PLNT
ACCT190SG | P | P | P | P | P | PLNT | PLNT | PLNT | PLNT | PLNT
ACCT190SG | P | P | P | P | P | PLNT | PLNT | PLNT | PLNT | PLNT
ACCT190BADDEBT | CUST | CUST | CUST | CUST | CUST | CUST | CUST | CUST | CUST | CUST
ACCT190TROJP | P | P | P | P | P | PLNT | PLNT | PLNT | PLNT | PLNT
ACCT190SG | P | P | P | P | P | PLNT | PLNT | PLNT | PLNT | PLNT
ACCT190SE | P | P | P | P | P | PLNT | PLNT | PLNT | PLNT | PLNT
ACCT190SNP | PTD | PTD | PTD | PTD | PTD | PLNT | PLNT | PLNT | PLNT | PLNT
ACCT190SNPD | DPW | DPW | DPW | DPW | DPW | PLNT | PLNT | PLNT | PLNT | PLNT
ACCT190SSGCT | P | P | P | P | P | PLNT | PLNT | PLNT | PLNT | PLNT
ACCT190
ACCT281S | P | P | P | P | P | PLNT | PLNT | PLNT | PLNT | PLNT
ACCT281DGP | PT | PT | PT | PT | PT | PLNT | PLNT | PLNT | PLNT | PLNT
ACCT281SNPT | T | T | T | T | T | PLNT | PLNT | PLNT | PLNT | PLNT
ACCT281
ACCT282S | GP | GP | GP | GP | GP | PLNT | PLNT | PLNT | PLNT | PLNT
ACCT282DITBAL | ACCMDIT | ACCMDIT | ACCMDIT | ACCMDIT | ACCMDIT | PLNT | PLNT | PLNT | PLNT | PLNT
ACCT282DGP | PT | PT | PT | PT | PT | PLNT | PLNT | PLNT | PLNT | PLNT
ACCT282SO | LABOR | LABOR | LABOR | LABOR | LABOR | DISom | DISom | DISom | DISom | DISom
ACCT282SNP | PTD | PTD | PTD | PTD | PTD | PLNT | PLNT | PLNT | PLNT | PLNT
ACCT282CIAC | DPW | DPW | DPW | DPW | DPW | PLNT | PLNT | PLNT | PLNT | PLNT
ACCT282SNPD | P | P | P | P | P | PLNT | PLNT | PLNT | PLNT | PLNT
ACCT282SCHMDEXP | GP | GP | GP | GP | GP | PLNT | PLNT | PLNT | PLNT | PLNT
ACCT282TAXDEPR | TAXDEPR | TAXDEPR | TAXDEPR | TAXDEPR | TAXDEPR | PLNT | PLNT | PLNT | PLNT | PLNT
ACCT282DGP | P | P | P | P | P | PLNT | PLNT | PLNT | PLNT | PLNT
ACCT282IBT | PT | PT | PT | PT | PT | PLNT | PLNT | PLNT | PLNT | PLNT
ACCT282SSG | PT | PT | PT | PT | PT | PLNT | PLNT | PLNT | PLNT | PLNT
ACCT282SSG | P | P | P | P | P | PLNT | PLNT | PLNT | PLNT | PLNT
ACCT282SE | P | P | P | P | P | PLNT | PLNT | PLNT | PLNT | PLNT
ACCT282SG | P | P | P | P | P | PLNT | PLNT | PLNT | PLNT | PLNT
ACCT282
ACCT283S | GP | GP | GP | GP | GP | PLNT | PLNT | PLNT | PLNT | PLNT
ACCT283SG | P | P | P | P | P | PLNT | PLNT | PLNT | PLNT | PLNT
ACCT283SE | P | P | P | P | P | PLNT | PLNT | PLNT | PLNT | PLNT
ACCT283SO | LABOR | LABOR | LABOR | LABOR | LABOR | DISom | DISom | DISom | DISom | DISom
ACCT283GPS | GP | GP | GP | GP | GP | PLNT | PLNT | PLNT | PLNT | PLNT
ACCT283SNP | PTD | PTD | PTD | PTD | PTD | PLNT | PLNT | PLNT | PLNT | PLNT
ACCT283TROJP | P | P | P | P | P | PLNT | PLNT | PLNT | PLNT | PLNT
ACCT283SG | P | P | P | P | P | PLNT | PLNT | PLNT | PLNT | PLNT
ACCT283SGCT | P | P | P | P | P | PLNT | PLNT | PLNT | PLNT | PLNT
ACCT283SG | P | P | P | P | P | PLNT | PLNT | PLNT | PLNT | PLNT
ACCT283
ACCT255S | PTD | PTD | PTD | PTD | PTD | PLNT | PLNT | PLNT | PLNT | PLNT
ACCT255ITC84 | PTD | PTD | PTD | PTD | PTD | PLNT | PLNT | PLNT | PLNT | PLNT
ACCT255ITC85 | PTD | PTD | PTD | PTD | PTD | PLNT | PLNT | PLNT | PLNT | PLNT
ACCT255ITC86 | PTD | PTD | PTD | PTD | PTD | PLNT | PLNT | PLNT | PLNT | PLNT
ACCT255ITC88 | PTD | PTD | PTD | PTD | PTD | PLNT | PLNT | PLNT | PLNT | PLNT
ACCT255ITC89 | PTD | PTD | PTD | PTD | PTD | PLNT | PLNT | PLNT | PLNT | PLNT
ACCT255ITC90 | PTD | PTD | PTD | PTD | PTD | PLNT | PLNT | PLNT | PLNT | PLNT
ACCT255DGU | PTD | PTD | PTD | PTD | PTD | PLNT | PLNT | PLNT | PLNT | PLNT
ACCT255
ACCT108SPS | P | P | P | P | P
ACCT108SPSG | P | P | P | P | P
ACCT108SPSG | P | P | P | P | P
ACCT108SPSG | P | P | P | P | P
ACCT108SPSG | P | P | P | P | P
ACCT108SPSG | P | P | P | P | P
ACCT108SP
ACCT108NPSG | P | P | P | P | P
ACCT108NPSG | P | P | P | P | P
ACCT108NPSG | P | P | P | P | P
ACCT108NP
ACCT108HPSG | P | P | P | P | P
ACCT108HPSG | P | P | P | P | P
ACCT108HPSG | P | P | P | P | P
ACCT108HPSG | P | P | P | P | P
ACCT108HP
ACCT108OPS | P | P | P | P | P
ACCT108OPSG | P | P | P | P | P
ACCT108OPSG | P | P | P | P | P
ACCT108OPSG | P | P | P | P | P
ACCT108OPSG | P | P | P | P | P
ACCT108OP
ACCT108EPDGP | P | P | P | P | P
ACCT108EPSG | P | P | P | P | P
ACCT108EP
ACCT108TPDGP | T | T | T | T | T
ACCT108TPDGU | T | T | T | T | T
ACCT108TPSG | T | T | T | T | T
ACCT108TP
ACCT108360S | DPW | DPW | DPW | DPW | DPW | PLNT2 | PLNT2 | PLNT2 | PLNT2 | PLNT2
ACCT108360
ACCT108361S | DPW | DPW | DPW | DPW | DPW | PLNT2 | PLNT2 | PLNT2 | PLNT2 | PLNT2
ACCT108361
ACCT108362S | DPW | DPW | DPW | DPW | DPW | SUBS | SUBS | SUBS | SUBS | SUBS
ACCT108362
ACCT108364S | DPW | DPW | DPW | DPW | DPW | PC | PC | PC | PC | PC
ACCT108364
ACCT108365S | DPW | DPW | DPW | DPW | DPW | PC | PC | PC | PC | PC
ACCT108365
ACCT108366S | DPW | DPW | DPW | DPW | DPW | PC | PC | PC | PC | PC
ACCT108366
ACCT108367S | DPW | DPW | DPW | DPW | DPW | PC | PC | PC | PC | PC
ACCT108367
ACCT108368S | DPW | DPW | DPW | DPW | DPW | XFMR | XFMR | XFMR | XFMR | XFMR
ACCT108368
ACCT108369S | DPW | DPW | DPW | DPW | DPW | SERV | SERV | SERV | SERV | SERV
ACCT108369
ACCT108370S | DPW | DPW | DPW | DPW | DPW | METR | METR | METR | METR | METR
ACCT108370
ACCT108371S | DPW | DPW | DPW | DPW | DPW | PC | PC | PC | PC | PC
ACCT108371
ACCT108372S | DPW | DPW | DPW | DPW | DPW | PLNT2 | PLNT2 | PLNT2 | PLNT2 | PLNT2
ACCT108372
ACCT108373S | DPW | DPW | DPW | DPW | DPW | PC | PC | PC | PC | PC
ACCT108373
ACCT108D00S | DPW | DPW | DPW | DPW | DPW | PLNT | PLNT | PLNT | PLNT | PLNT
ACCT108D00
ACCT108DSS | DPW | DPW | DPW | DPW | DPW | PLNT | PLNT | PLNT | PLNT | PLNT
ACCT108DS
ACCT108D_S | DPW | DPW | DPW | DPW | DPW | PLNT | PLNT | PLNT | PLNT | PLNT
ACCT108D
ACCT108GPS | G-SITUS | G-SITUS | G-SITUS | G-SITUS | G-SITUS | PLNT | PLNT | PLNT | PLNT | PLNT
ACCT108GPDGP | G-DGP | G-DGP | G-DGP | G-DGP | G-DGP | PLNT | PLNT | PLNT | PLNT | PLNT
ACCT108GPDGU | G-DGU | G-DGU | G-DGU | G-DGU | G-DGU | PLNT | PLNT | PLNT | PLNT | PLNT
ACCT108GPSG | G-SG | G-SG | G-SG | G-SG | G-SG | PLNT | PLNT | PLNT | PLNT | PLNT
ACCT108GPCN | CUST | CUST | CUST | CUST | CUST | CUST | CUST | CUST | CUST | CUST
ACCT108GPSO | PTD | PTD | PTD | PTD | PTD | PLNT | PLNT | PLNT | PLNT | PLNT
ACCT108GPSE | P | P | P | P | P | PLNT | PLNT | PLNT | PLNT | PLNT
ACCT108SG | G-SG | G-SG | G-SG | G-SG | G-SG | PLNT | PLNT | PLNT | PLNT | PLNT
ACCT108SG | G-SG | G-SG | G-SG | G-SG | G-SG | PLNT | PLNT | PLNT | PLNT | PLNT
ACCT108GP
ACCT108MPS | P | P | P | P | P
ACCT108MPDEU | P | P | P | P | P
ACCT108MPSE | P | P | P | P | P
ACCT108MPS | P | P | P | P | P
ACCT108MP
ACCT1081390SO | PTD | PTD | PTD | PTD | PTD | PLNT | PLNT | PLNT | PLNT | PLNT
ACCT1081390RCL | P | P | P | P | P
ACCT1081390
ACCT1081399S | P | P | P | P | P | PLNT | PLNT | PLNT | PLNT | PLNT
ACCT1081399SE | P | P | P | P | P | PLNT | PLNT | PLNT | PLNT | PLNT
ACCT1081399RCL | P | P | P | P | P
ACCT1081399
ACCT111CLSSG | P | P | P | P | P | PLNT | PLNT | PLNT | PLNT | PLNT
ACCT111CLSSG | P | P | P | P | P | PLNT | PLNT | PLNT | PLNT | PLNT
ACCT111CLS
ACCT111CLGS | G-SITUS | G-SITUS | G-SITUS | G-SITUS | G-SITUS | PLNT | PLNT | PLNT | PLNT | PLNT
ACCT111CLGCN | CUST | CUST | CUST | CUST | CUST | CUST | CUST | CUST | CUST | CUST
ACCT111CLGSG | I-SG | I-SG | I-SG | I-SG | I-SG | PLNT | PLNT | PLNT | PLNT | PLNT
ACCT111CLGSO | PTD | PTD | PTD | PTD | PTD | PLNT | PLNT | PLNT | PLNT | PLNT
ACCT111CLGSE | P | P | P | P | P | PLNT | PLNT | PLNT | PLNT | PLNT
ACCT111CLG
ACCT111CLHDGP | P | P | P | P | P | PLNT | PLNT | PLNT | PLNT | PLNT
ACCT111CLHDGP | P | P | P | P | P | PLNT | PLNT | PLNT | PLNT | PLNT
ACCT111CLHDGP | P | P | P | P | P | PLNT | PLNT | PLNT | PLNT | PLNT
ACCT111CLHDGU | P | P | P | P | P | PLNT | PLNT | PLNT | PLNT | PLNT
ACCT111CLH
ACCT111IPS | I-SITUS | I-SITUS | I-SITUS | I-SITUS | I-SITUS | PLNT | PLNT | PLNT | PLNT | PLNT
ACCT111IPSG | I-DGP | I-DGP | I-DGP | I-DGP | I-DGP | PLNT | PLNT | PLNT | PLNT | PLNT
ACCT111IPSG | I-DGU | I-DGU | I-DGU | I-DGU | I-DGU | PLNT | PLNT | PLNT | PLNT | PLNT
ACCT111IPSE | P | P | P | P | P | PLNT | PLNT | PLNT | PLNT | PLNT
ACCT111IPSG | I-SG | I-SG | I-SG | I-SG | I-SG | PLNT | PLNT | PLNT | PLNT | PLNT
ACCT111IPSG | I-SG | I-SG | I-SG | I-SG | I-SG | PLNT | PLNT | PLNT | PLNT | PLNT
ACCT111IPSG | I-SG | I-SG | I-SG | I-SG | I-SG | PLNT | PLNT | PLNT | PLNT | PLNT
ACCT111IPCN | CUST | CUST | CUST | CUST | CUST | CUST | CUST | CUST | CUST | CUST
ACCT111IPSSGCT | P | P | P | P | P | PLNT | PLNT | PLNT | PLNT | PLNT
ACCT111IPDEU | P | P | P | P | P | PLNT | PLNT | PLNT | PLNT | PLNT
ACCT111IPSO | PTD | PTD | PTD | PTD | PTD | PLNT | PLNT | PLNT | PLNT | PLNT
ACCT111IP
ACCT111IPS | NUTIL | NUTIL | NUTIL | NUTIL | NUTIL
ACCT111IP
ACCT111IPSE-U | G-SITUS | G-SITUS | G-SITUS | G-SITUS | G-SITUS | PLNT | PLNT | PLNT | PLNT | PLNT
ACCT111IPSE-U | P | P | P | P | P | PLNT | PLNT | PLNT | PLNT | PLNT
ACCT111IPSE-U | PTD | PTD | PTD | PTD | PTD | PLNT | PLNT | PLNT | PLNT | PLNT

## Func Dist Factor Table
Factor Table Dist
Rocky Mountain Power
Cost Of Service By Rate Schedule
State of Utah
2010 Protocol (Non Wgt)
12 Months Ended Dec 2015
Distribution Functionalization Factors
A | B | C | D | E | F | G | H
FACTOR | DIS SUBS | DIS P & C | DIS XFMR | DIS SERVICE | DIS METER | TOTAL | DESCRIPTION
SUBS | 1 | 0 | 0 | 0 | 0 | 1 | Substations
PC | 0 | 1 | 0 | 0 | 0 | 1 | Poles & Conductor
XFMR | 0 | 0 | 1 | 0 | 0 | 1 | Transformer
SERV | 0 | 0 | 0 | 1 | 0 | 1 | Services
METR | 0 | 0 | 0 | 0 | 1 | 1 | Meters
CUST | 0 | 0 | 0 | 0 | 0 | 0 | Customer Accounting & Service
MISC | 0 | 0 | 0 | 0 | 0 | 0 | Miscellaneous
PLNT | 0.17547 | 0.50427 | 0.18733 | 0.10312 | 0.029812 | 1 | Distribution Plant
PLNT2 | 0.25815 | 0.74185 | 0 | 0 | 0 | 1 | Substations, Poles & Conductor
DISom | 0.095088 | 0.83267 | 0.0071277 | 0 | 0.06511 | 1 | Dist. Cust. Acctg, Service, Sales O & M
INTN | 0.17547 | 0.50427 | 0.18733 | 0.10312 | 0.029812 | 1 | Distribution Related Intangible Plant
GENL | 0.17547 | 0.50427 | 0.18733 | 0.10312 | 0.029812 | 1 | Distribution Related General Plant
ZERO | 0 | 0 | 0 | 0 | 0 | 0 | -
DRB | 0.21462 | 0.46216 | 0.20645 | 0.096261 | 0.020515 | 1 | Distribution Rate Base

## COS Allocation Options
COS ALLOCATION OPTIONS
|  |  | 2010 Protocol | 2010 Protocol |  | Option-1
|  |  | (Non-Wgt) | (Monthly Wgt) | Rolled-In | (Undefined)
FERC |  |  | C | C | C | C
ACCT |  | DESCRIPTION | COS Factor | COS Factor | COS Factor | COS Factor
440 | Residential Sales |  | A | A | A | A
442 | Commercial & Industrial Sales |  | A | A | A | A
|  | Interruptible Demand | F10 | F10 | F10 | F10
|  | Interruptible Energy | F30 | F30 | F30 | F30
444 | Public Street & Highway Lighting |  | A | A | A | A
445 | Other Sales to Public Authority |  | A | A | A | A
448 | Interdepartmental |  | A | A | A | A
|  | Demand | F10 | F10 | F10 | F10
Total Sales to Ultimate Customers
447 | Sales for Resale |  | F11 | F11 | F11 | F11
|  | Demand | F10 | F10 | F10 | F10
|  | Demand | F10 | F85 | F10 | F10
|  | Energy | F30 | F86 | F30 | F30
449 | Provision for Rate Refund |  | F11 | F11 | F11 | F11
|  |  | F10 | F10 | F10 | F10
State Specific Revenue Credit |  |  | F140x | F140x | F140x | F140x
AGA Revenue |  |  | A | A | A | A
Total Sales from Electricity
Other Electric Operating Revenues
450 | Forfeited Discounts & Interest |  | A | A | A | A
|  | Customers | F40 | F40 | F40 | F40
451 | Misc Electric Revenue |  | A | A | A | A
|  | Demand | F10 | F10 | F10 | F10
|  | Customer | F40 | F40 | F40 | F40
453 | Water Sales |  | F10 | F10 | F10 | F10
454 | Rent of Electric Property |  | A | A | A | A
|  | Demand | F10 | F10 | F10 | F10
|  | Demand | F10 | F10 | F10 | F10
|  | System Overhead | F102x | F102x | F102x | F102x
456 | Other Electric Revenue |  | A | A | A | A
|  | Customer | F40 | F40 | F40 | F40
|  | Energy | F30 | F30 | F30 | F30
|  | Demand | F10 | F10 | F10 | F10
|  | Demand | F10 | F10 | F10 | F10
Total Other Electric Operating Revenues
Total Electric Operating Revenues
Miscellaneous Revenues
41160 | Gain on Sale of Utility Plant - CR |  | F10 | F10 | F10 | F10
41170 | Loss on Sale of Utility Plant |  | F10 | F10 | F10 | F10
4118 | Gain from Emission Allowances |  | F30 | F30 | F30 | F30
41181 | Gain from Disposition of NOX Credits |  | F10 | F10 | F10 | F10
4194 | Impact Housing Interest Income |  | F10 | F10 | F10 | F10
421 | (Gain)/Loss on Sale of Utility Plant |  | F10 | F10 | F102x | F10
Total Miscellaneous Revenues
Miscellaneous Expenses
4311 | Interest on Customer Deposits |  | F80 | F80 | F80 | F80
DFA | Divergence Fairness Adjustment
|  | Production | F105 | F105 | F105 | F105
|  | Transmission | F105 | F105 | F105 | F105
|  | Distribution | F105 | F105 | F105 | F105
Net Miscellaneous Revenues And Expense
Distribution - METER - Unbundled
9 |  | A | C | C | C | C
FERC ACCT |  | DESCRIPTION | COS Factor | COS Factor | COS Factor | COS Factor
500 | Operation Suprvn & Engineering |  | F10 | F10 | F10 | F10
|  | Cholla | F10 | F10 | F10 | F10
Total 500
501 | Fuel Related |  | F30 | F90 | F30 | F30
|  | System Energy - Non NPC | F30 | F30 | F30 | F30
|  | Simple Cycle Combustion Turbine | F30 | F93 | F30 | F30
|  | Cholla - Non NPC | F30 | F30 | F30 | F30
|  | Cholla | F30 | F91 | F30 | F30
Total 501
502 | Steam Expenses |  | F10 | F10 | F10 | F10
|  | Cholla | F10 | F10 | F10 | F10
Total 502
503 | Steam From Other Sources |  | F30 | F94 | F30 | F30
|  | System Energy - Non NPC | F30 | F30 | F30 | F30
Total 503
505 | Electric Expenses |  | F10 | F10 | F10 | F10
|  | Cholla | F10 | F10 | F10 | F10
Total 505
506 | Misc. Steam Expense |  | F10 | F10 | F10 | F10
|  | System Energy | F30 | F30 | F30 | F30
|  | Cholla | F10 | F10 | F10 | F10
Total 506
507 | Rents |  | F10 | F10 | F10 | F10
|  | Cholla | F10 | F10 | F10 | F10
Total 507
510 | Maint Supervision & Engineering |  | F10 | F10 | F10 | F10
|  | Cholla | F10 | F10 | F10 | F10
Total 510
511 | Maintenance of Structures |  | F10 | F10 | F10 | F10
|  | Cholla | F10 | F10 | F10 | F10
Total 511
512 | Maintenance of Boiler Plant |  | F10 | F10 | F10 | F10
|  | Cholla | F10 | F10 | F10 | F10
Total 512
513 | Maintenance of Electric Plant |  | F10 | F10 | F10 | F10
|  | Cholla | F10 | F10 | F10 | F10
Total 513
514 | Maint of Misc. Steam Plant |  | F10 | F10 | F10 | F10
|  | Cholla | F10 | F10 | F10 | F10
Total 514
Total Steam Power Generation
517 | Operation Super & Engineering |  | F10 | F10 | F10 | F10
518 | Nuclear Fuel Expense |  | F30 | F30 | F30 | F30
519 | Coolants and Water |  | F10 | F10 | F10 | F10
520 | Steam Expenses |  | F10 | F10 | F10 | F10
523 | Electric Expenses |  | F10 | F10 | F10 | F10
524 | Misc. Nuclear Expenses |  | F10 | F10 | F10 | F10
528 | Maint Supervision & Eng |  | F10 | F10 | F10 | F10
529 | Maintenance of Structures |  | F10 | F10 | F10 | F10
530 | Maintenance of Reactor Plant |  | F10 | F10 | F10 | F10
531 | Maintenance of Electric Plant |  | F10 | F10 | F10 | F10
532 | Maintenance of Misc Nuclear |  | F10 | F10 | F10 | F10
Total Nuclear Power Generation
Distribution - METER - Unbundled
9 |  | A | C | C | C | C
FERC ACCT |  | DESCRIPTION | COS Factor | COS Factor | COS Factor | COS Factor
535 | Operation Super & Engineering |  | F10 | F10 | F10 | F10
536 | Water For Power |  | F10 | F10 | F10 | F10
537 | Hydraulic Expenses |  | F10 | F10 | F10 | F10
538 | Electric Expenses |  | F10 | F10 | F10 | F10
539 | Misc. Hydro Expenses |  | F10 | F10 | F10 | F10
540 | Rents (Hydro Generation) |  | F10 | F10 | F10 | F10
541 | Maint Supervision & Engineering |  | F10 | F10 | F10 | F10
542 | Maintenance of Structures |  | F10 | F10 | F10 | F10
543 | Maint of Dams & Waterways |  | F10 | F10 | F10 | F10
544 | Maintenance of Electric Plant |  | F10 | F10 | F10 | F10
545 | Maint of Misc. Hydro Plant |  | F10 | F10 | F10 | F10
Total Hydraulic Power Generation
546 | Operation Super & Engineering |  | F10 | F10 | F10 | F10
547 | Fuel |  | F30 | F92 | F30 | F30
|  | Simple Cycle Combustion Turbine | F30 | F93 | F30 | F30
Total 547
548 | Generation Expense |  | F10 | F10 | F10 | F10
|  | Simple Cycle Combustion Turbine | F10 | F10 | F10 | F10
Total 548
549 | Miscellaneous Other |  | F10 | F10 | F10 | F10
|  | Wind Generation | F10 | F10 | F10 | F10
550 | Maint Supervision & Engineering
|  | System Generation | F10 | F10 | F10 | F10
|  | Wind Generation | F10 | F10 | F10 | F10
Total 550
551 | Maint Supervision & Engineering |  | F10 | F10 | F10 | F10
552 | Maintenance of Structures |  | F10 | F10 | F10 | F10
553 | Maint of Generation & Elect Plant |  | F10 | F10 | F10 | F10
|  | Simple Cycle Combustion Turbine | F10 | F10 | F10 | F10
|  | Wind Generation | F10 | F10 | F10 | F10
Total 553
554 | Maintenance of Misc. Other |  | F10 | F10 | F10 | F10
|  | Simple Cycle Combustion Turbine | F10 | F10 | F10 | F10
|  | Wind Generation | F10 | F10 | F10 | F10
Total 554
Total Other Power Generation
555 | Purchased Power |  | F10 | F10 | F10 | F10
|  | Demand | F10 | F87 | F10 | F10
|  | Energy | F30 | F89 | F30 | F30
|  | Seasonal Contracts | F10 | F88 | F10 | F10
|  | Demand | F10 | F88 | F10 | F10
Total 555
556 | System Control & Load Dispatch |  | F10 | F10 | F10 | F10
557 | Other Expenses |  | F10 | F10 | F10 | F10
2010 Protocol Stipulated Embedded Cost Differential and Adjustment |  | Embedded Cost Differentials
|  | Company Owned Hydro | F10 | F10 | F10 | F10
|  | Company Owned Hydro | F10 | F10 | F10 | F10
|  | Mid-C Contract | F10 | F10 | F10 | F10
|  | Mid-C Contract | F10 | F10 | F10 | F10
|  | Existing QF Contracts | F10 | F10 | F10 | F10
Total Other Power Supply
TOTAL PRODUCTION EXPENSE
Distribution - METER - Unbundled
9 |  | A | C | C | C | C
FERC ACCT |  | DESCRIPTION | COS Factor | COS Factor | COS Factor | COS Factor
560 | Operation Supervision & Eng |  | F106 | F106 | F106 | F106
561 | Load Dispatching |  | F106 | F106 | F106 | F106
562 | Station Expense |  | F106 | F106 | F106 | F106
563 | Overhead Line Expense |  | F106 | F106 | F106 | F106
564 | Underground Line Expense |  | F106 | F106 | F106 | F106
565 | Transm of Electricity by Others |  | F10 | F95 | F10 | F10
| Energy |  | F30 | F96 | F30 | F30
566 | Misc. Transmission Expense |  | F106 | F106 | F106 | F106
567 | Rents - Transmission |  | F106 | F106 | F106 | F106
568 | Maint Supervision & Engineering |  | F106 | F106 | F106 | F106
569 | Maintenance of Structures |  | F106 | F106 | F106 | F106
570 | Maint of Station Equipment |  | F106 | F106 | F106 | F106
571 | Maintenance of Overhead Lines |  | F106 | F106 | F106 | F106
572 | Maint of Underground Lines |  | F106 | F106 | F106 | F106
573 | Maint of Misc Transmission Plant |  | F106 | F106 | F106 | F106
TOTAL TRANSMISSION EXPENSE
Distribution - METER - Unbundled
9 |  | A | C | C | C | C
FERC ACCT |  | DESCRIPTION | COS Factor | COS Factor | COS Factor | COS Factor
580 | Operation Supervision & Eng |  | F131 | F131 | F131 | F131
581 | Load Dispatching |  | F20 | F20 | F20 | F20
582 | Station Expense |  | F120 | F120 | F120 | F120
583 | Overhead Line Expenses |  | F132 | F132 | F132 | F132
584 | Underground Line Expense |  | F133 | F133 | F133 | F133
585 | Street Lighting & Signal Systems |  | F130 | F130 | F130 | F130
586 | Meter Expenses |  | F127 | F127 | F127 | F127
587 | Customer Installation Expenses |  | F20 | F20 | F20 | F20
588 | Misc. Distribution Expenses |  | F131 | F131 | F131 | F131
589 | Rents |  | F131 | F131 | F131 | F131
590 | Maint Supervision & Engineering |  | F131 | F131 | F131 | F131
591 | Maintenance of Structures |  | F119 | F119 | F119 | F119
592 | Maint of Station Equipment |  | F120 | F120 | F120 | F120
593 | Maintenance of Overhead Lines |  | F134 | F134 | F134 | F134
594 | Maint of Underground Lines |  | F135 | F135 | F135 | F135
595 | Maint of Line Transformers |  | F125 | F125 | F125 | F125
596 | Maint of Street Lighting & Signals |  | F130 | F130 | F130 | F130
597 | Maintenance of Meters |  | F127 | F127 | F127 | F127
598 | Maint of Misc. Distribution Plant |  | F131 | F131 | F131 | F131
TOTAL DISTRIBUTION EXPENSE
901 | Supervision |  | F136 | F136 | F136 | F136
902 | Meter Reading Expense |  | F47 | F47 | F47 | F47
903 | Customer Receipts & Collections |  | F48 | F48 | F48 | F48
904 | Uncollectible Accounts |  | F80 | F80 | F80 | F80
905 | Misc. Customer Accounts Exp |  | F136 | F136 | F136 | F136
TOTAL CUSTOMER ACCOUNTS EXPENSE
Distribution - METER - Unbundled
9 |  | A | C | C | C | C
FERC ACCT |  | DESCRIPTION | COS Factor | COS Factor | COS Factor | COS Factor
907 | Supervision |  | F40 | F40 | F40 | F40
908 | Customer Assistance |  | F40 | F40 | F40 | F40
909 | Informational & Instructional Adv |  | F40 | F40 | F40 | F40
910 | Misc. Customer Service |  | F40 | F40 | F40 | F40
TOTAL CUSTOMER SERVICE EXPENSE
911 | Supervision |  | F40 | F40 | F40 | F40
912 | Demonstration & Selling Expense |  | F40 | F40 | F40 | F40
913 | Advertising Expense |  | F40 | F40 | F40 | F40
916 | Misc. Sales Expense |  | F40 | F40 | F40 | F40
TOTAL SALES EXPENSE
920 | Administrative & General Salaries |  | F102x | F102x | F102x | F102x
|  | Customer - System | F42 | F42 | F42 | F42
|  | System Overheads | F102x | F102x | F102x | F102x
Administrative & General Salaries
921 | Office Supplies & expenses |  | F102x | F102x | F102x | F102x
|  | Customer - System | F42 | F42 | F42 | F42
|  | System Overheads | F102x | F102x | F102x | F102x
Office Supplies & expenses
922 | A&G Expenses Transferred | System Overheads | F102x | F102x | F102x | F102x
923 | Outside Services |  | F102x | F102x | F102x | F102x
|  | Customer - System | F42 | F42 | F42 | F42
|  | System Overheads | F102x | F102x | F102x | F102x
Outside Services
924 | Property Insurance |  | F102x | F102x | F102x | F102x
|  | System Generation | F10 | F10 | F10 | F10
|  | System Overheads | F102x | F102x | F102x | F102x
925 | Injuries & Damages |  | F102x | F102x | F102x | F102x
926 | Employee Pensions & Benefits |  | F138x | F138x | F138x | F138x
927 | Franchise Requirements |  | F102 | F102 | F102 | F102
928 | Regulatory Commission Expense |  | F102 | F102 | F102 | F102
|  | Regulatory Expense | F103 | F103 | F103 | F103
929 | Duplicate Charges |  | F102x | F102x | F102x | F102x
930 | Misc General Expenses
|  | Situs | F102x | F102x | F102x | F102x
|  | Customer | F42 | F42 | F42 | F42
|  | Labor | F138x | F138x | F138x | F138x
931 | Rents |  | F102x | F102x | F102x | F102x
935 | Maintenance of General Plant |  | F108 | F108 | F108 | F108
TOTAL ADMINISTRATIVE & GEN EXPENSE
TOTAL O & M EXPENSE
Distribution - METER - Unbundled
9 |  | A | C | C | C | C
FERC ACCT |  | DESCRIPTION | COS Factor | COS Factor | COS Factor | COS Factor
403SP | Steam Depreciation |  | F10 | F10 | F10 | F10
403NP | Nuclear Depreciation |  | F10 | F10 | F10 | F10
403HP | Hydro Depreciation |  | F10 | F10 | F10 | F10
403OP | Other Production Depreciation |  | F10 | F10 | F10 | F10
|  | Simple Cycle Combustion Turbine | F10 | F10 | F10 | F10
|  | System Generation | F10 | F10 | F10 | F10
|  | Wind Generation | F10 | F10 | F10 | F10
Total 403OP
403TP | Transmission Depreciation |  | F106 | F106 | F106 | F106
403 | Distribution Depreciation
|  | Land Rights | F118 | F118 | F118 | F118
|  | Structures | F119 | F119 | F119 | F119
|  | Station Equip | F120 | F120 | F120 | F120
|  | Poles & Towers | F121 | F121 | F121 | F121
|  | OH Conductors | F122 | F122 | F122 | F122
|  | UG Conduit | F123 | F123 | F123 | F123
|  | UG Conductor | F124 | F124 | F124 | F124
|  | Line Transformer | F125 | F125 | F125 | F125
|  | Services | F126 | F126 | F126 | F126
|  | Meters | F127 | F127 | F127 | F127
|  | Inst Cust Premises | F128 | F128 | F128 | F128
|  | Leased Property | F129 | F129 | F129 | F129
|  | Street Lighting | F130 | F130 | F130 | F130
Total Distribution Expense
403GP | General Depreciation
|  | Situs | F107x | F107x | F107x | F107x
|  | System Generation | F105x | F105x | F105x | F105x
|  | System Generation | F105x | F105x | F105x | F105x
|  | Energy | F30 | F30 | F30 | F30
|  | Customer - System | F42 | F42 | F42 | F42
|  | System Generation | F105x | F105x | F105x | F105x
|  | System Overheads | F102x | F102x | F102x | F102x
|  | Simple Cycle Combustion Turbine | F10 | F10 | F105x | F10
|  | Cholla | F10 | F10 | F102x | F10
Total General Expense
403GV0 | General Vehicles |  | F105x | F105x | F105x | F105x
403MP | Mining Depreciation |  | F30 | F30 | F30 | F30
403EP | Experimental Plant Depreciation |  | F10 | F10 | F10 | F10
TOTAL DEPRECIATION EXPENSE
404CLG | Amort of LT Plant - Cap. Lease Gen
| Situs |  | F10 | F10 | F10 | F10
| System Generation |  | F10 | F10 | F10 | F10
| System Overheads |  | F102x | F102x | F102x | F102x
| System Generation |  | F10 | F10 | F10 | F10
| Customer - System |  | F42 | F42 | F42 | F42
| System Generation |  | F10 | F10 | F105x | F10
Total Amort. Cap. Lease General
404CLS | Amort of LT Plant - Cap Lease Steam |  | F10 | F10 | F10 | F10
404IP | Amort of LT Plant - Intangible Plant
|  | Situs | F107x | F107x | F107x | F107x
|  | Energy | F30 | F30 | F30 | F30
|  | System Generation | F105x | F105x | F105x | F105x
|  | System Overheads | F102x | F102x | F102x | F102x
|  | Customer - System | F42 | F42 | F42 | F42
|  | System Generation | F105x | F105x | F105x | F105x
|  | System Generation | F105x | F105x | F105x | F105x
|  | System Generation | F105x | F105x | F105x | F105x
|  | System Generation | F105x | F105x | F105x | F105x
|  | System Generation | F105x | F105x | F105x | F105x
|  | System Generation | F10 | F10 | F10 | F10
Total Amort. Intangible Plant
Distribution - METER - Unbundled
9 |  | A | C | C | C | C
FERC ACCT |  | DESCRIPTION | COS Factor | COS Factor | COS Factor | COS Factor
404O | Amort of LT Plant - Other Plant |  | F10 | F10 | F10 | F10
404HP | Amort of Other Electric Plant |  | F10 | F10 | F10 | F10
405 | Amort of Other Electric Plant |  | F10 | F10 | F10 | F10
406 | Amort of Plant Acquisition Adj |  | F10 | F10 | F10 | F10
407 | Amort of Prop Losses, Unrec Plant, |  | F151 | F151 | F151 | F151
TOTAL AMORTIZATION EXPENSE
408 | Total Taxes Other Than Income |  | F101x | F101x | F101x | F101x
41140 | Deferred I T C - Federal |  | F101x | F101x | F101x | F101x
41141 | Deferred I T C - Idaho |  | F101x | F101x | F101x | F101x
TOTAL DEFERRED ITC
427 | Interest on Long-Term Debt
428-432 |  | Electric Interest Deductions for Tax | F104x | F104x | F104x | F104x
41010 | Deferred Income Tax - Federal-DR |  | F101x | F101x | F101x | F101x
41020 | Deferred Income Tax - State-DR |  | F101x | F101x | F101x | F101x
41120 | Deferred Income Tax - Federal-CR |  | F101x | F101x | F101x | F101x
41111 | Deferred Income Tax - State-CR |  | F101x | F101x | F101x | F101x
TOTAL DEFERRED INCOME TAXES
SCHMAF | Additions - Flow Through
|  | S | F101x | F101x | F101x | F101x
|  | SNP | F104x | F104x | F104x | F104x
|  | SO | F102x | F102x | F102x | F102x
|  | SE | F30 | F30 | F30 | F30
|  | TROJP | F10 | F10 | F10 | F10
|  | SG | F10 | F10 | F10 | F10
SCHMAP | Additions - Permanent
|  | S | F101x | F101x | F101x | F101x
|  | SE | F30 | F30 | F30 | F30
|  | SNP | F104x | F104x | F104x | F104x
|  | SO | F102x | F102x | F102x | F102x
|  | SG | F10 | F10 | F10 | F10
|  | BADDEBT | F80 | F80 | F80 | F80
SCHMAT | Additions - Temporary
|  | S | F101x | F101x | F101x | F101x
|  | SGCT | F10 | F10 | F10 | F10
|  | CIAC | F104x | F104x | F104x | F104x
|  | SNP | F104x | F104x | F104x | F104x
|  | TROJD | F10 | F10 | F10 | F10
|  | SG | F10 | F10 | F10 | F10
|  | SE | F30 | F30 | F30 | F30
|  | SG | F10 | F10 | F10 | F10
|  | GPS | F102x | F102x | F102x | F102x
|  | SO | F102x | F102x | F102x | F102x
|  | SNPD | F104x | F104x | F104x | F104x
|  | BADDEBT | F80 | F80 | F80 | F80
|  | TAXDEPR | F151x | F151x | F151x | F151x
|  | SCHMDEXP | F151x | F151x | F151x | F151x
TOTAL SCHEDULE - M ADDITIONS
SCHMDF | Deductions - Flow Through
|  | S | F101x | F101x | F101x | F101x
|  | DGP | F10 | F10 | F10 | F10
|  | DGU | F10 | F10 | F10 | F10
SCHMDP | Deductions - Permanent
|  | S | F101x | F101x | F101x | F101x
|  | SE | F30 | F30 | F30 | F30
|  | SNP | F104x | F104x | F104x | F104x
|  | IBT | F150x | F150x | F150x | F150x
|  | SG | F10 | F10 | F10 | F10
|  | SO | F102x | F102x | F102x | F102x
SCHMDT | Deductions - Temporary
|  | S | F101x | F101x | F101x | F101x
|  | BADDEBT | F80 | F80 | F80 | F80
|  | SNP | F104x | F104x | F104x | F104x
|  | CN | F40 | F40 | F40 | F40
|  | TROJD | F10 | F10 | F10 | F10
|  | DGP | F10 | F10 | F10 | F10
|  | SE | F30 | F30 | F30 | F30
|  | SG | F10 | F10 | F10 | F10
|  | GPS | F102x | F102x | F102x | F102x
|  | SO | F102x | F102x | F102x | F102x
|  | TAXDEPR | F151x | F151x | F151x | F151x
|  | SNPD | F104x | F104x | F104x | F104x
TOTAL SCHEDULE - M DEDUCTIONS
TOTAL SCHEDULE - M ADJUSTMENTS
| State Income Taxes Before Credits |  | F150x | F150x | F150x | F150x
| Renewable Energy Credits |  | F10 | F10 | F10 | F10
40911 | State Income Taxes
Calculation of Taxable Income
Operating Revenues
Operating Deductions
O & M Expenses
Depreciation Expense
Amortization Expense
Taxes Other Than Income
| Interest & Dividends (AFUDC-Equity) |  | F104x | F104x | F104x | F104x
Misc Revenue & Expense
Total Operating Deductions
Other Deductions
| Interest Deductions |  | F101x | F101x | F101x | F101x
Interest on PCRBS
Schedule M Adjustments
Income Before State Taxes
State Income Taxes
Adjustments to Calculated Tax:
|  | PMI | F30 | F30 | F30 | F30
|  | Renewable Energy Credits | F10 | F10 | F10 | F10
|  | System Overheads | F102x | F102x | F102x | F102x
|  | Situs | F107x | F107x | F107x | F107x
Total Adjustments
35%
40910 | Federal Income Tax
TOTAL OPERATING EXPENSES
Distribution - METER - Unbundled
9 |  | A | C | C | C | C
FERC ACCT |  | DESCRIPTION | COS Factor | COS Factor | COS Factor | COS Factor
310 | Land and Land Rights |  | F10 | F10 | F10 | F10
Total 310
311 | Structures and Improvements |  | F10 | F10 | F10 | F10
Total 311
312 | Boiler Plant Equipment |  | F10 | F10 | F10 | F10
Total 312
314 | Turbogenerator Units |  | F10 | F10 | F10 | F10
Total 314
315 | Accessory Electric Equipment |  | F10 | F10 | F10 | F10
Total 316
316 | Misc Power Plant Equipment |  | F10 | F10 | F10 | F10
Total 316
S00 | Unclassified Steam Plant - Acct 300 |  | F10 | F10 | F10 | F10
Total Steam Production Plant
320 | Land and Land Rights |  | F10 | F10 | F10 | F10
321 | Structures and Improvements |  | F10 | F10 | F10 | F10
322 | Reactor Plant Equipment |  | F10 | F10 | F10 | F10
323 | Turbogenerator Units |  | F10 | F10 | F10 | F10
324 | Land and Land Rights |  | F10 | F10 | F10 | F10
325 | Misc. Power Plant Equipment |  | F10 | F10 | F10 | F10
N00 | Unclassified Nuclear Plt - Acct 300 |  | F10 | F10 | F10 | F10
Total Nuclear Production Plant
330 | Land and Land Rights |  | F10 | F10 | F10 | F10
331 | Structures and Improvements |  | F10 | F10 | F10 | F10
332 | Reservoirs, Dams & Waterways |  | F10 | F10 | F10 | F10
333 | Water Wheel, Turbines, & Generators |  | F10 | F10 | F10 | F10
334 | Accessory Electric Equipment |  | F10 | F10 | F10 | F10
335 | Misc. Power Plant Equipment |  | F10 | F10 | F10 | F10
336 | Roads, Railroads & Bridges |  | F10 | F10 | F10 | F10
H00 | Unclassified Hydro Plant - Acct 300 |  | F10 | F10 | F10 | F10
Total Hydraulic Plant
Distribution - METER - Unbundled
9 |  | A | C | C | C | C
FERC ACCT |  | DESCRIPTION | COS Factor | COS Factor | COS Factor | COS Factor
340 | Land and Land Rights |  | F10 | F10 | F10 | F10
|  | Wind Generation | F10 | F10 | F10 | F10
|  | Simple Cycle Combustion Turbine | F10 | F10 | F10 | F10
Total 340
341 | Structures and Improvements |  | F10 | F10 | F10 | F10
|  | Wind Generation | F10 | F10 | F10 | F10
|  | Simple Cycle Combustion Turbine | F10 | F10 | F10 | F10
Total 341
342 | Fuel Holders, Producers & Access |  | F10 | F10 | F10 | F10
|  | Simple Cycle Combustion Turbine | F10 | F10 | F10 | F10
Total 342
343 | Prime Movers |  | F10 | F10 | F10 | F10
|  | Wind Generation | F10 | F10 | F10 | F10
|  | Simple Cycle Combustion Turbine | F10 | F10 | F10 | F10
Total 343
344 | Generators |  | F10 | F10 | F10 | F10
|  | Wind Generation | F10 | F10 | F10 | F10
|  | Simple Cycle Combustion Turbine | F10 | F10 | F10 | F10
Total 344
345 | Accessory Electric Plant |  | F10 | F10 | F10 | F10
|  | Wind Generation | F10 | F10 | F10 | F10
|  | Simple Cycle Combustion Turbine | F10 | F10 | F10 | F10
Total 345
346 | Misc. Power Plant Equipment |  | F10 | F10 | F10 | F10
|  | Wind Generation | F10 | F10 | F10 | F10
O00 | Unclassified Other Prod - Acct 300 |  | F10 | F10 | F10 | F10
Total Other Production Plant
Experimental Plant
103 | Experimental Plant |  | F10 | F10 | F10 | F10
TOTAL PRODUCTION PLANT
350 | Land and Land Rights
|  | Demand | F10 | F10 | F10 | F10
|  | Direct Assigned | A | A | A | A
352 | Structures and Improvements
|  | Demand | F10 | F10 | F10 | F10
|  | Direct Assigned | A | A | A | A
353 | Station Equipment
|  | Demand | F10 | F10 | F10 | F10
|  | Direct Assigned | A | A | A | A
354 | Towers and Fixtures
|  | Demand | F10 | F10 | F10 | F10
|  | Direct Assigned | A | A | A | A
355 | Poles and Fixtures
|  | Demand | F10 | F10 | F10 | F10
|  | Direct Assigned | A | A | A | A
356 | Overhead Conductors
|  | Demand | F10 | F10 | F10 | F10
|  | Direct Assigned | A | A | A | A
357 | Underground Conduit
|  | Demand | F10 | F10 | F10 | F10
|  | Direct Assigned | A | A | A | A
358 | Underground Conductors
|  | Demand | F10 | F10 | F10 | F10
|  | Direct Assigned | A | A | A | A
359 | Roads and Trails
|  | Demand | F10 | F10 | F10 | F10
|  | Direct Assigned | A | A | A | A
T00 | Unclassified Trans Plant - Acct 300 |  | F10 | F10 | F10 | F10
TS0 | Unclassified Trans Sub - Acct 300 |  | F10 | F10 | F10 | F10
TOTAL TRANSMISSION PLANT
Distribution - METER - Unbundled
9 |  | A | C | C | C | C
FERC ACCT |  | DESCRIPTION | COS Factor | COS Factor | COS Factor | COS Factor
360 | Land and Land Rights
|  | Demand Primary | F20 | F20 | F20 | F20
|  | Assigned | A | A | A | A
361 | Structures and Improvements
|  | Demand Primary | F20 | F20 | F20 | F20
|  | Assigned | A | A | A | A
362 | Station Equipment
|  | Demand Primary | F20 | F20 | F20 | F20
|  | Assigned | A | A | A | A
364 | Poles, Towers & Fixtures
|  | Demand Primary | F20 | F20 | F20 | F20
|  | Demand Secondary | F22 | F22 | F22 | F22
|  | Assigned | A | A | A | A
365 | Overhead Conductors
|  | Demand Primary | F20 | F20 | F20 | F20
|  | Demand Secondary | F22 | F22 | F22 | F22
|  | Assigned | A | A | A | A
366 | Underground Conduit
|  | Demand Primary | F20 | F20 | F20 | F20
|  | Demand Secondary | F22 | F22 | F22 | F22
|  | Assigned | A | A | A | A
367 | Underground Conductors
|  | Demand Primary | F20 | F20 | F20 | F20
|  | Demand Secondary | F22 | F22 | F22 | F22
|  | Assigned | A | A | A | A
368 | Line Transformers
|  | Demand Secondary | F21 | F21 | F21 | F21
|  | Assigned | A | A | A | A
369 | Services
|  | Customer | F70 | F70 | F70 | F70
|  | Assigned | A | A | A | A
370 | Meters
|  | Customer | F60 | F60 | F60 | F60
|  | Assigned | A | A | A | A
371 | Install on Customers' Premises
|  | Demand Primary | F20 | F20 | F20 | F20
|  | Demand Secondary | F22 | F22 | F22 | F22
|  | Assigned | A | A | A | A
372 | Leased Property
|  | Demand Primary | F20 | F20 | F20 | F20
|  | Demand Secondary | F22 | F22 | F22 | F22
|  | Assigned | A | A | A | A
373 | Street Lights |  | A | A | A | A
D00 | Unclassified Dist Plant - Acct 300 |  | F22 | F22 | F22 | F22
DS0 | Unclassified Dist Sub - Acct 300 |  | F20 | F20 | F20 | F20
TOTAL DISTRIBUTION PLANT
Distribution - METER - Unbundled
9 |  | A | C | C | C | C
FERC ACCT |  | DESCRIPTION | COS Factor | COS Factor | COS Factor | COS Factor
389 | Land and Land Rights
|  | Situs | F107x | F107x | F107x | F107x
|  | Customer - System | F42 | F42 | F42 | F42
|  | System Generation | F105x | F105x | F105x | F105x
|  | System Generation | F105x | F105x | F105x | F105x
|  | System Overheads | F102x | F102x | F102x | F102x
Total Land & Land Rights
390 | Structures and Improvements
|  | Situs | F107x | F107x | F107x | F107x
|  | System Generation | F105x | F105x | F105x | F105x
|  | System Generation | F105x | F105x | F105x | F105x
|  | System Generation | F105x | F105x | F105x | F105x
|  | Customer - System | F42 | F42 | F42 | F42
|  | System Generation | F102x | F102x | F102x | F102x
|  | System Overheads | F102x | F102x | F102x | F102x
Total Structures and Improvements
391 | Office Furniture & Equipment
|  | Situs | F107x | F107x | F107x | F107x
|  | System Generation | F105x | F105x | F105x | F105x
|  | System Generation | F105x | F105x | F105x | F105x
|  | Customer - System | F42 | F42 | F42 | F42
|  | System Generation | F105x | F105x | F105x | F105x
|  | Energy | F30 | F30 | F30 | F30
|  | System Overheads | F102x | F102x | F102x | F102x
|  | Cholla | F10 | F10 | F105x | F10
|  | Simple Cycle Combustion Turbine | F10 | F10 | F105x | F10
Total Office Furniture & Equipment
392 | Transportation Equipment
|  | Situs | F107x | F107x | F107x | F107x
|  | System Overheads | F102x | F102x | F102x | F102x
|  | System Generation | F105x | F105x | F105x | F105x
|  | Customer - System | F42 | F42 | F42 | F42
|  | System Generation | F105x | F105x | F105x | F105x
|  | Energy | F30 | F30 | F30 | F30
|  | System Generation | F105x | F105x | F105x | F105x
|  | Cholla | F10 | F10 | F105x | F10
|  | Simple Cycle Combustion Turbine | F10 | F10 | F10 | F10
Total Transportation Equipment
393 | Stores Equipment
|  | Situs | F107x | F107x | F107x | F107x
|  | System Generation | F105x | F105x | F105x | F105x
|  | System Generation | F105x | F105x | F105x | F105x
|  | System Overheads | F102x | F102x | F102x | F102x
|  | System Generation | F105x | F105x | F105x | F105x
|  | Simple Cycle Combustion Turbine | F10 | F10 | F102x | F10
Total Stores Equipment
394 | Tools, Shop & Garage Equipment
|  | Situs | F107x | F107x | F107x | F107x
|  | System Generation | F105x | F105x | F105x | F105x
|  | System Generation | F105x | F105x | F105x | F105x
|  | System Overheads | F102x | F102x | F102x | F102x
|  | Energy | F30 | F30 | F30 | F30
|  | System Generation | F105x | F105x | F105x | F105x
|  | Cholla | F10 | F10 | F105x | F10
|  | Simple Cycle Combustion Turbine | F10 | F10 | F102x | F10
Total Tools, Shop & Garage Equipment
395 | Laboratory Equipment
|  | Situs | F107x | F107x | F107x | F107x
|  | System Generation | F105x | F105x | F105x | F105x
|  | System Generation | F105x | F105x | F105x | F105x
|  | System Overheads | F102x | F102x | F102x | F102x
|  | Energy | F30 | F30 | F30 | F30
|  | System Generation | F105x | F105x | F105x | F105x
|  | Cholla | F10 | F10 | F105x | F10
|  | Simple Cycle Combustion Turbine | F10 | F10 | F102x | F10
Total Laboratory Equipment
396 | Power Operated Equipment
|  | Situs | F107x | F107x | F107x | F107x
|  | System Generation | F105x | F105x | F105x | F105x
|  | System Generation | F105x | F105x | F105x | F105x
|  | System Overheads | F102x | F102x | F102x | F102x
|  | System Generation | F105x | F105x | F105x | F105x
|  | Energy | F30 | F30 | F30 | F30
|  | Cholla | F10 | F10 | F105x | F10
|  | Simple Cycle Combustion Turbine | F10 | F10 | F102x | F10
Total Power Operated Equipment
397 | Communication Equipment
|  | Situs | F107x | F107x | F107x | F107x
|  | System Generation | F105x | F105x | F105x | F105x
|  | System Generation | F105x | F105x | F105x | F105x
|  | System Overheads | F102x | F102x | F102x | F102x
|  | Customer - System | F42 | F42 | F42 | F42
|  | System Generation | F105x | F105x | F105x | F105x
|  | Energy | F30 | F30 | F30 | F30
|  | Cholla | F10 | F10 | F105x | F10
|  | Simple Cycle Combustion Turbine | F10 | F10 | F102x | F10
Total Communication Equipment
Distribution - METER - Unbundled
9 |  | A | C | C | C | C
FERC ACCT |  | DESCRIPTION | COS Factor | COS Factor | COS Factor | COS Factor
398 | Misc. Equipment
|  | Situs | F107x | F107x | F107x | F107x
|  | System Generation | F105x | F105x | F105x | F105x
|  | System Generation | F105x | F105x | F105x | F105x
|  | Customer - System | F42 | F42 | F42 | F42
|  | System Overheads | F102x | F102x | F102x | F102x
|  | System Energy | F30 | F30 | F30 | F30
|  | Simple Cycle Combustion Turbine | F105x | F105x | F105x | F105x
Total Misc. Equipment
399 | Coal Mine |  | F30 | F30 | F30 | F30
399L | WIDCO Capital Lease |  | F30 | F30 | F30 | F30
| Remove Capital Lease |  | F30 | F30 | F30 | F30
390L | General Capital Lease
|  | Situs | F107x | F107x | F107x | F107x
|  | System Generation | F105x | F105x | F105x | F105x
|  | System Overheads | F102x | F102x | F102x | F102x
Remove Capital Lease
392L | General Vehicles Capital Lease |  | F30 | F30 | F30 | F30
| Remove Capital Lease |  | F30 | F30 | F30 | F30
G00 | Unclassified Gen Plant - Acct 300 |  | F102x | F102x | F102x | F102x
GV0 | Unclassified Gen Veh - Acct 300 |  | F102x | F102x | F102x | F102x
TOTAL GENERAL PLANT
301 | Organization
|  | Situs | F107x | F107x | F107x | F107x
|  | System Overheads | F102x | F102x | F102x | F102x
|  | System Generation | F105x | F105x | F105x | F105x
Total Organization
302 | Franchise & Consent
|  | Situs | F107x | F107x | F107x | F107x
|  | System Generation | F105x | F105x | F105x | F105x
|  | System Generation | F105x | F105x | F105x | F105x
|  | System Generation | F105x | F105x | F105x | F105x
|  | System Generation | F105x | F105x | F105x | F105x
|  | System Generation | F105x | F105x | F105x | F105x
Total Franchise & Consent
303 | Miscellaneous Intangible Plant
|  | Situs | F107x | F107x | F107x | F107x
|  | System Generation | F105x | F105x | F105x | F105x
|  | System Overheads | F102x | F102x | F102x | F102x
|  | Energy | F30 | F30 | F30 | F30
|  | Customer - System | F42 | F42 | F42 | F42
|  | Simple Cycle Combustion Turbine | F10 | F105x | F10 | F10
|  | System Generation | F105x | F105x | F105x | F105x
Total Miscellaneous Intangible Plant
I00 | Unclass Intangible Plant - Acct 300 |  | F102x | F102x | F102x | F102x
TOTAL INTANGIBLE PLANT
TOTAL ELECTRIC PLANT IN SERVICE
Distribution - METER - Unbundled
9 |  | A | C | C | C | C
FERC ACCT |  | DESCRIPTION | COS Factor | COS Factor | COS Factor | COS Factor
105 | Plant Held For Future Use
|  | Situs | F20 | F20 | F20 | F20
|  | System Generation | F10 | F10 | F10 | F10
|  | System Generation | F10 | F10 | F10 | F10
|  | System Generation | F10 | F10 | F10 | F10
|  | Energy | F30 | F30 | F30 | F30
|  | General | F102 | F102 | F102 | F102
Total Plant Held For Future Use
114 | Electric Plant Acquisition Adjust |  | F10 | F10 | F10 | F10
115 | Accum Prov for Asset Acquisition Adj |  | F10 | F10 | F10 | F10
128 | Pensions |  | F102x | F102x | F102x | F102x
124 | Weatherization |  | F11 | F11 | F11 | F11
151 | Fuel Stock |  | F30 | F30 | F30 | F30
|  | Cholla | F30 | F30 | F30 | F30
Total Fuel Stock
152 | Fuel Stock - Undistributed |  | F30 | F30 | F30 | F30
25316 | DG&T Working Capital Deposit |  | F30 | F30 | F30 | F30
25317 | DG&T Working Capital Deposit |  | F30 | F30 | F30 | F30
25319 | Provo Working Capital Deposit |  | F30 | F30 | F30 | F30
154 | Materials and Supplies |  | F102x | F102x | F102x | F102x
163 | Stores Expense Undistributed |  | F102x | F102x | F102x | F102x
25318 | Provo Working Capital Deposit |  | F102x | F102x | F102x | F102x
165 | Prepayments |  | F102x | F102x | F102x | F102x
|  | General Plant | F102x | F102x | F102x | F102x
|  | System Generation | F102x | F102x | F102x | F102x
|  | System Energy | F30 | F30 | F30 | F30
|  | System Overheads | F102x | F102x | F102x | F102x
Total Prepayments
182 | Misc Regulatory Assets |  | F102x | F102x | F102x | F102x
|  | System Generation | F102x | F102x | F102x | F102x
|  | Simple Cycle Combustion Turbine | F102x | F102x | F102x | F102x
|  | System Generation | F102x | F102x | F102x | F102x
|  | Energy | F30 | F30 | F30 | F30
|  | System Generation | F102x | F102x | F102x | F102x
|  | System Overheads | F102x | F102x | F102x | F102x
Total Misc Regulatory Assets
186 | Misc Deferred Debits |  | F102x | F102x | F102x | F102x
|  | System Generation | F102x | F102x | F102x | F102x
|  | System Generation | F102x | F102x | F102x | F102x
|  | System Generation | F102x | F102x | F102x | F102x
|  | System Overheads | F102x | F102x | F102x | F102x
|  | System Energy | F30 | F30 | F30 | F30
|  | System Net Steam Plant | F102x | F102x | F102x | F102x
|  | Excise Tax | F102x | F102x | F102x | F102x
Total Misc Deferred Debits
CWC | Cash Working Capital
OWC | Other Working Capital |  | F137x | F137x | F137x | F137x
Total Other Working Capital
18222 | Nuclear Plant |  | F10 | F10 | F10 | F10
1869 | Misc Deferred Debits-Trojan |  | F10 | F10 | F10 | F10
141 | Impact Housing - Notes Receivable |  | F30 | F30 | F30 | F30
TOTAL RATE BASE ADDITIONS
Distribution - METER - Unbundled
9 |  | A | C | C | C | C
FERC ACCT |  | DESCRIPTION | COS Factor | COS Factor | COS Factor | COS Factor
235 | Customer Service Deposits |  | F51 | F51 | F51 | F51
2281 | Accum Prov for Property Insurance |  | F102x | F102x | F102x | F102x
2282 | Accum Prov for Injuries & Damages |  | F102x | F102x | F102x | F102x
2283 | Accum Prov for Pension & Benefits |  | F102x | F102x | F102x | F102x
25335 | Accum Prov for Pension & Benefits |  | F30 | F30 | F30 | F30
22844 | Accum Hydro Relicensing Obligation |  | F10 | F10 | F10 | F10
254 | Reg Liabilities - Insurance Provision |  | F30 | F30 | F30 | F30
254 |  | Situs | F102x | F102x | F102x | F102x
22842 | Accum Misc Oper Prov - Trojan |  | F10 | F10 | F10 | F10
252 | Customer Advances for Const |  | F50 | F50 | F50 | F50
25398 | SO2 Emissions |  | F30 | F30 | F30 | F30
25399 | Other Deferred Credits |  | F10 | F10 | F10 | F10
190 | Accum Deferred Income Taxes |  | F104x | F104x | F104x | F104x
|  | Customer System | F42 | F42 | F42 | F42
|  | Labor | F138x | F138x | F138x | F138x
|  | System Generation | F104x | F104x | F104x | F104x
|  | IBT | F141 | F141 | F141 | F141
|  | Bad Debt Expense | F104x | F104x | F104x | F104x
|  | TROJP | F104x | F104x | F104x | F104x
|  | System Generation | F104x | F104x | F104x | F104x
|  | Energy | F104x | F104x | F104x | F104x
|  | System Net Plant | F104x | F104x | F104x | F104x
|  | Division Net Plant Distribution | F104x | F104x | F104x | F104x
|  | Simple Cycle Combustion Turbine | F10 | F10 | F102x | F10
Total Accum Deferred Income Taxes
281 | Accum Deferred Income Taxes |  | F104x | F104x | F104x | F104x
282 | Accum Deferred Income Taxes |  | F104x | F104x | F104x | F104x
|  | DITBAL | F104x | F104x | F104x | F104x
|  | System Net Plant | F104x | F104x | F104x | F104x
|  | Labor | F138x | F138x | F138x | F138x
|  | GPS | F104x | F104x | F104x | F104x
|  | CIAC | F104x | F104x | F104x | F104x
|  | SNPD | F104x | F104x | F104x | F104x
|  | SCHMDEXP | F104x | F104x | F104x | F104x
|  | TAXDEPR | F104x | F104x | F104x | F104x
|  | DGP | F104x | F104x | F104x | F104x
|  | IBT | F104x | F104x | F104x | F104x
|  | SSGCT | F104x | F104x | F104x | F104x
|  | SSGCH | F104x | F104x | F104x | F104x
|  | SE | F104x | F104x | F104x | F104x
|  | SG | F104x | F104x | F104x | F104x
Total Accum Deferred Income Taxes
283 | Accum Deferred Income Taxes |  | F104x | F104x | F104x | F104x
|  | System Generation | F104x | F104x | F104x | F104x
|  | Energy | F104x | F104x | F104x | F104x
|  | Labor | F138x | F138x | F138x | F138x
|  | General Plant | F104x | F104x | F104x | F104x
|  | System Net Plant | F104x | F104x | F104x | F104x
|  | TROJP | F104x | F104x | F104x | F104x
|  | System Generation | F104x | F104x | F104x | F104x
|  | Simple Cycle Combustion Turbine | F104x | F104x | F104x | F104x
|  | System Generation | F104x | F104x | F104x | F104x
Total Accum Deferred Income Taxes
255 | Accum Investment Tax Credit |  | F104x | F104x | F104x | F104x
TOTAL RATE BASE DEDUCTIONS
108SP | Steam Prod Accumulated Depr |  | F10 | F10 | F10 | F10
108NP | Nuclear Prod Accumulated Depr |  | F10 | F10 | F10 | F10
108HP | Hydraulic Prod Accum Depr |  | F10 | F10 | F10 | F10
108OP | Other Production - Accum Depr |  | F10 | F10 | F10 | F10
|  | Simple Cycle Combustion Turbine | F10 | F10 | F10 | F10
|  | Wind Generation | F10 | F10 | F10 | F10
|  | System Generation | F10 | F10 | F10 | F10
|  | System Generation | F10 | F10 | F10 | F10
Total Other Production - Accum Depr
108EP | Experimental Plant - Accum Depr |  | F10 | F10 | F10 | F10
TOTAL PRODUCTION PLANT DEPRECIATION
108TP | Transmission Plant Accum Depr |  | F106 | F106 | F106 | F106
108360 | Land and Land Rights |  | F118 | F118 | F118 | F118
108361 | Structures and Improvements |  | F119 | F119 | F119 | F119
108362 | Station Equipment |  | F120 | F120 | F120 | F120
Distribution - METER - Unbundled
9 |  | A | C | C | C | C
FERC ACCT |  | DESCRIPTION | COS Factor | COS Factor | COS Factor | COS Factor
108364 | Poles, Towers & Fixtures |  | F121 | F121 | F121 | F121
108365 | Overhead Conductors |  | F122 | F122 | F122 | F122
108366 | Underground Conduit |  | F123 | F123 | F123 | F123
108367 | Underground Conductors |  | F124 | F124 | F124 | F124
108368 | Line Transformers |  | F125 | F125 | F125 | F125
108369 | Services |  | F126 | F126 | F126 | F126
108370 | Meters |  | F127 | F127 | F127 | F127
108371 | Install on Customers' Premises |  | F128 | F128 | F128 | F128
108372 | Leased Property |  | F129 | F129 | F129 | F129
108373 | Street Lights |  | F130 | F130 | F130 | F130
108D00 | Unclassified Dist Plant - Acct 300 |  | F121 | F121 | F121 | F121
108DS | Unclassified Dist Sub - Acct 300 |  | F120 | F120 | F120 | F120
108D | Unclassified Dist Sub - Acct 300 |  | F102x | F102x | F102x | F102x
TOTAL DISTRIBUTION PLANT DEPR
108GP | General Plant Accumulated Depr
|  | Situs | F107x | F107x | F107x | F107x
|  | System Generation | F105x | F105x | F105x | F105x
|  | System Generation | F105x | F105x | F105x | F105x
|  | System Generation | F105x | F105x | F105x | F105x
|  | Customer - System | F42 | F42 | F42 | F42
|  | System Overheads | F102x | F102x | F102x | F102x
|  | Energy | F30 | F30 | F30 | F30
|  | Simple Cycle Combustion Turbine | F10 | F10 | F105x | F10
|  | Cholla | F10 | F10 | F105x | F10
Total General Plant Accumulated Depr
108MP | Mining Plant Accumulated Depr. |  | F30 | F30 | F30 | F30
1081390 | Accum Depr - Capital Lease |  | F30 | F30 | F30 | F30
| Remove Capital Lease |  | F30 | F30 | F30 | F30
1081399L | Accum Depr - Capital Lease |  | F30 | F30 | F30 | F30
|  | Energy | F30 | F30 | F30 | F30
| Remove Capital Lease |  | F30 | F30 | F30 | F30
TOTAL GENERAL PLANT ACCUM DEPR
TOTAL ACCUM DEPR - PLANT IN SERVICE
111CLS | Accum Prov for Amort-Steam |  | F10 | F10 | F10 | F10
111CLG | Accum Prov for Amort-General
| Situs |  | F108x | F108x | F108x | F108x
| Customer - System |  | F40 | F40 | F40 | F40
| System Generation |  | F108x | F108x | F108x | F108x
| System Overheads |  | F108x | F108x | F108x | F108x
| Energy |  | F108x | F108x | F108x | F108x
Total Accum Prov for Amort-General
111CLH | Accum Prov for Amort-Hydro |  | F10 | F10 | F10 | F10
111IP | Accum Prov for Amort-Intangible
|  | Situs | F107x | F107x | F107x | F107x
|  | System Generation | F105x | F105x | F105x | F105x
|  | System Generation | F105x | F105x | F105x | F105x
|  | Energy | F30 | F30 | F30 | F30
|  | System Generation | F105x | F105x | F105x | F105x
|  | System Generation | F105x | F105x | F105x | F105x
|  | System Generation | F105x | F105x | F105x | F105x
|  | Customer - System | F42 | F42 | F42 | F42
|  | System Generation | F105x | F105x | F105x | F105x
|  | Cholla | F10 | F10 | F105x | F10
|  | System Overheads | F102x | F102x | F102x | F102x
Total Accum Prov for Amort-Intangible
111390 | Accum Prov for Amort-Capital Lease |  | F30 | F30 | F30 | F30

## COS Factor Table
Factor Table COS
Rocky Mountain Power
Cost Of Service By Rate Schedule - COS Factor Summary
State of Utah
2010 Protocol (Non Wgt)
12 Months Ended Dec 2015
Class Allocation Factors
A | B | C |  | D | E | F | G | H | I | J | K | L | M | N | O | P
COS |  | Dmd |  | D: Eng
Factor | DESCRIPTION | Split |  |  | Residential Sch 1 | General Large Dist. Sch 6 | General +1 MW Sch 8 | Street & Area Lighting Sch. 7,11,12 | General Trans Sch 9 | Irrigation Sch 10 | Traffic Signals Sch 15 | Outdoor Lighting Sch 15 | General Small Dist. Sch 23 | Industrial Cust 1 | Industrial Cust 2 | Factor
A | Direct Assignment
F10 | Coincident Peak, System | 75% | / | 25% | 0.36318 | 0.26624 | 0.079589 | 0.0017961 | 0.17311 | 0.0089376 | 0.00024731 | 0.00041666 | 0.063311 | 0.020194 | 0.022989 | 1
F11 | Coincident Peak, System | 50% | / | 50% | 0.33903 | 0.26882 | 0.083134 | 0.0024209 | 0.1847 | 0.0094168 | 0.00026629 | 0.00054722 | 0.062231 | 0.02134 | 0.028093 | 1
F12 | Coincident Peak, System | 100% | / | 0% | 0.38732 | 0.26365 | 0.076045 | 0.0011713 | 0.16151 | 0.0084584 | 0.00022833 | 0.0002861 | 0.064391 | 0.019047 | 0.017884 | 1
F20 | 12 Weighted Distribution Peaks |  |  |  | 0.49915 | 0.31304 | 0.081473 | 0.00047641 | 0 | 0.017055 | 0.00023223 | 0.00012251 | 0.08845 | 0 | 0 | 1
F21 | Transformers - NCP |  |  |  | 0.60459 | 0.2344 | 0.061433 | 0.0037848 | 0 | 0.019039 | 0.00013561 | 0.00079727 | 0.075816 | 0 | 0 | 1
F22 | Secondary Lines - NCP |  |  |  | 0.88857 | 0 | 0 | 0 | 0 | 0 | 0 | 0 | 0.11143 | 0 | 0 | 1
F30 | MWH @ Input |  |  |  | 0.29074 | 0.27399 | 0.090223 | 0.0036705 | 0.20789 | 0.010375 | 0.00030425 | 0.00080835 | 0.060072 | 0.023633 | 0.038302 | 1
F40 | Average Customers |  |  |  | 0.86615 | 0.017916 | 0.00028707 | 0.010597 | 0.000185 | 0.0038525 | 0.0029911 | 0.0006317 | 0.097388 | 1.1486e-06 | 1.1486e-06 | 1
F41 | Weighted Customers Acct 902 |  |  |  | 0.84471 | 0.018383 | 0.02095 | 0 | 0.013144 | 0.0041127 | 0.0029171 | 0.00061606 | 0.094977 | 9.5568e-05 | 9.5568e-05 | 1
F42 | Weighted Customers Acct 903 |  |  |  | 0.87058 | 0.019373 | 0.00031041 | 0.0096265 | 0.00065104 | 0.0037227 | 0.0027187 | 0.00057416 | 0.092432 | 4.0421e-06 | 4.0421e-06 | 1
F43 | Residential Split |  |  |  | 1 | 0 | 0 | 0 | 0 | 0 | 0 | 0 | 0 | 0 | 0 | 1
F44 | Commercial Split |  |  |  | 0 | 0.14839 | 0.0015082 | 0 | 0.00031065 | 0 | 0 | 0 | 0.84979 | 0 | 0 | 1
F45 | Industrial / Irrigation Split |  |  |  | 0 | 0.16555 | 0.012655 | 0 | 0.015643 | 0.40268 | 0 | 0 | 0.40323 | 0.00012006 | 0.00012006 | 1
F46 | Lighting / OSPA Split |  |  |  | 0 | 0 | 0 | 0.74522 | 0 | 0 | 0.21035 | 0.044424 | 0 | 0 | 0 | 1
F47 | Wtd Customers Acct 902 - irrigation |  |  |  | 0.84637 | 0.018419 | 0.020991 | 0 | 0.013169 | 0.0021575 | 0.0029228 | 0.00061727 | 0.095164 | 9.5755e-05 | 9.5755e-05 | 1
F48 | Wtd Customers Acct 903 - irrigation |  |  |  | 0.87213 | 0.019407 | 0.00031096 | 0.0096436 | 0.00065219 | 0.0019525 | 0.0027235 | 0.00057518 | 0.092596 | 4.0493e-06 | 4.0493e-06 | 1
F50 | Contribution in Aid of Construction |  |  |  | 0.37455 | 0.062405 | 0.030455 | 0.0033705 | 0.36479 | 0.0047055 | 0.0027448 | 0.0047561 | 0.15222 | 0 | 0 | 1
F51 | Security Deposits |  |  |  | 0.21893 | 0.045125 | 0.13236 | 0.00054542 | 0.23754 | 0.0064252 | 0 | 0.00010257 | 0.35898 | 0 | 0 | 1
F60 | Meters |  |  |  | 0.69656 | 0.10804 | 0.01322 | 0 | 0.04329 | 0.011735 | 0.0023435 | 0.00049493 | 0.11847 | 0.0029244 | 0.0029244 | 1
F70 | Services |  |  |  | 0.80457 | 0.070962 | 0.006357 | 0 | 0 | 0 | 0.0030069 | 0.00063503 | 0.11447 | 0 | 0 | 1
F80 | Uncollectables |  |  |  | 0.90104 | 0.046717 | 0.013524 | 0 | 0.024038 | 0.0027255 | 0 | 0 | 0.011958 | 0 | 0 | 1
F85 | Firm Sales - Utah Share |  |  |  | 0.35242 | 0.2708 | 0.080308 | 0.0017791 | 0.17542 | 0.0079933 | 0.00025837 | 0.00041239 | 0.063542 | 0.021263 | 0.025799 | 1
F86 | Non Firm Sales - Utah Share |  |  |  | 0.35242 | 0.2708 | 0.080308 | 0.0017791 | 0.17542 | 0.0079933 | 0.00025837 | 0.00041239 | 0.063542 | 0.021263 | 0.025799 | 1
F87 | Firm Purchases (Non-Seasonal) - Utah Share |  |  |  | 0.35751 | 0.26707 | 0.080574 | 0.0019694 | 0.17601 | 0.0080624 | 0.00025418 | 0.00045982 | 0.062949 | 0.020642 | 0.024502 | 1
F88 | Seasonal Purchases - Utah Share |  |  |  | 0 | 0 | 0 | 0 | 0 | 0 | 0 | 0 | 0 | 0 | 0 | 0
F89 | Non firm Purchases - Utah Share |  |  |  | 0.28851 | 0.27565 | 0.09028 | 0.0037134 | 0.20733 | 0.010644 | 0.00030574 | 0.00081197 | 0.060348 | 0.023808 | 0.038594 | 1
F90 | Coal (Non-Seasonal) - Utah Share |  |  |  | 0.28887 | 0.27486 | 0.09042 | 0.0037363 | 0.20827 | 0.0094624 | 0.00030996 | 0.00082454 | 0.060479 | 0.024028 | 0.038739 | 1
F91 | Seasonal Cholla Coal - Utah Share |  |  |  | 0.28919 | 0.27451 | 0.09028 | 0.0037137 | 0.20833 | 0.0097728 | 0.00030689 | 0.00081563 | 0.060331 | 0.024103 | 0.038651 | 1
F92 | Gas (Non-Seasonal) - Utah Share |  |  |  | 0.29268 | 0.27314 | 0.089946 | 0.0037267 | 0.2079 | 0.008235 | 0.0003135 | 0.00083508 | 0.060678 | 0.024186 | 0.038369 | 1
F93 | Seasonal CT Gas - Utah Share |  |  |  | 0.29061 | 0.27345 | 0.090614 | 0.0037434 | 0.2093 | 0.0078561 | 0.00031521 | 0.00084211 | 0.060541 | 0.023954 | 0.038768 | 1
F94 | Other Generation - Utah Share |  |  |  | 0.28981 | 0.27536 | 0.090068 | 0.003731 | 0.20679 | 0.010043 | 0.00030855 | 0.00081813 | 0.060574 | 0.023866 | 0.038631 | 1
F95 | Firm Wheeling - Utah Share |  |  |  | 0.35694 | 0.26829 | 0.080327 | 0.0018651 | 0.17518 | 0.0082893 | 0.00025421 | 0.00043314 | 0.063164 | 0.020733 | 0.024521 | 1
F96 | Non-Firm Wheeling - Utah Share |  |  |  | 0.28758 | 0.27655 | 0.089462 | 0.0036705 | 0.20589 | 0.014122 | 0.0002959 | 0.00078759 | 0.06009 | 0.023857 | 0.03769 | 1
F101 | Rate Base |  |  |  | 0.41755 | 0.25833 | 0.07464 | 0.0037634 | 0.13248 | 0.010106 | 0.00030632 | 0.00039176 | 0.068934 | 0.01551 | 0.017992 | 1
F101P | Generation Rate Base |  |  |  | 0.35857 | 0.26677 | 0.080268 | 0.001916 | 0.17528 | 0.0090278 | 0.00025099 | 0.00044186 | 0.063115 | 0.020403 | 0.023956 | 1
F101T | Transmission Rate Base |  |  |  | 0.36158 | 0.26649 | 0.079585 | 0.0017801 | 0.17511 | 0.0089276 | 0.00023023 | 0.00038728 | 0.062484 | 0.020371 | 0.023042 | 1
F101D | Distribution Rate Base |  |  |  | 0.59696 | 0.23016 | 0.058401 | 0.0096361 | -0.00049137 | 0.013562 | 0.00049388 | 0.00028636 | 0.090947 | 2.5883e-05 | 2.0504e-05 | 1
F101R | Retail Rate Base |  |  |  | 0.7337 | 0.46396 | -0.0071221 | 0.011229 | -0.020528 | 0.013716 | 0.001106 | 0.00074789 | -0.26049 | 0.029817 | 0.03387 | 1
F101M | Misc Rate Base |  |  |  | 0.39643 | 0.25978 | 0.076717 | 0.0040462 | 0.14701 | 0.009834 | 0.00030085 | 0.00043525 | 0.067882 | 0.017016 | 0.020545 | 1
F102 | SGP - System Gross Plant |  |  |  | 0.42279 | 0.25558 | 0.073765 | 0.0047875 | 0.12976 | 0.010027 | 0.00031656 | 0.00038331 | 0.070461 | 0.015043 | 0.017084 | 1
F102P | SGGP - System Gross Generation Plant |  |  |  | 0.36318 | 0.26624 | 0.079589 | 0.0017961 | 0.17311 | 0.0089376 | 0.00024731 | 0.00041666 | 0.063311 | 0.020194 | 0.022989 | 1
F102T | SGTP - System Gross Transmission Plant |  |  |  | 0.36169 | 0.26514 | 0.079262 | 0.0017887 | 0.17637 | 0.0089009 | 0.00024629 | 0.00041495 | 0.063051 | 0.020249 | 0.022894 | 1
F102D | SGDP - System Gross Distribution Plant |  |  |  | 0.59674 | 0.22578 | 0.057212 | 0.013453 | 0.0012394 | 0.013213 | 0.00051796 | 0.00028838 | 0.091396 | 8.3725e-05 | 8.3725e-05 | 1
F102R | SGTP - System Gross Retail Plant |  |  |  | 0.42279 | 0.25558 | 0.073765 | 0.0047875 | 0.12976 | 0.010027 | 0.00031656 | 0.00038331 | 0.070461 | 0.015043 | 0.017084 | 1
F102M | SGDP - System Gross Misc Plant |  |  |  | 0.42279 | 0.25558 | 0.073765 | 0.0047875 | 0.12976 | 0.010027 | 0.00031656 | 0.00038331 | 0.070461 | 0.015043 | 0.017084 | 1
F103 | SGP - System Gross Plant (Regulatory fees) |  |  |  | 0.33333 | 0 | 0 | 0 | 0 | 0.33333 | 0 | 0 | 0.33333 | 0 | 0 | 1
F104 | SNP - System Net Plant |  |  |  | 0.42097 | 0.25642 | 0.074184 | 0.0037718 | 0.13108 | 0.010084 | 0.00031598 | 0.00039299 | 0.070192 | 0.015187 | 0.017404 | 1
F104P | SNP - System Net Generation Plant |  |  |  | 0.36114 | 0.26645 | 0.079888 | 0.0018487 | 0.17408 | 0.008978 | 0.00024891 | 0.00042765 | 0.06322 | 0.02029 | 0.023418 | 1
F104T | SNP - System Net Transmission Plant |  |  |  | 0.36169 | 0.26514 | 0.079263 | 0.0017887 | 0.17636 | 0.0089009 | 0.00024629 | 0.00041495 | 0.063051 | 0.020249 | 0.022894 | 1
F104D | SNP - System Net Distribution Plant |  |  |  | 0.59605 | 0.22957 | 0.058321 | 0.0095469 | 0.00098234 | 0.013524 | 0.0005007 | 0.00030075 | 0.091071 | 6.6362e-05 | 6.6362e-05 | 1
F104R | SNP - System Net Retail Plant |  |  |  | 0.87062 | 0.019383 | 0.00031058 | 0.0096195 | 0.00065436 | 0.0037217 | 0.0027167 | 0.00057375 | 0.092397 | 4.0628e-06 | 4.0628e-06 | 1
F104M | SNP - System Net Misc Plant |  |  |  | 0.42097 | 0.25642 | 0.074184 | 0.0037718 | 0.13108 | 0.010084 | 0.00031598 | 0.00039299 | 0.070192 | 0.015187 | 0.017404 | 1
F105 | STP - System Prod & Trans Plant |  |  |  | 0.3627 | 0.26588 | 0.079484 | 0.0017937 | 0.17416 | 0.0089258 | 0.00024698 | 0.00041611 | 0.063227 | 0.020211 | 0.022958 | 1
F105P | SGGP - System Gross Generation Plant |  |  |  | 0.36318 | 0.26624 | 0.079589 | 0.0017961 | 0.17311 | 0.0089376 | 0.00024731 | 0.00041666 | 0.063311 | 0.020194 | 0.022989 | 1
F105T | SGTP - System Gross Transmission Plant |  |  |  | 0.36169 | 0.26514 | 0.079262 | 0.0017887 | 0.17637 | 0.0089009 | 0.00024629 | 0.00041495 | 0.063051 | 0.020249 | 0.022894 | 1
F105D | SGDP - System Gross Distribution Plant |  |  |  | 0.090909 | 0.090909 | 0.090909 | 0.090909 | 0.090909 | 0.090909 | 0.090909 | 0.090909 | 0.090909 | 0.090909 | 0.090909 | 1
F105R | SGTP - System Gross Retail Plant |  |  |  | 0.090909 | 0.090909 | 0.090909 | 0.090909 | 0.090909 | 0.090909 | 0.090909 | 0.090909 | 0.090909 | 0.090909 | 0.090909 | 1
F105M | SGDP - System Gross Misc Plant |  |  |  | 0.090909 | 0.090909 | 0.090909 | 0.090909 | 0.090909 | 0.090909 | 0.090909 | 0.090909 | 0.090909 | 0.090909 | 0.090909 | 1
F106 | STP - System Transmission Plant |  |  |  | 0.36169 | 0.26514 | 0.079262 | 0.0017887 | 0.17637 | 0.0089009 | 0.00024629 | 0.00041495 | 0.063051 | 0.020249 | 0.022894 | 1
F107 | STP - System Trans & Dist Plant |  |  |  | 0.48334 | 0.24477 | 0.06785 | 0.0078256 | 0.085726 | 0.011133 | 0.0003869 | 0.00034944 | 0.077722 | 0.009812 | 0.011088 | 1
F107P | SGGP - System Gross Generation Plant |  |  |  | 0.36318 | 0.26624 | 0.079589 | 0.0017961 | 0.17311 | 0.0089376 | 0.00024731 | 0.00041666 | 0.063311 | 0.020194 | 0.022989 | 1
F107T | SGTP - System Gross Transmission Plant |  |  |  | 0.36169 | 0.26514 | 0.079262 | 0.0017887 | 0.17637 | 0.0089009 | 0.00024629 | 0.00041495 | 0.063051 | 0.020249 | 0.022894 | 1
F107D | SGDP - System Gross Distribution Plant |  |  |  | 0.59674 | 0.22578 | 0.057212 | 0.013453 | 0.0012394 | 0.013213 | 0.00051796 | 0.00028838 | 0.091396 | 8.3725e-05 | 8.3725e-05 | 1
F107R | SGTP - System Gross Retail Plant |  |  |  | 0.59674 | 0.22578 | 0.057212 | 0.013453 | 0.0012394 | 0.013213 | 0.00051796 | 0.00028838 | 0.091396 | 8.3725e-05 | 8.3725e-05 | 1
F107M | SGDP - System Gross Misc Plant |  |  |  | 0.59674 | 0.22578 | 0.057212 | 0.013453 | 0.0012394 | 0.013213 | 0.00051796 | 0.00028838 | 0.091396 | 8.3725e-05 | 8.3725e-05 | 1
F108 | SGP - System General Plant |  |  |  | 0.42244 | 0.25203 | 0.074214 | 0.0058291 | 0.12865 | 0.010466 | 0.00037896 | 0.00047509 | 0.07125 | 0.014756 | 0.019506 | 1
F108P | SGGP - System Gen Generation Plant |  |  |  | 0.32236 | 0.2706 | 0.085581 | 0.0028522 | 0.1927 | 0.0097476 | 0.00027939 | 0.00063737 | 0.061486 | 0.022132 | 0.031617 | 1
F108T | SGTP - System Gen Transmission Plant |  |  |  | 0.3617 | 0.26515 | 0.079265 | 0.0017888 | 0.17634 | 0.0089012 | 0.0002463 | 0.00041496 | 0.063053 | 0.020248 | 0.022895 | 1
F108D | SGDP - System Gen Distribution Plant |  |  |  | 0.59674 | 0.22578 | 0.057212 | 0.013453 | 0.0012394 | 0.013213 | 0.00051796 | 0.00028838 | 0.091396 | 8.3725e-05 | 8.3725e-05 | 1
F108R | SGTP - System Gen Retail Plant |  |  |  | 0.87058 | 0.019373 | 0.00031041 | 0.0096265 | 0.00065104 | 0.0037227 | 0.0027187 | 0.00057416 | 0.092432 | 4.0421e-06 | 4.0421e-06 | 1
F108M | SGDP - System Gen Misc Plant |  |  |  | 0.090909 | 0.090909 | 0.090909 | 0.090909 | 0.090909 | 0.090909 | 0.090909 | 0.090909 | 0.090909 | 0.090909 | 0.090909 | 1
F110 | SIP - System Intangible Plant |  |  |  | 0.48078 | 0.21692 | 0.062715 | 0.0045293 | 0.12316 | 0.0084757 | 0.0007242 | 0.00043124 | 0.071692 | 0.014294 | 0.016271 | 1
F118 | Account 360 |  |  |  | 0.49915 | 0.31304 | 0.081473 | 0.00047641 | 0 | 0.017055 | 0.00023223 | 0.00012251 | 0.08845 | 0 | 0 | 1
F119 | Account 361 |  |  |  | 0.49915 | 0.31304 | 0.081473 | 0.00047641 | 0 | 0.017055 | 0.00023223 | 0.00012251 | 0.08845 | 0 | 0 | 1
F120 | Account 362 |  |  |  | 0.49915 | 0.31304 | 0.081473 | 0.00047641 | 0 | 0.017055 | 0.00023223 | 0.00012251 | 0.08845 | 0 | 0 | 1
F121 | Account 364 |  |  |  | 0.49459 | 0.30857 | 0.08031 | 0.011857 | 0 | 0.016811 | 0.00022891 | 0.00012076 | 0.087509 | 0 | 0 | 1
F122 | Account 365 |  |  |  | 0.64545 | 0.18999 | 0.049449 | 0.0079113 | 0 | 0.010351 | 0.00014095 | 7.4352e-05 | 0.096633 | 0 | 0 | 1
F123 | Account 366 |  |  |  | 0.65217 | 0.18993 | 0.049433 | 0.00042905 | 0 | 0.010348 | 0.0001409 | 7.4328e-05 | 0.097471 | 0 | 0 | 1
F124 | Account 367 |  |  |  | 0.62155 | 0.21283 | 0.055391 | 0.0028719 | 0 | 0.011595 | 0.00015789 | 8.3287e-05 | 0.095522 | 0 | 0 | 1
F125 | Account 368 |  |  |  | 0.60459 | 0.2344 | 0.061433 | 0.0037848 | 0 | 0.019039 | 0.00013561 | 0.00079727 | 0.075816 | 0 | 0 | 1
F126 | Account 369 |  |  |  | 0.80457 | 0.070962 | 0.006357 | 0 | 0 | 0 | 0.0030069 | 0.00063503 | 0.11447 | 0 | 0 | 1
F127 | Account 370 |  |  |  | 0.69656 | 0.10804 | 0.01322 | 0 | 0.04329 | 0.011735 | 0.0023435 | 0.00049493 | 0.11847 | 0.0029244 | 0.0029244 | 1
F128 | Account 371 |  |  |  | 0 | 0 | 0 | 1 | 0 | 0 | 0 | 0 | 0 | 0 | 0 | 1
F129 | Account 372 |  |  |  | 0.090909 | 0.090909 | 0.090909 | 0.090909 | 0.090909 | 0.090909 | 0.090909 | 0.090909 | 0.090909 | 0.090909 | 0.090909 | 1
F130 | Account 373 |  |  |  | 0 | 0 | 0 | 1 | 0 | 0 | 0 | 0 | 0 | 0 | 0 | 1
F131 | Account 581 thru 587 & 591 thru 597 |  |  |  | 0.57114 | 0.23262 | 0.058544 | 0.028814 | 0.0024231 | 0.012667 | 0.00058339 | 0.00017914 | 0.092702 | 0.00016369 | 0.00016369 | 1
F132 | Account 364 + 365 |  |  |  | 0.55305 | 0.26262 | 0.068351 | 0.010328 | 0 | 0.014308 | 0.00019483 | 0.00010277 | 0.091045 | 0 | 0 | 1
F133 | Account 366 + 367 |  |  |  | 0.62978 | 0.20667 | 0.05379 | 0.0022155 | 0 | 0.01126 | 0.00015332 | 8.088e-05 | 0.096046 | 0 | 0 | 1
F134 | Account 364 + 365 + 369 (OH) |  |  |  | 0.58629 | 0.23729 | 0.060159 | 0.0089632 | 0 | 0.012417 | 0.00056644 | 0.00017311 | 0.09414 | 0 | 0 | 1
F135 | Account 366 + 367 + 369 (UG) |  |  |  | 0.66539 | 0.17902 | 0.044125 | 0.0017641 | 0 | 0.0089657 | 0.00073475 | 0.00019379 | 0.0998 | 0 | 0 | 1
F136 | Account 902 + 903 + 904 |  |  |  | 0.87204 | 0.022488 | 0.0046684 | 0.0072017 | 0.0051009 | 0.0020712 | 0.0024299 | 0.00051318 | 0.083453 | 1.5999e-05 | 1.5999e-05 | 1
F137 | Total O & M Expense |  |  |  | 0.3669 | 0.2589 | 0.079821 | 0.0048295 | 0.16794 | 0.0096394 | 0.00036787 | 0.0005622 | 0.065099 | 0.019301 | 0.026643 | 1
F137P | Generation O & M Exp |  |  |  | 0.32606 | 0.27018 | 0.085049 | 0.0027746 | 0.19087 | 0.0096831 | 0.00027703 | 0.00061857 | 0.061669 | 0.021947 | 0.030864 | 1
F137T | Transmission O & M Exp |  |  |  | 0.36362 | 0.26546 | 0.079451 | 0.0019739 | 0.17321 | 0.0090054 | 0.00025253 | 0.00042457 | 0.063458 | 0.020068 | 0.023075 | 1
F137D | Distribution O & M Exp |  |  |  | 0.56736 | 0.23279 | 0.059069 | 0.026449 | 0.0075324 | 0.012626 | 0.00056891 | 0.00020144 | 0.091695 | 0.00075958 | 0.00095596 | 1
F137R | Retail O & M Exp (Customer) |  |  |  | 0.87277 | 0.021174 | 0.0039219 | 0.007623 | 0.0041044 | 0.0022626 | 0.0025044 | 0.0005283 | 0.085172 | -3.5419e-05 | -2.7447e-05 | 1
F137M | Misc & Customer O & M Exp |  |  |  | 0.42279 | 0.25558 | 0.073765 | 0.0047875 | 0.12976 | 0.010027 | 0.00031656 | 0.00038331 | 0.070461 | 0.015043 | 0.017084 | 1
F138 | GTD O&M Exp (less fuel, purchased p & wheeling) |  |  |  | 0.47267 | 0.23044 | 0.065824 | 0.0094285 | 0.11081 | 0.0091684 | 0.00058343 | 0.00036942 | 0.073278 | 0.012807 | 0.014619 | 1
F138P | Generation O & M Exp (less fuel & purchased power) |  |  |  | 0.36249 | 0.26631 | 0.079691 | 0.001814 | 0.17344 | 0.0089513 | 0.00024785 | 0.0004204 | 0.06328 | 0.020226 | 0.023135 | 1
F138T | Transmission O & M Exp - (less wheeling exp) |  |  |  | 0.36169 | 0.26514 | 0.079262 | 0.0017887 | 0.17637 | 0.0089009 | 0.00024629 | 0.00041495 | 0.063051 | 0.020249 | 0.022894 | 1
F138D | Distribution O & M Exp |  |  |  | 0.57114 | 0.23262 | 0.058544 | 0.028814 | 0.0024231 | 0.012667 | 0.00058339 | 0.00017914 | 0.092702 | 0.00016369 | 0.00016369 | 1
F138R | Retail O & M Exp (Customer) |  |  |  | 0.87134 | 0.021943 | 0.0041464 | 0.0076063 | 0.0045152 | 0.0022835 | 0.0024968 | 0.0005273 | 0.085113 | 1.423e-05 | 1.423e-05 | 1
F138M | Misc & Customer O & M Exp |  |  |  | 0.090909 | 0.090909 | 0.090909 | 0.090909 | 0.090909 | 0.090909 | 0.090909 | 0.090909 | 0.090909 | 0.090909 | 0.090909 | 1
F140 | Revenue Requirement Before Rev Credits |  |  |  | 0.38451 | 0.26494 | 0.078322 | 0.0048581 | 0.14959 | 0.0096205 | 0.00035627 | 0.00054456 | 0.068086 | 0.016623 | 0.02254 | 1
F140P | Revenue Requirement Before Rev Credits |  |  |  | 0.33605 | 0.27405 | 0.083964 | 0.0025771 | 0.18162 | 0.0093149 | 0.00027672 | 0.00060071 | 0.06337 | 0.020272 | 0.02791 | 1
F140T | Revenue Requirement Before Rev Credits |  |  |  | 0.35565 | 0.27724 | 0.081341 | 0.0021744 | 0.16816 | 0.00875 | 0.00025634 | 0.0004966 | 0.065095 | 0.018075 | 0.02277 | 1
F140D | Revenue Requirement Before Rev Credits |  |  |  | 0.57485 | 0.23745 | 0.059063 | 0.017778 | 0.0022838 | 0.012781 | 0.00056756 | 0.00033897 | 0.094304 | 0.00025757 | 0.0003176 | 1
F140R | Revenue Requirement Before Rev Credits |  |  |  | 0.86633 | 0.054396 | 0.002588 | 0.007947 | 0.0015493 | 0.0030754 | 0.0023736 | 0.00054947 | 0.057017 | 0.0018371 | 0.0023402 | 1
F140M | Revenue Requirement Before Rev Credits |  |  |  | 0.41856 | 0.25818 | 0.074401 | 0.00487 | 0.13036 | 0.0099581 | 0.00032046 | 0.0004118 | 0.070719 | 0.014852 | 0.017372 | 1
F141 | Firm Revenues |  |  |  | 0.37571 | 0.2774 | 0.080252 | 0.0059348 | 0.14255 | 0.0093513 | 0.00039059 | 0.00067263 | 0.071015 | 0.014409 | 0.022303 | 1
F150 | Income Before State Taxes |  |  |  | 0.34809 | 0.45006 | 0.098481 | 0.0073631 | -0.013803 | 0.0078526 | 0.00072243 | 0.0019469 | 0.11613 | -0.020234 | 0.0033878 | 1
F150P | Income Before State Taxes |  |  |  | 0.27676 | 0.46756 | 0.1075 | 0.0075549 | 0.037813 | 0.0042936 | 0.00063321 | 0.0023508 | 0.10929 | -0.023127 | 0.0093754 | 1
F150T | Income Before State Taxes |  |  |  | 2.3916 | -3.1954 | -0.48717 | -0.099754 | 2.1786 | 0.069992 | -0.0048683 | -0.028269 | -0.6179 | 0.69004 | 0.10312 | 1
F150D | Income Before State Taxes |  |  |  | 0.4676 | 0.32765 | 0.075682 | 0.0042648 | -0.0018068 | 0.012264 | 0.00069386 | 0.00080209 | 0.11302 | -9.4801e-05 | -8.1622e-05 | 1
F150R | Income Before State Taxes |  |  |  | 0.90072 | -0.94824 | 0.075608 | -0.0118 | 0.14543 | -0.012734 | 0.003782 | -0.0012355 | 0.94799 | -0.036999 | -0.062515 | 1
F150M | Income Before State Taxes |  |  |  | 0.3417 | 0.33446 | 0.088382 | 0.0094393 | 0.10834 | 0.0081423 | 0.00048897 | 0.0012355 | 0.085661 | 0.0036543 | 0.018501 | 1
F151 | Depreciation Expense |  |  |  | 0.41209 | 0.25126 | 0.073335 | 0.0074235 | 0.14198 | 0.0094108 | 0.00032391 | 0.00040304 | 0.068551 | 0.016483 | 0.018734 | 1
F151P | Depreciation Expense |  |  |  | 0.36317 | 0.26624 | 0.079591 | 0.0017963 | 0.17311 | 0.0089378 | 0.00024731 | 0.00041671 | 0.063311 | 0.020194 | 0.02299 | 1
F151T | Depreciation Expense |  |  |  | 0.36169 | 0.26514 | 0.079263 | 0.0017887 | 0.17636 | 0.0089009 | 0.00024629 | 0.00041495 | 0.063051 | 0.020249 | 0.022894 | 1
F151D | Depreciation Expense |  |  |  | 0.62519 | 0.18846 | 0.046729 | 0.032327 | 0.0026133 | 0.011601 | 0.00063823 | 0.00034229 | 0.091746 | 0.00017654 | 0.00017654 | 1
F151R | Depreciation Expense |  |  |  | 0.87058 | 0.019373 | 0.00031041 | 0.0096265 | 0.00065104 | 0.0037227 | 0.0027187 | 0.00057416 | 0.092432 | 4.0421e-06 | 4.0421e-06 | 1
F151M | Depreciation Expense |  |  |  | 0.090909 | 0.090909 | 0.090909 | 0.090909 | 0.090909 | 0.090909 | 0.090909 | 0.090909 | 0.090909 | 0.090909 | 0.090909 | 1
1 | 2 | 3 | 4 | 5 | 6 | 7 | 8 | 9 | 10 | 11 | 12 | 13 | 14 | 15 | 16 | 1

## Demand Factors
Demand Factors ( F10-F18 )
Rocky Mountain Power
Cost Of Service By Rate Schedule
State of Utah
2010 Protocol (Non Wgt)
12 Months Ended Dec 2015
Demand Factors
| A |  | B | C | D | E | F | G | H | I | J | K | L | M
| Description |  | Residential Sch 1 | General Large Dist. Sch 6 | General +1 MW Sch 8 | Street & Area Lighting Sch. 7,11,12 | General Trans Sch 9 | Irrigation Sch 10 | Traffic Signals Sch 15 | Outdoor Lighting Sch 15 | General Small Dist. Sch 23 | Industrial Cust 1 | Industrial Cust 2 | Total
1 | Secondary |  | 17615128.9372 | 0 | 0 | 53270.1021 | 0 | 384683.9386 | 10384.0969 | 13011.5078 | 2928439.7343 | 0 | 0 | 21004918.3168
2
3 | Primary |  | 0 | 0 | 0 | 0 | 0 | 0 | 0 | 0 | 0 | 0 | 0 | 0
4
5 | Combined |  | 0 | 11990685 | 3458466 | 0 | 0 | 0 | 0 | 0 | 0 | 0 | 0 | 15449151
6
7 | Sub-Transmission |  | 0 | 0 | 0 | 0 | 7345576.1857 | 0 | 0 | 0 | 0 | 0 | 0 | 7345576.1857
8
9 | Transmission |  | 0 | 0 | 0 | 0 | 0 | 0 | 0 | 0 | 0 | 866250.4978 | 813352.6089 | 1679603.1067
10
11 | Total KW @ Input |  | 17615128.9372 | 11990685 | 3458466 | 53270.1021 | 7345576.1857 | 384683.9386 | 10384.0969 | 13011.5078 | 2928439.7343 | 866250.4978 | 813352.6089 | 45479248.6092
12
13 | Total MWH @ Input |  | 7187619.6352 | 6773386.198 | 2230461.2092 | 90740.3013 | 5139297.9137 | 256492.145 | 7521.6291 | 19983.8397 | 1485081.0785 | 584251.576 | 946889.8817 | 24721725.4073
14
15 | MWH % |  | 29.07% | 27.4% | 9.022% | 0.367% | 20.79% | 1.038% | 0.03043% | 0.08084% | 6.007% | 2.363% | 3.83% | 100%
16
17
18 | FACTOR 10 - 75% D / 25% E |  | 36.32% | 26.62% | 7.959% | 0.1796% | 17.31% | 0.8938% | 0.02473% | 0.04167% | 6.331% | 2.019% | 2.299% | 100%
19
20 | FACTOR 11 - 50% D / 50% E |  | 33.9% | 26.88% | 8.313% | 0.2421% | 18.47% | 0.9417% | 0.02663% | 0.05472% | 6.223% | 2.134% | 2.809% | 100%
21
22 | FACTOR 12 - 100% D |  | 38.73% | 26.37% | 7.604% | 0.1171% | 16.15% | 0.8458% | 0.02283% | 0.02861% | 6.439% | 1.905% | 1.788% | 100%
Demand Factor Detail
Rocky Mountain Power
KW Loads Coincident To System Peak
Merged Company Peaks
12 Months Ended Dec 2015
Weighted Coincident Peaks @ Input
| A | B | C | D | E | F | G | H | I | J | K | L | M | N | O
| Month : |  | 2015-01-01 | 2015-02-01 | 2015-03-04 | 2015-04-04 | 2015-05-05 | 2015-06-05 | 2015-07-06 | 2015-08-06 | 2015-09-06 | 2015-10-07 | 2015-11-07 | 2015-12-08 | Sum Of
| Peak Date: | COS | 2 | 23 | 4 | 15 | 31 | 30 | 1 | 13 | 1 | 1 | 30 | 14 | 12
| Peak Time: | Sch | 19:00 | 09:00 | 09:00 | 09:00 | 19:00 | 18:00 | 16:00 | 18:00 | 17:00 | 18:00 | 19:00 | 19:00 | CPs
| Monthly Weighting Factor |  | 100% | 100% | 100% | 100% | 100% | 100% | 100% | 100% | 100% | 100% | 100% | 100%
1 | Residential
2 | Sch 001 sec | 1 | 1415475.3904 | 883825.2662 | 866199.4978 | 713554.0447 | 1450745.6454 | 1847301.2129 | 2224723.6607 | 2012106.7726 | 1692011.0137 | 1806124.8721 | 1292350.457 | 1410711.1038 | 17615128.9372
3 | Sch 007 sec | 7 | 557.1364 | 0 | 0 | 35.2339 | 0 | 0 | 0 | 0 | 0 | 0 | 552.7321 | 518.5993 | 1663.7017
4 | Residential Total |  | 1416032.5268 | 883825.2662 | 866199.4978 | 713589.2786 | 1450745.6454 | 1847301.2129 | 2224723.6607 | 2012106.7726 | 1692011.0137 | 1806124.8721 | 1292903.1891 | 1411229.7031 | 17616792.6389
5
6 | General Service
7 | Sch 006 com | 6 | 783191 | 950987 | 915918 | 957387 | 741136 | 1111559 | 1333729 | 1202240 | 1173693 | 1062248 | 887098 | 871499 | 11990685
8 | Sch 008 com | 8 | 272534 | 226606 | 229365 | 300484 | 251032 | 275370 | 338528 | 323040 | 271132 | 339884 | 329762 | 300729 | 3458466
9 | Sch 007 sec | 7 | 1913.6423 | 0 | 0 | 117.8134 | 0 | 0 | 0 | 0 | 0 | 0 | 2005.0303 | 1854.185 | 5890.671
10 | Sch 009 sub trn | 9 | 683430.2561 | 468353.3224 | 458510.2302 | 649295.8595 | 635488.8401 | 579780.1286 | 656441.7713 | 685649.9302 | 429951.6049 | 710607.4496 | 766694.6212 | 621372.1715 | 7345576.1857
11 | Sch 023 sec | 23 | 209127.629 | 213987.7078 | 200724.3391 | 193744.7197 | 145382.8613 | 300387.886 | 377533.6549 | 294456.4758 | 330898.2586 | 260318.1105 | 201251.7468 | 200626.3447 | 2928439.7343
12 | Cust 1 | spc | 83397.8167 | 83374.8797 | 77089.1046 | 71400.7336 | 57008.8212 | 72512.1345 | 72867.6577 | 71051.4659 | 71138.0009 | 73115.7941 | 70790.8184 | 62503.2705 | 866250.4978
13 | Cust 2 | spc | 108231.2679 | 113832.0614 | 110612.5435 | 117304.9287 | 114741.1999 | 0 | 0 | 0 | 0 | 129029.8958 | 119600.7118 | 0 | 813352.6089
14 | Gen Service Total |  | 2141825.6119 | 2057140.9713 | 1992219.2173 | 2289735.0548 | 1944789.7225 | 2339609.1492 | 2779100.0839 | 2576437.8719 | 2276812.8644 | 2575203.25 | 2377202.9286 | 2058583.9718 | 27408660.6977
15
16 | Irrigation
17 | Sch 010 sec | 10 | 1010.7731 | 1578.92 | 6420.2809 | 38081.2612 | 31294.3273 | 86911.07 | 89825.5759 | 65645.1972 | 47248.6867 | 12658.8868 | 2779.0754 | 1229.884 | 384683.9386
18
19 | Street Lights
20 | Sch 011 sec | 7 | 3099.4839 | 0 | 0 | 191.5844 | 0 | 0 | 0 | 0 | 0 | 0 | 3229.409 | 2997.0853 | 9517.5626
21 | Sch 012 sec | 7 | 11577.1353 | 0 | 0 | 937.0021 | 0 | 0 | 0 | 0 | 0 | 0 | 12278.957 | 11405.0725 | 36198.1668
22 | Sch 15 TOSS sec | 12 | 952.4169 | 935.901 | 827.9971 | 825.795 | 794.9653 | 839.0077 | 833.5024 | 830.1992 | 846.7151 | 810.3802 | 877.5448 | 1009.672 | 10384.0969
23 | Sch 15 MONL sec | 12 | 4453.1973 | 0 | 0 | 0 | 0 | 0 | 0 | 0 | 0 | 0 | 4241.3473 | 4316.9633 | 13011.5078
24 | St Lighting Total |  | 20082.2333 | 935.901 | 827.9971 | 1954.3815 | 794.9653 | 839.0077 | 833.5024 | 830.1992 | 846.7151 | 810.3802 | 20627.258 | 19728.7931 | 69111.3341
25
26 | State of Utah |  | 3578951.1451 | 2943481.0586 | 2865666.9931 | 3043359.9761 | 3427624.6605 | 4274660.4398 | 5094482.823 | 4655020.041 | 4016919.2799 | 4394797.3891 | 3693512.4511 | 3490772.3519 | 45479248.6092
Rocky Mountain Power
KW Loads Coincident To System Peak
Merged Company Peaks
12 Months Ended Dec 2015
Coincident Peaks @ Input
| A | B | C | D | E | F | G | H | I | J | K | L | M | N | O
| Month : |  | 2015-01-01 | 2015-02-01 | 2015-03-04 | 2015-04-04 | 2015-05-05 | 2015-06-05 | 2015-07-06 | 2015-08-06 | 2015-09-06 | 2015-10-07 | 2015-11-07 | 2015-12-08 | Sum Of
| Peak Date: | COS | 2 | 23 | 4 | 15 | 31 | 30 | 1 | 13 | 1 | 1 | 30 | 14 | 12
| Peak Time: | Sch | 19:00 | 09:00 | 09:00 | 09:00 | 19:00 | 18:00 | 16:00 | 18:00 | 17:00 | 18:00 | 19:00 | 19:00 | CPs
1 | Residential
2 | Sch 001 sec | 1 | 1415475.3904 | 883825.2662 | 866199.4978 | 713554.0447 | 1450745.6454 | 1847301.2129 | 2224723.6607 | 2012106.7726 | 1692011.0137 | 1806124.8721 | 1292350.457 | 1410711.1038 | 17615128.9372
3 | Sch 007 sec | 7 | 557.1364 | 0 | 0 | 35.2339 | 0 | 0 | 0 | 0 | 0 | 0 | 552.7321 | 518.5993 | 1663.7017
4 | Residential Total |  | 955612.1761 | 849933.5384 | 795773.498 | 822180.22 | 1263351.8398 | 1508328.8813 | 2094470.4649 | 2131553.0646 | 1595396.3018 | 826151.7434 | 839066.0762 | 1716889.4644 | 15398707.2689
5
6 | General Service
7 | Sch 006 com | 6 | 783191 | 950987 | 915918 | 957387 | 741136 | 1111559 | 1333729 | 1202240 | 1173693 | 1062248 | 887098 | 871499 | 11990685
8 | Sch 008 com | 8 | 272534 | 226606 | 229365 | 300484 | 251032 | 275370 | 338528 | 323040 | 271132 | 339884 | 329762 | 300729 | 3458466
9 | Sch 007 sec | 7 | 1913.6423 | 0 | 0 | 117.8134 | 0 | 0 | 0 | 0 | 0 | 0 | 2005.0303 | 1854.185 | 5890.671
10 | Sch 009 sub trn | 9 | 683430.2561 | 468353.3224 | 458510.2302 | 649295.8595 | 635488.8401 | 579780.1286 | 656441.7713 | 685649.9302 | 429951.6049 | 710607.4496 | 766694.6212 | 621372.1715 | 7345576.1857
11 | Sch 023 sec | 23 | 209127.629 | 213987.7078 | 200724.3391 | 193744.7197 | 145382.8613 | 300387.886 | 377533.6549 | 294456.4758 | 330898.2586 | 260318.1105 | 201251.7468 | 200626.3447 | 2928439.7343
12 | Cust 1 | contract | 83397.8167 | 83374.8797 | 77089.1046 | 71400.7336 | 57008.8212 | 72512.1345 | 72867.6577 | 71051.4659 | 71138.0009 | 73115.7941 | 70790.8184 | 62503.2705 | 866250.4978
13 | Cust 2 | contract | 108231.2679 | 113832.0614 | 110612.5435 | 117304.9287 | 114741.1999 | 0 | 0 | 0 | 0 | 129029.8958 | 119600.7118 | 0 | 813352.6089
14 | Gen Service Total |  | 2141825.6119 | 2057140.9713 | 1992219.2173 | 2289735.0548 | 1944789.7225 | 2339609.1492 | 2779100.0839 | 2576437.8719 | 2276812.8644 | 2575203.25 | 2377202.9286 | 2058583.9718 | 27408660.6977
15
16 | Irrigation
17 | Sch 010 sec | 10 | 1010.7731 | 1578.92 | 6420.2809 | 38081.2612 | 31294.3273 | 86911.07 | 89825.5759 | 65645.1972 | 47248.6867 | 12658.8868 | 2779.0754 | 1229.884 | 384683.9386
18
19 | Street Lights
20 | Sch 011 sec | 7 | 3099.4839 | 0 | 0 | 191.5844 | 0 | 0 | 0 | 0 | 0 | 0 | 3229.409 | 2997.0853 | 9517.5626
21 | Sch 012 sec | 7 | 11577.1353 | 0 | 0 | 937.0021 | 0 | 0 | 0 | 0 | 0 | 0 | 12278.957 | 11405.0725 | 36198.1668
22 | Sch 15 TOSS sec | 15 | 952.4169 | 935.901 | 827.9971 | 825.795 | 794.9653 | 839.0077 | 833.5024 | 830.1992 | 846.7151 | 810.3802 | 877.5448 | 1009.672 | 10384.0969
23 | Sch 15 MONL sec | 15 | 4453.1973 | 0 | 0 | 0 | 0 | 0 | 0 | 0 | 0 | 0 | 4241.3473 | 4316.9633 | 13011.5078
24 | St Lighting Total |  | 20082.2333 | 935.901 | 827.9971 | 1954.3815 | 794.9653 | 839.0077 | 833.5024 | 830.1992 | 846.7151 | 810.3802 | 20627.258 | 19728.7931 | 69111.3341
25
26 | State of Utah |  | 3118530.7945 | 2909589.3307 | 2795240.9933 | 3151950.9175 | 3240230.8549 | 3935688.1082 | 4964229.6271 | 4774466.3329 | 3920304.5681 | 3414824.2605 | 3239675.3382 | 3796432.1132 | 43261163.2392
Rocky Mountain Power
KW Loads Coincident To System Peak
Merged Company Peaks
12 Months Ended Dec 2015
Coincident Peaks @ Sales
| A | B | C | D | E | F | G | H | I | J | K | L | M | N | O
| Month : |  | 2015-01-01 | 2015-02-01 | 2015-03-04 | 2015-04-04 | 2015-05-05 | 2015-06-05 | 2015-07-06 | 2015-08-06 | 2015-09-06 | 2015-10-07 | 2015-11-07 | 2015-12-08 | Sum Of
| Peak Date: | COS | 2 | 23 | 4 | 15 | 31 | 30 | 1 | 13 | 1 | 1 | 30 | 14 | 12
| Peak Time MST: | Sch | 19:00 | 09:00 | 09:00 | 09:00 | 19:00 | 18:00 | 16:00 | 18:00 | 17:00 | 18:00 | 19:00 | 19:00 | CPs
1 | Residential
2 | Sch 001 sec | 1 | 1285557 | 802704 | 786696 | 648061 | 1317590 | 1677748 | 2020529 | 1827427 | 1536711 | 1640351 | 1173733 | 1281230 | 15998337
3 | Sch 007 sec | 7 | 506 | 0 | 0 | 32 | 0 | 0 | 0 | 0 | 0 | 0 | 502 | 471 | 1511
4 | Residential Total |  | 1286063 | 802704 | 786696 | 648093 | 1317590 | 1677748 | 2020529 | 1827427 | 1536711 | 1640351 | 1174235 | 1281701 | 15999848
5
6 | General Service
7 | Sch 006 com | 6 | 711950 | 864483 | 832604 | 870301 | 673721 | 1010449 | 1212410 | 1092882 | 1066932 | 965624 | 806406 | 792226 | 10899988
8 | Sch 008 com | 8 | 250476 | 208265 | 210801 | 276164 | 230714 | 253082 | 311128 | 296894 | 249187 | 312375 | 303072 | 276389 | 3178547
9 | Sch 007 sec | 7 | 1738 | 0 | 0 | 107 | 0 | 0 | 0 | 0 | 0 | 0 | 1821 | 1684 | 5350
10 | Sch 009 sub trn | 9 | 655512 | 449221 | 439780 | 622772 | 609529 | 556096 | 629626 | 657641 | 412388 | 681579 | 735375 | 595989 | 7045508
11 | Sch 023 sec | 23 | 189933 | 194347 | 182301 | 175962 | 132039 | 272817 | 342882 | 267430 | 300527 | 236425 | 182780 | 182212 | 2659655
12 | Cust 1 | contract | 79991 | 79969 | 73940 | 68484 | 54680 | 69550 | 69891 | 68149 | 68232 | 70129 | 67899 | 59950 | 830864
13 | Cust 2 | contract | 103810 | 109182 | 106094 | 112513 | 110054 | 0 | 0 | 0 | 0 | 123759 | 114715 | 0 | 780127
14 | Gen Service Total |  | 1993410 | 1905467 | 1845520 | 2126303 | 1810737 | 2161994 | 2565937 | 2382996 | 2097266 | 2389891 | 2212068 | 1908450 | 25400039
15
16 | Irrigation
17 | Sch 010 sec | 10 | 918 | 1434 | 5831 | 34586 | 28422 | 78934 | 81581 | 59620 | 42912 | 11497 | 2524 | 1117 | 349376
18
19 | Street Lights
20 | Sch 011 sec | 7 | 2815 | 0 | 0 | 174 | 0 | 0 | 0 | 0 | 0 | 0 | 2933 | 2722 | 8644
21 | Sch 012 sec | 7 | 10514.5362 | 0 | 0 | 851 | 0 | 0 | 0 | 0 | 0 | 0 | 11151.9417 | 10358.2661 | 32875.7441
22 | Sch 15 TOSS sec | 12 | 865 | 850 | 752 | 750 | 722 | 762 | 757 | 754 | 769 | 736 | 797 | 917 | 9431
23 | Sch 15 MONL sec | 12 | 4044.4638 | 0 | 0 | 0 | 0 | 0 | 0 | 0 | 0 | 0 | 3852.0583 | 3920.7339 | 11817.2559
24 | St Lighting Total |  | 18239 | 850 | 752 | 1775 | 722 | 762 | 757 | 754 | 769 | 736 | 18734 | 17918 | 62768
25
26 | State of Utah |  | 3298630 | 2710455 | 2638799 | 2810757 | 3157471 | 3919438 | 4668804 | 4270797 | 3677658 | 4042475 | 3407561 | 3209186 | 41812031
| Coin Peaks @ sales |  | 2015-01-01 | 2015-02-01 | 2015-03-04 | 2015-04-04 | 2015-05-05 | 2015-06-05 | 2015-07-06 | 2015-08-06 | 2015-09-06 | 2015-10-07 | 2015-11-07 | 2015-12-08 | Total
| Cust 2 trn | contract | 103810 | 109182 | 106094 | 112513 | 110054 | 108761 | 116975 | 116454 | 107858 | 123759 | 114715 | 104993 | 1335168
| Cust 2 trn (curtailment) | contract | 0 | 0 | 0 | 0 | 0 | -108761 | -116975 | -116454 | -107858 | 0 | 0 | -104993 | -555041
| Sch 12 sec | 12 | 14559 | 0 | 0 | 851 | 0 | 0 | 0 | 0 | 0 | 0 | 15004 | 14279 | 44693
Note on C166: Author: Only input the data for a month if it was dark out during the Peak Date&Time. To determine if it was dark out, use NOAA website: http://aa.usno.navy.mil/data/docs/RS_OneYear.php Choose a large city to represent the state (e.g., for Utah, use SLC)

## Dist. Factors
Distribution Factors ( F20-F22 )
Rocky Mountain Power
Cost Of Service By Rate Schedule
State of Utah
2010 Protocol (Non Wgt)
12 Months Ended Dec 2015
Distribution Factors
| A |  | B | C | D | E | F | G | H | I | J | K | L | M
| Description |  | Residential Sch 1 | General Large Dist. Sch 6 | General +1 MW Sch 8 | Street & Area Lighting Sch. 7,11,12 | General Trans Sch 9 | Irrigation Sch 10 | Traffic Signals Sch 15 | Outdoor Lighting Sch 15 | General Small Dist. Sch 23 | Industrial Cust 1 | Industrial Cust 2 | Total
1 | Secondary |  | 1832208.7374 | 0 | 0 | 1748.7593 | 0 | 0 | 852.4388 | 449.6765 | 324669.9744 | 0 | 0 | 2159929.5863
2
3 | Primary |  | 0 | 0 | 0 | 0 | 0 | 0 | 0 | 0 | 0 | 0 | 0 | 0
4
5 | Combined |  | 0 | 1149071.0388 | 299061.9279 | 0 | 0 | 62603.3117 | 0 | 0 | 0 | 0 | 0 | 1510736.2784
6
7 | Sub-Transmission |  | 0 | 0 | 0 | 0 | 0 | 0 | 0 | 0 | 0 | 0 | 0 | 0
8
9 | Transmission |  | 0 | 0 | 0 | 0 | 0 | 0 | 0 | 0 | 0 | 0 | 0 | 0
10
11 | 12 Wgt Dist Peaks
12 | @ Input |  | 1832208.7374 | 1149071.0388 | 299061.9279 | 1748.7593 | 0 | 62603.3117 | 852.4388 | 449.6765 | 324669.9744 | 0 | 0 | 3670665.8647
13
14 | Substations
15 | FACTOR 20 |  | 49.91% | 31.3% | 8.147% | 0.04764% | 0% | 1.706% | 0.02322% | 0.01225% | 8.845% | 0% | 0% | 100%
16
17 | Max NCP - Sec |  | 5923071.2234 | 1745286 | 457405 | 28180.1888 | 0 | 141758.1718 | 1009.672 | 5936.1553 | 656394.8659 | 0 | 0 | 8959041.2772
18
19 | Cust/Transformer |  | 6.31 | 1 | 1 | 1 | 0 | 1 | 1 | 1 | 3.07 | 0 | 0
20
21 | Coincidence Factor |  | 0.76 | 1 | 1 | 1 | 0 | 1 | 1 | 1 | 0.86 | 0 | 0
22
23 | Max NCP - Wgt |  | 4501534.1298 | 1745286 | 457405 | 28180.1888 | 0 | 141758.1718 | 1009.672 | 5936.1553 | 564499.5847 | 0 | 0 | 7445608.9024
24
25 | Line Transformers
26 | FACTOR 21 |  | 60.46% | 23.44% | 6.143% | 0.3785% | 0% | 1.904% | 0.01356% | 0.07973% | 7.582% | 0% | 0% | 100%
27
28 | Max NCP - Wgt * |  | 4501534.1298 | 0 | 0 | 0 | 0 | 0 | 0 | 0 | 564499.5847 | 0 | 0 | 5066033.7145
29 | (Less Irrg & St Ltg)
30
31 | Secondary Lines
32 | FACTOR 22 |  | 88.86% | 0% | 0% | 0% | 0% | 0% | 0% | 0% | 11.14% | 0% | 0% | 100%
33
34 | * If Line 19 > 1,
35 | Line 28 = Line 23
Distribution Factors Detail
Rocky Mountain Power
Cost Of Service By Rate Schedule
State of Utah
2010 Protocol (Non Wgt)
12 Months Ended Dec 2015
Weighted Distribution Peaks
| A | B | C | D | E | F | G | H | I | J | K | L | M | N | O
|  |  | 2015-01-01 | 2015-02-01 | 2015-03-04 | 2015-04-04 | 2015-05-05 | 2015-06-05 | 2015-07-06 | 2015-08-06 | 2015-09-06 | 2015-10-07 | 2015-11-07 | 2015-12-08
|  | COS | 2 | 23 | 3 | 29 | 31 | 29 | 1 | 25 | 1 | 1 | 30 | 16 | Sum of 12 Wgt
| Description | Sch | 20:00 | 19:00 | 19:00 | 15:00 | 19:00 | 17:00 | 18:00 | 16:00 | 17:00 | 18:00 | 19:00 | 19:00 | Dist Peaks
| Substation Peaks |  | 5.1 | 0.1 | 0.1 | 2.1 | 3.1 | 137.1 | 19.1 | 7.1 | 6.1 | 3.1 | 1.1 | 14.1 | 198.2
| Weighting |  | 2.573% | 0.05045% | 0.05045% | 1.06% | 1.564% | 69.17% | 9.637% | 3.582% | 3.078% | 1.564% | 0.555% | 7.114% | 100%
1 | Residential
2 | Sch 001 sec | 1 | 37888.0962 | 579.1981 | 714.7735 | 6879.7706 | 22690.7745 | 1262774.0521 | 244081.2581 | 67543.6613 | 52075.011 | 28249.1781 | 7172.4798 | 101560.4839 | 1832208.7374
3 | Sch 007 sec | 7 | 14.336 | 0.25054 | 0.22332 | 0 | 0 | 0 | 0 | 0 | 0 | 0 | 3.0676 | 36.8933 | 54.7708
4 | Residential Total |  | 37902.4322 | 579.4487 | 714.9968 | 6879.7706 | 22690.7745 | 1262774.0521 | 244081.2581 | 67543.6613 | 52075.011 | 28249.1781 | 7175.5475 | 101597.3772 | 1832263.5082
5
6 | General Service
7 | Sch 006 com | 6 | 19433.8047 | 398.4233 | 389.6498 | 11963.0177 | 11591.9354 | 812761.5878 | 118105.0716 | 50482.003 | 36122.7412 | 16614.3734 | 4923.3491 | 66285.0817 | 1149071.0388
8 | Sch 008 com | 8 | 6917.3189 | 109.9929 | 110.0499 | 3522.6282 | 3926.333 | 203692.4168 | 31067.4702 | 12280.6715 | 8344.6276 | 5316.0464 | 1830.1625 | 21944.2099 | 299061.9279
9 | Sch 007 sec | 7 | 49.241 | 0.91329 | 0.77608 | 0 | 0 | 0 | 0 | 0 | 0 | 0 | 11.1278 | 131.9072 | 193.9654
10 | Sch 023 sec | 23 | 4890.9846 | 99.582 | 96.0317 | 2638.5509 | 2273.8994 | 238522.3628 | 32104.5486 | 13747.6835 | 10184.0534 | 4071.5749 | 1116.937 | 14923.7656 | 324669.9744
11 | General Service Total |  | 31291.3493 | 608.9116 | 596.5075 | 18124.1967 | 17792.1679 | 1254976.3674 | 181277.0905 | 76510.3581 | 54651.4222 | 26001.9947 | 7881.5765 | 103284.9644 | 1772996.9065
12
13 | Irrigation
14 | Sch 010 com | 10 | 26.0088 | 0.77663 | 3.2287 | 406.7278 | 489.4673 | 49885.3277 | 7781.0849 | 2255.6047 | 1454.1725 | 197.9947 | 15.4237 | 87.4943 | 62603.3117
15
16 | Street Lights
17 | Sch 011 sec | 7 | 79.7546 | 1.4588 | 1.2522 | 0 | 0 | 0 | 0 | 0 | 0 | 0 | 17.9231 | 213.2134 | 313.6021
18 | Sch 012 sec | 7 | 297.898 | 4.9771 | 4.0383 | 0 | 0 | 0 | 0 | 0 | 0 | 0 | 68.1476 | 811.3598 | 1186.4209
19 | Sch 15 TOSS sec | 15 | 24.5072 | 0.4722 | 0.41776 | 8.7496 | 12.4339 | 580.3631 | 80.3224 | 29.7397 | 26.0593 | 12.675 | 4.8703 | 71.8283 | 852.4388
20 | Sch 15 MONL sec | 15 | 114.5878 | 2.3242 | 2.1153 | 0 | 0 | 0 | 0 | 0 | 0 | 0 | 23.5393 | 307.1099 | 449.6765
21 | St Lighting Total |  | 516.7477 | 9.2323 | 7.8235 | 8.7496 | 12.4339 | 580.3631 | 80.3224 | 29.7397 | 26.0593 | 12.675 | 114.4802 | 1403.5115 | 2802.1383
22
23
24
25 | State of Utah |  | 69736.538 | 1198.3692 | 1322.5566 | 25419.4447 | 40984.8435 | 2568216.1102 | 433219.7559 | 146339.3638 | 108206.665 | 54461.8424 | 15187.0279 | 206373.3474 | 3670665.8647
Rocky Mountain Power
Cost Of Service By Rate Schedule
State of Utah
2010 Protocol (Non Wgt)
12 Months Ended Dec 2015
Distribution Peaks @ Input
| A | B | C | D | E | F | G | H | I | J | K | L | M | N | O
|  |  | 2015-01-01 | 2015-02-01 | 2015-03-04 | 2015-04-04 | 2015-05-05 | 2015-06-05 | 2015-07-06 | 2015-08-06 | 2015-09-06 | 2015-10-07 | 2015-11-07 | 2015-12-08
|  | COS | 2 | 23 | 3 | 29 | 31 | 29 | 1 | 25 | 1 | 1 | 30 | 16 | Sum of 12
| Description | Sch | 20:00 | 19:00 | 19:00 | 15:00 | 19:00 | 17:00 | 18:00 | 16:00 | 17:00 | 18:00 | 19:00 | 19:00 | Dist Peaks
1 | Residential
2 | Sch 001 sec | 1 | 1472435.4263 | 1147970.6613 | 1416681.0511 | 649319.3053 | 1450745.6454 | 1825542.0652 | 2532822.2699 | 1885514.6012 | 1692011.0137 | 1806124.8721 | 1292350.457 | 1427609.0716 | 18599126.4401
3 | Sch 007 sec | 7 | 557.1364 | 496.5781 | 442.6261 | 0 | 0 | 0 | 0 | 0 | 0 | 0 | 552.7321 | 518.5993 | 2567.6719
4 | Residential Total |  | 1472992.5627 | 1148467.2394 | 1417123.6772 | 649319.3053 | 1450745.6454 | 1825542.0652 | 2532822.2699 | 1885514.6012 | 1692011.0137 | 1806124.8721 | 1292903.1891 | 1428127.6709 | 18601694.1121
5
6 | General Service
7 | Sch 006 com | 6 | 755251 | 789675 | 772286 | 1129081 | 741136 | 1174977 | 1225572 | 1409230 | 1173693 | 1062248 | 887098 | 931752 | 12051999
8 | Sch 008 com | 8 | 268826 | 218006 | 218119 | 332469 | 251032 | 294470 | 322386 | 342821 | 271132 | 339884 | 329762 | 308464 | 3497371
9 | Sch 007 sec | 7 | 1913.6423 | 1810.1426 | 1538.1808 | 0 | 0 | 0 | 0 | 0 | 0 | 0 | 2005.0303 | 1854.185 | 9121.181
10 | Sch 023 sec | 23 | 190077.0889 | 197371.6114 | 190334.7369 | 249028.9423 | 145382.8613 | 344822.2634 | 333147.7242 | 383773.3619 | 330898.2586 | 260318.1105 | 201251.7468 | 209779.4565 | 3036186.1627
11 | General Service Total |  | 1216067.7311 | 1206862.754 | 1182277.9177 | 1710578.9423 | 1137550.8613 | 1814269.2634 | 1881105.7242 | 2135824.3619 | 1775723.2586 | 1662450.1105 | 1420116.7771 | 1451849.6415 | 18594677.3438
12
13 | Irrigation
14 | Sch 010 sec | 10 | 1010.7731 | 1539.2819 | 6399.3607 | 38387.3558 | 31294.3273 | 72117.2279 | 80744.033 | 62966.3182 | 47248.6867 | 12658.8868 | 2779.0754 | 1229.884 | 358375.2109
15
16 | Street Lights
17 | Sch 011 sec | 7 | 3099.4839 | 2891.3836 | 2481.7892 | 0 | 0 | 0 | 0 | 0 | 0 | 0 | 3229.409 | 2997.0853 | 14699.151
18 | Sch 012 sec | 7 | 11577.1353 | 9864.6467 | 8003.9605 | 0 | 0 | 0 | 0 | 0 | 0 | 0 | 12278.957 | 11405.0725 | 53129.7719
19 | Sch 15 TOSS sec | 15 | 952.4169 | 935.901 | 827.9971 | 825.795 | 794.9653 | 839.0077 | 833.5024 | 830.1992 | 846.7151 | 810.3802 | 877.5448 | 1009.672 | 10384.0969
20 | Sch 15 MONL sec | 15 | 4453.1973 | 4606.5849 | 4192.4811 | 0 | 0 | 0 | 0 | 0 | 0 | 0 | 4241.3473 | 4316.9633 | 21810.5738
21 | St Lighting Total |  | 20082.2333 | 18298.5161 | 15506.228 | 825.795 | 794.9653 | 839.0077 | 833.5024 | 830.1992 | 846.7151 | 810.3802 | 20627.258 | 19728.7931 | 100023.5936
22
23
24
25 | State of Utah |  | 2710153.3003 | 2375167.7914 | 2621307.1837 | 2399111.3985 | 2620385.7994 | 3712767.5641 | 4495505.5295 | 4085135.4806 | 3515829.6741 | 3482044.2495 | 2736426.2996 | 2900935.9895 | 37654770.2603
Rocky Mountain Power
Cost Of Service By Rate Schedule
State of Utah
2010 Protocol (Non Wgt)
12 Months Ended Dec 2015
Distribution Peaks @ Sales
| A | B | C | D | E | F | G | H | I | J | K | L | M | N | O
|  |  | 2015-01-01 | 2015-02-01 | 2015-03-04 | 2015-04-04 | 2015-05-05 | 2015-06-05 | 2015-07-06 | 2015-08-06 | 2015-09-06 | 2015-10-07 | 2015-11-07 | 2015-12-08
|  | COS | 2 | 23 | 3 | 29 | 31 | 29 | 1 | 25 | 1 | 1 | 30 | 16 | Sum of 12
| Description | Sch | 20:00 | 19:00 | 19:00 | 15:00 | 19:00 | 17:00 | 18:00 | 16:00 | 17:00 | 18:00 | 19:00 | 19:00 | Dist Peaks
1 | Residential
2 | Sch 001 sec | 1 | 1337289 | 1042605 | 1286652 | 589722 | 1317590 | 1657986 | 2300349 | 1712454 | 1536711 | 1640351 | 1173733 | 1296577 | 16892019
3 | Sch 007 sec | 7 | 506 | 451 | 402 | 0 | 0 | 0 | 0 | 0 | 0 | 0 | 502 | 471 | 2332
4 | Residential Total |  | 1337795 | 1043056 | 1287054 | 589722 | 1317590 | 1657986 | 2300349 | 1712454 | 1536711 | 1640351 | 1174235 | 1297048 | 16894351
5
6 | General Service
7 | Sch 006 com | 6 | 686552 | 717845 | 702037 | 1026378 | 673721 | 1068099 | 1114092 | 1281044 | 1066932 | 965624 | 806406 | 846998 | 10955728
8 | Sch 008 com | 8 | 247068 | 200361 | 200465 | 305560 | 230714 | 270636 | 296293 | 315074 | 249187 | 312375 | 303072 | 283498 | 3214303
9 | Sch 007 sec | 7 | 1738 | 1644 | 1397 | 0 | 0 | 0 | 0 | 0 | 0 | 0 | 1821 | 1684 | 8284
10 | Sch 023 sec | 23 | 172631 | 179256 | 172865 | 226172 | 132039 | 313173 | 302570 | 348549 | 300527 | 236425 | 182780 | 190525 | 2757512
11 | General Service Total |  | 1107989 | 1099106 | 1076764 | 1558110 | 1036474 | 1651908 | 1712955 | 1944667 | 1616646 | 1514424 | 1294079 | 1322705 | 16935827
12
13 | Irrigation
14 | Sch 010 sec | 10 | 918 | 1398 | 5812 | 34864 | 28422 | 65498 | 73333 | 57187 | 42912 | 11497 | 2524 | 1117 | 325482
15
16 | Street Lights
17 | Sch 011 sec | 7 | 2815 | 2626 | 2254 | 0 | 0 | 0 | 0 | 0 | 0 | 0 | 2933 | 2722 | 13350
18 | Sch 012 sec | 7 | 10514.5362 | 8959.2272 | 7269.3227 | 0 | 0 | 0 | 0 | 0 | 0 | 0 | 11151.9417 | 10358.2661 | 48253.294
19 | Sch 15 TOSS sec | 12 | 865 | 850 | 752 | 750 | 722 | 762 | 757 | 754 | 769 | 736 | 797 | 917 | 9431
20 | Sch 15 MONL sec | 12 | 4044.4638 | 4183.7728 | 3807.6773 | 0 | 0 | 0 | 0 | 0 | 0 | 0 | 3852.0583 | 3920.7339 | 19808.706
21 | St Lighting Total |  | 18239 | 16619 | 14083 | 750 | 722 | 762 | 757 | 754 | 769 | 736 | 18734 | 17918 | 90843
22
23
24
25 | State of Utah |  | 2464941 | 2160179 | 2383713 | 2183446 | 2383208 | 3376154 | 4087394 | 3715062 | 3197038 | 3167008 | 2489572 | 2638788 | 34246503
| Dist Peaks @ sales |  | 2015-01-01 | 2015-02-01 | 2015-03-04 | 2015-04-04 | 2015-05-05 | 2015-06-05 | 2015-07-06 | 2015-08-06 | 2015-09-06 | 2015-10-07 | 2015-11-07 | 2015-12-08
| Sch 012 (sec) | 12 | 14559 | 13143 | 11077 | 0 | 0 | 0 | 0 | 0 | 0 | 0 | 15004 | 14279 | 68062
Rocky Mountain Power
Cost Of Service By Rate Schedule
State of Utah
2010 Protocol (Non Wgt)
12 Months Ended Dec 2015
Non Coincident Peaks @ Input
| A | B | C | D | E | F | G | H | I | J | K | L | M | N | O | P
|  | COS | [12 empty] | Total | Maximum
| Description | Sch | 2015-01-01 | 2015-02-01 | 2015-03-04 | 2015-04-04 | 2015-05-05 | 2015-06-05 | 2015-07-06 | 2015-08-06 | 2015-09-06 | 2015-10-07 | 2015-11-07 | 2015-12-08 | NCP | NCP
1 | Residential
2 | Sch 001 sec | 1 | 4976940.4778 | 4681539.3802 | 4668168.8412 | 4723051.8476 | 4960280.8353 | 5840619.8111 | 5923071.2234 | 5847594.3663 | 5508552.5922 | 4942439.7525 | 4902203.6619 | 5211767.9843 | 62186230.7737 | 5923071.2234
3 | Sch 007 sec | 7 | 557.1364 | 629.8063 | 650.7265 | 774.0452 | 832.4014 | 908.3745 | 788.359 | 741.0134 | 696.971 | 605.583 | 552.7321 | 518.5993 | 8255.7479 | 908.3745
4 | Residential Total |  | 4977497.6142 | 4682169.1865 | 4668819.5676 | 4723825.8927 | 4961113.2366 | 5841528.1856 | 5923859.5823 | 5848335.3796 | 5509249.5631 | 4943045.3355 | 4902756.3941 | 5212286.5835 | 62194486.5216 | 5923979.5979
5
6 | General Service
7 | Sch 006 com | 6 | 1339964 | 1344802 | 1364557 | 1414949 | 1464326 | 1745286 | 1697511 | 1743000 | 1627820 | 1514951 | 1318230 | 1302253 | 17877649 | 1745286
8 | Sch 008 com | 8 | 394171 | 370204 | 382429 | 389614 | 379024 | 457405 | 401337 | 410563 | 411836 | 402681 | 381521 | 374634 | 4755419 | 457405
9 | Sch 007 sec | 7 | 1913.6423 | 2294.609 | 2261.5772 | 2623.826 | 2830.8253 | 3115.9998 | 2757.0542 | 2555.5603 | 2436.6458 | 2095.3172 | 2005.0303 | 1854.185 | 28744.2724 | 3115.9998
10 | Sch 009 sub trn | 9 | 751371.676 | 739230.1481 | 721073.9821 | 884805.643 | 748510.2692 | 795642.3553 | 775940.606 | 758659.8061 | 745688.8062 | 768906.6298 | 797889.9566 | 756350.2533 | 9244070.1317 | 884805.643
11 | Sch 023 sec | 23 | 560388.9459 | 564697.8722 | 551440.1531 | 575142.2714 | 554974.771 | 656394.8659 | 647422.074 | 650213.2694 | 623939.3295 | 584524.9723 | 526975.2244 | 536892.0175 | 7033005.7666 | 656394.8659
12 | Cust 1 | contract | 103925.3712 | 103591.7424 | 102257.2272 | 105093.072 | 102257.2272 | 105426.7008 | 102882.7812 | 102298.9308 | 101131.23 | 102048.7092 | 102882.7812 | 102048.7092 | 1235844.4824 | 105426.7008
13 | Cust 2 | contract | 135626.3627 | 129004.8736 | 132189.9861 | 131987.7236 | 132943.7787 | 138698.8755 | 142978.7074 | 143070.4553 | 144536.3369 | 134451.3638 | 130316.4519 | 134013.476 | 1629818.3916 | 144536.3369
14 | General Service Total |  | 3287360.9981 | 3253825.2454 | 3256208.9257 | 3504215.5361 | 3384866.8713 | 3901969.7973 | 3770829.2229 | 3810361.0219 | 3657388.3484 | 3509658.9923 | 3259820.4444 | 3208045.641 | 41804551.0447 | 3996970.5464
15
16 | Irrigation
17 | Sch 010 sec | 10 | 1010.7731 | 1535.9787 | 6397.1586 | 38075.7559 | 58991.4916 | 141758.1718 | 139287.4934 | 139028.207 | 121633.5462 | 25120.6839 | 2779.0754 | 1229.884 | 676848.2197 | 141758.1718
18
19 | Street Lights
20 | Sch 011 sec | 7 | 3099.4839 | 3665.4287 | 3648.9128 | 4263.3043 | 4609.0372 | 5053.8654 | 4458.1919 | 4137.7835 | 3937.3906 | 3412.1849 | 3229.409 | 2997.0853 | 46512.0776 | 5053.8654
21 | Sch 012 sec | 7 | 11577.1353 | 13738.1757 | 13740.4831 | 16120.9901 | 17392.0735 | 19101.9491 | 16858.4353 | 15697.7104 | 15084.868 | 12961.0646 | 12278.957 | 11405.0725 | 175956.9145 | 19101.9491
22 | Sch 15 TOSS sec | 15 | 952.4169 | 935.901 | 827.9971 | 825.795 | 794.9653 | 839.0077 | 833.5024 | 830.1992 | 846.7151 | 810.3802 | 877.5448 | 1009.672 | 10384.0969 | 1009.672
23 | Sch 15 MONL sec | 15 | 4453.1973 | 4606.5849 | 4192.4811 | 4683.5386 | 5467.0332 | 5936.1553 | 5191.3922 | 4584.9159 | 4510.6968 | 4322.2742 | 4241.3473 | 4316.9633 | 56506.5801 | 5936.1553
24 | Street Light Total |  | 20082.2333 | 22946.0904 | 22409.8742 | 25893.628 | 28263.1091 | 30930.9775 | 27341.5219 | 25250.609 | 24379.6705 | 21505.9039 | 20627.258 | 19728.7931 | 289359.6691 | 31101.6418
25
26
27 | State of Utah |  | 8285951.6187 | 7960476.5011 | 7953835.5261 | 8292010.8127 | 8433234.7087 | 9916187.1322 | 9861317.8205 | 9822975.2175 | 9312651.1283 | 8499330.9156 | 8185983.1719 | 8441290.9017 | 104965245.455 | 10093809.958
Rocky Mountain Power
Cost Of Service By Rate Schedule
State of Utah
2010 Protocol (Non Wgt)
12 Months Ended Dec 2015
Non Coincident Peaks @ Sales
| A | B | C | D | E | F | G | H | I | J | K | L | M | N | O
|  | COS | [12 empty] | Total
| Description | Sch | 2015-01-01 | 2015-02-01 | 2015-03-04 | 2015-04-04 | 2015-05-05 | 2015-06-05 | 2015-07-06 | 2015-08-06 | 2015-09-06 | 2015-10-07 | 2015-11-07 | 2015-12-08 | NCP
1 | Residential
2 | Sch 001 sec | 1 | 4520135.5765 | 4251847.6561 | 4239704.3224 | 4289549.9315 | 4505005.0272 | 5304542.7235 | 5379426.3922 | 5310877.1241 | 5002954.0553 | 4488801.4754 | 4452258.4255 | 4733409.6092 | 56478512.3188
3 | Sch 007 sec | 7 | 506 | 572 | 591 | 703 | 756 | 825 | 716 | 673 | 633 | 550 | 502 | 471 | 7498
4 | Residential Total |  | 4520641.5765 | 4252419.6561 | 4240295.3224 | 4290252.9315 | 4505761.0272 | 5305367.7235 | 5380142.3922 | 5311550.1241 | 5003587.0553 | 4489351.4754 | 4452760.4255 | 4733880.6092 | 56486010.3188
5
6 | General Service
7 | Sch 006 com | 6 | 1218078.3655 | 1222476.2757 | 1240434.5066 | 1286242.9513 | 1331127.6817 | 1586531.0525 | 1543102.3927 | 1584453.0414 | 1479749.9189 | 1377148.2565 | 1198321.2545 | 1183797.3276 | 16251463.025
8 | Sch 008 com | 8 | 362267.3429 | 340240.1472 | 351476.0271 | 358079.6596 | 348346.8342 | 420383.502 | 368854.1841 | 377333.2256 | 378502.9062 | 370089.0153 | 350641.8182 | 344311.5848 | 4370526.2473
9 | Sch 007 sec | 7 | 1738 | 2084 | 2054 | 2383 | 2571 | 2830 | 2504 | 2321 | 2213 | 1903 | 1821 | 1684 | 26106
10 | Sch 009 sub trn | 9 | 720678 | 709032.4558 | 691617.9726 | 848661.1641 | 717933.4822 | 763140.2136 | 744243.2846 | 727668.4086 | 715227.2765 | 737496.6476 | 765296 | 725453.2014 | 8866448.1069
11 | Sch 023 sec | 23 | 508954.0496 | 512867.4843 | 500826.6154 | 522353.2518 | 504036.8109 | 596148.1354 | 587998.9047 | 590533.9122 | 566671.507 | 530874.7682 | 478607.1825 | 487613.7699 | 6387486.3919
12 | Cust 1 | sc | 99680 | 99360 | 98080 | 100800 | 98080 | 101120 | 98680 | 98120 | 97000 | 97880 | 98680 | 97880 | 1185360
13 | Cust 2 | sc | 130086 | 123735 | 126790 | 126596 | 127513 | 133033 | 137138 | 137226 | 138632 | 128959 | 124993 | 128539 | 1563240
14 | General Service Total |  | 3041481.7581 | 3009795.363 | 3011279.1216 | 3245116.0268 | 3129608.809 | 3603185.9035 | 3482520.766 | 3517655.5878 | 3377996.6087 | 3244350.6876 | 3018360.2552 | 2969278.8837 | 38650629.7711
15
16 | Irrigation
17 | Sch 010 sec | 10 | 918 | 1395 | 5810 | 34581 | 53577 | 128747 | 126503.091 | 126267.6031 | 110469.4987 | 22815 | 2524 | 1117 | 614724.1927
18
19 | Street Lights
20 | Sch 011 sec | 7 | 2815 | 3329 | 3314 | 3872 | 4186 | 4590 | 4049 | 3758 | 3576 | 3099 | 2933 | 2722 | 42243
21 | Sch 012 sec | 7 | 10514.5362 | 12477.2272 | 12479.3227 | 14641.3366 | 15795.7545 | 17348.6904 | 15311.096 | 14256.9073 | 13700.3142 | 11771.4426 | 11151.9417 | 10358.2661 | 159806.8357
22 | Sch 15 TOSS sec | 15 | 865 | 850 | 752 | 750 | 722 | 762 | 757 | 754 | 769 | 736 | 797 | 917 | 9431
23 | Sch 15 MONL sec | 15 | 4044.4638 | 4183.7728 | 3807.6773 | 4253.6634 | 4965.2455 | 5391.3096 | 4714.904 | 4164.0927 | 4096.6858 | 3925.5574 | 3852.0583 | 3920.7339 | 51320.1643
24 | Street Light Total |  | 18239 | 20840 | 20353 | 23517 | 25669 | 28092 | 24832 | 22933 | 22142 | 19532 | 18734 | 17918 | 262801
25
26
27 | State of Utah |  | 7581280.3346 | 7284450.0191 | 7277737.444 | 7593466.9583 | 7714615.8362 | 9065392.6269 | 9013998.2492 | 8978406.3149 | 8514195.1627 | 7776049.163 | 7492378.6807 | 7722194.4929 | 96014165.2826
| NCP @ sales |  | 2015-01-01 | 2015-02-01 | 2015-03-04 | 2015-04-04 | 2015-05-05 | 2015-06-05 | 2015-07-06 | 2015-08-06 | 2015-09-06 | 2015-10-07 | 2015-11-07 | 2015-12-08 | Total
| Sch 012 (sec) | 12 | 14559 | 16661 | 16287 | 18895 | 20761 | 22740 | 20026 | 18421 | 17797 | 15697 | 15004 | 14279 | 211127
Note on B33: Author: Values per DA 411
Note on C181: Author: Only input the data for a month if it was dark out during the Peak Date&Time. To determine if it was dark out, use NOAA website: http://aa.usno.navy.mil/data/docs/RS_OneYear.php Choose a large city to represent the state (e.g., for Utah, use SLC)

## Energy Factor
Energy Factors ( F30-F34 )
Rocky Mountain Power
Cost Of Service By Rate Schedule
State of Utah
2010 Protocol (Non Wgt)
12 Months Ended Dec 2015
Energy Factors
| A | B | C | D | E | F | G | H | I | J | K | L | M
| Description | Residential Sch 1 | General Large Dist. Sch 6 | General +1 MW Sch 8 | Street & Area Lighting Sch. 7,11,12 | General Trans Sch 9 | Irrigation Sch 10 | Traffic Signals Sch 15 | Outdoor Lighting Sch 15 | General Small Dist. Sch 23 | Industrial Cust 1 | Industrial Cust 2 | Total
1 | Secondary | 6574723.8756 | 5974743.5078 | 1080455.4903 | 83002.782 | 0 | 234620.7945 | 6880.252 | 18279.797 | 1358446.6791 | 0 | 0 | 15331153.1783
2
3 | Primary | 0 | 226639.5652 | 983997.4287 | 0 | 0 | 0 | 0 | 0 | 0 | 0 | 0 | 1210636.9939
4
5 | Sub-Transmission | 0 | 0 |  | 0 | 4916718.0859 | 0 | 0 | 0 | 0 | 0 | 0 | 4916718.0859
6
7 | Transmission | 0 | 0 |  | 0 | 0 | 0 | 0 | 0 | 0 | 558948 | 905880.664 | 1464828.664
8
9 | Total MWH @ sales | 6574723.8756 | 6201383.073 | 2064452.919 | 83002.782 | 4916718.0859 | 234620.7945 | 6880.252 | 18279.797 | 1358446.6791 | 558948 | 905880.664 | 22923336.9221
10
11 | Total MWH @ input | 7187619.6352 | 6773386.198 | 2230461.2092 | 90740.3013 | 5139297.9137 | 256492.145 | 7521.6291 | 19983.8397 | 1485081.0785 | 584251.576 | 946889.8817 | 24721725.4073
12
13 | Energy Factors A: Energy
14 | FACTOR 30 | 29.07% | 27.4% | 9.022% | 0.367% | 20.79% | 1.038% | 0.03043% | 0.08084% | 6.007% | 2.363% | 3.83% | 100%
15
16 | (less special contracts) | 6574723.8756 | 6201383.073 | 2064452.919 | 83002.782 | 4916718.0859 | 234620.7945 | 6880.252 | 18279.797 | 1358446.6791 | 0 | 0 | 21458508.2581
17
18 | FACTOR 31 | 30.64% | 28.9% | 9.621% | 0.3868% | 22.91% | 1.093% | 0.03206% | 0.08519% | 6.331% | 0% | 0% | 100%
Rocky Mountain Power
Cost Of Service By Rate Schedule
State of Utah
2010 Protocol (Non Wgt)
12 Months Ended Dec 2015
MWh @ input
|  | COS Sch | 2015-01-01 | 2015-02-01 | 2015-03-04 | 2015-04-04 | 2015-05-05 | 2015-06-05 | 2015-07-06 | 2015-08-06 | 2015-09-06 | 2015-10-07 | 2015-11-07 | 2015-12-08 | Total
Residential
| Sch 1 sec | 1 | 615258.8013 | 474535.2156 | 563915.713 | 444560.4733 | 429877.1928 | 568418.9901 | 876216.8664 | 772046.5399 | 529200.606 | 507858.6405 | 531578.5726 | 656541.6582 | 6970009.2698
| Sch 2 sec | 2 | 325.3915 | 248.83 | 286.8063 | 220.3166 | 205.8796 | 269.2437 | 395.8976 | 348.4661 | 237.7218 | 234.0682 | 265.26 | 332.1563 | 3370.0376
| Sch 3 sec | 3 | 19971.1824 | 16649.6236 | 19917.8223 | 16045.8743 | 15677.8123 | 18544.5248 | 26458.0864 | 22332.8677 | 11954.5258 | 12881.6157 | 15012.5977 | 18793.7949 | 214240.3279
| Residential Total |  | 635555.3751 | 491433.6692 | 584120.3416 | 460826.6642 | 445760.8846 | 587232.7586 | 903070.8504 | 794727.8737 | 541392.8535 | 520974.3244 | 546856.4304 | 675667.6094 | 7187619.6352
General Service
| Sch 6 sec | 6 | 522573.2371 | 462922.1508 | 485647.1013 | 507808.2062 | 524265.8382 | 550963.9833 | 646012.7644 | 653282.5076 | 545807.5695 | 553724.4014 | 528434.3687 | 550266.9692 | 6531709.0976
| Sch 6 pri | 6 | 19665.2075 | 17137.5262 | 17981.3626 | 18707.8504 | 19242.3003 | 20181.8832 | 23789.8507 | 24085.6044 | 20114.0625 | 20441.0371 | 19600.1146 | 20730.301 | 241677.1004
| Sch 8 sec | 8 | 106651.9021 | 74277.6021 | 78785.4359 | 98218.1787 | 102794.3837 | 90426.0665 | 109888.4724 | 110037.1993 | 82928.9512 | 109855.4989 | 112998.4553 | 104313.4049 | 1181175.5511
| Sch 8 pri | 8 | 94743.166 | 65983.7757 | 69988.2654 | 87251.1509 | 91316.3775 | 80329.1049 | 97618.3413 | 97750.4613 | 73669.1163 | 97589.0496 | 100381.064 | 92665.7851 | 1049285.6581
| Sch 9 sub trn | 9 | 508178.2166 | 299439.9025 | 315662.3535 | 444872.4352 | 472738.2157 | 386575.9939 | 455209.8628 | 481125.7762 | 291786.1103 | 491215.4088 | 530553.5232 | 461940.115 | 5139297.9137
| Sch 23 sec | 23 | 127142.2414 | 113896.8098 | 116479.0413 | 112819.0435 | 112769.3042 | 124529.872 | 147124.1964 | 149021.8284 | 122214.5698 | 115904.9532 | 113694.3957 | 129484.8229 | 1485081.0785
| General Service Total |  | 1378953.9706 | 1033657.7671 | 1084543.56 | 1269676.8648 | 1323126.4197 | 1253006.9038 | 1479643.4881 | 1515303.3773 | 1136520.3795 | 1388730.349 | 1405661.9213 | 1359401.3981 | 15628226.3994
Irrigation
| Sch 10 sec | 10 | 899.9934 | 678.6917 | 1239.8809 | 6638.2417 | 41873.2449 | 23206.779 | 57770.8971 | 56015.4821 | 46018.8302 | 17722.196 | 3453.5235 | 974.3843 | 256492.145
Street Lights
| Sch 7,11,12 sec | 7,11,12 | 7573.6828 | 7557.3686 | 7549.316 | 7568.0494 | 7566.9135 | 7564.3773 | 7556.3869 | 7549.3728 | 7593.3061 | 7550.5819 | 7552.9925 | 7557.9535 | 90740.3013
| Sch 15 sec | Traffic signals | 703.6598 | 624.5063 | 611.5757 | 589.2762 | 586.9586 | 599.7569 | 615.4227 | 613.5282 | 605.2219 | 598.7959 | 627.2011 | 745.7258 | 7521.6291
| Sch 15 sec | Metered outdoor lgt | 1966.9958 | 1712.6221 | 1559.0465 | 1490.4426 | 1611.9704 | 1593.4436 | 1577.7963 | 1496.3241 | 1545.9333 | 1710.9888 | 1773.2149 | 1945.0614 | 19983.8397
| Street Lighting Total |  | 10244.3383 | 9894.497 | 9719.9382 | 9647.7682 | 9765.8425 | 9757.5777 | 9749.606 | 9659.2251 | 9744.4613 | 9860.3667 | 9953.4084 | 10248.7407 | 118245.7701
Industrial
| Cust 1 trn |  | 56201.0321 | 52664.8837 | 43562.6725 | 53889.9401 | 50230.4498 | 47774.0653 | 52306.3561 | 53197.9714 | 32675.1402 | 53022.366 | 47071.6439 | 41655.0548 | 584251.576
| Cust 2 trn |  | 80908.6644 | 75471.3371 | 82741.1064 | 76019.0586 | 82953.9233 | 65659.2538 | 83119.9415 | 84573.1908 | 73887.4353 | 89016.1967 | 86268.4745 | 66271.2992 | 946889.8817
| Industrial Customer Total |  | 137109.6965 | 128136.2208 | 126303.7789 | 129908.9987 | 133184.3732 | 113433.3192 | 135426.2975 | 137771.1622 | 106562.5755 | 142038.5627 | 133340.1184 | 107926.3539 | 1531141.4576
| State of Utah |  | 2162763.374 | 1663800.8459 | 1805927.4996 | 1876698.5377 | 1953710.7649 | 1986637.3384 | 2585661.1391 | 2513477.1203 | 1840239.1001 | 2079325.7988 | 2099265.4021 | 2154218.4864 | 24721725.4073
Rocky Mountain Power
Cost Of Service By Rate Schedule
State of Utah
2010 Protocol (Non Wgt)
12 Months Ended Dec 2015
MWh @ sales
|  | COS Sch | 2015-01-01 | 2015-02-01 | 2015-03-04 | 2015-04-04 | 2015-05-05 | 2015-06-05 | 2015-07-06 | 2015-08-06 | 2015-09-06 | 2015-10-07 | 2015-11-07 | 2015-12-08 | Total
Residential
| Sch 1 sec | 1 | 562795.047 | 434071.107 | 515830.037 | 406652.342 | 393221.12 | 519949.315 | 801500.948 | 706213.333 | 484075.123 | 464553.009 | 486250.318 | 600557.672 | 6375669.371
| Sch 2 sec | 2 | 297.645 | 227.612 | 262.35 | 201.53 | 188.324 | 246.285 | 362.139 | 318.752 | 217.451 | 214.109 | 242.641 | 303.833 | 3082.671
| Sch 3 sec | 3 | 18268.219 | 15229.893 | 18219.409 | 14677.626 | 14340.949 | 16963.214 | 24201.978 | 20428.521 | 10935.151 | 11783.187 | 13732.458 | 17191.2286 | 195971.8336
| Residential Total |  | 581360.911 | 449528.612 | 534311.796 | 421531.498 | 407750.393 | 537158.814 | 826065.065 | 726960.606 | 495227.725 | 476550.305 | 500225.417 | 618052.7336 | 6574723.8756
General Service
| Sch 6 sec | 6 | 478012.8767 | 423448.3003 | 444235.4707 | 464506.8752 | 479561.148 | 503982.7146 | 590926.5879 | 597576.4326 | 499265.9936 | 506507.749 | 483374.2235 | 503345.1356 | 5974743.5078
| Sch 6 pri | 6 | 18441.6068 | 16071.2019 | 16862.5335 | 17543.818 | 18045.0136 | 18926.1342 | 22309.6082 | 22586.9596 | 18862.5335 | 19169.1631 | 18380.5641 | 19440.4286 | 226639.5652
| Sch 8 sec | 8 | 97557.5841 | 67943.8742 | 72067.3203 | 89843.013 | 94029.0003 | 82715.3423 | 100518.1688 | 100654.2135 | 75857.5137 | 100488.0069 | 103362.9602 | 95418.493 | 1080455.4903
| Sch 8 pri | 8 | 88848.0949 | 61878.1598 | 65633.4837 | 81822.245 | 85634.5267 | 75330.8997 | 91544.3722 | 91668.2715 | 69085.3063 | 91516.9031 | 94135.1938 | 86899.9719 | 983997.4287
| Sch 9 sub trn | 9 | 486169.331 | 286471.3447 | 301991.2113 | 425605.284 | 452264.2147 | 369833.6257 | 435495.004 | 460288.5151 | 279149.0335 | 469941.1719 | 507575.5768 | 441933.7731 | 4916718.0859
| Sch 23 sec | 23 | 116300.691 | 104184.711 | 106546.753 | 103198.847 | 103153.349 | 113911.081 | 134578.764 | 136314.583 | 111793.207 | 106021.618 | 103999.557 | 118443.5181 | 1358446.6791
| General Service Total |  | 1285330.1845 | 959997.592 | 1007336.7726 | 1182520.0822 | 1232687.2523 | 1164699.7975 | 1375372.505 | 1409088.9753 | 1054013.5875 | 1293644.6121 | 1310828.0755 | 1265481.3204 | 14541000.757
Irrigation
| Sch 10 sec | 10 | 823.25 | 620.819 | 1134.155 | 6072.192 | 38302.67 | 21227.913 | 52844.713 | 51238.984 | 42094.757 | 16211.006 | 3159.038 | 891.2975 | 234620.7945
Street Lights
| Sch 7,11,12 sec | 7,11,12 | 6927.867 | 6912.944 | 6905.578 | 6922.714 | 6921.675 | 6919.355 | 6912.046 | 6905.63 | 6945.817 | 6906.736 | 6908.941 | 6913.479 | 83002.782
| Sch 15 sec | Traffic signals | 643.658 | 571.254 | 559.426 | 539.028 | 536.908 | 548.615 | 562.945 | 561.212 | 553.614 | 547.736 | 573.719 | 682.137 | 6880.252
| Sch 15 sec | Metered outdoor lgt | 1799.268 | 1566.585 | 1426.105 | 1363.351 | 1474.516 | 1457.569 | 1443.256 | 1368.731 | 1414.11 | 1565.091 | 1622.011 | 1779.204 | 18279.797
| Street Lighting Total |  | 9370.793 | 9050.783 | 8891.109 | 8825.093 | 8933.099 | 8925.539 | 8918.247 | 8835.573 | 8913.541 | 9019.563 | 9104.671 | 9374.82 | 108162.831
Industrial
| Cust 1 trn |  | 53767 | 50384 | 41676 | 51556 | 48055 | 45705 | 50041 | 50894 | 31260 | 50726 | 45033 | 39851 | 558948
| Cust 2 trn |  | 77404.56 | 72202.72 | 79157.64 | 72726.72 | 79361.24 | 62815.592 | 79520.068 | 80910.378 | 70687.416 | 85160.96 | 82532.24 | 63401.13 | 905880.664
| Industrial Customer Total |  | 131171.56 | 122586.72 | 120833.64 | 124282.72 | 127416.24 | 108520.592 | 129561.068 | 131804.378 | 101947.416 | 135886.96 | 127565.24 | 103252.13 | 1464828.664
| State of Utah |  | 2008056.6985 | 1541784.526 | 1672507.4726 | 1743231.5852 | 1815089.6543 | 1840532.6555 | 2392761.598 | 2327928.5163 | 1702197.0265 | 1931312.4461 | 1950882.4415 | 1997052.3015 | 22923336.9221
Schedule mWh breakouts - @ sales
12 Months Ended Dec 2015
|  |  | 2015-01-01 | 2015-02-01 | 2015-03-04 | 2015-04-04 | 2015-05-05 | 2015-06-05 | 2015-07-06 | 2015-08-06 | 2015-09-06 | 2015-10-07 | 2015-11-07 | 2015-12-08 | Total
| Schedule 06 - | [14 empty] | Sec
| 6 | sec | 447470.3624 | 400879.6095 | 420276.0581 | 440982.9608 | 456452.5994 | 480327.6553 | 561121.9356 | 566863.3988 | 473781.8629 | 480141.8361 | 456764.332 | 470535.4215 | 5655598.0325 | 5646600.817 | 96.63%
| 6A | " | 30316.2628 | 22349.6826 | 23577.7514 | 23142.0331 | 22733.4489 | 23252.3405 | 29299.8192 | 30123.8996 | 25011.3526 | 25917.7988 | 26201.9509 | 32394.2776 | 314320.618 | 311692.4605 | 91.44%
| 6B | " | 226.2515 | 219.0082 | 381.6613 | 381.8813 | 375.0996 | 402.7188 | 504.8331 | 589.1342 | 472.778 | 448.1141 | 407.9407 | 415.4365 | 4824.8573 | 4824.8573 | 100%
|  | Total - sec | 478012.8767 | 423448.3003 | 444235.4707 | 464506.8752 | 479561.148 | 503982.7146 | 590926.5879 | 597576.4326 | 499265.9936 | 506507.749 | 483374.2235 | 503345.1356 | 5974743.5078 | 5963118.1349 | 96.35%
Pri
| 6 | pri | 15603.7576 | 13979.0895 | 14655.4639 | 15377.5352 | 15916.9776 | 16749.5257 | 19566.9064 | 19767.1172 | 16521.2671 | 16743.0459 | 15927.848 | 16408.0603 | 197216.5943 | 196902.852 | 3.37%
| 6A | " | 2837.8492 | 2092.1124 | 2207.0696 | 2166.2829 | 2128.0361 | 2176.6085 | 2742.7018 | 2819.8424 | 2341.2664 | 2426.1172 | 2452.7161 | 3032.3683 | 29422.971 | 29176.954 | 8.56%
|  | Total - pri | 18441.6068 | 16071.2019 | 16862.5335 | 17543.818 | 18045.0136 | 18926.1342 | 22309.6082 | 22586.9596 | 18862.5335 | 19169.1631 | 18380.5641 | 19440.4286 | 226639.5652 | 226079.806 | 3.653%
Total
| 6 | sec & pri | 463074.12 | 414858.699 | 434931.522 | 456360.496 | 472369.577 | 497077.181 | 580688.842 | 586630.516 | 490303.13 | 496884.882 | 472692.18 | 486943.4817 | 5852814.6267 | 5843503.669 | 100%
| 6A | " | 33154.112 | 24441.795 | 25784.821 | 25308.316 | 24861.485 | 25428.949 | 32042.521 | 32943.742 | 27352.619 | 28343.916 | 28654.667 | 35426.646 | 343743.589 | 340869.4145 | 100%
| 6B | " | 226.2515 | 219.0082 | 381.6613 | 381.8813 | 375.0996 | 402.7188 | 504.8331 | 589.1342 | 472.778 | 448.1141 | 407.9407 | 415.4365 | 4824.8573 | 4824.8573 | 100%
|  | Total - sec & pri | 496454.4835 | 439519.5022 | 461098.0043 | 482050.6933 | 497606.1616 | 522908.8488 | 613236.1961 | 620163.3922 | 518128.527 | 525676.9121 | 501754.7877 | 522785.5642 | 6201383.073 | 6189197.9409 | 100%
Schedule 08 -
|  | sec | 97557.5841 | 67943.8742 | 72067.3203 | 89843.013 | 94029.0003 | 82715.3423 | 100518.1688 | 100654.2135 | 75857.5137 | 100488.0069 | 103362.9602 | 95418.493 | 1080455.4903 | 1080648.3952 | 52.34%
|  | pri | 88848.0949 | 61878.1598 | 65633.4837 | 81822.245 | 85634.5267 | 75330.8997 | 91544.3722 | 91668.2715 | 69085.3063 | 91516.9031 | 94135.1938 | 86899.9719 | 983997.4287 | 984173.112 | 47.66%
|  | Total | 186405.679 | 129822.034 | 137700.804 | 171665.258 | 179663.527 | 158046.242 | 192062.541 | 192322.485 | 144942.82 | 192004.91 | 197498.154 | 182318.465 | 2064452.919 | 2064821.5072 | 100%
|  | Total - sec & pri | 186405.679 | 129822.034 | 137700.804 | 171665.258 | 179663.527 | 158046.242 | 192062.541 | 192322.485 | 144942.82 | 192004.91 | 197498.154 | 182318.465 | 2064452.919
Schedule 09 -
| 9 | subtrn | 481168.905 | 283963.1907 | 298887.1803 | 422852.041 | 449022.7757 | 367215.3147 | 432247.544 | 456772.0391 | 276580.3455 | 466962.7219 | 502848.8198 | 436173.4491 | 4874694.3269
| 9A | " | 5000.426 | 2508.154 | 3104.031 | 2753.243 | 3241.439 | 2618.311 | 3247.46 | 3516.476 | 2568.688 | 2978.45 | 4726.757 | 5760.324 | 42023.759
|  | Total | 486169.331 | 286471.3447 | 301991.2113 | 425605.284 | 452264.2147 | 369833.6257 | 435495.004 | 460288.5151 | 279149.0335 | 469941.1719 | 507575.5768 | 441933.7731 | 4916718.0859
Lighting (7,11,12,PT) -
| Schedule 07 |  | 997.327 | 993.816 | 989.719 | 988.417 | 987.358 | 987.576 | 985.205 | 983.512 | 981.564 | 977.478 | 977.554 | 977.179 | 11826.705
| Schedule 11 |  | 1252.228 | 1246.494 | 1241.073 | 1240.947 | 1243.071 | 1240.83 | 1239.377 | 1235.241 | 1234.496 | 1235.417 | 1234.924 | 1235.096 | 14879.194
| Schedule 12 | (121 A,B) | 4677.621 | 4672.012 | 4673.932 | 4692.727 | 4690.824 | 4690.31 | 4686.804 | 4686.224 | 4729.128 | 4693.188 | 4695.82 | 4700.515 | 56289.105
| PTLD |  | 0.691 | 0.622 | 0.854 | 0.623 | 0.422 | 0.639 | 0.66 | 0.653 | 0.629 | 0.653 | 0.643 | 0.689 | 7.778
| 77 |  | 0 | 0 | 0 | 0 | 0 | 0 | 0 | 0 | 0 | 0 | 0 | 0 | 0
|  | Total Lighting | 6927.867 | 6912.944 | 6905.578 | 6922.714 | 6921.675 | 6919.355 | 6912.046 | 6905.63 | 6945.817 | 6906.736 | 6908.941 | 6913.479 | 83002.782
| Schedule 15 - TOSS |  | 643.658 | 571.254 | 559.426 | 539.028 | 536.908 | 548.615 | 562.945 | 561.212 | 553.614 | 547.736 | 573.719 | 682.137 | 6880.252
| Schedule 15 - MONL |  | 1799.268 | 1566.585 | 1426.105 | 1363.351 | 1474.516 | 1457.569 | 1443.256 | 1368.731 | 1414.11 | 1565.091 | 1622.011 | 1779.204 | 18279.797
| Cust 2 trn |  | 77404.56 | 72202.72 | 79157.64 | 72726.72 | 79361.24 | 70807.256 | 82348.434 | 84248.909 | 76954.448 | 85160.96 | 82532.24 | 73770.965 | 936676.092
|  | pass through | 0 | 0 | 0 | 0 | 0 | -7991.664 | -2828.366 | -3338.531 | -6267.032 | 0 | 0 | -10369.835 | -30795.428
|  | Total | 77404.56 | 72202.72 | 79157.64 | 72726.72 | 79361.24 | 62815.592 | 79520.068 | 80910.378 | 70687.416 | 85160.96 | 82532.24 | 63401.13 | 905880.664

## Cust Factors
Customer Factors (F40-F48)
Rocky Mountain Power
Cost Of Service By Rate Schedule
State of Utah
2010 Protocol (Non Wgt)
12 Months Ended Dec 2015
Weighted Customer Factors
| A | B | C | D | E | F | G | H | I | J | K | L | M | N
| Description |  | Residential Sch 1 | General Large Dist. Sch 6 | General +1 MW Sch 8 | Street & Area Lighting Sch. 7,11,12 | General Trans Sch 9 | Irrigation Sch 10 | Traffic Signals Sch 15 | Outdoor Lighting Sch 15 | General Small Dist. Sch 23 | Industrial Cust 1 | Industrial Cust 2 | Total
1 | Residential |  | 754063.1471 | 0 | 0 | 0 | 0 | 0 | 0 | 0 | 0 | 0 | 0 | 754063.1471
2 | Commercial |  | 0 | 14218.5944 | 144.5112 | 0 | 29.7667 | 0 | 0 | 0 | 81426.784 | 0 | 0 | 95819.6564
3 | Industrial |  | 0 | 1378.925 | 105.4084 | 0 | 130.2962 | 0 | 0 | 0 | 3358.5622 | 1 | 1 | 4975.1918
4 | Irrigation |  | 0 | 0 | 0 | 0 | 0 | 3354 | 0 | 0 | 0 | 0 | 0 | 3354
5 | St Lighting |  | 0 | 0 | 0 | 1726.9167 | 0 | 0 | 2604.0625 | 549.9518 | 0 | 0 | 0 | 4880.931
6 | Area Lighting |  | 0 | 0 | 0 | 7498.6667 | 0 | 0 | 0 | 0 | 0 | 0 | 0 | 7498.6667
7 | OSPA |  | 0 | 0 | 0 | 0 | 1 | 0 | 0 | 0 | 0 | 0 | 0 | 1
8 | Ave Customers |  | 754063.1471 | 15597.5194 | 249.9197 | 9225.5833 | 161.0629 | 3354 | 2604.0625 | 549.9518 | 84785.3462 | 1 | 1 | 870592.593
9
10 | FACTOR 40 |  | 86.61% | 1.792% | 0.02871% | 1.06% | 0.0185% | 0.3853% | 0.2991% | 0.06317% | 9.739% | 0.0001149% | 0.0001149% | 100%
11
12 | Residential |  | 754063.1471 | 0 | 0 | 0 | 0 | 0 | 0 | 0 | 0 | 0 | 0 | 754063.1471
13 | Commercial |  | 0 | 14959.3676 | 10813.9887 | 0 | 2168.445 | 0 | 0 | 0 | 81426.784 | 0 | 0 | 109368.5852
14 | Industrial |  | 0 | 1450.7655 | 7887.8686 | 0 | 9491.8289 | 0 | 0 | 0 | 3358.5622 | 85.3122 | 85.3122 | 22359.6496
15 | Irrigation |  | 0 | 0 | 0 | 0 | 0 | 3671.4048 | 0 | 0 | 0 | 0 | 0 | 3671.4048
16 | St Lighting |  | 0 | 0 | 0 | 0 | 0 | 0 | 2604.0625 | 549.9518 | 0 | 0 | 0 | 3154.0143
17 | Area Lighting |  | 0 | 0 | 0 | 0 | 0 | 0 | 0 | 0 | 0 | 0 | 0 | 0
18 | OSPA |  | 0 | 0 | 0 | 0 | 72.8481 | 0 | 0 | 0 | 0 | 0 | 0 | 72.8481
19 | Ave Customers |  | 754063.1471 | 16410.133 | 18701.8573 | 0 | 11733.122 | 3671.4048 | 2604.0625 | 549.9518 | 84785.3462 | 85.3122 | 85.3122 | 892689.6491
20
21 | FACTOR 41 |  | 84.47% | 1.838% | 2.095% | 0% | 1.314% | 0.4113% | 0.2917% | 0.06161% | 9.498% | 0.009557% | 0.009557% | 100%
22
23 | Residential |  | 754063.1471 | 0 | 0 | 0 | 0 | 0 | 0 | 0 | 0 | 0 | 0 | 754063.1471
24 | Commercial |  | 0 | 15296.5617 | 155.4672 | 0 | 104.2167 | 0 | 0 | 0 | 76889.4592 | 0 | 0 | 92445.7048
25 | Industrial |  | 0 | 1483.4667 | 113.3999 | 0 | 456.1825 | 0 | 0 | 0 | 3171.4138 | 3.5011 | 3.5011 | 5231.4652
26 | Irrigation |  | 0 | 0 | 0 | 0 | 0 | 3224.4165 | 0 | 0 | 0 | 0 | 0 | 3224.4165
27 | St Lighting |  | 0 | 0 | 0 | 1561.6255 | 0 | 0 | 2354.8156 | 497.3134 | 0 | 0 | 0 | 4413.7544
28 | Area Lighting |  | 0 | 0 | 0 | 6776.4131 | 0 | 0 | 0 | 0 | 0 | 0 | 0 | 6776.4131
29 | OSPA |  | 0 | 0 | 0 | 0 | 3.5011 | 0 | 0 | 0 | 0 | 0 | 0 | 3.5011
30 | Ave Customers |  | 754063.1471 | 16780.0284 | 268.8671 | 8338.0385 | 563.9003 | 3224.4165 | 2354.8156 | 497.3134 | 80060.873 | 3.5011 | 3.5011 | 866158.4022
31
32 | FACTOR 42 |  | 87.06% | 1.937% | 0.03104% | 0.9626% | 0.0651% | 0.3723% | 0.2719% | 0.05742% | 9.243% | 0.0004042% | 0.0004042% | 100%
33
34
35 | Residential |  | 754063.1471 | 0 | 0 | 0 | 0 | 0 | 0 | 0 | 0 | 0 | 0 | 754063.1471
36
37 | FACTOR 43 |  | 100% | 0% | 0% | 0% | 0% | 0% | 0% | 0% | 0% | 0% | 0% | 100%
38
39
40 | Commercial |  | 0 | 14218.5944 | 144.5112 | 0 | 29.7667 | 0 | 0 | 0 | 81426.784 | 0 | 0 | 95819.6564
41
42 | FACTOR 44 |  | 0% | 14.84% | 0.1508% | 0% | 0.03107% | 0% | 0% | 0% | 84.98% | 0% | 0% | 100%
43
44
45 | Industrial / Irrigation |  | 0 | 1378.925 | 105.4084 | 0 | 130.2962 | 3354 | 0 | 0 | 3358.5622 | 1 | 1 | 8329.1918
46
47 | FACTOR 45 |  | 0% | 16.56% | 1.266% | 0% | 1.564% | 40.27% | 0% | 0% | 40.32% | 0.01201% | 0.01201% | 100%
48
49
50 | Lighting |  | 0 | 0 | 0 | 9225.5833 | 0 | 0 | 2604.0625 | 549.9518 | 0 | 0 | 0 | 12379.5977
51
52 | FACTOR 46 |  | 0% | 0% | 0% | 74.52% | 0% | 0% | 21.04% | 4.442% | 0% | 0% | 0% | 100%
53
54
55 | Ave Customers |  | 754063.1471 | 16410.133 | 18701.8573 | 0 | 11733.122 | 1922.1785 | 2604.0625 | 549.9518 | 84785.3462 | 85.3122 | 85.3122 | 890940.4229
56
57 | FACTOR 47 |  | 84.64% | 1.842% | 2.099% | 0% | 1.317% | 0.2157% | 0.2923% | 0.06173% | 9.516% | 0.009576% | 0.009576% | 100%
58
59
60 | Ave Customers |  | 754063.1471 | 16780.0284 | 268.8671 | 8338.0385 | 563.9003 | 1688.156 | 2354.8156 | 497.3134 | 80060.873 | 3.5011 | 3.5011 | 864622.1417
61
62 | FACTOR 48 |  | 87.21% | 1.941% | 0.0311% | 0.9644% | 0.06522% | 0.1952% | 0.2724% | 0.05752% | 9.26% | 0.0004049% | 0.0004049% | 100%
Customer Factors Detail
Rocky Mountain Power
Cost Of Service By Rate Schedule
State of Utah
2010 Protocol (Non Wgt)
12 Months Ended Dec 2015
Weighted Customer Factors
| A | B | C | D | E | F | G | H
|  |  | COS | Average | Account | Total Acct 902 | Account | Total Acct 903
|  |  | Schedule | Customers | 902 | Customers | 903 | Customers
| Description |  |  | (F 40) | Weighting | (F 41) | Weighting | (F 42)
1 | Residential |  | 1 | 727022.4193 | 1 | 727022.4193 | 1 | 727022.4193
2 |  |  | 2 | 379.6111 | 1 | 379.6111 | 1 | 379.6111
3 |  |  | 3 | 26661.1167 | 1 | 26661.1167 | 1 | 26661.1167
4 | Weighted Customer Factors A: Total; Weighted Customer Factors D: 754063.1471; Weighted Customer Factors F: 754063.1471; Weighted Customer Factors H: 754063.1471
5
6
7 | Commercial |  | 6 | 14218.5944 | 1.0521 | 14959.3676 | 1.0758 | 15296.5617
8 |  |  | 8 | 144.5112 | 74.8315 | 10813.9887 | 1.0758 | 155.4672
9 |  |  | 9 | 29.7667 | 72.8481 | 2168.445 | 3.5011 | 104.2167
10 |  |  | 23 | 81426.784 | 1 | 81426.784 | 0.94428 | 76889.4592
11 | Weighted Customer Factors A: Total; Weighted Customer Factors D: 95819.6564; Weighted Customer Factors F: 109368.5852; Weighted Customer Factors H: 92445.7048
12
13
14 | Industrial |  | 6 | 1378.925 | 1.0521 | 1450.7655 | 1.0758 | 1483.4667
15 |  |  | 8 | 105.4084 | 74.8315 | 7887.8686 | 1.0758 | 113.3999
16 |  |  | 9 | 130.2962 | 72.8481 | 9491.8289 | 3.5011 | 456.1825
17 |  |  | 23 | 3358.5622 | 1 | 3358.5622 | 0.94428 | 3171.4138
18 |  |  | Cust 1 | 1 | 85.3122 | 85.3122 | 3.5011 | 3.5011
19 |  |  | Cust 2 | 1 | 85.3122 | 85.3122 | 3.5011 | 3.5011
20 | Weighted Customer Factors A: Total; Weighted Customer Factors D: 4975.1918; Weighted Customer Factors F: 22359.6496; Weighted Customer Factors H: 5231.4652
21
22
23 | Irrigation - annual cust |  | 10 | 3354 | 1.0946 | 3671.4048 | 0.96136 | 3224.4165
24 | Weighted Customer Factors A: Total; Weighted Customer Factors D: 3354; Weighted Customer Factors F: 3671.4048; Weighted Customer Factors H: 3224.4165
25
26 | Irrigation - ave billings |  | 10 | 1756 | 1.0946 | 1922.1785 | 0.96136 | 1688.156
27 | Weighted Customer Factors A: Total; Weighted Customer Factors D: 1756; Weighted Customer Factors F: 1922.1785; Weighted Customer Factors H: 1688.156
28
29
30 | Street Lighting |  | 11 | 758.75 | 0 | 0 | 0.90429 | 686.1265
31 |  |  | 12 | 968.1667 | 0 | 0 | 0.90429 | 875.4989
32 |  |  | 77 | 0 | 0 | 0 | 0 | 0
33 |  |  | 15 - TOSS | 2604.0625 | 1 | 2604.0625 | 0.90429 | 2354.8156
34 |  |  | 15 - MONL | 549.9518 | 1 | 549.9518 | 0.90429 | 497.3134
35 | Weighted Customer Factors A: Total; Weighted Customer Factors D: 4880.931; Weighted Customer Factors F: 3154.0143; Weighted Customer Factors H: 4413.7544
36
37
38 | Area Lighting |  | 7 | 7493.6667 | 0 | 0 | 0.90429 | 6776.4131
39 |  |  | Post-Top | 5 | 0 | 0 | 0 | 0
40 | Weighted Customer Factors A: Total; Weighted Customer Factors D: 7498.6667; Weighted Customer Factors F: 0; Weighted Customer Factors H: 6776.4131
41
42
43 | OSPA |  | 6 | 0 | 1.0521 | 0 | 1.0758 | 0
44 |  |  | 8 | 0 | 74.8315 | 0 | 1.0758 | 0
45 |  |  | 9 | 1 | 72.8481 | 72.8481 | 3.5011 | 3.5011
46 |  |  | 23 | 0 | 1 | 0 | 0.94428 | 0
47 | Weighted Customer Factors A: Total; Weighted Customer Factors D: 1; Weighted Customer Factors F: 72.8481; Weighted Customer Factors H: 3.5011
48
49
50
51 | Weighted Customer Factors A: State of Utah; Weighted Customer Factors D: 870592.593; Weighted Customer Factors F: 892689.6491; Weighted Customer Factors H: 866158.4022

## Cust Advances
Customer Advances Factors ( F50-F51 )
Rocky Mountain Power
Cost Of Service By Rate Schedule
State of Utah
2010 Protocol (Non Wgt)
12 Months Ended Dec 2015
Customer Advances Factor
| A | B | C | D | E | F | G | H | I | J | K | L | O
| Description | Residential Sch 1 | General Large Dist. Sch 6 | General +1 MW Sch 8 | Street & Area Lighting Sch. 7,11,12 | General Trans Sch 9 | Irrigation Sch 10 | Traffic Signals Sch 15 | Outdoor Lighting Sch 15 | General Small Dist. Sch 23 | Industrial Cust 1 | Industrial Cust 2 | Total
1 | Customer Advances Factor A: Revenue
2 | Customer Advances Factor A: Residential; Customer Advances Factor B: 725755615; Customer Advances Factor O: 725755615
3 | Customer Advances Factor A: Com / Ind; Customer Advances Factor C: 534176006; Customer Advances Factor D: 154637763; Customer Advances Factor F: 274856220; Customer Advances Factor J: 136730488; Customer Advances Factor O: 1100400477
4 | Customer Advances Factor A: Irrigation; Customer Advances Factor G: 17812538; Customer Advances Factor O: 17812538
5 | Customer Advances Factor A: Lighting; Customer Advances Factor E: 11464578; Customer Advances Factor H: 749866; Customer Advances Factor I: 1299358; Customer Advances Factor O: 13513802
5
6 | Customer Advances Factor A: Customer Advances
7 | Customer Advances Factor A: Residential; Customer Advances Factor B: 2860046.46; Customer Advances Factor O: 2860046.46
8 | Customer Advances Factor A: Com / Ind; Customer Advances Factor C: 476526.82; Customer Advances Factor D: 232553; Customer Advances Factor F: 2785551.41; Customer Advances Factor J: 1162382.96; Customer Advances Factor L: 0; Customer Advances Factor O: 4657014.19
9 | Customer Advances Factor A: Irr; Customer Advances Factor G: 35930.93; Customer Advances Factor O: 35930.93
10 | Customer Advances Factor A: Lighting; Customer Advances Factor E: 25737; Customer Advances Factor H: 20959.2265; Customer Advances Factor I: 36317.8735; Customer Advances Factor O: 83014.1
11 | Total Cust Advances | 2860046.46 | 476526.82 | 232553 | 25737 | 2785551.41 | 35930.93 | 20959.2265 | 36317.8735 | 1162382.96 | 0 | 0 | 7636005.68
12 | Customer Advances Factor E: 0
13 | FACTOR 50 | 37.45% | 6.241% | 3.045% | 0.337% | 36.48% | 0.4705% | 0.2745% | 0.4756% | 15.22% | 0% | 0% | 100%
14
15
16 | Security Deposits | 2542031.3 | 523961 | 1536851.09 | 6333 | 2758178 | 74605.66 | 0 | 1191 | 4168187.47 | 0 | 0 | 11611338.52
17
18 | FACTOR 51 | 21.89% | 4.512% | 13.24% | 0.05454% | 23.75% | 0.6425% | 0% | 0.01026% | 35.9% | 0% | 0% | 100%
Contribution in Aid of Construction
| UT Residential | 2860046.46
| UT Schedule 6 | 476526.82
| UT Schedule 8 | 232553
| UT Schedule 9 | 2785551.41
| UT Schedule 23 | 1162382.96
| UT Schedule 7/11/12 | 25737
| UT Schedule 15 | 57277.1
| UT Industrial Cust 2 | 0
| UT Irrigation | 35930.93
| Total | 7636005.68
Deposits Charged by State
| 08RESD0001 | 2535971.39 | Res
| 08RESD0002 | 391 | Res
| 08GNSV0006 | 468720 | Sch 6
| 08GNSV006A | 55241 | Sch 6
| 08GNSV0008 | 1121301.09 | Sch 8
| 08OALT007N | 5778 | Sch 7,11,12
| 08OALT007R | 555 | Sch 7,11,12
| 08MONL0015 | 1191 | Sch 15 (MONL)
| 08GNSV0009 | 1070978 | Sch 9
| 08GNSV09M | 1687200 | Sch 9
| 08APSV0010 | 74605.66 | Sch 10
| 08GNSV0023 | 4151708.47 | Sch 23
| 08SPCL0002 |  | Spec Contract
| 08NETMT135 | 5668.91 | Net metering
| 08NETMT23135 | 16479 | Net metering
| 08NMT06135 |  | Net metering
| 08NMT08135 | 415550 | Net metering
| Total | 11611338.52

## MetersServices
Meters & Services ( F60-F70 )
Rocky Mountain Power
Cost Of Service By Rate Schedule
State of Utah
2010 Protocol (Non Wgt)
12 Months Ended Dec 2015
Meter & Services Factor
| A | B | C | D | E | F | G | H | I | J | K | L | M
| Description | Residential Sch 1 | General Large Dist. Sch 6 | General +1 MW Sch 8 | Street & Area Lighting Sch. 7,11,12 | General Trans Sch 9 | Irrigation Sch 10 | Traffic Signals Sch 15 | Outdoor Lighting Sch 15 | General Small Dist. Sch 23 | Industrial Cust 1 | Industrial Cust 2 | Total
1 | Average Customer | 754063.1471 | 15597.5194 | 249.9197 | 0 | 161.0629 | 3354 | 2604.0625 | 549.9518 | 84785.3462 | 1 | 1 | 861367.0097
2
3
4 | Meter Cost | 80494994.9024 | 12485821.6713 | 1527717.9323 | 0 | 5002613.6738 | 1356075 | 270822.498 | 57194.9916 | 13690429.8459 | 337951.9692 | 337951.9692 | 115561574.4538
5
6
7 | FACTOR 60 | 69.66% | 10.8% | 1.322% | 0% | 4.329% | 1.173% | 0.2344% | 0.04949% | 11.85% | 0.2924% | 0.2924% | 100%
8
9
10 | Service Cost | 501213357.2068 | 44206188.2066 | 3960178.716 | 0 | 0 | 0 | 1873197.0256 | 395600.3988 | 71310221.6256 | 0 | 0 | 622958743.1793
11
12
13 | FACTOR 70 | 80.46% | 7.096% | 0.6357% | 0% | 0% | 0% | 0.3007% | 0.0635% | 11.45% | 0% | 0% | 100%
Meter/Service Detail
Rocky Mountain Power
Cost Of Service By Rate Schedule
State of Utah
2010 Protocol (Non Wgt)
12 Months Ended Dec 2015
Meter & Service Data
| A | B | C | D | E | F | G
|  | COS |  | Average | Total | Average | Total
| Class/Schedule | Col | Avg Custs | Metering Cost | Metering Cost | Service Cost | Service Cost
1 | Meter & Services Factor A: Residential
2 | Meter & Services Factor A: Sch 001 sec; Meter & Services Factor B: 1; Meter & Services Factor C: 727022.4193; Meter & Services Factor D: 106.7483; Meter & Services Factor E: 77608441.8956; Meter & Services Factor F: 664.6835; Meter & Services Factor G: 483239830.7154
3 | Meter & Services Factor A: Sch 002 sec; Meter & Services Factor B: 1; Meter & Services Factor C: 379.6111; Meter & Services Factor D: 106.7483; Meter & Services Factor E: 40522.8588; Meter & Services Factor F: 664.6835; Meter & Services Factor G: 252321.2547
4 | Meter & Services Factor A: Sch 003 sec; Meter & Services Factor B: 1; Meter & Services Factor C: 26661.1167; Meter & Services Factor D: 106.7483; Meter & Services Factor E: 2846030.148; Meter & Services Factor F: 664.6835; Meter & Services Factor G: 17721205.2367
5 | Meter & Services Factor A: Total; Meter & Services Factor C: 754063.1471; Meter & Services Factor E: 80494994.9024; Meter & Services Factor G: 501213357.2068
6
7 | Meter & Services Factor A: Commercial
8 | Meter & Services Factor A: Sch 006 sec; Meter & Services Factor B: 6; Meter & Services Factor C: 14001.6625; Meter & Services Factor D: 637.3202; Meter & Services Factor E: 8923542.0617; Meter & Services Factor F: 2878.0915; Meter & Services Factor G: 40298065.6176
9 | Meter & Services Factor A: Sch 006 pri; Meter & Services Factor B: 6; Meter & Services Factor C: 216.9319; Meter & Services Factor D: 11332.8151; Meter & Services Factor E: 2458449.4968; Meter & Services Factor F: 0; Meter & Services Factor G: 0
10 | Meter & Services Factor A: Sch 008 sec; Meter & Services Factor B: 8; Meter & Services Factor C: 91.3311; Meter & Services Factor D: 1695.4177; Meter & Services Factor E: 154844.3634; Meter & Services Factor F: 25072.4789; Meter & Services Factor G: 2289897.0494
11 | Meter & Services Factor A: Sch 008 pri; Meter & Services Factor B: 8; Meter & Services Factor C: 53.1801; Meter & Services Factor D: 13699.2717; Meter & Services Factor E: 728529.0994; Meter & Services Factor F: 0; Meter & Services Factor G: 0
12 | Meter & Services Factor A: Sch 009 sub trn; Meter & Services Factor B: 9; Meter & Services Factor C: 29.7667; Meter & Services Factor D: 31060; Meter & Services Factor E: 924552.9363; Meter & Services Factor F: 0; Meter & Services Factor G: 0
13 | Meter & Services Factor A: Sch 023 sec; Meter & Services Factor B: 23; Meter & Services Factor C: 81335.5447; Meter & Services Factor D: 161.3995; Meter & Services Factor E: 13127519.2673; Meter & Services Factor F: 842.0112; Meter & Services Factor G: 68485443.251
14 | Meter & Services Factor A: Sch 023 pri; Meter & Services Factor B: 23; Meter & Services Factor C: 91.2393; Meter & Services Factor D: 225.7579; Meter & Services Factor E: 20598; Meter & Services Factor F: 0; Meter & Services Factor G: 0
15 | Meter & Services Factor A: Total; Meter & Services Factor C: 95819.6564; Meter & Services Factor E: 26338035.2249; Meter & Services Factor G: 111073405.918
16
17 | Meter & Services Factor A: Industrial
18 | Meter & Services Factor A: Sch 006 sec; Meter & Services Factor B: 6; Meter & Services Factor C: 1357.8869; Meter & Services Factor D: 637.3202; Meter & Services Factor E: 865408.6932; Meter & Services Factor F: 2878.0915; Meter & Services Factor G: 3908122.589
19 | Meter & Services Factor A: Sch 006 pri; Meter & Services Factor B: 6; Meter & Services Factor C: 21.0381; Meter & Services Factor D: 11332.8151; Meter & Services Factor E: 238421.4196; Meter & Services Factor F: 0; Meter & Services Factor G: 0
20 | Meter & Services Factor A: Sch 008 sec; Meter & Services Factor B: 8; Meter & Services Factor C: 66.6181; Meter & Services Factor D: 1695.4177; Meter & Services Factor E: 112945.5586; Meter & Services Factor F: 25072.4789; Meter & Services Factor G: 1670281.6666
21 | Meter & Services Factor A: Sch 008 pri; Meter & Services Factor B: 8; Meter & Services Factor C: 38.7903; Meter & Services Factor D: 13699.2717; Meter & Services Factor E: 531398.911; Meter & Services Factor F: 0; Meter & Services Factor G: 0
22 | Meter & Services Factor A: Sch 009 sub trn; Meter & Services Factor B: 9; Meter & Services Factor C: 130.2962; Meter & Services Factor D: 31060; Meter & Services Factor E: 4047000.7375; Meter & Services Factor F: 0; Meter & Services Factor G: 0
23 | Meter & Services Factor A: Sch 023 sec; Meter & Services Factor B: 23; Meter & Services Factor C: 3354.7989; Meter & Services Factor D: 161.3995; Meter & Services Factor E: 541462.9851; Meter & Services Factor F: 842.0112; Meter & Services Factor G: 2824778.3746
24 | Meter & Services Factor A: Sch 023 pri; Meter & Services Factor B: 23; Meter & Services Factor C: 3.7633; Meter & Services Factor D: 225.7579; Meter & Services Factor E: 849.5935; Meter & Services Factor F: 0; Meter & Services Factor G: 0
25 | Meter & Services Factor A: Cust 1; Meter & Services Factor B: spec contract; Meter & Services Factor C: 1; Meter & Services Factor D: 337951.9692; Meter & Services Factor E: 337951.9692; Meter & Services Factor F: 0; Meter & Services Factor G: 0
26 | Meter & Services Factor A: Cust 2; Meter & Services Factor B: spec contract; Meter & Services Factor C: 1; Meter & Services Factor D: 337951.9692; Meter & Services Factor E: 337951.9692; Meter & Services Factor F: 0; Meter & Services Factor G: 0
27 | Meter & Services Factor A: Total; Meter & Services Factor C: 4975.1918; Meter & Services Factor E: 7013391.8369; Meter & Services Factor G: 8403182.6302
28
29 | Meter & Services Factor A: Irrigation
30 | Meter & Services Factor A: Sch 010 sec; Meter & Services Factor B: 10; Meter & Services Factor C: 3337; Meter & Services Factor D: 364.9224; Meter & Services Factor E: 1217746; Meter & Services Factor F: 0; Meter & Services Factor G: 0
31 | Meter & Services Factor A: Sch 010 pri; Meter & Services Factor B: 10; Meter & Services Factor C: 17; Meter & Services Factor D: 8137; Meter & Services Factor E: 138329; Meter & Services Factor F: 0; Meter & Services Factor G: 0
32 | Meter & Services Factor A: Total; Meter & Services Factor C: 3354; Meter & Services Factor E: 1356075; Meter & Services Factor G: 0
33
34 | Meter & Services Factor A: Street Lighting
35 | Meter & Services Factor A: Sch 15 - TS sec; Meter & Services Factor B: 15; Meter & Services Factor C: 2604.0625; Meter & Services Factor D: 104; Meter & Services Factor E: 270822.498; Meter & Services Factor F: 719.3364; Meter & Services Factor G: 1873197.0256
36 | Meter & Services Factor A: Sch 15 - MONL sec; Meter & Services Factor B: 15; Meter & Services Factor C: 549.9518; Meter & Services Factor D: 104; Meter & Services Factor E: 57194.9916; Meter & Services Factor F: 719.3364; Meter & Services Factor G: 395600.3988
37 | Meter & Services Factor A: Total; Meter & Services Factor C: 3154.0143; Meter & Services Factor E: 328017.4896; Meter & Services Factor G: 2268797.4244
38
39 | Meter & Services Factor A: OSPA
40 | Meter & Services Factor A: Sch 006 sec; Meter & Services Factor B: 6; Meter & Services Factor C: 0; Meter & Services Factor D: 637.3202; Meter & Services Factor E: 0; Meter & Services Factor F: 2878.0915; Meter & Services Factor G: 0
41 | Meter & Services Factor A: Sch 008 pri; Meter & Services Factor B: 8; Meter & Services Factor C: 0; Meter & Services Factor D: 13699.2717; Meter & Services Factor E: 0; Meter & Services Factor F: 0; Meter & Services Factor G: 0
42 | Meter & Services Factor A: Sch 009 sub trn; Meter & Services Factor B: 9; Meter & Services Factor C: 1; Meter & Services Factor D: 31060; Meter & Services Factor E: 31060; Meter & Services Factor F: 0; Meter & Services Factor G: 0
43 | Meter & Services Factor A: Sch 023 sec; Meter & Services Factor B: 23; Meter & Services Factor C: 0; Meter & Services Factor D: 161.3995; Meter & Services Factor E: 0; Meter & Services Factor F: 842.0112; Meter & Services Factor G: 0
44 | Meter & Services Factor A: Total; Meter & Services Factor C: 1; Meter & Services Factor E: 31060; Meter & Services Factor G: 0
45
46
47 | Meter & Services Factor A: State of Utah; Meter & Services Factor C: 861367.0097; Meter & Services Factor E: 115561574.4538; Meter & Services Factor G: 622958743.1793
Schedule 06 - Wgt Meter & Service Costs
| A | B | C | D | E | F | G | H
|  |  |  | % of |  | Weighted |  | Weighted
Line | Load Class |  | Customers | Customers | Meter Cost | Meter Cost | Service Cost | Service Cost
| Secondary Voltage |  |  |  |  | (C)*(D)
1 | A: 0 kW
2 | 1 Phase |  | 4 | 0.02604% | 104 | 0.027081 | 719.3364 | 0.18731
3 | 3 Phase |  | 18 | 0.1172% | 255 | 0.2988 | 979.1 | 1.1473
4 | A: 1-30 kW
5 | 1 Phase |  | 638 | 4.153% | 215 | 8.9295 | 769.5791 | 31.9625
6 | 3 Phase |  | 302 | 1.966% | 255 | 5.0132 | 1054.7833 | 20.7366
7 | A: 31-100 kW
8 | 1 Phase |  | 978 | 6.367% | 215 | 13.6881 | 1374.4812 | 87.5074
9 | 3 Phase |  | 7992.4806 | 52.03% | 255 | 132.6749 | 1937.6844 | 1008.1648
10 | A: 101-300 kW
11 | 1 Phase |  | 44 | 0.2864% | 1004 | 2.8758 | 3926.7709 | 11.2475
12 | 3 Phase |  | 3825 | 24.9% | 1350 | 336.1492 | 3809.8688 | 948.6552
13 | A: 301-1000 kW
14 | 3 Phase |  | 1537 | 10.01% | 1350 | 135.0749 | 7279.529 | 728.3566
15 | A: +1000 kW
16 | 3 Phase |  | 23 | 0.1497% | 1729 | 2.5887 | 26800 | 40.1263
17
18 | Total Secondary | 98.47% | 15361.4806 | 100% |  | 637.3202 |  | 2878.0915
19
20 | A: Primary Voltage
21 | A: 0 kW
22 | 3 Phase |  | 2 | 0.8403% | 11268 | 94.6891
23 | A: 1-30 kW
24 | 1 Phase |  | 5 | 2.101% | 11268 | 236.7227
25 | 3 Phase |  | 8 | 3.361% | 11268 | 378.7563
26 | A: 31-100 kW
27 | 1 Phase |  | 15 | 6.303% | 11268 | 710.1681
28 | 3 Phase |  | 35 | 14.71% | 11268 | 1657.0588
29 | A: 101-300 kW
30 | 1 Phase |  | 3 | 1.261% | 11268 | 142.0336
31 | 3 Phase |  | 53 | 22.27% | 11268 | 2509.2605
32 | A: 301-1000 kW
33 | 1 Phase |  | 0 | 0% | 11268 | 0
34 | 3 Phase |  | 111 | 46.64% | 11268 | 5255.2437
35 | A: +1000 kW
36 | 3 Phase |  | 6 | 2.521% | 13839 | 348.8824
37 | Total Primary | 1.526% | 238 | 100% |  | 11332.8151
38
39 | A: Total Schedule 6; C: 15599.4806
Schedule 08 - Wgt Meter & Service Costs
| A | B | C | D | E | F | G | H
|  |  |  | % of |  | Weighted |  | Weighted
Line | Load Class |  | Customers | Customers | Meter Cost | Meter Cost | Service Cost | Service Cost
| Secondary Voltage |  |  |  |  | (C)*(D)
1 | A: < 1000 kW
2 | 1 Phase |  | 0 | 0% | 1165 | 0 | 7303.6908 | 0
3 | 3 Phase |  | 14 | 8.861% | 1350 | 119.6203 | 7303.6908 | 647.1625
4 | A: +1000 kW
5 | 1 Phase |  | 0 | 0% | 1729 | 0 | 26800 | 0
6 | 3 Phase |  | 144 | 91.14% | 1729 | 1575.7975 | 26800 | 24425.3165
7
8 | Total Secondary | 63.2% | 158 | 100% |  | 1695.4177 |  | 25072.4789
9
1 | A: Primary Voltage
2 | A: < 1000 kW
3 | 1 Phase |  | 0 | 0% | 11268 | 0
4 | 3 Phase |  | 5 | 5.435% | 11268 | 612.3913
5 | A: +1000 kW
6 | 1 Phase |  | 0 | 0% | 13839 | 0
7 | 3 Phase |  | 87 | 94.57% | 13839 | 13086.8804
8
9 | Total Primary | 36.8% | 92 | 100% |  | 13699.2717
10
11 | A: Total Schedule 8; C: 250
Schedule 10 - Wgt Meter & Service Costs
| A | B | C | D | E | F | G | H
|  |  |  | % of |  | Weighted |  | Weighted
Line | Load Class |  | Customers | Customers | Meter Cost | Meter Cost | Service Cost | Service Cost
| Secondary Voltage |  |  |  |  | (C)*(D)
1 | A: 0 kW
2 | 1 Phase |  | 286 | 8.571% | 104 | 8.9134
3 | 3 Phase |  | 282 | 8.451% | 255 | 21.5493
4 | A: 1-30 kW
5 | 1 Phase |  | 640 | 19.18% | 215 | 41.2346
6 | 3 Phase |  | 939 | 28.14% | 255 | 71.7546
7 | A: 31-100 kW
8 | 1 Phase |  | 43 | 1.289% | 215 | 2.7705
9 | 3 Phase |  | 748 | 22.42% | 255 | 57.1591
10 | A: 101-300 kW
11 | 1 Phase |  | 1 | 0.02997% | 1004 | 0.30087
12 | 3 Phase |  | 362 | 10.85% | 1350 | 146.4489
13 | A: 301-1000 kW
14 | A: 1 Phase; D: 0%; E: 1165; F: 0
15 | 3 Phase |  | 34 | 1.019% | 1350 | 13.7549
16 | A: +1000 kW
17 | 1 Phase |  | 0 | 0% | 1729 | 0
18 | 3 Phase |  | 2 | 0.05993% | 1729 | 1.0363
19 | Total Secondary | 99.46% | 3337 | 100% |  | 364.9224
20
21 | A: Primary Voltage
22 | A: 0 kW
23 | 1 Phase |  | 0 | 0% | 8137 | 0
24 | 3 Phase |  | 4 | 22.22% | 8137 | 1808.2222
25 | A: 1-30 kW
26 | 1 Phase |  | 1 | 5.556% | 8137 | 452.0556
27 | 3 Phase |  | 13 | 72.22% | 8137 | 5876.7222
28 | Total Primary | 0.5365% | 18 | 100% |  | 8137
29
30 | A: Total Schedule10; C: 3355
Schedule 23 - Wgt Meter & Service Costs
| A | B | C | D | E | F | G | H
|  |  |  | % of |  | Weighted |  | Weighted
Line | Load Class |  | Customers | Customers | Meter Cost | Meter Cost | Service Cost | Service Cost
| Secondary Voltage |  |  |  |  | (C)*(D)
1 | A: 0 kW
2 | 1 Phase |  | 51521 | 60.84% | 104 | 63.2697 | 742.8436 | 451.9181
3 | 3 Phase |  | 19096 | 22.55% | 255 | 57.4991 | 992.9447 | 223.8956
4 | A: 1-30 kW
5 | 1 Phase |  | 4034 | 4.763% | 215 | 10.2412 | 803.614 | 38.2791
6 | 3 Phase |  | 9981 | 11.79% | 255 | 30.0533 | 1070.9355 | 126.2163
7 | A: 31-100 kW
8 | 1 Phase |  | 1 | 0.001181% | 215 | 0.0025387 | 1441.1087 | 0.017017
9 | 3 Phase |  | 42 | 0.04959% | 255 | 0.12646 | 1963.2105 | 0.97363
10 | A: 101-300 kW
11 | 1 Phase |  | 0 | 0% | 1004 | 0 | 3802.7456 | 0
12 | 3 Phase |  | 10 | 0.01181% | 1350 | 0.15941 | 3791.6976 | 0.44773
13 | A: 301-1000 kW
14 | 1 Phase |  | 0 | 0% | 1165 | 0 | 7445.0884 | 0
15 | 3 Phase |  | 3 | 0.003542% | 1350 | 0.047823 | 7445.0884 | 0.26374
16 | Total Secondary | 99.89% | 84688 | 100% |  | 161.3995 |  | 842.0112
17
18 | A: Primary Voltage
19 | A: 0 kW
20 | 1 Phase |  | 23 | 24.21% | 104 | 25.1789
21 | 3 Phase |  | 32 | 33.68% | 255 | 85.8947
22 | A: 1-30 kW
23 | 1 Phase |  | 10 | 10.53% | 215 | 22.6316
24 | 3 Phase |  | 29 | 30.53% | 255 | 77.8421
25 | A: 31-100 kW
26 | 1 Phase |  | 0 | 0% | 215 | 0
27 | 3 Phase |  | 0 | 0% | 255 | 0
28 | A: 101-300 kW; F: 0
29 | 1 Phase |  | 0 | 0% | 1004 | 0
30 | 3 Phase |  | 0 | 0% | 1350 | 0
31 | A: 301-1000 kW
32 | 1 Phase |  | 0 | 0% | 1165 | 0
33 | 3 Phase |  | 1 | 1.053% | 1350 | 14.2105
34 | Total Primary | 0.1121% | 95 | 100% |  | 225.7579
35
36 | A: Total Schedule 23; C: 84783
PacifiCorp
Utah Embedded Cost Study
Summary of Average Installed Costs
Service Drops
|  | (A) | (B) | (C) | (D) | (E) | (F)
|  | Service |  | Residential | Schedule 6 | Schedule 8 | Schedule 23
Line | Load Class | Conductor | Installed Cost | Percent Use | Percent Use | Percent Use | Percent Use
1 | A: Residential
2 | A: OH - small load; B: #2 Triplex; C: 598; D: 31.1%
3 | A: OH - all electric; B: 1/0 Triplex; C: 690; D: 2.662%
4 | A: UG - small load; B: 1/0 triplex; C: 692; D: 61.05%
5 | A: UG - all electric; B: 4/0 triplex; C: 730; D: 5.19%
6 | D: 664.6835
7
8 | A: 0 - 50 kW
9 | kW = 0, 1 Phase | OH - 1/0 Triplex | 855 |  | 16.77% |  | 31.19%
10 | B: UG - 1/0 triplex; C: 692; E: 83.23%; G: 68.81%
11 | E: 719.3364; G: 742.8436
12
13 | kW = 0, 3 Phase | OH - 1/0 Quadruplex | 1059 |  | 16.77% |  | 31.19%
14 | B: UG - 1/0 quadraplex; C: 963; E: 83.23%; G: 68.81%
15 | E: 979.1; G: 992.9447
16
17 | kW > 1, 1 Phase | OH - 4/0 Triplex | 966 |  | 16.77% |  | 31.19%
18 | B: UG - 4/0 triplex; C: 730; E: 83.23%; G: 68.81%
19 | E: 769.5791; G: 803.614
20
21 | kW > 1, 3 Phase | OH - 4/0 Quadruplex | 1148 |  | 16.77% |  | 31.19%
22 | B: UG - 4/0 quadraplex; C: 1036; E: 83.23%; G: 68.81%
23 | E: 1054.7833; G: 1070.9355
24
25
26 | A: 51 - 100 kW
27 | 1 Phase | OH - 2 - 4/0 Triplex | 1759 |  | 16.77% |  | 31.19%
28 | B: UG - 2 - 4/0 triplex; C: 1297; E: 83.23%; G: 68.81%
29 | E: 1374.4812; G: 1441.1087
30
31 | 3 Phase | OH - 2-4/0 Quadraplex | 2085 |  | 16.77% |  | 31.19%
32 | B: UG - 2-4/0 quadraplex; C: 1908; E: 83.23%; G: 68.81%
33 | E: 1937.6844; G: 1963.2105
34
35
36
37 | A: 101 - 300 kW
38 | 1 Phase | OH-3-500 & 350N | 3211 |  | 16.77% |  | 31.19%
39 | B: UG-3-750 & 500N; C: 4071; E: 83.23%; G: 68.81%
40 | E: 3926.7709; G: 3802.7456
41
42 | 3 Phase | OH-3-4/0 Quadraplex | 3705 |  | 16.77% |  | 31.19%
43 | B: UG-4-350 Quad; C: 3831; E: 83.23%; G: 68.81%
44 | E: 3809.8688; G: 3791.6976
45
46
47
48 | A: 301-1000 kW
49 | W/O KVAR, 3 Phase | OH-3-750 kcmil Quad | 8235 |  | 16.77% | 18.88% | 31.19%
50 |  | UG-4-750 kcmil Quad | 7087 |  | 83.23% | 81.12% | 68.81%
51 | E: 7279.529; F: 7303.6908; G: 7445.0884
52
53
54 | A: + 1000 kW
55 | 3 Phase W/KVAR | 12-1000 kcmil Quad. | 26800 |  | 100% | 100% | 100%
56 | E: 26800; F: 26800; G: 26800
57
58
59 | Overhead % = |  | Residential |  | Schedule 6 | Schedule 8 | Schedule 23
60 | % of Overhead Which Are Small Load= |  | 31.1% | % Overhead | 16.77% | 18.88% | 31.19%
61 | A: % of Overhead Which Are All Electric=; C: 2.662%
62
63 | A: Underground % =
64 | % of Underground Which Are Small Load= |  | 61.05% | % Underground | 83.23% | 81.12% | 68.81%
65 | A: % of Underground Which Are All Electric=; C: 5.19%
66 | Total OH & UG |  | 100% |  | 100% | 100% | 100%
PacifiCorp
Utah Embedded Cost Study
Summary of Average Installed Costs
Meters
|  | (A) | (B) | (C) | (D)
|  |  |  | Percent | Total Installed
Line | Load Class | Standard | Installed Cost | Use | Cost / Service
Residential
1 | Small Load | DM221F | 104 | 92.15% | 95.8335
2 | Large Load | DM221G | 139 | 7.852% | 10.9149
3 | E: 106.7483
4
5 | A: 0 - 30 kW
6 | kW = 0, 1 Phase | DM221F | 104 | 100% | 104
7
8 | kW = 0, 3 Phase | DM241C | 255 | 100% | 255
9
10 | kW > 1, 1 Phase | DM221H | 215 | 100% | 215
11
12 | kW > 1, 3 Phase | DM241C | 255 | 100% | 255
13
14
15 | A: 30-100 kW
16 | 1 phase | DM221H | 215 | 100% | 215
17
18 | 3 phase | DM241C | 255 | 100% | 255
19
20 | 3 phase with KVAR | DM241B | 245 | 100% | 245
21
22
23 | A: 101-300 kW
24 | 1 phase | DM231ABB | 1004 | 100% | 1004
25
26 | 3 phase | DM271AEC | 1350 | 100% | 1350
27
28 | 3 phase with KVAR | DM271AEC | 1350 | 100% | 1350
29
30
31 | A: 301 - 1000 kW
32 | 1 Phase (sec) | DM231AFE | 1165 | 100% | 1165
33
34 | 3 Phase (sec) w/o KVAR | DM271AEC | 1350 | 100% | 1350
35
36 | 3 Phase (sec) with KVAR | DM271AEC | 1350 | 100% | 1350
37
38
39 | A: Over 1 MW
40 | Secondary Voltage | DM271AEG | 1729 | 100% | 1729
41
42
43 | A: Primary Metering; D: Transmission Metering
44
45 | 13.8 kV 3-wire | DM101ACBI | 8137 | Meter Cost | 337951.9692
46 | A: 12.47 kV 4-wire Wye; B: DM121DBBI; C: 11268
47 | A: 24.9 kV 4-wire Wye; B: DM121DGBI; C: 13839
48 | A: 35 kV 4-wire Wye; B: DM131DBH; C: 31060
49
50 | A: % of Small Load =; B: 92.15%
51 | A: % of All Electric =; B: 7.852%
52 | A: Total; B: 100%

## Uncollectables
Uncollectables Factor ( F80 )
Rocky Mountain Power
Cost Of Service By Rate Schedule
State of Utah
2010 Protocol (Non Wgt)
12 Months Ended Dec 2015
Uncollectables Factor
| A | B | C | D | E | F | G | H | I | J | K | L | M | O | O
[13 empty] | Industrial | #REF!
| Description | Residential Sch 1 | General Large Dist. Sch 6 | General +1 MW Sch 8 | Street & Area Lighting Sch. 7,11,12 | General Trans Sch 9 | Irrigation Sch 10 | Traffic Signals Sch 15 | Outdoor Lighting Sch 15 | General Small Dist. Sch 23 | Industrial Cust 1 | Industrial Cust 2 | #REF! | #REF! | Total
1 | Uncollectables Factor A: Revenue
2 | Uncollectables Factor A: Residential; Uncollectables Factor B: 725755615; Uncollectables Factor O: 725755615
3 | Uncollectables Factor A: Com / Ind; Uncollectables Factor C: 534176006; Uncollectables Factor D: 154637763; Uncollectables Factor F: 274856220; Uncollectables Factor J: 136730488; Uncollectables Factor O: 1100400477
4 | Uncollectables Factor A: Irrigation; Uncollectables Factor G: 17812538; Uncollectables Factor O: 17812538
5 | Total | 725755615 | 534176006 | 154637763 | 0 | 274856220 | 17812538 | 0 | 0 | 136730488 | 0 | 0 | 0 | 0 | 1843968630
6
7
8 | Uncollectables Factor A: Uncollectables
9 | Write-off | -6014462.96 | -287715.0818 | -83290.1818 | 0 | -148041.6173 | -15749.24 | 0 | 0 | -73645.0591 | 0 | 0 | 0 | 0 | -6622904.14
10 | Recovery | 3180816.58 | 140796.8021 | 40759.0425 | 0 | 72445.9286 | 7177.99 | 0 | 0 | 36039.0868 | 0 | 0 | 0 | 0 | 3478035.43
11 | Net Write Off | -2833646.38 | -146918.2798 | -42531.1393 | 0 | -75595.6886 | -8571.25 | 0 | 0 | -37605.9723 | 0 | 0 | 0 | 0 | -3144868.71
12
13
14 | FACTOR 80 | 90.1% | 4.672% | 1.352% | 0% | 2.404% | 0.2725% | 0% | 0% | 1.196% | 0% | 0% | 0% | 0% | 100%
| Uncollectables | Writeoffs | Recoveries | Net Write-offs
| Residential | -6014462.96 | 3180816.58 | -2833646.38
| Commercial | -475804 | 224330.75 | -251473.25
| Industrial | -116887.94 | 65710.11 | -51177.83
| Irrigation | -15749.24 | 7177.99 | -8571.25
| Total | -6622904.14 | 3478035.43 | -3144868.71

## Revenues
Revenues
| Rocky Mountain Power | [15 empty] | 12 Months Ended Dec 2015
| Cost Of Service By Rate Schedule | [14 empty] | Rate Schedule | Revenue
State of Utah
| 2010 Protocol (Non Wgt) | [14 empty] | Residential
| 12 Months Ended Dec 2015 | [14 empty] | 1 | 704161905
| Revenue - Normalized | [14 empty] | 2 | 334122
[16 empty] | 3 | 21259588
| A | B | C | D | E | F | G | H | I | J | K | L | M | N |  | - | 0
[16 empty] | AGA | 30838.15
Line | Customer Classes |  | Residential Sch 1 | General Large Dist. Sch 6 | General +1 MW Sch 8 | Street & Area Lighting Sch. 7,11,12 | General Trans Sch 9 | Irrigation Sch 10 | Traffic Signals Sch 15 | Outdoor Lighting Sch 15 | General Small Dist. Sch 23 | Industrial Cust 1 | Industrial Cust 2 | Total | check | Total | 725786453.15
1 | Residential |  | 725755615 | 0 | 0 | 0 | 0 | 0 | 0 | 0 | 0 | 0 | 0 | 725755615 | 0 | Commercial
2 | [15 empty] | 6 | 435615161
3 | Commercial |  | 0 | 468192708 | 76308097 | 0 | 48333166 | 0 | 0 | 0 | 131165205 | 0 | 0 | 723999176 | 0 | 6A | 32073440
4 | [15 empty] | 6B | 504107
5 | Industrial |  | 0 | 65983298 | 78329666 | 0 | 212613305 | 17812538 | 0 | 0 | 5565283 | 27835175 | 43083978 | 451223243 | 0 | 8 | 76308097
6 | [15 empty] | 9 | 46641040
7 | Lighting |  | 0 | 0 | 0 | 11464578 | 0 | 0 | 749866 | 1299358 | 0 | 0 | 0 | 13513802 | 0 | 9A | 1692126
8 | [15 empty] | 23 | 131165205
9 | OSPA |  | 0 | 0 | 0 | 0 | 13909749 | 0 | 0 | 0 | 0 | 0 | 0 | 13909749 | 0 | 31 | 3420073
10 | [15 empty] | AGA | 2450502.94
11 | Interdepartmental |  | 0 | 0 | 0 | 0 | 0 | 0 | 0 | 0 | 0 | 0 | 0 | 0 | 0 | Total | 729869751.94
12
13 | [15 empty] | Industrial
14 | Total Revenues |  | 725755615 | 534176006 | 154637763 | 11464578 | 274856220 | 17812538 | 749866 | 1299358 | 136730488 | 27835175 | 43083978 | 1928401585 | 0 | 6 | 57763388
15 | [15 empty] | 6A | 8198292
16 | [15 empty] | 6B | 21618
17 | Total AGA Revenues |  | 30838.15 | 1695386.4 | 389698.32 | 0 | 520310.89 | 251780.7 | 4662 | 0 | 453289.11 | 0 | 0 | 3345965.57 |  | 8 | 78329666
18 | Misc Revenues |  | 0 | 0 | 0 | 0 | 0 | 0 | 0 | 0 | 0 | 0 | 0 | 0 |  | 9 | 211064169
19 | Gross Receipts Adj. |  | 0 | 0 | 0 | 0 | 0 | 0 | 0 | 0 | 0 | 0 | 0 | 0 |  | 9A | 1549136
20 | Commercial Vol Discount |  | 0 | 0 | 0 | 0 | 0 | 0 | 0 | 0 | 0 | 0 | 0 | 0 |  | 21 | 343033
21 | Industrial Vol Discount |  | 0 | 0 | 0 | 0 | 0 | 0 | 0 | 0 | 0 | 0 | 0 | 0 |  | 23 | 5565283
22 | Unbilled Revenue Adj. |  | 0 | 0 | 0 | 0 | 0 | 0 | 0 | 0 | 0 | 0 | 0 | 0 |  | 31 | 698466
23 | Firm Revenue |  | 725786453.15 | 535871392.4 | 155027461.32 | 11464578 | 275376530.89 | 18064318.7 | 754528 | 1299358 | 137183777.11 | 27835175 | 43083978 | 1931747550.57 |  | Cust C (#1) | 27835175
24 |  |  | 37.57% | 27.74% | 8.025% | 0.5935% | 14.26% | 0.9351% | 0.03906% | 0.06726% | 7.102% | 1.441% | 2.23% | 100% |  | Cust B (#2) | 43083978
25 | [15 empty] | Ind Cust | 54168903
26 | Non-Firm |  | 0 | 0 |  | 0 | 0 | 0 | 0 | 0 | 0 | 0 | 0 | 0 |  | AGA | 608181.77
27 | [15 empty] | Total | 489229288.77
28
29 | Total Revenue |  | 725786453.15 | 535871392.4 | 155027461.32 | 11464578 | 275376530.89 | 18064318.7 | 754528 | 1299358 | 137183777.11 | 27835175 | 43083978 | 1931747550.57 |  | Irrigation
[16 empty] | 10 | 17812538
[16 empty] | AGA | 251780.7
[16 empty] | Total | 18064318.7
Street Lighting
[16 empty] | 7 | 2863076
[16 empty] | 11 | 4534415
[16 empty] | 12 | 4066501
| A: Rocky Mountain Power |  | TS 15 | 749866
| A: Cost Of Service By Rate Schedule |  | MONL 15 | 1299358
| A: State of Utah |  | Pole Top | 586
| A: 2010 Protocol (Non Wgt) |  | 77 | 0
| A: 12 Months Ended Dec 2015 |  | AGA | 4662
| A: Revenue - AGA Spread |  | Street Lighting | 13518464
OSPA
| A |  | B | C | D | E | F | G | H | I | [5 empty] | 6 | 0
[16 empty] | 8 | 0
Line | Customer Classes |  | Residential Sch 1 | General Large Dist. Sch 6 | General +1 MW Sch 8 | General Trans Sch 9 | Irrigation Sch 10 | Traffic Signals Sch 15 | General Small Dist. Sch 23 | Total Firm Revenues | [5 empty] | 9 | 13909749
23
1 | Firm Revenues | [14 empty] | 31 | 2419904
2 | [15 empty] | Total | 16329653
3 | Residential |  | B: 725755615; I: 725755615
4 | Commercial |  |  | 468192708 | 76308097 | 48333166 |  |  | 131165205 | 723999176 | [5 empty] | Interdepartmental
5 | Industrial |  |  | 65983298 | 78329666 | 212613305 | 17812538 |  | 5565283 | 380304090 | [5 empty] | 6 | 0
6 | Lighting |  | G: 749866; I: 749866 | [5 empty] | AGA | 0
7 | Interdepartmental |  | I: 0 | [5 empty] | Total | 0
8
9 | Total Firm Revenue |  | 725755615 | 534176006 | 154637763 | 260946471 | 17812538 | 749866 | 136730488 | 1830808747 | [5 empty] | TOTAL | 1992797929.56
10
11 | [15 empty] | less: Sch 31 | -6538443
12 | AGA Revenues | [14 empty] | Sch 21 | -343033
13 | [15 empty] | Ind cust | -54168903
14 | Residential |  | B: 30838.15; I: 30838.15 | [5 empty] | AGA | -3345965.56
15 | Commercial |  |  | 1584680.82 | 258278.22 | 163592.13 |  |  | 443951.78 | 2450502.94
16 | Industrial |  |  | 110705.58 | 131420.1 | 356718.76 | 251780.7 |  | 9337.33 | 859962.47 | [5 empty] | ADJ TOTAL | 1928401585
17 | Lighting |  | G: 4662; I: 4662
18 | Interdepartmental |  | I: 0
19 | [15 empty] | Source: Pricing - Tables 2
20 | Total AGA Revenues |  | 30838.15 | 1695386.4 | 389698.32 | 520310.89 | 251780.7 | 4662 | 453289.11 | 3345965.57
Rocky Mountain Power
Cost Of Service By Rate Schedule
State of Utah
2010 Protocol (Non Wgt)
12 Months Ended Dec 2015
Summary Of Sales For Resale / Other Electric Revenue
Determination Of Situs Allocations
| A | B | C | D | E | F | G | H | I | J | K | L | M | N
ACCT | DESCRIPTION |  | Total | Residential Sch 1 | General Large Dist. Sch 6 | General +1 MW Sch 8 | Street & Area Lighting Sch. 7,11,12 | General Trans Sch 9 | Irrigation Sch 10 | Traffic Signals Sch 15 | Outdoor Lighting Sch 15 | General Small Dist. Sch 23 | Industrial Cust 1 | Industrial Cust 2 | Check
450 | Determination Of Situs Allocations A: Forfeited Discounts & Int
| 257 Residential Discounts | F43 | 2450539.4385 | 2450539.4385 | 0 | 0 | 0 | 0 | 0 | 0 | 0 | 0 | 0 | 0 | 0
| 258 Commercial Discounts | F44 | 714035.3348 | 0 | 105955.0746 | 1076.8785 | 0 | 221.8173 | 0 | 0 | 0 | 606781.5644 | 0 | 0 | 0
| 259 Industrial Discounts | F45 | 252081.5013 | 0 | 41732.9186 | 3190.1674 | 0 | 3943.3919 | 101508.2103 | 0 | 0 | 101646.2835 | 30.2648 | 30.2648 | 0
| 260 Other Discounts | F46 | 62844.4053 | 0 | 0 | 0 | 46833.2101 | 0 | 0 | 13219.3923 | 2791.8029 | 0 | 0 | 0 | 0
| Total Account 450 |  | 3479500.68 | 2450539.4385 | 147687.9932 | 4267.0459 | 46833.2101 | 4165.2092 | 101508.2103 | 13219.3923 | 2791.8029 | 708427.8479 | 30.2648 | 30.2648 | 0
451 | Determination Of Situs Allocations A: Misc. Service Revenues
| 70 Returned Checks | F40 | 313153.7096 | 271237.8599 | 5610.4556 | 89.8965 | 3318.4588 | 57.9346 | 1206.4398 | 936.6859 | 197.8187 | 30497.4404 | 0.3597 | 0.3597 | 0
| 72 Misc. Service Revenue | F21 | 1311172.7795 | 792720.7962 | 307345.1112 | 80549.0851 | 4962.5352 | 0 | 24963.6341 | 177.8034 | 1045.3578 | 99408.4566 | 0 | 0 | 0
| - Fac Chg Buyout | A | 101124.8345 | 0 | 61569.0971 | 11471.5073 | 0 | 10731.4963 | 378.7085 | 0 | 0 | 16974.0253 | 0 | 0 | 0
| 73 Temp. Service Connect | F44 | 394550.1158 | 0 | 58546.9443 | 595.0441 | 0 | 122.5682 | 0 | 0 | 0 | 335285.5592 | 0 | 0 | 0
| 145 Connect Fee | F43 | 1231802.7329 | 1231802.7329 | 0 | 0 | 0 | 0 | 0 | 0 | 0 | 0 | 0 | 0 | 0
| 146 Reconnect Fee | F40 | 244515.6276 | 211787.0347 | 4380.7371 | 70.1927 | 2591.1078 | 45.2363 | 942.0083 | 731.38 | 154.4601 | 23812.9089 | 0.28086 | 0.28086 | 0
| Total Account 451 |  | 3596319.8 | 2507548.4237 | 437452.3452 | 92775.7258 | 10872.1019 | 10957.2354 | 27490.7906 | 1845.8693 | 1397.6366 | 505978.3904 | 0.64056 | 0.64056 | 0
454 | Determination Of Situs Allocations A: Rent From Electric Prop
| 75 All Other | F20 | 2963721.24 | 1479338.1232 | 927767.9772 | 241464.688 | 1411.9604 | 0 | 50546.3509 | 688.265 | 363.0719 | 262140.8035 | 0 | 0 | 0
| Total Account 454 |  | 2963721.24 | 1479338.1232 | 927767.9772 | 241464.688 | 1411.9604 | 0 | 50546.3509 | 688.265 | 363.0719 | 262140.8035 | 0 | 0 | 0
456 | Determination Of Situs Allocations A: Other Electric Revenues
| 79 Other Electric Revenues | F10 | -1838779 | -667802.2571 | -489547.5672 | -146347.2657 | -3302.6241 | -318306.7042 | -16434.3268 | -454.7438 | -766.1477 | -116414.9106 | -37131.6601 | -42270.7928 | 0
| 163 Billing Services | F40 | 0 | 0 | 0 | 0 | 0 | 0 | 0 | 0 | 0 | 0 | 0 | 0 | 0
| Total Account 456 |  | -1838779 | -667802.2571 | -489547.5672 | -146347.2657 | -3302.6241 | -318306.7042 | -16434.3268 | -454.7438 | -766.1477 | -116414.9106 | -37131.6601 | -42270.7928 | 0
305 Report
|  |  | 2015-12-31 |  | JAM Data
450 | Determination Of Situs Allocations A: Forfeited Discounts & Int
| Residential Discounts | F43 | 2449738.3 | 70.43% | 2450539.4385
| Commercial Discounts | F44 | 713801.9 | 20.52% | 714035.3348
| Industrial Discounts | F45 | 251999.09 | 7.245% | 252081.5013
| Other Forfeited Discounts | F46 | 62823.86 | 1.806% | 62844.4053
| Total Account 450 |  | 3478363.15 | 100% | 3479500.68
451 | Determination Of Situs Allocations A: Misc. Service Revenues
| Returned Checks | F40 | 441320 | 8.708% | 313153.7096
| Misc. Service Revenue | F21 | 1847804.3 | 36.46% | 1311172.7795
| Fac Chg Buyout | A | 142512.8 | 2.812% | 101124.8345
| Temp. Service Connect | F44 | 556030 | 10.97% | 394550.1158
| Connect Fee | F43 | 1735950 | 34.25% | 1231802.7329
| Reconnect Fee | F40 | 344590 | 6.799% | 244515.6276
| Total Account 451 |  | 5068207.1 | 100% | 3596319.8
454 | Determination Of Situs Allocations A: Rent From Electric Property
| Rent on Electric Property | F20 | 8405011.59 | 100% | 2963721.24
| Total Account 454 |  | 8405011.59 | 100% | 2963721.24
456 | Determination Of Situs Allocations A: Other Electric Revenues
| Other Electric Revenues | F10 | 3345103.93 | 100% | -1838779
| Billing Services | F40 | 0 | 0% | 0
| Total Account 456 |  | 3345103.93 | 100% | -1838779
| STATE SPECIFIC REVENUE CREDIT |  |  | Description | Amount
| Industrial customer revenues |  |  |  | 54168903
| Schedule 21 revenues |  |  |  | 343033
| Schedule 31 revenues |  |  |  | 6538443
61050379
Calculation of Facility Charge Buyout Allocation by Schedule
| A | B | C | D | E | F | G | H | I | J | K
| Customer Classes |  |  | General Large Dist. Sch 6 | General +1 MW Sch 8 | General Trans Sch 9 | General Small Dist. Sch 23 | Irrigation Sch 10 | Total | Total % | FAC CHG BUYOUT
| Commercial |  | Customers | 14218.5944 | 144.5112 | 29.7667 | 81426.784 | 0 | 95819.6564 | 92% | 93039.2716
|  |  | Revenues | 468192708 | 76308097 | 48333166 | 131165205 |  | 723999176
| Industrial |  | Customers | 1378.925 | 105.4084 | 130.2962 | 3358.5622 | 3354 | 8327.1918 | 7.996% | 8085.5629
|  |  | Revenues | 65983298 | 78329666 | 212613305 | 5565283 | 17812538 | 380304090
[9 empty] | 104146.8482 | 100%
| Commercial - FAC CHG Buyout Alloc. by Sch. |  |  | 60166.2405 | 9806.1572 | 6211.1708 | 16855.7031 |  | 93039.2716 |  | 101124.8345
| Industrial - FAC CHG Buyout Alloc. by Sch. |  |  | 1402.8566 | 1665.3501 | 4520.3255 | 118.3223 | 378.7085 | 18492.4845
| Total By Schedule |  |  | 61569.0971 | 11471.5073 | 10731.4963 | 16974.0253 | 378.7085 | 111531.7561

## NPC Factors
NPC Factors ( F85-F96 )
Rocky Mountain Power
Cost Of Service By Rate Schedule
State of Utah
2010 Protocol (Non Wgt)
12 Months Ended Dec 2015
NPC Monthly Allocation Factors
|  |  | 2015-07-01 | 2015-08-01 | 2015-09-01 | 2015-10-01 | 2015-11-01 | 2015-12-01 | 2015-01-01 | 2015-02-01 | 2015-03-01 | 2015-04-01 | 2015-05-01 | 2015-06-01 | Total
Special Sales For Resale
Long Term Firm Sales
| Black Hills |  | 1170604.48 | 1177672.98 | 1154222.383 | 1179599.795 | 1148472.555 | 1182494.995 | 1174617.037 | 1119201.273 | 1185806.166 | 1147467.526 | 1161197.738 | 1145780.969 | 13947137.897
| BPA Wind |  | 123965.414 | 124595.914 | 175862.73 | 219445.08 | 306793.88 | 383611.53 | 298402.94 | 267250.44 | 297745.25 | 186989.7 | 191246.81 | 181087.39 | 2756997.078
| Hurricane Sale |  | 1145.9607 | 1145.9607 | 1145.9498 | 1145.9607 | 1145.9498 | 1145.9607 | 1145.9607 | 1145.9473 | 1145.9607 | 1145.9498 | 1145.9607 | 1145.9498 | 13751.4714
| LADWP (IPP Layoff) |  | 2830751 | 2828315 | 2013575.6 | 3397115.5 | 2281743 | 2504304.5 | 2402996.2 | 2058083.9 | 2080693.8 | 1645802.8 | 2403743 | 2692676.8 | 29139801.1
| NVE s523485 |  | 0 | 0 | 0 | 0 | 0 | 0 | 0 | 0 | 0 | 0 | 0 | 0 | 0
| Leaning Juniper Wind Indemnity |  | 12855.972 | 13162.006 | 10703.422 | 9855.264 | 7676.027 | 8243.053 | 7080.7476 | 7454.6826 | 11689.178 | 6475.7437 | 8292.353 | 8716.232 | 112204.6809
| Pacific Gas & Electric s524491 |  | 0 | 0 | 0 | 0 | 0 | 0 | 0 | 0 | 0 | 0 | 0 | 0 | 0
| PSCO s100035 |  | 0 | 0 | 0 | 0 | 0 | 0 | 0 | 0 | 0 | 0 | 0 | 0 | 0
| Salt River Project s322940 |  | 0 | 0 | 0 | 0 | 0 | 0 | 0 | 0 | 0 | 0 | 0 | 0 | 0
| SCE s513948 |  | 0 | 0 | 0 | 0 | 0 | 0 | 0 | 0 | 0 | 0 | 0 | 0 | 0
| SDG&E s513949 |  | 0 | 0 | 0 | 0 | 0 | 0 | 0 | 0 | 0 | 0 | 0 | 0 | 0
| Shell Sale 2013-2014 |  | 718792 | 720002.5 | 0 | 0 | 0 | 0 | 0 | 0 | 0 | 0 | 0 | 0 | 1438794.5
| SMUD s24296 |  | 1426350 | 1900875 | 1698300 | 352425 | 19425 | 0 | 0 | 0 | 0 | 0 | 0 | 0 | 5397375
| UAMPS s223863 |  | 0 | 0 | 0 | 0 | 0 | 0 | 0 | 0 | 0 | 0 | 0 | 0 | 0
| UMPA II s45631 |  | 1779847.5 | 1400150.2 | 792639.6 | 593282.5 | 582824.5 | 593282.5 | 593282.5 | 561908.5 | 593282.5 | 582824.5 | 568590 | 914389.75 | 9556304.55
| Total Long Term Firm Sales |  | 8064312.3267 | 8165919.5607 | 5846449.6848 | 5752869.0997 | 4348080.9118 | 4673082.5387 | 4477525.3853 | 4015044.7429 | 4170362.8547 | 3570706.2195 | 4334215.8617 | 4943797.0908 | 62362366.2773
Short Term Firm Sales
| COB |  | 0 | 0 | 0 | 0 | 0 | 0 | 0 | 0 | 0 | 0 | 0 | 0 | 0
| Colorado |  | 0 | 0 | 0 | 0 | 0 | 0 | 0 | 0 | 0 | 0 | 0 | 0 | 0
| Four Corners |  | 0 | 0 | 0 | 0 | 0 | 0 | 0 | 0 | 0 | 0 | 0 | 0 | 0
| Idaho |  | 0 | 0 | 0 | 0 | 0 | 0 | 0 | 0 | 0 | 0 | 0 | 0 | 0
| Mid Columbia |  | 0 | 0 | 0 | 0 | 0 | 0 | 0 | 0 | 0 | 0 | 0 | 0 | 0
| Mona |  | 0 | 0 | 0 | 0 | 0 | 0 | 0 | 0 | 0 | 0 | 0 | 0 | 0
| Palo Verde |  | 0 | 0 | 0 | 0 | 0 | 0 | 310780 | 272880 | 310780 | 0 | 0 | 0 | 894440
| SP15 |  | 0 | 0 | 0 | 0 | 0 | 0 | 0 | 0 | 0 | 0 | 0 | 0 | 0
| Utah |  | 0 | 0 | 0 | 0 | 0 | 0 | 0 | 0 | 0 | 0 | 0 | 0 | 0
| West Main |  | 0 | 0 | 0 | 0 | 0 | 0 | 0 | 0 | 0 | 0 | 0 | 0 | 0
| Wyoming |  | 0 | 0 | 0 | 0 | 0 | 0 | 0 | 0 | 0 | 0 | 0 | 0 | 0
| Electric Swaps Sales |  | -347984 | -267488 | -25000 | 693450 | 739335 | 905980 | 0 | 0 | 0 | 0 | 0 | 0 | 1698293
| STF Index Trades |  | 0 | 0 | 0 | 0 | 0 | 0 | 0 | 0 | 0 | 0 | 0 | 0 | 0
| Total Short Term Firm Sales |  | -347984 | -267488 | -25000 | 693450 | 739335 | 905980 | 310780 | 272880 | 310780 | 0 | 0 | 0 | 2592733
System Balancing Sales
| COB |  | 4039545 | 4576656.5 | 4076010.2 | 3268275 | 3835989 | 4254945.5 | 4271850 | 3133590.5 | 2967804.5 | 1649770.1 | 442455.88 | 452325.22 | 36969217.4
| Four Corners |  | 5444079.5 | 7829008 | 7207942 | 5467853.5 | 6045003.5 | 5173646 | 6234965 | 5387732 | 4058500.8 | 4588512 | 3851161 | 3467526.2 | 64755929.5
| Mead |  | 2516602.2 | 3374999 | 3820422.8 | 3114039 | 3640420 | 3239570 | 3983201.2 | 3146957.5 | 2431060.2 | 2148574.8 | 1978584.1 | 1798021.9 | 35192452.7
| Mid Columbia |  | 1003365.4 | 1690011 | 1925102.1 | 1963191.4 | 1073762 | 387038.34 | 955979.8 | 1073196.8 | 1618916.2 | 31285.1 | 11332.217 | 21013.834 | 11754194.191
| Mona |  | 1531758.5 | 2227050.8 | 2367576.2 | 1414903.8 | 638694.2 | 533656.2 | 617224.75 | 384340.4 | 262243.56 | 859708.94 | 1696305.2 | 1212994.5 | 13746457.05
| Palo Verde |  | 12023837 | 10345780 | 11128275 | 10706790 | 9877691 | 9266895 | 10405704 | 10274396 | 9267444 | 9136731 | 9673198 | 10468766 | 122575507
| SP15 |  | 0 | 0 | 0 | 0 | 0 | 0 | 0 | 0 | 0 | 0 | 0 | 0 | 0
| Trapped Energy |  | 2032.7745 | 0 | 7083.7608 | 2196.0484 | 0 | 48090.195 | 0 | 34485.938 | 0 | 9037.9418 | 18850.7272 | 2747.7607 | 124525.1465
| Total System Balancing Sales |  | 26561220.3745 | 30043505.3 | 30532412.0608 | 25937248.7484 | 25111559.7 | 22903841.235 | 26468924.75 | 23434699.138 | 20605969.26 | 18423619.8818 | 17671887.1242 | 17423395.4147 | 285118282.9875
Total Special Sales For Resale |  |  | 34277548.7012 | 37941936.8607 | 36353861.7456 | 32383567.8481 | 30198975.6118 | 28482903.7737 | 31257230.1353 | 27722623.8809 | 25087112.1147 | 21994326.1013 | 22006102.9859 | 22367192.5055 | 350073382.2648
Purchased Power & Net Interchange
Long Term Firm Purchases
| APS Supplemental p27875 |  | 0 | 0 | 0 | 0 | 114939 | 107662.5 | 56121.344 | 152784 | 0 | 101970 | 0 | 0 | 533476.844
| Blanding Purchase p379174 |  | 0 | 0 | 0 | 0 | 0 | 0 | 0 | 0 | 0 | 0 | 0 | 0 | 0
| BPA Reserve Purchase |  | 0 | 0 | 0 | 0 | 0 | 0 | 0 | 0 | 0 | 0 | 0 | 0 | 0
| Chehalis Station Service |  | 0 | 0 | 0 | 0 | 0 | 0 | 0 | 0 | 0 | 0 | 0 | 0 | 0
| Combine Hills Wind p160595 |  | 394481.25 | 391206.7 | 372845.8 | 400342.5 | 446574.6 | 325411.3 | 496898.4 | 323085.47 | 574537.44 | 403458.34 | 375038.5 | 451979.12 | 4955859.42
| Deseret Purchase p194277 |  | 2795066.5 | 2994284 | 2960183.5 | 3003257.5 | 2960183.5 | 3003257.5 | 3083965 | 2951197 | 3083965 | 3002829 | 2460682.8 | 2643245 | 34942116.3
| Douglas PUD Settlement p38185 |  | 227530.05 | 158197.84 | 87025.625 | 77568.836 | 80798.91 | 105614.28 | 105065.76 | 94452.89 | 156891.88 | 254239.08 | 325632.28 | 352386.25 | 2025403.681
| Gemstate p99489 |  | 260500 | 279400 | 260500 | 282900 | 293500 | 263700 | 263700 | 260500 | 265400 | 260500 | 260500 | 260500 | 3211600
| Georgia-Pacific Camas |  | 546556.44 | 546556.44 | 528925.44 | 546556.44 | 528925.44 | 546556.44 | 552204.3 | 498765.75 | 552204.3 | 534391.8 | 552204.3 | 534391.8 | 6468238.89
| Grant County 10 aMW p66274 |  | 0 | 0 | 0 | 0 | 0 | 0 | 0 | 0 | 0 | 0 | 0 | 0 | 0
| Hermiston Purchase p99563 |  | 7447430.9965 | 8122780.9661 | 7766487.0916 | 8402982.9577 | 8225493.0935 | 8283390.0318 | 7574769.1366 | 7093441.4175 | 7249426.2373 | 4797162.5438 | 4215893.2477 | 4500034.2125 | 83679291.9327
| Hurricane Purchase p393045 |  | 10426.67 | 10426.67 | 10426.642 | 10426.67 | 10426.642 | 10426.67 | 10426.67 | 10426.563 | 10426.67 | 10426.642 | 10426.67 | 10426.642 | 125119.821
| IPP Purchase |  | 2830751 | 2828315 | 2013575.6 | 3397115.5 | 2281743 | 2504304.5 | 2402996.2 | 2058083.9 | 2080693.8 | 1645802.8 | 2403743 | 2692676.8 | 29139801.1
| Kennecott Generation Incentive |  | 0 | 0 | 0 | 0 | 0 | 0 | 0 | 0 | 0 | 0 | 0 | 0 | 0
| LADWP p491303-4 |  | 0 | 0 | 0 | 0 | 0 | 0 | 0 | 0 | 0 | 0 | 0 | 0 | 0
| MagCorp p229846 |  | 0 | 0 | 0 | 0 | 0 | 0 | 0 | 0 | 0 | 0 | 0 | 0 | 0
| MagCorp Reserves p510378 |  | 533330 | 537340 | 545360.06 | 569420.06 | 549370.06 | 553380 | 533330 | 581450 | 545360.06 | 469170 | 461150.03 | 477190.03 | 6355850.3
| Morgan Stanley p272153-6-8 |  | 0 | 0 | 0 | 0 | 0 | 0 | 0 | 0 | 0 | 0 | 0 | 0 | 0
| Morgan Stanley p272154-7 |  | 0 | 0 | 0 | 0 | 0 | 0 | 0 | 0 | 0 | 0 | 0 | 0 | 0
| Nucor p346856 |  | 501500 | 501500 | 501500 | 501500 | 501500 | 501500 | 501500 | 501500 | 501500 | 501500 | 501500 | 501500 | 6018000
| P4 Production p137215/p145258 |  | 1666666.6 | 1666666.6 | 1666666.6 | 1666666.6 | 1666666.6 | 1666666.6 | 1666666.6 | 1666666.6 | 1666666.6 | 1666666.6 | 1666666.6 | 1666666.6 | 19999999.2
| PGE Cove p83984 |  | 26926.523 | 26926.523 | 26926.523 | 26926.523 | 26926.523 | 26926.523 | 26926.523 | 26926.523 | 26926.523 | 26926.523 | 26926.523 | 26926.523 | 323118.276
| Rock River Wind p100371 |  | 193726.45 | 234386.8 | 304449.53 | 436506.1 | 593878.5 | 610936.44 | 602477.25 | 475464.47 | 480833.5 | 376185.22 | 360262.88 | 271744.56 | 4940851.7
| Roseburg Forest Products p312292 |  | 0 | 0 | 0 | 0 | 0 | 0 | 0 | 0 | 0 | 0 | 0 | 0 | 0
| Small Purchases east |  | 3622.8152 | 3956.2 | 5487.74 | 4432.825 | 4476.2285 | 5107.495 | 5309.898 | 5185.896 | 6277.1196 | 4722.372 | 3887.474 | 3883.6724 | 56349.7357
| Small Purchases west |  | 0 | 0 | 0 | 0 | 0 | 0 | 0 | 0 | 0 | 0 | 0 | 0 | 0
| Three Buttes Wind p460457 |  | 1054248.2 | 1080038 | 1423019 | 1787220.8 | 2006943.2 | 2406511 | 2305956.8 | 1595827.1 | 2351682.2 | 1690903.6 | 1714596.9 | 1181550.1 | 20598496.9
| Top of the World Wind p522807 |  | 1930209.6 | 2086321 | 2260848.5 | 2895793.5 | 4238571.5 | 5565506.5 | 5293915 | 3991015.2 | 3804702.8 | 3095177.8 | 2664502.2 | 2418362.5 | 40244926.1
| Tri-State Purchase p27057 |  | 928310.7 | 919965.25 | 902330.06 | 899347 | 810529.9 | 792328.4 | 920456.1 | 840550.6 | 805583 | 884657.4 | 853692.5 | 865021 | 10422771.91
| West Valley Toll |  | 0 | 0 | 0 | 0 | 0 | 0 | 0 | 0 | 0 | 0 | 0 | 0 | 0
| Wolverine Creek |  | 843889.94 | 791566.06 | 736651.75 | 637177.75 | 834559.4 | 664094.44 | 760814.5 | 599185.4 | 1196906.6 | 1150456.2 | 1120407.9 | 872763.4 | 10208473.34
| DSM Idaho Irrigation |  | 0 | 0 | 0 | 0 | 0 | 0 | 0 | 0 | 0 | 0 | 0 | 0 | 0
| Sub Total Long Term Firm Purchases |  | 22195173.7347 | 23179834.0491 | 22373209.4616 | 25546141.5617 | 26176006.097 | 27943280.6198 | 27163499.4816 | 23726508.7795 | 25359983.7299 | 20877145.9208 | 19977713.8047 | 19731248.2099 | 284249745.4504
Seasonal Purchased Power
| APS p167566 |  | 0 | 0 | 0 | 0 | 0 | 0 | 0 | 0 | 0 | 0 | 0 | 0 | 0
| APS p172318 |  | 0 | 0 | 0 | 0 | 0 | 0 | 0 | 0 | 0 | 0 | 0 | 0 | 0
| APS p205692 |  | 0 | 0 | 0 | 0 | 0 | 0 | 0 | 0 | 0 | 0 | 0 | 0 | 0
| Constellation 2013-2016 |  | 2027584 | 1991808 | 1812000 | 0 | 0 | 0 | 0 | 0 | 0 | 0 | 0 | 0 | 5831392
| Morgan Stanley p196538 |  | 0 | 0 | 0 | 0 | 0 | 0 | 0 | 0 | 0 | 0 | 0 | 0 | 0
| Morgan Stanley p206006 |  | 0 | 0 | 0 | 0 | 0 | 0 | 0 | 0 | 0 | 0 | 0 | 0 | 0
| Morgan Stanley p206008 |  | 0 | 0 | 0 | 0 | 0 | 0 | 0 | 0 | 0 | 0 | 0 | 0 | 0
| Morgan Stanley p244840 |  | 0 | 0 | 0 | 0 | 0 | 0 | 0 | 0 | 0 | 0 | 0 | 0 | 0
| Morgan Stanley p244841 |  | 0 | 0 | 0 | 0 | 0 | 0 | 0 | 0 | 0 | 0 | 0 | 0 | 0
| UBS p223199 |  | 0 | 0 | 0 | 0 | 0 | 0 | 0 | 0 | 0 | 0 | 0 | 0 | 0
| UBS p268848 |  | 0 | 0 | 0 | 0 | 0 | 0 | 0 | 0 | 0 | 0 | 0 | 0 | 0
| UBS p268850 |  | 0 | 0 | 0 | 0 | 0 | 0 | 0 | 0 | 0 | 0 | 0 | 0 | 0
| UBS Summer Purchase |  | 0 | 0 | 0 | 0 | 0 | 0 | 0 | 0 | 0 | 0 | 0 | 0 | 0
| Seasonal Purchased Power Total |  | 2027584 | 1991808 | 1812000 | 0 | 0 | 0 | 0 | 0 | 0 | 0 | 0 | 0 | 5831392
Qualifying Facilities
| QF California |  | 358149.9483 | 271193.0163 | 251975.534 | 254706.212 | 279793.8795 | 413517.7204 | 637102.1593 | 714157.507 | 794372.0671 | 1013580.196 | 1028700.9736 | 797772.706 | 6815021.9195
| QF Idaho |  | 601566.863 | 486991.8436 | 435986.2687 | 467246.1047 | 460031.7505 | 436689.6293 | 616427.436 | 562109.0203 | 694143.804 | 757951.853 | 917494.179 | 1007950.81 | 7444589.5621
| QF Oregon |  | 1920331.481 | 1807573.99 | 1877769.845 | 1831227.537 | 1673472.694 | 2034446.045 | 2282971.607 | 2142793.287 | 2435833.552 | 2709733.93 | 2743394.8 | 2439344.52 | 25898893.288
| QF Utah |  | 129082.837 | 125176.191 | 109053.616 | 123352.568 | 124135.7214 | 99663.895 | 134724.274 | 162619.844 | 193954.347 | 209799.087 | 239225.816 | 436374.897 | 2087163.0934
| QF Washington |  | 83070.375 | 87269.57 | 75440.28 | 44681.43 | 29520.031 | 29465.826 | 31327.533 | 31324.037 | 31290.104 | 35657.543 | 51400.52 | 72622.516 | 603069.765
| QF Wyoming |  | 115151.4888 | 115035.84 | 104169.622 | 58055.3704 | 32686.6125 | 32769.0698 | 22474.336 | 21144.004 | 20448.151 | 48650.292 | 36157.404 | 36527.615 | 643269.8055
| Biomass p234159 QF |  | 1377173.9 | 1377251.6 | 1368445.5 | 1398072.1 | 1315260.5 | 1221266.2 | 1302686.4 | 1190158.5 | 1319319.2 | 718405.06 | 723392.9 | 718401.7 | 14029833.56
| Chevron Wind p499335 QF |  | 146939.97 | 241299 | 200991.22 | 302334.6 | 322556.16 | 196924.95 | 177284.83 | 161313.3 | 154308.34 | 56195.082 | 58706.887 | 50676.434 | 2069530.773
| DCFP p316701 QF |  | 9707.218 | 4716.2695 | 10178.9375 | 17738.799 | 14685.595 | 5095.6245 | 11721.595 | 9041.648 | 10350.733 | 10350.692 | 19288.215 | 17976.785 | 140852.1115
| Evergreen BioPower p351030 QF |  | 191420.17 | 265265.34 | 252112.45 | 297472.4 | 210201.88 | 208385.5 | 194715.25 | 189958.19 | 176522.81 | 141531.8 | 157092.45 | 168446.42 | 2453124.66
| Five Pine Wind QF |  | 512564.5 | 606222.2 | 514570.38 | 623024.06 | 682098.25 | 853377.44 | 671390.8 | 572574.7 | 680769.06 | 532191.94 | 533286 | 435109.5 | 7217178.83
| Latigo Wind Park QF |  | 0 | 0 | 0 | 0 | 0 | 0 | 0 | 0 | 0 | 0 | 735563.8 | 616577.56 | 1352141.36
| Mountain Wind 1 p367721 QF |  | 407926.75 | 518460.25 | 646003.9 | 719795.8 | 835771.75 | 1120053.9 | 1204831 | 771242.06 | 797935.1 | 584541.75 | 493472.06 | 364985.44 | 8465019.76
| Mountain Wind 2 p398449 QF |  | 808201.75 | 792574.9 | 815404.56 | 855555.25 | 1122506.1 | 1528676.9 | 1758851.1 | 1078685.1 | 1124962.2 | 797084.25 | 859407.94 | 702966.06 | 12244876.11
| North Point Wind QF |  | 1142388.5 | 1345965.2 | 1143273 | 1371131.8 | 1474807.2 | 1847130 | 1454188.8 | 1243197.4 | 1472266 | 1168023.4 | 1156823.4 | 962878.2 | 15782072.9
| OM Power I Geothermal QF |  | 255302.6 | 264428.6 | 301314.6 | 357095.6 | 370300.8 | 386414.6 | 397771.8 | 356226.3 | 393354.6 | 350700.3 | 340412.7 | 291214.2 | 4064536.7
| Oregon Wind Farm QF |  | 1335923.4 | 1039606.6 | 844531.4 | 848682 | 1000639.8 | 346199.06 | 691263.3 | 738787.9 | 952230.3 | 1170368.1 | 1187990.8 | 1389763.5 | 11545986.16
| Pioneer Wind Park I QF |  | 0 | 0 | 0 | 0 | 0 | 0 | 0 | 0 | 0 | 0 | 0 | 0 | 0
| Pioneer Wind Park II QF |  | 0 | 0 | 0 | 0 | 0 | 0 | 0 | 0 | 0 | 0 | 0 | 0 | 0
| Power County North Wind QF p575 |  | 276642.03 | 249120.55 | 289603.2 | 378448.88 | 364659.56 | 480197.25 | 379579.78 | 383534.44 | 351062.97 | 330930.25 | 266150.56 | 237420.48 | 3987349.95
| Power County South Wind QF p575 |  | 206895.36 | 211714.69 | 258681.19 | 324355.94 | 378621.53 | 508063.72 | 410977.06 | 368187.34 | 379160.5 | 298712.66 | 235676.92 | 235457.42 | 3816504.33
| Roseburg Dillard QF |  | 129981.07 | 117533.39 | 100557.695 | 33031.82 | 79424.66 | 115471.71 | 127525.86 | 128280.48 | 63320.91 | 43795.44 | 24270.492 | 31268.047 | 994461.574
| SF Phosphates |  | 0 | 0 | 0 | 0 | 0 | 0 | 0 | 0 | 0 | 0 | 0 | 0 | 0
| Spanish Fork Wind 2 p311681 QF |  | 290998.16 | 345405.97 | 280935.56 | 229197.53 | 252902.86 | 275850.28 | 183965.27 | 199367.6 | 175977.39 | 166978.28 | 170414.06 | 248216.3 | 2820209.26
| Sunnyside p83997/p59965 QF |  | 2437299.12 | 2367324.08 | 2353844.58 | 2051822.48 | 2384262.72 | 2452629.1 | 2451869.4 | 2344758.04 | 2454296.58 | 1629358.74 | 2205904.32 | 2405857.18 | 27539226.34
| Tesoro QF |  | 96966.36 | 91069.47 | 97285.12 | 110299.305 | 101638.1 | 141060.66 | 0 | 0 | 0 | 0 | 0 | 0 | 638319.015
| Threemile Canyon Wind QF p500139 |  | 165930.08 | 169993.92 | 159381.81 | 183596.86 | 144615.22 | 151782.55 | 152302.52 | 159689.12 | 178983.25 | 167020.81 | 212401.36 | 199277.75 | 2044975.25
| US Magnesium QF |  | 0 | 0 | 0 | 0 | 0 | 0 | 0 | 0 | 0 | 0 | 0 | 0 | 0
| Total Qualifying Facilities |  | 12999613.9311 | 12901192.4804 | 12491510.2682 | 12880924.4461 | 13654593.3739 | 14885131.63 | 15295952.1103 | 13529149.8173 | 14854861.9681 | 12941561.455 | 14396628.5566 | 13867086.04 | 164698206.077
Mid-Columbia Contracts
| Douglas - Wells p60828 |  | 296741.44 | 296741.44 | 301325 | 301325 | 301325 | 301325 | 301325 | 301325 | 301325 | 301325 | 301325 | 301325 | 3606732.88
| Grant Displacement p270294 |  | -487730.94 | -487730.94 | -487730.94 | -487730.94 | -487730.94 | -487730.94 | -520134.62 | -520134.62 | -520134.62 | -520134.62 | -520134.62 | -520134.62 | -6047193.36
| Grant Surplus p258951 |  | 154084.75 | 154084.75 | 154084.75 | 154084.75 | 154084.75 | 154084.75 | 156575.03 | 156575.03 | 156575.03 | 156575.03 | 156575.03 | 156575.03 | 1863958.68
| Total Mid-Columbia Contracts |  | -36904.75 | -36904.75 | -32321.19 | -32321.19 | -32321.19 | -32321.19 | -62234.59 | -62234.59 | -62234.59 | -62234.59 | -62234.59 | -62234.59 | -576501.8
| Total Long Term Firm Purchases |  | 37185466.9158 | 38035929.7795 | 36644398.5398 | 38394744.8178 | 39798278.2809 | 42796091.0598 | 42397217.0019 | 37193424.0068 | 40152611.108 | 33756472.7858 | 34312107.7713 | 33536099.6599 | 454202841.7274
Storage & Exchange
| Black Hills CTs p64676 |  | 0 | 0 | 0 | 0 | 0 | 0 | 0 | 0 | 0 | 0 | 0 | 0 | 0
| BPA So. Idaho p64885/p83975/p64705 |  | -111.9359 | 0 | -6.8879 | 0 | 0 | 0 | 0 | 0 | 0 | 0 | 0 | 0 | -118.8238
| Cargill p483225/s6 p485390/s89 |  | 0 | 0 | 0 | 0 | 0 | 0 | 0 | 0 | 0 | 0 | 0 | 0 | 0
| PSCo Exchange p340325 |  | 450000 | 450000 | 450000 | 450000 | 450000 | 450000 | 450000 | 450000 | 450000 | 450000 | 450000 | 450000 | 5400000
| Shell p489963/s489962 |  | 0 | 0 | 0 | 0 | 0 | 0 | 0 | 0 | 0 | 0 | 0 | 0 | 0
| Total Storage & Exchange |  | 449888.0641 | 450000 | 449993.1121 | 450000 | 450000 | 450000 | 450000 | 450000 | 450000 | 450000 | 450000 | 450000 | 5399881.1762
Short Term Firm Purchases
| Mid Columbia |  | 0 | 0 | 0 | 0 | 0 | 0 | 349320 | 306720 | 349320 | 0 | 0 | 0 | 1005360
| Palo Verde |  | 0 | 0 | 0 | 0 | 0 | 0 | 0 | 0 | 0 | 0 | 0 | 0 | 0
| STF Electric Swaps |  | -81822 | -416676 | -78675 | 167994 | -48960 | -267852 | 0 | 0 | 0 | 0 | 0 | 0 | -725991
| STF Index Trades |  | 0 | 0 | 0 | 0 | 0 | 0 | 0 | 0 | 0 | 0 | 0 | 0 | 0
| Total Short Term Firm Purchases |  | -81822 | -416676 | -78675 | 167994 | -48960 | -267852 | 349320 | 306720 | 349320 | 0 | 0 | 0 | 279369
System Balancing Purchases
| COB |  | 682439.45 | 195569.8 | 280863.7 | 135209.603 | 140281.92 | 250815.98 | 92505.9 | 32454.475 | 60908.97 | 430715.28 | 2654906.4 | 2852143.42 | 7808814.898
| Four Corners |  | 877611.02 | 763139.3 | 262696.363 | 464556.85 | 688866.94 | 722780.75 | 260854.9 | 175196.301 | 915111.417 | 267063.825 | 129979.82 | 283352.037 | 5811209.523
| Mead |  | 0 | 278.4375 | 0 | 10471.03 | 652.848 | 12004.392 | 2515.7827 | 835.691 | 1296.7179 | 1356.951 | 1372.16 | 403.072 | 31187.0821
| Mid Columbia |  | 15536533 | 11526532 | 2292202.2 | 2044496.5 | 490138.56 | 1461272.9 | 1210539.9 | 1204369.9 | 2892709.8 | 13868025 | 15535785 | 14930760 | 82993364.76
| Mona |  | 722620.19 | 537336.74 | 1020155.16 | 1122827.08 | 4325117.062 | 3878059.714 | 3974100.586 | 4219582.2715 | 6015845.593 | 2129463.7573 | 1612739.32 | 1374258.66 | 30932106.1338
| NOB |  | 20714.588 | 0 | 0 | 0 | 0 | 0 | 0 | 0 | 0 | 0 | 46631.035 | 78205.484 | 145551.107
| Palo Verde |  | 0 | 0 | 0 | 0 | 0 | 0 | 0 | 0 | 0 | 0 | 0 | 0 | 0
| Emergency Purchases |  | 0 | 0 | 0 | 0 | 0 | 0 | 0 | 0 | 0 | 0 | 0 | 0 | 0
| Adjustment for Call Options |  | 0 | 0 | 0 | 0 | 0 | 0 | 0 | 0 | 0 | 0 | 0 | 0 | 0
| Total System Balancing Purchases |  | 17839918.248 | 13022856.2775 | 3855917.423 | 3777561.063 | 5645057.33 | 6324933.736 | 5540517.0687 | 5632438.6385 | 9885872.4979 | 16696624.8133 | 19981413.735 | 19519122.673 | 127722233.5039
Total Purchased Power & Net Interchange |  |  | 55393451.2279 | 51092110.057 | 40871634.0749 | 42790299.8808 | 45844375.6109 | 49303172.7958 | 48737054.0706 | 43582582.6453 | 50837803.6059 | 50903097.5991 | 54743521.5063 | 53505222.3329 | 587604325.4074
Wheeling & U. of F. Expense
| Firm Wheeling |  | 12809646.8 | 12841392.8 | 11489077.2 | 11789710 | 12316587.8 | 12638396.8 | 12449911 | 12474629.2 | 12532455.8 | 11778695.8 | 11734422.8 | 12520386.8 | 147375312.8
| ST Firm & Non-Firm |  | 914.4772 | 969.7503 | 2310.887 | 1632.6494 | 1184.1465 | 7870.716 | 8385.494 | 5724.1035 | 2868.9412 | 1494.1478 | 1281.9275 | 1979.6307 | 36616.8711
Total Wheeling & U. of F. Expense |  |  | 12810561.2772 | 12842362.5503 | 11491388.087 | 11791342.6494 | 12317771.9465 | 12646267.516 | 12458296.494 | 12480353.3035 | 12535324.7412 | 11780189.9478 | 11735704.7275 | 12522366.4307 | 147411929.6711
Coal Fuel Burn Expense
| Carbon |  | 2020863.6354 | 2035177.0188 | 1597756.0004 | 1856268.2703 | 1984500.1085 | 2076772.2023 | 2109635.8029 | 1969937.6994 | 2211275.7427 | 973047.5117 | -1460.3622 | -1641.6605 | 18832131.9695
| Cholla |  | 4276106.4166 | 4842759.204 | 4694458.4053 | 4824379.5022 | 4995104.0604 | 5019747.321 | 5170802.6594 | 4859516.779 | 5260529.6148 | 3114023.9189 | 4195700.468 | 4108062.1577 | 55361190.5074
| Colstrip |  | 1364919.3637 | 1363599.0747 | 1321030.1102 | 1364868.7825 | 1318663.139 | 1364431.0259 | 1364511.4247 | 1231882.7396 | 1364272.3563 | 1320724.4569 | 814685.3978 | 1029005.7808 | 15222593.652
| Craig |  | 2216396.3004 | 2209749.9913 | 2134308.4577 | 1748180.6521 | 1354634.241 | 2219306.5743 | 2220659.347 | 2004669.672 | 2219988.7906 | 2148173.024 | 2182091.7908 | 2090649.5468 | 24748808.388
| Dave Johnston |  | 5705205.2949 | 5716518.2284 | 5460469.3691 | 5447157.7476 | 5110544.6319 | 4978437.2437 | 5159108.7402 | 4687386.5255 | 3919688.987 | 5211976.3562 | 5350695.4689 | 5285852.7469 | 62033041.3403
| Hayden |  | 1140861.5014 | 1117720.1771 | 1027928.895 | 1107635.8588 | 1271203.7414 | 1251438.083 | 1230037.4886 | 1142501.4054 | 1313163.3068 | 869842.229 | 562394.1826 | 910948.6299 | 12945675.4991
| Hunter |  | 13985644.3347 | 14764003.3721 | 13740490.4918 | 13840088.4397 | 13391030.6875 | 13871233.6424 | 14376533.4388 | 13075966.4499 | 9792468.2141 | 13006164.5527 | 13635214.279 | 13363926.2871 | 160842764.19
| Huntington |  | 11127491.5716 | 11565655.2485 | 9931855.3098 | 8489277.2827 | 8886708.707 | 11103399.8496 | 11474339.2029 | 10459143.2498 | 11355899.1196 | 10751382.2907 | 10736830.1441 | 10431937.1731 | 126313919.1494
| Jim Bridger |  | 20223347.1658 | 20359793.0067 | 19217722.9805 | 20710165.4476 | 20533847.8978 | 20749158.0171 | 20372982.3898 | 18636496.2939 | 19250178.2173 | 15804461.221 | 15421137.6729 | 17723994.6093 | 229003284.9196
| Naughton |  | 10707937.2142 | 10856385.2445 | 10473271.9879 | 10410075.8311 | 9892670.1956 | 10515715.6225 | 5653941.3929 | 5128248.5128 | 5537993.4271 | 3790363.5005 | 4178747.4358 | 4741704.0486 | 91887054.4136
| Ramp Loss |  | 0 | 0 | 0 | 0 | 0 | 0 | 0 | 0 | 0 | 0 | 0 | 0 | 0
| Wyodak |  | 2343561.2445 | 2347199.2915 | 2264332.3275 | 2320882.7147 | 2297134.6372 | 2244800.5921 | 2382910.5909 | 2083354.576 | 2301040.5679 | 1353349.6396 | 2256160.381 | 2237776.2585 | 26432502.8215
Total Coal Fuel Burn Expense |  |  | 75112334.0431 | 77178559.8577 | 71863624.3352 | 72118980.5293 | 71036042.0475 | 75394440.174 | 71515462.4781 | 65279103.9033 | 64526498.3441 | 58343508.7012 | 59332196.8588 | 61922215.5781 | 823622966.8503
Gas Fuel Burn Expense
| Chehalis |  | 6346290.9055 | 6801235.6008 | 5887767.9415 | 5556484.2589 | 1828769.526 | 1214241.6887 | 2358077.8934 | 1218370.9319 | 216577.9856 | 0 | 0 | 0 | 31427816.7323
| Currant Creek |  | 4720949.6888 | 6026638.7868 | 3989635.7166 | 1157732.1864 | 1330790.549 | 948924.9115 | 2522835.9088 | 3203842.4784 | 3278393.8339 | 3764463.036 | 3260581.2102 | 3253162.6453 | 37457950.9517
| Gadsby |  | 1432842.319 | 1686301.0289 | 103028.7189 | 0 | 0 | 0 | 0 | 0 | 0 | 0 | 0 | 0 | 3222172.0667
| Gadsby CT |  | 544026.3048 | 672424.6994 | 337652.04 | 245307.2845 | 60303.6103 | 9781.9958 | 33983.2556 | 28692.367 | 44287.1152 | 158321.128 | 94776.9616 | 316122.919 | 2545679.6811
| Hermiston |  | 3030826.7463 | 3697648.0792 | 3400320.8731 | 3589967.5052 | 3458730.2683 | 3550617.0735 | 3878243.1625 | 3436222.4252 | 3560710.3212 | 1179053.4307 | 605258.9906 | 891149.7143 | 34278748.5901
| Lake Side |  | 6816330.7436 | 8111857.9253 | 6263278.3075 | 3185634.6619 | 3157103.9471 | 3309818.2444 | 4777157.1971 | 5650928.6218 | 5528677.0623 | 2548951.5126 | 2115209.8725 | 3503810.2307 | 54968758.3268
| Lake Side 2 |  | 6853987.6883 | 7499929.8778 | 6868956.4225 | 6206574.606 | 6789710.3367 | 7068322.9738 | 7865584.0003 | 7063758.182 | 6615839.4176 | 3643675.6139 | 5430322.861 | 6768099.0115 | 78674760.9915
| Naughton - Gas |  | 0 | 0 | 0 | 0 | 0 | 0 | 0 | 0 | 0 | 0 | 0 | 104479.2866 | 104479.2866
| Total Gas Fuel Burn |  | 29745254.3962 | 34496035.9983 | 26850640.02 | 19941700.5029 | 16625408.2374 | 16101706.8877 | 21435881.4178 | 20601815.0064 | 19244485.7358 | 11294464.7212 | 11506149.896 | 14836823.8074 | 242680366.6269
| Gas Physical |  | -11237.5 | -11237.5 | -10875 | -11237.5 | 0 | 0 | 0 | 0 | 0 | 0 | 0 | 0 | -44587.5
| Gas Swaps |  | 4233639 | 4151969.5 | 3951285 | 3010410 | 2802105 | 2457540.5 | 693733.5 | 672462 | 843975 | 1411950 | 1430805 | 1334250 | 26994124.5
| Clay Basin Gas Storage |  | 50532.98 | 50532.98 | 50532.98 | 50532.98 | 10667.047 | -24187.43 | -49539.96 | -41887.953 | -26899.268 | 50532.98 | 50532.98 | 50532.98 | 221883.296
| Pipeline Reservation Fees |  | 3042585.53 | 3042585.53 | 2994204.84 | 3042585.53 | 2994204.84 | 3042585.53 | 3042585.53 | 2905633.45 | 3042585.53 | 2978819.74 | 3027200.43 | 3052972.74 | 36208549.22
| Additional Fixed Costs |  | 0 | 0 | 0 | 0 | 0 | 0 | 0 | 0 | 0 | 0 | 0 | 0 | 0
Total Gas Fuel Burn Expense |  |  | 37060774.4062 | 41729886.5083 | 33835787.84 | 26033991.5129 | 22432385.1244 | 21577645.4877 | 25122660.4878 | 24138022.5034 | 23104146.9978 | 15735767.4412 | 16014688.306 | 19274579.5274 | 306060336.1429
Other Generation
| Blundell |  | 313012.584 | 313101.4248 | 312698.6914 | 333206.9208 | 332339.7936 | 343304.105 | 343352.8258 | 310118.8464 | 343352.8258 | 311734.1064 | 198085.3015 | 302926.8672 | 3757234.2926
| Wind Integration Charge |  | 253465.7693 | 251114.1309 | 244789.4846 | 274024.0961 | 308871.7615 | 332130.2936 | 349010.6435 | 285832.6294 | 330676.9114 | 282333.7065 | 285996.2624 | 277922.1357 | 3476167.8249
Total Other Generation |  |  | 566478.3533 | 564215.5557 | 557488.176 | 607231.0169 | 641211.5551 | 675434.3987 | 692363.4692 | 595951.4758 | 674029.7372 | 594067.8129 | 484081.5639 | 580849.0029 | 7233402.1175
|  |  | = | = | = | = | = | = | = | = | = | = | = | = | =
| Net Power Cost |  | 146666050.6065 | 145465197.6683 | 122266060.7675 | 120958277.7412 | 122072810.6726 | 131114056.5984 | 127268606.8644 | 118353389.9503 | 126590691.3115 | 115362305.4009 | 120304089.9765 | 125438040.3665 | 1521859577.9246
|  |  | = | = | = | = | = | = | = | = | = | = | = | = | =
Mark to Market & Gas Swaps Allocation
| Chehalis |  | 222316.5 | 196803.5 | 189930 | 0 | 0 | 0 | 0 | 0 | 0 | 0 | 0 | 0 | 609050
| Currant Creek |  | 749996.6091 | 806578.6337 | 682590.1331 | 193763.1627 | 196803.82 | 111406.3611 | 112720.6255 | 132526.6937 | 176109.0362 | 522557.9422 | 425719.405 | 301586.3267 | 4412358.7488
| Gadsby |  | 201898.0735 | 199534.2037 | 15457.5713 | 0 | 0 | 0 | 0 | 0 | 0 | 0 | 0 | 0 | 416889.8484
| Gadsby CT |  | 82137.636 | 84537.0919 | 55088.9396 | 39709.2324 | 8573.5396 | 1145.4816 | 1467.4921 | 1128.4719 | 2272.9777 | 20756.5685 | 11750.5313 | 28832.6428 | 337400.6055
| Hermiston |  | 768567.5 | 757547 | 718125 | 1148767 | 1084710 | 1042685 | 0 | 0 | 0 | 0 | 0 | 0 | 5520401.5
| Hermiston Purchase p99563 |  | 768567.5 | 757547 | 718125 | 1148767 | 1084710 | 1042685 | 0 | 0 | 0 | 0 | 0 | 0 | 5520401.5
| Lake Side 1 |  | 1098450.7374 | 1094035.9895 | 1083866.5502 | 552148.5185 | 471174.7951 | 409791.5244 | 215652.2912 | 237959.1871 | 299990.9497 | 356492.7146 | 273381.116 | 328696.6241 | 6421640.9977
| Lake Side 2 |  | 1110271.944 | 1012933.0813 | 1206226.8059 | 1076022.0865 | 1040842.8453 | 892512.1329 | 363893.0912 | 300847.6473 | 365602.0364 | 512142.7747 | 719953.9476 | 665762.8002 | 9267011.1934
| Little Mountain |  | 0 | 0 | 0 | 0 | 0 | 0 | 0 | 0 | 0 | 0 | 0 | 0 | 0
| Naughton - Gas |  | 0 | 0 | 0 | 0 | 0 | 0 | 0 | 0 | 0 | 0 | 0 | 9371.6061 | 9371.6061
| West Valley Toll |  | 0 | 0 | 0 | 0 | 0 | 0 | 0 | 0 | 0 | 0 | 0 | 0 | 0
| Total |  | 5002206.5 | 4909516.5 | 4669410 | 4159177 | 3886815 | 3500225.5 | 693733.5 | 672462 | 843975 | 1411950 | 1430805 | 1334250 | 32514526
| Check |  | 0 | 0 | 0 | 0 | 0 | 0 | 0 | 0 | 0 | 0 | 0 | 0 | 0
Pipeline Reservation Allocation
| Chehalis |  | 1028076.6 | 1028076.6 | 997266 | 1028076.6 | 997266 | 1028076.6 | 1028076.6 | 935644.8 | 1028076.6 | 997266 | 1028076.6 | 997266 | 12121245
| Currant Creek |  | 328845.2328 | 337588.1591 | 319777.286 | 260352.728 | 276708.5859 | 238761.8818 | 299532.4617 | 306307.8717 | 312026.8364 | 402004.2916 | 408805.7781 | 347594.1737 | 3838305.2868
| Gadsby |  | 50462.1307 | 49865.0608 | 15555.0736 | 0 | 0 | 0 | 0 | 0 | 0 | 0 | 0 | 0 | 115882.2651
| Gadsby CT |  | 20529.3693 | 21126.4392 | 55436.4264 | 70991.5 | 70991.5 | 70991.5 | 70991.5 | 70991.5 | 70991.5 | 70991.5 | 70991.5 | 70991.5 | 736015.7349
| Hermiston |  | 454382.25 | 454382.25 | 445002.16 | 454382.25 | 445002.16 | 454382.25 | 454382.25 | 426241.97 | 454382.25 | 445002.16 | 454382.25 | 445002.16 | 5386926.36
| Hermiston Purchase p99563 |  | 3557573.8 | 3557573.8 | 3548193.5 | 3557573.8 | 3584930 | 3594310 | 3594310 | 3566169.8 | 3594310 | 3584930 | 3594310 | 3584930 | 42919114.7
| Lake Side 1 |  | 715911.1472 | 707168.2209 | 716789.094 | 784403.652 | 759857.7941 | 805994.4982 | 745223.9183 | 722068.5083 | 732729.5436 | 619176.9884 | 620565.5019 | 673587.1063 | 8603475.9732
| Lake Side 2 |  | 444378.8 | 444378.8 | 444378.8 | 444378.8 | 444378.8 | 444378.8 | 444378.8 | 444378.8 | 444378.8 | 444378.8 | 444378.8 | 444378.8 | 5332545.6
| Little Mountain |  | 0 | 0 | 0 | 0 | 0 | 0 | 0 | 0 | 0 | 0 | 0 | 0 | 0
| Naughton - Gas |  | 0 | 0 | 0 | 0 | 0 | 0 | 0 | 0 | 0 | 0 | 0 | 74153 | 74153
| West Valley |  | 0 | 0 | 0 | 0 | 0 | 0 | 0 | 0 | 0 | 0 | 0 | 0 | 0
| Total |  | 6600159.33 | 6600159.33 | 6542398.34 | 6600159.33 | 6579134.84 | 6636895.53 | 6636895.53 | 6471803.25 | 6636895.53 | 6563749.74 | 6621510.43 | 6637902.74 | 79127663.92
| Check |  | 0 | 0 | 0 | 0 | 0 | 0 | 0 | 0 | 0 | 0 | 0 | 0 | 0
| CATEGORY | Factor | [12 empty] | Total
F85 | Firm Sales | SG | 34277548.7012 | 37941936.8607 | 36353861.7456 | 32383567.8481 | 30198975.6118 | 28482903.7737 | 31257230.1353 | 27722623.8809 | 25087112.1147 | 21994326.1013 | 22006102.9859 | 22367192.5055 | 350073382.2648
| Utah Share | 43.33% | 14852464.0441 | 16440243.6679 | 15752130.619 | 14031802.0193 | 13085218.0636 | 12341644.0265 | 13543759.8163 | 12012214.7003 | 10870247.2835 | 9530142.9061 | 9535245.831 | 9691705.9429 | 151686818.9205
F86 | Non Firm Sales | SE | 0 | 0 | 0 | 0 | 0 | 0 | 0 | 0 | 0 | 0 | 0 | 0 | 0
| Utah Share | 42.85% | 0 | 0 | 0 | 0 | 0 | 0 | 0 | 0 | 0 | 0 | 0 | 0 | 0
F87 | Firm Purchases (Non-Seasonal) | SG | 50276224.4272 | 46073484.3713 | 35984072.246 | 39552692.6285 | 42394950.696 | 45318678.2337 | 44541891.9004 | 39880471.4293 | 46887324.8066 | 47376371.3553 | 51273413.3556 | 50311277.6879 | 539870853.1379
| Utah Share | 43.33% | 21784691.2592 | 19963643.7242 | 15591900.8052 | 17138184.2451 | 18369734.8475 | 19636586.1765 | 19300004.6086 | 17280210.8204 | 20316280.8369 | 20528184.7377 | 22216773.2856 | 21799879.8393 | 233926075.1863
F88 | Seasonal Purchases | SSGC | 2027584 | 1991808 | 1812000 | 0 | 0 | 0 | 0 | 0 | 0 | 0 | 0 | 0 | 5831392
| Utah Share | 0% | 0 | 0 | 0 | 0 | 0 | 0 | 0 | 0 | 0 | 0 | 0 | 0 | 0
F89 | Non firm Purchases | SE | 3343108.57 | 3277931.8166 | 3320351.3135 | 3511631.3484 | 3758296.6764 | 4316624.8557 | 4544172.8137 | 3987943.8454 | 4281155.7107 | 3809059.9504 | 3756104.4131 | 3471866.7808 | 45378248.0945
| Utah Share | 42.85% | 1432447.6192 | 1404520.8309 | 1422696.6412 | 1504655.8791 | 1610346.4825 | 1849577.6814 | 1947076.9171 | 1708745.1834 | 1834379.9421 | 1632097.4156 | 1609407.1464 | 1487617.6469 | 19443569.3859
F90 | Coal (Non-Seasonal) | SE | 70836227.6265 | 72335800.6536 | 67169165.9299 | 67294601.0271 | 66040937.987 | 70374692.853 | 66344659.8187 | 60419587.1243 | 59265968.7294 | 55229484.7823 | 55136496.3908 | 57814153.4204 | 768261776.3429
| Utah Share | 42.85% | 30351747.0314 | 30994280.6996 | 28780492.7073 | 28834238.8548 | 28297072.1432 | 30153989.6527 | 28427210.1886 | 25888448.4054 | 25394148.5977 | 23664605.061 | 23624761.6047 | 24772078.0489 | 329183072.9952
F91 | Seasonal Cholla Coal | SSECH | 4276106.4166 | 4842759.204 | 4694458.4053 | 4824379.5022 | 4995104.0604 | 5019747.321 | 5170802.6594 | 4859516.779 | 5260529.6148 | 3114023.9189 | 4195700.468 | 4108062.1577 | 55361190.5074
| Utah Share | 42.85% | 1832216.432 | 2075014.5402 | 2011470.9484 | 2067139.247 | 2140290.9206 | 2150850.0093 | 2215573.86 | 2082194.7881 | 2254019.8634 | 1334289.9446 | 1797764.2725 | 1760213.207 | 23721038.033
F92 | Gas (Non-Seasonal) | SE | 35959698.846 | 40497416.0278 | 32942608.2741 | 25223601.2461 | 21847514.3145 | 21041344.2603 | 24561835.99 | 23610968.1944 | 22532213.1549 | 15040696.0846 | 15382787.063 | 18413630.3056 | 297054313.7614
| Utah Share | 42.85% | 15407930.6489 | 17352241.4715 | 14115174.4862 | 10807751.7662 | 9361173.6531 | 9015747.7267 | 10524200.082 | 10116774.3938 | 9654551.8677 | 6444603.5318 | 6591181.9025 | 7889830.7786 | 127281162.3089
F93 | Seasonal CT Gas | SSECT | 1101075.5601 | 1232470.4805 | 893179.566 | 810390.2668 | 584870.8099 | 536301.2274 | 560824.4977 | 527054.3089 | 571933.8429 | 695071.3565 | 631901.2429 | 860949.2218 | 9006022.3816
| Utah Share | 43.66% | 480694.8819 | 538057.7624 | 389934.0441 | 353790.8457 | 255336.1596 | 234132.2108 | 244838.2976 | 230095.2977 | 249688.2876 | 303446.2445 | 275868.1641 | 375863.2918 | 3931745.4879
F94 | Other Generation | SE | 313012.584 | 313101.4248 | 312698.6914 | 333206.9208 | 332339.7936 | 343304.105 | 343352.8258 | 310118.8464 | 343352.8258 | 311734.1064 | 198085.3015 | 302926.8672 | 3757234.2926
| Utah Share | 42.85% | 134118.9259 | 134156.9923 | 133984.4299 | 142771.7498 | 142400.2051 | 147098.1686 | 147119.0443 | 132879.0238 | 147119.0443 | 133571.1267 | 84875.1432 | 129797.4208 | 1609891.2747
F95 | Firm Wheeling | SG | 12809646.8 | 12841392.8 | 11489077.2 | 11789710 | 12316587.8 | 12638396.8 | 12449911 | 12474629.2 | 12532455.8 | 11778695.8 | 11734422.8 | 12520386.8 | 147375312.8
| Utah Share | 43.33% | 5550420.7775 | 5564176.3214 | 4978217.8854 | 5108482.0969 | 5336778.2813 | 5476218.1416 | 5394547.2324 | 5405257.63 | 5430313.8995 | 5103709.6433 | 5084526.1496 | 5425084.401 | 63857732.4601
F96 | Non-Firm Wheeling | SE | 914.4772 | 969.7503 | 2310.887 | 1632.6494 | 1184.1465 | 7870.716 | 8385.494 | 5724.1035 | 2868.9412 | 1494.1478 | 1281.9275 | 1979.6307 | 36616.8711
| Utah Share | 42.85% | 391.8331 | 415.5164 | 990.1636 | 699.5539 | 507.3804 | 3372.4266 | 3592.9976 | 2452.651 | 1229.2775 | 640.2091 | 549.2774 | 848.2277 | 15689.5143
| Total Net Power Costs |  | 146666050.6065 | 145465197.6683 | 122266060.7675 | 120958277.7412 | 122072810.6726 | 131114056.5984 | 127268606.8644 | 118353389.9503 | 126590691.3115 | 115362305.4009 | 120304089.9765 | 125438040.3665 | 1521859577.9246
| Utah Share |  | 62122195.3652 | 61586264.1908 | 51672731.4924 | 51925912.2193 | 52428422.0096 | 56325928.1678 | 54660403.4119 | 50834843.4933 | 54411484.3332 | 49615005.0082 | 51750461.1151 | 53949506.919 | 651283157.7258
| check |  | 0 | 0 | 0 | 0 | 0 | 0 | 0 | 0 | 0 | 0 | 0 | 0 | 0
| Purchased Power & Net Interchange |  | Pre-Merger
|  |  | Demand | Energy
| Pacific Capacity |  | 4166.6667
| Mid Columbia |  |  | 70%
| Misc/Pacific |  |  | 79.26%
| Pre-Merger PPL |  |  | 56.89%
| Q.F. Contracts/PPL |  |  | 82.97%
| Pre-Merger UPL |  |  | 56.38%
| Q.F. Contracts/UPL |  |  | 30%
NPC ALLOCATION FACTORS
Coin Peak KW @ Input
| Residential | Sch 1 | 1415475.3904 | 883825.2662 | 866199.4978 | 713554.0447 | 1450745.6454 | 1847301.2129 | 2224723.6607 | 2012106.7726 | 1692011.0137 | 1806124.8721 | 1292350.457 | 1410711.1038 | 17615128.9372
| GS Dist - Large | Sch 6 | 783191 | 950987 | 915918 | 957387 | 741136 | 1111559 | 1333729 | 1202240 | 1173693 | 1062248 | 887098 | 871499 | 11990685
| GS Dist - > 1MW | Sch 8 | 272534 | 226606 | 229365 | 300484 | 251032 | 275370 | 338528 | 323040 | 271132 | 339884 | 329762 | 300729 | 3458466
| ST Lighting | Sch 7,11,12 | 17147.3978 | 0 | 0 | 1281.6338 | 0 | 0 | 0 | 0 | 0 | 0 | 18066.1283 | 16774.9421 | 53270.1021
| GS Trans | Sch 9 | 683430.2561 | 468353.3224 | 458510.2302 | 649295.8595 | 635488.8401 | 579780.1286 | 656441.7713 | 685649.9302 | 429951.6049 | 710607.4496 | 766694.6212 | 621372.1715 | 7345576.1857
| Irrigation | Sch 10 | 1010.7731 | 1578.92 | 6420.2809 | 38081.2612 | 31294.3273 | 86911.07 | 89825.5759 | 65645.1972 | 47248.6867 | 12658.8868 | 2779.0754 | 1229.884 | 384683.9386
| Traffic Signals | Sch 12 | 952.4169 | 935.901 | 827.9971 | 825.795 | 794.9653 | 839.0077 | 833.5024 | 830.1992 | 846.7151 | 810.3802 | 877.5448 | 1009.672 | 10384.0969
| Outdoor Lighting | Sch 12 | 4453.1973 | 0 | 0 | 0 | 0 | 0 | 0 | 0 | 0 | 0 | 4241.3473 | 4316.9633 | 13011.5078
| GS Dist - Small | Sch 23 | 209127.629 | 213987.7078 | 200724.3391 | 193744.7197 | 145382.8613 | 300387.886 | 377533.6549 | 294456.4758 | 330898.2586 | 260318.1105 | 201251.7468 | 200626.3447 | 2928439.7343
| Customer 1 | Cust 1 | 83397.8167 | 83374.8797 | 77089.1046 | 71400.7336 | 57008.8212 | 72512.1345 | 72867.6577 | 71051.4659 | 71138.0009 | 73115.7941 | 70790.8184 | 62503.2705 | 866250.4978
| Customer 2 | Cust 2 | 108231.2679 | 113832.0614 | 110612.5435 | 117304.9287 | 114741.1999 | 0 | 0 | 0 | 0 | 129029.8958 | 119600.7118 | 0 | 813352.6089
| Total Utah |  | 3578951.1451 | 2943481.0586 | 2865666.9931 | 3043359.9761 | 3427624.6606 | 4274660.4398 | 5094482.823 | 4655020.041 | 4016919.2799 | 4394797.3891 | 3693512.4511 | 3490772.3519 | 45479248.6092
Coin Peak %'s
| Residential | Sch 1 | 39.55% | 30.03% | 30.23% | 23.45% | 42.33% | 43.22% | 43.67% | 43.22% | 42.12% | 41.1% | 34.99% | 40.41%
| GS Dist - Large | Sch 6 | 21.88% | 32.31% | 31.96% | 31.46% | 21.62% | 26% | 26.18% | 25.83% | 29.22% | 24.17% | 24.02% | 24.97%
| GS Dist - > 1MW | Sch 8 | 7.615% | 7.699% | 8.004% | 9.873% | 7.324% | 6.442% | 6.645% | 6.94% | 6.75% | 7.734% | 8.928% | 8.615%
| ST Lighting | Sch 7,11,12 | 0.4791% | 0% | 0% | 0.04211% | 0% | 0% | 0% | 0% | 0% | 0% | 0.4891% | 0.4806%
| GS Trans | Sch 9 | 19.1% | 15.91% | 16% | 21.33% | 18.54% | 13.56% | 12.89% | 14.73% | 10.7% | 16.17% | 20.76% | 17.8%
| Irrigation | Sch 10 | 0.02824% | 0.05364% | 0.224% | 1.251% | 0.913% | 2.033% | 1.763% | 1.41% | 1.176% | 0.288% | 0.07524% | 0.03523%
| Traffic Signals | Sch 12 | 0.02661% | 0.0318% | 0.02889% | 0.02713% | 0.02319% | 0.01963% | 0.01636% | 0.01783% | 0.02108% | 0.01844% | 0.02376% | 0.02892%
| Outdoor Lighting | Sch 12 | 0.1244% | 0% | 0% | 0% | 0% | 0% | 0% | 0% | 0% | 0% | 0.1148% | 0.1237%
| GS Dist - Small | Sch 23 | 5.843% | 7.27% | 7.004% | 6.366% | 4.242% | 7.027% | 7.411% | 6.326% | 8.238% | 5.923% | 5.449% | 5.747%
| Customer 1 | Cust 1 | 2.33% | 2.833% | 2.69% | 2.346% | 1.663% | 1.696% | 1.43% | 1.526% | 1.771% | 1.664% | 1.917% | 1.791%
| Customer 2 | Cust 2 | 3.024% | 3.867% | 3.86% | 3.854% | 3.348% | 0% | 0% | 0% | 0% | 2.936% | 3.238% | 0%
| Total Utah |  | 100% | 100% | 100% | 100% | 100% | 100% | 100% | 100% | 100% | 100% | 100% | 100%
MWH @ Input
| Residential | Sch 1 | 675667.6094 | 635555.3751 | 491433.6692 | 584120.3416 | 460826.6642 | 445760.8846 | 587232.7586 | 903070.8504 | 794727.8737 | 541392.8535 | 520974.3244 | 546856.4304 | 7187619.6352
| GS Dist - Large | Sch 6 | 570997.2702 | 542238.4445 | 480059.677 | 503628.464 | 526516.0565 | 543508.1385 | 571145.8664 | 669802.6151 | 677368.112 | 565921.632 | 574165.4385 | 548034.4832 | 6773386.198
| GS Dist - > 1MW | Sch 8 | 196979.19 | 201395.0681 | 140261.3779 | 148773.7012 | 185469.3296 | 194110.7613 | 170755.1714 | 207506.8138 | 207787.6606 | 156598.0675 | 207444.5485 | 213379.5193 | 2230461.2092
| ST Lighting | Sch 7,11,12 | 7557.9535 | 7573.6828 | 7557.3686 | 7549.316 | 7568.0494 | 7566.9135 | 7564.3773 | 7556.3869 | 7549.3728 | 7593.3061 | 7550.5819 | 7552.9925 | 90740.3013
| GS Trans | Sch 9 | 461940.115 | 508178.2166 | 299439.9025 | 315662.3535 | 444872.4352 | 472738.2157 | 386575.9939 | 455209.8628 | 481125.7762 | 291786.1103 | 491215.4088 | 530553.5232 | 5139297.9137
| Irrigation | Sch 10 | 974.3843 | 899.9934 | 678.6917 | 1239.8809 | 6638.2417 | 41873.2449 | 23206.779 | 57770.8971 | 56015.4821 | 46018.8302 | 17722.196 | 3453.5235 | 256492.145
| Traffic Signals | Sch 12 | 745.7258 | 703.6598 | 624.5063 | 611.5757 | 589.2762 | 586.9586 | 599.7569 | 615.4227 | 613.5282 | 605.2219 | 598.7959 | 627.2011 | 7521.6291
| Outdoor Lighting | Sch 12 | 1945.0614 | 1966.9958 | 1712.6221 | 1559.0465 | 1490.4426 | 1611.9704 | 1593.4436 | 1577.7963 | 1496.3241 | 1545.9333 | 1710.9888 | 1773.2149 | 19983.8397
| GS Dist - Small | Sch 23 | 129484.8229 | 127142.2414 | 113896.8098 | 116479.0413 | 112819.0435 | 112769.3042 | 124529.872 | 147124.1964 | 149021.8284 | 122214.5698 | 115904.9532 | 113694.3957 | 1485081.0785
| Customer 1 | Cust 1 | 41655.0548 | 56201.0321 | 52664.8837 | 43562.6725 | 53889.9401 | 50230.4498 | 47774.0653 | 52306.3561 | 53197.9714 | 32675.1402 | 53022.366 | 47071.6439 | 584251.576
| Customer 2 | Cust 2 | 66271.2992 | 80908.6644 | 75471.3371 | 82741.1064 | 76019.0586 | 82953.9233 | 65659.2538 | 83119.9415 | 84573.1908 | 73887.4353 | 89016.1967 | 86268.4745 | 946889.8817
| Total Utah |  | 2154218.4864 | 2162763.374 | 1663800.8459 | 1805927.4996 | 1876698.5377 | 1953710.7649 | 1986637.3384 | 2585661.1391 | 2513477.1203 | 1840239.1001 | 2079325.7988 | 2099265.4021 | 24721725.4073
MWH %'s
| Residential | Sch 1 | 31.36% | 29.39% | 29.54% | 32.34% | 24.56% | 22.82% | 29.56% | 34.93% | 31.62% | 29.42% | 25.05% | 26.05%
| GS Dist - Large | Sch 6 | 26.51% | 25.07% | 28.85% | 27.89% | 28.06% | 27.82% | 28.75% | 25.9% | 26.95% | 30.75% | 27.61% | 26.11%
| GS Dist - > 1MW | Sch 8 | 9.144% | 9.312% | 8.43% | 8.238% | 9.883% | 9.935% | 8.595% | 8.025% | 8.267% | 8.51% | 9.977% | 10.16%
| ST Lighting | Sch 7,11,12 | 0.3508% | 0.3502% | 0.4542% | 0.418% | 0.4033% | 0.3873% | 0.3808% | 0.2922% | 0.3004% | 0.4126% | 0.3631% | 0.3598%
| GS Trans | Sch 9 | 21.44% | 23.5% | 18% | 17.48% | 23.71% | 24.2% | 19.46% | 17.61% | 19.14% | 15.86% | 23.62% | 25.27%
| Irrigation | Sch 10 | 0.04523% | 0.04161% | 0.04079% | 0.06866% | 0.3537% | 2.143% | 1.168% | 2.234% | 2.229% | 2.501% | 0.8523% | 0.1645%
| Traffic Signals | Sch 12 | 0.03462% | 0.03254% | 0.03753% | 0.03386% | 0.0314% | 0.03004% | 0.03019% | 0.0238% | 0.02441% | 0.03289% | 0.0288% | 0.02988%
| Outdoor Lighting | Sch 12 | 0.09029% | 0.09095% | 0.1029% | 0.08633% | 0.07942% | 0.08251% | 0.08021% | 0.06102% | 0.05953% | 0.08401% | 0.08229% | 0.08447%
| GS Dist - Small | Sch 23 | 6.011% | 5.879% | 6.846% | 6.45% | 6.012% | 5.772% | 6.268% | 5.69% | 5.929% | 6.641% | 5.574% | 5.416%
| Customer 1 | Cust 1 | 1.934% | 2.599% | 3.165% | 2.412% | 2.872% | 2.571% | 2.405% | 2.023% | 2.117% | 1.776% | 2.55% | 2.242%
| Customer 2 | Cust 2 | 3.076% | 3.741% | 4.536% | 4.582% | 4.051% | 4.246% | 3.305% | 3.215% | 3.365% | 4.015% | 4.281% | 4.109%
| Total Utah |  | 100% | 100% | 100% | 100% | 100% | 100% | 100% | 100% | 100% | 100% | 100% | 100%
F85 | Firm Sales - Utah Share |  | 14852464.0441 | 16440243.6679 | 15752130.619 | 14031802.0193 | 13085218.0636 | 12341644.0265 | 13543759.8163 | 12012214.7003 | 10870247.2835 | 9530142.9061 | 9535245.831 | 9691705.9429 | 151686818.9205
Acct 447 - Demand
| Demand = | 75%
| Energy = | 25%
[15 empty] | Allocation | Allocation
| Class | Schedule | [12 empty] | Total | Percent
| Residential | Sch 1 | 5570226.4419 | 4910119.5938 | 4734193.2029 | 3602082.5939 | 4957023.5956 | 4704066.5231 | 5436700.6536 | 4943010.0563 | 4293339.5746 | 3638378.8762 | 3099531.4928 | 3568670.9791 | 53457343.5837 | 35.24%
| GS Dist - Large | Sch 6 | 3421850.6521 | 5014121.602 | 4912243.4396 | 4288897.3255 | 3039786.2413 | 3265278.4359 | 3632740.7309 | 3104698.812 | 3114479.3659 | 2460310.1026 | 2375855.7332 | 2447237.9194 | 41077500.3605 | 27.08%
| GS Dist - > 1MW | Sch 8 | 1187774.5472 | 1331974.064 | 1277571.2646 | 1328052.7242 | 1042045.0083 | 902829.4198 | 966014.1968 | 866203.9588 | 774945.0901 | 755525.9369 | 876311.795 | 872481.1905 | 12181729.1963 | 8.031%
| ST Lighting | Sch 7,11,12 | 66397.8745 | 14392.8355 | 17887.456 | 19096.1332 | 13191.9931 | 11950.0997 | 12892.402 | 8776.1831 | 8162.3529 | 9830.9633 | 43636.1594 | 43647.6934 | 269862.1462 | 0.1779%
| GS Trans | Sch 9 | 2923372.9371 | 2927651.6694 | 2599011.2937 | 2858409.4542 | 2594984.8271 | 2002015.1037 | 1967733.938 | 1855675.1065 | 1392815.351 | 1533489.209 | 2047632.0991 | 1906226.6795 | 26609017.6683 | 17.54%
| Irrigation | Sch 10 | 4825.4887 | 8324.3889 | 28074.8605 | 134092.3339 | 101172.5874 | 254323.4651 | 218654.6359 | 194144.0043 | 156459.0248 | 80168.184 | 25698.2299 | 6546.9496 | 1212484.153 | 0.7993%
| Traffic Signals | Sch 12 | 4249.7304 | 5257.6877 | 4891.667 | 4043.5396 | 3303.3076 | 2743.7227 | 2684.1092 | 2321.5061 | 2381.826 | 2101.5591 | 2385.596 | 2826.3258 | 39190.5772 | 0.02584%
| Outdoor Lighting | Sch 12 | 17213.0082 | 3738.0291 | 4053.5871 | 3028.3929 | 2598.0153 | 2545.7152 | 2715.7973 | 1832.4934 | 1617.8199 | 2001.5015 | 10173.6975 | 11035.7496 | 62553.8069 | 0.04124%
| GS Dist - Small | Sch 23 | 874088.0699 | 1138008.0954 | 1097094.2664 | 896220.1158 | 612914.3612 | 828543.4182 | 965002.6116 | 740754.4853 | 832708.4942 | 581605.7205 | 522544.1317 | 548984.6296 | 9638468.3998 | 6.354%
| Customer 1 | Cust 1 | 331371.1858 | 456058.7111 | 442462.1688 | 331520.6446 | 257163.0892 | 236342.5759 | 226713.909 | 198260.4461 | 201898.1745 | 161218.125 | 197852.9332 | 184478.6288 | 3225340.5921 | 2.126%
| Customer 2 | Cust 2 | 451094.1083 | 630596.9912 | 634647.4124 | 566358.7614 | 461035.0374 | 131005.5473 | 111906.832 | 96537.6483 | 91440.2095 | 305512.7279 | 333623.9632 | 99569.1977 | 3913328.4367 | 2.58%
| Total |  | 14852464.0441 | 16440243.6679 | 15752130.619 | 14031802.0193 | 13085218.0636 | 12341644.0265 | 13543759.8163 | 12012214.7003 | 10870247.2835 | 9530142.9061 | 9535245.831 | 9691705.9429 | 151686818.9205 | 100%
| check |  | 0 | 0 | 0 | 0 | 0 | 0 | 0 | 0 | 0 | 0 | 0 | 0 | 0
F86 | Non Firm Sales - Utah Share |  | 0 | 0 | 0 | 0 | 0 | 0 | 0 | 0 | 0 | 0 | 0 | 0 | 0
Acct 447 - Energy
| Demand = | 0%
| Energy = | 100%
[15 empty] | Allocation | Allocation
| Class | Schedule | [12 empty] | Total | Percent
| Residential | Sch 1 | 0 | 0 | 0 | 0 | 0 | 0 | 0 | 0 | 0 | 0 | 0 | 0 | 0 | 0%
| GS Dist - Large | Sch 6 | 0 | 0 | 0 | 0 | 0 | 0 | 0 | 0 | 0 | 0 | 0 | 0 | 0 | 0%
| GS Dist - > 1MW | Sch 8 | 0 | 0 | 0 | 0 | 0 | 0 | 0 | 0 | 0 | 0 | 0 | 0 | 0 | 0%
| ST Lighting | Sch 7,11,12 | 0 | 0 | 0 | 0 | 0 | 0 | 0 | 0 | 0 | 0 | 0 | 0 | 0 | 0%
| GS Trans | Sch 9 | 0 | 0 | 0 | 0 | 0 | 0 | 0 | 0 | 0 | 0 | 0 | 0 | 0 | 0%
| Irrigation | Sch 10 | 0 | 0 | 0 | 0 | 0 | 0 | 0 | 0 | 0 | 0 | 0 | 0 | 0 | 0%
| Traffic Signals | Sch 12 | 0 | 0 | 0 | 0 | 0 | 0 | 0 | 0 | 0 | 0 | 0 | 0 | 0 | 0%
| Outdoor Lighting | Sch 12 | 0 | 0 | 0 | 0 | 0 | 0 | 0 | 0 | 0 | 0 | 0 | 0 | 0 | 0%
| GS Dist - Small | Sch 23 | 0 | 0 | 0 | 0 | 0 | 0 | 0 | 0 | 0 | 0 | 0 | 0 | 0 | 0%
| Customer 1 | Cust 1 | 0 | 0 | 0 | 0 | 0 | 0 | 0 | 0 | 0 | 0 | 0 | 0 | 0 | 0%
| Customer 2 | Cust 2 | 0 | 0 | 0 | 0 | 0 | 0 | 0 | 0 | 0 | 0 | 0 | 0 | 0 | 0%
| Total |  | 0 | 0 | 0 | 0 | 0 | 0 | 0 | 0 | 0 | 0 | 0 | 0 | 0 | 0%
| check |  | 0 | 0 | 0 | 0 | 0 | 0 | 0 | 0 | 0 | 0 | 0 | 0 | 0
F87 | Firm Purchases (Non-Seasonal) - Utah Share |  | 21784691.2592 | 19963643.7242 | 15591900.8052 | 17138184.2451 | 18369734.8475 | 19636586.1765 | 19300004.6086 | 17280210.8204 | 20316280.8369 | 20528184.7377 | 22216773.2856 | 21799879.8393 | 233926075.1863
Acct 555 - Demand
| Demand = | 75%
| Energy = | 25%
[15 empty] | Allocation | Allocation
| Class | Schedule | [12 empty] | Total | Percent
| Residential | Sch 1 | 8170069.4862 | 5962434.6326 | 4686037.2478 | 4399517.2591 | 6958937.0724 | 7484562.629 | 7747357.3877 | 7110783.3144 | 8024168.1952 | 7837166.1844 | 7221794.7694 | 8027131.5482 | 83629959.7262 | 35.75%
| GS Dist - Large | Sch 6 | 5018962.4947 | 6088725.8895 | 4862276.3672 | 5238380.1077 | 4267415.8714 | 5195330.6431 | 5176694.9355 | 4466274.6499 | 5820901.3842 | 5299574.2872 | 5535656.7747 | 5504654.4844 | 62474847.8897 | 26.71%
| GS Dist - > 1MW | Sch 8 | 1742155.4915 | 1617436.8337 | 1264575.8794 | 1622059.1086 | 1462878.9836 | 1436476.9933 | 1376580.7061 | 1246080.5435 | 1448357.3072 | 1627423.2359 | 2041774.3624 | 1962501.259 | 18848300.7042 | 8.057%
| ST Lighting | Sch 7,11,12 | 97388.3655 | 17477.4442 | 17705.5058 | 23323.665 | 18519.6314 | 19013.6064 | 18371.8127 | 12625.0069 | 15255.279 | 21176.1599 | 101670.6519 | 98178.2235 | 460705.3521 | 0.1969%
| GS Trans | Sch 9 | 4287825.6888 | 3555092.9814 | 2572574.2925 | 3491208.5994 | 3642979.6566 | 3185373.1987 | 2804042.2 | 2669487.5054 | 2603144.8123 | 3303177.0968 | 4770907.738 | 4287739.7234 | 41173553.4932 | 17.6%
| Irrigation | Sch 10 | 7077.7334 | 10108.4349 | 27789.2845 | 163777.904 | 142031.5348 | 404649.869 | 311585.2272 | 279286.4935 | 292418.8756 | 172684.4296 | 59875.9337 | 14726.2737 | 1886011.9942 | 0.8062%
| Traffic Signals | Sch 12 | 6233.2462 | 6384.492 | 4841.9092 | 4938.7048 | 4637.3614 | 4365.4919 | 3824.8847 | 3339.6102 | 4451.5865 | 4526.8149 | 5558.3512 | 6357.3495 | 59459.8025 | 0.02542%
| Outdoor Lighting | Sch 12 | 25246.9939 | 4539.1469 | 4012.3542 | 3698.8232 | 3647.234 | 4050.4454 | 3870.0406 | 2636.1394 | 3023.6739 | 4311.2883 | 23704.3422 | 24823.0825 | 107563.5644 | 0.04598%
| GS Dist - Small | Sch 23 | 1282059.238 | 1381900.9396 | 1085934.6833 | 1094626.7235 | 860442.2368 | 1318281.7619 | 1375139.1861 | 1065614.7923 | 1556315.9864 | 1252794.4012 | 1217508.6739 | 1234849.5744 | 14725468.1974 | 6.295%
| Customer 1 | Cust 1 | 486035.1087 | 553799.1899 | 437961.4678 | 404913.2022 | 361019.4143 | 376040.7729 | 323069.7788 | 285208.2145 | 377343.7629 | 347268.1874 | 460990.0824 | 414953.9787 | 4828603.1604 | 2.064%
| Customer 2 | Cust 2 | 661637.4124 | 765743.7396 | 628191.8135 | 691740.1477 | 647225.8507 | 208440.7648 | 159468.4492 | 138874.5503 | 170899.9738 | 658082.6521 | 777331.6058 | 223964.342 | 5731601.302 | 2.45%
| Total |  | 21784691.2592 | 19963643.7242 | 15591900.8052 | 17138184.2451 | 18369734.8475 | 19636586.1765 | 19300004.6086 | 17280210.8204 | 20316280.8369 | 20528184.7377 | 22216773.2856 | 21799879.8393 | 233926075.1863 | 100%
| check |  | 0 | 0 | 0 | 0 | 0 | 0 | 0 | 0 | 0 | 0 | 0 | 0 | 0
F88 | Seasonal Purchases - Utah Share |  | 0 | 0 | 0 | 0 | 0 | 0 | 0 | 0 | 0 | 0 | 0 | 0 | 0
Acct 555 - Seasonal Contracts
| Demand = | 75%
| Energy = | 25%
[15 empty] | Allocation | Allocation
| Class | Schedule | [12 empty] | Total | Percent
| Residential | Sch 1 | 0 | 0 | 0 | 0 | 0 | 0 | 0 | 0 | 0 | 0 | 0 | 0 | 0 | 0%
| GS Dist - Large | Sch 6 | 0 | 0 | 0 | 0 | 0 | 0 | 0 | 0 | 0 | 0 | 0 | 0 | 0 | 0%
| GS Dist - > 1MW | Sch 8 | 0 | 0 | 0 | 0 | 0 | 0 | 0 | 0 | 0 | 0 | 0 | 0 | 0 | 0%
| ST Lighting | Sch 7,11,12 | 0 | 0 | 0 | 0 | 0 | 0 | 0 | 0 | 0 | 0 | 0 | 0 | 0 | 0%
| GS Trans | Sch 9 | 0 | 0 | 0 | 0 | 0 | 0 | 0 | 0 | 0 | 0 | 0 | 0 | 0 | 0%
| Irrigation | Sch 10 | 0 | 0 | 0 | 0 | 0 | 0 | 0 | 0 | 0 | 0 | 0 | 0 | 0 | 0%
| Traffic Signals | Sch 12 | 0 | 0 | 0 | 0 | 0 | 0 | 0 | 0 | 0 | 0 | 0 | 0 | 0 | 0%
| Outdoor Lighting | Sch 12 | 0 | 0 | 0 | 0 | 0 | 0 | 0 | 0 | 0 | 0 | 0 | 0 | 0 | 0%
| GS Dist - Small | Sch 23 | 0 | 0 | 0 | 0 | 0 | 0 | 0 | 0 | 0 | 0 | 0 | 0 | 0 | 0%
| Customer 1 | Cust 1 | 0 | 0 | 0 | 0 | 0 | 0 | 0 | 0 | 0 | 0 | 0 | 0 | 0 | 0%
| Customer 2 | Cust 2 | 0 | 0 | 0 | 0 | 0 | 0 | 0 | 0 | 0 | 0 | 0 | 0 | 0 | 0%
| Total |  | 0 | 0 | 0 | 0 | 0 | 0 | 0 | 0 | 0 | 0 | 0 | 0 | 0 | 0%
| check |  | 0 | 0 | 0 | 0 | 0 | 0 | 0 | 0 | 0 | 0 | 0 | 0 | 0
F89 | Non firm Purchases - Utah Share |  | 1432447.6192 | 1404520.8309 | 1422696.6412 | 1504655.8791 | 1610346.4825 | 1849577.6814 | 1947076.9171 | 1708745.1834 | 1834379.9421 | 1632097.4156 | 1609407.1464 | 1487617.6469 | 19443569.3859
Acct 555 - Energy
| Demand = | 0%
| Energy = | 100%
[15 empty] | Allocation | Allocation
| Class | Schedule | [12 empty] | Total | Percent
| Residential | Sch 1 | 449285.1884 | 412736.2125 | 420219.1821 | 486675.1884 | 395423.4433 | 422001.7611 | 575539.0414 | 596798.2202 | 580006.4218 | 480158.1909 | 403236.3766 | 387522.8331 | 5609602.0598 | 28.85%
| GS Dist - Large | Sch 6 | 379684.6445 | 352135.2358 | 410493.4144 | 419611.2686 | 451789.812 | 514539.0713 | 559772.4916 | 442641.9128 | 494355.1974 | 501912.6227 | 444406.5285 | 388357.6453 | 5359699.845 | 27.57%
| GS Dist - > 1MW | Sch 8 | 130981.3158 | 130788.0334 | 119935.8635 | 123954.7126 | 159146.4354 | 183764.6279 | 167354.8797 | 137131.7623 | 151647.1002 | 138885.9204 | 160562.9763 | 151208.6742 | 1755362.3017 | 9.028%
| ST Lighting | Sch 7,11,12 | 5025.6613 | 4918.4277 | 6462.2175 | 6289.9107 | 6493.9475 | 7163.5959 | 7413.7459 | 4993.6705 | 5509.6655 | 6734.4592 | 5844.183 | 5352.3318 | 72201.8164 | 0.3713%
| GS Trans | Sch 9 | 307167.0873 | 330016.1727 | 256047.558 | 263002.372 | 381733.5319 | 447541.1963 | 378878.0065 | 300827.3779 | 351134.0789 | 258783.4138 | 380202.8474 | 375969.9859 | 4031303.6285 | 20.73%
| Irrigation | Sch 10 | 647.9169 | 584.465 | 580.3414 | 1033.0393 | 5696.1036 | 39641.3945 | 22744.6565 | 38178.1436 | 40881.087 | 40813.8344 | 13717.0562 | 2447.2954 | 206965.3337 | 1.064%
| Traffic Signals | Sch 12 | 495.8704 | 456.9639 | 534.008 | 509.5503 | 505.6427 | 555.6736 | 587.8138 | 406.7047 | 447.7637 | 536.7678 | 463.4707 | 444.458 | 5944.6876 | 0.03057%
| Outdoor Lighting | Sch 12 | 1293.3686 | 1277.3873 | 1464.4431 | 1298.9605 | 1278.9102 | 1526.0521 | 1561.7129 | 1042.6934 | 1092.0437 | 1371.0793 | 1324.3127 | 1256.5661 | 15787.5301 | 0.0812%
| GS Dist - Small | Sch 23 | 86100.9352 | 82567.4823 | 97391.8297 | 97047.5694 | 96807.1037 | 106758.683 | 122050.0765 | 97227.6522 | 108758.7592 | 108391.3951 | 89710.9343 | 80568.0831 | 1173380.5037 | 6.035%
| Customer 1 | Cust 1 | 27698.5294 | 36497.5296 | 45033.126 | 36295.3836 | 46241.564 | 47553.1592 | 46822.7281 | 34566.8783 | 38824.818 | 28979.3929 | 41039.5402 | 33356.72 | 462909.3692 | 2.381%
| Customer 2 | Cust 2 | 44067.1015 | 52542.9208 | 64534.6576 | 68937.9237 | 65229.9883 | 78532.4665 | 64351.7642 | 54930.1676 | 61723.0066 | 65530.3391 | 68898.9206 | 61133.0539 | 750412.3103 | 3.859%
| Total |  | 1432447.6192 | 1404520.8309 | 1422696.6412 | 1504655.8791 | 1610346.4825 | 1849577.6814 | 1947076.9171 | 1708745.1834 | 1834379.9421 | 1632097.4156 | 1609407.1464 | 1487617.6469 | 19443569.3859 | 100%
| check |  | 0 | 0 | 0 | 0 | 0 | 0 | 0 | 0 | 0 | 0 | 0 | 0 | 0
F90 | Coal (Non-Seasonal) - Utah Share |  | 30351747.0314 | 30994280.6996 | 28780492.7073 | 28834238.8548 | 28297072.1432 | 30153989.6527 | 28427210.1886 | 25888448.4054 | 25394148.5977 | 23664605.061 | 23624761.6047 | 24772078.0489 | 329183072.9952
Acct 501 - Fuel Related
| Demand = | 0%
| Energy = | 100%
[15 empty] | Allocation | Allocation
| Class | Schedule | [12 empty] | Total | Percent
| Residential | Sch 1 | 9519782.9221 | 9108061.443 | 8500839.0082 | 9326324.2593 | 6948396.4002 | 6879968.7981 | 8402836.6612 | 9041827.9342 | 8029290.4025 | 6962056.2136 | 5919175.4482 | 6453100.2899 | 95091659.7803 | 28.89%
| GS Dist - Large | Sch 6 | 8045035.7332 | 7770748.644 | 8304091.2424 | 8041155.2663 | 7938868.4632 | 8388620.8124 | 8172645.948 | 6706273.3709 | 6843581.8861 | 7277484.7119 | 6523519.1202 | 6467001.7322 | 90479026.9307 | 27.49%
| GS Dist - > 1MW | Sch 8 | 2775327.8434 | 2886166.5344 | 2426246.8506 | 2375386.8512 | 2796527.4632 | 2995946.9905 | 2443371.5477 | 2077623.1507 | 2099319.1811 | 2013777.1339 | 2356931.2745 | 2517954.1852 | 29764579.0066 | 9.042%
| ST Lighting | Sch 7,11,12 | 106487.3849 | 108537.4629 | 130727.661 | 120535.7248 | 114111.9021 | 116789.3615 | 108240.2603 | 75656.9104 | 76272.7832 | 97646.3271 | 85787.7578 | 89127.9964 | 1229921.5324 | 0.3736%
| GS Trans | Sch 9 | 6508480.7333 | 7282635.9466 | 5179723.2533 | 5040005.0388 | 6707836.7353 | 7296342.6943 | 5531596.9458 | 4557703.5862 | 4860907.3687 | 3752231.4687 | 5581062.3502 | 6260720.1891 | 68559246.3102 | 20.83%
| Irrigation | Sch 10 | 13728.5358 | 12897.6879 | 11740.0366 | 19796.4884 | 100092.1574 | 646280.6143 | 332070.6669 | 578420.2993 | 565935.319 | 591780.4067 | 201355.0043 | 40752.8053 | 3114850.0221 | 0.9462%
| Traffic Signals | Sch 12 | 10506.8642 | 10084.0571 | 10802.7346 | 9764.6885 | 8885.1728 | 9059.244 | 8582.0471 | 6161.805 | 6198.5947 | 7782.8675 | 6803.3646 | 7401.1958 | 102032.6359 | 0.031%
| Outdoor Lighting | Sch 12 | 27404.8393 | 28188.7605 | 29625.0039 | 24892.4275 | 22473.0613 | 24879.4955 | 22800.9183 | 15797.3905 | 15117.6537 | 19879.972 | 19439.8118 | 20924.5658 | 271423.9001 | 0.08245%
| GS Dist - Small | Sch 23 | 1824369.5396 | 1822058.9301 | 1970191.511 | 1859755.9977 | 1701098.2581 | 1740505.5513 | 1781924.0467 | 1473053.4909 | 1505596.5398 | 1571621.6038 | 1316882.0829 | 1341634.2885 | 19908691.8404 | 6.048%
| Customer 1 | Cust 1 | 586896.6834 | 805409.6834 | 910999.2367 | 695540.9366 | 812558.593 | 775267.5024 | 683609.1173 | 523707.6042 | 537469.4599 | 420186.8595 | 602426.4007 | 555462.1325 | 7909534.2095 | 2.403%
| Customer 2 | Cust 2 | 933725.9522 | 1159491.5498 | 1305506.1688 | 1321081.1754 | 1146223.9367 | 1280328.5885 | 939532.0293 | 832222.8632 | 854459.409 | 950157.4962 | 1011378.9894 | 1017998.6682 | 12752106.8268 | 3.874%
| Total |  | 30351747.0314 | 30994280.6996 | 28780492.7073 | 28834238.8548 | 28297072.1432 | 30153989.6527 | 28427210.1886 | 25888448.4054 | 25394148.5977 | 23664605.061 | 23624761.6047 | 24772078.0489 | 329183072.9952 | 100%
| check |  | 0 | 0 | 0 | 0 | 0 | 0 | 0 | 0 | 0 | 0 | 0 | 0 | 0
F91 | Seasonal Cholla Coal - Utah Share |  | 1832216.432 | 2075014.5402 | 2011470.9484 | 2067139.247 | 2140290.9206 | 2150850.0093 | 2215573.86 | 2082194.7881 | 2254019.8634 | 1334289.9446 | 1797764.2725 | 1760213.207 | 23721038.033
Acct 501 - Cholla
| Demand = | 0%
| Energy = | 100%
[15 empty] | Allocation | Allocation
| Class | Schedule | [12 empty] | Total | Percent
| Residential | Sch 1 | 574672.1163 | 609769.2703 | 594124.3215 | 668608.2821 | 525552.2427 | 490740.4003 | 654904.4079 | 727229.6394 | 712690.9566 | 392544.1213 | 450429.1862 | 458533.69 | 6859798.6346 | 28.92%
| GS Dist - Large | Sch 6 | 485647.388 | 520238.4459 | 580373.6043 | 576473.9526 | 600468.0628 | 598350.8438 | 636963.6911 | 539382.1693 | 607445.8235 | 410329.0398 | 496417.691 | 459521.4756 | 6511612.1877 | 27.45%
| GS Dist - > 1MW | Sch 8 | 167535.7031 | 193223.9558 | 169570.5874 | 170292.5266 | 211519.4925 | 213697.5136 | 190432.6909 | 167102.1773 | 186338.4833 | 113543.5209 | 179354.4802 | 178916.6094 | 2141527.741 | 9.028%
| ST Lighting | Sch 7,11,12 | 6428.2275 | 7266.3991 | 9136.5667 | 8641.2591 | 8631.0226 | 8330.4532 | 8436.0825 | 6085.047 | 6770.0781 | 5505.628 | 6528.1576 | 6333.1092 | 88092.0306 | 0.3714%
| GS Trans | Sch 9 | 392891.5635 | 487560.1285 | 362011.2745 | 361320.1747 | 507357.1566 | 520439.8799 | 431124.3177 | 366573.7901 | 431460.8825 | 211563.4174 | 424699.9256 | 444863.8641 | 4941866.375 | 20.83%
| Irrigation | Sch 10 | 828.7381 | 863.4783 | 820.5121 | 1419.219 | 7570.6184 | 46098.466 | 25881.0866 | 46522.0516 | 50233.2041 | 33366.5677 | 15322.4333 | 2895.7452 | 231822.1203 | 0.9773%
| Traffic Signals | Sch 12 | 634.2584 | 675.1105 | 755.004 | 700.0348 | 672.0432 | 646.1856 | 668.8718 | 495.5909 | 550.1959 | 438.8242 | 517.713 | 525.9019 | 7279.7341 | 0.03069%
| Outdoor Lighting | Sch 12 | 1654.3231 | 1887.1897 | 2070.4939 | 1784.5491 | 1699.7832 | 1774.6263 | 1777.0692 | 1270.5761 | 1341.8639 | 1120.8996 | 1479.3038 | 1486.8231 | 19347.501 | 0.08156%
| GS Dist - Small | Sch 23 | 110130.0642 | 121983.756 | 137696.8431 | 133326.7242 | 128665.0837 | 124148.2943 | 138880.4709 | 118476.9459 | 133638.8379 | 88613.3066 | 100210.2624 | 95331.6225 | 1431102.2116 | 6.033%
| Customer 1 | Cust 1 | 35428.6607 | 53920.8127 | 63669.8099 | 49863.6352 | 61459.0715 | 55298.9549 | 53279.4629 | 42121.5373 | 47706.535 | 23691.5469 | 45842.6069 | 39469.1063 | 571751.7402 | 2.41%
| Customer 2 | Cust 2 | 56365.3891 | 77625.9933 | 91241.9311 | 94708.8897 | 86696.3434 | 91324.3915 | 73225.7084 | 66935.2632 | 75843.0027 | 53573.0721 | 76962.5126 | 72335.2598 | 916837.7569 | 3.865%
| Total |  | 1832216.432 | 2075014.5402 | 2011470.9484 | 2067139.247 | 2140290.9206 | 2150850.0093 | 2215573.86 | 2082194.7881 | 2254019.8634 | 1334289.9446 | 1797764.2725 | 1760213.207 | 23721038.033 | 100%
| check |  | 0 | 0 | 0 | 0 | 0 | 0 | 0 | 0 | 0 | 0 | 0 | 0 | 0
F92 | Gas (Non-Seasonal) - Utah Share |  | 15407930.6489 | 17352241.4715 | 14115174.4862 | 10807751.7662 | 9361173.6531 | 9015747.7267 | 10524200.082 | 10116774.3938 | 9654551.8677 | 6444603.5318 | 6591181.9025 | 7889830.7786 | 127281162.3089
Acct 547 - Fuel
| Demand = | 0%
| Energy = | 100%
[15 empty] | Allocation | Allocation
| Class | Schedule | [12 empty] | Total | Percent
| Residential | Sch 1 | 4832675.8557 | 5099175.652 | 4169172.0535 | 3495725.9664 | 2298652.8423 | 2057043.3222 | 3110862.2229 | 3533395.7403 | 3052640.2708 | 1895983.1337 | 1651418.2342 | 2055292.6236 | 37252037.9175 | 29.27%
| GS Dist - Large | Sch 6 | 4084026.9431 | 4350477.0506 | 4072678.6031 | 3014014.3622 | 2626318.5787 | 2508115.5061 | 3025642.0024 | 2620699.922 | 2601848.0606 | 1981884.0651 | 1820026.8805 | 2059720.1902 | 34765452.1646 | 27.31%
| GS Dist - > 1MW | Sch 8 | 1408882.9515 | 1615829.0337 | 1189934.3764 | 890350.932 | 925140.9148 | 895758.8226 | 904574.5563 | 811900.5188 | 798136.0683 | 548413.768 | 657571.1968 | 801960.6749 | 11448453.814 | 8.995%
| ST Lighting | Sch 7,11,12 | 54057.8517 | 60765.0257 | 64114.3904 | 45179.6283 | 37750.2424 | 34918.8758 | 40072.2459 | 29565.4603 | 28998.0008 | 26592.1135 | 23934.3248 | 28386.9931 | 474335.1528 | 0.3727%
| GS Trans | Sch 9 | 3304001.5675 | 4077205.6857 | 2540356.0062 | 1889112.5802 | 2219071.436 | 2181535.0412 | 2047884.145 | 1781074.6404 | 1848058.8997 | 1021848.6264 | 1557086.4915 | 1994020.1523 | 26461255.272 | 20.79%
| Irrigation | Sch 10 | 6969.2307 | 7220.8094 | 5757.812 | 7420.1901 | 33112.262 | 193231.5772 | 122937.781 | 226037.0178 | 215161.8461 | 161160.0992 | 56176.9673 | 12979.6433 | 1048165.2361 | 0.8235%
| Traffic Signals | Sch 12 | 5333.7633 | 5645.5898 | 5298.1193 | 3660.0352 | 2939.3729 | 2708.6253 | 3177.2087 | 2407.9307 | 2356.6316 | 2119.5154 | 1898.1023 | 2357.2581 | 39902.1527 | 0.03135%
| Outdoor Lighting | Sch 12 | 13911.9459 | 15781.5625 | 14529.3586 | 9330.2681 | 7434.4875 | 7438.7256 | 8441.2584 | 6173.3571 | 5747.5513 | 5413.931 | 5423.6033 | 6664.4099 | 106290.4592 | 0.08351%
| GS Dist - Small | Sch 23 | 926133.1585 | 1020085.184 | 966265.4921 | 697080.345 | 562753.4932 | 520394.1219 | 659696.2936 | 575644.7665 | 572409.8144 | 428001.1482 | 367403.0451 | 427306.4005 | 7723173.2629 | 6.068%
| Customer 1 | Cust 1 | 297935.5154 | 450911.0389 | 446792.6701 | 260705.123 | 268808.8031 | 231797.3941 | 253082.8414 | 204656.2079 | 204339.4665 | 114429.8716 | 168073.7379 | 176912.9833 | 3078445.6531 | 2.419%
| Customer 2 | Cust 2 | 474001.8656 | 649144.8391 | 640275.6045 | 495172.3359 | 379191.2203 | 382805.7147 | 347829.5265 | 325218.832 | 324855.2576 | 258757.2596 | 282169.3189 | 324229.4494 | 4883651.224 | 3.837%
| Total |  | 15407930.6489 | 17352241.4715 | 14115174.4862 | 10807751.7662 | 9361173.6531 | 9015747.7267 | 10524200.082 | 10116774.3938 | 9654551.8677 | 6444603.5318 | 6591181.9025 | 7889830.7786 | 127281162.3089 | 100%
| check |  | 0 | 0 | 0 | 0 | 0 | 0 | 0 | 0 | 0 | 0 | 0 | 0 | 0
F93 | Seasonal CT Gas - Utah Share |  | 480694.8819 | 538057.7624 | 389934.0441 | 353790.8457 | 255336.1596 | 234132.2108 | 244838.2976 | 230095.2977 | 249688.2876 | 303446.2445 | 275868.1641 | 375863.2918 | 3931745.4879
Acct 547 - Simple Cycle Combustion Turbine
| Demand = | 0%
| Energy = | 100%
[15 empty] | Allocation | Allocation
| Class | Schedule | [12 empty] | Total | Percent
| Residential | Sch 1 | 150769.2761 | 158115.0796 | 115174.0718 | 114432.2957 | 62698.2482 | 53419.8732 | 72372.0763 | 80363.3365 | 78948.0995 | 89272.9799 | 69118.6684 | 97911.9924 | 1142595.9976 | 29.06%
| GS Dist - Large | Sch 6 | 127413.0118 | 134899.4567 | 112508.4241 | 98663.5068 | 71635.6864 | 65133.8798 | 70389.4863 | 59605.0386 | 67289.6055 | 93317.6531 | 76175.6361 | 98122.917 | 1075154.3023 | 27.35%
| GS Dist - > 1MW | Sch 8 | 43954.1714 | 50103.5763 | 32872.1352 | 29145.5629 | 25234.2214 | 23262.1852 | 21044.3067 | 18465.8157 | 20641.5824 | 25822.2399 | 27522.0684 | 38204.5683 | 356272.4337 | 9.061%
| ST Lighting | Sch 7,11,12 | 1686.4908 | 1884.2 | 1771.1707 | 1478.9513 | 1029.6788 | 906.817 | 932.2533 | 672.435 | 749.9531 | 1252.0983 | 1001.7503 | 1352.3267 | 14718.1253 | 0.3743%
| GS Trans | Sch 9 | 103077.8681 | 126425.8668 | 70177.7574 | 61839.9415 | 60527.579 | 56652.8299 | 47642.6202 | 40508.6526 | 47794.9332 | 48114.0735 | 65170.4957 | 94993.0359 | 822925.654 | 20.93%
| Irrigation | Sch 10 | 217.4253 | 223.9026 | 159.0605 | 242.8993 | 903.1728 | 5018.0792 | 2860.0632 | 5140.9721 | 5564.5662 | 7588.2755 | 2351.2379 | 618.3366 | 30887.9913 | 0.7856%
| Traffic Signals | Sch 12 | 166.4021 | 175.0583 | 146.3614 | 119.8109 | 80.1746 | 70.341 | 73.9156 | 54.7658 | 60.9478 | 99.7981 | 79.4434 | 112.2973 | 1239.3163 | 0.03152%
| Outdoor Lighting | Sch 12 | 434.0233 | 489.3542 | 401.3759 | 305.4255 | 202.7837 | 193.1781 | 196.3801 | 140.4065 | 148.6445 | 254.9167 | 227.0002 | 317.4855 | 3310.9743 | 0.08421%
| GS Dist - Small | Sch 23 | 28893.3978 | 31630.7696 | 26693.245 | 22818.8665 | 15349.7116 | 13514.2453 | 15347.3819 | 13092.4293 | 14803.797 | 20152.5727 | 15377.3337 | 20356.4303 | 238030.1807 | 6.054%
| Customer 1 | Cust 1 | 9294.9586 | 13981.8354 | 12342.7219 | 8534.1603 | 7332.0515 | 6019.6046 | 5887.7987 | 4654.6883 | 5284.6753 | 5387.9676 | 7034.5796 | 8427.9496 | 94182.9913 | 2.395%
| Customer 2 | Cust 2 | 14787.8567 | 20128.6629 | 17687.7201 | 16209.4248 | 10342.8516 | 9941.1775 | 8092.0154 | 7396.7572 | 8401.483 | 12183.6694 | 11809.9505 | 15445.9521 | 152427.5212 | 3.877%
| Total |  | 480694.8819 | 538057.7624 | 389934.0441 | 353790.8457 | 255336.1596 | 234132.2108 | 244838.2976 | 230095.2977 | 249688.2876 | 303446.2445 | 275868.1641 | 375863.2918 | 3931745.4879 | 100%
| check |  | 0 | 0 | 0 | 0 | 0 | 0 | 0 | 0 | 0 | 0 | 0 | 0 | 0
F94 | Other Generation - Utah Share |  | 134118.9259 | 134156.9923 | 133984.4299 | 142771.7498 | 142400.2051 | 147098.1686 | 147119.0443 | 132879.0238 | 147119.0443 | 133571.1267 | 84875.1432 | 129797.4208 | 1609891.2747
Acct 503 - Steam From Other Sources
| Demand = | 0%
| Energy = | 100%
[15 empty] | Allocation | Allocation
| Class | Schedule | [12 empty] | Total | Percent
| Residential | Sch 1 | 42066.2132 | 39423.7292 | 39574.7245 | 46178.9763 | 34966.6237 | 33562.0865 | 43487.1129 | 46409.4738 | 46517.0756 | 39296.227 | 21265.4363 | 33812.0917 | 466559.7707 | 28.98%
| GS Dist - Large | Sch 6 | 35549.5699 | 33635.2463 | 38658.7868 | 39815.5059 | 39951.006 | 40921.6416 | 42295.8093 | 34421.648 | 39647.7646 | 41076.6134 | 23436.6225 | 33884.9306 | 443295.1449 | 27.54%
| GS Dist - > 1MW | Sch 8 | 12263.6759 | 12492.6087 | 11295.1263 | 11761.6469 | 14073.0491 | 14614.9256 | 12645.1553 | 10663.9275 | 12162.244 | 11366.4471 | 8467.5936 | 13193.2395 | 144999.6395 | 9.007%
| ST Lighting | Sch 7,11,12 | 470.5487 | 469.7983 | 608.5883 | 596.8285 | 574.2487 | 569.7256 | 560.1747 | 388.3283 | 441.8805 | 551.1493 | 308.2041 | 467.001 | 6006.4759 | 0.3731%
| GS Trans | Sch 9 | 28759.8089 | 31522.4781 | 24113.634 | 24955.413 | 33756.0481 | 35593.2551 | 28627.616 | 23393.569 | 28161.2925 | 21178.8781 | 20050.7194 | 32804.0841 | 332916.7962 | 20.68%
| Irrigation | Sch 10 | 60.6639 | 55.8269 | 54.6545 | 98.0216 | 503.6968 | 3152.707 | 1718.5619 | 2968.8888 | 3278.7027 | 3340.2111 | 723.395 | 213.5311 | 16168.8613 | 1.004%
| Traffic Signals | Sch 12 | 46.4279 | 43.6483 | 50.2909 | 48.3495 | 44.7131 | 44.1931 | 44.4146 | 31.627 | 35.9111 | 43.9292 | 24.442 | 38.7798 | 496.7266 | 0.03085%
| Outdoor Lighting | Sch 12 | 121.0971 | 122.0135 | 137.916 | 123.254 | 113.0919 | 121.368 | 118.0014 | 81.0841 | 87.583 | 112.2094 | 69.8401 | 109.6377 | 1317.096 | 0.08181%
| GS Dist - Small | Sch 23 | 8061.5618 | 7886.6791 | 9172.0107 | 9208.5184 | 8560.4878 | 8490.5905 | 9221.9729 | 7560.8204 | 8722.5576 | 8870.77 | 4731.0765 | 7029.7159 | 97516.7616 | 6.057%
| Customer 1 | Cust 1 | 2593.3912 | 3486.1703 | 4241.0571 | 3443.9472 | 4089.063 | 3781.935 | 3537.8751 | 2688.062 | 3113.7879 | 2371.6784 | 2164.2981 | 2910.4362 | 38421.7016 | 2.387%
| Customer 2 | Cust 2 | 4125.9675 | 5018.7936 | 6077.6409 | 6541.2884 | 5768.1771 | 6245.7404 | 4862.3503 | 4271.5948 | 4950.2448 | 5363.014 | 3633.5155 | 5333.9732 | 62192.3004 | 3.863%
| Total |  | 134118.9259 | 134156.9923 | 133984.4299 | 142771.7498 | 142400.2051 | 147098.1686 | 147119.0443 | 132879.0238 | 147119.0443 | 133571.1267 | 84875.1432 | 129797.4208 | 1609891.2747 | 100%
| check |  | 0 | 0 | 0 | 0 | 0 | 0 | 0 | 0 | 0 | 0 | 0 | 0 | 0
F95 | Firm Wheeling - Utah Share |  | 5550420.7775 | 5564176.3214 | 4978217.8854 | 5108482.0969 | 5336778.2813 | 5476218.1416 | 5394547.2324 | 5405257.63 | 5430313.8995 | 5103709.6433 | 5084526.1496 | 5425084.401 | 63857732.4601
Acct 565 - Transm of Electricity by Others
| Demand = | 75%
| Energy = | 25%
[15 empty] | Allocation | Allocation
| Class | Schedule | [12 empty] | Total | Percent
| Residential | Sch 1 | 2081614.235 | 1661822.7644 | 1496168.7308 | 1311390.6836 | 2021711.5019 | 2087282.2436 | 2165465.0453 | 2224256.1833 | 2144770.1197 | 1948473.3376 | 1652778.4607 | 1997619.5497 | 22793352.8555 | 35.69%
| GS Dist - Large | Sch 6 | 1278758.2519 | 1697022.0913 | 1552438.7615 | 1561435.5998 | 1239770.3358 | 1448865.0758 | 1446938.7911 | 1397052.6969 | 1555861.6239 | 1317578.1853 | 1266889.2672 | 1369879.8065 | 17132490.487 | 26.83%
| GS Dist - > 1MW | Sch 8 | 443875.7439 | 450804.6655 | 403756.69 | 483496.9561 | 424995.8343 | 400602.289 | 384768.2832 | 389774.5482 | 387129.6563 | 404609.3587 | 467280.0592 | 488385.0299 | 5129479.1144 | 8.033%
| ST Lighting | Sch 7,11,12 | 24813.1314 | 4871.234 | 5653.0545 | 6952.2257 | 5380.3263 | 5302.4826 | 5135.1082 | 3949.1078 | 4077.5649 | 5264.809 | 23268.3244 | 24432.4809 | 119099.8497 | 0.1865%
| GS Trans | Sch 9 | 1092475.2851 | 990859.4073 | 821377.4263 | 1040645.635 | 1058359.0276 | 888331.5227 | 783758.2631 | 835016.8789 | 695791.3985 | 821234.6595 | 1091868.9604 | 1067040.2801 | 11186758.7444 | 17.52%
| Irrigation | Sch 10 | 1803.303 | 2817.3772 | 8872.6266 | 48818.2691 | 41263.024 | 112848.0752 | 87091.2344 | 87360.9394 | 78160.2842 | 42932.7386 | 13703.1938 | 3664.7577 | 529335.8232 | 0.8289%
| Traffic Signals | Sch 12 | 1588.14 | 1779.4567 | 1545.9359 | 1472.1096 | 1347.247 | 1217.4411 | 1069.0941 | 1044.6316 | 1189.8591 | 1125.455 | 1272.0831 | 1582.0802 | 16233.5332 | 0.02542%
| Outdoor Lighting | Sch 12 | 6432.5649 | 1265.1305 | 1281.0737 | 1102.5306 | 1059.595 | 1129.5814 | 1081.7156 | 824.5856 | 808.1941 | 1071.8709 | 5424.9709 | 6177.4339 | 27659.247 | 0.04331%
| GS Dist - Small | Sch 23 | 326649.9464 | 385157.1683 | 346719.7188 | 326281.9993 | 249975.8151 | 367640.2016 | 384365.3637 | 333324.781 | 415985.7998 | 311469.2774 | 278638.7839 | 307302.7564 | 4033511.6117 | 6.316%
| Customer 1 | Cust 1 | 123834.6384 | 154352.4009 | 139833.3429 | 120694.9239 | 104883.4175 | 104869.6186 | 90301.2832 | 89213.2563 | 100859.7537 | 86337.6874 | 105502.0951 | 103264.8058 | 1323947.2237 | 2.073%
| Customer 2 | Cust 2 | 168575.5376 | 213424.6254 | 200570.5245 | 206191.1641 | 188032.1568 | 58129.6101 | 44573.0506 | 43440.0211 | 45679.6453 | 163612.2639 | 177899.9509 | 55735.42 | 1565863.9702 | 2.452%
| Total |  | 5550420.7775 | 5564176.3214 | 4978217.8854 | 5108482.0969 | 5336778.2813 | 5476218.1416 | 5394547.2324 | 5405257.63 | 5430313.8995 | 5103709.6433 | 5084526.1496 | 5425084.401 | 63857732.4601 | 100%
| check |  | 0 | 0 | 0 | 0 | 0 | 0 | 0 | 0 | 0 | 0 | 0 | 0 | 0
F96 | Non-Firm Wheeling - Utah Share |  | 391.8331 | 415.5164 | 990.1636 | 699.5539 | 507.3804 | 3372.4266 | 3592.9976 | 2452.651 | 1229.2775 | 640.2091 | 549.2774 | 848.2277 | 15689.5143
Acct 565 - Energy
| Demand = | 0%
| Energy = | 100%
[15 empty] | Allocation | Allocation
| Class | Schedule | [12 empty] | Total | Percent
| Residential | Sch 1 | 122.8979 | 122.1048 | 292.4627 | 226.268 | 124.5882 | 769.4567 | 1062.0589 | 856.6156 | 388.6811 | 188.3476 | 137.6213 | 220.9624 | 4512.0652 | 28.76%
| GS Dist - Large | Sch 6 | 103.8593 | 104.1764 | 285.6938 | 195.0883 | 142.3478 | 938.1846 | 1032.9644 | 635.347 | 331.2834 | 196.881 | 151.6723 | 221.4384 | 4338.9369 | 27.66%
| GS Dist - > 1MW | Sch 8 | 35.8288 | 38.6926 | 83.4726 | 57.6298 | 50.1431 | 335.0672 | 308.8248 | 196.8324 | 101.6236 | 54.4796 | 54.7988 | 86.218 | 1403.6112 | 8.946%
| ST Lighting | Sch 7,11,12 | 1.3747 | 1.4551 | 4.4976 | 2.9243 | 2.0461 | 13.0617 | 13.6808 | 7.1677 | 3.6922 | 2.6417 | 1.9946 | 3.0519 | 57.5883 | 0.367%
| GS Trans | Sch 9 | 84.0228 | 97.6327 | 178.2031 | 122.2767 | 120.2748 | 816.024 | 699.1546 | 431.7932 | 235.3063 | 101.5108 | 129.7601 | 214.3751 | 3230.3342 | 20.59%
| Irrigation | Sch 10 | 0.17723 | 0.17291 | 0.4039 | 0.48029 | 1.7947 | 72.2801 | 41.9714 | 54.7991 | 27.3957 | 16.0097 | 4.6815 | 1.3954 | 221.562 | 1.412%
| Traffic Signals | Sch 12 | 0.13564 | 0.13519 | 0.37166 | 0.2369 | 0.15932 | 1.0132 | 1.0847 | 0.58376 | 0.30006 | 0.21055 | 0.15818 | 0.25343 | 4.6426 | 0.02959%
| Outdoor Lighting | Sch 12 | 0.35379 | 0.3779 | 1.0192 | 0.60392 | 0.40295 | 2.7825 | 2.8819 | 1.4966 | 0.73181 | 0.53782 | 0.45198 | 0.71648 | 12.3569 | 0.07876%
| GS Dist - Small | Sch 23 | 23.5521 | 24.4269 | 67.7824 | 45.12 | 30.5015 | 194.6584 | 225.2225 | 139.5559 | 72.8828 | 42.5178 | 30.6176 | 45.9393 | 942.7773 | 6.009%
| Customer 1 | Cust 1 | 7.5767 | 10.7975 | 31.342 | 16.8747 | 14.5696 | 86.706 | 86.4033 | 49.6156 | 26.0178 | 11.3675 | 14.0065 | 19.0197 | 374.2969 | 2.386%
| Customer 2 | Cust 2 | 12.0542 | 15.5444 | 44.9146 | 32.051 | 20.5524 | 143.1921 | 118.7502 | 78.8441 | 41.3626 | 25.705 | 23.5146 | 34.8576 | 591.3429 | 3.769%
| Total |  | 391.8331 | 415.5164 | 990.1636 | 699.5539 | 507.3804 | 3372.4266 | 3592.9976 | 2452.651 | 1229.2775 | 640.2091 | 549.2774 | 848.2277 | 15689.5143 | 100%
| check |  | 0 | 0 | 0 | 0 | 0 | 0 | 0 | 0 | 0 | 0 | 0 | 0 | 0

## TransInvest
Transmission Plant Investment to Serve
Rocky Mountain Power
Cost Of Service By Rate Schedule
State of Utah
2010 Protocol (Non Wgt)
12 Months Ended Dec 2015
Transmission Direct Assignments
| A | B | C | D | E | F | G | H | I | J | K
| Customers By | Account | Account | Account | Account | Account | Account | Account | Account | Account | Total
Line | Rate Schedule | 350 | 352 | 353 | 354 | 355 | 356 | 357 | 358 | 359
1 | Sch 9 - Cust 1 | 142188.56 |  |  |  | 344972.17 | 177705.88 | 0 | 0 | 0 | 664866.61
2
3 | Sch 9 - Cust 2 | 27677.18 |  |  |  | 243304.03 | 166805.3 | 0 | 0 | 7375.36 | 445161.87
4
5 | Sch 9 - Cust 3 | 1001.48 |  |  |  | 431.41 | 19629.39 | 0 | 0 | 0 | 21062.28
6
7 | Sch 9 - Cust 4 | 182377.81 |  |  | 995935.07 | 170639.78 | 274444.5 | 0 | 0 | 0 | 1623397.16
8
9 | Sch 9 - Cust 5 | 281005.59 |  |  | 810758.55 | 2617554.69 | 1745566.22 | 0 | 0 | 0 | 5454885.05
10
11 | Sch 9 - Cust 6 | 49744.91 |  |  |  | 150859.34 | 242275.82 | 0 | 0 | 5431.02 | 448311.09
12
13 | Sch 9 - Cust 7 |  |  | 47068.9 |  | 95483.49 | 43830.92 | 0 | 0 | 0 | 186383.31
14
15 | Sch 9 - Cust 8 | 353: 54540.45; 357: 0; 358: 0; 359: 0 | 54540.45
16
17 | Sch 9 - Cust 9 | 355: 139923.25; 356: 100689.2; 357: 0; 358: 0; 359: 0 | 240612.45
18
19 | Sch 9 - Cust 10 | 356: 9857.04; 357: 0; 358: 0; 359: 0 | 9857.04
20
21 | Sch 9 - Cust 11 |  | 480.63 | 103723.92 |  |  | 229867.2 | 0 | 0 | 0 | 334071.75
22
23 | Sch 9 - Cust 12 | 355: 1209.54; 356: 19357.85; 357: 0; 358: 0; 359: 0 | 20567.39
24
25 | Sch 9 - Cust 13 | 3905.14 |  |  |  | 97596.43 | 64942.79 | 0 | 0 | 0 | 166444.36
26
27 | Sch 9 - Cust 14 | 355: 58035.81; 356: 21278.01; 357: 0; 358: 0; 359: 0 | 79313.82
28
29 | Sch 9 - Cust 15 |  |  |  | 23160.53 | 8660.9 | 14562.75 | 0 | 0 | 0 | 46384.18
30
31 | Sch 9 - Cust 16 | 353: 40998.99; 357: 0; 358: 0; 359: 0 | 40998.99
32
33 | Sch 9 - Cust 17 | 353: 41623.76; 357: 0; 358: 0; 359: 0 | 41623.76
34
35 | Total Schedule 09 | 687900.67 | 480.63 | 287956.02 | 1829854.15 | 3928670.84 | 3130812.87 | 0 | 0 | 12806.38 | 9878481.56
36
37 | Special Contract - Cust 1 | 24908.05 | 0 | 0 | 0 | 214552.46 | 104409.86 | 0 | 0 | 0 | 343870.37
38
39 | Total Direct Assignments | 712808.72 | 480.63 | 287956.02 | 1829854.15 | 4143223.3 | 3235222.73 | 0 | 0 | 12806.38 | 10222351.93
4061155.16
30078.27
5160151.37
1553228.04
5268513.45
11981892.86

## DistInvest
Distribution Plant Investment to Serve
Rocky Mountain Power
Cost Of Service By Rate Schedule
State of Utah
2010 Protocol (Non Wgt)
12 Months Ended Dec 2015
Distribution Direct Assignment Summary
A | B | C | D | E | F | G | H | I
|  |  |  | Demand |  | Customer |  | Meters
Total
| FERC | Distribution
Line | Account | Investment | St Lighting | Primary | Secondary | Primary | Secondary
1 | 360 | 36848138.0508 | 0 | 36848138.0508 | 0 | 0 | 0 | 0
2 | 361 | 53649356.9546 | 0 | 53649356.9546 | 0 | 0 | 0 | 0
3 | 362 | 449954043.4123 | 0 | 449954043.4123 | 0 | 0 | 0 | 0
4 | 364 | 353004261.6431 | 4019781 | 347963694.7718 | 1020785.8713 | 0 | 0 | 0
5 | 365 | 223337309.5231 | 1702320 | 135549934.9304 | 86085054.5926 | 0 | 0 | 0
6 | 366 | 185511737.44 | 25971 | 112556580.2788 | 72929186.1612 | 0 | 0 | 0
7 | 367 | 504853416.8315 | 1286359 | 343232349.1667 | 160334708.6649 | 0 | 0 | 0
8 | 368 | 480346340.5369 | 0 | 480346340.5369 | 0 | 0 | 0 | 0
9 | 369 | 264418427.8831 | 0 | 0 | 0 | 0 | 264418427.8831 | 0
10 | 370 | 76443990.2902 | 0 | 0 | 0 | 0 | 0 | 76443990.2902
11 | 371 | 4339903.5046 | 4339903.5046 | 0 | 0 | 0 | 0 | 0
12 | 372 | 0 | 0 | 0 | 0 | 0 | 0 | 0
13 | 373 | 22022824.6062 | 22022824.6062 | 0 | 0 | 0 | 0 | 0
14
15 | TOTAL | 2654729750.6764 | 33397159.1108 | 1960100438.1023 | 320369735.29 | 0 | 264418427.8831 | 76443990.2902

## Error Check
Macro_Check_Total | 0
"Functional Study" Error Checking |  |  |  |  | Individual Sheet Error Checking
| Function | Generation | Transmission | Distribution | Class Summary | 0
| Check | Check | Check | Check | Function Summary | 0
[5 empty] | Generation Summary | 0
Largest Difference | 0 | 0 | 0 | 0 | Transmission Summary | 0
Location (Row) | 0 | 0 | 0 | 0 | Distribution Summary | 0
COS to JAM | 0 |  |  |  | Retail Summary | 0
Summary | 0 | 0 | 0 | 0 | Misc Summary | 0
[5 empty] | Distribution Detail Sheets | 0
[5 empty] | P+T+D+R+M | 0
'Summary' Page |  |  |  |  | Production | 0
Error Check |  |  |  |  | Transmission | 0
Increase |  |  |  |  | Distribution | 0
(Decrease) |  |  |  |  | Retail | 0
to = ROR |  |  |  |  | Misc | 0
[5 empty] | JAM Download | -0.0069076
0