## Tbl 4.4 Summer-17 Update
Table 4.4 – Summer Peak - System Capacity Load and Resource Balance without Resource Additions, 2017 IRP Update (Megawatts)
Calendar Year | 2017 | 2018 | 2019 | 2020 | 2021 | 2022 | 2023 | 2024 | 2025 | 2026 | 2027 | Calendar Year | 2028 | 2029 | 2030 | 2031 | 2032 | 2033 | 2034 | 2035 | 2036
East | [11 empty] | East
Thermal | 6403.48 | 6403.48 | 6123.48 | 6123.48 | 5736.48 | 5736.48 | 5736.48 | 5736.48 | 5736.48 | 5654.18 | 5654.18 | Thermal | 4892.18 | 4892.18 | 4535.18 | 4458.64 | 4458.64 | 4102.34 | 4102.34 | 4020.8 | 4020.8
Hydroelectric | 102.76 | 106.51 | 113.51 | 113.51 | 113.51 | 113.51 | 113.51 | 93.23 | 93.23 | 93.23 | 93.23 | Hydroelectric | 93.23 | 93.23 | 93.23 | 93.23 | 93.23 | 93.23 | 93.23 | 93.23 | 93.23
Renewable | 198.24 | 195.9 | 193.73 | 198.71 | 197.49 | 189.75 | 189.75 | 189.75 | 189.75 | 179.56 | 179.56 | Renewable | 179.56 | 179.56 | 157.57 | 125.94 | 125.94 | 125.94 | 125.94 | 125.94 | 125.94
Purchases | 249.17 | 248.95 | 248.95 | 248.95 | 221.39 | 221.39 | 221.39 | 221.39 | 121.37 | 121.37 | 121.37 | Purchases | 121.37 | 121.37 | 121.37 | 121.37 | 121.37 | 121.37 | 121.37 | 121.37 | 121.37
Qualifying Facilities | 656.37 | 647.91 | 690.9 | 742.99 | 734.9 | 737.61 | 733.58 | 679.4 | 674.28 | 669.98 | 665.79 | Qualifying Facilities | 662.06 | 655.48 | 651.72 | 648.12 | 637.25 | 605.12 | 588.66 | 583.55 | 531.55
Class 1 DSM | 323.3 | 323.3 | 323.3 | 323.3 | 323.3 | 323.3 | 323.3 | 323.3 | 323.3 | 323.3 | 323.3 | Class 1 DSM | 323.3 | 323.3 | 323.3 | 323.3 | 323.3 | 323.3 | 323.3 | 323.3 | 323.3
Sales | -651.27 | -655.25 | -655.25 | -655.25 | -175.25 | -175.25 | -175.25 | -148.4 | -148.4 | -66.1 | -66.1 | Sales | -66.1 | -66.1 | -66.1 | 0 | 0 | 0 | 0 | 0 | 0
Non-Owned Reserves | -34.6 | -34.6 | -34.6 | -34.6 | -34.6 | -34.6 | -34.6 | -34.6 | -34.6 | -34.6 | -34.6 | Non-Owned Reserves | -34.6 | -34.6 | -34.6 | -34.6 | -34.6 | -34.6 | -34.6 | -34.6 | -34.6
East Existing Resources | 7247.45 | 7236.2 | 7004.02 | 7061.09 | 7117.22 | 7112.19 | 7108.16 | 7060.55 | 6955.41 | 6940.92 | 6936.73 | East Existing Resources | 6171 | 6164.42 | 5781.67 | 5736 | 5725.13 | 5336.7 | 5320.24 | 5233.59 | 5181.59
Load | 6810.07 | 6853.213 | 6911.242 | 6972.038 | 7041.121 | 7115.458 | 7183.448 | 7259.414 | 7320.572 | 7321.612 | 7365.247 | Load | 7444.947 | 7521.333 | 7601.255 | 7543.057 | 7640.004 | 7716.171 | 7789.416 | 7872.207 | 7952.985
Private Generation | -50.07 | -108.013 | -166.042 | -201.538 | -212.921 | -219.658 | -226.448 | -233.814 | -241.572 | -251.912 | -269.047 | Private Generation | -287.947 | -303.433 | -323.955 | -236.357 | -261.004 | -283.671 | -308.016 | -332.607 | -353.885
Interruptible | -195.04 | -195.04 | -195.04 | -195.04 | -195.04 | -195.04 | -195.04 | -195.04 | -195.04 | -195.04 | -195.04 | Interruptible | -195.04 | -195.04 | -195.04 | -195.04 | -195.04 | -195.04 | -195.04 | -195.04 | -195.04
DSM | -66.74 | -117.67 | -172.08 | -225.98 | -273.08 | -319.24 | -364.57 | -409.67 | -459.96 | -509.25 | -555.21 | DSM | -601.53 | -644.64 | -689.64 | -734.02 | -770.66 | -805.22 | -835.2 | -863.14 | -891.67
East obligation | 6498.22 | 6432.49 | 6378.08 | 6349.48 | 6360.08 | 6381.52 | 6397.39 | 6420.89 | 6424 | 6365.41 | 6345.95 | East obligation | 6360.43 | 6378.22 | 6392.62 | 6377.64 | 6413.3 | 6432.24 | 6451.16 | 6481.42 | 6512.39
Planning Reserves (13%) | 870.1238 | 861.5789 | 854.5056 | 850.7876 | 852.1656 | 854.9528 | 857.0159 | 860.0709 | 860.4752 | 852.8585 | 850.3287 | Planning Reserves (13%) | 852.2111 | 854.5238 | 856.3958 | 854.4484 | 859.0842 | 861.5464 | 864.006 | 867.9398 | 871.9659
East Obligation + Reserves | 7368.3438 | 7294.0689 | 7232.5856 | 7200.2676 | 7212.2456 | 7236.4728 | 7254.4059 | 7280.9609 | 7284.4752 | 7218.2685 | 7196.2787 | East Obligation + Reserves | 7212.6411 | 7232.7438 | 7249.0158 | 7232.0884 | 7272.3842 | 7293.7864 | 7315.166 | 7349.3598 | 7384.3559
East Position | -120.8938 | -57.8689 | -228.5656 | -139.1776 | -95.0256 | -124.2828 | -146.2459 | -220.4109 | -329.0652 | -277.3485 | -259.5487 | East Position | -1041.6411 | -1068.3238 | -1467.3458 | -1496.0884 | -1547.2542 | -1957.0864 | -1994.926 | -2115.7698 | -2202.7659
Available Front Office Transactions | 318 | 318 | 318 | 318 | 318 | 318 | 318 | 318 | 318 | 318 | 318 | Available Front Office Transactions | 318 | 318 | 318 | 318 | 318 | 318 | 318 | 318 | 318
West | [11 empty] | West
Thermal | 2254.47 | 2254.47 | 2254.47 | 2254.47 | 2254.47 | 2254.47 | 2254.47 | 2254.47 | 2254.47 | 2254.47 | 2254.47 | Thermal | 2254.47 | 1900.47 | 1900.47 | 1900.47 | 1900.47 | 1541.17 | 1541.17 | 1541.17 | 1541.17
Hydroelectric | 855.05 | 860.65 | 746.84 | 790.18 | 643.39 | 586.61 | 624.14 | 654.69 | 655.17 | 644.53 | 658.16 | Hydroelectric | 652.74 | 652.74 | 652.74 | 652.74 | 652.74 | 652.74 | 652.74 | 652.74 | 652.74
Renewable | 91.65 | 90.4 | 88.18 | 95.4 | 95.33 | 64.6 | 64.52 | 59.62 | 59.55 | 58.56 | 57.7 | Renewable | 55.24 | 54.15 | 53.66 | 53.46 | 53.44 | 53.42 | 53.4 | 53.38 | 53.36
Purchases | 18.28 | 18.28 | 1.45 | 1.45 | 1.45 | 1.45 | 1.45 | 1.45 | 1.45 | 1.45 | 1.45 | Purchases | 1.45 | 1.45 | 1.45 | 1.45 | 1.45 | 1.45 | 1.45 | 1.45 | 1.45
Qualifying Facilities | 212.78 | 235.23 | 220.11 | 227.09 | 203.31 | 194.44 | 186.58 | 184.74 | 183.93 | 181.96 | 149.73 | Qualifying Facilities | 148.55 | 138.03 | 133.24 | 132.46 | 98.72 | 97.37 | 96.84 | 96.3 | 94.11
Class 1 DSM | 3.18 | 3.18 | 3.18 | 3.18 | 0 | 0 | 0 | 0 | 0 | 0 | 0 | Class 1 DSM | 0 | 0 | 0 | 0 | 0 | 0 | 0 | 0 | 0
Sales | -165.36 | -165.37 | -165.37 | -165.37 | -160.95 | -110.06 | -110.07 | -79.54 | -79.54 | -79.53 | -79.54 | Sales | -79.52 | -78.01 | -78 | -77.99 | -77.99 | -78.01 | -78 | -77.99 | -23.86
Non-Owned Reserves | -3.2 | -3.2 | -3.2 | -3.2 | -3.2 | -3.2 | -3.2 | -3.2 | -3.2 | -3.2 | -3.2 | Non-Owned Reserves | -3.2 | -3.2 | -3.2 | -3.2 | -3.2 | -3.2 | -3.2 | -3.2 | -3.2
West Existing Resources | 3266.85 | 3293.64 | 3145.66 | 3203.2 | 3033.8 | 2988.31 | 3017.89 | 3072.23 | 3071.83 | 3058.24 | 3038.77 | West Existing Resources | 3029.73 | 2665.63 | 2660.36 | 2659.39 | 2625.63 | 2264.94 | 2264.4 | 2263.85 | 2315.77
Load | 3201.718 | 3238.405 | 3279.063 | 3293.256 | 3312.026 | 3331.124 | 3351.108 | 3365.89 | 3395.258 | 3415.176 | 3436.039 | Load | 3457.401 | 3503.481 | 3494.652 | 3513.21 | 3532.1 | 3554.249 | 3574.668 | 3619.727 | 3612.243
Private Generation | -6.818 | -12.505 | -19.163 | -25.456 | -31.226 | -36.624 | -41.808 | -47.99 | -55.058 | -62.576 | -70.539 | Private Generation | -78.101 | -85.781 | -93.252 | -72.31 | -80.3 | -89.249 | -100.068 | -111.327 | -121.543
Interruptible | 0 | 0 | 0 | 0 | 0 | 0 | 0 | 0 | 0 | 0 | 0 | Interruptible | 0 | 0 | 0 | 0 | 0 | 0 | 0 | 0 | 0
DSM | -35.06 | -64.41 | -93.53 | -122.29 | -143.85 | -162.72 | -180.57 | -197.91 | -213.8 | -228.42 | -242.4 | DSM | -255.4 | -267.68 | -279.71 | -291.39 | -302.62 | -312.72 | -322.34 | -332.17 | -341.81
West obligation | 3159.84 | 3161.49 | 3166.37 | 3145.51 | 3136.95 | 3131.78 | 3128.73 | 3119.99 | 3126.4 | 3124.18 | 3123.1 | West obligation | 3123.9 | 3150.02 | 3121.69 | 3149.51 | 3149.18 | 3152.28 | 3152.26 | 3176.23 | 3148.89
Planning Reserves (13%) | 410.7792 | 410.9937 | 411.6281 | 408.9163 | 407.8035 | 407.1314 | 406.7349 | 405.5987 | 406.432 | 406.1434 | 406.003 | Planning Reserves (13%) | 406.107 | 409.5026 | 405.8197 | 409.4363 | 409.3934 | 409.7964 | 409.7938 | 412.9099 | 409.3557
West Obligation + Reserves | 3570.6192 | 3572.4837 | 3577.9981 | 3554.4263 | 3544.7535 | 3538.9114 | 3535.4649 | 3525.5887 | 3532.832 | 3530.3234 | 3529.103 | West Obligation + Reserves | 3530.007 | 3559.5226 | 3527.5097 | 3558.9463 | 3558.5734 | 3562.0764 | 3562.0538 | 3589.1399 | 3558.2457
West Position | -303.7692 | -278.8437 | -432.3381 | -351.2263 | -510.9535 | -550.6014 | -517.5749 | -453.3587 | -461.002 | -472.0834 | -490.333 | West Position | -500.277 | -893.8926 | -867.1497 | -899.5563 | -932.9434 | -1297.1364 | -1297.6538 | -1325.2899 | -1242.4757
Available Front Office Transactions | 1351.5 | 1351.5 | 1351.5 | 1351.5 | 1351.5 | 1351.5 | 1351.5 | 1351.5 | 1351.5 | 1351.5 | 1351.5 | Available Front Office Transactions | 1351.5 | 1351.5 | 1351.5 | 1351.5 | 1351.5 | 1351.5 | 1351.5 | 1351.5 | 1351.5
System | [11 empty] | System
Total Resources | 10514.3 | 10529.84 | 10149.68 | 10264.29 | 10151.02 | 10100.5 | 10126.05 | 10132.78 | 10027.24 | 9999.16 | 9975.5 | Total Resources | 9200.73 | 8830.05 | 8442.03 | 8395.39 | 8350.76 | 7601.64 | 7584.64 | 7497.44 | 7497.36
Obligation | 9658.06 | 9593.98 | 9544.45 | 9494.99 | 9497.03 | 9513.3 | 9526.12 | 9540.88 | 9550.4 | 9489.59 | 9469.05 | Obligation | 9484.33 | 9528.24 | 9514.31 | 9527.15 | 9562.48 | 9584.52 | 9603.42 | 9657.65 | 9661.28
Reserves | 1280.903 | 1272.5726 | 1266.1337 | 1259.7039 | 1259.9691 | 1262.0842 | 1263.7508 | 1265.6696 | 1266.9072 | 1259.0019 | 1256.3317 | Reserves | 1258.3181 | 1264.0264 | 1262.2155 | 1263.8847 | 1268.4776 | 1271.3428 | 1273.7998 | 1280.8497 | 1281.3216
Obligation + Reserves | 10938.963 | 10866.5526 | 10810.5837 | 10754.6939 | 10756.9991 | 10775.3842 | 10789.8708 | 10806.5496 | 10817.3072 | 10748.5919 | 10725.3817 | Obligation + Reserves | 10742.6481 | 10792.2664 | 10776.5255 | 10791.0347 | 10830.9576 | 10855.8628 | 10877.2198 | 10938.4997 | 10942.6016
System Position | -424.663 | -336.7126 | -660.9037 | -490.4039 | -605.9791 | -674.8842 | -663.8208 | -673.7696 | -790.0672 | -749.4319 | -749.8817 | System Position | -1541.9181 | -1962.2164 | -2334.4955 | -2395.6447 | -2480.1976 | -3254.2228 | -3292.5798 | -3441.0597 | -3445.2416
New EV2020 Wind | 0 | 0 | 0 | 0 | 207.08 | 207.08 | 207.08 | 207.08 | 207.08 | 207.08 | 207.08 | New EV2020 Wind | 207.08 | 207.08 | 207.08 | 207.08 | 207.08 | 207.08 | 207.08 | 207.08 | 207.08
System Position w/ New Wind | -424.663 | -336.7126 | -660.9037 | -490.4039 | -398.8991 | -467.8042 | -456.7408 | -466.6896 | -582.9872 | -542.3519 | -542.8017 | System Position w/ New Wind | -1334.8381 | -1755.1364 | -2127.4155 | -2188.5647 | -2273.1176 | -3047.1428 | -3085.4998 | -3233.9797 | -3238.1616
Available Front Office Transactions | 1669.5 | 1669.5 | 1669.5 | 1669.5 | 1669.5 | 1669.5 | 1669.5 | 1669.5 | 1669.5 | 1669.5 | 1669.5 | Available Front Office Transactions | 1669.5 | 1669.5 | 1669.5 | 1669.5 | 1669.5 | 1669.5 | 1669.5 | 1669.5 | 1669.5
Uncommited FOT's to meet remaining Need | 424.663 | 336.7126 | 660.9037 | 490.4039 | 398.8991 | 467.8042 | 456.7408 | 466.6896 | 582.9872 | 542.3519 | 542.8017 | Uncommited FOT's to meet remaining Need | 1334.8381 | 1669.5 | 1669.5 | 1669.5 | 1669.5 | 1669.5 | 1669.5 | 1669.5 | 1669.5
Net Surplus (Deficit) | 0 | 0 | 0 | 0 | 0 | 0 | 0 | 0 | 0 | 0 | 0 | Net Surplus (Deficit) | 0 | -85.6364 | -457.9155 | -519.0647 | -603.6176 | -1377.6428 | -1415.9998 | -1564.4797 | -1568.6616

## Tbl 4.5 Winter-17 Update
Table 4.5 – Winter Peak – System Capacity Load and Resource Balance without Resource Additions, 2017 IRP Update (Megawatts)
Calendar Year | 2017 | 2018 | 2019 | 2020 | 2021 | 2022 | 2023 | 2024 | 2025 | 2026 | 2027 | Calendar Year | 2028 | 2029 | 2030 | 2031 | 2032 | 2033 | 2034 | 2035 | 2036
East | [11 empty] | East
Thermal | 6512.78 | 6512.78 | 6232.78 | 6232.78 | 5845.78 | 5845.78 | 5845.78 | 5845.78 | 5845.78 | 5763.48 | 5763.48 | Thermal | 5001.48 | 5001.48 | 4644.48 | 4567.94 | 4567.94 | 4211.64 | 4211.64 | 4130.1 | 4130.1
Hydroelectric | 71.34 | 71.6 | 71.6 | 71.6 | 71.6 | 71.6 | 71.6 | 71.6 | 71.6 | 71.6 | 71.6 | Hydroelectric | 71.6 | 71.6 | 71.6 | 71.6 | 71.6 | 71.6 | 71.6 | 71.6 | 71.6
Renewable | 198.24 | 195.9 | 199.27 | 197.49 | 189.75 | 189.75 | 189.75 | 189.75 | 189.75 | 179.56 | 179.56 | Renewable | 179.56 | 163.92 | 125.94 | 125.94 | 125.94 | 125.94 | 125.94 | 125.94 | 125.94
Purchases | 734.06 | 734.06 | 734.06 | 734.06 | 234.59 | 234.59 | 234.59 | 121.37 | 121.37 | 121.37 | 121.37 | Purchases | 121.37 | 121.37 | 121.37 | 121.37 | 121.37 | 121.37 | 121.37 | 121.37 | 121.37
Qualifying Facilities | 649.89 | 691.21 | 741.65 | 739.58 | 744.75 | 735.83 | 681.81 | 677.84 | 672.58 | 668.15 | 664.43 | Qualifying Facilities | 657.02 | 653.32 | 649.62 | 646.04 | 635.25 | 590.21 | 586.71 | 570.17 | 174.92
Class 1 DSM | 0 | 0 | 0 | 0 | 0 | 0 | 0 | 0 | 0 | 0 | 0 | Class 1 DSM | 0 | 0 | 0 | 0 | 0 | 0 | 0 | 0 | 0
Sales | -172.82 | -172.82 | -172.82 | -172.82 | -172.82 | -172.82 | -172.82 | -148.4 | -148.4 | -66.1 | -66.1 | Sales | -66.1 | -66.1 | -66.1 | 0 | 0 | 0 | 0 | 0 | 0
Non-Owned Reserves | -34.6 | -34.6 | -34.6 | -34.6 | -34.6 | -34.6 | -34.6 | -34.6 | -34.6 | -34.6 | -34.6 | Non-Owned Reserves | -34.6 | -34.6 | -34.6 | -34.6 | -34.6 | -34.6 | -34.6 | -34.6 | -34.6
East Existing Resources | 7958.89 | 7998.13 | 7771.94 | 7768.09 | 6879.05 | 6870.13 | 6816.11 | 6723.34 | 6718.08 | 6703.46 | 6699.74 | East Existing Resources | 5930.33 | 5910.99 | 5512.31 | 5498.29 | 5487.5 | 5086.16 | 5082.66 | 4984.58 | 4589.33
Load | 5514.082 | 5560.429 | 5589.777 | 5628.971 | 5669.278 | 5729.888 | 5785.3 | 5822.516 | 5877.436 | 5803.76 | 5825.187 | Load | 5883.905 | 5942.628 | 5983.952 | 6040.868 | 6090.886 | 6149.613 | 6208.541 | 6268.87 | 6310.796
Private Generation | 0.018 | -0.029 | -0.077 | -0.071 | -0.078 | -0.088 | -0.1 | -0.116 | -0.136 | -0.16 | -0.187 | Private Generation | -0.205 | -0.228 | -0.252 | -0.268 | -0.286 | -0.313 | -0.341 | -0.37 | -0.396
Interruptible | -195.04 | -195.04 | -195.04 | -195.04 | -195.04 | -195.04 | -195.04 | -195.04 | -195.04 | -195.04 | -195.04 | Interruptible | -195.04 | -195.04 | -195.04 | -195.04 | -195.04 | -195.04 | -195.04 | -195.04 | -195.04
DSM | -30.49 | -55.56 | -83.98 | -110.6 | -146.64 | -182.64 | -217.86 | -252.84 | -290.71 | -328.12 | -362.89 | DSM | -396.81 | -428.51 | -462.92 | -496.85 | -524.84 | -550.54 | -572.96 | -593.9 | -615.28
East obligation | 5288.57 | 5309.8 | 5310.68 | 5323.26 | 5327.52 | 5352.12 | 5372.3 | 5374.52 | 5391.55 | 5280.44 | 5267.07 | East obligation | 5291.85 | 5318.85 | 5325.74 | 5348.71 | 5370.72 | 5403.72 | 5440.2 | 5479.56 | 5500.08
Planning Reserves (13%) | 712.8693 | 715.6292 | 715.7436 | 717.379 | 717.9328 | 721.1308 | 723.7542 | 724.0428 | 726.2567 | 711.8124 | 710.0743 | Planning Reserves (13%) | 713.2957 | 716.8057 | 717.7014 | 720.6875 | 723.5488 | 727.8388 | 732.5812 | 737.698 | 740.3656
East Obligation + Reserves | 6001.4393 | 6025.4292 | 6026.4236 | 6040.639 | 6045.4528 | 6073.2508 | 6096.0542 | 6098.5628 | 6117.8067 | 5992.2524 | 5977.1443 | East Obligation + Reserves | 6005.1457 | 6035.6557 | 6043.4414 | 6069.3975 | 6094.2688 | 6131.5588 | 6172.7812 | 6217.258 | 6240.4456
East Position | 1957.4507 | 1972.7008 | 1745.5164 | 1727.451 | 833.5972 | 796.8792 | 720.0558 | 624.7772 | 600.2733 | 711.2076 | 722.5957 | East Position | -74.8157 | -124.6657 | -531.1314 | -571.1075 | -606.7688 | -1045.3988 | -1090.1212 | -1232.678 | -1651.1156
Available Front Office Transactions | 318 | 318 | 318 | 318 | 318 | 318 | 318 | 318 | 318 | 318 | 318 | Available Front Office Transactions | 318 | 318 | 318 | 318 | 318 | 318 | 318 | 318 | 318
West | [11 empty] | West
Thermal | 2315.57 | 2315.57 | 2315.57 | 2315.57 | 2315.57 | 2315.57 | 2315.57 | 2315.57 | 2315.57 | 2315.57 | 2315.57 | Thermal | 2315.57 | 1961.57 | 1961.57 | 1961.57 | 1961.57 | 1602.27 | 1602.27 | 1602.27 | 1602.27
Hydroelectric | 992.7 | 917.04 | 943.29 | 939.68 | 785.39 | 784.06 | 785.54 | 783.45 | 786.5 | 784.31 | 793.81 | Hydroelectric | 788.34 | 788.34 | 788.34 | 788.34 | 788.34 | 788.35 | 788.34 | 788.34 | 788.34
Renewable | 91.62 | 90.38 | 95.44 | 95.38 | 95.3 | 64.57 | 64.51 | 59.6 | 58.98 | 58.12 | 56.25 | Renewable | 54.92 | 53.91 | 53.57 | 53.46 | 53.44 | 53.42 | 53.4 | 53.38 | 53.36
Purchases | 5.76 | 1.45 | 1.45 | 1.45 | 1.45 | 1.45 | 1.45 | 1.45 | 1.45 | 1.45 | 1.45 | Purchases | 1.45 | 1.45 | 1.45 | 1.45 | 1.45 | 1.45 | 1.45 | 1.45 | 1.45
Qualifying Facilities | 231.1 | 223.64 | 211.48 | 219.62 | 194.59 | 183.24 | 177.18 | 175.65 | 174.82 | 170.93 | 143.93 | Qualifying Facilities | 143.14 | 133.57 | 132.74 | 102.38 | 97.55 | 97.02 | 96.48 | 95.46 | 11.22
Class 1 DSM | 0 | 0 | 0 | 0 | 0 | 0 | 0 | 0 | 0 | 0 | 0 | Class 1 DSM | 0 | 0 | 0 | 0 | 0 | 0 | 0 | 0 | 0
Sales | -161.55 | -161.57 | -161.57 | -153.79 | -153.74 | -113.15 | -113.18 | -81.21 | -81.21 | -81.24 | -81.22 | Sales | -81.21 | -77.97 | -78.01 | -77.99 | -77.98 | -77.97 | -77.99 | -78.02 | -78.02
Non-Owned Reserves | -3.2 | -3.2 | -3.2 | -3.2 | -3.2 | -3.2 | -3.2 | -3.2 | -3.2 | -3.2 | -3.2 | Non-Owned Reserves | -3.2 | -3.2 | -3.2 | -3.2 | -3.2 | -3.2 | -3.2 | -3.2 | -3.2
West Existing Resources | 3472 | 3383.31 | 3402.46 | 3414.71 | 3235.36 | 3232.54 | 3227.87 | 3251.31 | 3252.91 | 3245.94 | 3226.59 | West Existing Resources | 3219.01 | 2857.67 | 2856.46 | 2826.01 | 2821.17 | 2461.34 | 2460.75 | 2459.68 | 2375.42
Load | 3313.597 | 3341.699 | 3375.511 | 3383.624 | 3408.035 | 3431.248 | 3455.262 | 3473.077 | 3497.597 | 3520.617 | 3547.338 | Load | 3572.254 | 3598.971 | 3615.187 | 3635.599 | 3657.41 | 3683.918 | 3708.025 | 3730.831 | 3745.84
Private Generation | 0.003 | 0.001 | -0.011 | -0.024 | -0.035 | -0.048 | -0.062 | -0.077 | -0.097 | -0.117 | -0.138 | Private Generation | -0.154 | -0.171 | -0.187 | -0.199 | -0.21 | -0.218 | -0.225 | -0.231 | -0.24
Interruptible | 0 | 0 | 0 | 0 | 0 | 0 | 0 | 0 | 0 | 0 | 0 | Interruptible | 0 | 0 | 0 | 0 | 0 | 0 | 0 | 0 | 0
DSM | -32.11 | -55.49 | -80.48 | -105.18 | -130.36 | -152.27 | -172.72 | -192.54 | -210.9 | -227.95 | -244.39 | DSM | -259.69 | -274.19 | -288.42 | -302.26 | -316.05 | -328.55 | -340.57 | -353.11 | -365.37
West obligation | 3281.49 | 3286.21 | 3295.02 | 3278.42 | 3277.64 | 3278.93 | 3282.48 | 3280.46 | 3286.6 | 3292.55 | 3302.81 | West obligation | 3312.41 | 3324.61 | 3326.58 | 3333.14 | 3341.15 | 3355.15 | 3367.23 | 3377.49 | 3380.23
Planning Reserves (13%) | 426.5937 | 427.2073 | 428.3526 | 426.1946 | 426.0932 | 426.2609 | 426.7224 | 426.4598 | 427.258 | 428.0315 | 429.3653 | Planning Reserves (13%) | 430.6133 | 432.1993 | 432.4554 | 433.3082 | 434.3495 | 436.1695 | 437.7399 | 439.0737 | 439.4299
West Obligation + Reserves | 3708.0837 | 3713.4173 | 3723.3726 | 3704.6146 | 3703.7332 | 3705.1909 | 3709.2024 | 3706.9198 | 3713.858 | 3720.5815 | 3732.1753 | West Obligation + Reserves | 3743.0233 | 3756.8093 | 3759.0354 | 3766.4482 | 3775.4995 | 3791.3195 | 3804.9699 | 3816.5637 | 3819.6599
West Position | -236.0837 | -330.1073 | -320.9126 | -289.9046 | -468.3732 | -472.6509 | -481.3324 | -455.6098 | -460.948 | -474.6415 | -505.5853 | West Position | -524.0133 | -899.1393 | -902.5754 | -940.4382 | -954.3295 | -1329.9795 | -1344.2199 | -1356.8837 | -1444.2399
Available Front Office Transactions | 1351.5 | 1351.5 | 1351.5 | 1351.5 | 1351.5 | 1351.5 | 1351.5 | 1351.5 | 1351.5 | 1351.5 | 1351.5 | Available Front Office Transactions | 1351.5 | 1351.5 | 1351.5 | 1351.5 | 1351.5 | 1351.5 | 1351.5 | 1351.5 | 1351.5
System | [11 empty] | System
Total Resources | 11430.89 | 11381.44 | 11174.4 | 11182.8 | 10114.41 | 10102.67 | 10043.98 | 9974.65 | 9970.99 | 9949.4 | 9926.33 | Total Resources | 9149.34 | 8768.66 | 8368.77 | 8324.3 | 8308.67 | 7547.5 | 7543.41 | 7444.26 | 6964.75
Obligation | 8570.06 | 8596.01 | 8605.7 | 8601.68 | 8605.16 | 8631.05 | 8654.78 | 8654.98 | 8678.15 | 8572.99 | 8569.88 | Obligation | 8604.26 | 8643.46 | 8652.32 | 8681.85 | 8711.87 | 8758.87 | 8807.43 | 8857.05 | 8880.31
Reserves | 1139.463 | 1142.8365 | 1144.0962 | 1143.5736 | 1144.026 | 1147.3917 | 1150.4766 | 1150.5026 | 1153.5147 | 1139.8439 | 1139.4396 | Reserves | 1143.909 | 1149.005 | 1150.1568 | 1153.9957 | 1157.8983 | 1164.0083 | 1170.3211 | 1176.7717 | 1179.7955
Obligation + Reserves | 9709.523 | 9738.8465 | 9749.7962 | 9745.2536 | 9749.186 | 9778.4417 | 9805.2566 | 9805.4826 | 9831.6647 | 9712.8339 | 9709.3196 | Obligation + Reserves | 9748.169 | 9792.465 | 9802.4768 | 9835.8457 | 9869.7683 | 9922.8783 | 9977.7511 | 10033.8217 | 10060.1055
System Position | 1721.367 | 1642.5935 | 1424.6038 | 1437.5464 | 365.224 | 324.2283 | 238.7234 | 169.1674 | 139.3253 | 236.5661 | 217.0104 | System Position | -598.829 | -1023.805 | -1433.7068 | -1511.5457 | -1561.0983 | -2375.3783 | -2434.3411 | -2589.5617 | -3095.3555
New EV2020 Wind | 0 | 0 | 0 | 143.96 | 207.08 | 207.08 | 207.08 | 207.08 | 207.08 | 207.08 | 207.08 | New EV2020 Wind | 207.08 | 207.08 | 207.08 | 207.08 | 207.08 | 207.08 | 207.08 | 207.08 | 207.08
System Position w/ New Wind | 1721.367 | 1642.5935 | 1424.6038 | 1581.5064 | 572.304 | 531.3083 | 445.8034 | 376.2474 | 346.4053 | 443.6461 | 424.0904 | System Position w/ New Wind | -391.749 | -816.725 | -1226.6268 | -1304.4657 | -1354.0183 | -2168.2983 | -2227.2611 | -2382.4817 | -2888.2755
Available Front Office Transactions | 1669.5 | 1669.5 | 1669.5 | 1669.5 | 1669.5 | 1669.5 | 1669.5 | 1669.5 | 1669.5 | 1669.5 | 1669.5 | Available Front Office Transactions | 1669.5 | 1669.5 | 1669.5 | 1669.5 | 1669.5 | 1669.5 | 1669.5 | 1669.5 | 1669.5
Uncommited FOT's to meet remaining Need | 0 | 0 | 0 | 0 | 0 | 0 | 0 | 0 | 0 | 0 | 0 | Uncommited FOT's to meet remaining Need | 391.749 | 816.725 | 1226.6268 | 1304.4657 | 1354.0183 | 1669.5 | 1669.5 | 1669.5 | 1669.5
Net Surplus (Deficit) | 1721.367 | 1642.5935 | 1424.6038 | 1581.5064 | 572.304 | 531.3083 | 445.8034 | 376.2474 | 346.4053 | 443.6461 | 424.0904 | Net Surplus (Deficit) | 0 | 0 | 0 | 0 | 0 | -498.7983 | -557.7611 | -712.9817 | -1218.7755

## Tbl 4.6 SMR-2017 IRP(adjusted)
Table 4.6 – Summer Peak - System Capacity Load and Resource Balance without Resource Additions, 2017 IRP (Megawatts)6
| 2017 | 2018 | 2019 | 2020 | 2021 | 2022 | 2023 | 2024 | 2025 | 2026 | 2027 | Calendar Year | 2028 | 2029 | 2030 | 2031 | 2032 | 2033 | 2034 | 2035 | 2036
East | [11 empty] | East
Thermal | 6405.52 | 6405.52 | 6125.52 | 6125.52 | 5738.52 | 5738.52 | 5738.52 | 5738.52 | 5734.72 | 5645.35 | 5645.35 | Thermal | 4883.35 | 4883.35 | 4526.35 | 4448.57 | 4448.57 | 4091.77 | 4091.77 | 4010.23 | 4010.23
Hydroelectric | 102.76 | 105.74 | 112.76 | 112.76 | 112.76 | 112.76 | 112.76 | 92.48 | 92.48 | 92.48 | 92.48 | Hydroelectric | 92.48 | 92.48 | 92.48 | 92.48 | 92.48 | 92.49 | 92.48 | 92.48 | 92.48
Renewable | 201.43 | 201.42 | 201.42 | 201.41 | 198.75 | 191.01 | 191 | 191 | 190.99 | 180.8 | 180.79 | Renewable | 180.78 | 180.78 | 158.68 | 127.05 | 127.04 | 127.04 | 127.03 | 127.03 | 127.02
Purchases | 249.17 | 248.95 | 248.95 | 248.95 | 221.39 | 221.39 | 221.39 | 221.39 | 121.37 | 121.37 | 121.37 | Purchases | 121.37 | 121.37 | 121.37 | 121.37 | 121.37 | 121.37 | 121.37 | 121.37 | 121.37
Qualifying Facilities | 656.4 | 645.86 | 689.46 | 681.43 | 672.43 | 660.78 | 656.83 | 602.76 | 597.76 | 593.56 | 589.95 | Qualifying Facilities | 586.33 | 579.84 | 576.2 | 572.7 | 561.93 | 529.91 | 513.53 | 505.87 | 453.71
Class 1 DSM | 323.3 | 323.3 | 323.3 | 323.3 | 323.3 | 323.3 | 323.3 | 323.3 | 323.3 | 323.3 | 323.3 | Class 1 DSM | 323.3 | 323.3 | 323.3 | 323.3 | 323.3 | 323.3 | 323.3 | 323.3 | 323.3
Sales | -652.47 | -652.45 | -652.45 | -652.45 | -172.45 | -172.45 | -172.45 | -145.6 | -145.6 | -63.3 | -63.3 | Sales | -63.3 | -63.3 | -63.3 | 0 | 0 | 0 | 0 | 0 | 0
Non-Owned Reserves | -37.2 | -37.2 | -37.2 | -37.2 | -37.2 | -37.2 | -37.2 | -37.2 | -37.2 | -37.2 | -37.2 | Non-Owned Reserves | -37.2 | -37.2 | -37.2 | -37.2 | -37.2 | -37.2 | -37.2 | -37.2 | -37.2
East Existing Resources | 7248.91 | 7241.14 | 7011.76 | 7003.72 | 7057.5 | 7038.11 | 7034.15 | 6986.65 | 6877.82 | 6856.36 | 6852.74 | East Existing Resources | 6087.11 | 6080.62 | 5697.88 | 5648.27 | 5637.49 | 5248.68 | 5232.28 | 5143.08 | 5090.91
Load | 7012.451 | 7102.469 | 7152.482 | 7250.394 | 7353.166 | 7443.049 | 7508.952 | 7588.623 | 7688.261 | 7691.919 | 7773.711 | Load | 7841.726 | 7950.619 | 8043.734 | 8151.598 | 8298.895 | 8392.766 | 8459.995 | 8584.276 | 8720.866
Private Generation | -36.551 | -60.669 | -83.082 | -99.994 | -107.866 | -113.749 | -117.952 | -122.823 | -130.661 | -141.419 | -152.911 | Private Generation | -164.326 | -181.919 | -204.634 | -226.498 | -249.995 | -274.566 | -299.895 | -323.076 | -343.366
Interruptible | -195.04 | -195.04 | -195.04 | -195.04 | -195.04 | -195.04 | -195.04 | -195.04 | -195.04 | -195.04 | -195.04 | Interruptible | -195.04 | -195.04 | -195.04 | -195.04 | -195.04 | -195.04 | -195.04 | -195.04 | -195.04
DSM | -138.21 | -190.14 | -245.5 | -298.34 | -355.06 | -409.62 | -468.15 | -526.92 | -584.04 | -641.35 | -697.2 | DSM | -749.35 | -798.8 | -847.86 | -897.94 | -939.74 | -976.78 | -1008.14 | -1037.47 | -1067.37
East obligation | 6642.65 | 6656.62 | 6628.86 | 6657.02 | 6695.2 | 6724.64 | 6727.81 | 6743.84 | 6778.52 | 6714.11 | 6728.56 | East obligation | 6733.01 | 6774.86 | 6796.2 | 6832.12 | 6914.12 | 6946.38 | 6956.92 | 7028.69 | 7115.09
Planning Reserves (13%) | 888.8997 | 890.7158 | 887.107 | 890.7678 | 895.7312 | 899.5584 | 899.9705 | 902.0544 | 906.5628 | 898.1895 | 900.068 | Planning Reserves (13%) | 900.6465 | 906.087 | 908.8612 | 913.5308 | 924.1908 | 928.3846 | 929.7548 | 939.0849 | 950.3169
East Obligation + Reserves | 7531.5497 | 7547.3358 | 7515.967 | 7547.7878 | 7590.9312 | 7624.1984 | 7627.7805 | 7645.8944 | 7685.0828 | 7612.2995 | 7628.628 | East Obligation + Reserves | 7633.6565 | 7680.947 | 7705.0612 | 7745.6508 | 7838.3108 | 7874.7646 | 7886.6748 | 7967.7749 | 8065.4069
East Position | -282.6397 | -306.1958 | -504.207 | -544.0678 | -533.4312 | -586.0884 | -593.6305 | -659.2444 | -807.2628 | -755.9395 | -775.888 | East Position | -1546.5465 | -1600.327 | -2007.1812 | -2097.3808 | -2200.8208 | -2626.0846 | -2654.3948 | -2824.6949 | -2974.4969
Available Front Office Transactions | 318 | 318 | 318 | 318 | 318 | 318 | 318 | 318 | 318 | 318 | 318 | Available Front Office Transactions | 318 | 318 | 318 | 318 | 318 | 318 | 318 | 318 | 318
West | [11 empty] | West
Thermal | 2247.36 | 2247.36 | 2247.36 | 2247.36 | 2247.36 | 2247.36 | 2247.36 | 2247.36 | 2247.36 | 2247.36 | 2247.36 | Thermal | 2247.36 | 1893.36 | 1893.36 | 1893.36 | 1893.36 | 1534.06 | 1534.06 | 1534.06 | 1534.06
Hydroelectric | 855.05 | 858.83 | 717.27 | 806.48 | 635.11 | 549.26 | 643.72 | 647.59 | 634.12 | 650.86 | 644.19 | Hydroelectric | 644.19 | 644.19 | 644.19 | 644.19 | 644.19 | 644.19 | 644.19 | 644.19 | 644.19
Renewable | 92.85 | 92.78 | 92.71 | 92.64 | 92.57 | 61.84 | 61.76 | 56.86 | 56.79 | 55.8 | 54.94 | Renewable | 52.48 | 51.39 | 50.9 | 50.7 | 50.68 | 50.66 | 50.64 | 50.62 | 50.6
Purchases | 18.28 | 18.28 | 1.45 | 1.45 | 1.45 | 1.45 | 1.45 | 1.45 | 1.45 | 1.45 | 1.45 | Purchases | 1.45 | 1.45 | 1.45 | 1.45 | 1.45 | 1.45 | 1.45 | 1.45 | 1.45
Qualifying Facilities | 194.67 | 199.92 | 202.44 | 207.26 | 198.15 | 194.56 | 185.78 | 184.75 | 183.92 | 181.95 | 149.72 | Qualifying Facilities | 148.54 | 138.03 | 133.23 | 132.45 | 98.68 | 97.34 | 96.8 | 96.27 | 94.08
Class 1 DSM | 3.18 | 3.18 | 3.18 | 3.18 | 0 | 0 | 0 | 0 | 0 | 0 | 0 | Class 1 DSM | 0 | 0 | 0 | 0 | 0 | 0 | 0 | 0 | 0
Sales | -165.36 | -165.37 | -165.37 | -165.37 | -160.95 | -110.06 | -110.07 | -79.54 | -79.54 | -79.53 | -79.54 | Sales | -79.52 | -78.01 | -78 | -77.99 | -77.99 | -78.01 | -78 | -77.99 | -23.86
Non-Owned Reserves | -2.3 | -2.3 | -2.3 | -2.3 | -2.3 | -2.3 | -2.3 | -2.3 | -2.3 | -2.3 | -2.3 | Non-Owned Reserves | -2.3 | -2.3 | -2.3 | -2.3 | -2.3 | -2.3 | -2.3 | -2.3 | -2.3
West Existing Resources | 3243.73 | 3252.68 | 3096.74 | 3190.7 | 3011.39 | 2942.11 | 3027.7 | 3056.17 | 3041.8 | 3055.59 | 3015.82 | West Existing Resources | 3012.2 | 2648.11 | 2642.83 | 2641.86 | 2608.07 | 2247.39 | 2246.84 | 2246.3 | 2298.22
Load | 3160.305 | 3191.97 | 3252.217 | 3267.577 | 3290.665 | 3314.911 | 3338.052 | 3364.399 | 3391.141 | 3413.633 | 3437.236 | Load | 3460.724 | 3487.229 | 3511.754 | 3536.215 | 3559.374 | 3585.22 | 3607.957 | 3634.314 | 3660.494
Private Generation | -6.305 | -9.17 | -11.617 | -14.677 | -17.465 | -20.011 | -22.552 | -25.699 | -29.241 | -33.033 | -37.036 | Private Generation | -42.024 | -48.429 | -55.854 | -64.215 | -72.574 | -81.72 | -91.557 | -102.314 | -113.394
Interruptible | 0 | 0 | 0 | 0 | 0 | 0 | 0 | 0 | 0 | 0 | 0 | Interruptible | 0 | 0 | 0 | 0 | 0 | 0 | 0 | 0 | 0
DSM | -66.95 | -96.72 | -126.01 | -151.88 | -175.33 | -195.78 | -214.14 | -232.25 | -248.39 | -263.28 | -277.75 | DSM | -291.16 | -303.8 | -316.16 | -328.16 | -339.6 | -349.91 | -359.64 | -369.52 | -379.11
West obligation | 3087.05 | 3086.08 | 3114.59 | 3101.02 | 3097.87 | 3099.12 | 3101.36 | 3106.45 | 3113.51 | 3117.32 | 3122.45 | West obligation | 3127.54 | 3135 | 3139.74 | 3143.84 | 3147.2 | 3153.59 | 3156.76 | 3162.48 | 3167.99
Planning Reserves (13%) | 401.3165 | 401.1904 | 404.8967 | 403.1326 | 402.7231 | 402.8856 | 403.1768 | 403.8385 | 404.7563 | 405.2516 | 405.9185 | Planning Reserves (13%) | 406.5802 | 407.55 | 408.1662 | 408.6992 | 409.136 | 409.9667 | 410.3788 | 411.1224 | 411.8387
West Obligation + Reserves | 3488.3665 | 3487.2704 | 3519.4867 | 3504.1526 | 3500.5931 | 3502.0056 | 3504.5368 | 3510.2885 | 3518.2663 | 3522.5716 | 3528.3685 | West Obligation + Reserves | 3534.1202 | 3542.55 | 3547.9062 | 3552.5392 | 3556.336 | 3563.5567 | 3567.1388 | 3573.6024 | 3579.8287
West Position | -244.6365 | -234.5904 | -422.7467 | -313.4526 | -489.2031 | -559.8956 | -476.8368 | -454.1185 | -476.4663 | -466.9816 | -512.5485 | West Position | -521.9202 | -894.44 | -905.0762 | -910.6792 | -948.266 | -1316.1667 | -1320.2988 | -1327.3024 | -1281.6087
Available Front Office Transactions | 1351.5 | 1351.5 | 1351.5 | 1351.5 | 1351.5 | 1351.5 | 1351.5 | 1351.5 | 1351.5 | 1351.5 | 1351.5 | Available Front Office Transactions | 1351.5 | 1351.5 | 1351.5 | 1351.5 | 1351.5 | 1351.5 | 1351.5 | 1351.5 | 1351.5
System | [11 empty] | System
Total Resources | 10492.64 | 10493.82 | 10108.5 | 10194.42 | 10068.89 | 9980.22 | 10061.85 | 10042.82 | 9919.62 | 9911.95 | 9868.56 | Total Resources | 9099.31 | 8728.73 | 8340.71 | 8290.13 | 8245.56 | 7496.07 | 7479.12 | 7389.38 | 7389.13
Obligation | 9729.7 | 9742.7 | 9743.45 | 9758.04 | 9793.07 | 9823.76 | 9829.17 | 9850.29 | 9892.03 | 9831.43 | 9851.01 | Obligation | 9860.55 | 9909.86 | 9935.94 | 9975.96 | 10061.32 | 10099.97 | 10113.68 | 10191.17 | 10283.08
Reserves | 1290.2162 | 1291.9062 | 1292.0037 | 1293.9004 | 1298.4543 | 1302.444 | 1303.1473 | 1305.8929 | 1311.3191 | 1303.4411 | 1305.9865 | Reserves | 1307.2267 | 1313.637 | 1317.0274 | 1322.23 | 1333.3268 | 1338.3513 | 1340.1336 | 1350.2073 | 1362.1556
Obligation + Reserves | 11019.9162 | 11034.6062 | 11035.4537 | 11051.9404 | 11091.5243 | 11126.204 | 11132.3173 | 11156.1829 | 11203.3491 | 11134.8711 | 11156.9965 | Obligation + Reserves | 11167.7767 | 11223.497 | 11252.9674 | 11298.19 | 11394.6468 | 11438.3213 | 11453.8136 | 11541.3773 | 11645.2356
System Position | -527.2762 | -540.7862 | -926.9537 | -857.5204 | -1022.6343 | -1145.984 | -1070.4673 | -1113.3629 | -1283.7291 | -1222.9211 | -1288.4365 | System Position | -2068.4667 | -2494.767 | -2912.2574 | -3008.06 | -3149.0868 | -3942.2513 | -3974.6936 | -4151.9973 | -4256.1056
New Wind | 0 | 0 | 0 | 0 | 173.8 | 173.8 | 173.8 | 173.8 | 173.8 | 173.8 | 173.8 | New Wind | 173.8 | 173.8 | 173.8 | 173.8 | 173.8 | 173.8 | 173.8 | 173.8 | 173.8
System Position w/ New Wind | -527.2762 | -540.7862 | -926.9537 | -857.5204 | -848.8343 | -972.184 | -896.6673 | -939.5629 | -1109.9291 | -1049.1211 | -1114.6365 | System Position w/ New Wind | -1894.6667 | -2320.967 | -2738.4574 | -2834.26 | -2975.2868 | -3768.4513 | -3800.8936 | -3978.1973 | -4082.3056
Available Front Office Transactions | 1669.5 | 1669.5 | 1669.5 | 1669.5 | 1669.5 | 1669.5 | 1669.5 | 1669.5 | 1669.5 | 1669.5 | 1669.5 | Available Front Office Transactions | 1669.5 | 1669.5 | 1669.5 | 1669.5 | 1669.5 | 1669.5 | 1669.5 | 1669.5 | 1669.5
Uncommited FOT's to meet remaining Need | 527.2762 | 540.7862 | 926.9537 | 857.5204 | 848.8343 | 972.184 | 896.6673 | 939.5629 | 1109.9291 | 1049.1211 | 1114.6365 | Uncommited FOT's to meet remaining Need | 1669.5 | 1669.5 | 1669.5 | 1669.5 | 1669.5 | 1669.5 | 1669.5 | 1669.5 | 1669.5
Net Surplus (Deficit) | 0 | 0 | 0 | 0 | 0 | 0 | 0 | 0 | 0 | 0 | 0 | Net Surplus (Deficit) | -225.1667 | -651.467 | -1068.9574 | -1164.76 | -1305.7868 | -2098.9513 | -2131.3936 | -2308.6973 | -2412.8056
6 The Load and Private Generation lines include an offsetting adjustment (average of 41 MW) from the 2017 IRP that nets to zero. The DSM line includes selected Class 2 DSM from the 2017 IRP Preferred Portfolio.

## Tbl 4.7 Wtr-2017 IRP(adjusted)
Table 4.7 – Winter Peak – System Capacity Load and Resource Balance without Resource Additions, 2017 IRP (Megawatts) 8
Calendar Year | 2017 | 2018 | 2019 | 2020 | 2021 | 2022 | 2023 | 2024 | 2025 | 2026 | 2027 | Calendar Year | 2028 | 2029 | 2030 | 2031 | 2032 | 2033 | 2034 | 2035 | 2036
East | [11 empty] | East
Thermal | 6513.52 | 6513.52 | 6233.52 | 6233.52 | 5846.52 | 5846.52 | 5846.52 | 5846.52 | 5842.72 | 5753.35 | 5753.35 | Thermal | 4991.35 | 4991.35 | 4634.35 | 4556.57 | 4556.57 | 4199.77 | 4199.77 | 4118.23 | 4118.23
Hydroelectric | 71.34 | 72.27 | 72.27 | 72.27 | 72.27 | 72.27 | 72.27 | 72.27 | 72.27 | 72.27 | 72.27 | Hydroelectric | 72.27 | 72.27 | 72.27 | 72.27 | 72.27 | 72.27 | 72.27 | 72.27 | 72.27
Renewable | 201.43 | 201.42 | 201.42 | 198.76 | 191.01 | 191.01 | 191 | 191 | 190.99 | 180.8 | 180.79 | Renewable | 180.78 | 165.14 | 127.05 | 127.05 | 127.04 | 127.04 | 127.03 | 127.03 | 127.02
Purchases | 734.06 | 734.06 | 734.06 | 734.06 | 234.59 | 234.59 | 234.59 | 121.37 | 121.37 | 121.37 | 121.37 | Purchases | 121.37 | 121.37 | 121.37 | 121.37 | 121.37 | 121.37 | 121.37 | 121.37 | 121.37
Qualifying Facilities | 646.79 | 688.11 | 679.55 | 676.35 | 668.12 | 658.02 | 604.11 | 600.25 | 595.09 | 591.23 | 587.62 | Qualifying Facilities | 580.3 | 576.72 | 573.13 | 569.64 | 558.97 | 514.02 | 510.63 | 492.55 | 108.79
Class 1 DSM | 21.2 | 21.2 | 21.2 | 21.2 | 21.2 | 21.2 | 21.2 | 21.2 | 21.2 | 21.2 | 21.2 | Class 1 DSM | 21.2 | 21.2 | 21.2 | 21.2 | 21.2 | 21.2 | 21.2 | 21.2 | 21.2
Sales | -170.02 | -170.02 | -170.02 | -170.02 | -170.02 | -170.02 | -170.02 | -145.6 | -145.6 | -63.3 | -63.3 | Sales | -63.3 | -63.3 | -63.3 | 0 | 0 | 0 | 0 | 0 | 0
Non-Owned Reserves | -37.2 | -37.2 | -37.2 | -37.2 | -37.2 | -37.2 | -37.2 | -37.2 | -37.2 | -37.2 | -37.2 | Non-Owned Reserves | -37.2 | -37.2 | -37.2 | -37.2 | -37.2 | -37.2 | -37.2 | -37.2 | -37.2
East Existing Resources | 7981.12 | 8023.36 | 7734.8 | 7728.94 | 6826.49 | 6816.39 | 6762.47 | 6669.81 | 6660.84 | 6639.72 | 6636.1 | East Existing Resources | 5866.77 | 5847.55 | 5448.87 | 5430.9 | 5420.22 | 5018.47 | 5015.07 | 4915.45 | 4531.68
Load | 5551.607 | 5620.398 | 5691.457 | 5604.462 | 5777.264 | 5855.66 | 5931.96 | 5965.304 | 5928.906 | 5934.357 | 6092.282 | Load | 6179.581 | 6266.069 | 6331.781 | 6264.309 | 6463.72 | 6544.521 | 6630.092 | 6722.384 | 6750.086
Private Generation | -12.107 | -20.098 | -29.457 | -35.462 | -38.264 | -40.36 | -41.86 | -43.604 | -46.406 | -50.257 | -54.382 | Private Generation | -58.481 | -64.769 | -72.881 | -80.709 | -89.12 | -97.921 | -106.992 | -115.284 | -122.586
Interruptible | -195.04 | -195.04 | -195.04 | -195.04 | -195.04 | -195.04 | -195.04 | -195.04 | -195.04 | -195.04 | -195.04 | Interruptible | -195.04 | -195.04 | -195.04 | -195.04 | -195.04 | -195.04 | -195.04 | -195.04 | -195.04
Existing Class2 DSM | -91.98 | -131.54 | -173.38 | -212.98 | -255.92 | -297.35 | -340.22 | -383.35 | -425.49 | -469.24 | -511.02 | Existing Class2 DSM | -549.9 | -587.15 | -624.03 | -661.09 | -691.95 | -719.29 | -742.48 | -764.13 | -786.26
East obligation | 5252.48 | 5273.72 | 5293.58 | 5160.98 | 5288.04 | 5322.91 | 5354.84 | 5343.31 | 5261.97 | 5219.82 | 5331.84 | East obligation | 5376.16 | 5419.11 | 5439.83 | 5327.47 | 5487.61 | 5532.27 | 5585.58 | 5647.93 | 5646.2
Planning Reserves (13%) | 708.1776 | 710.9388 | 713.5206 | 696.2826 | 712.8004 | 717.3335 | 721.4844 | 719.9855 | 709.4113 | 703.9318 | 718.4944 | Planning Reserves (13%) | 724.256 | 729.8395 | 732.5331 | 717.9263 | 738.7445 | 744.5503 | 751.4806 | 759.5861 | 759.3612
East Obligation + Reserves | 5960.6576 | 5984.6588 | 6007.1006 | 5857.2626 | 6000.8404 | 6040.2435 | 6076.3244 | 6063.2955 | 5971.3813 | 5923.7518 | 6050.3344 | East Obligation + Reserves | 6100.416 | 6148.9495 | 6172.3631 | 6045.3963 | 6226.3545 | 6276.8203 | 6337.0606 | 6407.5161 | 6405.5612
East Position | 2020.4624 | 2038.7012 | 1727.6994 | 1871.6774 | 825.6496 | 776.1465 | 686.1456 | 606.5145 | 689.4587 | 715.9682 | 585.7656 | East Position | -233.646 | -301.3995 | -723.4931 | -614.4963 | -806.1345 | -1258.3503 | -1321.9906 | -1492.0661 | -1873.8812
Available Front Office Transactions | 318 | 318 | 318 | 318 | 318 | 318 | 318 | 318 | 318 | 318 | 318 | Available Front Office Transactions | 318 | 318 | 318 | 318 | 318 | 318 | 318 | 318 | 318
West | [11 empty] | West
Thermal | 2308.36 | 2308.36 | 2308.36 | 2308.36 | 2308.36 | 2308.36 | 2308.36 | 2308.36 | 2308.36 | 2308.36 | 2308.36 | Thermal | 2308.36 | 1954.36 | 1954.36 | 1954.36 | 1954.36 | 1595.06 | 1595.06 | 1595.06 | 1595.06
Hydroelectric | 992.7 | 914.79 | 943.36 | 937.48 | 784.29 | 781.94 | 782.6 | 779.07 | 786.27 | 785.83 | 783.59 | Hydroelectric | 783.59 | 783.59 | 783.59 | 783.59 | 783.59 | 783.59 | 783.59 | 783.59 | 783.59
Renewable | 92.82 | 92.76 | 92.68 | 92.62 | 92.54 | 61.81 | 61.75 | 56.84 | 56.22 | 55.36 | 53.49 | Renewable | 52.16 | 51.15 | 50.81 | 50.7 | 50.68 | 50.66 | 50.64 | 50.62 | 50.6
Purchases | 5.76 | 1.45 | 1.45 | 1.45 | 1.45 | 1.45 | 1.45 | 1.45 | 1.45 | 1.45 | 1.45 | Purchases | 1.45 | 1.45 | 1.45 | 1.45 | 1.45 | 1.45 | 1.45 | 1.45 | 1.45
Qualifying Facilities | 200.48 | 191.89 | 195.02 | 196.99 | 190.11 | 182.66 | 176.6 | 175.72 | 174.9 | 171 | 144.01 | Qualifying Facilities | 143.21 | 133.65 | 132.81 | 102.42 | 97.59 | 97.06 | 96.52 | 95.5 | 11.22
Class 1 DSM | 0 | 0 | 0 | 0 | 0 | 0 | 0 | 0 | 0 | 0 | 0 | Class 1 DSM | 0 | 0 | 0 | 0 | 0 | 0 | 0 | 0 | 0
Sales | -161.55 | -161.57 | -161.57 | -153.79 | -153.74 | -113.15 | -113.18 | -81.21 | -81.21 | -81.24 | -81.22 | Sales | -81.21 | -77.97 | -78.01 | -77.99 | -77.98 | -77.97 | -77.99 | -78.02 | -78.02
Non-Owned Reserves | -2.3 | -2.3 | -2.3 | -2.3 | -2.3 | -2.3 | -2.3 | -2.3 | -2.3 | -2.3 | -2.3 | Non-Owned Reserves | -2.3 | -2.3 | -2.3 | -2.3 | -2.3 | -2.3 | -2.3 | -2.3 | -2.3
West Existing Resources | 3436.27 | 3345.38 | 3377 | 3380.81 | 3220.71 | 3220.77 | 3215.28 | 3237.93 | 3243.69 | 3238.46 | 3207.38 | West Existing Resources | 3205.26 | 2843.93 | 2842.71 | 2812.23 | 2807.39 | 2447.55 | 2446.97 | 2445.9 | 2361.6
Load | 3263.719 | 3290.715 | 3305.828 | 3416.535 | 3360.173 | 3378.848 | 3400.017 | 3417.23 | 3541.735 | 3558.593 | 3498.501 | Load | 3514.83 | 3537.766 | 3546.129 | 3680.196 | 3606.759 | 3628.088 | 3648.468 | 3667.947 | 3654.108
Private Generation | -1.319 | -1.915 | -2.628 | -3.335 | -3.973 | -4.548 | -5.117 | -5.83 | -6.635 | -7.493 | -8.401 | Private Generation | -9.53 | -10.966 | -12.629 | -14.496 | -16.359 | -18.388 | -20.568 | -22.947 | -25.408
Interruptible | 0 | 0 | 0 | 0 | 0 | 0 | 0 | 0 | 0 | 0 | 0 | Interruptible | 0 | 0 | 0 | 0 | 0 | 0 | 0 | 0 | 0
DSM | -73.94 | -109.1 | -143.44 | -173.71 | -201.18 | -225.03 | -246.39 | -267.45 | -286.18 | -303.61 | -320.9 | DSM | -336.91 | -351.97 | -366.74 | -381.08 | -395.11 | -407.9 | -420.08 | -432.66 | -444.81
West obligation | 3188.46 | 3179.7 | 3159.76 | 3239.49 | 3155.02 | 3149.27 | 3148.51 | 3143.95 | 3248.92 | 3247.49 | 3169.2 | West obligation | 3168.39 | 3174.83 | 3166.76 | 3284.62 | 3195.29 | 3201.8 | 3207.82 | 3212.34 | 3183.89
Planning Reserves (13%) | 414.4998 | 413.361 | 410.7688 | 421.1337 | 410.1526 | 409.4051 | 409.3063 | 408.7135 | 422.3596 | 422.1737 | 411.996 | Planning Reserves (13%) | 411.8907 | 412.7279 | 411.6788 | 427.0006 | 415.3877 | 416.234 | 417.0166 | 417.6042 | 413.9057
West Obligation + Reserves | 3602.9598 | 3593.061 | 3570.5288 | 3660.6237 | 3565.1726 | 3558.6751 | 3557.8163 | 3552.6635 | 3671.2796 | 3669.6637 | 3581.196 | West Obligation + Reserves | 3580.2807 | 3587.5579 | 3578.4388 | 3711.6206 | 3610.6777 | 3618.034 | 3624.8366 | 3629.9442 | 3597.7957
West Position | -166.6898 | -247.681 | -193.5288 | -279.8137 | -344.4626 | -337.9051 | -342.5363 | -314.7335 | -427.5896 | -431.2037 | -373.816 | West Position | -375.0207 | -743.6279 | -735.7288 | -899.3906 | -803.2877 | -1170.484 | -1177.8666 | -1184.0442 | -1236.1957
Available Front Office Transactions | 1351.5 | 1351.5 | 1351.5 | 1351.5 | 1351.5 | 1351.5 | 1351.5 | 1351.5 | 1351.5 | 1351.5 | 1351.5 | Available Front Office Transactions | 1351.5 | 1351.5 | 1351.5 | 1351.5 | 1351.5 | 1351.5 | 1351.5 | 1351.5 | 1351.5
System | [11 empty] | System
Total Resources | 11417.39 | 11368.74 | 11111.8 | 11109.75 | 10047.2 | 10037.16 | 9977.75 | 9907.74 | 9904.53 | 9878.18 | 9843.48 | Total Resources | 9072.03 | 8691.48 | 8291.58 | 8243.13 | 8227.61 | 7466.02 | 7462.04 | 7361.35 | 6893.28
Obligation | 8440.94 | 8453.42 | 8453.34 | 8400.47 | 8443.06 | 8472.18 | 8503.35 | 8487.26 | 8510.89 | 8467.31 | 8501.04 | Obligation | 8544.55 | 8593.94 | 8606.59 | 8612.09 | 8682.9 | 8734.07 | 8793.4 | 8860.27 | 8830.09
Reserves | 1122.6774 | 1124.2998 | 1124.2894 | 1117.4163 | 1122.953 | 1126.7386 | 1130.7907 | 1128.699 | 1131.7709 | 1126.1055 | 1130.4904 | Reserves | 1136.1467 | 1142.5674 | 1144.2119 | 1144.9269 | 1154.1322 | 1160.7843 | 1168.4972 | 1177.1903 | 1173.2669
Obligation + Reserves | 9563.6174 | 9577.7198 | 9577.6294 | 9517.8863 | 9566.013 | 9598.9186 | 9634.1407 | 9615.959 | 9642.6609 | 9593.4155 | 9631.5304 | Obligation + Reserves | 9680.6967 | 9736.5074 | 9750.8019 | 9757.0169 | 9837.0322 | 9894.8543 | 9961.8972 | 10037.4603 | 10003.3569
System Position | 1853.7726 | 1791.0202 | 1534.1706 | 1591.8637 | 481.187 | 438.2414 | 343.6093 | 291.781 | 261.8691 | 284.7645 | 211.9496 | System Position | -608.6667 | -1045.0274 | -1459.2219 | -1513.8869 | -1609.4222 | -2428.8343 | -2499.8572 | -2676.1103 | -3110.0769
New Wind | 0 | 0 | 0 | 0 | 173.8 | 173.8 | 173.8 | 173.8 | 173.8 | 173.8 | 173.8 | New Wind | 173.8 | 173.8 | 173.8 | 173.8 | 173.8 | 173.8 | 173.8 | 173.8 | 173.8
System Position w/ New Wind | 1853.7726 | 1791.0202 | 1534.1706 | 1591.8637 | 654.987 | 612.0414 | 517.4093 | 465.581 | 435.6691 | 458.5645 | 385.7496 | System Position w/ New Wind | -434.8667 | -871.2274 | -1285.4219 | -1340.0869 | -1435.6222 | -2255.0343 | -2326.0572 | -2502.3103 | -2936.2769
Available Front Office Transactions | 1669.5 | 1669.5 | 1669.5 | 1669.5 | 1669.5 | 1669.5 | 1669.5 | 1669.5 | 1669.5 | 1669.5 | 1669.5 | Available Front Office Transactions | 1669.5 | 1669.5 | 1669.5 | 1669.5 | 1669.5 | 1669.5 | 1669.5 | 1669.5 | 1669.5
Uncommited FOT's to meet remaining Need | 0 | 0 | 0 | 0 | 0 | 0 | 0 | 0 | 0 | 0 | 0 | Uncommited FOT's to meet remaining Need | 434.8667 | 871.2274 | 1285.4219 | 1340.0869 | 1435.6222 | 1669.5 | 1669.5 | 1669.5 | 1669.5
Net Surplus (Deficit) | 1853.7726 | 1791.0202 | 1534.1706 | 1591.8637 | 654.987 | 612.0414 | 517.4093 | 465.581 | 435.6691 | 458.5645 | 385.7496 | Net Surplus (Deficit) | 0 | 0 | 0 | 0 | 0 | -585.5343 | -656.5572 | -832.8103 | -1266.7769
8 The Load and Private Generation lines include an offsetting adjustment (average of 41 MW) from the 2017 IRP that nets to zero. The DSM line includes selected Class 2 DSM from the 2017 IRP Preferred Portfolio.

## Tbl 4.8 Summer Delta
Table 4.8 – Summer Peak – System Capacity Load and Resource Balance without Resource Additions, 2017 IRP Update less 2017 IRP (Megawatts) 10
Calendar Year | 2017 | 2018 | 2019 | 2020 | 2021 | 2022 | 2023 | 2024 | 2025 | 2026 | 2027 | Calendar Year | 2028 | 2029 | 2030 | 2031 | 2032 | 2033 | 2034 | 2035 | 2036
East | [11 empty] | East
Thermal | -2.04 | -2.04 | -2.04 | -2.04 | -2.04 | -2.04 | -2.04 | -2.04 | 1.76 | 8.83 | 8.83 | Thermal | 8.83 | 8.83 | 8.83 | 10.07 | 10.07 | 10.57 | 10.57 | 10.57 | 10.57
Hydroelectric | 0 | 0.77 | 0.75 | 0.75 | 0.75 | 0.75 | 0.75 | 0.75 | 0.75 | 0.75 | 0.75 | Hydroelectric | 0.75 | 0.75 | 0.75 | 0.75 | 0.75 | 0.74 | 0.75 | 0.75 | 0.75
Renewable | -3.19 | -5.52 | -7.69 | -2.7 | -1.26 | -1.26 | -1.25 | -1.25 | -1.24 | -1.24 | -1.23 | Renewable | -1.22 | -1.22 | -1.11 | -1.11 | -1.1 | -1.1 | -1.09 | -1.09 | -1.08
Purchases | 0 | 0 | 0 | 0 | 0 | 0 | 0 | 0 | 0 | 0 | 0 | Purchases | 0 | 0 | 0 | 0 | 0 | 0 | 0 | 0 | 0
Qualifying Facilities | -0.03 | 2.05 | 1.44 | 61.56 | 62.47 | 76.83 | 76.75 | 76.64 | 76.52 | 76.42 | 75.84 | Qualifying Facilities | 75.73 | 75.64 | 75.52 | 75.42 | 75.32 | 75.21 | 75.13 | 77.68 | 77.84
Class 1 DSM | 0 | 0 | 0 | 0 | 0 | 0 | 0 | 0 | 0 | 0 | 0 | Class 1 DSM | 0 | 0 | 0 | 0 | 0 | 0 | 0 | 0 | 0
Sales | 1.2 | -2.8 | -2.8 | -2.8 | -2.8 | -2.8 | -2.8 | -2.8 | -2.8 | -2.8 | -2.8 | Sales | -2.8 | -2.8 | -2.8 | 0 | 0 | 0 | 0 | 0 | 0
Non-Owned Reserves | 2.6 | 2.6 | 2.6 | 2.6 | 2.6 | 2.6 | 2.6 | 2.6 | 2.6 | 2.6 | 2.6 | Non-Owned Reserves | 2.6 | 2.6 | 2.6 | 2.6 | 2.6 | 2.6 | 2.6 | 2.6 | 2.6
East Existing Resources | -1.46 | -4.94 | -7.74 | 57.37 | 59.72 | 74.08 |  | 73.9 | 77.59 | 84.56 | 83.99 | East Existing Resources | 83.89 | 83.8 | 83.79 | 87.73 | 87.64 | 88.02 | 87.96 | 90.51 | 90.68
Load | -202.381 | -249.256 | -241.24 | -278.356 | -312.045 | -327.591 | -325.504 | -329.209 | -367.689 | -370.307 | -408.464 | Load | -396.779 | -429.286 | -442.479 | -608.541 | -658.891 | -676.595 | -670.579 | -712.069 | -767.881
Private Generation | -13.519 | -47.344 | -82.96 | -101.544 | -105.055 | -105.909 | -108.496 | -110.991 | -110.911 | -110.493 | -116.136 | Private Generation | -123.621 | -121.514 | -119.321 | -9.859 | -11.009 | -9.105 | -8.121 | -9.531 | -10.519
Interruptible | 0 | 0 | 0 | 0 | 0 | 0 | 0 | 0 | 0 | 0 | 0 | Interruptible | 0 | 0 | 0 | 0 | 0 | 0 | 0 | 0 | 0
DSM | 71.47 | 72.47 | 73.42 | 72.36 | 81.98 | 90.38 | 103.58 | 117.25 | 124.08 | 132.1 | 141.99 | DSM | 147.82 | 154.16 | 158.22 | 163.92 | 169.08 | 171.56 | 172.94 | 174.33 | 175.7
East obligation | -144.43 | -224.13 | -250.78 | -307.54 | -335.12 | -343.12 | -330.42 | -322.95 | -354.52 | -348.7 | -382.61 | East obligation | -372.58 | -396.64 | -403.58 | -454.48 | -500.82 | -514.14 | -505.76 | -547.27 | -602.7
Planning Reserves (13%) | -18.7759 | -29.1369 | -32.6014 | -39.9802 | -43.5656 | -44.6056 | -42.9546 | -41.9835 | -46.0876 | -45.331 | -49.7393 | Planning Reserves (13%) | -48.4354 | -51.5632 | -52.4654 | -59.0824 | -65.1066 | -66.8382 | -65.7488 | -71.1451 | -78.351
East Obligation + Reserves | -163.2059 | -253.2669 | -283.3814 | -347.5202 | -378.6856 | -387.7256 | -373.3746 | -364.9335 | -400.6076 | -394.031 | -432.3493 | East Obligation + Reserves | -421.0154 | -448.2032 | -456.0454 | -513.5624 | -565.9266 | -580.9782 | -571.5088 | -618.4151 | -681.051
East Position | 161.7459 | 248.3269 | 275.6414 | 404.8902 | 438.4056 | 461.8056 | 447.3846 | 438.8335 | 478.1976 | 478.591 | 516.3393 | East Position | 504.9054 | 532.0032 | 539.8354 | 601.2924 | 653.5666 | 668.9982 | 659.4688 | 708.9251 | 771.731
Available Front Office Transactions | 0 | 0 | 0 | 0 | 0 | 0 | 0 | 0 | 0 | 0 | 0 | Available Front Office Transactions | 0 | 0 | 0 | 0 | 0 | 0 | 0 | 0 | 0
West | [11 empty] | West
Thermal | 7.11 | 7.11 | 7.11 | 7.11 | 7.11 | 7.11 | 7.11 | 7.11 | 7.11 | 7.11 | 7.11 | Thermal | 7.11 | 7.11 | 7.11 | 7.11 | 7.11 | 7.11 | 7.11 | 7.11 | 7.11
Hydroelectric | 0 | 1.82 | 29.57 | -16.3 | 8.28 | 37.35 | -19.58 | 7.1 | 21.05 | -6.33 | 13.97 | Hydroelectric | 8.55 | 8.55 | 8.55 | 8.55 | 8.55 | 8.55 | 8.55 | 8.55 | 8.55
Renewable | -1.2 | -2.38 | -4.53 | 2.76 | 2.76 | 2.76 | 2.76 | 2.76 | 2.76 | 2.76 | 2.76 | Renewable | 2.76 | 2.76 | 2.76 | 2.76 | 2.76 | 2.76 | 2.76 | 2.76 | 2.76
Purchases | 0 | 0 | 0 | 0 | 0 | 0 | 0 | 0 | 0 | 0 | 0 | Purchases | 0 | 0 | 0 | 0 | 0 | 0 | 0 | 0 | 0
Qualifying Facilities | 18.11 | 35.31 | 17.67 | 19.83 | 5.16 | -0.12 | 0.8 | -0.01 | 0.01 | 0.01 | 0.01 | Qualifying Facilities | 0.01 | 0 | 0.01 | 0.01 | 0.04 | 0.03 | 0.04 | 0.03 | 0.03
Class 1 DSM | 0 | 0 | 0 | 0 | 0 | 0 | 0 | 0 | 0 | 0 | 0 | Class 1 DSM | 0 | 0 | 0 | 0 | 0 | 0 | 0 | 0 | 0
Sales | 0 | 0 | 0 | 0 | 0 | 0 | 0 | 0 | 0 | 0 | 0 | Sales | 0 | 0 | 0 | 0 | 0 | 0 | 0 | 0 | 0
Non-Owned Reserves | -0.9 | -0.9 | -0.9 | -0.9 | -0.9 | -0.9 | -0.9 | -0.9 | -0.9 | -0.9 | -0.9 | Non-Owned Reserves | -0.9 | -0.9 | -0.9 | -0.9 | -0.9 | -0.9 | -0.9 | -0.9 | -0.9
West Existing Resources | 23.12 | 40.96 | 48.92 | 12.5 | 22.41 | 46.2 | -9.81 | 16.06 | 30.03 | 2.65 | 22.95 | West Existing Resources | 17.53 | 17.52 | 17.53 | 17.53 | 17.56 | 17.55 | 17.56 | 17.55 | 17.55
Load | 41.413 | 46.435 | 26.846 | 25.679 | 21.361 | 16.213 | 13.056 | 1.491 | 4.117 | 1.543 | -1.197 | Load | -3.323 | 16.252 | -17.102 | -23.005 | -27.274 | -30.971 | -33.289 | -14.587 | -48.251
Private Generation | -0.513 | -3.335 | -7.546 | -10.779 | -13.761 | -16.613 | -19.256 | -22.291 | -25.817 | -29.543 | -33.503 | Private Generation | -36.077 | -37.352 | -37.398 | -8.095 | -7.726 | -7.529 | -8.511 | -9.013 | -8.149
Interruptible | 0 | 0 | 0 | 0 | 0 | 0 | 0 | 0 | 0 | 0 | 0 | Interruptible | 0 | 0 | 0 | 0 | 0 | 0 | 0 | 0 | 0
DSM | 31.89 | 32.31 | 32.48 | 29.59 | 31.48 | 33.06 | 33.57 | 34.34 | 34.59 | 34.86 | 35.35 | DSM | 35.76 | 36.12 | 36.45 | 36.77 | 36.98 | 37.19 | 37.3 | 37.35 | 37.3
West obligation | 72.79 | 75.41 | 51.78 | 44.49 | 39.08 | 32.66 | 27.37 | 13.54 | 12.89 | 6.86 | 0.65 | West obligation | -3.64 | 15.02 | -18.05 | 5.67 | 1.98 | -1.31 | -4.5 | 13.75 | -19.1
Planning Reserves (13%) | 9.4627 | 9.8033 | 6.7314 | 5.7837 | 5.0804 | 4.2458 | 3.5581 | 1.7602 | 1.6757 | 0.8918 | 0.0845 | Planning Reserves (13%) | -0.4732 | 1.9526 | -2.3465 | 0.7371 | 0.2574 | -0.1703 | -0.585 | 1.7875 | -2.483
West Obligation + Reserves | 82.2527 | 85.2133 | 58.5114 | 50.2737 | 44.1604 | 36.9058 | 30.9281 | 15.3002 | 14.5657 | 7.7518 | 0.7345 | West Obligation + Reserves | -4.1132 | 16.9726 | -20.3965 | 6.4071 | 2.2374 | -1.4803 | -5.085 | 15.5375 | -21.583
West Position | -59.1327 | -44.2533 | -9.5914 | -37.7737 | -21.7504 | 9.2942 | -40.7381 | 0.7598 | 15.4643 | -5.1018 | 22.2155 | West Position | 21.6432 | 0.5474 | 37.9265 | 11.1229 | 15.3226 | 19.0303 | 22.645 | 2.0125 | 39.133
Available Front Office Transactions | 0 | 0 | 0 | 0 | 0 | 0 | 0 | 0 | 0 | 0 | 0 | Available Front Office Transactions | 0 | 0 | 0 | 0 | 0 | 0 | 0 | 0 | 0
System | [11 empty] | System
Total Resources | 21.66 | 36.02 | 41.18 | 69.87 | 82.13 | 120.28 | 64.2 | 89.96 | 107.62 | 87.21 | 106.94 | Total Resources | 101.42 | 101.32 | 101.32 | 105.26 | 105.2 | 105.57 | 105.52 | 108.06 | 108.23
Obligation | -71.64 | -148.72 | -199 | -263.05 | -296.04 | -310.46 | -303.05 | -309.41 | -341.63 | -341.84 | -381.96 | Obligation | -376.22 | -381.62 | -421.63 | -448.81 | -498.84 | -515.45 | -510.26 | -533.52 | -621.8
Reserves | -9.3132 | -19.3336 | -25.87 | -34.1965 | -38.4852 | -40.3598 | -39.3965 | -40.2233 | -44.4119 | -44.4392 | -49.6548 | Reserves | -48.9086 | -49.6106 | -54.8119 | -58.3453 | -64.8492 | -67.0085 | -66.3338 | -69.3576 | -80.834
Obligation + Reserves | -80.9532 | -168.0536 | -224.87 | -297.2465 | -334.5252 | -350.8198 | -342.4465 | -349.6333 | -386.0419 | -386.2792 | -431.6148 | Obligation + Reserves | -425.1286 | -431.2306 | -476.4419 | -507.1553 | -563.6892 | -582.4585 | -576.5938 | -602.8776 | -702.634
System Position | 102.6132 | 204.0736 | 266.05 | 367.1165 | 416.6552 | 471.0998 | 406.6465 | 439.5933 | 493.6619 | 473.4892 | 538.5548 | System Position | 526.5486 | 532.5506 | 577.7619 | 612.4153 | 668.8892 | 688.0285 | 682.1138 | 710.9376 | 810.864
New EV2020 Wind | 0 | 0 | 0 | 0 | 33.28 | 33.28 | 33.28 | 33.28 | 33.28 | 33.28 | 33.28 | New EV2020 Wind | 33.28 | 33.28 | 33.28 | 33.28 | 33.28 | 33.28 | 33.28 | 33.28 | 33.28
System Position w/ New Wind | 102.6132 | 204.0736 | 266.05 | 367.1165 | 449.9352 | 504.3798 | 439.9265 | 472.8733 | 526.9419 | 506.7692 | 571.8348 | System Position w/ New Wind | 559.8286 | 565.8306 | 611.0419 | 645.6953 | 702.1692 | 721.3085 | 715.3938 | 744.2176 | 844.144
Available Front Office Transactions | 0 | 0 | 0 | 0 | 0 | 0 | 0 | 0 | 0 | 0 | 0 | Available Front Office Transactions | 0 | 0 | 0 | 0 | 0 | 0 | 0 | 0 | 0
Uncommitted FOT's to meet remaining Need | -102.6132 | -204.0736 | -266.05 | -367.1165 | -449.9352 | -504.3798 | -439.9265 | -472.8733 | -526.9419 | -506.7692 | -571.8348 | Uncommitted FOT's to meet remaining Need | -334.6619 | 0 | 0 | 0 | 0 | 0 | 0 | 0 | 0
Net Surplus (Deficit) | 0 | 0 | 0 | 0 | 0 | 0 | 0 | 0 | 0 | 0 | 0 | Net Surplus (Deficit) | 225.1667 | 565.8306 | 611.0419 | 645.6953 | 702.1692 | 721.3085 | 715.3938 | 744.2176 | 844.144
10 The DSM line includes selected Class 2 DSM from the 2017 IRP Update Preferred Portfolio, and the 2017 IRP Preferred Portfolio.

## Tbl 4.9 Winter Delta
Table 4.9 –Winter Peak – System Capacity Load and Resource Balance without Resource Additions, 2017 IRP Update less 2017 IRP (Megawatts) 12
Calendar Year | 2017 | 2018 | 2019 | 2020 | 2021 | 2022 | 2023 | 2024 | 2025 | 2026 | Calendar Year | 2027 | 2028 | 2029 | 2030 | 2031 | 2032 | 2033 | 2034 | 2035 | 2036
East | [10 empty] | East
Thermal | -0.74 | -0.74 | -0.74 | -0.74 | -0.74 | -0.74 | -0.74 | -0.74 | 3.06 | 10.13 | Thermal | 10.13 | 10.13 | 10.13 | 10.13 | 11.37 | 11.37 | 11.87 | 11.87 | 11.87 | 11.87
Hydroelectric | 0 | -0.67 | -0.67 | -0.67 | -0.67 | -0.67 | -0.67 | -0.67 | -0.67 | -0.67 | Hydroelectric | -0.67 | -0.67 | -0.67 | -0.67 | -0.67 | -0.67 | -0.67 | -0.67 | -0.67 | -0.67
Renewable | -3.19 | -5.52 | -2.15 | -1.27 | -1.26 | -1.26 | -1.25 | -1.25 | -1.24 | -1.24 | Renewable | -1.23 | -1.22 | -1.22 | -1.11 | -1.11 | -1.1 | -1.1 | -1.09 | -1.09 | -1.08
Purchases | 0 | 0 | 0 | 0 | 0 | 0 | 0 | 0 | 0 | 0 | Purchases | 0 | 0 | 0 | 0 | 0 | 0 | 0 | 0 | 0 | 0
Qualifying Facilities | 3.1 | 3.1 | 62.1 | 63.23 | 76.63 | 77.81 | 77.7 | 77.59 | 77.49 | 76.92 | Qualifying Facilities | 76.81 | 76.72 | 76.6 | 76.49 | 76.4 | 76.28 | 76.19 | 76.08 | 77.62 | 66.13
Class 1 DSM | -21.2 | -21.2 | -21.2 | -21.2 | -21.2 | -21.2 | -21.2 | -21.2 | -21.2 | -21.2 | Class 1 DSM | -21.2 | -21.2 | -21.2 | -21.2 | -21.2 | -21.2 | -21.2 | -21.2 | -21.2 | -21.2
Sales | -2.8 | -2.8 | -2.8 | -2.8 | -2.8 | -2.8 | -2.8 | -2.8 | -2.8 | -2.8 | Sales | -2.8 | -2.8 | -2.8 | -2.8 | 0 | 0 | 0 | 0 | 0 | 0
Non-Owned Reserves | 2.6 | 2.6 | 2.6 | 2.6 | 2.6 | 2.6 | 2.6 | 2.6 | 2.6 | 2.6 | Non-Owned Reserves | 2.6 | 2.6 | 2.6 | 2.6 | 2.6 | 2.6 | 2.6 | 2.6 | 2.6 | 2.6
East Existing Resources | -22.23 | -25.23 | 37.14 | 39.15 | 52.56 | 53.74 | 53.64 | 53.53 | 57.24 | 63.74 | East Existing Resources | 63.64 | 63.56 | 63.44 | 63.44 | 67.39 | 67.28 | 67.69 | 67.59 | 69.13 | 57.65
Load | -37.525 | -59.969 | -101.68 | 24.509 | -107.986 | -125.772 | -146.66 | -142.788 | -51.47 | -130.597 | Load | -267.095 | -295.676 | -323.441 | -347.829 | -223.441 | -372.834 | -394.908 | -421.551 | -453.514 | -439.29
Private Generation | 12.125 | 20.069 | 29.38 | 35.391 | 38.186 | 40.272 | 41.76 | 43.488 | 46.27 | 50.097 | Private Generation | 54.195 | 58.276 | 64.541 | 72.629 | 80.441 | 88.834 | 97.608 | 106.651 | 114.914 | 122.19
Interruptible | 0 | 0 | 0 | 0 | 0 | 0 | 0 | 0 | 0 | 0 | Interruptible | 0 | 0 | 0 | 0 | 0 | 0 | 0 | 0 | 0 | 0
DSM | 61.49 | 75.98 | 89.4 | 102.38 | 109.28 | 114.71 | 122.36 | 130.51 | 134.78 | 141.12 | DSM | 148.13 | 153.09 | 158.64 | 161.11 | 164.24 | 167.11 | 168.75 | 169.52 | 170.23 | 170.98
East obligation | 36.09 | 36.08 | 17.1 | 162.28 | 39.48 | 29.21 | 17.46 | 31.21 | 129.58 | 60.62 | East obligation | -64.77 | -84.31 | -100.26 | -114.09 | 21.24 | -116.89 | -128.55 | -145.38 | -168.37 | -146.12
Planning Reserves (13%) | 4.6917 | 4.6904 | 2.223 | 21.0964 | 5.1324 | 3.7973 | 2.2698 | 4.0573 | 16.8454 | 7.8806 | Planning Reserves (13%) | -8.4201 | -10.9603 | -13.0338 | -14.8317 | 2.7612 | -15.1957 | -16.7115 | -18.8994 | -21.8881 | -18.9956
East Obligation + Reserves | 40.7817 | 40.7704 | 19.323 | 183.3764 | 44.6124 | 33.0073 | 19.7298 | 35.2673 | 146.4254 | 68.5006 | East Obligation + Reserves | -73.1901 | -95.2703 | -113.2938 | -128.9217 | 24.0012 | -132.0857 | -145.2615 | -164.2794 | -190.2581 | -165.1156
East Position | -63.0117 | -66.0004 | 17.817 | -144.2264 | 7.9476 | 20.7327 | 33.9102 | 18.2627 | -89.1854 | -4.7606 | East Position | 136.8301 | 158.8303 | 176.7338 | 192.3617 | 43.3888 | 199.3657 | 212.9515 | 231.8694 | 259.3881 | 222.7656
Available Front Office Transactions | 0 | 0 | 0 | 0 | 0 | 0 | 0 | 0 | 0 | 0 | Available Front Office Transactions | 0 | 0 | 0 | 0 | 0 | 0 | 0 | 0 | 0 | 0
West | [10 empty] | West
Thermal | 7.21 | 7.21 | 7.21 | 7.21 | 7.21 | 7.21 | 7.21 | 7.21 | 7.21 | 7.21 | Thermal | 7.21 | 7.21 | 7.21 | 7.21 | 7.21 | 7.21 | 7.21 | 7.21 | 7.21 | 7.21
Hydroelectric | 0 | 2.25 | -0.07 | 2.2 | 1.1 | 2.12 | 2.94 | 4.38 | 0.23 | -1.52 | Hydroelectric | 10.22 | 4.75 | 4.75 | 4.75 | 4.75 | 4.75 | 4.76 | 4.75 | 4.75 | 4.75
Renewable | -1.2 | -2.38 | 2.76 | 2.76 | 2.76 | 2.76 | 2.76 | 2.76 | 2.76 | 2.76 | Renewable | 2.76 | 2.76 | 2.76 | 2.76 | 2.76 | 2.76 | 2.76 | 2.76 | 2.76 | 2.76
Purchases | 0 | 0 | 0 | 0 | 0 | 0 | 0 | 0 | 0 | 0 | Purchases | 0 | 0 | 0 | 0 | 0 | 0 | 0 | 0 | 0 | 0
Qualifying Facilities | 30.62 | 31.75 | 16.46 | 22.63 | 4.48 | 0.58 | 0.58 | -0.07 | -0.08 | -0.07 | Qualifying Facilities | -0.08 | -0.07 | -0.08 | -0.07 | -0.04 | -0.04 | -0.04 | -0.04 | -0.04 | 0
Class 1 DSM | 0 | 0 | 0 | 0 | 0 | 0 | 0 | 0 | 0 | 0 | Class 1 DSM | 0 | 0 | 0 | 0 | 0 | 0 | 0 | 0 | 0 | 0
Sales | 0 | 0 | 0 | 0 | 0 | 0 | 0 | 0 | 0 | 0 | Sales | 0 | 0 | 0 | 0 | 0 | 0 | 0 | 0 | 0 | 0
Non-Owned Reserves | -0.9 | -0.9 | -0.9 | -0.9 | -0.9 | -0.9 | -0.9 | -0.9 | -0.9 | -0.9 | Non-Owned Reserves | -0.9 | -0.9 | -0.9 | -0.9 | -0.9 | -0.9 | -0.9 | -0.9 | -0.9 | -0.9
West Existing Resources | 35.73 | 37.93 | 25.46 | 33.9 | 14.65 | 11.77 | 12.59 | 13.38 | 9.22 | 7.48 | West Existing Resources | 19.21 | 13.75 | 13.74 | 13.75 | 13.78 | 13.78 | 13.79 | 13.78 | 13.78 | 13.82
Load | 49.878 | 50.984 | 69.683 | -32.911 | 47.862 | 52.4 | 55.245 | 55.847 | -44.138 | -37.976 | Load | 48.837 | 57.424 | 61.205 | 69.058 | -44.597 | 50.651 | 55.83 | 59.557 | 62.884 | 91.732
Private Generation | 1.322 | 1.916 | 2.617 | 3.311 | 3.938 | 4.5 | 5.055 | 5.753 | 6.538 | 7.376 | Private Generation | 8.263 | 9.376 | 10.795 | 12.442 | 14.297 | 16.149 | 18.17 | 20.343 | 22.716 | 25.168
Interruptible | 0 | 0 | 0 | 0 | 0 | 0 | 0 | 0 | 0 | 0 | Interruptible | 0 | 0 | 0 | 0 | 0 | 0 | 0 | 0 | 0 | 0
DSM | 41.83 | 53.61 | 62.96 | 68.53 | 70.82 | 72.76 | 73.67 | 74.91 | 75.28 | 75.66 | DSM | 76.51 | 77.22 | 77.78 | 78.32 | 78.82 | 79.06 | 79.35 | 79.51 | 79.55 | 79.44
West obligation | 93.03 | 106.51 | 135.26 | 38.93 | 122.62 | 129.66 | 133.97 | 136.51 | 37.68 | 45.06 | West obligation | 133.61 | 144.02 | 149.78 | 159.82 | 48.52 | 145.86 | 153.35 | 159.41 | 165.15 | 196.34
Planning Reserves (13%) | 12.0939 | 13.8463 | 17.5838 | 5.0609 | 15.9406 | 16.8558 | 17.4161 | 17.7463 | 4.8984 | 5.8578 | Planning Reserves (13%) | 17.3693 | 18.7226 | 19.4714 | 20.7766 | 6.3076 | 18.9618 | 19.9355 | 20.7233 | 21.4695 | 25.5242
West Obligation + Reserves | 105.1239 | 120.3563 | 152.8438 | 43.9909 | 138.5606 | 146.5158 | 151.3861 | 154.2563 | 42.5784 | 50.9178 | West Obligation + Reserves | 150.9793 | 162.7426 | 169.2514 | 180.5966 | 54.8276 | 164.8218 | 173.2855 | 180.1333 | 186.6195 | 221.8642
West Position | -69.3939 | -82.4263 | -127.3838 | -10.0909 | -123.9106 | -134.7458 | -138.7961 | -140.8763 | -33.3584 | -43.4378 | West Position | -131.7693 | -148.9926 | -155.5114 | -166.8466 | -41.0476 | -151.0418 | -159.4955 | -166.3533 | -172.8395 | -208.0442
Available Front Office Transactions | 0 | 0 | 0 | 0 | 0 | 0 | 0 | 0 | 0 | 0 | Available Front Office Transactions | 0 | 0 | 0 | 0 | 0 | 0 | 0 | 0 | 0 | 0
System | [10 empty] | System
Total Resources | 13.5 | 12.7 | 62.6 | 73.05 | 67.21 | 65.51 | 66.23 | 66.91 | 66.46 | 71.22 | Total Resources | 82.85 | 77.31 | 77.18 | 77.19 | 81.17 | 81.06 | 81.48 | 81.37 | 82.91 | 71.47
Obligation | 129.12 | 142.59 | 152.36 | 201.21 | 162.1 | 158.87 | 151.43 | 167.72 | 167.26 | 105.68 | Obligation | 68.84 | 59.71 | 49.52 | 45.73 | 69.76 | 28.97 | 24.8 | 14.03 | -3.22 | 50.22
Reserves | 16.7856 | 18.5367 | 19.8068 | 26.1573 | 21.073 | 20.6531 | 19.6859 | 21.8036 | 21.7438 | 13.7384 | Reserves | 8.9492 | 7.7623 | 6.4376 | 5.9449 | 9.0688 | 3.7661 | 3.224 | 1.8239 | -0.4186 | 6.5286
Obligation + Reserves | 145.9056 | 161.1267 | 172.1668 | 227.3673 | 183.173 | 179.5231 | 171.1159 | 189.5236 | 189.0038 | 119.4184 | Obligation + Reserves | 77.7892 | 67.4723 | 55.9576 | 51.6749 | 78.8288 | 32.7361 | 28.024 | 15.8539 | -3.6386 | 56.7486
System Position | -132.4056 | -148.4267 | -109.5668 | -154.3173 | -115.963 | -114.0131 | -104.8859 | -122.6136 | -122.5438 | -48.1984 | System Position | 5.0608 | 9.8377 | 21.2224 | 25.5151 | 2.3412 | 48.3239 | 53.456 | 65.5161 | 86.5486 | 14.7214
New EV2020 Wind | 0 | 0 | 0 | 143.96 | 33.28 | 33.28 | 33.28 | 33.28 | 33.28 | 33.28 | New EV2020 Wind | 33.28 | 33.28 | 33.28 | 33.28 | 33.28 | 33.28 | 33.28 | 33.28 | 33.28 | 33.28
System Position w/ New Wind | -132.4056 | -148.4267 | -109.5668 | -10.3573 | -82.683 | -80.7331 | -71.6059 | -89.3336 | -89.2638 | -14.9184 | System Position w/ New Wind | 38.3408 | 43.1177 | 54.5024 | 58.7951 | 35.6212 | 81.6039 | 86.736 | 98.7961 | 119.8286 | 48.0014
Available Front Office Transactions | 0 | 0 | 0 | 0 | 0 | 0 | 0 | 0 | 0 | 0 | Available Front Office Transactions | 0 | 0 | 0 | 0 | 0 | 0 | 0 | 0 | 0 | 0
Uncommited FOT's to meet remaining Need | 0 | 0 | 0 | 0 | 0 | 0 | 0 | 0 | 0 | 0 | Uncommited FOT's to meet remaining Need | 0 | -43.1177 | -54.5024 | -58.7951 | -35.6212 | -81.6039 | 0 | 0 | 0 | 0
Net Surplus (Deficit) | -132.4056 | -148.4267 | -109.5668 | -10.3573 | -82.683 | -80.7331 | -71.6059 | -89.3336 | -89.2638 | -14.9184 | Net Surplus (Deficit) | 38.3408 | 0 | 0 | 0 | 0 | 0 | 86.736 | 98.7961 | 119.8286 | 48.0014
12 The DSM line includes selected Class 2 DSM from the 2017 IRP Update Preferred Portfolio, and the 2017 IRP Preferred Portfolio.

## PG-Load Correction
2017 IRP - Summer Load and Existing Resource Balance
Planning Reserve Margin = 13%
Calendar Year | 2017 | 2018 | 2019 | 2020 | 2021 | 2022 | 2023 | 2024 | 2025 | 2026 | 2027 | 2028 | 2029 | 2030 | 2031 | 2032 | 2033 | 2034 | 2035 | 2036
East
Load | 3.9812 | 9.9158 | 11.0115 | 19.8529 | 21.7211 | 23.0802 | 24.0104 | 25.078 | 26.8609 | 29.3463 | 31.8092 | 33.3468 | 40.1065 | 50.9053 | 59.6193 | 68.5527 | 76.9304 | 84.1758 | 87.0666 | 84.4745
Existing Resources:
Private Generation | -3.9812 | -9.9158 | -11.0115 | -19.8529 | -21.7211 | -23.0802 | -24.0104 | -25.078 | -26.8609 | -29.3463 | -31.8092 | -33.3468 | -40.1065 | -50.9053 | -59.6193 | -68.5527 | -76.9304 | -84.1758 | -87.0666 | -84.4745
Interruptible | 0 | 0 | 0 | 0 | 0 | 0 | 0 | 0 | 0 | 0 | 0 | 0 | 0 | 0 | 0 | 0 | 0 | 0 | 0 | 0
DSM | 0 | 0 | 0 | 0 | 0 | 0 | 0 | 0 | 0 | 0 | 0 | 0 | 0 | 0 | 0 | 0 | 0 | 0 | 0 | 0
East obligation | 0 | 0 | 0 | 0 | 0 | 0 | 0 | 0 | 0 | 0 | 0 | 0 | 0 | 0 | 0 | 0 | 0 | 0 | 0 | 0
West
Load | 5.1803 | 7.6191 | 9.559 | 12.1152 | 14.448 | 16.583 | 18.716 | 21.3508 | 24.3159 | 27.4911 | 30.7994 | 35.0048 | 40.5279 | 46.9591 | 54.2 | 61.2964 | 69.0189 | 77.2507 | 86.1975 | 95.2355
Existing Resources:
Private Generation | -5.1803 | -7.6191 | -9.559 | -12.1152 | -14.448 | -16.583 | -18.716 | -21.3508 | -24.3159 | -27.4911 | -30.7994 | -35.0048 | -40.5279 | -46.9591 | -54.2 | -61.2964 | -69.0189 | -77.2507 | -86.1975 | -95.2355
Interruptible | 0 | 0 | 0 | 0 | 0 | 0 | 0 | 0 | 0 | 0 | 0 | 0 | 0 | 0 | 0 | 0 | 0 | 0 | 0 | 0
DSM | 0 | 0 | 0 | 0 | 0 | 0 | 0 | 0 | 0 | 0 | 0 | 0 | 0 | 0 | 0 | 0 | 0 | 0 | 0 | 0
West obligation | 0 | 0 | 0 | 0 | 0 | 0 | 0 | 0 | 0 | 0 | 0 | 0 | 0 | 0 | 0 | 0 | 0 | 0 | 0 | 0
2017 IRP - Winter - Load and Existing Resource Balance
Planning Reserve Margin = 13%
Calendar Year | 2017 | 2018 | 2019 | 2020 | 2021 | 2022 | 2023 | 2024 | 2025 | 2026 | 2027 | 2028 | 2029 | 2030 | 2031 | 2032 | 2033 | 2034 | 2035 | 2036
East
Load | 1.3187 | 3.2852 | 5.5797 | 7.0416 | 7.7056 | 8.1907 | 8.5232 | 8.9063 | 9.5435 | 10.4343 | 11.3217 | 11.8704 | 14.2537 | 18.0568 | 21.1121 | 24.2149 | 27.0855 | 29.4983 | 30.2752 | 29.0466
Existing Resources:
Private Generation | -1.3187 | -3.2852 | -5.5797 | -7.0416 | -7.7056 | -8.1907 | -8.5232 | -8.9063 | -9.5435 | -10.4343 | -11.3217 | -11.8704 | -14.2537 | -18.0568 | -21.1121 | -24.2149 | -27.0855 | -29.4983 | -30.2752 | -29.0466
Interruptible | 0 | 0 | 0 | 0 | 0 | 0 | 0 | 0 | 0 | 0 | 0 | 0 | 0 | 0 | 0 | 0 | 0 | 0 | 0 | 0
DSM | 0 | 0 | 0 | 0 | 0 | 0 | 0 | 0 | 0 | 0 | 0 | 0 | 0 | 0 | 0 | 0 | 0 | 0 | 0 | 0
East obligation | 0 | 0 | 0 | 0 | 0 | 0 | 0 | 0 | 0 | 0 | 0 | 0 | 0 | 0 | 0 | 0 | 0 | 0 | 0 | 0
West
Load | 0.19428 | 0.36408 | 0.57001 | 0.7732 | 0.95596 | 1.12 | 1.281 | 1.4818 | 1.7099 | 1.9511 | 2.1644 | 2.5108 | 3.0649 | 3.7341 | 4.481 | 5.0814 | 5.6869 | 6.2617 | 6.8305 | 7.2495
Existing Resources:
Private Generation | -0.19428 | -0.36408 | -0.57001 | -0.7732 | -0.95596 | -1.12 | -1.281 | -1.4818 | -1.7099 | -1.9511 | -2.1644 | -2.5108 | -3.0649 | -3.7341 | -4.481 | -5.0814 | -5.6869 | -6.2617 | -6.8305 | -7.2495
Interruptible | 0 | 0 | 0 | 0 | 0 | 0 | 0 | 0 | 0 | 0 | 0 | 0 | 0 | 0 | 0 | 0 | 0 | 0 | 0 | 0
DSM | 0 | 0 | 0 | 0 | 0 | 0 | 0 | 0 | 0 | 0 | 0 | 0 | 0 | 0 | 0 | 0 | 0 | 0 | 0 | 0
West obligation | 0 | 0 | 0 | 0 | 0 | 0 | 0 | 0 | 0 | 0 | 0 | 0 | 0 | 0 | 0 | 0 | 0 | 0 | 0 | 0

## Summer-2017 IRP PP
2017 IRP - Summer Load and Existing Resource Balance
Planning Reserve Margin = 13%
Calendar Year | 2017 | 2018 | 2019 | 2020 | 2021 | 2022 | 2023 | 2024 | 2025 | 2026 | 2027 | 2028 | 2029 | 2030 | 2031 | 2032 | 2033 | 2034 | 2035 | 2036
East
Thermal | 6405.52 | 6405.52 | 6125.52 | 6125.52 | 5738.52 | 5738.52 | 5738.52 | 5738.52 | 5734.72 | 5645.35 | 5645.35 | 4883.35 | 4883.35 | 4526.35 | 4448.57 | 4448.57 | 4091.77 | 4091.77 | 4010.23 | 4010.23
Hydroelectric | 102.76 | 105.74 | 112.76 | 112.76 | 112.76 | 112.76 | 112.76 | 92.48 | 92.48 | 92.48 | 92.48 | 92.48 | 92.48 | 92.48 | 92.48 | 92.48 | 92.49 | 92.48 | 92.48 | 92.48
Renewable | 201.43 | 201.42 | 201.42 | 201.41 | 198.75 | 191.01 | 191 | 191 | 190.99 | 180.8 | 180.79 | 180.78 | 180.78 | 158.68 | 127.05 | 127.04 | 127.04 | 127.03 | 127.03 | 127.02
Purchases | 249.17 | 248.95 | 248.95 | 248.95 | 221.39 | 221.39 | 221.39 | 221.39 | 121.37 | 121.37 | 121.37 | 121.37 | 121.37 | 121.37 | 121.37 | 121.37 | 121.37 | 121.37 | 121.37 | 121.37
Qualifying Facilities | 656.4 | 645.86 | 689.46 | 681.43 | 672.43 | 660.78 | 656.83 | 602.76 | 597.76 | 593.56 | 589.95 | 586.33 | 579.84 | 576.2 | 572.7 | 561.93 | 529.91 | 513.53 | 505.87 | 453.71
Class 1 DSM | 323.3 | 323.3 | 323.3 | 323.3 | 323.3 | 323.3 | 323.3 | 323.3 | 323.3 | 323.3 | 323.3 | 323.3 | 323.3 | 323.3 | 323.3 | 323.3 | 323.3 | 323.3 | 323.3 | 323.3
Sales | -652.47 | -652.45 | -652.45 | -652.45 | -172.45 | -172.45 | -172.45 | -145.6 | -145.6 | -63.3 | -63.3 | -63.3 | -63.3 | -63.3 | 0 | 0 | 0 | 0 | 0 | 0
Non-Owned Reserves | -37.2 | -37.2 | -37.2 | -37.2 | -37.2 | -37.2 | -37.2 | -37.2 | -37.2 | -37.2 | -37.2 | -37.2 | -37.2 | -37.2 | -37.2 | -37.2 | -37.2 | -37.2 | -37.2 | -37.2
East Existing Resources | 7248.91 | 7241.14 | 7011.76 | 7003.72 | 7057.5 | 7038.11 | 7034.15 | 6986.65 | 6877.82 | 6856.36 | 6852.74 | 6087.11 | 6080.62 | 5697.88 | 5648.27 | 5637.49 | 5248.68 | 5232.28 | 5143.08 | 5090.91
East Total Resources | 7248.91 | 7241.14 | 7011.76 | 7003.72 | 7057.5 | 7038.11 | 7034.15 | 6986.65 | 6877.82 | 6856.36 | 6852.74 | 6087.11 | 6080.62 | 5697.88 | 5648.27 | 5637.49 | 5248.68 | 5232.28 | 5143.08 | 5090.91
Load | 7008.4698 | 7092.5532 | 7141.4705 | 7230.5411 | 7331.4449 | 7419.9688 | 7484.9416 | 7563.545 | 7661.4001 | 7662.5727 | 7741.9018 | 7808.3792 | 7910.5125 | 7992.8287 | 8091.9787 | 8230.3423 | 8315.8356 | 8375.8192 | 8497.2094 | 8636.3915
Private Generation | -32.5698 | -50.7532 | -72.0705 | -80.1411 | -86.1449 | -90.6688 | -93.9416 | -97.745 | -103.8001 | -112.0727 | -121.1018 | -130.9792 | -141.8125 | -153.7287 | -166.8787 | -181.4423 | -197.6356 | -215.7192 | -236.0094 | -258.8915
Interruptible | -195.04 | -195.04 | -195.04 | -195.04 | -195.04 | -195.04 | -195.04 | -195.04 | -195.04 | -195.04 | -195.04 | -195.04 | -195.04 | -195.04 | -195.04 | -195.04 | -195.04 | -195.04 | -195.04 | -195.04
DSM | -138.21 | -190.14 | -245.5 | -298.34 | -355.06 | -409.62 | -468.15 | -526.92 | -584.04 | -641.35 | -697.2 | -749.35 | -798.8 | -847.86 | -897.94 | -939.74 | -976.78 | -1008.14 | -1037.47 | -1067.37
East obligation | 6642.65 | 6656.62 | 6628.86 | 6657.02 | 6695.2 | 6724.64 | 6727.81 | 6743.84 | 6778.52 | 6714.11 | 6728.56 | 6733.01 | 6774.86 | 6796.2 | 6832.12 | 6914.12 | 6946.38 | 6956.92 | 7028.69 | 7115.09
Planning Reserves (13%) | 888.8997 | 890.7158 | 887.107 | 890.7678 | 895.7312 | 899.5584 | 899.9705 | 902.0544 | 906.5628 | 898.1895 | 900.068 | 900.6465 | 906.087 | 908.8612 | 913.5308 | 924.1908 | 928.3846 | 929.7548 | 939.0849 | 950.3169
East Obligation + Reserves | 7531.5497 | 7547.3358 | 7515.967 | 7547.7878 | 7590.9312 | 7624.1984 | 7627.7805 | 7645.8944 | 7685.0828 | 7612.2995 | 7628.628 | 7633.6565 | 7680.947 | 7705.0612 | 7745.6508 | 7838.3108 | 7874.7646 | 7886.6748 | 7967.7749 | 8065.4069
East Position | -282.6397 | -306.1958 | -504.207 | -544.0678 | -533.4312 | -586.0884 | -593.6305 | -659.2444 | -807.2628 | -755.9395 | -775.888 | -1546.5465 | -1600.327 | -2007.1812 | -2097.3808 | -2200.8208 | -2626.0846 | -2654.3948 | -2824.6949 | -2974.4969
Available Front Office Transactions | 318 | 318 | 318 | 318 | 318 | 318 | 318 | 318 | 318 | 318 | 318 | 318 | 318 | 318 | 318 | 318 | 318 | 318 | 318 | 318
West
Thermal | 2247.36 | 2247.36 | 2247.36 | 2247.36 | 2247.36 | 2247.36 | 2247.36 | 2247.36 | 2247.36 | 2247.36 | 2247.36 | 2247.36 | 1893.36 | 1893.36 | 1893.36 | 1893.36 | 1534.06 | 1534.06 | 1534.06 | 1534.06
Hydroelectric | 855.05 | 858.83 | 717.27 | 806.48 | 635.11 | 549.26 | 643.72 | 647.59 | 634.12 | 650.86 | 644.19 | 644.19 | 644.19 | 644.19 | 644.19 | 644.19 | 644.19 | 644.19 | 644.19 | 644.19
Renewable | 92.85 | 92.78 | 92.71 | 92.64 | 92.57 | 61.84 | 61.76 | 56.86 | 56.79 | 55.8 | 54.94 | 52.48 | 51.39 | 50.9 | 50.7 | 50.68 | 50.66 | 50.64 | 50.62 | 50.6
Purchases | 18.28 | 18.28 | 1.45 | 1.45 | 1.45 | 1.45 | 1.45 | 1.45 | 1.45 | 1.45 | 1.45 | 1.45 | 1.45 | 1.45 | 1.45 | 1.45 | 1.45 | 1.45 | 1.45 | 1.45
Qualifying Facilities | 194.67 | 199.92 | 202.44 | 207.26 | 198.15 | 194.56 | 185.78 | 184.75 | 183.92 | 181.95 | 149.72 | 148.54 | 138.03 | 133.23 | 132.45 | 98.68 | 97.34 | 96.8 | 96.27 | 94.08
Class 1 DSM | 3.18 | 3.18 | 3.18 | 3.18 | 0 | 0 | 0 | 0 | 0 | 0 | 0 | 0 | 0 | 0 | 0 | 0 | 0 | 0 | 0 | 0
Sales | -165.36 | -165.37 | -165.37 | -165.37 | -160.95 | -110.06 | -110.07 | -79.54 | -79.54 | -79.53 | -79.54 | -79.52 | -78.01 | -78 | -77.99 | -77.99 | -78.01 | -78 | -77.99 | -23.86
Non-Owned Reserves | -2.3 | -2.3 | -2.3 | -2.3 | -2.3 | -2.3 | -2.3 | -2.3 | -2.3 | -2.3 | -2.3 | -2.3 | -2.3 | -2.3 | -2.3 | -2.3 | -2.3 | -2.3 | -2.3 | -2.3
West Existing Resources | 3243.73 | 3252.68 | 3096.74 | 3190.7 | 3011.39 | 2942.11 | 3027.7 | 3056.17 | 3041.8 | 3055.59 | 3015.82 | 3012.2 | 2648.11 | 2642.83 | 2641.86 | 2608.07 | 2247.39 | 2246.84 | 2246.3 | 2298.22
Load | 3155.1247 | 3184.3509 | 3242.658 | 3255.4618 | 3276.217 | 3298.328 | 3319.336 | 3343.0482 | 3366.8251 | 3386.1419 | 3406.4366 | 3425.7192 | 3446.7011 | 3464.7949 | 3482.015 | 3498.0776 | 3516.2011 | 3530.7063 | 3548.1165 | 3565.2585
Private Generation | -1.1247 | -1.5509 | -2.058 | -2.5618 | -3.017 | -3.428 | -3.836 | -4.3482 | -4.9251 | -5.5419 | -6.2366 | -7.0192 | -7.9011 | -8.8949 | -10.015 | -11.2776 | -12.7011 | -14.3063 | -16.1165 | -18.1585
Interruptible | 0 | 0 | 0 | 0 | 0 | 0 | 0 | 0 | 0 | 0 | 0 | 0 | 0 | 0 | 0 | 0 | 0 | 0 | 0 | 0
DSM | -66.95 | -96.72 | -126.01 | -151.88 | -175.33 | -195.78 | -214.14 | -232.25 | -248.39 | -263.28 | -277.75 | -291.16 | -303.8 | -316.16 | -328.16 | -339.6 | -349.91 | -359.64 | -369.52 | -379.11
West obligation | 3087.05 | 3086.08 | 3114.59 | 3101.02 | 3097.87 | 3099.12 | 3101.36 | 3106.45 | 3113.51 | 3117.32 | 3122.45 | 3127.54 | 3135 | 3139.74 | 3143.84 | 3147.2 | 3153.59 | 3156.76 | 3162.48 | 3167.99
Planning Reserves (13%) | 401.3165 | 401.1904 | 404.8967 | 403.1326 | 402.7231 | 402.8856 | 403.1768 | 403.8385 | 404.7563 | 405.2516 | 405.9185 | 406.5802 | 407.55 | 408.1662 | 408.6992 | 409.136 | 409.9667 | 410.3788 | 411.1224 | 411.8387
West Obligation + Reserves | 3488.3665 | 3487.2704 | 3519.4867 | 3504.1526 | 3500.5931 | 3502.0056 | 3504.5368 | 3510.2885 | 3518.2663 | 3522.5716 | 3528.3685 | 3534.1202 | 3542.55 | 3547.9062 | 3552.5392 | 3556.336 | 3563.5567 | 3567.1388 | 3573.6024 | 3579.8287
West Position | -244.6365 | -234.5904 | -422.7467 | -313.4526 | -489.2031 | -559.8956 | -476.8368 | -454.1185 | -476.4663 | -466.9816 | -512.5485 | -521.9202 | -894.44 | -905.0762 | -910.6792 | -948.266 | -1316.1667 | -1320.2988 | -1327.3024 | -1281.6087
Available Front Office Transactions | 1351.5 | 1351.5 | 1351.5 | 1351.5 | 1351.5 | 1351.5 | 1351.5 | 1351.5 | 1351.5 | 1351.5 | 1351.5 | 1351.5 | 1351.5 | 1351.5 | 1351.5 | 1351.5 | 1351.5 | 1351.5 | 1351.5 | 1351.5
System
Total Resources | 10492.64 | 10493.82 | 10108.5 | 10194.42 | 10068.89 | 9980.22 | 10061.85 | 10042.82 | 9919.62 | 9911.95 | 9868.56 | 9099.31 | 8728.73 | 8340.71 | 8290.13 | 8245.56 | 7496.07 | 7479.12 | 7389.38 | 7389.13
Obligation | 9729.7 | 9742.7 | 9743.45 | 9758.04 | 9793.07 | 9823.76 | 9829.17 | 9850.29 | 9892.03 | 9831.43 | 9851.01 | 9860.55 | 9909.86 | 9935.94 | 9975.96 | 10061.32 | 10099.97 | 10113.68 | 10191.17 | 10283.08
Reserves | 1290.2162 | 1291.9062 | 1292.0037 | 1293.9004 | 1298.4543 | 1302.444 | 1303.1473 | 1305.8929 | 1311.3191 | 1303.4411 | 1305.9865 | 1307.2267 | 1313.637 | 1317.0274 | 1322.23 | 1333.3268 | 1338.3513 | 1340.1336 | 1350.2073 | 1362.1556
Obligation + Reserves | 11019.9162 | 11034.6062 | 11035.4537 | 11051.9404 | 11091.5243 | 11126.204 | 11132.3173 | 11156.1829 | 11203.3491 | 11134.8711 | 11156.9965 | 11167.7767 | 11223.497 | 11252.9674 | 11298.19 | 11394.6468 | 11438.3213 | 11453.8136 | 11541.3773 | 11645.2356
System Position | -527.2762 | -540.7862 | -926.9537 | -857.5204 | -1022.6343 | -1145.984 | -1070.4673 | -1113.3629 | -1283.7291 | -1222.9211 | -1288.4365 | -2068.4667 | -2494.767 | -2912.2574 | -3008.06 | -3149.0868 | -3942.2513 | -3974.6936 | -4151.9973 | -4256.1056
Available Front Office Transactions | 1669.5 | 1669.5 | 1669.5 | 1669.5 | 1669.5 | 1669.5 | 1669.5 | 1669.5 | 1669.5 | 1669.5 | 1669.5 | 1669.5 | 1669.5 | 1669.5 | 1669.5 | 1669.5 | 1669.5 | 1669.5 | 1669.5 | 1669.5
Net Surplus (Deficit) | 1142.2238 | 1128.7138 | 742.5463 | 811.9796 | 646.8657 | 523.516 | 599.0327 | 556.1371 | 385.7709 | 446.5789 | 381.0635 | -398.9667 | -825.267 | -1242.7574 | -1338.56 | -1479.5868 | -2272.7513 | -2305.1936 | -2482.4973 | -2586.6056
System Position by Category | 2017 | 2018 | 2019 | 2020 | 2021 | 2022 | 2023 | 2024 | 2025 | 2026 | 2027 | 2028 | 2029 | 2030 | 2031 | 2032 | 2033 | 2034 | 2035 | 2036
Thermal | 8652.88 | 8652.88 | 8372.88 | 8372.88 | 7985.88 | 7985.88 | 7985.88 | 7985.88 | 7982.08 | 7892.71 | 7892.71 | 7130.71 | 6776.71 | 6419.71 | 6341.93 | 6341.93 | 5625.83 | 5625.83 | 5544.29 | 5544.29
Hydroelectric | 957.81 | 964.57 | 830.03 | 919.24 | 747.87 | 662.02 | 756.48 | 740.07 | 726.6 | 743.34 | 736.67 | 736.67 | 736.67 | 736.67 | 736.67 | 736.67 | 736.68 | 736.67 | 736.67 | 736.67
Class 1 DSM | 326.48 | 326.48 | 326.48 | 326.48 | 323.3 | 323.3 | 323.3 | 323.3 | 323.3 | 323.3 | 323.3 | 323.3 | 323.3 | 323.3 | 323.3 | 323.3 | 323.3 | 323.3 | 323.3 | 323.3
Renewable | 294.28 | 294.2 | 294.13 | 294.05 | 291.32 | 252.85 | 252.76 | 247.86 | 247.78 | 236.6 | 235.73 | 233.26 | 232.17 | 209.58 | 177.75 | 177.72 | 177.7 | 177.67 | 177.65 | 177.62
Purchases | 267.45 | 267.23 | 250.4 | 250.4 | 222.84 | 222.84 | 222.84 | 222.84 | 122.82 | 122.82 | 122.82 | 122.82 | 122.82 | 122.82 | 122.82 | 122.82 | 122.82 | 122.82 | 122.82 | 122.82
Sales | -817.83 | -817.82 | -817.82 | -817.82 | -333.4 | -282.51 | -282.52 | -225.14 | -225.14 | -142.83 | -142.84 | -142.82 | -141.31 | -141.3 | -77.99 | -77.99 | -78.01 | -78 | -77.99 | -23.86
Non-Owned Reserves | -39.5 | -39.5 | -39.5 | -39.5 | -39.5 | -39.5 | -39.5 | -39.5 | -39.5 | -39.5 | -39.5 | -39.5 | -39.5 | -39.5 | -39.5 | -39.5 | -39.5 | -39.5 | -39.5 | -39.5
Qualifying Facilities | 851.07 | 845.78 | 891.9 | 888.69 | 870.58 | 855.34 | 842.61 | 787.51 | 781.68 | 775.51 | 739.67 | 734.87 | 717.87 | 709.43 | 705.15 | 660.61 | 627.25 | 610.33 | 602.14 | 547.79
Total Existing Resources | 10492.64 | 10493.82 | 10108.5 | 10194.42 | 10068.89 | 9980.22 | 10061.85 | 10042.82 | 9919.62 | 9911.95 | 9868.56 | 9099.31 | 8728.73 | 8340.71 | 8290.13 | 8245.56 | 7496.07 | 7479.12 | 7389.38 | 7389.13
Total Resources | 10492.64 | 10493.82 | 10108.5 | 10194.42 | 10068.89 | 9980.22 | 10061.85 | 10042.82 | 9919.62 | 9911.95 | 9868.56 | 9099.31 | 8728.73 | 8340.71 | 8290.13 | 8245.56 | 7496.07 | 7479.12 | 7389.38 | 7389.13
Load | 10163.5945 | 10276.9041 | 10384.1285 | 10486.0029 | 10607.6619 | 10718.2968 | 10804.2776 | 10906.5931 | 11028.2253 | 11048.7146 | 11148.3384 | 11234.0984 | 11357.2136 | 11457.6236 | 11573.9937 | 11728.4199 | 11832.0367 | 11906.5255 | 12045.326 | 12201.6499
Interruptible | -195.04 | -195.04 | -195.04 | -195.04 | -195.04 | -195.04 | -195.04 | -195.04 | -195.04 | -195.04 | -195.04 | -195.04 | -195.04 | -195.04 | -195.04 | -195.04 | -195.04 | -195.04 | -195.04 | -195.04
DSM | -205.16 | -286.86 | -371.51 | -450.22 | -530.39 | -605.4 | -682.29 | -759.17 | -832.43 | -904.63 | -974.95 | -1040.51 | -1102.6 | -1164.02 | -1226.1 | -1279.34 | -1326.69 | -1367.78 | -1406.99 | -1446.48
Total obligation | 9763.3945 | 9795.0041 | 9817.5785 | 9840.7429 | 9882.2319 | 9917.8568 | 9926.9476 | 9952.3831 | 10000.7553 | 9949.0446 | 9978.3484 | 9998.5484 | 10059.5736 | 10098.5636 | 10152.8537 | 10254.0399 | 10310.3067 | 10343.7055 | 10443.296 | 10560.1299
Planning Reserves (13%) | 1290.2162 | 1291.9062 | 1292.0037 | 1293.9004 | 1298.4543 | 1302.444 | 1303.1473 | 1305.8929 | 1311.3191 | 1303.4411 | 1305.9865 | 1307.2267 | 1313.637 | 1317.0274 | 1322.23 | 1333.3268 | 1338.3513 | 1340.1336 | 1350.2073 | 1362.1556
Total Reserves | 1290.2162 | 1291.9062 | 1292.0037 | 1293.9004 | 1298.4543 | 1302.444 | 1303.1473 | 1305.8929 | 1311.3191 | 1303.4411 | 1305.9865 | 1307.2267 | 1313.637 | 1317.0274 | 1322.23 | 1333.3268 | 1338.3513 | 1340.1336 | 1350.2073 | 1362.1556
End
Zone Positions | -108.5 | -97.5 | -457.5 | -380.7 | -983.3 | -1142.6 | -1055 | -1101.4 | -1167.1 | -1101.7 | -1133.3 | -1910.5 | -2334.9 | -2746.3 | -2840.2 | -2977.9 | -3768.2 | -3798.9 | -3974.4 | -4130.3
Difference | -418.7762 | -443.2862 | -469.4537 | -476.8204 | -39.3343 | -3.384 | -15.4673 | -11.9629 | -116.6291 | -121.2211 | -155.1365 | -157.9667 | -159.867 | -165.9574 | -167.86 | -171.1868 | -174.0513 | -175.7936 | -177.5973 | -125.8056
From Above | -7.5545 | -201.3841 | -778.5785 | -873.2429 | -1197.4219 | -1471.7368 | -1552.9776 | -1751.2031 | -2069.2953 | -2169.6546 | -2382.9884 | -3303.5584 | -3859.3436 | -4409.1936 | -4638.2237 | -4890.4599 | -5790.9167 | -5923.4455 | -6191.196 | -6387.2599
Gen | 9904.97 | 9911.65 | 9497.04 | 9586.17 | 9025.07 | 8900.75 | 8995.12 | 8973.81 | 8956.46 | 8872.65 | 8865.11 | 8100.64 | 7745.55 | 7365.96 | 7256.35 | 7256.32 | 6540.21 | 6540.17 | 6458.61 | 6458.58
Load | 10163.5945 | 10276.9041 | 10384.1285 | 10486.0029 | 10607.6619 | 10718.2968 | 10804.2776 | 10906.5931 | 11028.2253 | 11048.7146 | 11148.3384 | 11234.0984 | 11357.2136 | 11457.6236 | 11573.9937 | 11728.4199 | 11832.0367 | 11906.5255 | 12045.326 | 12201.6499
Net contract | 456.23 | 450.73 | 480.02 | 476.81 | 915.56 | 951.21 | 938.47 | 940.75 | 834.9 | 911.04 | 875.19 | 870.41 | 854.92 | 846.49 | 905.52 | 860.98 | 827.6 | 810.69 | 802.51 | 802.29
Load DSM | -205.16 | -286.86 | -371.51 | -450.22 | -530.39 | -605.4 | -682.29 | -759.17 | -832.43 | -904.63 | -974.95 | -1040.51 | -1102.6 | -1164.02 | -1226.1 | -1279.34 | -1326.69 | -1367.78 | -1406.99 | -1446.48
From Zone LR | 856.2 | 868.3 | 507.3 | 585.2 | -10.4 | -166.1 | -78.4 | -122.3 | -182.8 | -125.8 | -155.3 | -931.6 | -1350.1 | -1758.1 | -1847.2 | -1974 | -2759.5 | -2788.6 | -2954.2 | -3098.6
Gen | 10926.5 | 10945.3 | 10578.7 | 10665.6 | 10100 | 9971.1 | 10060.6 | 10034.8 | 10013.1 | 9924.8 | 9912.8 | 9143.9 | 8772.7 | 8388.8 | 8274.8 | 8231.8 | 7483.1 | 7466.4 | 7376.7 | 7322.8
Load | 10129.9 | 10224.6 | 10310 | 10403.3 | 10518.5 | 10624.2 | 10706.5 | 10804.5 | 10919.5 | 10931.1 | 11021 | 11096.1 | 11207.5 | 11295 | 11397.1 | 11535.7 | 11621.7 | 11676.5 | 11793.2 | 11924.6
Net contract | -145.6 | -145.6 | -145.6 | -145.6 | -145.6 | -145.6 | -145.6 | -145.6 | -145.6 | -63.3 | -63.3 | -63.3 | -63.3 | -63.3 | 0 | 0 | 0 | 0 | 0 | 0
Load DSM | -205.2 | -293.2 | -384.2 | -468.5 | -553.7 | -632.6 | -713.1 | -793 | -869.2 | -943.8 | -1016.2 | -1083.9 | -1148 | -1211.4 | -1275.1 | -1329.9 | -1379.1 | -1421.5 | -1462.3 | -1503.2
Difference | -419.7 | -437.32 | -456.04 | -457.02 | -13.77 | 26.46 | 18.59 | 25.36 | -76.14 | -77.81 | -109.2 | -109.55 | -108.93 | -113.05 | -112.93 | -114.5 | -115.29 | -115.54 | -115.58 | -61.93
Gen | -1021.53 | -1033.65 | -1081.66 | -1079.43 | -1074.93 | -1070.35 | -1065.48 | -1060.99 | -1056.64 | -1052.15 | -1047.69 | -1043.26 | -1027.15 | -1022.84 | -1018.45 | -975.48 | -942.89 | -926.23 | -918.09 | -864.22
Load | 33.6945 | 52.3041 | 74.1285 | 82.7029 | 89.1619 | 94.0968 | 97.7776 | 102.0931 | 108.7253 | 117.6146 | 127.3384 | 137.9984 | 149.7136 | 162.6236 | 176.8937 | 192.7199 | 210.3367 | 230.0255 | 252.126 | 277.0499
Net contract | 601.83 | 596.33 | 625.62 | 622.41 | 1061.16 | 1096.81 | 1084.07 | 1086.35 | 980.5 | 974.34 | 938.49 | 933.71 | 918.22 | 909.79 | 905.52 | 860.98 | 827.6 | 810.69 | 802.51 | 802.29
Load DSM | 0.04 | 6.34 | 12.69 | 18.28 | 23.31 | 27.2 | 30.81 | 33.83 | 36.77 | 39.17 | 41.25 | 43.39 | 45.4 | 47.38 | 49 | 50.56 | 52.41 | 53.72 | 55.31 | 56.72

## Winter-2017 IRP PP
2017 IRP - Winter - Load and Existing Resource Balance
Planning Reserve Margin = 13%
Calendar Year | 2017 | 2018 | 2019 | 2020 | 2021 | 2022 | 2023 | 2024 | 2025 | 2026 | 2027 | 2028 | 2029 | 2030 | 2031 | 2032 | 2033 | 2034 | 2035 | 2036
East
Thermal | 6513.52 | 6513.52 | 6233.52 | 6233.52 | 5846.52 | 5846.52 | 5846.52 | 5846.52 | 5842.72 | 5753.35 | 5753.35 | 4991.35 | 4991.35 | 4634.35 | 4556.57 | 4556.57 | 4199.77 | 4199.77 | 4118.23 | 4118.23
Hydroelectric | 71.34 | 72.27 | 72.27 | 72.27 | 72.27 | 72.27 | 72.27 | 72.27 | 72.27 | 72.27 | 72.27 | 72.27 | 72.27 | 72.27 | 72.27 | 72.27 | 72.27 | 72.27 | 72.27 | 72.27
Renewable | 201.43 | 201.42 | 201.42 | 198.76 | 191.01 | 191.01 | 191 | 191 | 190.99 | 180.8 | 180.79 | 180.78 | 165.14 | 127.05 | 127.05 | 127.04 | 127.04 | 127.03 | 127.03 | 127.02
Purchases | 734.06 | 734.06 | 734.06 | 734.06 | 234.59 | 234.59 | 234.59 | 121.37 | 121.37 | 121.37 | 121.37 | 121.37 | 121.37 | 121.37 | 121.37 | 121.37 | 121.37 | 121.37 | 121.37 | 121.37
Qualifying Facilities | 646.79 | 688.11 | 679.55 | 676.35 | 668.12 | 658.02 | 604.11 | 600.25 | 595.09 | 591.23 | 587.62 | 580.3 | 576.72 | 573.13 | 569.64 | 558.97 | 514.02 | 510.63 | 492.55 | 108.79
Class 1 DSM | 21.2 | 21.2 | 21.2 | 21.2 | 21.2 | 21.2 | 21.2 | 21.2 | 21.2 | 21.2 | 21.2 | 21.2 | 21.2 | 21.2 | 21.2 | 21.2 | 21.2 | 21.2 | 21.2 | 21.2
Sales | -170.02 | -170.02 | -170.02 | -170.02 | -170.02 | -170.02 | -170.02 | -145.6 | -145.6 | -63.3 | -63.3 | -63.3 | -63.3 | -63.3 | 0 | 0 | 0 | 0 | 0 | 0
Non-Owned Reserves | -37.2 | -37.2 | -37.2 | -37.2 | -37.2 | -37.2 | -37.2 | -37.2 | -37.2 | -37.2 | -37.2 | -37.2 | -37.2 | -37.2 | -37.2 | -37.2 | -37.2 | -37.2 | -37.2 | -37.2
East Existing Resources | 7981.12 | 8023.36 | 7734.8 | 7728.94 | 6826.49 | 6816.39 | 6762.47 | 6669.81 | 6660.84 | 6639.72 | 6636.1 | 5866.77 | 5847.55 | 5448.87 | 5430.9 | 5420.22 | 5018.47 | 5015.07 | 4915.45 | 4531.68
East Total Resources | 7981.12 | 8023.36 | 7734.8 | 7728.94 | 6826.49 | 6816.39 | 6762.47 | 6669.81 | 6660.84 | 6639.72 | 6636.1 | 5866.77 | 5847.55 | 5448.87 | 5430.9 | 5420.22 | 5018.47 | 5015.07 | 4915.45 | 4531.68
Load | 5550.2883 | 5617.1128 | 5685.8773 | 5597.4204 | 5769.5584 | 5847.4693 | 5923.4368 | 5956.3977 | 5919.3625 | 5923.9227 | 6080.9603 | 6167.7106 | 6251.8153 | 6313.7242 | 6243.1969 | 6439.5051 | 6517.4355 | 6600.5937 | 6692.1088 | 6721.0394
Existing Resources:
Private Generation | -10.7883 | -16.8128 | -23.8773 | -28.4204 | -30.5584 | -32.1693 | -33.3368 | -34.6977 | -36.8625 | -39.8227 | -43.0603 | -46.6106 | -50.5153 | -54.8242 | -59.5969 | -64.9051 | -70.8355 | -77.4937 | -85.0088 | -93.5394
Interruptible | -195.04 | -195.04 | -195.04 | -195.04 | -195.04 | -195.04 | -195.04 | -195.04 | -195.04 | -195.04 | -195.04 | -195.04 | -195.04 | -195.04 | -195.04 | -195.04 | -195.04 | -195.04 | -195.04 | -195.04
Existing Class2 DSM | -91.98 | -131.54 | -173.38 | -212.98 | -255.92 | -297.35 | -340.22 | -383.35 | -425.49 | -469.24 | -511.02 | -549.9 | -587.15 | -624.03 | -661.09 | -691.95 | -719.29 | -742.48 | -764.13 | -786.26
East obligation | 5252.48 | 5273.72 | 5293.58 | 5160.98 | 5288.04 | 5322.91 | 5354.84 | 5343.31 | 5261.97 | 5219.82 | 5331.84 | 5376.16 | 5419.11 | 5439.83 | 5327.47 | 5487.61 | 5532.27 | 5585.58 | 5647.93 | 5646.2
Planning Reserves (13%) | 708.1776 | 710.9388 | 713.5206 | 696.2826 | 712.8004 | 717.3335 | 721.4844 | 719.9855 | 709.4113 | 703.9318 | 718.4944 | 724.256 | 729.8395 | 732.5331 | 717.9263 | 738.7445 | 744.5503 | 751.4806 | 759.5861 | 759.3612
East Reserves | 708.1776 | 710.9388 | 713.5206 | 696.2826 | 712.8004 | 717.3335 | 721.4844 | 719.9855 | 709.4113 | 703.9318 | 718.4944 | 724.256 | 729.8395 | 732.5331 | 717.9263 | 738.7445 | 744.5503 | 751.4806 | 759.5861 | 759.3612
East Obligation + Reserves | 5960.6576 | 5984.6588 | 6007.1006 | 5857.2626 | 6000.8404 | 6040.2435 | 6076.3244 | 6063.2955 | 5971.3813 | 5923.7518 | 6050.3344 | 6100.416 | 6148.9495 | 6172.3631 | 6045.3963 | 6226.3545 | 6276.8203 | 6337.0606 | 6407.5161 | 6405.5612
East Position | 2020.4624 | 2038.7012 | 1727.6994 | 1871.6774 | 825.6496 | 776.1465 | 686.1456 | 606.5145 | 689.4587 | 715.9682 | 585.7656 | -233.646 | -301.3995 | -723.4931 | -614.4963 | -806.1345 | -1258.3503 | -1321.9906 | -1492.0661 | -1873.8812
Available Front Office Transactions | 318 | 318 | 318 | 318 | 318 | 318 | 318 | 318 | 318 | 318 | 318 | 318 | 318 | 318 | 318 | 318 | 318 | 318 | 318 | 318
West
Thermal | 2308.36 | 2308.36 | 2308.36 | 2308.36 | 2308.36 | 2308.36 | 2308.36 | 2308.36 | 2308.36 | 2308.36 | 2308.36 | 2308.36 | 1954.36 | 1954.36 | 1954.36 | 1954.36 | 1595.06 | 1595.06 | 1595.06 | 1595.06
Hydroelectric | 992.7 | 914.79 | 943.36 | 937.48 | 784.29 | 781.94 | 782.6 | 779.07 | 786.27 | 785.83 | 783.59 | 783.59 | 783.59 | 783.59 | 783.59 | 783.59 | 783.59 | 783.59 | 783.59 | 783.59
Renewable | 92.82 | 92.76 | 92.68 | 92.62 | 92.54 | 61.81 | 61.75 | 56.84 | 56.22 | 55.36 | 53.49 | 52.16 | 51.15 | 50.81 | 50.7 | 50.68 | 50.66 | 50.64 | 50.62 | 50.6
Purchases | 5.76 | 1.45 | 1.45 | 1.45 | 1.45 | 1.45 | 1.45 | 1.45 | 1.45 | 1.45 | 1.45 | 1.45 | 1.45 | 1.45 | 1.45 | 1.45 | 1.45 | 1.45 | 1.45 | 1.45
Qualifying Facilities | 200.48 | 191.89 | 195.02 | 196.99 | 190.11 | 182.66 | 176.6 | 175.72 | 174.9 | 171 | 144.01 | 143.21 | 133.65 | 132.81 | 102.42 | 97.59 | 97.06 | 96.52 | 95.5 | 11.22
Class 1 DSM | 0 | 0 | 0 | 0 | 0 | 0 | 0 | 0 | 0 | 0 | 0 | 0 | 0 | 0 | 0 | 0 | 0 | 0 | 0 | 0
Sales | -161.55 | -161.57 | -161.57 | -153.79 | -153.74 | -113.15 | -113.18 | -81.21 | -81.21 | -81.24 | -81.22 | -81.21 | -77.97 | -78.01 | -77.99 | -77.98 | -77.97 | -77.99 | -78.02 | -78.02
Non-Owned Reserves | -2.3 | -2.3 | -2.3 | -2.3 | -2.3 | -2.3 | -2.3 | -2.3 | -2.3 | -2.3 | -2.3 | -2.3 | -2.3 | -2.3 | -2.3 | -2.3 | -2.3 | -2.3 | -2.3 | -2.3
West Existing Resources | 3436.27 | 3345.38 | 3377 | 3380.81 | 3220.71 | 3220.77 | 3215.28 | 3237.93 | 3243.69 | 3238.46 | 3207.38 | 3205.26 | 2843.93 | 2842.71 | 2812.23 | 2807.39 | 2447.55 | 2446.97 | 2445.9 | 2361.6
West Total Resources | 3436.27 | 3345.38 | 3377 | 3380.81 | 3220.71 | 3220.77 | 3215.28 | 3237.93 | 3243.69 | 3238.46 | 3207.38 | 3205.26 | 2843.93 | 2842.71 | 2812.23 | 2807.39 | 2447.55 | 2446.97 | 2445.9 | 2361.6
Load | 3263.5247 | 3290.3509 | 3305.258 | 3415.7618 | 3359.217 | 3377.728 | 3398.736 | 3415.7482 | 3540.0251 | 3556.6419 | 3496.3366 | 3512.3192 | 3534.7011 | 3542.3949 | 3675.715 | 3601.6776 | 3622.4011 | 3642.2063 | 3661.1165 | 3646.8585
Existing Resources:
Private Generation | -1.1247 | -1.5509 | -2.058 | -2.5618 | -3.017 | -3.428 | -3.836 | -4.3482 | -4.9251 | -5.5419 | -6.2366 | -7.0192 | -7.9011 | -8.8949 | -10.015 | -11.2776 | -12.7011 | -14.3063 | -16.1165 | -18.1585
Interruptible | 0 | 0 | 0 | 0 | 0 | 0 | 0 | 0 | 0 | 0 | 0 | 0 | 0 | 0 | 0 | 0 | 0 | 0 | 0 | 0
DSM | -73.94 | -109.1 | -143.44 | -173.71 | -201.18 | -225.03 | -246.39 | -267.45 | -286.18 | -303.61 | -320.9 | -336.91 | -351.97 | -366.74 | -381.08 | -395.11 | -407.9 | -420.08 | -432.66 | -444.81 | 0
West obligation | 3188.46 | 3179.7 | 3159.76 | 3239.49 | 3155.02 | 3149.27 | 3148.51 | 3143.95 | 3248.92 | 3247.49 | 3169.2 | 3168.39 | 3174.83 | 3166.76 | 3284.62 | 3195.29 | 3201.8 | 3207.82 | 3212.34 | 3183.89
Planning Reserves (13%) | 414.4998 | 413.361 | 410.7688 | 421.1337 | 410.1526 | 409.4051 | 409.3063 | 408.7135 | 422.3596 | 422.1737 | 411.996 | 411.8907 | 412.7279 | 411.6788 | 427.0006 | 415.3877 | 416.234 | 417.0166 | 417.6042 | 413.9057
West Reserves | 414.4998 | 413.361 | 410.7688 | 421.1337 | 410.1526 | 409.4051 | 409.3063 | 408.7135 | 422.3596 | 422.1737 | 411.996 | 411.8907 | 412.7279 | 411.6788 | 427.0006 | 415.3877 | 416.234 | 417.0166 | 417.6042 | 413.9057
West Obligation + Reserves | 3602.9598 | 3593.061 | 3570.5288 | 3660.6237 | 3565.1726 | 3558.6751 | 3557.8163 | 3552.6635 | 3671.2796 | 3669.6637 | 3581.196 | 3580.2807 | 3587.5579 | 3578.4388 | 3711.6206 | 3610.6777 | 3618.034 | 3624.8366 | 3629.9442 | 3597.7957
West Position | -166.6898 | -247.681 | -193.5288 | -279.8137 | -344.4626 | -337.9051 | -342.5363 | -314.7335 | -427.5896 | -431.2037 | -373.816 | -375.0207 | -743.6279 | -735.7288 | -899.3906 | -803.2877 | -1170.484 | -1177.8666 | -1184.0442 | -1236.1957
Available Front Office Transactions | 1351.5 | 1351.5 | 1351.5 | 1351.5 | 1351.5 | 1351.5 | 1351.5 | 1351.5 | 1351.5 | 1351.5 | 1351.5 | 1351.5 | 1351.5 | 1351.5 | 1351.5 | 1351.5 | 1351.5 | 1351.5 | 1351.5 | 1351.5
System
Total Resources | 11417.39 | 11368.74 | 11111.8 | 11109.75 | 10047.2 | 10037.16 | 9977.75 | 9907.74 | 9904.53 | 9878.18 | 9843.48 | 9072.03 | 8691.48 | 8291.58 | 8243.13 | 8227.61 | 7466.02 | 7462.04 | 7361.35 | 6893.28
Obligation | 8440.94 | 8453.42 | 8453.34 | 8400.47 | 8443.06 | 8472.18 | 8503.35 | 8487.26 | 8510.89 | 8467.31 | 8501.04 | 8544.55 | 8593.94 | 8606.59 | 8612.09 | 8682.9 | 8734.07 | 8793.4 | 8860.27 | 8830.09
Reserves | 1122.6774 | 1124.2998 | 1124.2894 | 1117.4163 | 1122.953 | 1126.7386 | 1130.7907 | 1128.699 | 1131.7709 | 1126.1055 | 1130.4904 | 1136.1467 | 1142.5674 | 1144.2119 | 1144.9269 | 1154.1322 | 1160.7843 | 1168.4972 | 1177.1903 | 1173.2669
Obligation + Reserves | 9563.6174 | 9577.7198 | 9577.6294 | 9517.8863 | 9566.013 | 9598.9186 | 9634.1407 | 9615.959 | 9642.6609 | 9593.4155 | 9631.5304 | 9680.6967 | 9736.5074 | 9750.8019 | 9757.0169 | 9837.0322 | 9894.8543 | 9961.8972 | 10037.4603 | 10003.3569
System Position | 1853.7726 | 1791.0202 | 1534.1706 | 1591.8637 | 481.187 | 438.2414 | 343.6093 | 291.781 | 261.8691 | 284.7645 | 211.9496 | -608.6667 | -1045.0274 | -1459.2219 | -1513.8869 | -1609.4222 | -2428.8343 | -2499.8572 | -2676.1103 | -3110.0769
Available Front Office Transactions | 1669.5 | 1669.5 | 1669.5 | 1669.5 | 1669.5 | 1669.5 | 1669.5 | 1669.5 | 1669.5 | 1669.5 | 1669.5 | 1669.5 | 1669.5 | 1669.5 | 1669.5 | 1669.5 | 1669.5 | 1669.5 | 1669.5 | 1669.5
Net Surplus (Deficit) | 3523.2726 | 3460.5202 | 3203.6706 | 3261.3637 | 2150.687 | 2107.7414 | 2013.1093 | 1961.281 | 1931.3691 | 1954.2645 | 1881.4496 | 1060.8333 | 624.4726 | 210.2781 | 155.6131 | 60.0778 | -759.3343 | -830.3572 | -1006.6103 | -1440.5769
System Position by Category | 2017 | 2018 | 2019 | 2020 | 2021 | 2022 | 2023 | 2024 | 2025 | 2026 | 2027 | 2028 | 2029 | 2030 | 2031 | 2032 | 2033 | 2034 | 2035 | 2036
Thermal | 8821.88 | 8821.88 | 8541.88 | 8541.88 | 8154.88 | 8154.88 | 8154.88 | 8154.88 | 8151.08 | 8061.71 | 8061.71 | 7299.71 | 6945.71 | 6588.71 | 6510.93 | 6510.93 | 5794.83 | 5794.83 | 5713.29 | 5713.29
Hydroelectric | 1064.04 | 987.06 | 1015.63 | 1009.75 | 856.56 | 854.21 | 854.87 | 851.34 | 858.54 | 858.1 | 855.86 | 855.86 | 855.86 | 855.86 | 855.86 | 855.86 | 855.86 | 855.86 | 855.86 | 855.86
Class 1 DSM | 21.2 | 21.2 | 21.2 | 21.2 | 21.2 | 21.2 | 21.2 | 21.2 | 21.2 | 21.2 | 21.2 | 21.2 | 21.2 | 21.2 | 21.2 | 21.2 | 21.2 | 21.2 | 21.2 | 21.2
Renewable | 294.25 | 294.18 | 294.1 | 291.38 | 283.55 | 252.82 | 252.75 | 247.84 | 247.21 | 236.16 | 234.28 | 232.94 | 216.29 | 177.86 | 177.75 | 177.72 | 177.7 | 177.67 | 177.65 | 177.62
Purchases | 739.82 | 735.51 | 735.51 | 735.51 | 236.04 | 236.04 | 236.04 | 122.82 | 122.82 | 122.82 | 122.82 | 122.82 | 122.82 | 122.82 | 122.82 | 122.82 | 122.82 | 122.82 | 122.82 | 122.82
Sales | -331.57 | -331.59 | -331.59 | -323.81 | -323.76 | -283.17 | -283.2 | -226.81 | -226.81 | -144.54 | -144.52 | -144.51 | -141.27 | -141.31 | -77.99 | -77.98 | -77.97 | -77.99 | -78.02 | -78.02
Non-Owned Reserves | -39.5 | -39.5 | -39.5 | -39.5 | -39.5 | -39.5 | -39.5 | -39.5 | -39.5 | -39.5 | -39.5 | -39.5 | -39.5 | -39.5 | -39.5 | -39.5 | -39.5 | -39.5 | -39.5 | -39.5
Qualifying Facilities | 847.27 | 880 | 874.57 | 873.34 | 858.23 | 840.68 | 780.71 | 775.97 | 769.99 | 762.23 | 731.63 | 723.51 | 710.37 | 705.94 | 672.06 | 656.56 | 611.08 | 607.15 | 588.05 | 120.01
Total Existing Resources | 11417.39 | 11368.74 | 11111.8 | 11109.75 | 10047.2 | 10037.16 | 9977.75 | 9907.74 | 9904.53 | 9878.18 | 9843.48 | 9072.03 | 8691.48 | 8291.58 | 8243.13 | 8227.61 | 7466.02 | 7462.04 | 7361.35 | 6893.28
Total Resources | 11417.39 | 11368.74 | 11111.8 | 11109.75 | 10047.2 | 10037.16 | 9977.75 | 9907.74 | 9904.53 | 9878.18 | 9843.48 | 9072.03 | 8691.48 | 8291.58 | 8243.13 | 8227.61 | 7466.02 | 7462.04 | 7361.35 | 6893.28
Load | 8813.813 | 8907.4637 | 8991.1353 | 9013.1822 | 9128.7754 | 9225.1973 | 9322.1728 | 9372.1458 | 9459.3876 | 9480.5646 | 9577.2969 | 9680.0298 | 9786.5164 | 9856.1191 | 9918.9119 | 10041.1827 | 10139.8366 | 10242.7999 | 10353.2254 | 10367.8979
Interruptible | -195.04 | -195.04 | -195.04 | -195.04 | -195.04 | -195.04 | -195.04 | -195.04 | -195.04 | -195.04 | -195.04 | -195.04 | -195.04 | -195.04 | -195.04 | -195.04 | -195.04 | -195.04 | -195.04 | -195.04
Existing DSM | -165.92 | -240.64 | -316.82 | -386.69 | -457.1 | -522.38 | -586.61 | -650.8 | -711.67 | -772.85 | -831.92 | -886.81 | -939.12 | -990.77 | -1042.17 | -1087.06 | -1127.19 | -1162.56 | -1196.79 | -1231.07
Total obligation | 8452.853 | 8471.7837 | 8479.2753 | 8431.4522 | 8476.6354 | 8507.7773 | 8540.5228 | 8526.3058 | 8552.6776 | 8512.6746 | 8550.3369 | 8598.1798 | 8652.3564 | 8670.3091 | 8681.7019 | 8759.0827 | 8817.6066 | 8885.1999 | 8961.3954 | 8941.7879
Planning Reserves (13%) | 1122.6774 | 1124.2998 | 1124.2894 | 1117.4163 | 1122.953 | 1126.7386 | 1130.7907 | 1128.699 | 1131.7709 | 1126.1055 | 1130.4904 | 1136.1467 | 1142.5674 | 1144.2119 | 1144.9269 | 1154.1322 | 1160.7843 | 1168.4972 | 1177.1903 | 1173.2669
Total Reserves | 1122.6774 | 1124.2998 | 1124.2894 | 1117.4163 | 1122.953 | 1126.7386 | 1130.7907 | 1128.699 | 1131.7709 | 1126.1055 | 1130.4904 | 1136.1467 | 1142.5674 | 1144.2119 | 1144.9269 | 1154.1322 | 1160.7843 | 1168.4972 | 1177.1903 | 1173.2669
End
Zone Positions | 1328.3 | 1286.4 | 1033.5 | 1089.1 | 490.7 | 421.8 | 383.9 | 390.5 | 363.6 | 390.4 | 345.1 | -474.1 | -912.2 | -1325.5 | -1379.6 | -1472.3 | -2290.5 | -2360.9 | -2536 | -2969.5
Difference | 525.4726 | 504.6202 | 500.6706 | 502.7637 | -9.513 | 16.4414 | -40.2907 | -98.719 | -101.7309 | -105.6355 | -133.1504 | -134.5667 | -132.8274 | -133.7219 | -134.2869 | -137.1222 | -138.3343 | -138.9572 | -140.1103 | -140.5769
From Above | 2611.497 | 2394.4763 | 1977.6847 | 1883.7178 | 635.1646 | 463.4227 | 242.8072 | 58.6342 | -92.6876 | -201.3946 | -391.8969 | -1320.9698 | -1860.3164 | -2381.4691 | -2544.1119 | -2726.7927 | -3627.1666 | -3769.4799 | -4014.8254 | -4531.8479
Gen | 10180.17 | 10103.12 | 9851.61 | 9843.01 | 9294.99 | 9261.91 | 9262.5 | 9254.06 | 9256.83 | 9155.97 | 9151.85 | 8388.51 | 8017.86 | 7622.43 | 7544.54 | 7544.51 | 6828.39 | 6828.36 | 6746.8 | 6746.77
Load | 8813.813 | 8907.4637 | 8991.1353 | 9013.1822 | 9128.7754 | 9225.1973 | 9322.1728 | 9372.1458 | 9459.3876 | 9480.5646 | 9577.2969 | 9680.0298 | 9786.5164 | 9856.1191 | 9918.9119 | 10041.1827 | 10139.8366 | 10242.7999 | 10353.2254 | 10367.8979
Net contract | 1411.06 | 1439.46 | 1434.03 | 1440.58 | 926.05 | 949.09 | 889.09 | 827.52 | 821.54 | 896.05 | 865.47 | 857.36 | 847.46 | 842.99 | 872.43 | 856.94 | 811.47 | 807.52 | 788.39 | 320.35
Load DSM | -165.92 | -240.64 | -316.82 | -386.69 | -457.1 | -522.38 | -586.61 | -650.8 | -711.67 | -772.85 | -831.92 | -886.81 | -939.12 | -990.77 | -1042.17 | -1087.06 | -1127.19 | -1162.56 | -1196.79 | -1231.07
From Zone LR | 2430.8 | 2390 | 2136.9 | 2185.4 | 1592.3 | 1527 | 1492.8 | 1497.3 | 1473.3 | 1494.5 | 1453.2 | 639.7 | 207.6 | -204.2 | -257.4 | -341.1 | -1153 | -1215.8 | -1382.4 | -1819.9
Gen | 11212.4 | 11181.6 | 10925.9 | 10919.3 | 10366.6 | 10329 | 10324.8 | 10311.8 | 10310.2 | 10204.9 | 10196.3 | 9425.7 | 9042.1 | 8642.4 | 8530.6 | 8517.1 | 7755.7 | 7751.7 | 7651.3 | 7183.2
Load | 8801.9 | 8889.1 | 8965.2 | 8982.2 | 9095.2 | 9189.6 | 9285 | 9333.1 | 9417.6 | 9435.2 | 9528 | 9626.4 | 9728.1 | 9792.4 | 9849.3 | 9965 | 10056.3 | 10151 | 10252.1 | 10256.2
Net contract | -145.6 | -145.6 | -145.6 | -145.6 | -145.6 | -145.6 | -145.6 | -145.6 | -145.6 | -63.3 | -63.3 | -63.3 | -63.3 | -63.3 | 0 | 0 | 0 | 0 | 0 | 0
Load DSM | -165.9 | -243.1 | -321.8 | -393.9 | -466.5 | -533.2 | -598.6 | -664.2 | -726.3 | -788.1 | -848.2 | -903.7 | -956.9 | -1009.1 | -1061.3 | -1106.8 | -1147.6 | -1183.5 | -1218.4 | -1253.1
Difference | 524.43 | 506.58 | 505.34 | 509.89 | 0.04 | 27.6 | -27.61 | -84.62 | -86.23 | -89.58 | -115.68 | -116.53 | -113.48 | -113.68 | -113.63 | -115.65 | -115.84 | -115.82 | -116.11 | -116.08
Gen | -1032.23 | -1078.48 | -1074.29 | -1076.29 | -1071.61 | -1067.09 | -1062.3 | -1057.74 | -1053.37 | -1048.93 | -1044.45 | -1037.19 | -1024.24 | -1019.97 | -986.06 | -972.59 | -927.31 | -923.34 | -904.5 | -436.43
Load | 11.913 | 18.3637 | 25.9353 | 30.9822 | 33.5754 | 35.5973 | 37.1728 | 39.0458 | 41.7876 | 45.3646 | 49.2969 | 53.6298 | 58.4164 | 63.7191 | 69.6119 | 76.1827 | 83.5366 | 91.7999 | 101.1254 | 111.6979
Net contract | 1556.66 | 1585.06 | 1579.63 | 1586.18 | 1071.65 | 1094.69 | 1034.69 | 973.12 | 967.14 | 959.35 | 928.77 | 920.66 | 910.76 | 906.29 | 872.43 | 856.94 | 811.47 | 807.52 | 788.39 | 320.35
Load DSM | -0.02 | 2.46 | 4.98 | 7.21 | 9.4 | 10.82 | 11.99 | 13.4 | 14.63 | 15.25 | 16.28 | 16.89 | 17.78 | 18.33 | 19.13 | 19.74 | 20.41 | 20.94 | 21.61 | 22.03