## Appendix B.1
Appendix B.1
Avoided Cost Prices $/MWh
Utah 2017.Q1 Sch 38
|  | Thermal | Solar Tracking | Wind | Thermal | Thermal
| Year | Avoided Cost at | Avoided Cost at | Avoided Cost at | Utah 2016.Q4
|  | 85.0% CF (2) | 31.1% CF (2) | 31.0% CF (2) | Filing | Difference
| 2018 | 19.8232 | 19.25 | 18.0909 | 23.2854 | -3.4622
| 2019 | 18.2312 | 16.8689 | 16.8315 | 19.8059 | -1.5748
| 2020 | 16.7188 | 14.6466 | 16.2121 | 18.6875 | -1.9687
| 2021 | 17.8038 | 15.9268 | 16.4005 | 19.3056 | -1.5018
| 2022 | 18.6566 | 16.8811 | 16.8718 | 20.9363 | -2.2798
| 2023 | 21.1682 | 18.5897 | 21.4484 | 23.2037 | -2.0355
| 2024 | 22.4988 | 19.7092 | 20.5997 | 25.8326 | -3.3338
| 2025 | 24.173 | 20.4364 | 22.9414 | 28.5758 | -4.4028
| 2026 | 24.2278 | 20.8585 | 22.7736 | 32.7347 | -8.5069
| 2027 | 25.5617 | 22.1572 | 23.6741 | 35.4893 | -9.9276
| 2028 | 28.7304 | 23.2787 | 27.3917 | 35.1746 | -6.4441
| 2029 | 31.9062 | 24.4936 | 30.9409 | 37.9995 | -6.0933
| 2030 | 35.5974 | 27.1957 | 34.6065 | 54.0509 | -18.4535
| 2031 | 37.7025 | 28.23 | 36.4942 | 55.6142 | -17.9117
| 2032 | 39.4138 | 29.7784 | 38.5834 | 57.1474 | -17.7336
| 15-Year Levelized Prices (Nominal) @ 6.570% Discount Rate (1) (3) | [5 empty] | Discount Rate - 2015 IRP Page 141
2018-2032 | $/MWh | 23.68 | 20.07 | 22.44 | 29.42 | -5.74 | 6.66%
Footnotes:
(1) Discount Rate - 2017 IRP
(2) Total Avoided Costs with Capacity, based on stated CF
(3) 15-Years: 2018 - 2032
(4) Levelized Monthly
(5) Levelized Annually. Monthly calculation is more accurate
when the QF has seasonal variation, or begins mid-year.

## Table 1
Appendix B
Table 1
| Avoided Cost Prices | [8 empty] | Capacity Contribution
| Utah 2017.Q1 Sch 38 Thermal - 100.0 MW and 85.0% CF | [8 empty] | 15.8% | 15.8% | 15.8% | 100% | 100% | 100% | 100% | 100% | 53.86% | 59.67%
|  |  |  | Total Price @ |  | Capacity Contribution |  |  |  | Deferral (Capacity Contribution MW) | [9 empty] | Deferral (Nameplate MW) | [9 empty] | Resource Cost ($/kw-year) | [9 empty] | Deferred Cost (Millions $/year)
|  | Capacity | Energy | 85% |  | Type | East | West |  | IRP17 Aeolus Wind | IRP17 Dave Johnston Wind | IRP17 Goshen Wind 2 | IRP17 - 2029 - 30 MW Geothermal West | IRP17 - 2029 - 200 MW SCCT - Utah N | IRP17 - 2030 - 436 MW CCCT - West M | IRP17 - 2033 - 477 MW CCCT - Wyo NE | IRP17 - 2033 - 200 MW SCCT - Wyo NE | IRP17 Yakima Solar | IRP17 Utah South Solar | IRP17 Aeolus Wind | IRP17 Dave Johnston Wind | IRP17 Goshen Wind 2 | IRP17 - 2029 - 30 MW Geothermal West | IRP17 - 2029 - 200 MW SCCT - Utah N | IRP17 - 2030 - 436 MW CCCT - West M | IRP17 - 2033 - 477 MW CCCT - Wyo NE | IRP17 - 2033 - 200 MW SCCT - Wyo NE | IRP17 Yakima Solar | IRP17 Utah South Solar | IRP17 Aeolus Wind | IRP17 Dave Johnston Wind | IRP17 Goshen Wind 2 | IRP17 - 2029 - 30 MW Geothermal West | IRP17 - 2029 - 200 MW SCCT - Utah N | IRP17 - 2030 - 436 MW CCCT - West M | IRP17 - 2033 - 477 MW CCCT - Wyo NE | IRP17 - 2033 - 200 MW SCCT - Wyo NE | IRP17 Yakima Solar | IRP17 Utah South Solar | IRP17 Aeolus Wind | IRP17 Dave Johnston Wind | IRP17 Goshen Wind 2 | IRP17 - 2029 - 30 MW Geothermal West | IRP17 - 2029 - 200 MW SCCT - Utah N | IRP17 - 2030 - 436 MW CCCT - West M | IRP17 - 2033 - 477 MW CCCT - Wyo NE | IRP17 - 2033 - 200 MW SCCT - Wyo NE | IRP17 Yakima Solar | IRP17 Utah South Solar | Total Capacity Deferral
| Year | Price | Only Price | Capacity Factor
|  | $/kW-yr | $/MWh (2) | $/MWh |  | Wind | 15.8% | 11.78% |  | MW | MW | MW | MW | MW | MW | MW | MW | MW | MW | MW | MW | MW | MW | MW | MW | MW | MW | MW | MW | $/kw-year | $/kw-year | $/kw-year | $/kw-year | $/kw-year | $/kw-year | $/kw-year | $/kw-year | $/kw-year | $/kw-year | Millions $/year | Millions $/year | Millions $/year | Millions $/year | Millions $/year | Millions $/year | Millions $/year | Millions $/year | Millions $/year | Millions $/year | Millions $/year
[6 empty] | Fixed | 37.91% | 53.86%
| 2018 | 0 | 19.8232 | 19.8232 |  | Tracking | 59.67% | 64.8% | 2018 | 0 | 0 | 0 | 0 | 0 | 0 | 0 | 0 | 0 | 0 | 0 | 0 | 0 | 0 | 0 | 0 | 0 | 0 | 0 | 0 | 95.55 | 169.96 | 172.89 | 638.48 | 108.82 | 161.84 | 165.76 | 142.96 | 154.79 | 160.46 | 0 | 0 | 0 | 0 | 0 | 0 | 0 | 0 | 0 | 0 | 0
| 2019 | 0 | 18.2312 | 18.2312 |  | Gas | 100% | 100% | 2019 | 0 | 0 | 0 | 0 | 0 | 0 | 0 | 0 | 0 | 0 | 0 | 0 | 0 | 0 | 0 | 0 | 0 | 0 | 0 | 0 | 97.46 | 173.36 | 176.36 | 651.29 | 111 | 165.07 | 169.11 | 145.83 | 157.89 | 163.68 | 0 | 0 | 0 | 0 | 0 | 0 | 0 | 0 | 0 | 0 | 0
| 2020 | 0 | 16.7188 | 16.7188 |  | Hydro | 100% | 100% | 2020 | 0 | 0 | 0 | 0 | 0 | 0 | 0 | 0 | 0 | 0 | 0 | 0 | 0 | 0 | 0 | 0 | 0 | 0 | 0 | 0 | 99.51 | 177.06 | 180.14 | 665.2 | 113.37 | 168.64 | 172.72 | 148.95 | 161.27 | 167.17 | 0 | 0 | 0 | 0 | 0 | 0 | 0 | 0 | 0 | 0 | 0
| 2021 | 0 | 17.8038 | 17.8038 |  |  |  |  | 2021 | 0 | 0 | 0 | 0 | 0 | 0 | 0 | 0 | 0 | 0 | 0 | 0 | 0 | 0 | 0 | 0 | 0 | 0 | 0 | 0 | 101.78 | 181.05 | 184.19 | 680.14 | 115.9 | 172.43 | 176.57 | 152.28 | 164.89 | 170.92 | 0 | 0 | 0 | 0 | 0 | 0 | 0 | 0 | 0 | 0 | 0
| 2022 | 0 | 18.6566 | 18.6566 |  |  |  |  | 2022 | 0 | 0 | 0 | 0 | 0 | 0 | 0 | 0 | 0 | 0 | 0 | 0 | 0 | 0 | 0 | 0 | 0 | 0 | 0 | 0 | 104.07 | 185.15 | 188.34 | 695.48 | 118.52 | 176.32 | 180.58 | 155.72 | 168.62 | 174.78 | 0 | 0 | 0 | 0 | 0 | 0 | 0 | 0 | 0 | 0 | 0
| 2023 | 0 | 21.1682 | 21.1682 |  |  |  |  | 2023 | 0 | 0 | 0 | 0 | 0 | 0 | 0 | 0 | 0 | 0 | 0 | 0 | 0 | 0 | 0 | 0 | 0 | 0 | 0 | 0 | 106.46 | 189.43 | 192.67 | 711.53 | 121.26 | 180.37 | 184.75 | 159.32 | 172.5 | 178.81 | 0 | 0 | 0 | 0 | 0 | 0 | 0 | 0 | 0 | 0 | 0
| 2024 | 0 | 22.4988 | 22.4988 |  |  |  |  | 2024 | 0 | 0 | 0 | 0 | 0 | 0 | 0 | 0 | 0 | 0 | 0 | 0 | 0 | 0 | 0 | 0 | 0 | 0 | 0 | 0 | 108.92 | 193.82 | 197.13 | 727.98 | 124.06 | 184.52 | 189.03 | 163 | 176.48 | 182.94 | 0 | 0 | 0 | 0 | 0 | 0 | 0 | 0 | 0 | 0 | 0
| 2025 | 0 | 24.173 | 24.173 |  |  |  |  | 2025 | 0 | 0 | 0 | 0 | 0 | 0 | 0 | 0 | 0 | 0 | 0 | 0 | 0 | 0 | 0 | 0 | 0 | 0 | 0 | 0 | 111.45 | 198.33 | 201.7 | 744.81 | 126.95 | 188.83 | 193.4 | 166.79 | 180.58 | 187.17 | 0 | 0 | 0 | 0 | 0 | 0 | 0 | 0 | 0 | 0 | 0
| 2026 | 0 | 24.2278 | 24.2278 |  |  |  |  | 2026 | 0 | 0 | 0 | 0 | 0 | 0 | 0 | 0 | 0 | 0 | 0 | 0 | 0 | 0 | 0 | 0 | 0 | 0 | 0 | 0 | 114 | 202.88 | 206.33 | 761.89 | 129.86 | 193.18 | 197.83 | 170.6 | 184.72 | 191.46 | 0 | 0 | 0 | 0 | 0 | 0 | 0 | 0 | 0 | 0 | 0
| 2027 | 0 | 25.5617 | 25.5617 |  |  |  |  | 2027 | 0 | 0 | 0 | 0 | 0 | 0 | 0 | 0 | 0 | 0 | 0 | 0 | 0 | 0 | 0 | 0 | 0 | 0 | 0 | 0 | 116.65 | 207.58 | 211.1 | 779.52 | 132.88 | 197.66 | 202.38 | 174.56 | 188.99 | 195.9 | 0 | 0 | 0 | 0 | 0 | 0 | 0 | 0 | 0 | 0 | 0
| 2028 | 0 | 28.7304 | 28.7304 |  |  |  |  | 2028 | 0 | 0 | 0 | 0 | 0 | 0 | 0 | 0 | 0 | 0 | 0 | 0 | 0 | 0 | 0 | 0 | 0 | 0 | 0 | 0 | 119.35 | 212.4 | 216.01 | 797.63 | 135.97 | 202.26 | 207.11 | 178.62 | 193.38 | 200.46 | 0 | 0 | 0 | 0 | 0 | 0 | 0 | 0 | 0 | 0 | 0
| 2029 | 0 | 31.9062 | 31.9062 |  |  |  |  | 2029 | 0 | 0 | 0 | 0 | 0 | 0 | 0 | 0 | 0 | 0 | 0 | 0 | 0 | 0 | 0 | 0 | 0 | 0 | 0 | 0 | 122.17 | 217.43 | 221.12 | 816.52 | 139.18 | 207.03 | 212.02 | 182.83 | 197.96 | 205.19 | 0 | 0 | 0 | 0 | 0 | 0 | 0 | 0 | 0 | 0 | 0
| 2030 | 0 | 35.5974 | 35.5974 |  |  |  |  | 2030 | 0 | 0 | 0 | 0 | 0 | 0 | 0 | 0 | 0 | 0 | 0 | 0 | 0 | 0 | 0 | 0 | 0 | 0 | 0 | 0 | 125.09 | 222.59 | 226.38 | 835.97 | 142.51 | 211.93 | 217.05 | 187.19 | 202.69 | 210.07 | 0 | 0 | 0 | 0 | 0 | 0 | 0 | 0 | 0 | 0 | 0
| 2031 | 0 | 37.7025 | 37.7025 |  |  |  |  | 2031 | 0 | 0 | 0 | 0 | 0 | 0 | 0 | 0 | 0 | 0 | 0 | 0 | 0 | 0 | 0 | 0 | 0 | 0 | 0 | 0 | 128.1 | 227.93 | 231.81 | 856.05 | 145.94 | 217.05 | 222.25 | 191.69 | 207.55 | 215.13 | 0 | 0 | 0 | 0 | 0 | 0 | 0 | 0 | 0 | 0 | 0
| 2032 | 0 | 39.4138 | 39.4138 |  |  |  |  | 2032 | 0 | 0 | 0 | 0 | 0 | 0 | 0 | 0 | 0 | 0 | 0 | 0 | 0 | 0 | 0 | 0 | 0 | 0 | 0 | 0 | 131.17 | 233.41 | 237.39 | 876.69 | 149.43 | 222.28 | 227.56 | 196.29 | 212.54 | 220.31 | 0 | 0 | 0 | 0 | 0 | 0 | 0 | 0 | 0 | 0 | 0
| 2033 | 0 | 43.978 | 43.978 |  |  |  |  | 2033 | 0 | 0 | 0 | 0 | 0 | 0 | 0 | 0 | 0 | 0 | 0 | 0 | 0 | 0 | 0 | 0 | 0 | 0 | 0 | 0 | 134.32 | 239.05 | 243.13 | 897.87 | 153.04 | 227.66 | 233.09 | 201.04 | 217.69 | 225.65 | 0 | 0 | 0 | 0 | 0 | 0 | 0 | 0 | 0 | 0 | 0
| 2034 | 0 | 47.4589 | 47.4589 |  |  |  |  | 2034 | 0 | 0 | 0 | 0 | 0 | 0 | 0 | 0 | 0 | 0 | 0 | 0 | 0 | 0 | 0 | 0 | 0 | 0 | 0 | 0 | 137.57 | 244.83 | 249.02 | 919.61 | 156.75 | 233.17 | 238.74 | 205.91 | 222.95 | 231.1 | 0 | 0 | 0 | 0 | 0 | 0 | 0 | 0 | 0 | 0 | 0
| 2035 | 0 | 54.0368 | 54.0368 |  |  |  |  | 2035 | 0 | 0 | 0 | 0 | 0 | 0 | 0 | 0 | 0 | 0 | 0 | 0 | 0 | 0 | 0 | 0 | 0 | 0 | 0 | 0 | 140.87 | 250.74 | 255.04 | 941.83 | 160.53 | 238.79 | 244.5 | 210.88 | 228.33 | 236.69 | 0 | 0 | 0 | 0 | 0 | 0 | 0 | 0 | 0 | 0 | 0
| 2036 | 0 | 57.9719 | 57.9719 |  |  |  |  | 2036 | 0 | 0 | 0 | 0 | 0 | 0 | 0 | 0 | 0 | 0 | 0 | 0 | 0 | 0 | 0 | 0 | 0 | 0 | 0 | 0 | 144.27 | 256.82 | 261.24 | 964.76 | 164.43 | 244.62 | 250.43 | 216.01 | 233.88 | 242.45 | 0 | 0 | 0 | 0 | 0 | 0 | 0 | 0 | 0 | 0 | 0
| 2037 | 0 | 59.542 | 59.542 |  |  |  |  | 2037 | 0 | 0 | 0 | 0 | 0 | 0 | 0 | 0 | 0 | 0 | 0 | 0 | 0 | 0 | 0 | 0 | 0 | 0 | 0 | 0 | 147.75 | 263.04 | 267.58 | 988.16 | 168.43 | 250.59 | 256.47 | 221.26 | 239.57 | 248.35 | 0 | 0 | 0 | 0 | 0 | 0 | 0 | 0 | 0 | 0 | 0
2018-2032 | 15 year Levelized Prices (Nominal) @ 6.57% Discount Rate (1) (3) |  |  |  | Discount Rate - 2017 IRP
| $/kW | 0 |  |  | 6.57%
| $/MWh |  | 23.681 | 23.681
2020-2034 | 15 year Levelized Prices (Nominal) @ 6.57% Discount Rate (1) (3) |  |  |  | Discount Rate - 2017 IRP
| $/kW | 0 |  |  | 6.57%
| $/MWh |  | 26.564 | 26.564
Footnotes:
(1) Discount Rate - 2017 IRP
(2) 'Energy Only' is the GRID calculated costs and includes some capacity costs.
(3) Levelized Monthly

## Table 2
Appendix B
Table 2
Avoided Energy Costs - Scheduled Hours ($/MWh)
Utah 2017.Q1 Sch 38 Thermal - 100.0 MW and 85.0% CF
Year |  | Winter Season |  |  |  |  | Summer Season |  |  |  | Winter Season
| Annual | Jan | Feb | Mar | Apr | May | Jun | Jul | Aug | Sep | Oct | Nov | Dec
Energy Only
2017 |  | Summer Season Jun: 16.1725; Summer Season Jul: 21.4608; Summer Season Aug: 21.024; Summer Season Sep: 17.0854; Winter Season Oct: 17.6601; Winter Season Nov: 17.5232; Winter Season Dec: 18.8358
2018 | 19.8232 | 22.6817 | 23.7637 | 21.6242 | 17.8043 | 16.5542 | 16.6374 | 20.996 | 21.1631 | 18.335 | 18.4698 | 18.7244 | 21.2547
2019 | 18.2312 | 20.8804 | 18.4039 | 17.7802 | 15.5691 | 14.5928 | 15.8838 | 21.2777 | 20.3734 | 17.825 | 18.3931 | 17.7897 | 19.8326
2020 | 16.7188 | 17.323 | 17.8554 | 16.9699 | 15.1097 | 13.832 | 13.5904 | 17.0339 | 17.9752 | 18.0451 | 17.0511 | 16.2073 | 19.5793
2021 | 17.8038 | 19.7052 | 18.0162 | 18.1695 | 15.0965 | 14.5287 | 14.4032 | 17.0199 | 18.0747 | 18.7807 | 17.9906 | 18.1459 | 23.5803
2022 | 18.6566 | 18.4773 | 19.5805 | 19.1737 | 16.2643 | 15.4337 | 15.3554 | 18.5605 | 19.1226 | 19.9833 | 19.8509 | 19.685 | 22.3731
2023 | 21.1682 | 30.6958 | 18.9391 | 19.8274 | 16.7457 | 17.8914 | 17.7109 | 20.4968 | 21.4309 | 21.8238 | 23.8017 | 20.1578 | 24.0161
2024 | 22.4988 | 21.9879 | 24.9818 | 21.8702 | 18.2898 | 19.4922 | 20.1688 | 22.344 | 24.143 | 22.1394 | 26.0392 | 22.3721 | 26.0909
2025 | 24.173 | 26.0858 | 24.1324 | 23.7731 | 21.2576 | 20.7726 | 21.2869 | 24.738 | 25.3932 | 23.6916 | 24.9118 | 26.2866 | 27.6082
2026 | 24.2278 | 27.587 | 25.2584 | 23.7305 | 21.1057 | 21.2128 | 22.1297 | 24.6564 | 24.8645 | 25.7281 | 25.199 | 24.9296 | 24.3342
2027 | 25.5617 | 24.9909 | 25.0567 | 29.8744 | 22.5075 | 22.1 | 22.5354 | 25.8376 | 26.0599 | 26.7777 | 27.1171 | 25.6697 | 28.0108
2028 | 28.7304 | 28.0697 | 28.7903 | 27.8028 | 25.1521 | 25.2503 | 25.2268 | 30.6169 | 31.1703 | 30.3556 | 31.1122 | 28.863 | 32.1871
2029 | 31.9062 | 33.5831 | 32.0454 | 30.8746 | 26.6936 | 27.0917 | 26.8589 | 33.1404 | 34.5988 | 33.7345 | 34.413 | 32.5639 | 37.0393
2030 | 35.5974 | 38.3482 | 38.4932 | 33.7674 | 29.2731 | 29.1745 | 29.1927 | 37.3199 | 38.929 | 36.6213 | 37.2902 | 36.6945 | 42.0024
2031 | 37.7025 | 41.8663 | 41.3885 | 35.7545 | 31.0834 | 30.875 | 33.2406 | 39.2418 | 40.6073 | 38.2427 | 38.353 | 37.6228 | 44.168
2032 | 39.4138 | 43.5092 | 42.4342 | 36.8839 | 32.1139 | 32.6424 | 31.726 | 41.8366 | 42.6455 | 40.3065 | 41.4247 | 40.1168 | 47.0894
2033 | 43.978 | 48.569 | 48.5631 | 40.4633 | 34.838 | 34.9111 | 34.6823 | 45.2328 | 50.173 | 44.8066 | 44.8884 | 46.1324 | 54.4214
2034 | 47.4589 | 54.7007 | 52.4106 | 44.1403 | 38.0349 | 38.4084 | 36.7546 | 50.7562 | 54.3205 | 45.7726 | 48.6518 | 49.9207 | 55.4904
2035 | 54.0368 | 56.5676 | 57.0915 | 49.9962 | 44.1222 | 44.8949 | 44.6196 | 63.1156 | 65.3956 | 54.5067 | 55.3421 | 54.0947 | 58.3839
2036 | 57.9719 | 59.1574 | 59.6368 | 52.9669 | 47.9725 | 48.3568 | 47.5295 | 67.3062 | 69.3783 | 59.8624 | 59.8371 | 59.8478 | 63.3807
2037 | 0 | 0 | 0 | 0 | 0 | 0 | 0 | 0 | 0 | 0 | 0 | 0 | 0
|  | 31 | 28 | 31 | 30 | 31 | 30 | 31 | 31 | 30 | 31 | 30 | 31

## Table 4
Appendix B
Table 4
Burnertip Natural Gas Price Forecast |  |  |  | Quote Date
Utah 2017.Q1 Sch 38 Thermal - 100.0 MW and 85.0% CF |  |  |  | 2017-03-31
PacifiCorp
| Delivered | Delivered | Delivered
Year | IRP - Utah Greenfield | IRP West Side | IRP - Wyo NE
| Fuel Cost | Fuel Cost | Fuel Cost
2016 | 2.32 | 2.29 | 2.35
2017 | 2.95 | 2.97 | 2.97 |  | IRP - Utah Greenfield | IRP West Side | IRP - Wyo NE |  |  | IRP West Side
2018 | 2.7 | 2.72 | 2.7 | Peak Type: | Delivered | Delivered | Delivered | Year | IRP - Utah Greenfield | Pacific NW | IRP - Wyo NE
2019 | 2.48 | 2.5 | 2.48 | 2016-01-01 | 2.2765 | 2.3298 | 2.2758 | 2016 | 47 | 43 | 46
2020 | 2.51 | 2.5 | 2.48 | 2016-02-01 | 1.8453 | 1.7802 | 1.829 | 2016
2021 | 2.56 | 2.52 | 2.53 | 2016-03-01 | 1.5255 | 1.4753 | 1.5765 | 2016
2022 | 2.58 | 2.53 | 2.55 | 2016-04-01 | 1.6911 | 1.5825 | 1.7513 | 2016
2023 | 3.02 | 2.91 | 2.99 | 2016-05-01 | 1.7311 | 1.6894 | 1.8005 | 2016
2024 | 3.64 | 3.5 | 3.61 | 2016-06-01 | 2.3389 | 2.2756 | 2.3648 | 2016
2025 | 3.84 | 3.78 | 3.81 | 2016-07-01 | 2.5811 | 2.549 | 2.6063 | 2016
2026 | 3.84 | 3.77 | 3.81 | 2016-08-01 | 2.6355 | 2.6323 | 2.6356 | 2016
2027 | 3.99 | 3.92 | 3.95 | 2016-09-01 | 2.7124 | 2.7264 | 2.7682 | 2016
2028 | 4.18 | 4.15 | 4.15 | 2016-10-01 | 2.6864 | 2.6567 | 2.75 | 2016
2029 | 4.5 | 4.51 | 4.47 | 2016-11-01 | 2.2697 | 2.2517 | 2.3067 | 2016
2030 | 4.85 | 4.88 | 4.81 | 2016-12-01 | 3.5125 | 3.5697 | 3.5519 | 2016
2031 | 5.07 | 5.11 | 5.04 | 2017-01-01 | 3.2525 | 3.3526 | 3.2802 | 2017
2032 | 5.31 | 5.38 | 5.28 | 2017-02-01 | 2.6307 | 2.6477 | 2.6686 | 2017
2033 | 5.65 | 5.76 | 5.62 | 2017-03-01 | 2.5702 | 2.5227 | 2.6204 | 2017
2034 | 5.93 | 6.02 | 5.9 | 2017-04-01 | 2.6571 | 2.6036 | 2.7065 | 2017
2035 | 6.25 | 6.29 | 6.23 | 2017-05-01 | 2.8076 | 2.8311 | 2.8346 | 2017
2036 | 6.73 | 6.8 | 6.7 | 2017-06-01 | 2.8755 | 2.9055 | 2.9027 | 2017
2037 | 6.93 | 7.05 | 6.9 | 2017-07-01 | 3.0076 | 3.0382 | 3.038 | 2017
2038 | 7.3 | 7.46 | 7.28 | 2017-08-01 | 3.0633 | 3.088 | 3.0631 | 2017
2039 | 7.56 | 7.75 | 7.54 | 2017-09-01 | 3.0454 | 3.0779 | 3.04 | 2017
2040 | 7.84 | 8.03 | 7.82 | 2017-10-01 | 3.0224 | 3.0453 | 3.0247 | 2017
2041 | 8.04 | 8.24 | 8.03 | 2017-11-01 | 3.1056 | 3.1196 | 3.0877 | 2017
2042 | 8.25 | 8.45 | 8.24 | 2017-12-01 | 3.3872 | 3.3619 | 3.3577 | 2017
|  |  |  | 2018-01-01 | 3.4117 | 3.3685 | 3.4233 | 2018
|  |  |  | 2018-02-01 | 3.3576 | 3.3151 | 3.3664 | 2018
|  |  |  | 2018-03-01 | 3.1133 | 3.1774 | 3.1031 | 2018
Official Forward Price Curve Forecast dated Mar 31, 2017 |  |  |  | 2018-04-01 | 2.4663 | 2.442 | 2.4995 | 2018
|  |  |  | 2018-05-01 | 2.3321 | 2.3877 | 2.3622 | 2018
|  |  |  | 2018-06-01 | 2.353 | 2.4108 | 2.3858 | 2018
|  |  |  | 2018-07-01 | 2.4602 | 2.4787 | 2.4626 | 2018
|  |  |  | 2018-08-01 | 2.4633 | 2.4943 | 2.4657 | 2018
|  |  |  | 2018-09-01 | 2.4413 | 2.4751 | 2.4462 | 2018
|  |  |  | 2018-10-01 | 2.4036 | 2.4882 | 2.4032 | 2018
|  |  |  | 2018-11-01 | 2.6566 | 2.7124 | 2.6266 | 2018
|  |  |  | 2018-12-01 | 2.8872 | 2.8618 | 2.8658 | 2018
|  |  |  | 2019-01-01 | 2.9046 | 2.9442 | 2.9089 | 2019
|  |  |  | 2019-02-01 | 2.8724 | 2.9176 | 2.892 | 2019
|  |  |  | 2019-03-01 | 2.7505 | 2.8452 | 2.767 | 2019
|  |  |  | 2019-04-01 | 2.2826 | 2.2182 | 2.2946 | 2019
|  |  |  | 2019-05-01 | 2.1913 | 2.1861 | 2.1977 | 2019
|  |  |  | 2019-06-01 | 2.2112 | 2.2182 | 2.2152 | 2019
|  |  |  | 2019-07-01 | 2.2699 | 2.3062 | 2.2792 | 2019
|  |  |  | 2019-08-01 | 2.2821 | 2.3284 | 2.2915 | 2019
|  |  |  | 2019-09-01 | 2.2755 | 2.3344 | 2.2823 | 2019
|  |  |  | 2019-10-01 | 2.3138 | 2.3595 | 2.3233 | 2019
|  |  |  | 2019-11-01 | 2.5689 | 2.6159 | 2.5359 | 2019
|  |  |  | 2019-12-01 | 2.7877 | 2.7662 | 2.7608 | 2019
|  |  |  | 2020-01-01 | 2.8816 | 2.8537 | 2.8525 | 2020
|  |  |  | 2020-02-01 | 2.852 | 2.8321 | 2.8407 | 2020
|  |  |  | 2020-03-01 | 2.7551 | 2.7718 | 2.7383 | 2020
|  |  |  | 2020-04-01 | 2.3036 | 2.2187 | 2.2157 | 2020
|  |  |  | 2020-05-01 | 2.226 | 2.2002 | 2.2146 | 2020
|  |  |  | 2020-06-01 | 2.2546 | 2.2409 | 2.2408 | 2020
|  |  |  | 2020-07-01 | 2.3184 | 2.3239 | 2.3074 | 2020
|  |  |  | 2020-08-01 | 2.3459 | 2.3711 | 2.335 | 2020
|  |  |  | 2020-09-01 | 2.3428 | 2.3781 | 2.3294 | 2020
|  |  |  | 2020-10-01 | 2.3786 | 2.4007 | 2.3678 | 2020
|  |  |  | 2020-11-01 | 2.6082 | 2.6522 | 2.5728 | 2020
|  |  |  | 2020-12-01 | 2.8061 | 2.7919 | 2.7716 | 2020
|  |  |  | 2021-01-01 | 2.9337 | 2.8874 | 2.8997 | 2021
|  |  |  | 2021-02-01 | 2.9189 | 2.8929 | 2.9027 | 2021
|  |  |  | 2021-03-01 | 2.8342 | 2.7943 | 2.8126 | 2021
|  |  |  | 2021-04-01 | 2.3597 | 2.2338 | 2.3361 | 2021
|  |  |  | 2021-05-01 | 2.2694 | 2.2153 | 2.248 | 2021
|  |  |  | 2021-06-01 | 2.3087 | 2.2489 | 2.2848 | 2021
|  |  |  | 2021-07-01 | 2.3495 | 2.3269 | 2.3284 | 2021
|  |  |  | 2021-08-01 | 2.375 | 2.3721 | 2.354 | 2021
|  |  |  | 2021-09-01 | 2.3928 | 2.3822 | 2.3694 | 2021
|  |  |  | 2021-10-01 | 2.4107 | 2.4048 | 2.3899 | 2021
|  |  |  | 2021-11-01 | 2.6587 | 2.6591 | 2.6184 | 2021
|  |  |  | 2021-12-01 | 2.852 | 2.8019 | 2.8177 | 2021
|  |  |  | 2022-01-01 | 2.9796 | 2.9025 | 2.9432 | 2022
|  |  |  | 2022-02-01 | 2.9556 | 2.904 | 2.9396 | 2022
|  |  |  | 2022-03-01 | 2.8678 | 2.8024 | 2.8438 | 2022
|  |  |  | 2022-04-01 | 2.3729 | 2.2369 | 2.334 | 2022
|  |  |  | 2022-05-01 | 2.2862 | 2.2192 | 2.2495 | 2022
|  |  |  | 2022-06-01 | 2.3199 | 2.255 | 2.2807 | 2022
|  |  |  | 2022-07-01 | 2.3704 | 2.3349 | 2.334 | 2022
|  |  |  | 2022-08-01 | 2.399 | 2.3832 | 2.3627 | 2022
|  |  |  | 2022-09-01 | 2.4092 | 2.3932 | 2.3704 | 2022
|  |  |  | 2022-10-01 | 2.4326 | 2.4139 | 2.3965 | 2022
|  |  |  | 2022-11-01 | 2.7051 | 2.6722 | 2.6522 | 2022
|  |  |  | 2022-12-01 | 2.8888 | 2.818 | 2.8392 | 2022
|  |  |  | 2023-01-01 | 3.0245 | 2.9366 | 2.9729 | 2023
|  |  |  | 2023-02-01 | 3.0061 | 2.9361 | 2.975 | 2023
|  |  |  | 2023-03-01 | 2.9173 | 2.8336 | 2.8781 | 2023
|  |  |  | 2023-04-01 | 2.4184 | 2.2791 | 2.3822 | 2023
|  |  |  | 2023-05-01 | 2.9377 | 2.8091 | 2.9038 | 2023
|  |  |  | 2023-06-01 | 2.9675 | 2.7563 | 2.9311 | 2023
|  |  |  | 2023-07-01 | 2.9993 | 2.8668 | 2.9655 | 2023
|  |  |  | 2023-08-01 | 3.0395 | 2.9617 | 3.0059 | 2023
|  |  |  | 2023-09-01 | 3.038 | 2.9282 | 3.0019 | 2023
|  |  |  | 2023-10-01 | 3.1016 | 3.0027 | 3.0683 | 2023
|  |  |  | 2023-11-01 | 3.3025 | 3.2284 | 3.2522 | 2023
|  |  |  | 2023-12-01 | 3.5304 | 3.4298 | 3.4835 | 2023
|  |  |  | 2024-01-01 | 3.5974 | 3.5392 | 3.5483 | 2024
|  |  |  | 2024-02-01 | 3.5883 | 3.5719 | 3.5596 | 2024
|  |  |  | 2024-03-01 | 3.4643 | 3.5272 | 3.4274 | 2024
|  |  |  | 2024-04-01 | 3.0554 | 2.8877 | 3.0219 | 2024
|  |  |  | 2024-05-01 | 3.5893 | 3.3989 | 3.558 | 2024
|  |  |  | 2024-06-01 | 3.6151 | 3.2575 | 3.5814 | 2024
|  |  |  | 2024-07-01 | 3.628 | 3.3989 | 3.597 | 2024
|  |  |  | 2024-08-01 | 3.6799 | 3.5403 | 3.649 | 2024
|  |  |  | 2024-09-01 | 3.6669 | 3.4631 | 3.6334 | 2024
|  |  |  | 2024-10-01 | 3.7706 | 3.5917 | 3.7401 | 2024
|  |  |  | 2024-11-01 | 3.9001 | 3.7845 | 3.8522 | 2024
|  |  |  | 2024-12-01 | 4.172 | 4.0415 | 4.1279 | 2024
|  |  |  | 2025-01-01 | 4.1704 | 4.1418 | 4.1237 | 2025
|  |  |  | 2025-02-01 | 4.1704 | 4.2077 | 4.1441 | 2025
|  |  |  | 2025-03-01 | 4.0111 | 4.2209 | 3.9765 | 2025
|  |  |  | 2025-04-01 | 3.6925 | 3.4962 | 3.6617 | 2025
|  |  |  | 2025-05-01 | 3.6394 | 3.5094 | 3.6083 | 2025
|  |  |  | 2025-06-01 | 3.6261 | 3.3776 | 3.5925 | 2025
|  |  |  | 2025-07-01 | 3.6394 | 3.5358 | 3.6083 | 2025
|  |  |  | 2025-08-01 | 3.7191 | 3.628 | 3.6884 | 2025
|  |  |  | 2025-09-01 | 3.7323 | 3.549 | 3.6991 | 2025
|  |  |  | 2025-10-01 | 3.7855 | 3.6411 | 3.7551 | 2025
|  |  |  | 2025-11-01 | 3.8916 | 3.8651 | 3.8437 | 2025
|  |  |  | 2025-12-01 | 4.0376 | 4.1549 | 3.9929 | 2025
|  |  |  | 2026-01-01 | 4.0941 | 4.2404 | 4.047 | 2026
|  |  |  | 2026-02-01 | 4.1212 | 4.173 | 4.0948 | 2026
|  |  |  | 2026-03-01 | 3.9173 | 4.0786 | 3.8823 | 2026
|  |  |  | 2026-04-01 | 3.6591 | 3.458 | 3.6281 | 2026
|  |  |  | 2026-05-01 | 3.6047 | 3.5255 | 3.5735 | 2026
|  |  |  | 2026-06-01 | 3.6183 | 3.4041 | 3.5846 | 2026
|  |  |  | 2026-07-01 | 3.6591 | 3.5929 | 3.6281 | 2026
|  |  |  | 2026-08-01 | 3.7678 | 3.6738 | 3.7373 | 2026
|  |  |  | 2026-09-01 | 3.7678 | 3.5659 | 3.7348 | 2026
|  |  |  | 2026-10-01 | 3.8086 | 3.6333 | 3.7782 | 2026
|  |  |  | 2026-11-01 | 3.9309 | 3.8087 | 3.8832 | 2026
|  |  |  | 2026-12-01 | 4.1349 | 4.0786 | 4.0906 | 2026
|  |  |  | 2027-01-01 | 4.2106 | 4.2766 | 4.164 | 2027
|  |  |  | 2027-02-01 | 4.2246 | 4.2627 | 4.1986 | 2027
|  |  |  | 2027-03-01 | 4.0852 | 4.2488 | 4.0509 | 2027
|  |  |  | 2027-04-01 | 3.8065 | 3.6819 | 3.7762 | 2027
|  |  |  | 2027-05-01 | 3.7787 | 3.7235 | 3.7482 | 2027
|  |  |  | 2027-06-01 | 3.7648 | 3.5851 | 3.7317 | 2027
|  |  |  | 2027-07-01 | 3.8205 | 3.7372 | 3.7902 | 2027
|  |  |  | 2027-08-01 | 3.8902 | 3.834 | 3.8602 | 2027
|  |  |  | 2027-09-01 | 3.8902 | 3.7096 | 3.8576 | 2027
|  |  |  | 2027-10-01 | 4.0016 | 3.8064 | 3.9721 | 2027
|  |  |  | 2027-11-01 | 4.0992 | 3.9585 | 4.0521 | 2027
|  |  |  | 2027-12-01 | 4.2803 | 4.1935 | 4.2366 | 2027
|  |  |  | 2028-01-01 | 4.3591 | 4.3685 | 4.3131 | 2028
|  |  |  | 2028-02-01 | 4.3591 | 4.4677 | 4.3336 | 2028
|  |  |  | 2028-03-01 | 4.1876 | 4.4393 | 4.1538 | 2028
|  |  |  | 2028-04-01 | 3.9877 | 3.8866 | 3.9582 | 2028
|  |  |  | 2028-05-01 | 3.9449 | 3.9717 | 3.9151 | 2028
|  |  |  | 2028-06-01 | 3.9306 | 3.8157 | 3.8982 | 2028
|  |  |  | 2028-07-01 | 4.002 | 3.9858 | 3.9725 | 2028
|  |  |  | 2028-08-01 | 4.1019 | 4.0991 | 4.0728 | 2028
|  |  |  | 2028-09-01 | 4.1162 | 3.9717 | 4.0846 | 2028
|  |  |  | 2028-10-01 | 4.2162 | 4.0991 | 4.1876 | 2028
|  |  |  | 2028-11-01 | 4.3591 | 4.2551 | 4.3131 | 2028
|  |  |  | 2028-12-01 | 4.6018 | 4.496 | 4.5595 | 2028
|  |  |  | 2029-01-01 | 4.7171 | 4.811 | 4.6727 | 2029
|  |  |  | 2029-02-01 | 4.7318 | 4.8982 | 4.7079 | 2029
|  |  |  | 2029-03-01 | 4.6 | 4.811 | 4.5679 | 2029
|  |  |  | 2029-04-01 | 4.2779 | 4.2009 | 4.2496 | 2029
|  |  |  | 2029-05-01 | 4.2487 | 4.2445 | 4.2202 | 2029
|  |  |  | 2029-06-01 | 4.2194 | 4.1573 | 4.1882 | 2029
|  |  |  | 2029-07-01 | 4.2926 | 4.1428 | 4.2643 | 2029
|  |  |  | 2029-08-01 | 4.3951 | 4.3171 | 4.3672 | 2029
|  |  |  | 2029-09-01 | 4.4097 | 4.2445 | 4.3793 | 2029
|  |  |  | 2029-10-01 | 4.4975 | 4.4624 | 4.4701 | 2029
|  |  |  | 2029-11-01 | 4.6586 | 4.811 | 4.6139 | 2029
|  |  |  | 2029-12-01 | 4.966 | 5.0725 | 4.9252 | 2029
|  |  |  | 2030-01-01 | 5.0304 | 5.2879 | 4.9873 | 2030
|  |  |  | 2030-02-01 | 5.0454 | 5.3177 | 5.0228 | 2030
|  |  |  | 2030-03-01 | 4.9104 | 5.139 | 4.8796 | 2030
|  |  |  | 2030-04-01 | 4.5953 | 4.5732 | 4.5683 | 2030
|  |  |  | 2030-05-01 | 4.5803 | 4.5881 | 4.5532 | 2030
|  |  |  | 2030-06-01 | 4.5503 | 4.4689 | 4.5205 | 2030
|  |  |  | 2030-07-01 | 4.6253 | 4.4689 | 4.5984 | 2030
|  |  |  | 2030-08-01 | 4.7603 | 4.6625 | 4.734 | 2030
|  |  |  | 2030-09-01 | 4.8354 | 4.5732 | 4.8068 | 2030
|  |  |  | 2030-10-01 | 4.8954 | 4.7667 | 4.8696 | 2030
|  |  |  | 2030-11-01 | 5.0454 | 5.2432 | 5.0023 | 2030
|  |  |  | 2030-12-01 | 5.2705 | 5.4815 | 5.2309 | 2030
|  |  |  | 2031-01-01 | 5.3871 | 5.7094 | 5.3455 | 2031
|  |  |  | 2031-02-01 | 5.4333 | 5.7551 | 5.4123 | 2031
|  |  |  | 2031-03-01 | 5.2026 | 5.3888 | 5.173 | 2031
|  |  |  | 2031-04-01 | 4.8027 | 4.8393 | 4.7766 | 2031
|  |  |  | 2031-05-01 | 4.7566 | 4.8241 | 4.7303 | 2031
|  |  |  | 2031-06-01 | 4.7566 | 4.6409 | 4.7277 | 2031
|  |  |  | 2031-07-01 | 4.8796 | 4.6409 | 4.8537 | 2031
|  |  |  | 2031-08-01 | 4.9872 | 4.8393 | 4.9619 | 2031
|  |  |  | 2031-09-01 | 5.0026 | 4.7325 | 4.9748 | 2031
|  |  |  | 2031-10-01 | 5.0488 | 4.9461 | 5.0236 | 2031
|  |  |  | 2031-11-01 | 5.1872 | 5.2515 | 5.1448 | 2031
|  |  |  | 2031-12-01 | 5.4025 | 5.7094 | 5.3635 | 2031
|  |  |  | 2032-01-01 | 5.5378 | 5.9295 | 5.4968 | 2032
|  |  |  | 2032-02-01 | 5.5694 | 5.9295 | 5.549 | 2032
|  |  |  | 2032-03-01 | 5.3645 | 5.5227 | 5.3356 | 2032
|  |  |  | 2032-04-01 | 5.0807 | 5.0534 | 5.0557 | 2032
|  |  |  | 2032-05-01 | 4.9389 | 5.0378 | 4.9133 | 2032
|  |  |  | 2032-06-01 | 4.923 | 4.8969 | 4.8948 | 2032
|  |  |  | 2032-07-01 | 5.1438 | 4.9126 | 5.119 | 2032
|  |  |  | 2032-08-01 | 5.3329 | 5.1317 | 5.309 | 2032
|  |  |  | 2032-09-01 | 5.3014 | 5.0691 | 5.2748 | 2032
|  |  |  | 2032-10-01 | 5.3645 | 5.4602 | 5.3407 | 2032
|  |  |  | 2032-11-01 | 5.4748 | 5.6479 | 5.4335 | 2032
|  |  |  | 2032-12-01 | 5.7113 | 6.0077 | 5.6736 | 2032
|  |  |  | 2033-01-01 | 5.8059 | 6.2213 | 5.766 | 2033
|  |  |  | 2033-02-01 | 5.822 | 6.3977 | 5.8027 | 2033
|  |  |  | 2033-03-01 | 5.6282 | 5.8365 | 5.6003 | 2033
|  |  |  | 2033-04-01 | 5.4343 | 5.4516 | 5.4108 | 2033
|  |  |  | 2033-05-01 | 5.2565 | 5.4837 | 5.2323 | 2033
|  |  |  | 2033-06-01 | 5.2403 | 5.3232 | 5.2134 | 2033
|  |  |  | 2033-07-01 | 5.5473 | 5.3393 | 5.5243 | 2033
|  |  |  | 2033-08-01 | 5.7251 | 5.5318 | 5.7028 | 2033
|  |  |  | 2033-09-01 | 5.6766 | 5.4516 | 5.6516 | 2033
|  |  |  | 2033-10-01 | 5.709 | 5.7082 | 5.6866 | 2033
|  |  |  | 2033-11-01 | 5.7574 | 6.0289 | 5.7174 | 2033
|  |  |  | 2033-12-01 | 6.1614 | 6.3817 | 6.1256 | 2033
|  |  |  | 2034-01-01 | 6.2825 | 6.6062 | 6.2447 | 2034
|  |  |  | 2034-02-01 | 6.2992 | 6.6883 | 6.2819 | 2034
|  |  |  | 2034-03-01 | 6.0507 | 6.2939 | 6.0247 | 2034
|  |  |  | 2034-04-01 | 5.7692 | 5.8829 | 5.7471 | 2034
|  |  |  | 2034-05-01 | 5.6035 | 5.7514 | 5.5807 | 2034
|  |  |  | 2034-06-01 | 5.5538 | 5.62 | 5.5282 | 2034
|  |  |  | 2034-07-01 | 5.7525 | 5.472 | 5.7304 | 2034
|  |  |  | 2034-08-01 | 5.9348 | 5.7021 | 5.9134 | 2034
|  |  |  | 2034-09-01 | 5.8354 | 5.5541 | 5.811 | 2034
|  |  |  | 2034-10-01 | 5.8519 | 5.8336 | 5.8302 | 2034
|  |  |  | 2034-11-01 | 5.9182 | 6.2281 | 5.8788 | 2034
|  |  |  | 2034-12-01 | 6.3157 | 6.5569 | 6.2805 | 2034
|  |  |  | 2035-01-01 | 6.4569 | 6.7705 | 6.4198 | 2035
|  |  |  | 2035-02-01 | 6.4908 | 6.8884 | 6.4743 | 2035
|  |  |  | 2035-03-01 | 6.2871 | 6.5346 | 6.2621 | 2035
|  |  |  | 2035-04-01 | 6.0664 | 6.1809 | 6.0456 | 2035
|  |  |  | 2035-05-01 | 6.0324 | 6.0797 | 6.0115 | 2035
|  |  |  | 2035-06-01 | 5.9306 | 5.827 | 5.9066 | 2035
|  |  |  | 2035-07-01 | 6.2022 | 5.8101 | 6.182 | 2035
|  |  |  | 2035-08-01 | 6.338 | 5.8776 | 6.3183 | 2035
|  |  |  | 2035-09-01 | 6.1853 | 5.9113 | 6.1624 | 2035
|  |  |  | 2035-10-01 | 6.1853 | 6.2145 | 6.1649 | 2035
|  |  |  | 2035-11-01 | 6.2362 | 6.5346 | 6.1982 | 2035
|  |  |  | 2035-12-01 | 6.6097 | 6.8548 | 6.5758 | 2035
|  |  |  | 2036-01-01 | 6.8689 | 7.1186 | 6.8335 | 2036
|  |  |  | 2036-02-01 | 6.8166 | 7.2569 | 6.8015 | 2036
|  |  |  | 2036-03-01 | 6.6947 | 6.9284 | 6.6714 | 2036
|  |  |  | 2036-04-01 | 6.5032 | 6.6692 | 6.4841 | 2036
|  |  |  | 2036-05-01 | 6.4857 | 6.6173 | 6.4666 | 2036
|  |  |  | 2036-06-01 | 6.3987 | 6.3753 | 6.3767 | 2036
|  |  |  | 2036-07-01 | 6.6773 | 6.3408 | 6.6591 | 2036
|  |  |  | 2036-08-01 | 6.9038 | 6.479 | 6.8864 | 2036
|  |  |  | 2036-09-01 | 6.7121 | 6.4445 | 6.6914 | 2036
|  |  |  | 2036-10-01 | 6.7121 | 6.7556 | 6.694 | 2036
|  |  |  | 2036-11-01 | 6.7644 | 7.1704 | 6.7285 | 2036
|  |  |  | 2036-12-01 | 7.165 | 7.4816 | 7.1334 | 2036
|  |  |  | 2037-01-01 | 7.3266 | 7.6679 | 7.2931 | 2037
|  |  |  | 2037-02-01 | 7.2909 | 7.7565 | 7.2778 | 2037
|  |  |  | 2037-03-01 | 7.0052 | 7.402 | 6.9832 | 2037
|  |  |  | 2037-04-01 | 6.666 | 6.8882 | 6.6477 | 2037
|  |  |  | 2037-05-01 | 6.666 | 6.7997 | 6.6477 | 2037
|  |  |  | 2037-06-01 | 6.5946 | 6.5162 | 6.5734 | 2037
|  |  |  | 2037-07-01 | 6.8267 | 6.4984 | 6.8091 | 2037
|  |  |  | 2037-08-01 | 6.9695 | 6.6048 | 6.9524 | 2037
|  |  |  | 2037-09-01 | 6.7553 | 6.5693 | 6.7348 | 2037
|  |  |  | 2037-10-01 | 6.8267 | 6.9414 | 6.8091 | 2037
|  |  |  | 2037-11-01 | 6.8802 | 7.2426 | 6.8448 | 2037
|  |  |  | 2037-12-01 | 7.3088 | 7.6856 | 7.2778 | 2037
|  |  |  | 2038-01-01 | 7.4991 | 7.9028 | 7.4663 | 2038
|  |  |  | 2038-02-01 | 7.4807 | 7.9936 | 7.4684 | 2038
|  |  |  | 2038-03-01 | 7.2793 | 7.6301 | 7.2584 | 2038
|  |  |  | 2038-04-01 | 7.0594 | 7.3029 | 7.0427 | 2038
|  |  |  | 2038-05-01 | 7.0411 | 7.2665 | 7.0244 | 2038
|  |  |  | 2038-06-01 | 6.9861 | 6.9756 | 6.9666 | 2038
|  |  |  | 2038-07-01 | 7.2975 | 7.012 | 7.2819 | 2038
|  |  |  | 2038-08-01 | 7.4258 | 7.121 | 7.4107 | 2038
|  |  |  | 2038-09-01 | 7.2243 | 7.0665 | 7.2057 | 2038
|  |  |  | 2038-10-01 | 7.2243 | 7.4483 | 7.2083 | 2038
|  |  |  | 2038-11-01 | 7.3159 | 7.6846 | 7.2824 | 2038
|  |  |  | 2038-12-01 | 7.7921 | 8.0846 | 7.7632 | 2038
|  |  |  | 2039-01-01 | 7.9387 | 8.3499 | 7.9078 | 2039
|  |  |  | 2039-02-01 | 7.9387 | 8.4058 | 7.9282 | 2039
|  |  |  | 2039-03-01 | 7.6379 | 7.9209 | 7.6186 | 2039
|  |  |  | 2039-04-01 | 7.2997 | 7.5665 | 7.284 | 2039
|  |  |  | 2039-05-01 | 7.3185 | 7.5479 | 7.3029 | 2039
|  |  |  | 2039-06-01 | 7.2057 | 7.3241 | 7.1871 | 2039
|  |  |  | 2039-07-01 | 7.4688 | 7.2868 | 7.4538 | 2039
|  |  |  | 2039-08-01 | 7.6003 | 7.38 | 7.5859 | 2039
|  |  |  | 2039-09-01 | 7.3936 | 7.3241 | 7.3757 | 2039
|  |  |  | 2039-10-01 | 7.4312 | 7.6598 | 7.4161 | 2039
|  |  |  | 2039-11-01 | 7.5252 | 7.8649 | 7.4925 | 2039
|  |  |  | 2039-12-01 | 7.995 | 8.3499 | 7.9669 | 2039
|  |  |  | 2040-01-01 | 8.1839 | 8.6426 | 8.154 | 2040
|  |  |  | 2040-02-01 | 8.1839 | 8.7958 | 8.1745 | 2040
|  |  |  | 2040-03-01 | 7.8754 | 8.2408 | 7.857 | 2040
|  |  |  | 2040-04-01 | 7.5475 | 7.8964 | 7.5329 | 2040
|  |  |  | 2040-05-01 | 7.5668 | 7.839 | 7.5523 | 2040
|  |  |  | 2040-06-01 | 7.4511 | 7.4562 | 7.4335 | 2040
|  |  |  | 2040-07-01 | 7.7018 | 7.4179 | 7.6879 | 2040
|  |  |  | 2040-08-01 | 7.8754 | 7.6667 | 7.8622 | 2040
|  |  |  | 2040-09-01 | 7.7211 | 7.5902 | 7.7047 | 2040
|  |  |  | 2040-10-01 | 7.7597 | 7.9347 | 7.746 | 2040
|  |  |  | 2040-11-01 | 7.8947 | 8.2217 | 7.8636 | 2040
|  |  |  | 2040-12-01 | 8.3189 | 8.6236 | 8.2921 | 2040
|  |  |  | 2041-01-01 | 8.3969 | 8.8665 | 8.3679 | 2041
|  |  |  | 2041-02-01 | 8.3969 | 9.0236 | 8.3884 | 2041
|  |  |  | 2041-03-01 | 8.0804 | 8.4543 | 8.0629 | 2041
|  |  |  | 2041-04-01 | 7.7441 | 8.1009 | 7.7303 | 2041
|  |  |  | 2041-05-01 | 7.7639 | 8.0419 | 7.7502 | 2041
|  |  |  | 2041-06-01 | 7.6452 | 7.6493 | 7.6284 | 2041
|  |  |  | 2041-07-01 | 7.9023 | 7.61 | 7.8892 | 2041
|  |  |  | 2041-08-01 | 8.0804 | 7.8652 | 8.068 | 2041
|  |  |  | 2041-09-01 | 7.9221 | 7.7867 | 7.9065 | 2041
|  |  |  | 2041-10-01 | 7.9617 | 8.1402 | 7.9488 | 2041
|  |  |  | 2041-11-01 | 8.1002 | 8.4346 | 8.07 | 2041
|  |  |  | 2041-12-01 | 8.5355 | 8.847 | 8.5097 | 2041
|  |  |  | 2042-01-01 | 8.6156 | 9.0963 | 8.5875 | 2042
|  |  |  | 2042-02-01 | 8.6156 | 9.2574 | 8.608 | 2042
|  |  |  | 2042-03-01 | 8.2908 | 8.6732 | 8.2742 | 2042
|  |  |  | 2042-04-01 | 7.9457 | 8.3107 | 7.9328 | 2042
|  |  |  | 2042-05-01 | 7.966 | 8.2502 | 7.9531 | 2042
|  |  |  | 2042-06-01 | 7.8443 | 7.8474 | 7.8283 | 2042
|  |  |  | 2042-07-01 | 8.1082 | 7.8071 | 8.0959 | 2042
|  |  |  | 2042-08-01 | 8.2908 | 8.069 | 8.2793 | 2042
|  |  |  | 2042-09-01 | 8.1285 | 7.9884 | 8.1137 | 2042
|  |  |  | 2042-10-01 | 8.169 | 8.351 | 8.157 | 2042
|  |  |  | 2042-11-01 | 8.3111 | 8.6532 | 8.2818 | 2042
|  |  |  | 2042-12-01 | 8.7576 | 9.0762 | 8.7327 | 2042
|  |  |  | 2043-01-01 | 8.8399 | 9.332 | 8.8128 | 2043
|  |  |  | 2043-02-01 | 8.8399 | 9.4973 | 8.8333 | 2043
|  |  |  | 2043-03-01 | 8.5066 | 8.8979 | 8.4909 | 2043
Note on G5: PacifiCorp: Date that deal is evaluated.

## Table 5
Appendix B
Table 5 | [9 empty] | Study_Name:
Utah 2017.Q1 Sch 38 Thermal - 100.0 MW and 85.0% CF | [9 empty] | Utah 2017.Q1 Sch 38 Thermal
January 2018 through December 2037 | [6 empty] | Start | 2018-01-01 |  | Resource Capacity
Nominal Avoided Costs Calculated Monthly | [6 empty] | End | 2037-12-01 |  | 100 | MW
15 Year starting 2020 | 190784030.2493 | 0 | 190784030.2493 | 7182063.8092 | 26.564 |  |  |  |  | 85% | CF
Nominal NPV at 6.57% Discount Rate | [6 empty] | Discount Rate - 2017 IRP
15 Year Starting 2018 | 170062222.5095 | 0 | 170062222.5095 | 7181378.2213 | 23.681 |  | 6.57% | 0.5317%
| Energy | Capacity $ | Total | Total | AC Price
Month | Avoided $ | 85.0% CF | Dollars | MWH | 85.0% CF | Offset | Year | Date Test | Offset |  |  |  | Total | energy | capacity
2018-01-01 | 1434391.3041 | 0 | 1434391.3041 | 63240 | 22.6817 | 1 | 2018 | 2018-01-01 | 273 | Net Power Cost
2018-02-01 | 1357383.8813 | 0 | 1357383.8813 | 57120 | 23.7637 | 2 | 2018 | 2018-02-01 | 361 | Avoided Cost Resource
2018-03-01 | 1367514.8476 | 0 | 1367514.8476 | 63240 | 21.6242 | 3 | 2018 | 2018-03-01
2018-04-01 | 1089625.1302 | 0 | 1089625.1302 | 61200 | 17.8043 | 4 | 2018 | 2018-04-01 | 2018 | 14760364.3442 | 0 | 744600 | 19.8232 | 19.8232 | 0
2018-05-01 | 1046888.3421 | 0 | 1046888.3421 | 63240 | 16.5542 | 5 | 2018 | 2018-05-01 | 2019 | 13574919.459 | 0 | 744600 | 18.2312 | 18.2312 | 0
2018-06-01 | 1018207.1791 | 0 | 1018207.1791 | 61200 | 16.6374 | 6 | 2018 | 2018-06-01 | 2020 | 12482910.7422 | 0 | 746640 | 16.7188 | 16.7188 | 0
2018-07-01 | 1327785.9419 | 0 | 1327785.9419 | 63240 | 20.996 | 7 | 2018 | 2018-07-01 | 2021 | 13256698.2667 | 0 | 744600 | 17.8038 | 17.8038 | 0
2018-08-01 | 1338356.2862 | 0 | 1338356.2862 | 63240 | 21.1631 | 8 | 2018 | 2018-08-01 | 2022 | 13891673.0362 | 0 | 744600 | 18.6566 | 18.6566 | 0
2018-09-01 | 1122100.8893 | 0 | 1122100.8893 | 61200 | 18.335 | 9 | 2018 | 2018-09-01 | 2023 | 15761866.5287 | 0 | 744600 | 21.1682 | 21.1682 | 0
2018-10-01 | 1168030.0774 | 0 | 1168030.0774 | 63240 | 18.4698 | 10 | 2018 | 2018-10-01 | 2024 | 16798510.0774 | 0 | 746640 | 22.4988 | 22.4988 | 0
2018-11-01 | 1145931.6316 | 0 | 1145931.6316 | 61200 | 18.7244 | 11 | 2018 | 2018-11-01 | 2025 | 17999234.6273 | 0 | 744600 | 24.173 | 24.173 | 0
2018-12-01 | 1344148.8333 | 0 | 1344148.8333 | 63240 | 21.2547 | 12 | 2018 | 2018-12-01 | 2026 | 18040022.5925 | 0 | 744600 | 24.2278 | 24.2278 | 0
2019-01-01 | 1320479.602 | 0 | 1320479.602 | 63240 | 20.8804 | 14 | 2019 | 2019-01-01 | 2027 | 19033210.9677 | 0 | 744600 | 25.5617 | 25.5617 | 0
2019-02-01 | 1051231.9957 | 0 | 1051231.9957 | 57120 | 18.4039 | 15 | 2019 | 2019-02-01 | 2028 | 21451281.666 | 0 | 746640 | 28.7304 | 28.7304 | 0
2019-03-01 | 1124420.1468 | 0 | 1124420.1468 | 63240 | 17.7802 | 16 | 2019 | 2019-03-01 | 2029 | 23757363.0305 | 0 | 744600 | 31.9062 | 31.9062 | 0
2019-04-01 | 952827.7766 | 0 | 952827.7766 | 61200 | 15.5691 | 17 | 2019 | 2019-04-01 | 2030 | 26505804.6431 | 0 | 744600 | 35.5974 | 35.5974 | 0
2019-05-01 | 922851.7291 | 0 | 922851.7291 | 63240 | 14.5928 | 18 | 2019 | 2019-05-01 | 2031 | 28073262.5255 | 0 | 744600 | 37.7025 | 37.7025 | 0
2019-06-01 | 972086.6243 | 0 | 972086.6243 | 61200 | 15.8838 | 19 | 2019 | 2019-06-01 | 2032 | 29427955.2282 | 0 | 746640 | 39.4138 | 39.4138 | 0
2019-07-01 | 1345602.913 | 0 | 1345602.913 | 63240 | 21.2777 | 20 | 2019 | 2019-07-01 | 2033 | 32746031.7981 | 0 | 744600 | 43.978 | 43.978 | 0
2019-08-01 | 1288414.1642 | 0 | 1288414.1642 | 63240 | 20.3734 | 21 | 2019 | 2019-08-01 | 2034 | 35337901.4771 | 0 | 744600 | 47.4589 | 47.4589 | 0
2019-09-01 | 1090887.8877 | 0 | 1090887.8877 | 61200 | 17.825 | 22 | 2019 | 2019-09-01 | 2035 | 40235802.1299 | 0 | 744600 | 54.0368 | 54.0368 | 0
2019-10-01 | 1163177.5858 | 0 | 1163177.5858 | 63240 | 18.3931 | 23 | 2019 | 2019-10-01 | 2036 | 43284143.6279 | 0 | 746640 | 57.9719 | 57.9719 | 0
2019-11-01 | 1088728.2184 | 0 | 1088728.2184 | 61200 | 17.7897 | 24 | 2019 | 2019-11-01 | 2037 | 44334969.7273 | 0 | 744600 | 59.542 | 59.542 | 0
2019-12-01 | 1254210.8155 | 0 | 1254210.8155 | 63240 | 19.8326 | 25 | 2019 | 2019-12-01 | 2038 | 0 | 0 | 0 | #DIV/0! | #DIV/0! | 0
2020-01-01 | 1095506.3696 | 0 | 1095506.3696 | 63240 | 17.323 | 27 | 2020 | 2020-01-01
2020-02-01 | 1056325.7409 | 0 | 1056325.7409 | 59160 | 17.8554 | 28 | 2020 | 2020-02-01
2020-03-01 | 1073178.2764 | 0 | 1073178.2764 | 63240 | 16.9699 | 29 | 2020 | 2020-03-01
2020-04-01 | 924715.9595 | 0 | 924715.9595 | 61200 | 15.1097 | 30 | 2020 | 2020-04-01
2020-05-01 | 874733.7158 | 0 | 874733.7158 | 63240 | 13.832 | 31 | 2020 | 2020-05-01
2020-06-01 | 831732.0597 | 0 | 831732.0597 | 61200 | 13.5904 | 32 | 2020 | 2020-06-01
2020-07-01 | 1077221.8435 | 0 | 1077221.8435 | 63240 | 17.0339 | 33 | 2020 | 2020-07-01
2020-08-01 | 1136749.1399 | 0 | 1136749.1399 | 63240 | 17.9752 | 34 | 2020 | 2020-08-01
2020-09-01 | 1104359.708 | 0 | 1104359.708 | 61200 | 18.0451 | 35 | 2020 | 2020-09-01
2020-10-01 | 1078308.9877 | 0 | 1078308.9877 | 63240 | 17.0511 | 36 | 2020 | 2020-10-01
2020-11-01 | 991886.3609 | 0 | 991886.3609 | 61200 | 16.2073 | 37 | 2020 | 2020-11-01
2020-12-01 | 1238192.5802 | 0 | 1238192.5802 | 63240 | 19.5793 | 38 | 2020 | 2020-12-01
2021-01-01 | 1246158.3822 | 0 | 1246158.3822 | 63240 | 19.7052 | 40 | 2021 | 2021-01-01
2021-02-01 | 1029084.9805 | 0 | 1029084.9805 | 57120 | 18.0162 | 41 | 2021 | 2021-02-01
2021-03-01 | 1149038.2641 | 0 | 1149038.2641 | 63240 | 18.1695 | 42 | 2021 | 2021-03-01
2021-04-01 | 923904.188 | 0 | 923904.188 | 61200 | 15.0965 | 43 | 2021 | 2021-04-01
2021-05-01 | 918796.1571 | 0 | 918796.1571 | 63240 | 14.5287 | 44 | 2021 | 2021-05-01
2021-06-01 | 881478.6761 | 0 | 881478.6761 | 61200 | 14.4032 | 45 | 2021 | 2021-06-01
2021-07-01 | 1076339.8249 | 0 | 1076339.8249 | 63240 | 17.0199 | 46 | 2021 | 2021-07-01
2021-08-01 | 1143046.5229 | 0 | 1143046.5229 | 63240 | 18.0747 | 47 | 2021 | 2021-08-01
2021-09-01 | 1149378.6896 | 0 | 1149378.6896 | 61200 | 18.7807 | 48 | 2021 | 2021-09-01
2021-10-01 | 1137726.1417 | 0 | 1137726.1417 | 63240 | 17.9906 | 49 | 2021 | 2021-10-01
2021-11-01 | 1110527.1975 | 0 | 1110527.1975 | 61200 | 18.1459 | 50 | 2021 | 2021-11-01
2021-12-01 | 1491219.242 | 0 | 1491219.242 | 63240 | 23.5803 | 51 | 2021 | 2021-12-01
2022-01-01 | 1168507.3285 | 0 | 1168507.3285 | 63240 | 18.4773 | 53 | 2022 | 2022-01-01
2022-02-01 | 1118436.834 | 0 | 1118436.834 | 57120 | 19.5805 | 54 | 2022 | 2022-02-01
2022-03-01 | 1212547.1824 | 0 | 1212547.1824 | 63240 | 19.1737 | 55 | 2022 | 2022-03-01
2022-04-01 | 995372.8488 | 0 | 995372.8488 | 61200 | 16.2643 | 56 | 2022 | 2022-04-01
2022-05-01 | 976026.0277 | 0 | 976026.0277 | 63240 | 15.4337 | 57 | 2022 | 2022-05-01
2022-06-01 | 939753.356 | 0 | 939753.356 | 61200 | 15.3554 | 58 | 2022 | 2022-06-01
2022-07-01 | 1173768.787 | 0 | 1173768.787 | 63240 | 18.5605 | 59 | 2022 | 2022-07-01
2022-08-01 | 1209316.2667 | 0 | 1209316.2667 | 63240 | 19.1226 | 60 | 2022 | 2022-08-01
2022-09-01 | 1222975.6846 | 0 | 1222975.6846 | 61200 | 19.9833 | 61 | 2022 | 2022-09-01
2022-10-01 | 1255367.9531 | 0 | 1255367.9531 | 63240 | 19.8509 | 62 | 2022 | 2022-10-01
2022-11-01 | 1204724.4911 | 0 | 1204724.4911 | 61200 | 19.685 | 63 | 2022 | 2022-11-01
2022-12-01 | 1414876.2763 | 0 | 1414876.2763 | 63240 | 22.3731 | 64 | 2022 | 2022-12-01
2023-01-01 | 1941200.9928 | 0 | 1941200.9928 | 63240 | 30.6958 | 66 | 2023 | 2023-01-01
2023-02-01 | 1081798.7066 | 0 | 1081798.7066 | 57120 | 18.9391 | 67 | 2023 | 2023-02-01
2023-03-01 | 1253886.1107 | 0 | 1253886.1107 | 63240 | 19.8274 | 68 | 2023 | 2023-03-01
2023-04-01 | 1024837.1809 | 0 | 1024837.1809 | 61200 | 16.7457 | 69 | 2023 | 2023-04-01
2023-05-01 | 1131455.0626 | 0 | 1131455.0626 | 63240 | 17.8914 | 70 | 2023 | 2023-05-01
2023-06-01 | 1083910.131 | 0 | 1083910.131 | 61200 | 17.7109 | 71 | 2023 | 2023-06-01
2023-07-01 | 1296217.7158 | 0 | 1296217.7158 | 63240 | 20.4968 | 72 | 2023 | 2023-07-01
2023-08-01 | 1355289.9097 | 0 | 1355289.9097 | 63240 | 21.4309 | 73 | 2023 | 2023-08-01
2023-09-01 | 1335615.4436 | 0 | 1335615.4436 | 61200 | 21.8238 | 74 | 2023 | 2023-09-01
2023-10-01 | 1505219.6953 | 0 | 1505219.6953 | 63240 | 23.8017 | 75 | 2023 | 2023-10-01
2023-11-01 | 1233659.8102 | 0 | 1233659.8102 | 61200 | 20.1578 | 76 | 2023 | 2023-11-01
2023-12-01 | 1518775.7695 | 0 | 1518775.7695 | 63240 | 24.0161 | 77 | 2023 | 2023-12-01
2024-01-01 | 1390513.6943 | 0 | 1390513.6943 | 63240 | 21.9879 | 79 | 2024 | 2024-01-01
2024-02-01 | 1477922.0712 | 0 | 1477922.0712 | 59160 | 24.9818 | 80 | 2024 | 2024-02-01
2024-03-01 | 1383070.0098 | 0 | 1383070.0098 | 63240 | 21.8702 | 81 | 2024 | 2024-03-01
2024-04-01 | 1119333.9589 | 0 | 1119333.9589 | 61200 | 18.2898 | 82 | 2024 | 2024-04-01
2024-05-01 | 1232687.6109 | 0 | 1232687.6109 | 63240 | 19.4922 | 83 | 2024 | 2024-05-01
2024-06-01 | 1234332.1145 | 0 | 1234332.1145 | 61200 | 20.1688 | 84 | 2024 | 2024-06-01
2024-07-01 | 1413032.9496 | 0 | 1413032.9496 | 63240 | 22.344 | 85 | 2024 | 2024-07-01
2024-08-01 | 1526801.6073 | 0 | 1526801.6073 | 63240 | 24.143 | 86 | 2024 | 2024-08-01
2024-09-01 | 1354931.4578 | 0 | 1354931.4578 | 61200 | 22.1394 | 87 | 2024 | 2024-09-01
2024-10-01 | 1646721.2011 | 0 | 1646721.2011 | 63240 | 26.0392 | 88 | 2024 | 2024-10-01
2024-11-01 | 1369173.4967 | 0 | 1369173.4967 | 61200 | 22.3721 | 89 | 2024 | 2024-11-01
2024-12-01 | 1649989.9053 | 0 | 1649989.9053 | 63240 | 26.0909 | 90 | 2024 | 2024-12-01
2025-01-01 | 1649668.8807 | 0 | 1649668.8807 | 63240 | 26.0858 | 92 | 2025 | 2025-01-01
2025-02-01 | 1378443.0598 | 0 | 1378443.0598 | 57120 | 24.1324 | 93 | 2025 | 2025-02-01
2025-03-01 | 1503408.147 | 0 | 1503408.147 | 63240 | 23.7731 | 94 | 2025 | 2025-03-01
2025-04-01 | 1300964.6656 | 0 | 1300964.6656 | 61200 | 21.2576 | 95 | 2025 | 2025-04-01
2025-05-01 | 1313660.1219 | 0 | 1313660.1219 | 63240 | 20.7726 | 96 | 2025 | 2025-05-01
2025-06-01 | 1302757.0548 | 0 | 1302757.0548 | 61200 | 21.2869 | 97 | 2025 | 2025-06-01
2025-07-01 | 1564432.3407 | 0 | 1564432.3407 | 63240 | 24.738 | 98 | 2025 | 2025-07-01
2025-08-01 | 1605865.9598 | 0 | 1605865.9598 | 63240 | 25.3932 | 99 | 2025 | 2025-08-01
2025-09-01 | 1449928.3248 | 0 | 1449928.3248 | 61200 | 23.6916 | 100 | 2025 | 2025-09-01
2025-10-01 | 1575419.1644 | 0 | 1575419.1644 | 63240 | 24.9118 | 101 | 2025 | 2025-10-01
2025-11-01 | 1608741.9522 | 0 | 1608741.9522 | 61200 | 26.2866 | 102 | 2025 | 2025-11-01
2025-12-01 | 1745944.9556 | 0 | 1745944.9556 | 63240 | 27.6082 | 103 | 2025 | 2025-12-01
2026-01-01 | 1744603.8408 | 0 | 1744603.8408 | 63240 | 27.587 | 105 | 2026 | 2026-01-01
2026-02-01 | 1442757.7628 | 0 | 1442757.7628 | 57120 | 25.2584 | 106 | 2026 | 2026-02-01
2026-03-01 | 1500718.979 | 0 | 1500718.979 | 63240 | 23.7305 | 107 | 2026 | 2026-03-01
2026-04-01 | 1291670.3887 | 0 | 1291670.3887 | 61200 | 21.1057 | 108 | 2026 | 2026-04-01
2026-05-01 | 1341500.6003 | 0 | 1341500.6003 | 63240 | 21.2128 | 109 | 2026 | 2026-05-01
2026-06-01 | 1354339.4165 | 0 | 1354339.4165 | 61200 | 22.1297 | 110 | 2026 | 2026-06-01
2026-07-01 | 1559268.6423 | 0 | 1559268.6423 | 63240 | 24.6564 | 111 | 2026 | 2026-07-01
2026-08-01 | 1572429.5456 | 0 | 1572429.5456 | 63240 | 24.8645 | 112 | 2026 | 2026-08-01
2026-09-01 | 1574560.7836 | 0 | 1574560.7836 | 61200 | 25.7281 | 113 | 2026 | 2026-09-01
2026-10-01 | 1593583.0528 | 0 | 1593583.0528 | 63240 | 25.199 | 114 | 2026 | 2026-10-01
2026-11-01 | 1525692.546 | 0 | 1525692.546 | 61200 | 24.9296 | 115 | 2026 | 2026-11-01
2026-12-01 | 1538897.034 | 0 | 1538897.034 | 63240 | 24.3342 | 116 | 2026 | 2026-12-01
2027-01-01 | 1580426.2774 | 0 | 1580426.2774 | 63240 | 24.9909 | 118 | 2027 | 2027-01-01
2027-02-01 | 1431236.1046 | 0 | 1431236.1046 | 57120 | 25.0567 | 119 | 2027 | 2027-02-01
2027-03-01 | 1889256.7463 | 0 | 1889256.7463 | 63240 | 29.8744 | 120 | 2027 | 2027-03-01
2027-04-01 | 1377457.2255 | 0 | 1377457.2255 | 61200 | 22.5075 | 121 | 2027 | 2027-04-01
2027-05-01 | 1397604.3382 | 0 | 1397604.3382 | 63240 | 22.1 | 122 | 2027 | 2027-05-01
2027-06-01 | 1379168.3844 | 0 | 1379168.3844 | 61200 | 22.5354 | 123 | 2027 | 2027-06-01
2027-07-01 | 1633967.9233 | 0 | 1633967.9233 | 63240 | 25.8376 | 124 | 2027 | 2027-07-01
2027-08-01 | 1648025.0419 | 0 | 1648025.0419 | 63240 | 26.0599 | 125 | 2027 | 2027-08-01
2027-09-01 | 1638797.7454 | 0 | 1638797.7454 | 61200 | 26.7777 | 126 | 2027 | 2027-09-01
2027-10-01 | 1714883.6898 | 0 | 1714883.6898 | 63240 | 27.1171 | 127 | 2027 | 2027-10-01
2027-11-01 | 1570983.2014 | 0 | 1570983.2014 | 61200 | 25.6697 | 128 | 2027 | 2027-11-01
2027-12-01 | 1771404.2894 | 0 | 1771404.2894 | 63240 | 28.0108 | 129 | 2027 | 2027-12-01
2028-01-01 | 1775126.6039 | 0 | 1775126.6039 | 63240 | 28.0697 | 1 | 2028 | 2028-01-01
2028-02-01 | 1703235.9756 | 0 | 1703235.9756 | 59160 | 28.7903 | 2 | 2028 | 2028-02-01
2028-03-01 | 1758251.9078 | 0 | 1758251.9078 | 63240 | 27.8028 | 3 | 2028 | 2028-03-01
2028-04-01 | 1539308.9311 | 0 | 1539308.9311 | 61200 | 25.1521 | 4 | 2028 | 2028-04-01
2028-05-01 | 1596827.3841 | 0 | 1596827.3841 | 63240 | 25.2503 | 5 | 2028 | 2028-05-01
2028-06-01 | 1543882.0824 | 0 | 1543882.0824 | 61200 | 25.2268 | 6 | 2028 | 2028-06-01
2028-07-01 | 1936212.9346 | 0 | 1936212.9346 | 63240 | 30.6169 | 7 | 2028 | 2028-07-01
2028-08-01 | 1971209.5275 | 0 | 1971209.5275 | 63240 | 31.1703 | 8 | 2028 | 2028-08-01
2028-09-01 | 1857764.8218 | 0 | 1857764.8218 | 61200 | 30.3556 | 9 | 2028 | 2028-09-01
2028-10-01 | 1967532.6975 | 0 | 1967532.6975 | 63240 | 31.1122 | 10 | 2028 | 2028-10-01
2028-11-01 | 1766415.7251 | 0 | 1766415.7251 | 61200 | 28.863 | 11 | 2028 | 2028-11-01
2028-12-01 | 2035513.0744 | 0 | 2035513.0744 | 63240 | 32.1871 | 12 | 2028 | 2028-12-01
2029-01-01 | 2123793.8068 | 0 | 2123793.8068 | 63240 | 33.5831 | 14 | 2029 | 2029-01-01
2029-02-01 | 1830436.0908 | 0 | 1830436.0908 | 57120 | 32.0454 | 15 | 2029 | 2029-02-01
2029-03-01 | 1952511.3903 | 0 | 1952511.3903 | 63240 | 30.8746 | 16 | 2029 | 2029-03-01
2029-04-01 | 1633645.9891 | 0 | 1633645.9891 | 61200 | 26.6936 | 17 | 2029 | 2029-04-01
2029-05-01 | 1713276.522 | 0 | 1713276.522 | 63240 | 27.0917 | 18 | 2029 | 2029-05-01
2029-06-01 | 1643761.9177 | 0 | 1643761.9177 | 61200 | 26.8589 | 19 | 2029 | 2029-06-01
2029-07-01 | 2095800.4924 | 0 | 2095800.4924 | 63240 | 33.1404 | 20 | 2029 | 2029-07-01
2029-08-01 | 2188025.2225 | 0 | 2188025.2225 | 63240 | 34.5988 | 21 | 2029 | 2029-08-01
2029-09-01 | 2064551.0547 | 0 | 2064551.0547 | 61200 | 33.7345 | 22 | 2029 | 2029-09-01
2029-10-01 | 2176281.0879 | 0 | 2176281.0879 | 63240 | 34.413 | 23 | 2029 | 2029-10-01
2029-11-01 | 1992911.1722 | 0 | 1992911.1722 | 61200 | 32.5639 | 24 | 2029 | 2029-11-01
2029-12-01 | 2342368.2842 | 0 | 2342368.2842 | 63240 | 37.0393 | 25 | 2029 | 2029-12-01
2030-01-01 | 2425141.9694 | 0 | 2425141.9694 | 63240 | 38.3482 | 27 | 2030 | 2030-01-01
2030-02-01 | 2198733.3518 | 0 | 2198733.3518 | 57120 | 38.4932 | 28 | 2030 | 2030-02-01
2030-03-01 | 2135449.7965 | 0 | 2135449.7965 | 63240 | 33.7674 | 29 | 2030 | 2030-03-01
2030-04-01 | 1791513.2388 | 0 | 1791513.2388 | 61200 | 29.2731 | 30 | 2030 | 2030-04-01
2030-05-01 | 1844996.0143 | 0 | 1844996.0143 | 63240 | 29.1745 | 31 | 2030 | 2030-05-01
2030-06-01 | 1786595.5993 | 0 | 1786595.5993 | 61200 | 29.1927 | 32 | 2030 | 2030-06-01
2030-07-01 | 2360111.6795 | 0 | 2360111.6795 | 63240 | 37.3199 | 33 | 2030 | 2030-07-01
2030-08-01 | 2461870.1989 | 0 | 2461870.1989 | 63240 | 38.929 | 34 | 2030 | 2030-08-01
2030-09-01 | 2241222.023 | 0 | 2241222.023 | 61200 | 36.6213 | 35 | 2030 | 2030-09-01
2030-10-01 | 2358235.1728 | 0 | 2358235.1728 | 63240 | 37.2902 | 36 | 2030 | 2030-10-01
2030-11-01 | 2245701.6808 | 0 | 2245701.6808 | 61200 | 36.6945 | 37 | 2030 | 2030-11-01
2030-12-01 | 2656233.918 | 0 | 2656233.918 | 63240 | 42.0024 | 38 | 2030 | 2030-12-01
2031-01-01 | 2647623.746 | 0 | 2647623.746 | 63240 | 41.8663 | 40 | 2031 | 2031-01-01
2031-02-01 | 2364112.2214 | 0 | 2364112.2214 | 57120 | 41.3885 | 41 | 2031 | 2031-02-01
2031-03-01 | 2261114.8528 | 0 | 2261114.8528 | 63240 | 35.7545 | 42 | 2031 | 2031-03-01
2031-04-01 | 1902302.7026 | 0 | 1902302.7026 | 61200 | 31.0834 | 43 | 2031 | 2031-04-01
2031-05-01 | 1952536.2512 | 0 | 1952536.2512 | 63240 | 30.875 | 44 | 2031 | 2031-05-01
2031-06-01 | 2034325.832 | 0 | 2034325.832 | 61200 | 33.2406 | 45 | 2031 | 2031-06-01
2031-07-01 | 2481650.4338 | 0 | 2481650.4338 | 63240 | 39.2418 | 46 | 2031 | 2031-07-01
2031-08-01 | 2568003.3021 | 0 | 2568003.3021 | 63240 | 40.6073 | 47 | 2031 | 2031-08-01
2031-09-01 | 2340452.176 | 0 | 2340452.176 | 61200 | 38.2427 | 48 | 2031 | 2031-09-01
2031-10-01 | 2425445.1348 | 0 | 2425445.1348 | 63240 | 38.353 | 49 | 2031 | 2031-10-01
2031-11-01 | 2302512.6289 | 0 | 2302512.6289 | 61200 | 37.6228 | 50 | 2031 | 2031-11-01
2031-12-01 | 2793183.244 | 0 | 2793183.244 | 63240 | 44.168 | 51 | 2031 | 2031-12-01
2032-01-01 | 2751518.8074 | 0 | 2751518.8074 | 63240 | 43.5092 | 53 | 2032 | 2032-01-01
2032-02-01 | 2510406.291 | 0 | 2510406.291 | 59160 | 42.4342 | 54 | 2032 | 2032-02-01
2032-03-01 | 2332535.8673 | 0 | 2332535.8673 | 63240 | 36.8839 | 55 | 2032 | 2032-03-01
2032-04-01 | 1965369.2796 | 0 | 1965369.2796 | 61200 | 32.1139 | 56 | 2032 | 2032-04-01
2032-05-01 | 2064308.4921 | 0 | 2064308.4921 | 63240 | 32.6424 | 57 | 2032 | 2032-05-01
2032-06-01 | 1941633.4594 | 0 | 1941633.4594 | 61200 | 31.726 | 58 | 2032 | 2032-06-01
2032-07-01 | 2645746.3611 | 0 | 2645746.3611 | 63240 | 41.8366 | 59 | 2032 | 2032-07-01
2032-08-01 | 2696898.2753 | 0 | 2696898.2753 | 63240 | 42.6455 | 60 | 2032 | 2032-08-01
2032-09-01 | 2466755.5515 | 0 | 2466755.5515 | 61200 | 40.3065 | 61 | 2032 | 2032-09-01
2032-10-01 | 2619695.8521 | 0 | 2619695.8521 | 63240 | 41.4247 | 62 | 2032 | 2032-10-01
2032-11-01 | 2455150.4535 | 0 | 2455150.4535 | 61200 | 40.1168 | 63 | 2032 | 2032-11-01
2032-12-01 | 2977936.538 | 0 | 2977936.538 | 63240 | 47.0894 | 64 | 2032 | 2032-12-01
2033-01-01 | 3071502.1893 | 0 | 3071502.1893 | 63240 | 48.569 | 66 | 2033 | 2033-01-01
2033-02-01 | 2773925.746 | 0 | 2773925.746 | 57120 | 48.5631 | 67 | 2033 | 2033-02-01
2033-03-01 | 2558897.0306 | 0 | 2558897.0306 | 63240 | 40.4633 | 68 | 2033 | 2033-03-01
2033-04-01 | 2132085.3782 | 0 | 2132085.3782 | 61200 | 34.838 | 69 | 2033 | 2033-04-01
2033-05-01 | 2207778.3886 | 0 | 2207778.3886 | 63240 | 34.9111 | 70 | 2033 | 2033-05-01
2033-06-01 | 2122555.457 | 0 | 2122555.457 | 61200 | 34.6823 | 71 | 2033 | 2033-06-01
2033-07-01 | 2860525.3531 | 0 | 2860525.3531 | 63240 | 45.2328 | 72 | 2033 | 2033-07-01
2033-08-01 | 3172943.6328 | 0 | 3172943.6328 | 63240 | 50.173 | 73 | 2033 | 2033-08-01
2033-09-01 | 2742163.1231 | 0 | 2742163.1231 | 61200 | 44.8066 | 74 | 2033 | 2033-09-01
2033-10-01 | 2838742.9504 | 0 | 2838742.9504 | 63240 | 44.8884 | 75 | 2033 | 2033-10-01
2033-11-01 | 2823301.4743 | 0 | 2823301.4743 | 61200 | 46.1324 | 76 | 2033 | 2033-11-01
2033-12-01 | 3441611.0747 | 0 | 3441611.0747 | 63240 | 54.4214 | 77 | 2033 | 2033-12-01
2034-01-01 | 3459274.6234 | 0 | 3459274.6234 | 63240 | 54.7007 | 79 | 2034 | 2034-01-01
2034-02-01 | 2993692.2076 | 0 | 2993692.2076 | 57120 | 52.4106 | 80 | 2034 | 2034-02-01
2034-03-01 | 2791431.1281 | 0 | 2791431.1281 | 63240 | 44.1403 | 81 | 2034 | 2034-03-01
2034-04-01 | 2327736.9378 | 0 | 2327736.9378 | 61200 | 38.0349 | 82 | 2034 | 2034-04-01
2034-05-01 | 2428949.1528 | 0 | 2428949.1528 | 63240 | 38.4084 | 83 | 2034 | 2034-05-01
2034-06-01 | 2249381.3345 | 0 | 2249381.3345 | 61200 | 36.7546 | 84 | 2034 | 2034-06-01
2034-07-01 | 3209820.3996 | 0 | 3209820.3996 | 63240 | 50.7562 | 85 | 2034 | 2034-07-01
2034-08-01 | 3435229.1324 | 0 | 3435229.1324 | 63240 | 54.3205 | 86 | 2034 | 2034-08-01
2034-09-01 | 2801282.2328 | 0 | 2801282.2328 | 61200 | 45.7726 | 87 | 2034 | 2034-09-01
2034-10-01 | 3076742.8106 | 0 | 3076742.8106 | 63240 | 48.6518 | 88 | 2034 | 2034-10-01
2034-11-01 | 3055148.2243 | 0 | 3055148.2243 | 61200 | 49.9207 | 89 | 2034 | 2034-11-01
2034-12-01 | 3509213.2931 | 0 | 3509213.2931 | 63240 | 55.4904 | 90 | 2034 | 2034-12-01
2035-01-01 | 3577332.8942 | 0 | 3577332.8942 | 63240 | 56.5676 | 92 | 2035 | 2035-01-01
2035-02-01 | 3261066.5694 | 0 | 3261066.5694 | 57120 | 57.0915 | 93 | 2035 | 2035-02-01
2035-03-01 | 3161758.8866 | 0 | 3161758.8866 | 63240 | 49.9962 | 94 | 2035 | 2035-03-01
2035-04-01 | 2700276.1436 | 0 | 2700276.1436 | 61200 | 44.1222 | 95 | 2035 | 2035-04-01
2035-05-01 | 2839152.4028 | 0 | 2839152.4028 | 63240 | 44.8949 | 96 | 2035 | 2035-05-01
2035-06-01 | 2730721.7225 | 0 | 2730721.7225 | 61200 | 44.6196 | 97 | 2035 | 2035-06-01
2035-07-01 | 3991433.353 | 0 | 3991433.353 | 63240 | 63.1156 | 98 | 2035 | 2035-07-01
2035-08-01 | 4135620.7374 | 0 | 4135620.7374 | 63240 | 65.3956 | 99 | 2035 | 2035-08-01
2035-09-01 | 3335809.7611 | 0 | 3335809.7611 | 61200 | 54.5067 | 100 | 2035 | 2035-09-01
2035-10-01 | 3499835.1555 | 0 | 3499835.1555 | 63240 | 55.3421 | 101 | 2035 | 2035-10-01
2035-11-01 | 3310598.5165 | 0 | 3310598.5165 | 61200 | 54.0947 | 102 | 2035 | 2035-11-01
2035-12-01 | 3692195.9874 | 0 | 3692195.9874 | 63240 | 58.3839 | 103 | 2035 | 2035-12-01
2036-01-01 | 3741114.9998 | 0 | 3741114.9998 | 63240 | 59.1574 | 105 | 2036 | 2036-01-01
2036-02-01 | 3528111.1299 | 0 | 3528111.1299 | 59160 | 59.6368 | 106 | 2036 | 2036-02-01
2036-03-01 | 3349624.5229 | 0 | 3349624.5229 | 63240 | 52.9669 | 107 | 2036 | 2036-03-01
2036-04-01 | 2935915.4793 | 0 | 2935915.4793 | 61200 | 47.9725 | 108 | 2036 | 2036-04-01
2036-05-01 | 3058081.2394 | 0 | 3058081.2394 | 63240 | 48.3568 | 109 | 2036 | 2036-05-01
2036-06-01 | 2908808.4038 | 0 | 2908808.4038 | 61200 | 47.5295 | 110 | 2036 | 2036-06-01
2036-07-01 | 4256444.4639 | 0 | 4256444.4639 | 63240 | 67.3062 | 111 | 2036 | 2036-07-01
2036-08-01 | 4387481.6149 | 0 | 4387481.6149 | 63240 | 69.3783 | 112 | 2036 | 2036-08-01
2036-09-01 | 3663579.7274 | 0 | 3663579.7274 | 61200 | 59.8624 | 113 | 2036 | 2036-09-01
2036-10-01 | 3784101.1041 | 0 | 3784101.1041 | 63240 | 59.8371 | 114 | 2036 | 2036-10-01
2036-11-01 | 3662685.5424 | 0 | 3662685.5424 | 61200 | 59.8478 | 115 | 2036 | 2036-11-01
2036-12-01 | 4008195.4 | 0 | 4008195.4 | 63240 | 63.3807 | 116 | 2036 | 2036-12-01 |  | Inflation Rate
2037-01-01 | 3831939.5132 | 0 | 3831939.5132 | 63240 | 60.5936 | 118 | 2037 | 2037-01-01 |  | 2.428%
2037-02-01 | 3613764.465 | 0 | 3613764.465 | 57120 | 63.2662 | 119 | 2037 | 2037-02-01 |  | 2.428%
2037-03-01 | 3430944.6688 | 0 | 3430944.6688 | 63240 | 54.2528 | 120 | 2037 | 2037-03-01 |  | 2.428%
2037-04-01 | 3007191.8488 | 0 | 3007191.8488 | 61200 | 49.1371 | 121 | 2037 | 2037-04-01 |  | 2.428%
2037-05-01 | 3132323.4748 | 0 | 3132323.4748 | 63240 | 49.5307 | 122 | 2037 | 2037-05-01 |  | 2.428%
2037-06-01 | 2979426.6842 | 0 | 2979426.6842 | 61200 | 48.6834 | 123 | 2037 | 2037-06-01 |  | 2.428%
2037-07-01 | 4359779.8324 | 0 | 4359779.8324 | 63240 | 68.9402 | 124 | 2037 | 2037-07-01 |  | 2.428%
2037-08-01 | 4493998.2237 | 0 | 4493998.2237 | 63240 | 71.0626 | 125 | 2037 | 2037-08-01 |  | 2.428%
2037-09-01 | 3752521.8867 | 0 | 3752521.8867 | 61200 | 61.3157 | 126 | 2037 | 2037-09-01 |  | 2.428%
2037-10-01 | 3875969.2079 | 0 | 3875969.2079 | 63240 | 61.2898 | 127 | 2037 | 2037-10-01 |  | 2.428%
2037-11-01 | 3751605.9931 | 0 | 3751605.9931 | 61200 | 61.3008 | 128 | 2037 | 2037-11-01 |  | 2.428%
2037-12-01 | 4105503.9288 | 0 | 4105503.9288 | 63240 | 64.9194 | 129 | 2037 | 2037-12-01 |  | 2.428%
2038-01-01 |  | 0 |  |  |  | 1 | 2038
2038-02-01 |  | 0 |  |  |  | 2 | 2038
2038-03-01 |  | 0 |  |  |  | 3 | 2038
2038-04-01 |  | 0 |  |  |  | 4 | 2038
2038-05-01 |  | 0 |  |  |  | 5 | 2038
2038-06-01 |  | 0 |  |  |  | 6 | 2038
2038-07-01 |  | 0 |  |  |  | 7 | 2038
2038-08-01 |  | 0 |  |  |  | 8 | 2038
2038-09-01 |  | 0 |  |  |  | 9 | 2038
2038-10-01 |  | 0 |  |  |  | 10 | 2038
2038-11-01 |  | 0 |  |  |  | 11 | 2038
2038-12-01 |  | 0 |  |  |  | 12 | 2038
Note: Energy Dollars in 2038 are 2037 x (2037 / 2033 ) ^ (1/4)

## Table 3 DJ Wind 2031 (hidden)
Table 3
2017 IRP Wyoming DJ Wind Resource
43% Capacity Factor
Year | Estimated Capital Cost | Fixed Capital Cost at Real Levelized Rate | Fixed O&M | Fixed Costs | Variable O&M | Tax Credit | Total Resource Cost | Total Resource Costs | Wind Integration Cost | Tax Credit
| $/kW | $/kW-yr | $/kW-yr | $/MWh | $/MWh | $/MWh | $/MWh | $/kW-yr | $/MWh
| (a) | (b) | (c) | (d) | (e) | (f) | (g) | (h) | (i)
2017 IRP Wyoming DJ Wind Resource - 43% Capacity Factor
2016 | 1737.2477 | 122.7797 | 37.5656 | 42.568 | 0.65 | 0 | 43.218 | 162.79 | 0.573 | 0
2017 |  | 125.49 | 38.4 | 43.5091 | 0.66 | 0 | 44.1691 | 166.38 | 0.59 | 0
2018 |  | 128.21 | 39.23 | 44.4515 | 0.67 | 0 | 45.1215 | 169.96 | 0.6 | 0
2019 |  | 130.78 | 40.02 | 45.3435 | 0.68 | 0 | 46.0235 | 173.36 | 0.61 | 0
2020 |  | 133.58 | 40.88 | 46.3152 | 0.69 | 0 | 47.0052 | 177.06 | 0.62 | 0
2021 |  | 136.58 | 41.8 | 47.3558 | 0.71 | 0 | 48.0658 | 181.05 | 0.63 | 0
2022 |  | 139.66 | 42.74 | 48.4231 | 0.73 | 0 | 49.1531 | 185.15 | 0.64 | 0
2023 |  | 142.88 | 43.72 | 49.5381 | 0.75 | 0 | 50.2881 | 189.43 | 0.65 | 0
2024 |  | 146.19 | 44.73 | 50.6849 | 0.77 | 0 | 51.4549 | 193.82 | 0.67 | 0
2025 |  | 149.58 | 45.77 | 51.861 | 0.79 | 0 | 52.651 | 198.33 | 0.69 | 0
2026 |  | 153.01 | 46.82 | 53.0503 | 0.81 | 0 | 53.8603 | 202.88 | 0.71 | 0
2027 |  | 156.55 | 47.9 | 54.2768 | 0.83 | 0 | 55.1068 | 207.58 | 0.73 | 0
2028 |  | 160.19 | 49.01 | 55.5379 | 0.85 | 0 | 56.3879 | 212.4 | 0.75 | 0
2029 |  | 163.98 | 50.17 | 56.852 | 0.87 | 0 | 57.722 | 217.43 | 0.77 | 0
2030 |  | 167.88 | 51.36 | 58.2032 | 0.89 | 0 | 59.0932 | 222.59 | 0.79 | 0
2031 |  | 171.91 | 52.59 | 59.5997 | 0.91 | 0 | 60.5097 | 227.93 | 0.81 | 0
2032 |  | 176.05 | 53.86 | 61.0359 | 0.93 | 0 | 61.9659 | 233.41 | 0.83 | 0
2033 |  | 180.31 | 55.16 | 62.5119 | 0.95 | 0 | 63.4619 | 239.05 | 0.85 | 0
2034 |  | 184.68 | 56.5 | 64.0278 | 0.97 | 0 | 64.9978 | 244.83 | 0.87 | 0
2035 |  | 189.14 | 57.87 | 65.5756 | 0.99 | 0 | 66.5656 | 250.74 | 0.89 | 0
2036 |  | 193.74 | 59.28 | 67.1711 | 1.01 | 0 | 68.1811 | 256.82 | 0.91 | 0
2037 |  | 198.44 | 60.72 | 68.8011 | 1.03 | 0 | 69.8311 | 263.04 | 0.93 | 0
2038 |  | 203.29 | 62.2 | 70.4816 | 1.06 | 0 | 71.5416 | 269.48 | 0.95 | 0
2039 |  | 208.27 | 63.72 | 72.2072 | 1.09 | 0 | 73.2972 | 276.1 | 0.97 | 0
2040 |  | 213.36 | 65.28 | 73.9726 | 1.12 | 0 | 75.0926 | 282.86 | 0.99 | 0
2041 |  | 218.59 | 66.88 | 75.7858 | 1.15 | 0 | 76.9358 | 289.8 | 1.01 | 0
2042 |  | 223.97 | 68.53 | 77.6521 | 1.18 | 0 | 78.8321 | 296.94 | 1.03 | 0
Sources, Inputs and Assumptions
Source: | (c)(f) | Plant Costs - 2017 IRP - Table 6.1 & 6.2
| (a) | Plant capacity cost
| (b) | = (a) x 0.0706748586244695
| (d) | = ((b) + (c)) / (8.76 x 43.0%)
| (g) | = (d) + (f)
| (i) | Plant Costs - 2017 IRP - Table 6.1 & 6.2
2017 IRP Wyoming DJ Wind Resource - 43% Capacity Factor
| Wind | Cost and Input Assumptions
2016 $ | 1737.2477 | Plant capacity cost |  |  |  | $/kW-yr
2016 $ | 37.5656 | Fixed O&M, plus on-going capital cost |  |  |  | $/kW-yr
2016 $ | 0.573 | Integration Cost |  |  |  | $/MWH
2016 $ | 0.65 | Variable O&M |  |  |  | $/MWH
2016 $ |  | Tax Credit $/MWh |  |  |  | $/MWH
| 7.067% | Payment Factor
| 43% | Capacity Factor
Company Official Inflation Forecast Dated March 31, 2017
| 2017 | 2.209% |  | 2026 | 2.294% |  | 2035 |  | 2.417%
| 2018 | 2.168% |  | 2027 | 2.316% |  | 2036 |  | 2.431%
| 2019 | 2.002% |  | 2028 | 2.327% |  | 2037 |  | 2.428%
| 2020 | 2.142% |  | 2029 | 2.366% |  | 2038 |  | 2.442%
| 2021 | 2.244% |  | 2030 | 2.38% |  | 2039 |  | 2.449%
| 2022 | 2.256% |  | 2031 | 2.401% |  | 2040 |  | 2.442%
| 2023 | 2.303% |  | 2032 | 2.408% |  | 2041 |  | 2.453%
| 2024 | 2.313% |  | 2033 | 2.419% |  | 2042 |  | 2.463%
| 2025 | 2.316% |  | 2034 | 2.422% |  | 2043 |  | 2.47%

## Table 3 ID Wind 2036 (hidden)
Table 3
2017 IRP ID Wind Resource
38% Capacity Factor
Year | Estimated Capital Cost | Fixed Capital Cost at Real Levelized Rate | Fixed O&M | Fixed Costs | Variable O&M | Tax Credit | Total Resource Costs | Total Resource Costs | Wind Integration Cost | Tax Credit
| $/kW | $/kW-yr | $/kW-yr | $/MWh | $/MWh | $/MWh | $/MWh | $/kW-yr | $/MWh
| (a) | (b) | (c) | (d) | (e) | (f) | (g) | (h) | (h)
2017 IRP ID Wind Resource - 38% Capacity Factor
2016 | 1811.0329 | 127.9945 | 37.5656 | 49.7357 | 0 | 0 | 49.7357 | 165.56 | 0.573 | 0
2017 |  | 130.82 | 38.4 | 50.8351 | 0 | 0 | 50.8351 | 169.22 | 0.59 | 0
2018 |  | 133.66 | 39.23 | 51.9376 | 0 | 0 | 51.9376 | 172.89 | 0.6 | 0
2019 |  | 136.34 | 40.02 | 52.9801 | 0 | 0 | 52.9801 | 176.36 | 0.61 | 0
2020 |  | 139.26 | 40.88 | 54.1156 | 0 | 0 | 54.1156 | 180.14 | 0.62 | 0
2021 |  | 142.39 | 41.8 | 55.3323 | 0 | 0 | 55.3323 | 184.19 | 0.63 | 0
2022 |  | 145.6 | 42.74 | 56.5789 | 0 | 0 | 56.5789 | 188.34 | 0.64 | 0
2023 |  | 148.95 | 43.72 | 57.8797 | 0 | 0 | 57.8797 | 192.67 | 0.65 | 0
2024 |  | 152.4 | 44.73 | 59.2195 | 0 | 0 | 59.2195 | 197.13 | 0.67 | 0
2025 |  | 155.93 | 45.77 | 60.5924 | 0 | 0 | 60.5924 | 201.7 | 0.69 | 0
2026 |  | 159.51 | 46.82 | 61.9833 | 0 | 0 | 61.9833 | 206.33 | 0.71 | 0
2027 |  | 163.2 | 47.9 | 63.4162 | 0 | 0 | 63.4162 | 211.1 | 0.73 | 0
2028 |  | 167 | 49.01 | 64.8913 | 0 | 0 | 64.8913 | 216.01 | 0.75 | 0
2029 |  | 170.95 | 50.17 | 66.4263 | 0 | 0 | 66.4263 | 221.12 | 0.77 | 0
2030 |  | 175.02 | 51.36 | 68.0065 | 0 | 0 | 68.0065 | 226.38 | 0.79 | 0
2031 |  | 179.22 | 52.59 | 69.6377 | 0 | 0 | 69.6377 | 231.81 | 0.81 | 0
2032 |  | 183.53 | 53.86 | 71.314 | 0 | 0 | 71.314 | 237.39 | 0.83 | 0
2033 |  | 187.97 | 55.16 | 73.0383 | 0 | 0 | 73.0383 | 243.13 | 0.85 | 0
2034 |  | 192.52 | 56.5 | 74.8077 | 0 | 0 | 74.8077 | 249.02 | 0.87 | 0
2035 |  | 197.17 | 57.87 | 76.6162 | 0 | 0 | 76.6162 | 255.04 | 0.89 | 0
2036 |  | 201.96 | 59.28 | 78.4787 | 0 | 0 | 78.4787 | 261.24 | 0.91 | 0
2037 |  | 206.86 | 60.72 | 80.3833 | 0 | 0 | 80.3833 | 267.58 | 0.93 | 0
2038 |  | 211.91 | 62.2 | 82.345 | 0 | 0 | 82.345 | 274.11 | 0.95 | 0
2039 |  | 217.1 | 63.72 | 84.3607 | 0 | 0 | 84.3607 | 280.82 | 0.97 | 0
2040 |  | 222.4 | 65.28 | 86.4215 | 0 | 0 | 86.4215 | 287.68 | 0.99 | 0
2041 |  | 227.86 | 66.88 | 88.5424 | 0 | 0 | 88.5424 | 294.74 | 1.01 | 0
2042 |  | 233.47 | 68.53 | 90.7234 | 0 | 0 | 90.7234 | 302 | 1.03 | 0
Sources, Inputs and Assumptions
Source: | (c)(f) | Plant Costs - 2017 IRP - Table 6.1 & 6.2
| (a) | Plant capacity cost
| (b) | = (a) x 0.0706748586244695
| (d) | = ((b) + (c)) / (8.76 x 38.0%)
| (g) | = (d) + (f)
| (h) | Plant Costs - 2017 IRP - Table 6.1 & 6.2
2017 IRP ID Wind Resource - 38% Capacity Factor
| Wind | Cost and Input Assumptions
2016 $ | 1811.0329 | Plant capacity cost |  |  |  | $/kW-yr
2016 $ | 37.5656 | Fixed O&M, plus on-going capital cost |  |  |  | $/kW-yr
2016 $ | 0.573 | Integration Cost |  |  |  | $/MWH
2016 $ | 0 | Variable O&M |  |  |  | $/MWH
2016 $ |  | Tax Credit $/MWh |  |  |  | $/MWH
| 7.067% | Payment Factor
| 38% | Capacity Factor
Company Official Inflation Forecast Dated March 31, 2017
| 2017 | 2.209% |  | 2026 | 2.294% |  | 2035 |  | 2.417%
| 2018 | 2.168% |  | 2027 | 2.316% |  | 2036 |  | 2.431%
| 2019 | 2.002% |  | 2028 | 2.327% |  | 2037 |  | 2.428%
| 2020 | 2.142% |  | 2029 | 2.366% |  | 2038 |  | 2.442%
| 2021 | 2.244% |  | 2030 | 2.38% |  | 2039 |  | 2.449%
| 2022 | 2.256% |  | 2031 | 2.401% |  | 2040 |  | 2.442%
| 2023 | 2.303% |  | 2032 | 2.408% |  | 2041 |  | 2.453%
| 2024 | 2.313% |  | 2033 | 2.419% |  | 2042 |  | 2.463%
| 2025 | 2.316% |  | 2034 | 2.422% |  | 2043 |  | 2.47%

## Table 3 WY Wind 2021 (hidden)
Table 3
2017 IRP Wyoming Wind Resource
41% Capacity Factor
Year | Estimated Capital Cost | Fixed Capital Cost at Real Levelized Rate | Fixed O&M | Fixed Costs | Variable O&M | Tax Credit | Total Resource Cost | Total Resource Costs | Wind Integration Cost
| $/kW | $/kW-yr | $/kW-yr | $/MWh | $/MWh | $/MWh | $/MWh | $/kW-yr | $/MWh
| (a) | (b) | (c) | (d) | (e) | (f) | (g) | (h) | (h)
2017 IRP Wyoming Wind Resource - 41% Capacity Factor
2016 | 1637 | 115.6947 | 37.5656 | 42.4647 | 0.65 | -17.7623 | 25.3525 | 91.5 | 0.573
2017 |  | 118.25 | 38.4 | 43.4039 | 0.66 | -18.15 | 25.9139 | 93.53 | 0.59
2018 |  | 120.81 | 39.23 | 44.3432 | 0.67 | -18.54 | 26.4732 | 95.55 | 0.6
2019 |  | 123.23 | 40.02 | 45.2326 | 0.68 | -18.91 | 27.0026 | 97.46 | 0.61
2020 |  | 125.87 | 40.88 | 46.2024 | 0.69 | -19.32 | 27.5724 | 99.51 | 0.62
2021 |  | 128.7 | 41.8 | 47.2414 | 0.71 | -19.75 | 28.2014 | 101.78 | 0.63
2022 |  | 131.6 | 42.74 | 48.3054 | 0.73 | -20.2 | 28.8354 | 104.07 | 0.64
2023 |  | 134.63 | 43.72 | 49.4165 | 0.75 | -20.67 | 29.4965 | 106.46 | 0.65
2024 |  | 137.74 | 44.73 | 50.558 | 0.77 | -21.15 | 30.178 | 108.92 | 0.67
2025 |  | 140.93 | 45.77 | 51.7301 | 0.79 | -21.64 | 30.8801 | 111.45 | 0.69
2026 |  | 144.16 | 46.82 | 52.9159 | 0.81 | -22.14 | 31.5859 | 114 | 0.71
2027 |  | 147.5 | 47.9 | 54.1406 | 0.83 | -22.65 | 32.3206 | 116.65 | 0.73
2028 |  | 150.93 | 49.01 | 55.3985 | 0.85 | -23.18 | 33.0685 | 119.35 | 0.75
2029 |  | 154.5 | 50.17 | 56.7091 | 0.87 | -23.73 | 33.8491 | 122.17 | 0.77
2030 |  | 158.18 | 51.36 | 58.0585 | 0.89 | -24.29 | 34.6585 | 125.09 | 0.79
2031 |  | 161.98 | 52.59 | 59.4522 | 0.91 | -24.87 | 35.4922 | 128.1 | 0.81
2032 |  | 165.88 | 53.86 | 60.8846 | 0.93 | -25.47 | 36.3446 | 131.17 | 0.83
2033 |  | 169.89 | 55.16 | 62.3559 | 0.95 | -26.09 | 37.2159 | 134.32 | 0.85
2034 |  | 174 | 56.5 | 63.866 | 0.97 | -26.72 | 38.116 | 137.57 | 0.87
2035 |  | 178.21 | 57.87 | 65.4121 | 0.99 | -27.37 | 39.0321 | 140.87 | 0.89
2036 |  | 182.54 | 59.28 | 67.0025 | 1.01 | -28.04 | 39.9725 | 144.27 | 0.91
2037 |  | 186.97 | 60.72 | 68.6289 | 1.03 | -28.72 | 40.9389 | 147.75 | 0.93
2038 |  | 191.54 | 62.2 | 70.3052 | 1.06 | -29.42 | 41.9452 | 151.39 | 0.95
2039 |  | 196.23 | 63.72 | 72.0259 | 1.09 | -30.14 | 42.9759 | 155.11 | 0.97
2040 |  | 201.02 | 65.28 | 73.7853 | 1.12 | -30.88 | 44.0253 | 158.89 | 0.99
2041 |  | 205.95 | 66.88 | 75.5946 | 1.15 | -31.64 | 45.1046 | 162.79 | 1.01
2042 |  | 211.02 | 68.53 | 77.4566 | 1.18 | -32.42 | 46.2166 | 166.8 | 1.03
Sources, Inputs and Assumptions
Source: | (c)(f) | Plant Costs - 2017 IRP - Table 6.1 & 6.2
| (a) | Plant capacity cost
| (b) | = (a) x 0.0706748586244695
| (d) | = ((b) + (c)) / (8.76 x 41.2%)
| (g) | = (d) + (f)
| (h) | Plant Costs - 2017 IRP - Table 6.1 & 6.2
2017 IRP Wyoming Wind Resource - 41% Capacity Factor
| Wind | Cost and Input Assumptions
2016 $ | 1637 | Plant capacity cost |  |  |  | $/kW-yr |  | IRP2017 Chapter 8, page 220
2016 $ | 37.5656 | Fixed O&M, plus on-going capital cost |  |  |  | $/kW-yr
2016 $ | 0.573 | Integration Cost |  |  |  | $/MWH
2016 $ | 0.65 | Variable O&M |  |  |  | $/MWH
2016 $ | -17.7623 | Tax Credit $/MWh |  |  |  | $/MWH
| 7.067% | Payment Factor
| 41.2% | Capacity Factor | [5 empty] | IRP2017 Chapter 8, page 220
Company Official Inflation Forecast Dated March 31, 2017
| 2017 | 2.209% |  | 2026 | 2.294% |  | 2035 |  | 2.417%
| 2018 | 2.168% |  | 2027 | 2.316% |  | 2036 |  | 2.431%
| 2019 | 2.002% |  | 2028 | 2.327% |  | 2037 |  | 2.428%
| 2020 | 2.142% |  | 2029 | 2.366% |  | 2038 |  | 2.442%
| 2021 | 2.244% |  | 2030 | 2.38% |  | 2039 |  | 2.449%
| 2022 | 2.256% |  | 2031 | 2.401% |  | 2040 |  | 2.442%
| 2023 | 2.303% |  | 2032 | 2.408% |  | 2041 |  | 2.453%
| 2024 | 2.313% |  | 2033 | 2.419% |  | 2042 |  | 2.463%
| 2025 | 2.316% |  | 2034 | 2.422% |  | 2043 |  | 2.47%

## Table 3 UT Solar 2031 (hidden)
Table 3
2017 IRP Utah Solar Resource
31% Capacity Factor
Year | Estimated Capital Cost | Fixed Capital Cost at Real Levelized Rate | Fixed O&M | Fixed Costs | Variable O&M | Tax Credit | Total Resource Costs | Total Resource Costs | Wind Integration Cost
| $/kW | $/kW-yr | $/kW-yr | $/MWh | $/MWh | $/MWh | $/MWh | $/kW-yr | $/MWh
| (a) | (b) | (c) | (d) | (e) | (f) | (g) | (h) | (h)
2017 IRP Utah Solar Resource - 31% Capacity Factor
2016 | 1822.4072 | 140.6111 | 19.6936 | 58.8412 | 0 | -2.4461 | 56.3951 | 153.64 | 0.603
2017 |  | 143.72 | 20.13 | 60.1426 | 0 | -2.5 | 57.6426 | 157.04 | 0.62
2018 |  | 146.84 | 20.57 | 61.4493 | 0 | -2.55 | 58.8993 | 160.46 | 0.63
2019 |  | 149.78 | 20.98 | 62.6789 | 0 | -2.6 | 60.0789 | 163.68 | 0.64
2020 |  | 152.99 | 21.43 | 64.0224 | 0 | -2.66 | 61.3624 | 167.17 | 0.65
2021 |  | 156.42 | 21.91 | 65.4576 | 0 | -2.72 | 62.7376 | 170.92 | 0.66
2022 |  | 159.95 | 22.4 | 66.9332 | 0 | -2.78 | 64.1532 | 174.78 | 0.67
2023 |  | 163.63 | 22.92 | 68.4748 | 0 | -2.84 | 65.6348 | 178.81 | 0.69
2024 |  | 167.42 | 23.45 | 70.0605 | 0 | -2.91 | 67.1505 | 182.94 | 0.71
2025 |  | 171.3 | 23.99 | 71.6829 | 0 | -2.98 | 68.7029 | 187.17 | 0.73
2026 |  | 175.23 | 24.54 | 73.3273 | 0 | -3.05 | 70.2773 | 191.46 | 0.75
2027 |  | 179.29 | 25.11 | 75.0268 | 0 | -3.12 | 71.9068 | 195.9 | 0.77
2028 |  | 183.46 | 25.69 | 76.7703 | 0 | -3.19 | 73.5803 | 200.46 | 0.79
2029 |  | 187.8 | 26.3 | 78.5873 | 0 | -3.27 | 75.3173 | 205.19 | 0.81
2030 |  | 192.27 | 26.93 | 80.4593 | 0 | -3.35 | 77.1093 | 210.07 | 0.83
2031 |  | 196.89 | 27.58 | 82.3937 | 0 | -3.43 | 78.9637 | 215.13 | 0.85
2032 |  | 201.63 | 28.24 | 84.3758 | 0 | -3.51 | 80.8658 | 220.31 | 0.87
2033 |  | 206.51 | 28.92 | 86.4166 | 0 | -3.59 | 82.8266 | 225.65 | 0.89
2034 |  | 211.51 | 29.62 | 88.5089 | 0 | -3.68 | 84.8289 | 231.1 | 0.91
2035 |  | 216.62 | 30.34 | 90.6488 | 0 | -3.77 | 86.8788 | 236.69 | 0.93
2036 |  | 221.89 | 31.08 | 92.8548 | 0 | -3.86 | 88.9948 | 242.45 | 0.95
2037 |  | 227.28 | 31.83 | 95.1086 | 0 | -3.95 | 91.1586 | 248.35 | 0.97
2038 |  | 232.83 | 32.61 | 97.4321 | 0 | -4.05 | 93.3821 | 254.41 | 0.99
2039 |  | 238.53 | 33.41 | 99.8179 | 0 | -4.15 | 95.6679 | 260.63 | 1.01
2040 |  | 244.36 | 34.23 | 102.2589 | 0 | -4.25 | 98.0089 | 267.01 | 1.03
2041 |  | 250.35 | 35.07 | 104.7659 | 0 | -4.35 | 100.4159 | 273.57 | 1.06
2042 |  | 256.52 | 35.93 | 107.3463 | 0 | -4.46 | 102.8863 | 280.3 | 1.09
Sources, Inputs and Assumptions
Source: | (c)(f) | Plant Costs - 2017 IRP - Table 6.1 & 6.2
| (a) | Plant capacity cost
| (b) | = (a) x 0.0771567801772526
| (d) | = ((b) + (c)) / (8.76 x 31.1%)
| (g) | = (d) + (f)
| (h) | Plant Costs - 2017 IRP - Table 6.1 & 6.2
2017 IRP Utah Solar Resource - 31% Capacity Factor
| Wind | Cost and Input Assumptions
2016 $ | 1822.4072 | Plant capacity cost |  |  |  | $/kW-yr
2016 $ | 19.6936 | Fixed O&M, plus on-going capital cost |  |  |  | $/kW-yr
2016 $ | 0.603 | Integration Cost |  |  |  | $/MWH
2016 $ | 0 | Variable O&M |  |  |  | $/MWH |  |  |  | Total Capital Cost | Payment Factor | 22% ITC assumption
2016 $ | -2.4461 | Tax Credit $/MWh |  |  |  | $/MWH |  |  |  | 1822.4072 | 6.911% | -5.386
[10 empty] | 1822.4072 | 7.716%
| 7.716% | Payment Factor | [7 empty] | Total Capital Cost | Payment Factor | 10% ITC assumption
| 31.1% | Capacity Factor | [7 empty] | 1822.4072 | 7.35% | -2.4461 | Payment Factor Corresponding to 10% ITC is 7.350%
[10 empty] | 1822.4072 | 7.716%
Company Official Inflation Forecast Dated March 31, 2017
| 2017 | 2.209% |  | 2026 | 2.294% |  | 2035 |  | 2.417%
| 2018 | 2.168% |  | 2027 | 2.316% |  | 2036 |  | 2.431%
| 2019 | 2.002% |  | 2028 | 2.327% |  | 2037 |  | 2.428%
| 2020 | 2.142% |  | 2029 | 2.366% |  | 2038 |  | 2.442%
| 2021 | 2.244% |  | 2030 | 2.38% |  | 2039 |  | 2.449%
| 2022 | 2.256% |  | 2031 | 2.401% |  | 2040 |  | 2.442%
| 2023 | 2.303% |  | 2032 | 2.408% |  | 2041 |  | 2.453%
| 2024 | 2.313% |  | 2033 | 2.419% |  | 2042 |  | 2.463%
| 2025 | 2.316% |  | 2034 | 2.422% |  | 2043 |  | 2.47%

## Table 3 Yakima Solar 2028 (hidden)
Table 3
2017 IRP Yakima Solar Resource
25% Capacity Factor
Year | Estimated Capital Cost | Fixed Capital Cost at Real Levelized Rate | Fixed O&M | Fixed Costs | Variable O&M | Tax Credit | Avoided Cost (before Integration Cost) | Total Resource Costs | Wind Integration Cost
| $/kW | $/kW-yr | $/kW-yr | $/MWh | $/MWh | $/MWh | $/MWh | $/kW-yr | $/MWh
| (a) | (b) | (c) | (d) | (e) | (f) | (g) | (h) | (h)
2017 IRP Yakima Solar Resource - 25% Capacity Factor
2016 | 1761.8948 | 135.9421 | 18.7398 | 70.9147 | 0 | -2.9538 | 67.9609 | 148.24 | 0.603
2017 |  | 138.95 | 19.15 | 72.4817 | 0 | -3.02 | 69.4617 | 151.51 | 0.62
2018 |  | 141.96 | 19.57 | 74.0542 | 0 | -3.09 | 70.9642 | 154.79 | 0.63
2019 |  | 144.8 | 19.96 | 75.535 | 0 | -3.15 | 72.385 | 157.89 | 0.64
2020 |  | 147.9 | 20.39 | 77.1534 | 0 | -3.22 | 73.9334 | 161.27 | 0.65
2021 |  | 151.22 | 20.85 | 78.8863 | 0 | -3.29 | 75.5963 | 164.89 | 0.66
2022 |  | 154.63 | 21.32 | 80.6651 | 0 | -3.36 | 77.3051 | 168.62 | 0.67
2023 |  | 158.19 | 21.81 | 82.5219 | 0 | -3.44 | 79.0819 | 172.5 | 0.69
2024 |  | 161.85 | 22.31 | 84.429 | 0 | -3.52 | 80.909 | 176.48 | 0.71
2025 |  | 165.6 | 22.83 | 86.3866 | 0 | -3.6 | 82.7866 | 180.58 | 0.73
2026 |  | 169.4 | 23.35 | 88.3672 | 0 | -3.68 | 84.6872 | 184.72 | 0.75
2027 |  | 173.32 | 23.89 | 90.4119 | 0 | -3.77 | 86.6419 | 188.99 | 0.77
2028 |  | 177.35 | 24.45 | 92.5162 | 0 | -3.86 | 88.6562 | 193.38 | 0.79
2029 |  | 181.55 | 25.03 | 94.7076 | 0 | -3.95 | 90.7576 | 197.96 | 0.81
2030 |  | 185.87 | 25.63 | 96.9632 | 0 | -4.04 | 92.9232 | 202.69 | 0.83
2031 |  | 190.33 | 26.25 | 99.2921 | 0 | -4.14 | 95.1521 | 207.55 | 0.85
2032 |  | 194.91 | 26.88 | 101.6807 | 0 | -4.24 | 97.4407 | 212.54 | 0.87
2033 |  | 199.63 | 27.53 | 104.1426 | 0 | -4.34 | 99.8026 | 217.69 | 0.89
2034 |  | 204.46 | 28.2 | 106.6641 | 0 | -4.45 | 102.2141 | 222.95 | 0.91
2035 |  | 209.4 | 28.88 | 109.2406 | 0 | -4.56 | 104.6806 | 228.33 | 0.93
2036 |  | 214.49 | 29.58 | 111.8951 | 0 | -4.67 | 107.2251 | 233.88 | 0.95
2037 |  | 219.7 | 30.3 | 114.6137 | 0 | -4.78 | 109.8337 | 239.57 | 0.97
2038 |  | 225.06 | 31.04 | 117.4103 | 0 | -4.9 | 112.5103 | 245.41 | 0.99
2039 |  | 230.57 | 31.8 | 120.2848 | 0 | -5.02 | 115.2648 | 251.42 | 1.01
2040 |  | 236.2 | 32.58 | 123.2235 | 0 | -5.14 | 118.0835 | 257.57 | 1.03
2041 |  | 241.99 | 33.38 | 126.2447 | 0 | -5.27 | 120.9747 | 263.87 | 1.06
2042 |  | 247.95 | 34.2 | 129.353 | 0 | -5.4 | 123.953 | 270.37 | 1.09
Sources, Inputs and Assumptions
Source: | (c)(f) | Plant Costs - 2017 IRP - Table 6.1 & 6.2
| (a) | Plant capacity cost
| (b) | = (a) x 0.0771567801772526
| (d) | = ((b) + (c)) / (8.76 x 24.9%)
| (g) | = (d) + (f)
| (h) | Plant Costs - 2017 IRP - Table 6.1 & 6.2
2017 IRP Yakima Solar Resource - 25% Capacity Factor
| Solar | Cost and Input Assumptions
2016 $ | 1761.8948 | Plant capacity cost |  |  |  | $/kW-yr
2016 $ | 18.7398 | Fixed O&M, plus on-going capital cost |  |  |  | $/kW-yr
2016 $ | 0.603 | Integration Cost |  |  |  | $/MWH
2016 $ | 0 | Variable O&M |  |  |  | $/MWH |  |  |  | Total Capital Cost | Payment Factor | 22% ITC assumption
2016 $ | -2.9538 | Tax Credit $/MWh |  |  |  | $/MWH |  |  |  | 1761.8948 | 6.911% | -6.5038
[10 empty] | 1761.8948 | 7.716%
| 7.716% | Payment Factor | [7 empty] | Total Capital Cost | Payment Factor | 10% ITC assumption
| 24.9% | Capacity Factor | [7 empty] | 1761.8948 | 7.35% | -2.9538 | Payment Factor Corresponding to 10% ITC is 7.350%
[10 empty] | 1761.8948 | 7.716%
Company Official Inflation Forecast Dated March 31, 2017
| 2017 | 2.209% |  | 2026 | 2.294% |  | 2035 |  | 2.417%
| 2018 | 2.168% |  | 2027 | 2.316% |  | 2036 |  | 2.431%
| 2019 | 2.002% |  | 2028 | 2.327% |  | 2037 |  | 2.428%
| 2020 | 2.142% |  | 2029 | 2.366% |  | 2038 |  | 2.442%
| 2021 | 2.244% |  | 2030 | 2.38% |  | 2039 |  | 2.449%
| 2022 | 2.256% |  | 2031 | 2.401% |  | 2040 |  | 2.442%
| 2023 | 2.303% |  | 2032 | 2.408% |  | 2041 |  | 2.453%
| 2024 | 2.313% |  | 2033 | 2.419% |  | 2042 |  | 2.463%
| 2025 | 2.316% |  | 2034 | 2.422% |  | 2043 |  | 2.47%

## Table 3 30 MW Geoth 2029 (hidden)
Table 3
2017 IRP Geothermal PPA West Side Resource
90% Capacity Factor
Year | Estimated Capital Cost | Fixed Capital Cost at Real Levelized Rate | Fixed O&M | Fixed Costs | Variable O&M | Tax Credit | Avoided Cost (before Integration Cost) | Total Resource Costs
| $/kW | $/kW-yr | $/kW-yr | $/MWh | $/MWh | $/MWh | $/MWh | $/kW-yr
| (a) | (b) | (c) | (d) | (e) | (f) | (g) | (h)
2017 IRP Geothermal PPA West Side Resource - 90% Capacity Factor
2016 | 0 | 0 | 0 | 0 | 77.34 | 0 | 77.34 | 611.44
2017 |  | 0 | 0 | 0 | 79.05 | 0 | 79.05 | 624.96
2018 |  | 0 | 0 | 0 | 80.76 | 0 | 80.76 | 638.48
2019 |  | 0 | 0 | 0 | 82.38 | 0 | 82.38 | 651.29
2020 |  | 0 | 0 | 0 | 84.14 | 0 | 84.14 | 665.2
2021 |  | 0 | 0 | 0 | 86.03 | 0 | 86.03 | 680.14
2022 |  | 0 | 0 | 0 | 87.97 | 0 | 87.97 | 695.48
2023 |  | 0 | 0 | 0 | 90 | 0 | 90 | 711.53
2024 |  | 0 | 0 | 0 | 92.08 | 0 | 92.08 | 727.98
2025 |  | 0 | 0 | 0 | 94.21 | 0 | 94.21 | 744.81
2026 |  | 0 | 0 | 0 | 96.37 | 0 | 96.37 | 761.89
2027 |  | 0 | 0 | 0 | 98.6 | 0 | 98.6 | 779.52
2028 |  | 0 | 0 | 0 | 100.89 | 0 | 100.89 | 797.63
2029 |  | 0 | 0 | 0 | 103.28 | 0 | 103.28 | 816.52
2030 |  | 0 | 0 | 0 | 105.74 | 0 | 105.74 | 835.97
2031 |  | 0 | 0 | 0 | 108.28 | 0 | 108.28 | 856.05
2032 |  | 0 | 0 | 0 | 110.89 | 0 | 110.89 | 876.69
2033 |  | 0 | 0 | 0 | 113.57 | 0 | 113.57 | 897.87
2034 |  | 0 | 0 | 0 | 116.32 | 0 | 116.32 | 919.61
2035 |  | 0 | 0 | 0 | 119.13 | 0 | 119.13 | 941.83
2036 |  | 0 | 0 | 0 | 122.03 | 0 | 122.03 | 964.76
2037 |  | 0 | 0 | 0 | 124.99 | 0 | 124.99 | 988.16
2038 |  | 0 | 0 | 0 | 128.04 | 0 | 128.04 | 1012.27
2039 |  | 0 | 0 | 0 | 131.18 | 0 | 131.18 | 1037.1
2040 |  | 0 | 0 | 0 | 134.38 | 0 | 134.38 | 1062.39
2041 |  | 0 | 0 | 0 | 137.68 | 0 | 137.68 | 1088.48
2042 |  | 0 | 0 | 0 | 141.07 | 0 | 141.07 | 1115.29
Sources, Inputs and Assumptions
Source: | (c)(f) | Plant Costs - 2017 IRP - Table 6.1 & 6.2
| (a) | Plant capacity cost
| (b) | = (a) x 0.0631141369791985
| (d) | = ((b) + (c)) / (8.76 x 90.3%)
| (g) | = (d) + (f)
| (h) | Plant Costs - 2017 IRP - Table 6.1 & 6.2
2017 IRP Geothermal PPA West Side Resource - 90% Capacity Factor
| Solar | Cost and Input Assumptions
2016 $ | 0 | Plant capacity cost |  |  |  | $/kW-yr
2016 $ | 0 | Fixed O&M, plus on-going capital cost |  |  |  | $/kW-yr
2016 $ | 0 | Integration Cost |  |  |  | $/MWH
2016 $ | 77.34 | Variable O&M |  |  |  | $/MWH
2016 $ | 0 | Tax Credit $/MWh |  |  |  | $/MWH
| 6.311% | Payment Factor
| 90.25% | Capacity Factor
Company Official Inflation Forecast Dated March 31, 2017
| 2017 | 2.209% |  | 2026 | 2.294% |  | 2035 | 2.417%
| 2018 | 2.168% |  | 2027 | 2.316% |  | 2036 | 2.431%
| 2019 | 2.002% |  | 2028 | 2.327% |  | 2037 | 2.428%
| 2020 | 2.142% |  | 2029 | 2.366% |  | 2038 | 2.442%
| 2021 | 2.244% |  | 2030 | 2.38% |  | 2039 | 2.449%
| 2022 | 2.256% |  | 2031 | 2.401% |  | 2040 | 2.442%
| 2023 | 2.303% |  | 2032 | 2.408% |  | 2041 | 2.453%
| 2024 | 2.313% |  | 2033 | 2.419% |  | 2042 | 2.463%
| 2025 | 2.316% |  | 2034 | 2.422% |  | 2043 | 2.47%

## Table 3 200 MW (UT N) 2029) (hidden)
Appendix B
Table 3
SCCT Resource Costs - 2017 IRP
UT N - 200 MW - SCCT Frame "F" x1 - East Side Resource (5,050')
Year | Estimated Capital Cost | Fixed Capital Cost at Real Levelized Rate | Fixed O&M | Variable O&M | Total O&M at Expected CF | Total Resource Fixed Costs | Fuel Cost | Total Resource Energy Cost | Total Resource Costs
| $/kW | $/kW-yr | $/kW-yr | $/MWh | $/kW-yr | $/kW-yr | $/MMBtu | $/MWh | $/MWh
| (a) | (b) | (c) | (d) | (e) | (f) | (g) | (h) | (i)
UT N - 200 MW - SCCT Frame "F" x1 - East Side Resource (5,050')
2016 | 702 | 51.76 | 30.66 | 7.53 | 52.43 | 104.19
2017 |  | 52.9 | 31.34 | 7.7 | 53.6 | 106.5
2018 |  | 54.05 | 32.02 | 7.87 | 54.77 | 108.82
2019 |  | 55.13 | 32.66 | 8.03 | 55.87 | 111
2020 |  | 56.31 | 33.36 | 8.2 | 57.06 | 113.37
2021 |  | 57.57 | 34.11 | 8.38 | 58.33 | 115.9
2022 |  | 58.87 | 34.88 | 8.57 | 59.65 | 118.52
2023 |  | 60.23 | 35.68 | 8.77 | 61.03 | 121.26
2024 |  | 61.62 | 36.51 | 8.97 | 62.44 | 124.06
2025 |  | 63.05 | 37.36 | 9.18 | 63.9 | 126.95
2026 |  | 64.5 | 38.22 | 9.39 | 65.36 | 129.86
2027 |  | 65.99 | 39.11 | 9.61 | 66.89 | 132.88
2028 |  | 67.53 | 40.02 | 9.83 | 68.44 | 135.97
2029 |  | 69.13 | 40.97 | 10.06 | 70.05 | 139.18 | 4.5 | 43.26 | 91.41
2030 |  | 70.78 | 41.95 | 10.3 | 71.73 | 142.51 | 4.88 | 46.92 | 96.22
2031 |  | 72.48 | 42.96 | 10.55 | 73.46 | 145.94 | 5.07 | 48.74 | 99.22
2032 |  | 74.22 | 43.99 | 10.8 | 75.21 | 149.43 | 5.31 | 51.05 | 102.74
2033 |  | 76.02 | 45.05 | 11.06 | 77.02 | 153.04 | 5.65 | 54.32 | 107.26
2034 |  | 77.86 | 46.14 | 11.33 | 78.89 | 156.75 | 5.93 | 57.01 | 111.23
2035 |  | 79.74 | 47.26 | 11.6 | 80.79 | 160.53 | 6.25 | 60.09 | 115.62
2036 |  | 81.68 | 48.41 | 11.88 | 82.75 | 164.43 | 6.73 | 64.7 | 121.58
2037 |  | 83.66 | 49.59 | 12.17 | 84.77 | 168.43 | 6.93 | 66.63 | 124.89
2038 |  | 85.7 | 50.8 | 12.47 | 86.85 | 172.55 | 7.3 | 70.18 | 129.87
2039 |  | 87.8 | 52.04 | 12.78 | 88.98 | 176.78 | 7.56 | 72.68 | 133.83
2040 |  | 89.94 | 53.31 | 13.09 | 91.15 | 181.09 | 7.84 | 75.37 | 138.01
2041 |  | 92.15 | 54.62 | 13.41 | 93.39 | 185.54 | 8.04 | 77.3 | 141.48
2042 |  | 94.42 | 55.97 | 13.74 | 95.69 | 190.11 | 8.25 | 79.32 | 145.08
Sources, Inputs and Assumptions
Source: (a)(c)(d) |  | Plant Costs - 2017 IRP - Table 6.1 & 6.2
| (b) | = (a) x 0.0737263117964292
| (e) | = (d) x (8.76 x 33.0%) + (c)
| (f) | = (b) + (e)
| (g) | Table 4 - Burnertip Natural Gas Price Forecast
| (h) | = 9,614 MMBtu/MWH x $/MMBtu
| (i) | = (f) / (8.76 x 'Capacity Factor' ) + (h)
UT N - 200 MW - SCCT Frame "F" x1 - East Side Resource (5,050')
| SCCT Statistics |  |  | MW | Percent | Cap Cost | Fixed
| SCCT Dry "F" - Turbine |  |  | 199.9241 | 100% | 701.5991 | 30.6572
|  |  |  | 0 | 0% | 0 | 0
| Capacity Weighted |  |  | 199.9241 | 100% | 702 | 30.66
| SCCT Statistics |  |  | MW | CF | aMW | Percent | Variable | Heat Rate
| SCCT Dry "F" - Turbine |  |  | 199.9241 | 33% | 65.975 | 100% | 7.53 | 9614
| 0 |  |  | 0 | 0% | 0 | 0% | 0 | 0
| Energy Weighted |  |  | 199.9241 | 33% | 65.975 | 100% | 7.53 | 9614
Rounded
| SCCT | Duct Firing | Plant Costs - 2017 IRP - Table 6.1 & 6.2
| 199.9241 |  | MW Plant Capacity
2016 $ | 701.5991 |  | Plant Capacity Cost
2016 $ | 16.0158 |  | Fixed O&M & Capitalized O&M
2016 $ | 14.6414 |  | Fixed Pipeline
2016 $ | 30.6572 |  | Fixed O&M Including Fixed Pipeline & Capitalized O&M ($/kW-Yr)
2016 $ | 7.53 |  | Variable O&M Costs & Capitalized Variable O&M ($/MWh)
| 9614 |  | Heat Rate in btu/kWh
| 7.373% |  | Payment Factor
| 33% |  | Capacity Factor
|  | 33% | Energy Weighted Capacity Factor
Company Official Inflation Forecast Dated March 31, 2017
| 2017 | 2.209% |  | 2026 | 2.294% |  | 2035 | 2.417%
| 2018 | 2.168% |  | 2027 | 2.316% |  | 2036 | 2.431%
| 2019 | 2.002% |  | 2028 | 2.327% |  | 2037 | 2.428%
| 2020 | 2.142% |  | 2029 | 2.366% |  | 2038 | 2.442%
| 2021 | 2.244% |  | 2030 | 2.38% |  | 2039 | 2.449%
| 2022 | 2.256% |  | 2031 | 2.401% |  | 2040 | 2.442%
| 2023 | 2.303% |  | 2032 | 2.408% |  | 2041 | 2.453%
| 2024 | 2.313% |  | 2033 | 2.419% |  | 2042 | 2.463%
| 2025 | 2.316% |  | 2034 | 2.422% |  | 2043 | 2.47%

## Table 3 436MW (West M) 2030 (hidden)
Appendix B
Table 3
CCCT Resource Costs - 2017 IRP
Willamette Valley - 436 MW - CCCT Dry "G/H", 1x1 - West Side Resource (1,500')
Year | Estimated Capital Cost | Fixed Capital Cost at Real Levelized Rate | Fixed O&M | Variable O&M | Total O&M at Expected CF | Total Resource Fixed Costs | Fuel Cost | Total Resource Energy Cost | Total Resource Costs
| $/kW | $/kW-yr | $/kW-yr | $/MWh | $/kW-yr | $/kW-yr | $/MMBtu | $/MWh | $/MWh
| (a) | (b) | (c) | (d) | (e) | (f) | (g) | (h) | (i)
Willamette Valley - 436 MW - CCCT Dry "G/H", 1x1 - West Side Resource (1,500')
2016 | 1363 | 98.9 | 43.7 | 2.02 | 56.14 | 155.04
2017 |  | 101.08 | 44.67 | 2.06 | 57.36 | 158.44
2018 |  | 103.27 | 45.64 | 2.1 | 58.57 | 161.84
2019 |  | 105.34 | 46.55 | 2.14 | 59.73 | 165.07
2020 |  | 107.6 | 47.55 | 2.19 | 61.04 | 168.64
2021 |  | 110.02 | 48.62 | 2.24 | 62.41 | 172.43
2022 |  | 112.5 | 49.72 | 2.29 | 63.82 | 176.32
2023 |  | 115.09 | 50.87 | 2.34 | 65.28 | 180.37
2024 |  | 117.75 | 52.05 | 2.39 | 66.77 | 184.52
2025 |  | 120.48 | 53.26 | 2.45 | 68.35 | 188.83
2026 |  | 123.24 | 54.48 | 2.51 | 69.94 | 193.18
2027 |  | 126.09 | 55.74 | 2.57 | 71.57 | 197.66
2028 |  | 129.02 | 57.04 | 2.63 | 73.24 | 202.26
2029 |  | 132.07 | 58.39 | 2.69 | 74.96 | 207.03
2030 |  | 135.21 | 59.78 | 2.75 | 76.72 | 211.93
2031 |  | 138.46 | 61.22 | 2.82 | 78.59 | 217.05
2032 |  | 141.79 | 62.69 | 2.89 | 80.49 | 222.28 | 5.38 | 34.51 | 70.6
2033 |  | 145.22 | 64.21 | 2.96 | 82.44 | 227.66 | 5.76 | 36.95 | 73.92
2034 |  | 148.74 | 65.77 | 3.03 | 84.43 | 233.17 | 6.02 | 38.62 | 76.48
2035 |  | 152.34 | 67.36 | 3.1 | 86.45 | 238.79 | 6.29 | 40.35 | 79.13
2036 |  | 156.04 | 69 | 3.18 | 88.58 | 244.62 | 6.8 | 43.62 | 83.34
2037 |  | 159.83 | 70.68 | 3.26 | 90.76 | 250.59 | 7.05 | 45.23 | 85.92
2038 |  | 163.73 | 72.41 | 3.34 | 92.98 | 256.71 | 7.46 | 47.86 | 89.55
2039 |  | 167.74 | 74.18 | 3.42 | 95.24 | 262.98 | 7.75 | 49.72 | 92.42
2040 |  | 171.84 | 75.99 | 3.5 | 97.54 | 269.38 | 8.03 | 51.51 | 95.25
2041 |  | 176.06 | 77.85 | 3.59 | 99.96 | 276.02 | 8.24 | 52.86 | 97.68
2042 |  | 180.4 | 79.77 | 3.68 | 102.43 | 282.83 | 8.45 | 54.21 | 100.14
Sources, Inputs and Assumptions
Source: (a)(c)(d) |  | Plant Costs - 2017 IRP - Table 6.1 & 6.2
| (b) | = (a) x 0.0725628795024555
| (e) | = (d) x (8.76 x 70.3%) + (c)
| (f) | = (b) + (e)
| (g) | Table 4 - Burnertip Natural Gas Price Forecast
| (h) | = 6,415 MMBtu/MWH x $/MMBtu
| (i) | = (f) / (8.76 x 'Capacity Factor' ) + (h)
Willamette Valley - 436 MW - CCCT Dry "G/H", 1x1 - West Side Resource (1,500')
| CCCT Statistics |  |  | MW | Percent | Cap Cost | Fixed
| CCCT Dry "G/H", 1x1 - Turbine |  |  | 385.3535 | 88.31% | 1484.3381 | 44.5016
| CCCT Dry "G/H", 1x1 - Duct Firing |  |  | 51.0037 | 11.69% | 443.0044 | 37.6707
| Capacity Weighted |  |  | 436.3572 | 100% | 1363 | 43.7
| CCCT Statistics |  |  | MW | CF | aMW | Percent | Variable | Heat Rate
| CCCT Dry "G/H", 1x1 - Turbine |  |  | 385.3535 | 78% | 300.5757 | 98% | 2.0593 | 6362
| CCCT Dry "G/H", 1x1 - Duct Firing |  |  | 51.0037 | 12% | 6.1204 | 1.996% | 0.15 | 9012
| Energy Weighted |  |  | 436.3572 | 70.3% | 306.6962 | 100% | 2.02 | 6415
Rounded
| CCCT | Duct Firing | Plant Costs - 2017 IRP - Table 6.1 & 6.2
| 385.3535 | 51.0037 | MW Plant Capacity
2016 $ | 1484.3381 | 443.0044 | Plant Capacity Cost
2016 $ | 21.7132 | 5.39 | Fixed O&M & Capitalized O&M
2016 $ | 22.7885 | 32.2807 | Fixed Pipeline
2016 $ | 44.5016 | 37.6707 | Fixed O&M Including Fixed Pipeline & Capitalized O&M ($/kW-Yr)
| 2.0593 | 0.15 | Variable O&M Costs & Capitalized Variable O&M ($/MWh)
| 6362 | 9012 | Heat Rate in btu/kWh
| 7.256% | 7.256% | Payment Factor
| 78% | 12% | Capacity Factor
|  | 70.3% | Energy Weighted Capacity Factor
Company Official Inflation Forecast Dated March 31, 2017
| 2017 | 2.209% |  | 2026 | 2.294% |  | 2035 | 2.417%
| 2018 | 2.168% |  | 2027 | 2.316% |  | 2036 | 2.431%
| 2019 | 2.002% |  | 2028 | 2.327% |  | 2037 | 2.428%
| 2020 | 2.142% |  | 2029 | 2.366% |  | 2038 | 2.442%
| 2021 | 2.244% |  | 2030 | 2.38% |  | 2039 | 2.449%
| 2022 | 2.256% |  | 2031 | 2.401% |  | 2040 | 2.442%
| 2023 | 2.303% |  | 2032 | 2.408% |  | 2041 | 2.453%
| 2024 | 2.313% |  | 2033 | 2.419% |  | 2042 | 2.463%
| 2025 | 2.316% |  | 2034 | 2.422% |  | 2043 | 2.47%

## Table 3 477 MW (Wyo) 2033 (hidden)
Appendix B
Table 3
CCCT Resource Costs - 2017IRP
WYNE DJohns - 477 MW - CCCT Dry "J/HA.02", 1x1 - East Side Resource (5,050')
Year | Estimated Capital Cost | Fixed Capital Cost at Real Levelized Rate | Fixed O&M | Variable O&M | Total O&M at Expected CF | Total Resource Fixed Costs | Fuel Cost | Total Resource Energy Cost | Total Resource Costs
| $/kW | $/kW-yr | $/kW-yr | $/MWh | $/kW-yr | $/kW-yr | $/MMBtu | $/MWh | $/MWh
| (a) | (b) | (c) | (d) | (e) | (f) | (g) | (h) | (i)
WYNE DJohns - 477 MW - CCCT Dry "J/HA.02", 1x1 - East Side Resource (5,050')
2016 | 1203 | 87.29 | 57.97 | 2.22 | 71.45 | 158.74
2017 |  | 89.22 | 59.25 | 2.27 | 73.03 | 162.25
2018 |  | 91.15 | 60.53 | 2.32 | 74.61 | 165.76
2019 |  | 92.98 | 61.74 | 2.37 | 76.13 | 169.11
2020 |  | 94.97 | 63.06 | 2.42 | 77.75 | 172.72
2021 |  | 97.1 | 64.48 | 2.47 | 79.47 | 176.57
2022 |  | 99.29 | 65.93 | 2.53 | 81.29 | 180.58
2023 |  | 101.58 | 67.45 | 2.59 | 83.17 | 184.75
2024 |  | 103.93 | 69.01 | 2.65 | 85.1 | 189.03
2025 |  | 106.34 | 70.61 | 2.71 | 87.06 | 193.4
2026 |  | 108.78 | 72.23 | 2.77 | 89.05 | 197.83
2027 |  | 111.3 | 73.9 | 2.83 | 91.08 | 202.38
2028 |  | 113.89 | 75.62 | 2.9 | 93.22 | 207.11
2029 |  | 116.58 | 77.41 | 2.97 | 95.44 | 212.02
2030 |  | 119.35 | 79.25 | 3.04 | 97.7 | 217.05
2031 |  | 122.22 | 81.15 | 3.11 | 100.03 | 222.25
2032 |  | 125.16 | 83.1 | 3.18 | 102.4 | 227.56
2033 |  | 128.19 | 85.11 | 3.26 | 104.9 | 233.09 | 5.62 | 35.92 | 74.32
2034 |  | 131.29 | 87.17 | 3.34 | 107.45 | 238.74 | 5.9 | 37.71 | 77.04
2035 |  | 134.46 | 89.28 | 3.42 | 110.04 | 244.5 | 6.23 | 39.82 | 80.1
2036 |  | 137.73 | 91.45 | 3.5 | 112.7 | 250.43 | 6.7 | 42.83 | 84.08
2037 |  | 141.07 | 93.67 | 3.58 | 115.4 | 256.47 | 6.9 | 44.1 | 86.35
2038 |  | 144.51 | 95.96 | 3.67 | 118.24 | 262.75 | 7.28 | 46.53 | 89.81
2039 |  | 148.05 | 98.31 | 3.76 | 121.14 | 269.19 | 7.54 | 48.2 | 92.54
2040 |  | 151.67 | 100.71 | 3.85 | 124.08 | 275.75 | 7.82 | 49.99 | 95.41
2041 |  | 155.39 | 103.18 | 3.94 | 127.1 | 282.49 | 8.03 | 51.33 | 97.86
2042 |  | 159.22 | 105.72 | 4.04 | 130.25 | 289.47 | 8.24 | 52.67 | 100.35
Sources, Inputs and Assumptions
Source: (a)(c)(d) |  | Plant Costs - 2017 IRP - Table 6.1 & 6.2
| (b) | = (a) x 0.0725628795024555
| (e) | = (d) x (8.76 x 69.3%) + (c)
| (f) | = (b) + (e)
| (g) | Table 4 - Burnertip Natural Gas Price Forecast
| (h) | = 6,392 MMBtu/MWH x $/MMBtu
| (i) | = (f) / (8.76 x 'Capacity Factor' ) + (h)
WYNE DJohns - 477 MW - CCCT Dry "J/HA.02", 1x1 - East Side Resource (5,050')
| CCCT Statistics |  |  | MW | Percent | Cap Cost | Fixed
| CCCT Dry "J" - Turbine |  |  | 413.5678 | 86.78% | 1334.21 | 57.934
| CCCT Dry "J" - Duct Firing |  |  | 63.0086 | 13.22% | 341.6069 | 58.2119
| Capacity Weighted |  |  | 476.5764 | 100% | 1203 | 57.97
| CCCT Statistics |  |  | MW | CF | aMW | Percent | Variable | Heat Rate
| CCCT Dry "J" - Turbine |  |  | 413.5678 | 78% | 322.5829 | 97.71% | 2.2696 | 6326
| CCCT Dry "J" - Duct Firing |  |  | 63.0086 | 12% | 7.561 | 2.29% | 0.16 | 9211
| Energy Weighted |  |  | 476.5764 | 69.3% | 330.1439 | 100% | 2.22 | 6392
Rounded
| CCCT | Duct Firing | Plant Costs - 2017 IRP - Table 6.1 & 6.2
| 413.5678 | 63.0086 | MW Plant Capacity
| 1334.21 | 341.6069 | Plant Capacity Cost
| 21.2925 | 4.86 | Fixed O&M & Capitalized O&M
| 36.6414 | 53.3519 | Fixed Pipeline
| 57.934 | 58.2119 | Fixed O&M Including Fixed Pipeline & Capitalized O&M ($/kW-Yr)
| 2.2696 | 0.16 | Variable O&M Costs & Capitalized Variable O&M ($/MWh)
| 6326 | 9211 | Heat Rate in btu/kWh
| 7.256% | 7.256% | Payment Factor
| 78% | 12% | Capacity Factor
|  | 69.3% | Energy Weighted Capacity Factor
Company Official Inflation Forecast Dated March 31, 2017
| 2017 | 2.209% |  | 2026 | 2.294% |  | 2035 | 2.417%
| 2018 | 2.168% |  | 2027 | 2.316% |  | 2036 | 2.431%
| 2019 | 2.002% |  | 2028 | 2.327% |  | 2037 | 2.428%
| 2020 | 2.142% |  | 2029 | 2.366% |  | 2038 | 2.442%
| 2021 | 2.244% |  | 2030 | 2.38% |  | 2039 | 2.449%
| 2022 | 2.256% |  | 2031 | 2.401% |  | 2040 | 2.442%
| 2023 | 2.303% |  | 2032 | 2.408% |  | 2041 | 2.453%
| 2024 | 2.313% |  | 2033 | 2.419% |  | 2042 | 2.463%
| 2025 | 2.316% |  | 2034 | 2.422% |  | 2043 | 2.47%

## Table 3 200 MW (Wyo) 2033 (hidden)
Appendix B
Table 3
SCCT Resource Costs - 2017 IRP
WYNE DJohns- 200 MW - SCCT Frame "F" x1 - East Side Resource (5,050')
Year | Estimated Capital Cost | Fixed Capital Cost at Real Levelized Rate | Fixed O&M | Variable O&M | Total O&M at Expected CF | Total Resource Fixed Costs | Fuel Cost | Total Resource Energy Cost | Total Resource Costs
| $/kW | $/kW-yr | $/kW-yr | $/MWh | $/kW-yr | $/kW-yr | $/MMBtu | $/MWh | $/MWh
| (a) | (b) | (c) | (d) | (e) | (f) | (g) | (h) | (i)
WYNE DJohns- 200 MW - SCCT Frame "F" x1 - East Side Resource (5,050')
2016 | 589 | 43.42 | 71.7 | 7.53 | 93.47 | 136.89
2017 |  | 44.38 | 73.28 | 7.7 | 95.54 | 139.92
2018 |  | 45.34 | 74.87 | 7.87 | 97.62 | 142.96
2019 |  | 46.25 | 76.37 | 8.03 | 99.58 | 145.83
2020 |  | 47.24 | 78.01 | 8.2 | 101.71 | 148.95
2021 |  | 48.3 | 79.76 | 8.38 | 103.98 | 152.28
2022 |  | 49.39 | 81.56 | 8.57 | 106.33 | 155.72
2023 |  | 50.53 | 83.44 | 8.77 | 108.79 | 159.32
2024 |  | 51.7 | 85.37 | 8.97 | 111.3 | 163
2025 |  | 52.9 | 87.35 | 9.18 | 113.89 | 166.79
2026 |  | 54.11 | 89.35 | 9.39 | 116.49 | 170.6
2027 |  | 55.36 | 91.42 | 9.61 | 119.2 | 174.56
2028 |  | 56.65 | 93.55 | 9.83 | 121.97 | 178.62
2029 |  | 57.99 | 95.76 | 10.06 | 124.84 | 182.83
2030 |  | 59.37 | 98.04 | 10.3 | 127.82 | 187.19
2031 |  | 60.8 | 100.39 | 10.55 | 130.89 | 191.69
2032 |  | 62.26 | 102.81 | 10.8 | 134.03 | 196.29
2033 |  | 63.77 | 105.3 | 11.06 | 137.27 | 201.04 | 5.62 | 54.03 | 123.57
2034 |  | 65.31 | 107.85 | 11.33 | 140.6 | 205.91 | 5.9 | 56.72 | 127.95
2035 |  | 66.89 | 110.46 | 11.6 | 143.99 | 210.88 | 6.23 | 59.9 | 132.85
2036 |  | 68.52 | 113.15 | 11.88 | 147.49 | 216.01 | 6.7 | 64.41 | 139.13
2037 |  | 70.18 | 115.9 | 12.17 | 151.08 | 221.26 | 6.9 | 66.34 | 142.88
2038 |  | 71.89 | 118.73 | 12.47 | 154.78 | 226.67 | 7.28 | 69.99 | 148.4
2039 |  | 73.65 | 121.64 | 12.78 | 158.58 | 232.23 | 7.54 | 72.49 | 152.82
2040 |  | 75.45 | 124.61 | 13.09 | 162.45 | 237.9 | 7.82 | 75.18 | 157.48
2041 |  | 77.3 | 127.67 | 13.41 | 166.44 | 243.74 | 8.03 | 77.2 | 161.52
2042 |  | 79.2 | 130.81 | 13.74 | 170.53 | 249.73 | 8.24 | 79.22 | 165.61
Sources, Inputs and Assumptions
Source: (a)(c)(d) |  | Plant Costs - 2017 IRP - Table 6.1 & 6.2
| (b) | = (a) x 0.0737263117964292
| (e) | = (d) x (8.76 x 33.0%) + (c)
| (f) | = (b) + (e)
| (g) | Table 4 - Burnertip Natural Gas Price Forecast
| (h) | = 9,614 MMBtu/MWH x $/MMBtu
| (i) | = (f) / (8.76 x 'Capacity Factor' ) + (h)
WYNE DJohns- 200 MW - SCCT Frame "F" x1 - East Side Resource (5,050')
| SCCT Statistics |  |  | MW | Percent | Cap Cost | Fixed
| SCCT Dry "F" - Turbine |  |  | 199.9241 | 100% | 589.4961 | 71.702
|  |  |  | 0 | 0% | 0 | 0
| Capacity Weighted |  |  | 199.9241 | 100% | 589 | 71.7
| SCCT Statistics |  |  | MW | CF | aMW | Percent | Variable | Heat Rate
| SCCT Dry "F" - Turbine |  |  | 199.9241 | 33% | 65.975 | 100% | 7.53 | 9614
| 0 |  |  | 0 | 0% | 0 | 0% | 0 | 0
| Energy Weighted |  |  | 199.9241 | 33% | 65.975 | 100% | 7.53 | 9614
Rounded
| SCCT | Duct Firing | Plant Costs - 2017 IRP - Table 6.1 & 6.2
| 199.9241 |  | MW Plant Capacity
2016 $ | 589.4961 |  | Plant Capacity Cost
2016 $ | 16.0158 |  | Fixed O&M & Capitalized O&M
2016 $ | 55.6862 |  | Fixed Pipeline
2016 $ | 71.702 |  | Fixed O&M Including Fixed Pipeline & Capitalized O&M ($/kW-Yr)
2016 $ | 7.53 |  | Variable O&M Costs & Capitalized Variable O&M ($/MWh)
| 9614 |  | Heat Rate in btu/kWh
| 7.373% |  | Payment Factor
| 33% |  | Capacity Factor
|  | 33% | Energy Weighted Capacity Factor
Company Official Inflation Forecast Dated March 31, 2017
| 2017 | 2.209% |  | 2026 | 2.294% |  | 2035 | 2.417%
| 2018 | 2.168% |  | 2027 | 2.316% |  | 2036 | 2.431%
| 2019 | 2.002% |  | 2028 | 2.327% |  | 2037 | 2.428%
| 2020 | 2.142% |  | 2029 | 2.366% |  | 2038 | 2.442%
| 2021 | 2.244% |  | 2030 | 2.38% |  | 2039 | 2.449%
| 2022 | 2.256% |  | 2031 | 2.401% |  | 2040 | 2.442%
| 2023 | 2.303% |  | 2032 | 2.408% |  | 2041 | 2.453%
| 2024 | 2.313% |  | 2033 | 2.419% |  | 2042 | 2.463%
| 2025 | 2.316% |  | 2034 | 2.422% |  | 2043 | 2.47%