## Appendix B.1
Appendix B.1
Avoided Cost Prices $/MWh
Utah 2017.Q4 Sch 38
|  | Thermal | Solar Tracking | Wind | Thermal | Solar Tracking | Wind | Thermal | Solar Tracking | Wind
| Year | Avoided Cost at | Avoided Cost at | Avoided Cost at | UT 2017.Q3 | UT 2017.Q3 | UT 2017.Q3
|  | 85.0% CF (2) | 31.1% CF (2) | 31.0% CF (2) | Filing | Filing | Filing | Difference | Difference | Difference
| 2018 | 19.3771 | 19.3284 | 17.8331 | 20.6865 | 20.4555 | 19.0136 | -1.3094 | -1.1271 | -1.1805
| 2019 | 19.036 | 17.8369 | 17.5163 | 18.8363 | 17.5692 | 17.3355 | 0.1997 | 0.26764 | 0.18079
| 2020 | 16.1589 | 11.7089 | 14.7806 | 16.9317 | 11.9931 | 15.7535 | -0.77279 | -0.28413 | -0.97298
| 2021 | 17.9569 | 15.1168 | 26.2627 | 18.8631 | 14.9513 | 17.4837 | -0.90622 | 0.16548 | 8.779
| 2022 | 19.7738 | 16.8821 | 27.0018 | 19.9092 | 16.9832 | 18.4389 | -0.13538 | -0.10109 | 8.5629
| 2023 | 20.0172 | 17.8917 | 26.7508 | 20.7381 | 18.434 | 19.1632 | -0.7209 | -0.54237 | 7.5877
| 2024 | 22.3894 | 19.6299 | 29.3663 | 24.255 | 21.1872 | 22.3647 | -1.8657 | -1.5572 | 7.0016
| 2025 | 25.4899 | 20.9721 | 31.5675 | 27.6424 | 23.5832 | 25.5571 | -2.1526 | -2.6111 | 6.0105
| 2026 | 25.6966 | 21.8105 | 31.6822 | 27.3912 | 24.0352 | 24.9913 | -1.6946 | -2.2247 | 6.6909
| 2027 | 26.6119 | 23.5055 | 33.0518 | 28.3988 | 24.3729 | 26.0784 | -1.787 | -0.86744 | 6.9734
| 2028 | 29.5538 | 23.6842 | 29.4948 | 30.41 | 25.2176 | 28.5651 | -0.85618 | -1.5334 | 0.92963
| 2029 | 32.5086 | 24.8741 | 31.4281 | 32.5331 | 26.9245 | 31.0991 | -0.024427 | -2.0503 | 0.32901
| 2030 | 35.7408 | 24.9666 | 32.1473 | 34.9944 | 28.2698 | 33.7891 | 0.74643 | -3.3032 | -1.6419
| 2031 | 37.4613 | 26.4319 | 57.3552 | 36.4256 | 29.3226 | 35.2164 | 1.0357 | -2.8907 | 22.1388
| 2032 | 39.2159 | 27.1595 | 57.5035 | 37.6999 | 30.1155 | 36.5005 | 1.5161 | -2.9559 | 21.003
| 15-Year Levelized Prices (Nominal) @ 6.570% Discount Rate (1) (3) | [9 empty] | 0
2018-2032 | $/MWh | 23.96 | 19.72 | 28.317 | 24.66 | 20.87 | 23.041 | -0.7 | -1.15 | 5.276 | 0%
Footnotes:
(1) Discount Rate - 2017 IRP
(2) Total Avoided Costs with Capacity, based on stated CF
(3) 15-Years: 2018 - 2032
(4) Levelized Monthly

## Table 1
Appendix B
| Table 1 |  |  |  |  | 13 | [45 empty] | 0% | Transmission Deferral %
| Avoided Cost Prices |  |  |  |  | 252 |  |  |  | Capacity Contribution | [41 empty] | 750 | Transmission Upgrade Capacity
| Utah 2017.Q4 - 100.0 MW and 85.0% CF | [8 empty] | 15.8% | 15.8% | 15.8% | 100% | 100% | 100% | 100% | 100% | 53.86% | 59.67% | [32 empty] | 0 | Transmission Deferral (MW)
|  |  |  | Total Price @ |  | Capacity Contribution |  |  |  | Deferral (Capacity Contribution MW) | [9 empty] | Deferral (Nameplate MW) | [9 empty] | Resource Cost ($/kw-year) | [9 empty] | Deferred Cost (Millions $/year) | [11 empty] | Resource Cost ($/kw-year) | Deferred Cost (Millions $/year)
|  | Capacity | Energy | 85% |  | Type | East | West |  | IRP17 Aeolus Wind | IRP17 Dave Johnston Wind | IRP17 Goshen Wind 2 | IRP17 - 2029 - 30 MW Geothermal West | IRP17 - 2029 - 200 MW SCCT - Utah N | IRP17 - 2030 - 436 MW CCCT - West M | IRP17 - 2033 - 477 MW CCCT - Wyo NE | IRP17 - 2033 - 200 MW SCCT - Wyo NE | IRP17 Yakima Solar | IRP17 Utah South Solar | IRP17 Aeolus Wind | IRP17 Dave Johnston Wind | IRP17 Goshen Wind 2 | IRP17 - 2029 - 30 MW Geothermal West | IRP17 - 2029 - 200 MW SCCT - Utah N | IRP17 - 2030 - 436 MW CCCT - West M | IRP17 - 2033 - 477 MW CCCT - Wyo NE | IRP17 - 2033 - 200 MW SCCT - Wyo NE | IRP17 Yakima Solar | IRP17 Utah South Solar | IRP17 Aeolus Wind | IRP17 Dave Johnston Wind | IRP17 Goshen Wind 2 | IRP17 - 2029 - 30 MW Geothermal West | IRP17 - 2029 - 200 MW SCCT - Utah N | IRP17 - 2030 - 436 MW CCCT - West M | IRP17 - 2033 - 477 MW CCCT - Wyo NE | IRP17 - 2033 - 200 MW SCCT - Wyo NE | IRP17 Yakima Solar | IRP17 Utah South Solar | IRP17 Aeolus Wind | IRP17 Dave Johnston Wind | IRP17 Goshen Wind 2 | IRP17 - 2029 - 30 MW Geothermal West | IRP17 - 2029 - 200 MW SCCT - Utah N | IRP17 - 2030 - 436 MW CCCT - West M | IRP17 - 2033 - 477 MW CCCT - Wyo NE | IRP17 - 2033 - 200 MW SCCT - Wyo NE | IRP17 Yakima Solar | IRP17 Utah South Solar | Total Capacity Deferral |  | IRP17 Aeolus Trans | IRP17 Aeolus Trans
| Year | Price | Only Price | Capacity Factor
|  | $/kW-yr | $/MWh (2) | $/MWh |  | Wind | 15.8% | 11.78% |  | MW | MW | MW | MW | MW | MW | MW | MW | MW | MW | MW | MW | MW | MW | MW | MW | MW | MW | MW | MW | $/kw-year | $/kw-year | $/kw-year | $/kw-year | $/kw-year | $/kw-year | $/kw-year | $/kw-year | $/kw-year | $/kw-year | Millions $/year | Millions $/year | Millions $/year | Millions $/year | Millions $/year | Millions $/year | Millions $/year | Millions $/year | Millions $/year | Millions $/year | Millions $/year |  | $/kw-year | Millions $/year
[6 empty] | Fixed | 37.91% | 53.86%
| 2018 | 0 | 19.3771 | 19.3771 |  | Tracking | 59.67% | 64.8% | 2018 | 0 | 0 | 0 | 0 | 0 | 0 | 0 | 0 | 0 | 0 | 0 | 0 | 0 | 0 | 0 | 0 | 0 | 0 | 0 | 0 | 95.09 | 169.19 | 172.08 | 635.56 | 108.29 | 161.15 | 164.94 | 142.28 | 154.06 | 159.66 | 0 | 0 | 0 | 0 | 0 | 0 | 0 | 0 | 0 | 0 | 0 | 2018 | 0 | 0
| 2019 | 0 | 19.036 | 19.036 |  | Gas | 100% | 100% | 2019 | 0 | 0 | 0 | 0 | 0 | 0 | 0 | 0 | 0 | 0 | 0 | 0 | 0 | 0 | 0 | 0 | 0 | 0 | 0 | 0 | 97.16 | 172.9 | 175.87 | 649.55 | 110.67 | 164.72 | 168.58 | 145.41 | 157.45 | 163.17 | 0 | 0 | 0 | 0 | 0 | 0 | 0 | 0 | 0 | 0 | 0 | 2019 | 0 | 0
| 2020 | 0 | 16.1589 | 16.1589 |  | Hydro | 100% | 100% | 2020 | 0 | 0 | 0 | 0 | 0 | 0 | 0 | 0 | 0 | 0 | 0 | 0 | 0 | 0 | 0 | 0 | 0 | 0 | 0 | 0 | 99.7 | 177.41 | 180.44 | 666.47 | 113.55 | 169.03 | 172.95 | 149.19 | 161.55 | 167.4 | 0 | 0 | 0 | 0 | 0 | 0 | 0 | 0 | 0 | 0 | 0 | 2020 | 7.8933 | 0
| 2021 | 0 | 17.9569 | 17.9569 |  |  |  |  | 2021 | 0 | 0 | 0 | 0 | 0 | 0 | 0 | 0 | 0 | 0 | 0 | 0 | 0 | 0 | 0 | 0 | 0 | 0 | 0 | 0 | 102.13 | 181.67 | 184.77 | 682.44 | 116.28 | 173.07 | 177.11 | 152.79 | 165.42 | 171.44 | 0 | 0 | 0 | 0 | 0 | 0 | 0 | 0 | 0 | 0 | 0 | 2021 | 48.591 | 0
| 2022 | 0 | 19.7738 | 19.7738 |  |  |  |  | 2022 | 0 | 0 | 0 | 0 | 0 | 0 | 0 | 0 | 0 | 0 | 0 | 0 | 0 | 0 | 0 | 0 | 0 | 0 | 0 | 0 | 104.47 | 185.86 | 189.02 | 698.17 | 118.95 | 177.04 | 181.21 | 156.29 | 169.22 | 175.39 | 0 | 0 | 0 | 0 | 0 | 0 | 0 | 0 | 0 | 0 | 0 | 2022 | 49.71 | 0
| 2023 | 0 | 20.0172 | 20.0172 |  |  |  |  | 2023 | 0 | 0 | 0 | 0 | 0 | 0 | 0 | 0 | 0 | 0 | 0 | 0 | 0 | 0 | 0 | 0 | 0 | 0 | 0 | 0 | 106.87 | 190.14 | 193.37 | 714.22 | 121.7 | 181.09 | 185.38 | 159.89 | 173.1 | 179.44 | 0 | 0 | 0 | 0 | 0 | 0 | 0 | 0 | 0 | 0 | 0 | 2023 | 50.85 | 0
| 2024 | 0 | 22.3894 | 22.3894 |  |  |  |  | 2024 | 0 | 0 | 0 | 0 | 0 | 0 | 0 | 0 | 0 | 0 | 0 | 0 | 0 | 0 | 0 | 0 | 0 | 0 | 0 | 0 | 109.33 | 194.53 | 197.82 | 730.66 | 124.49 | 185.23 | 189.65 | 163.57 | 177.08 | 183.56 | 0 | 0 | 0 | 0 | 0 | 0 | 0 | 0 | 0 | 0 | 0 | 2024 | 52.02 | 0
| 2025 | 0 | 25.4899 | 25.4899 |  |  |  |  | 2025 | 0 | 0 | 0 | 0 | 0 | 0 | 0 | 0 | 0 | 0 | 0 | 0 | 0 | 0 | 0 | 0 | 0 | 0 | 0 | 0 | 111.85 | 199 | 202.37 | 747.5 | 127.35 | 189.52 | 194 | 167.33 | 181.15 | 187.77 | 0 | 0 | 0 | 0 | 0 | 0 | 0 | 0 | 0 | 0 | 0 | 2025 | 53.22 | 0
| 2026 | 0 | 25.6966 | 25.6966 |  |  |  |  | 2026 | 0 | 0 | 0 | 0 | 0 | 0 | 0 | 0 | 0 | 0 | 0 | 0 | 0 | 0 | 0 | 0 | 0 | 0 | 0 | 0 | 114.42 | 203.59 | 207.03 | 764.66 | 130.27 | 193.9 | 198.45 | 171.18 | 185.33 | 192.08 | 0 | 0 | 0 | 0 | 0 | 0 | 0 | 0 | 0 | 0 | 0 | 2026 | 54.44 | 0
| 2027 | 0 | 26.6119 | 26.6119 |  |  |  |  | 2027 | 0 | 0 | 0 | 0 | 0 | 0 | 0 | 0 | 0 | 0 | 0 | 0 | 0 | 0 | 0 | 0 | 0 | 0 | 0 | 0 | 117.07 | 208.27 | 211.79 | 782.21 | 133.28 | 198.37 | 202.99 | 175.13 | 189.58 | 196.5 | 0 | 0 | 0 | 0 | 0 | 0 | 0 | 0 | 0 | 0 | 0 | 2027 | 55.69 | 0
| 2028 | 0 | 29.5538 | 29.5538 |  |  |  |  | 2028 | 0 | 0 | 0 | 0 | 0 | 0 | 0 | 0 | 0 | 0 | 0 | 0 | 0 | 0 | 0 | 0 | 0 | 0 | 0 | 0 | 119.77 | 213.07 | 216.67 | 800.24 | 136.33 | 202.94 | 207.69 | 179.15 | 193.94 | 201.02 | 0 | 0 | 0 | 0 | 0 | 0 | 0 | 0 | 0 | 0 | 0 | 2028 | 56.97 | 0
| 2029 | 0 | 32.5086 | 32.5086 |  |  |  |  | 2029 | 0 | 0 | 0 | 0 | 0 | 0 | 0 | 0 | 0 | 0 | 0 | 0 | 0 | 0 | 0 | 0 | 0 | 0 | 0 | 0 | 122.54 | 217.97 | 221.65 | 818.66 | 139.48 | 207.61 | 212.5 | 183.29 | 198.39 | 205.65 | 0 | 0 | 0 | 0 | 0 | 0 | 0 | 0 | 0 | 0 | 0 | 2029 | 58.28 | 0
| 2030 | 0 | 35.7408 | 35.7408 |  |  |  |  | 2030 | 0 | 0 | 0 | 0 | 0 | 0 | 0 | 0 | 0 | 0 | 0 | 0 | 0 | 0 | 0 | 0 | 0 | 0 | 0 | 0 | 125.35 | 222.99 | 226.75 | 837.47 | 142.67 | 212.38 | 217.4 | 187.5 | 202.96 | 210.38 | 0 | 0 | 0 | 0 | 0 | 0 | 0 | 0 | 0 | 0 | 0 | 2030 | 59.62 | 0
| 2031 | 0 | 37.4613 | 37.4613 |  |  |  |  | 2031 | 0 | 0 | 0 | 0 | 0 | 0 | 0 | 0 | 0 | 0 | 0 | 0 | 0 | 0 | 0 | 0 | 0 | 0 | 0 | 0 | 128.22 | 228.12 | 231.96 | 856.76 | 145.97 | 217.25 | 222.41 | 191.83 | 207.64 | 215.21 | 0 | 0 | 0 | 0 | 0 | 0 | 0 | 0 | 0 | 0 | 0 | 2031 | 60.99 | 0
| 2032 | 0 | 39.2159 | 39.2159 |  |  |  |  | 2032 | 0 | 0 | 0 | 0 | 0 | 0 | 0 | 0 | 0 | 0 | 0 | 0 | 0 | 0 | 0 | 0 | 0 | 0 | 0 | 0 | 131.04 | 233.13 | 237.07 | 875.58 | 149.17 | 222.02 | 227.31 | 196.04 | 212.21 | 219.93 | 0 | 0 | 0 | 0 | 0 | 0 | 0 | 0 | 0 | 0 | 0 | 2032 | 62.33 | 0
| 2033 | 0 | 43.9432 | 43.9432 |  |  |  |  | 2033 | 0 | 0 | 0 | 0 | 0 | 0 | 0 | 0 | 0 | 0 | 0 | 0 | 0 | 0 | 0 | 0 | 0 | 0 | 0 | 0 | 133.91 | 238.26 | 242.28 | 894.87 | 152.47 | 226.89 | 232.32 | 200.37 | 216.89 | 224.76 | 0 | 0 | 0 | 0 | 0 | 0 | 0 | 0 | 0 | 0 | 0 | 2033 | 63.7 | 0
| 2034 | 0 | 46.1015 | 46.1015 |  |  |  |  | 2034 | 0 | 0 | 0 | 0 | 0 | 0 | 0 | 0 | 0 | 0 | 0 | 0 | 0 | 0 | 0 | 0 | 0 | 0 | 0 | 0 | 136.96 | 243.72 | 247.85 | 915.42 | 155.96 | 232.12 | 237.63 | 204.96 | 221.88 | 229.93 | 0 | 0 | 0 | 0 | 0 | 0 | 0 | 0 | 0 | 0 | 0 | 2034 | 65.17 | 0
| 2035 | 0 | 49.5357 | 49.5357 |  |  |  |  | 2035 | 0 | 0 | 0 | 0 | 0 | 0 | 0 | 0 | 0 | 0 | 0 | 0 | 0 | 0 | 0 | 0 | 0 | 0 | 0 | 0 | 140.1 | 249.32 | 253.55 | 936.45 | 159.55 | 237.47 | 243.13 | 209.68 | 226.98 | 235.24 | 0 | 0 | 0 | 0 | 0 | 0 | 0 | 0 | 0 | 0 | 0 | 2035 | 66.67 | 0
| 2036 | 0 | 53.2738 | 53.2738 |  |  |  |  | 2036 | 0 | 0 | 0 | 0 | 0 | 0 | 0 | 0 | 0 | 0 | 0 | 0 | 0 | 0 | 0 | 0 | 0 | 0 | 0 | 0 | 143.29 | 255.03 | 259.38 | 957.96 | 163.23 | 242.92 | 248.73 | 214.52 | 232.21 | 240.63 | 0 | 0 | 0 | 0 | 0 | 0 | 0 | 0 | 0 | 0 | 0 | 2036 | 68.2 | 0
| 2037 | 0 | 54.4637 | 54.4637 |  |  |  |  | 2037 | 0 | 0 | 0 | 0 | 0 | 0 | 0 | 0 | 0 | 0 | 0 | 0 | 0 | 0 | 0 | 0 | 0 | 0 | 0 | 0 | 146.44 | 260.63 | 265.08 | 979.07 | 166.82 | 248.27 | 254.22 | 219.24 | 237.33 | 245.94 | 0 | 0 | 0 | 0 | 0 | 0 | 0 | 0 | 0 | 0 | 0 | 2037 | 69.7 | 0
| 2038 | 0 | #DIV/0! | #DIV/0! |  |  |  |  | 2038 | 0 | 0 | 0 | 0 | 0 | 0 | 0 | 0 | 0 | 0 | 0 | 0 | 0 | 0 | 0 | 0 | 0 | 0 | 0 | 0 | 149.64 | 266.34 | 270.91 | 1000.57 | 170.5 | 253.72 | 259.82 | 224.08 | 242.56 | 251.34 | 0 | 0 | 0 | 0 | 0 | 0 | 0 | 0 | 0 | 0 | 0 | 2038 | 71.23 | 0
15 Year Starting 2018
| 15 year Levelized Prices (Nominal) @ 6.57% Discount Rate (1) (3) |  |  |  | Discount Rate - 2017 IRP
| $/kW | 0 |  |  | 6.57%
| $/MWh |  | 23.9633 | 23.9633
15 Year Starting 2019
15 year Levelized Prices (Nominal) @ 0.00% Discount Rate (1) (3)
| $/kW | 0
| $/MWh |  | 25.2736 | 25.2736
20 Year Starting 2019
15 year Levelized Prices (Nominal) @ 0.00% Discount Rate (1) (3)
| $/kW | 0
| $/MWh |  | 29.0828 | 29.0828
Footnotes:
(1) Discount Rate - 2017 IRP
(2) 'Energy Only' is the GRID calculated costs and includes some capacity costs.
FALSE
FALSE
<---- Calculated Monthly
Avoided Costs calculated annually are $23.98/MWH
Avoided Costs calculated monthly are $23.96/MWH

## Table 2
Appendix B
Table 2
Avoided Energy Costs - Scheduled Hours ($/MWh)
Utah 2017.Q4 - 100.0 MW and 85.0% CF
Year |  | Winter Season |  |  |  |  | Summer Season |  |  |  | Winter Season
| Annual | Jan | Feb | Mar | Apr | May | Jun | Jul | Aug | Sep | Oct | Nov | Dec
Energy Only
2017 |  | Summer Season Jun: 20.0809; Summer Season Jul: 18.9937; Summer Season Aug: 17.5198; Summer Season Sep: 16.4234; Winter Season Oct: 16.6594; Winter Season Nov: 16.2233; Winter Season Dec: 25.8378
2018 | 19.3771 | 20.0809 | 18.9937 | 17.5198 | 16.4234 | 16.6594 | 16.2233 | 25.8378 | 23.5896 | 19.3571 | 17.7462 | 18.3571 | 21.4692
2019 | 19.036 | 21.7124 | 20.0516 | 18.1651 | 16.1065 | 16.4584 | 16.5075 | 22.6289 | 22.3008 | 18.8261 | 17.8398 | 18.7002 | 19.04
2020 | 16.1589 | 17.9309 | 19.657 | 15.287 | 13.2385 | 13.3799 | 14.0186 | 15.8697 | 16.9117 | 15.4714 | 16.6442 | 16.1485 | 19.3892
2021 | 17.9569 | 18.5231 | 18.5537 | 19.522 | 15.5319 | 15.5842 | 15.5632 | 17.1598 | 19.4488 | 19.3182 | 18.4701 | 17.6748 | 20.0703
2022 | 19.7738 | 21.6285 | 20.8045 | 19.8188 | 17.8164 | 16.7274 | 16.3778 | 19.3102 | 21.4091 | 22.3212 | 20.4121 | 20.4552 | 20.2361
2023 | 20.0172 | 19.3231 | 20.7 | 20.3588 | 18.236 | 17.2064 | 16.5123 | 20.4582 | 22.7799 | 23.4654 | 20.9254 | 19.7327 | 20.506
2024 | 22.3894 | 20.0294 | 23.2164 | 23.2039 | 20.7552 | 20.1128 | 20.0875 | 22.0915 | 24.7582 | 25.5322 | 22.8289 | 22.1081 | 23.9669
2025 | 25.4899 | 24.0508 | 24.5661 | 24.4092 | 25.4943 | 21.5409 | 23.3626 | 26.7241 | 27.1736 | 28.4262 | 26.1908 | 26.8201 | 27.0995
2026 | 25.6966 | 26.4595 | 25.5164 | 24.9594 | 25.9356 | 21.672 | 23.7691 | 24.4053 | 27.7824 | 28.2795 | 26.6216 | 24.753 | 28.1863
2027 | 26.6119 | 26.7608 | 25.572 | 25.4477 | 25.4421 | 23.1835 | 26.1757 | 25.6258 | 28.9271 | 29.6487 | 26.8112 | 26.4206 | 29.2663
2028 | 29.5538 | 30.1856 | 30.3346 | 28.3051 | 27.1529 | 26.4179 | 28.4751 | 27.844 | 34.2069 | 32.4842 | 29.3829 | 30.1481 | 29.7605
2029 | 32.5086 | 31.3725 | 31.0775 | 29.9084 | 31.1863 | 28.4969 | 30.3962 | 33.3332 | 38.8849 | 37.2213 | 33.3939 | 31.1032 | 33.5868
2030 | 35.7408 | 35.6097 | 35.2712 | 33.2652 | 31.2746 | 31.0906 | 32.0992 | 37.7214 | 42.1282 | 41.7816 | 37.3848 | 33.5335 | 37.546
2031 | 37.4613 | 37.1282 | 36.9582 | 34.6787 | 33.6467 | 32.104 | 34.5 | 40.0154 | 43.4888 | 43.806 | 37.3933 | 35.4103 | 40.2775
2032 | 39.2159 | 39.9702 | 38.3312 | 36.1387 | 36.0303 | 33.7101 | 36.4834 | 41.7542 | 44.8428 | 45.7375 | 38.9016 | 37.3882 | 41.2065
2033 | 43.9432 | 42.0772 | 42.7744 | 37.4707 | 38.5209 | 36.5591 | 40.314 | 59.5617 | 48.9689 | 48.789 | 42.7878 | 41.6915 | 47.4821
2034 | 46.1015 | 44.691 | 43.3005 | 39.2554 | 39.5421 | 38.2881 | 41.8546 | 62.9411 | 51.8832 | 49.525 | 44.8729 | 44.0098 | 52.4774
2035 | 49.5357 | 48.8943 | 46.9078 | 42.434 | 40.7515 | 39.1786 | 40.5862 | 69.6452 | 61.772 | 53.1248 | 47.2725 | 47.4448 | 55.639
2036 | 53.2738 | 49.7875 | 46.8967 | 41.3147 | 40.2597 | 41.9326 | 46.3352 | 70.4454 | 71.3931 | 64.443 | 54.4968 | 52.4375 | 58.8212
2037 | 0 | 0 | 0 | 0 | 0 | 0 | 0 | 0 | 0 | 0 | 0 | 0 | 0
|  | 31 | 28 | 31 | 30 | 31 | 30 | 31 | 31 | 30 | 31 | 30 | 31

## Table 3 TransCost D2 (hidden)
Table 3
2017 IRP Aeolus-Bridger/Anticline Transmission
Year | Retail Revenue Requirement | Months In Service | Total Resource Costs
| $/kW-yr | # | $/kW-yr
| (b) | (d) | (h)
2017 IRP Aeolus-Bridger/Anticline Transmission
2020 | 47.36 | 2 | 7.8933
2021 | 48.591 | 12 | 48.591
2022 | 49.71 | 12 | 49.71
2023 | 50.85 | 12 | 50.85
2024 | 52.02 | 12 | 52.02
2025 | 53.22 | 12 | 53.22
2026 | 54.44 | 12 | 54.44
2027 | 55.69 | 12 | 55.69
2028 | 56.97 | 12 | 56.97
2029 | 58.28 | 12 | 58.28
2030 | 59.62 | 12 | 59.62
2031 | 60.99 | 12 | 60.99
2032 | 62.33 | 12 | 62.33
2033 | 63.7 | 12 | 63.7
2034 | 65.17 | 12 | 65.17
2035 | 66.67 | 12 | 66.67
2036 | 68.2 | 12 | 68.2
2037 | 69.7 | 12 | 69.7
2038 | 71.23 | 12 | 71.23
2039 | 72.8 | 12 | 72.8
2040 | 74.4 | 12 | 74.4
2041 | 76.04 | 12 | 76.04
2042 | 77.71 | 12 | 77.71
| Transfer Capacity (MW) | 750
Retail Revenue Requirement ($/kW-year, 2021$) |  | 48.591
Company Official Inflation Forecast Dated December 29, 2017
| 2017 | 2% |  | 2026 | 2.3% | 2035 | 2.3%
| 2018 | 1.9% |  | 2027 | 2.3% | 2036 | 2.3%
| 2019 | 2.2% |  | 2028 | 2.3% | 2037 | 2.2%
| 2020 | 2.6% |  | 2029 | 2.3% | 2038 | 2.2%
| 2021 | 2.4% |  | 2030 | 2.3% | 2039 | 2.2%
| 2022 | 2.3% |  | 2031 | 2.3% | 2040 | 2.2%
| 2023 | 2.3% |  | 2032 | 2.2% | 2041 | 2.2%
| 2024 | 2.3% |  | 2033 | 2.2% | 2042 | 2.2%
| 2025 | 2.3% |  | 2034 | 2.3% | 2043 | 2.3%

## Table 4
Appendix B
Table 4
Burnertip Natural Gas Price Forecast |  |  |  | Quote Date
Utah 2017.Q4 - 100.0 MW and 85.0% CF |  |  |  | 2017-12-29
PacifiCorp
| Delivered | Delivered | Delivered
Year | IRP - Utah Greenfield | IRP West Side | IRP - Wyo NE
| Fuel Cost | Fuel Cost | Fuel Cost
2016 | 2.32 | 2.3 | 2.35
2017 | 2.71 | 2.72 | 2.76 |  | IRP - Utah Greenfield | IRP West Side | IRP - Wyo NE |  |  | IRP West Side
2018 | 2.43 | 2.11 | 2.4 | Peak Type: | Delivered | Delivered | Delivered | Year | IRP - Utah Greenfield | Pacific NW | IRP - Wyo NE
2019 | 2.4 | 2.11 | 2.38 | 2016-01-01 | 2.2764 | 2.3749 | 2.2758 | 2016 | 47 | 43 | 46
2020 | 2.4 | 2.15 | 2.39 | 2016-02-01 | 1.8452 | 1.7746 | 1.829 | 2016
2021 | 2.43 | 2.27 | 2.4 | 2016-03-01 | 1.5254 | 1.4851 | 1.5765 | 2016
2022 | 2.48 | 2.34 | 2.46 | 2016-04-01 | 1.691 | 1.4974 | 1.7513 | 2016
2023 | 2.52 | 2.43 | 2.53 | 2016-05-01 | 1.731 | 1.5719 | 1.8005 | 2016
2024 | 3.14 | 3.09 | 3.16 | 2016-06-01 | 2.3388 | 2.1751 | 2.3648 | 2016
2025 | 3.82 | 3.79 | 3.84 | 2016-07-01 | 2.581 | 2.5038 | 2.6063 | 2016
2026 | 3.88 | 3.85 | 3.9 | 2016-08-01 | 2.6354 | 2.6478 | 2.6356 | 2016
2027 | 4.02 | 3.99 | 4.04 | 2016-09-01 | 2.7123 | 2.7715 | 2.7682 | 2016
2028 | 4.21 | 4.17 | 4.24 | 2016-10-01 | 2.6863 | 2.6942 | 2.75 | 2016
2029 | 4.51 | 4.47 | 4.54 | 2016-11-01 | 2.2696 | 2.2677 | 2.3067 | 2016
2030 | 4.82 | 4.77 | 4.85 | 2016-12-01 | 3.5124 | 3.8168 | 3.5519 | 2016
2031 | 5.08 | 5.03 | 5.11 | 2017-01-01 | 3.2524 | 3.3562 | 3.2802 | 2017
2032 | 5.25 | 5.2 | 5.28 | 2017-02-01 | 2.6306 | 2.6505 | 2.6686 | 2017
2033 | 5.5 | 5.44 | 5.53 | 2017-03-01 | 2.5701 | 2.5254 | 2.6204 | 2017
2034 | 5.78 | 5.73 | 5.81 | 2017-04-01 | 2.7337 | 2.7006 | 2.8173 | 2017
2035 | 6 | 5.93 | 6.03 | 2017-05-01 | 2.7935 | 2.7443 | 2.8496 | 2017
2036 | 6.37 | 6.3 | 6.4 | 2017-06-01 | 2.8755 | 2.8529 | 2.9027 | 2017
2037 | 6.55 | 6.47 | 6.58 | 2017-07-01 | 2.6189 | 2.5466 | 2.6888 | 2017
2038 | 6.83 | 6.75 | 6.87 | 2017-08-01 | 2.6204 | 2.6258 | 2.6401 | 2017
2039 | 6.99 | 6.9 | 7.03 | 2017-09-01 | 2.6225 | 2.6345 | 2.6857 | 2017
2040 | 7.17 | 7.08 | 7.21 | 2017-10-01 | 2.574 | 2.6107 | 2.6111 | 2017
2041 | 7.33 | 7.24 | 7.37 | 2017-11-01 | 2.7399 | 2.7396 | 2.7825 | 2017
2042 | 5.01 | 4.95 | 5.03 | 2017-12-01 | 2.5384 | 2.6873 | 2.5594 | 2017
|  |  |  | 2018-01-01 | 2.7081 | 2.4847 | 2.6758 | 2018
|  |  |  | 2018-02-01 | 2.757 | 2.4472 | 2.7173 | 2018
|  |  |  | 2018-03-01 | 2.5152 | 2.217 | 2.5103 | 2018
Official Forward Price Curve Forecast dated Dec 29, 2017 |  |  |  | 2018-04-01 | 2.2274 | 1.8652 | 2.2111 | 2018
|  |  |  | 2018-05-01 | 2.1657 | 1.7849 | 2.1568 | 2018
|  |  |  | 2018-06-01 | 2.2596 | 1.8833 | 2.2408 | 2018
|  |  |  | 2018-07-01 | 2.3116 | 1.9501 | 2.2751 | 2018
|  |  |  | 2018-08-01 | 2.3376 | 1.9899 | 2.3012 | 2018
|  |  |  | 2018-09-01 | 2.3193 | 1.978 | 2.2905 | 2018
|  |  |  | 2018-10-01 | 2.2815 | 2.0621 | 2.2756 | 2018
|  |  |  | 2018-11-01 | 2.4882 | 2.2574 | 2.4216 | 2018
|  |  |  | 2018-12-01 | 2.7917 | 2.4169 | 2.729 | 2018
|  |  |  | 2019-01-01 | 2.8647 | 2.4502 | 2.8305 | 2019
|  |  |  | 2019-02-01 | 2.8137 | 2.4426 | 2.7921 | 2019
|  |  |  | 2019-03-01 | 2.6024 | 2.3151 | 2.5723 | 2019
|  |  |  | 2019-04-01 | 2.1121 | 1.923 | 2.103 | 2019
|  |  |  | 2019-05-01 | 2.1045 | 1.8813 | 2.0876 | 2019
|  |  |  | 2019-06-01 | 2.1244 | 1.9086 | 2.1101 | 2019
|  |  |  | 2019-07-01 | 2.2841 | 1.9697 | 2.2731 | 2019
|  |  |  | 2019-08-01 | 2.2851 | 1.9479 | 2.2741 | 2019
|  |  |  | 2019-09-01 | 2.2504 | 1.9565 | 2.2495 | 2019
|  |  |  | 2019-10-01 | 2.2274 | 1.9463 | 2.2316 | 2019
|  |  |  | 2019-11-01 | 2.4371 | 2.2054 | 2.3986 | 2019
|  |  |  | 2019-12-01 | 2.6591 | 2.3473 | 2.6266 | 2019
|  |  |  | 2020-01-01 | 2.7545 | 2.4155 | 2.7685 | 2020
|  |  |  | 2020-02-01 | 2.7223 | 2.4038 | 2.7644 | 2020
|  |  |  | 2020-03-01 | 2.6336 | 2.365 | 2.6061 | 2020
|  |  |  | 2020-04-01 | 2.1948 | 1.9303 | 2.1219 | 2020
|  |  |  | 2020-05-01 | 2.1111 | 1.9017 | 2.1122 | 2020
|  |  |  | 2020-06-01 | 2.1346 | 1.9352 | 2.1357 | 2020
|  |  |  | 2020-07-01 | 2.2249 | 1.9818 | 2.2264 | 2020
|  |  |  | 2020-08-01 | 2.2402 | 2.0072 | 2.2418 | 2020
|  |  |  | 2020-09-01 | 2.2305 | 2.0242 | 2.2321 | 2020
|  |  |  | 2020-10-01 | 2.307 | 2.0494 | 2.3089 | 2020
|  |  |  | 2020-11-01 | 2.4917 | 2.3496 | 2.4585 | 2020
|  |  |  | 2020-12-01 | 2.6999 | 2.4842 | 2.6701 | 2020
|  |  |  | 2021-01-01 | 2.8152 | 2.567 | 2.7859 | 2021
|  |  |  | 2021-02-01 | 2.8157 | 2.5815 | 2.8018 | 2021
|  |  |  | 2021-03-01 | 2.7341 | 2.5105 | 2.7173 | 2021
|  |  |  | 2021-04-01 | 2.2264 | 2.0506 | 2.2049 | 2021
|  |  |  | 2021-05-01 | 2.1279 | 2.0173 | 2.106 | 2021
|  |  |  | 2021-06-01 | 2.1652 | 2.0492 | 2.1434 | 2021
|  |  |  | 2021-07-01 | 2.2351 | 2.0883 | 2.2136 | 2021
|  |  |  | 2021-08-01 | 2.2504 | 2.1123 | 2.229 | 2021
|  |  |  | 2021-09-01 | 2.2632 | 2.1351 | 2.2418 | 2021
|  |  |  | 2021-10-01 | 2.3045 | 2.1521 | 2.2833 | 2021
|  |  |  | 2021-11-01 | 2.5096 | 2.3851 | 2.4636 | 2021
|  |  |  | 2021-12-01 | 2.707 | 2.5318 | 2.6671 | 2021
|  |  |  | 2022-01-01 | 2.8183 | 2.6119 | 2.7762 | 2022
|  |  |  | 2022-02-01 | 2.8132 | 2.6031 | 2.789 | 2022
|  |  |  | 2022-03-01 | 2.7269 | 2.5504 | 2.6973 | 2022
|  |  |  | 2022-04-01 | 2.2958 | 2.1371 | 2.2848 | 2022
|  |  |  | 2022-05-01 | 2.1999 | 2.1104 | 2.1962 | 2022
|  |  |  | 2022-06-01 | 2.2305 | 2.1369 | 2.2193 | 2022
|  |  |  | 2022-07-01 | 2.2938 | 2.1834 | 2.2905 | 2022
|  |  |  | 2022-08-01 | 2.3142 | 2.2087 | 2.311 | 2022
|  |  |  | 2022-09-01 | 2.3193 | 2.2239 | 2.3084 | 2022
|  |  |  | 2022-10-01 | 2.3662 | 2.249 | 2.3632 | 2022
|  |  |  | 2022-11-01 | 2.5902 | 2.4703 | 2.5472 | 2022
|  |  |  | 2022-12-01 | 2.7744 | 2.6203 | 2.7372 | 2022
|  |  |  | 2023-01-01 | 2.8764 | 2.728 | 2.8371 | 2023
|  |  |  | 2023-02-01 | 2.8764 | 2.7052 | 2.8525 | 2023
|  |  |  | 2023-03-01 | 2.7927 | 2.6677 | 2.7659 | 2023
|  |  |  | 2023-04-01 | 2.3239 | 2.2334 | 2.3514 | 2023
|  |  |  | 2023-05-01 | 2.232 | 2.203 | 2.2643 | 2023
|  |  |  | 2023-06-01 | 2.2677 | 2.2322 | 2.2951 | 2023
|  |  |  | 2023-07-01 | 2.3029 | 2.276 | 2.3356 | 2023
|  |  |  | 2023-08-01 | 2.3264 | 2.3045 | 2.3591 | 2023
|  |  |  | 2023-09-01 | 2.3397 | 2.3252 | 2.3673 | 2023
|  |  |  | 2023-10-01 | 2.3938 | 2.3498 | 2.4268 | 2023
|  |  |  | 2023-11-01 | 2.6586 | 2.5115 | 2.6722 | 2023
|  |  |  | 2023-12-01 | 2.8402 | 2.6616 | 2.8571 | 2023
|  |  |  | 2024-01-01 | 2.8495 | 2.7939 | 2.8833 | 2024
|  |  |  | 2024-02-01 | 3.5318 | 3.4538 | 3.5107 | 2024
|  |  |  | 2024-03-01 | 3.385 | 3.3308 | 3.3607 | 2024
|  |  |  | 2024-04-01 | 2.9932 | 2.9573 | 3.0235 | 2024
|  |  |  | 2024-05-01 | 2.9275 | 2.9225 | 2.9628 | 2024
|  |  |  | 2024-06-01 | 2.9519 | 2.9371 | 2.9821 | 2024
|  |  |  | 2024-07-01 | 3.0286 | 2.9721 | 3.0642 | 2024
|  |  |  | 2024-08-01 | 3.06 | 2.9863 | 3.0958 | 2024
|  |  |  | 2024-09-01 | 3.0732 | 3.0293 | 3.1039 | 2024
|  |  |  | 2024-10-01 | 3.1002 | 3.0415 | 3.1362 | 2024
|  |  |  | 2024-11-01 | 3.2983 | 3.2332 | 3.3146 | 2024
|  |  |  | 2024-12-01 | 3.4809 | 3.3995 | 3.5005 | 2024
|  |  |  | 2025-01-01 | 3.4928 | 3.4728 | 3.5292 | 2025
|  |  |  | 2025-02-01 | 4.1871 | 4.2025 | 4.1687 | 2025
|  |  |  | 2025-03-01 | 3.9772 | 3.994 | 3.9554 | 2025
|  |  |  | 2025-04-01 | 3.6623 | 3.6811 | 3.6955 | 2025
|  |  |  | 2025-05-01 | 3.6229 | 3.642 | 3.6611 | 2025
|  |  |  | 2025-06-01 | 3.6361 | 3.642 | 3.6692 | 2025
|  |  |  | 2025-07-01 | 3.7542 | 3.6681 | 3.7929 | 2025
|  |  |  | 2025-08-01 | 3.7936 | 3.6681 | 3.8324 | 2025
|  |  |  | 2025-09-01 | 3.8066 | 3.7332 | 3.8404 | 2025
|  |  |  | 2025-10-01 | 3.8066 | 3.7332 | 3.8456 | 2025
|  |  |  | 2025-11-01 | 3.9378 | 3.9549 | 3.9568 | 2025
|  |  |  | 2025-12-01 | 4.1215 | 4.1373 | 4.1438 | 2025
|  |  |  | 2026-01-01 | 4.1361 | 4.1518 | 4.1752 | 2026
|  |  |  | 2026-02-01 | 4.1495 | 4.1651 | 4.1309 | 2026
|  |  |  | 2026-03-01 | 3.9482 | 3.9651 | 3.9262 | 2026
|  |  |  | 2026-04-01 | 3.6797 | 3.6717 | 3.713 | 2026
|  |  |  | 2026-05-01 | 3.6395 | 3.6318 | 3.6777 | 2026
|  |  |  | 2026-06-01 | 3.6663 | 3.6584 | 3.6995 | 2026
|  |  |  | 2026-07-01 | 3.7871 | 3.6717 | 3.826 | 2026
|  |  |  | 2026-08-01 | 3.814 | 3.6851 | 3.8529 | 2026
|  |  |  | 2026-09-01 | 3.8005 | 3.7118 | 3.8343 | 2026
|  |  |  | 2026-10-01 | 3.8005 | 3.7118 | 3.8394 | 2026
|  |  |  | 2026-11-01 | 3.9482 | 3.9651 | 3.9672 | 2026
|  |  |  | 2026-12-01 | 4.1495 | 4.1785 | 4.1719 | 2026
|  |  |  | 2027-01-01 | 4.1765 | 4.192 | 4.2159 | 2027
|  |  |  | 2027-02-01 | 4.1765 | 4.2057 | 4.1581 | 2027
|  |  |  | 2027-03-01 | 4.0118 | 4.0284 | 3.9901 | 2027
|  |  |  | 2027-04-01 | 3.7509 | 3.7419 | 3.7845 | 2027
|  |  |  | 2027-05-01 | 3.7235 | 3.7282 | 3.762 | 2027
|  |  |  | 2027-06-01 | 3.7371 | 3.7419 | 3.7706 | 2027
|  |  |  | 2027-07-01 | 3.9432 | 3.8237 | 3.9827 | 2027
|  |  |  | 2027-08-01 | 3.9568 | 3.8237 | 3.9964 | 2027
|  |  |  | 2027-09-01 | 3.9843 | 3.9055 | 4.0188 | 2027
|  |  |  | 2027-10-01 | 4.0118 | 3.9464 | 4.0516 | 2027
|  |  |  | 2027-11-01 | 4.259 | 4.2739 | 4.2793 | 2027
|  |  |  | 2027-12-01 | 4.4511 | 4.4922 | 4.4748 | 2027
|  |  |  | 2028-01-01 | 4.5398 | 4.5529 | 4.5806 | 2028
|  |  |  | 2028-02-01 | 4.4976 | 4.511 | 4.4806 | 2028
|  |  |  | 2028-03-01 | 4.315 | 4.3296 | 4.2946 | 2028
|  |  |  | 2028-04-01 | 3.9639 | 3.9527 | 3.9983 | 2028
|  |  |  | 2028-05-01 | 3.9217 | 3.897 | 3.9611 | 2028
|  |  |  | 2028-06-01 | 3.9357 | 3.9249 | 3.9701 | 2028
|  |  |  | 2028-07-01 | 4.1043 | 3.9667 | 4.1445 | 2028
|  |  |  | 2028-08-01 | 4.1043 | 3.9667 | 4.1445 | 2028
|  |  |  | 2028-09-01 | 4.0903 | 3.9946 | 4.1253 | 2028
|  |  |  | 2028-10-01 | 4.1184 | 4.0226 | 4.1586 | 2028
|  |  |  | 2028-11-01 | 4.3431 | 4.3574 | 4.3637 | 2028
|  |  |  | 2028-12-01 | 4.5819 | 4.6087 | 4.6062 | 2028
|  |  |  | 2029-01-01 | 4.7019 | 4.7283 | 4.7434 | 2029
|  |  |  | 2029-02-01 | 4.6444 | 4.6568 | 4.6279 | 2029
|  |  |  | 2029-03-01 | 4.5151 | 4.5284 | 4.4955 | 2029
|  |  |  | 2029-04-01 | 4.242 | 4.2143 | 4.2777 | 2029
|  |  |  | 2029-05-01 | 4.2134 | 4.2 | 4.254 | 2029
|  |  |  | 2029-06-01 | 4.2564 | 4.2286 | 4.2921 | 2029
|  |  |  | 2029-07-01 | 4.4576 | 4.3142 | 4.4993 | 2029
|  |  |  | 2029-08-01 | 4.472 | 4.3427 | 4.5138 | 2029
|  |  |  | 2029-09-01 | 4.4433 | 4.3142 | 4.4797 | 2029
|  |  |  | 2029-10-01 | 4.4863 | 4.3713 | 4.5281 | 2029
|  |  |  | 2029-11-01 | 4.7019 | 4.7568 | 4.7241 | 2029
|  |  |  | 2029-12-01 | 4.9893 | 5.0138 | 5.0152 | 2029
|  |  |  | 2030-01-01 | 5.0749 | 5.0845 | 5.118 | 2030
|  |  |  | 2030-02-01 | 5.0455 | 5.0553 | 5.0307 | 2030
|  |  |  | 2030-03-01 | 4.8838 | 4.8946 | 4.8657 | 2030
|  |  |  | 2030-04-01 | 4.531 | 4.5004 | 4.5679 | 2030
|  |  |  | 2030-05-01 | 4.4869 | 4.4566 | 4.5287 | 2030
|  |  |  | 2030-06-01 | 4.531 | 4.4858 | 4.5679 | 2030
|  |  |  | 2030-07-01 | 4.7221 | 4.588 | 4.7649 | 2030
|  |  |  | 2030-08-01 | 4.7662 | 4.6172 | 4.8092 | 2030
|  |  |  | 2030-09-01 | 4.7368 | 4.6172 | 4.7745 | 2030
|  |  |  | 2030-10-01 | 4.7809 | 4.661 | 4.8239 | 2030
|  |  |  | 2030-11-01 | 5.0014 | 5.0261 | 5.0249 | 2030
|  |  |  | 2030-12-01 | 5.2513 | 5.2598 | 5.2784 | 2030
|  |  |  | 2031-01-01 | 5.3422 | 5.3501 | 5.3865 | 2031
|  |  |  | 2031-02-01 | 5.3122 | 5.3501 | 5.2986 | 2031
|  |  |  | 2031-03-01 | 5.1016 | 5.1111 | 5.0845 | 2031
|  |  |  | 2031-04-01 | 4.7558 | 4.7077 | 4.7936 | 2031
|  |  |  | 2031-05-01 | 4.7107 | 4.6629 | 4.7534 | 2031
|  |  |  | 2031-06-01 | 4.7558 | 4.7077 | 4.7936 | 2031
|  |  |  | 2031-07-01 | 5.0565 | 4.9169 | 5.1007 | 2031
|  |  |  | 2031-08-01 | 5.1468 | 5.0066 | 5.1914 | 2031
|  |  |  | 2031-09-01 | 4.9964 | 4.8571 | 5.0352 | 2031
|  |  |  | 2031-10-01 | 5.0265 | 4.887 | 5.0706 | 2031
|  |  |  | 2031-11-01 | 5.2219 | 5.2456 | 5.2463 | 2031
|  |  |  | 2031-12-01 | 5.4776 | 5.5295 | 5.5057 | 2031
|  |  |  | 2032-01-01 | 5.5522 | 5.5894 | 5.5974 | 2032
|  |  |  | 2032-02-01 | 5.5522 | 5.5741 | 5.5396 | 2032
|  |  |  | 2032-03-01 | 5.291 | 5.3146 | 5.2747 | 2032
|  |  |  | 2032-04-01 | 4.8914 | 4.8411 | 4.9298 | 2032
|  |  |  | 2032-05-01 | 4.8453 | 4.7954 | 4.8886 | 2032
|  |  |  | 2032-06-01 | 4.9221 | 4.8717 | 4.9606 | 2032
|  |  |  | 2032-07-01 | 5.2295 | 5.0854 | 5.2744 | 2032
|  |  |  | 2032-08-01 | 5.2756 | 5.1313 | 5.3207 | 2032
|  |  |  | 2032-09-01 | 5.1681 | 5.0244 | 5.2076 | 2032
|  |  |  | 2032-10-01 | 5.1988 | 5.0549 | 5.2435 | 2032
|  |  |  | 2032-11-01 | 5.414 | 5.4366 | 5.4392 | 2032
|  |  |  | 2032-12-01 | 5.706 | 5.7268 | 5.735 | 2032
|  |  |  | 2033-01-01 | 5.7689 | 5.774 | 5.8149 | 2033
|  |  |  | 2033-02-01 | 5.7689 | 5.7896 | 5.7571 | 2033
|  |  |  | 2033-03-01 | 5.5176 | 5.5244 | 5.5023 | 2033
|  |  |  | 2033-04-01 | 5.1877 | 5.1342 | 5.2274 | 2033
|  |  |  | 2033-05-01 | 5.1092 | 5.0562 | 5.1536 | 2033
|  |  |  | 2033-06-01 | 5.172 | 5.103 | 5.2116 | 2033
|  |  |  | 2033-07-01 | 5.5176 | 5.3683 | 5.5638 | 2033
|  |  |  | 2033-08-01 | 5.5647 | 5.4151 | 5.611 | 2033
|  |  |  | 2033-09-01 | 5.3762 | 5.2279 | 5.4166 | 2033
|  |  |  | 2033-10-01 | 5.4076 | 5.2591 | 5.4533 | 2033
|  |  |  | 2033-11-01 | 5.6118 | 5.618 | 5.6378 | 2033
|  |  |  | 2033-12-01 | 5.9732 | 6.0081 | 6.0033 | 2033
|  |  |  | 2034-01-01 | 6.0465 | 6.0818 | 6.0936 | 2034
|  |  |  | 2034-02-01 | 6.0465 | 6.0818 | 6.0359 | 2034
|  |  |  | 2034-03-01 | 5.8215 | 5.8263 | 5.8074 | 2034
|  |  |  | 2034-04-01 | 5.4841 | 5.4113 | 5.5249 | 2034
|  |  |  | 2034-05-01 | 5.3876 | 5.3314 | 5.4332 | 2034
|  |  |  | 2034-06-01 | 5.4681 | 5.4113 | 5.5088 | 2034
|  |  |  | 2034-07-01 | 5.7734 | 5.6188 | 5.8205 | 2034
|  |  |  | 2034-08-01 | 5.8375 | 5.6986 | 5.885 | 2034
|  |  |  | 2034-09-01 | 5.6608 | 5.5071 | 5.7024 | 2034
|  |  |  | 2034-10-01 | 5.7091 | 5.5708 | 5.756 | 2034
|  |  |  | 2034-11-01 | 5.9018 | 5.938 | 5.9291 | 2034
|  |  |  | 2034-12-01 | 6.2393 | 6.2893 | 6.2705 | 2034
|  |  |  | 2035-01-01 | 6.3173 | 6.3516 | 6.3656 | 2035
|  |  |  | 2035-02-01 | 6.3338 | 6.3679 | 6.3244 | 2035
|  |  |  | 2035-03-01 | 6.0214 | 6.0249 | 6.0082 | 2035
|  |  |  | 2035-04-01 | 5.6926 | 5.6167 | 5.7344 | 2035
|  |  |  | 2035-05-01 | 5.6105 | 5.5349 | 5.657 | 2035
|  |  |  | 2035-06-01 | 5.6598 | 5.584 | 5.7014 | 2035
|  |  |  | 2035-07-01 | 5.9886 | 5.8289 | 6.0367 | 2035
|  |  |  | 2035-08-01 | 6.0707 | 5.9106 | 6.1191 | 2035
|  |  |  | 2035-09-01 | 5.857 | 5.6983 | 5.8995 | 2035
|  |  |  | 2035-10-01 | 5.9063 | 5.7473 | 5.9541 | 2035
|  |  |  | 2035-11-01 | 6.0871 | 6.0902 | 6.1151 | 2035
|  |  |  | 2035-12-01 | 6.3995 | 6.4332 | 6.4314 | 2035
|  |  |  | 2036-01-01 | 6.4628 | 6.4969 | 6.5118 | 2036
|  |  |  | 2036-02-01 | 6.4965 | 6.4969 | 6.4878 | 2036
|  |  |  | 2036-03-01 | 6.2611 | 6.2463 | 6.2489 | 2036
|  |  |  | 2036-04-01 | 6.0256 | 5.9623 | 6.0687 | 2036
|  |  |  | 2036-05-01 | 5.9752 | 5.9122 | 6.0232 | 2036
|  |  |  | 2036-06-01 | 6.0593 | 5.9957 | 6.1025 | 2036
|  |  |  | 2036-07-01 | 6.4293 | 6.2631 | 6.4792 | 2036
|  |  |  | 2036-08-01 | 6.5134 | 6.3466 | 6.5637 | 2036
|  |  |  | 2036-09-01 | 6.2947 | 6.1293 | 6.3389 | 2036
|  |  |  | 2036-10-01 | 6.3284 | 6.1628 | 6.3779 | 2036
|  |  |  | 2036-11-01 | 6.5806 | 6.5972 | 6.6107 | 2036
|  |  |  | 2036-12-01 | 6.9673 | 6.9647 | 7.0016 | 2036
|  |  |  | 2037-01-01 | 7.0006 | 6.9977 | 7.0517 | 2037
|  |  |  | 2037-02-01 | 7.035 | 7.0319 | 7.0286 | 2037
|  |  |  | 2037-03-01 | 6.6397 | 6.6392 | 6.629 | 2037
|  |  |  | 2037-04-01 | 6.21 | 6.1269 | 6.2539 | 2037
|  |  |  | 2037-05-01 | 6.1241 | 6.0415 | 6.1727 | 2037
|  |  |  | 2037-06-01 | 6.1756 | 6.0587 | 6.2194 | 2037
|  |  |  | 2037-07-01 | 6.5194 | 6.3489 | 6.5697 | 2037
|  |  |  | 2037-08-01 | 6.6053 | 6.4343 | 6.656 | 2037
|  |  |  | 2037-09-01 | 6.2959 | 6.1269 | 6.3402 | 2037
|  |  |  | 2037-10-01 | 6.3647 | 6.1952 | 6.4144 | 2037
|  |  |  | 2037-11-01 | 6.5709 | 6.5538 | 6.601 | 2037
|  |  |  | 2037-12-01 | 7.0006 | 7.0319 | 7.035 | 2037
|  |  |  | 2038-01-01 | 7.0846 | 7.0812 | 7.1362 | 2038
|  |  |  | 2038-02-01 | 7.1021 | 7.0812 | 7.096 | 2038
|  |  |  | 2038-03-01 | 6.7685 | 6.7497 | 6.7584 | 2038
|  |  |  | 2038-04-01 | 6.4522 | 6.4006 | 6.4972 | 2038
|  |  |  | 2038-05-01 | 6.3996 | 6.3133 | 6.4494 | 2038
|  |  |  | 2038-06-01 | 6.4347 | 6.3309 | 6.4795 | 2038
|  |  |  | 2038-07-01 | 6.8914 | 6.7147 | 6.9433 | 2038
|  |  |  | 2038-08-01 | 6.9792 | 6.802 | 7.0314 | 2038
|  |  |  | 2038-09-01 | 6.6806 | 6.5053 | 6.7265 | 2038
|  |  |  | 2038-10-01 | 6.7334 | 6.5751 | 6.7846 | 2038
|  |  |  | 2038-11-01 | 7.0144 | 6.9765 | 7.0463 | 2038
|  |  |  | 2038-12-01 | 7.4535 | 7.4477 | 7.4898 | 2038
|  |  |  | 2039-01-01 | 7.51 | 7.5395 | 7.5632 | 2039
|  |  |  | 2039-02-01 | 7.51 | 7.5038 | 7.5056 | 2039
|  |  |  | 2039-03-01 | 7.0792 | 7.0044 | 7.0704 | 2039
|  |  |  | 2039-04-01 | 6.6124 | 6.505 | 6.658 | 2039
|  |  |  | 2039-05-01 | 6.5406 | 6.4695 | 6.591 | 2039
|  |  |  | 2039-06-01 | 6.5765 | 6.505 | 6.622 | 2039
|  |  |  | 2039-07-01 | 6.9714 | 6.7904 | 7.0236 | 2039
|  |  |  | 2039-08-01 | 7.0253 | 6.844 | 7.0777 | 2039
|  |  |  | 2039-09-01 | 6.7021 | 6.5407 | 6.7481 | 2039
|  |  |  | 2039-10-01 | 6.7919 | 6.6121 | 6.8434 | 2039
|  |  |  | 2039-11-01 | 7.0073 | 6.9687 | 7.0392 | 2039
|  |  |  | 2039-12-01 | 7.5459 | 7.5217 | 7.5826 | 2039
|  |  |  | 2040-01-01 | 7.602 | 7.6318 | 7.6558 | 2040
|  |  |  | 2040-02-01 | 7.602 | 7.5953 | 7.598 | 2040
|  |  |  | 2040-03-01 | 7.2351 | 7.1943 | 7.2269 | 2040
|  |  |  | 2040-04-01 | 6.9049 | 6.8298 | 6.9517 | 2040
|  |  |  | 2040-05-01 | 6.8132 | 6.7386 | 6.8647 | 2040
|  |  |  | 2040-06-01 | 6.8865 | 6.7569 | 6.9333 | 2040
|  |  |  | 2040-07-01 | 7.2351 | 7.0485 | 7.2884 | 2040
|  |  |  | 2040-08-01 | 7.2535 | 7.0849 | 7.3069 | 2040
|  |  |  | 2040-09-01 | 6.8865 | 6.7022 | 6.9333 | 2040
|  |  |  | 2040-10-01 | 6.9049 | 6.7386 | 6.9568 | 2040
|  |  |  | 2040-11-01 | 7.1985 | 7.1032 | 7.2311 | 2040
|  |  |  | 2040-12-01 | 7.5654 | 7.5953 | 7.6022 | 2040
|  |  |  | 2041-01-01 | 7.7696 | 7.7989 | 7.8239 | 2041
|  |  |  | 2041-02-01 | 7.7696 | 7.7617 | 7.7662 | 2041
|  |  |  | 2041-03-01 | 7.3946 | 7.3519 | 7.3871 | 2041
|  |  |  | 2041-04-01 | 7.057 | 6.9793 | 7.1045 | 2041
|  |  |  | 2041-05-01 | 6.9634 | 6.8862 | 7.0155 | 2041
|  |  |  | 2041-06-01 | 7.0384 | 6.9048 | 7.0857 | 2041
|  |  |  | 2041-07-01 | 7.3946 | 7.2028 | 7.4486 | 2041
|  |  |  | 2041-08-01 | 7.4134 | 7.2401 | 7.4674 | 2041
|  |  |  | 2041-09-01 | 7.0384 | 6.8489 | 7.0857 | 2041
|  |  |  | 2041-10-01 | 7.057 | 6.8862 | 7.1096 | 2041
|  |  |  | 2041-11-01 | 7.357 | 7.2588 | 7.3904 | 2041
|  |  |  | 2041-12-01 | 7.732 | 7.7617 | 7.7695 | 2041
|  |  |  | 2042-01-01 | 7.9407 | 7.9699 | 7.9959 | 2042
|  |  |  | 2042-02-01 | 7.9407 | 7.9317 | 7.9381 | 2042
|  |  |  | 2042-03-01 | 7.5574 | 7.513 | 7.5506 | 2042
|  |  |  | 2042-04-01 | 7.2125 | 7.1322 | 7.2607 | 2042
|  |  |  | 2042-05-01 | 7.1167 | 7.037 | 7.1696 | 2042
|  |  |  | 2042-06-01 | 7.1935 | 7.056 | 7.2415 | 2042
|  |  |  | 2042-07-01 | 7.5574 | 7.3607 | 7.6121 | 2042
|  |  |  | 2042-08-01 | 7.5766 | 7.3987 | 7.6314 | 2042
|  |  |  | 2042-09-01 | 0 | 0 | 0 | 2042
|  |  |  | 2042-10-01 | 0 | 0 | 0 | 2042
|  |  |  | 2042-11-01 | 0 | 0 | 0 | 2042
|  |  |  | 2042-12-01 | 0 | 0 | 0 | 2042
|  |  |  | 0 | #N/A | #N/A | #N/A | 1900
|  |  |  | 0 | #N/A | #N/A | #N/A | 1900
|  |  |  | 0 | #N/A | #N/A | #N/A | 1900
Note on G5: Author: Date that deal is evaluated.

## Table 5
Appendix B
| Table 5 | [9 empty] | Study_Name:
| Utah 2017.Q4 - 100.0 MW and 85.0% CF | [9 empty] | Utah 2017.Q4 |  |  | 15 Year Starting 2018 | 15 Year Starting 2019 | 20 Year Starting 2019
| January 2018 through December 2037 | [6 empty] | Start | 2018-01-01 |  | Resource Capacity |  | start | 13 | 25 | 25
| Nominal Avoided Costs Calculated Monthly | [6 empty] | End | 2037-12-01 |  | 100 | MW | end | 192 | 204 | 264
15 Year Starting 2019 |  | 181507721.6106 | 0 | 181507721.6106 | 7181710.1126 | 25.2736 |  |  |  |  | 85% | CF
| Nominal NPV at 6.57% Discount Rate | [6 empty] | Discount Rate - 2017 IRP
15 Year Starting 2018 |  | 172089432.648 | 0 | 172089432.648 | 7181378.2213 | 23.9633 |  | 6.57% | 0.5317%
20 Year Starting 2019 |  | 244491501.8058 | 0 | 244491501.8058 | 8406726.5231 | 29.0828
|  | Energy | Capacity $ | Total | Total | AC Price
| Month | Avoided $ | 85.0% CF | Dollars | MWH | 85.0% CF | Offset | Year | Date Test | Offset |  |  |  | Total | energy | capacity
| 2018-01-01 | 1269918.6828 | 0 | 1269918.6828 | 63240 | 20.0809 | 1 | 2018 | 2018-01-01 | 275 | Net Power Cost
| 2018-02-01 | 1084918.4141 | 0 | 1084918.4141 | 57120 | 18.9937 | 2 | 2018 | 2018-02-01 | 363 | Avoided Cost Resource
| 2018-03-01 | 1107952.0754 | 0 | 1107952.0754 | 63240 | 17.5198 | 3 | 2018 | 2018-03-01
| 2018-04-01 | 1005112.9454 | 0 | 1005112.9454 | 61200 | 16.4234 | 4 | 2018 | 2018-04-01 | 2018 | 14428188.5138 | 0 | 744600 | 19.3771 | 19.3771 | 0
| 2018-05-01 | 1053543.3375 | 0 | 1053543.3375 | 63240 | 16.6594 | 5 | 2018 | 2018-05-01 | 2019 | 14174241.6492 | 0 | 744600 | 19.036 | 19.036 | 0
| 2018-06-01 | 992867.0305 | 0 | 992867.0305 | 61200 | 16.2233 | 6 | 2018 | 2018-06-01 | 2020 | 12064875.8538 | 0 | 746640 | 16.1589 | 16.1589 | 0
| 2018-07-01 | 1633982.1033 | 0 | 1633982.1033 | 63240 | 25.8378 | 7 | 2018 | 2018-07-01 | 2021 | 13370718.8988 | 0 | 744600 | 17.9569 | 17.9569 | 0
| 2018-08-01 | 1491807.7817 | 0 | 1491807.7817 | 63240 | 23.5896 | 8 | 2018 | 2018-08-01 | 2022 | 14723596.7656 | 0 | 744600 | 19.7738 | 19.7738 | 0
| 2018-09-01 | 1184651.6451 | 0 | 1184651.6451 | 61200 | 19.3571 | 9 | 2018 | 2018-09-01 | 2023 | 14904818.3935 | 0 | 744600 | 20.0172 | 20.0172 | 0
| 2018-10-01 | 1122266.6439 | 0 | 1122266.6439 | 63240 | 17.7462 | 10 | 2018 | 2018-10-01 | 2024 | 16716798.1146 | 0 | 746640 | 22.3894 | 22.3894 | 0
| 2018-11-01 | 1123454.6176 | 0 | 1123454.6176 | 61200 | 18.3571 | 11 | 2018 | 2018-11-01 | 2025 | 18979750.1161 | 0 | 744600 | 25.4899 | 25.4899 | 0
| 2018-12-01 | 1357713.2364 | 0 | 1357713.2364 | 63240 | 21.4692 | 12 | 2018 | 2018-12-01 | 2026 | 19133676.8896 | 0 | 744600 | 25.6966 | 25.6966 | 0
| 2019-01-01 | 1373089.2537 | 0 | 1373089.2537 | 63240 | 21.7124 | 14 | 2019 | 2019-01-01 | 2027 | 19815190.4899 | 0 | 744600 | 26.6119 | 26.6119 | 0
| 2019-02-01 | 1145346.9998 | 0 | 1145346.9998 | 57120 | 20.0516 | 15 | 2019 | 2019-02-01 | 2028 | 22066067.7473 | 0 | 746640 | 29.5538 | 29.5538 | 0
| 2019-03-01 | 1148760.6882 | 0 | 1148760.6882 | 63240 | 18.1651 | 16 | 2019 | 2019-03-01 | 2029 | 24205929.9854 | 0 | 744600 | 32.5086 | 32.5086 | 0
| 2019-04-01 | 985715.0694 | 0 | 985715.0694 | 61200 | 16.1065 | 17 | 2019 | 2019-04-01 | 2030 | 26612586.8049 | 0 | 744600 | 35.7408 | 35.7408 | 0
| 2019-05-01 | 1040826.1844 | 0 | 1040826.1844 | 63240 | 16.4584 | 18 | 2019 | 2019-05-01 | 2031 | 27893703.282 | 0 | 744600 | 37.4613 | 37.4613 | 0
| 2019-06-01 | 1010258.956 | 0 | 1010258.956 | 61200 | 16.5075 | 19 | 2019 | 2019-06-01 | 2032 | 29280182.5842 | 0 | 746640 | 39.2159 | 39.2159 | 0
| 2019-07-01 | 1431052.5696 | 0 | 1431052.5696 | 63240 | 22.6289 | 20 | 2019 | 2019-07-01 | 2033 | 32720123.0666 | 0 | 744600 | 43.9432 | 43.9432 | 0
| 2019-08-01 | 1410301.9251 | 0 | 1410301.9251 | 63240 | 22.3008 | 21 | 2019 | 2019-08-01 | 2034 | 34327167.7056 | 0 | 744600 | 46.1015 | 46.1015 | 0
| 2019-09-01 | 1152158.525 | 0 | 1152158.525 | 61200 | 18.8261 | 22 | 2019 | 2019-09-01 | 2035 | 36884314.6862 | 0 | 744600 | 49.5357 | 49.5357 | 0
| 2019-10-01 | 1128190.3278 | 0 | 1128190.3278 | 63240 | 17.8398 | 23 | 2019 | 2019-10-01 | 2036 | 39776334.901 | 0 | 746640 | 53.2738 | 53.2738 | 0
| 2019-11-01 | 1144452.0314 | 0 | 1144452.0314 | 61200 | 18.7002 | 24 | 2019 | 2019-11-01 | 2037 | 40553640.1817 | 0 | 744600 | 54.4637 | 54.4637 | 0
| 2019-12-01 | 1204089.1188 | 0 | 1204089.1188 | 63240 | 19.04 | 25 | 2019 | 2019-12-01 | 2038 | 41445820.2657 | 0 | 744600 | 55.6619 | 55.6619 | 0
| 2020-01-01 | 1133950.5888 | 0 | 1133950.5888 | 63240 | 17.9309 | 27 | 2020 | 2020-01-01
| 2020-02-01 | 1162909.1299 | 0 | 1162909.1299 | 59160 | 19.657 | 28 | 2020 | 2020-02-01
| 2020-03-01 | 966751.6557 | 0 | 966751.6557 | 63240 | 15.287 | 29 | 2020 | 2020-03-01
| 2020-04-01 | 810194.9483 | 0 | 810194.9483 | 61200 | 13.2385 | 30 | 2020 | 2020-04-01 |  |  |  | 15 Year Starting 2020 | 192429521.5699 | 0 | 192429521.5699 | 7182063.8092 | 26.7931
| 2020-05-01 | 846145.0664 | 0 | 846145.0664 | 63240 | 13.3799 | 31 | 2020 | 2020-05-01 |  |  |  | 15 Year Starting 2021 | 207255999.8907 | 0 | 207255999.8907 | 7180289.65 | 28.8646
| 2020-06-01 | 857937.1615 | 0 | 857937.1615 | 61200 | 14.0186 | 32 | 2020 | 2020-06-01
| 2020-07-01 | 1003598.0839 | 0 | 1003598.0839 | 63240 | 15.8697 | 33 | 2020 | 2020-07-01
| 2020-08-01 | 1069495.7503 | 0 | 1069495.7503 | 63240 | 16.9117 | 34 | 2020 | 2020-08-01
| 2020-09-01 | 946851.1567 | 0 | 946851.1567 | 61200 | 15.4714 | 35 | 2020 | 2020-09-01
| 2020-10-01 | 1052581.7231 | 0 | 1052581.7231 | 63240 | 16.6442 | 36 | 2020 | 2020-10-01
| 2020-11-01 | 988285.9815 | 0 | 988285.9815 | 61200 | 16.1485 | 37 | 2020 | 2020-11-01
| 2020-12-01 | 1226174.6077 | 0 | 1226174.6077 | 63240 | 19.3892 | 38 | 2020 | 2020-12-01
| 2021-01-01 | 1171401.1112 | 0 | 1171401.1112 | 63240 | 18.5231 | 40 | 2021 | 2021-01-01
| 2021-02-01 | 1059788.271 | 0 | 1059788.271 | 57120 | 18.5537 | 41 | 2021 | 2021-02-01
| 2021-03-01 | 1234573.627 | 0 | 1234573.627 | 63240 | 19.522 | 42 | 2021 | 2021-03-01
| 2021-04-01 | 950552.6725 | 0 | 950552.6725 | 61200 | 15.5319 | 43 | 2021 | 2021-04-01
| 2021-05-01 | 985546.6672 | 0 | 985546.6672 | 63240 | 15.5842 | 44 | 2021 | 2021-05-01
| 2021-06-01 | 952465.017 | 0 | 952465.017 | 61200 | 15.5632 | 45 | 2021 | 2021-06-01
| 2021-07-01 | 1085187.0155 | 0 | 1085187.0155 | 63240 | 17.1598 | 46 | 2021 | 2021-07-01
| 2021-08-01 | 1229941.4588 | 0 | 1229941.4588 | 63240 | 19.4488 | 47 | 2021 | 2021-08-01
| 2021-09-01 | 1182272.0777 | 0 | 1182272.0777 | 61200 | 19.3182 | 48 | 2021 | 2021-09-01
| 2021-10-01 | 1168048.131 | 0 | 1168048.131 | 63240 | 18.4701 | 49 | 2021 | 2021-10-01
| 2021-11-01 | 1081698.6142 | 0 | 1081698.6142 | 61200 | 17.6748 | 50 | 2021 | 2021-11-01
| 2021-12-01 | 1269244.2356 | 0 | 1269244.2356 | 63240 | 20.0703 | 51 | 2021 | 2021-12-01
| 2022-01-01 | 1367789.1107 | 0 | 1367789.1107 | 63240 | 21.6285 | 53 | 2022 | 2022-01-01
| 2022-02-01 | 1188351.3912 | 0 | 1188351.3912 | 57120 | 20.8045 | 54 | 2022 | 2022-02-01
| 2022-03-01 | 1253337.9647 | 0 | 1253337.9647 | 63240 | 19.8188 | 55 | 2022 | 2022-03-01
| 2022-04-01 | 1090363.588 | 0 | 1090363.588 | 61200 | 17.8164 | 56 | 2022 | 2022-04-01
| 2022-05-01 | 1057842.5921 | 0 | 1057842.5921 | 63240 | 16.7274 | 57 | 2022 | 2022-05-01
| 2022-06-01 | 1002319.9815 | 0 | 1002319.9815 | 61200 | 16.3778 | 58 | 2022 | 2022-06-01
| 2022-07-01 | 1221177.4485 | 0 | 1221177.4485 | 63240 | 19.3102 | 59 | 2022 | 2022-07-01
| 2022-08-01 | 1353911.3944 | 0 | 1353911.3944 | 63240 | 21.4091 | 60 | 2022 | 2022-08-01
| 2022-09-01 | 1366057.3169 | 0 | 1366057.3169 | 61200 | 22.3212 | 61 | 2022 | 2022-09-01
| 2022-10-01 | 1290860.7381 | 0 | 1290860.7381 | 63240 | 20.4121 | 62 | 2022 | 2022-10-01
| 2022-11-01 | 1251856.177 | 0 | 1251856.177 | 61200 | 20.4552 | 63 | 2022 | 2022-11-01
| 2022-12-01 | 1279729.0625 | 0 | 1279729.0625 | 63240 | 20.2361 | 64 | 2022 | 2022-12-01
| 2023-01-01 | 1221993.745 | 0 | 1221993.745 | 63240 | 19.3231 | 66 | 2023 | 2023-01-01
| 2023-02-01 | 1182382.1723 | 0 | 1182382.1723 | 57120 | 20.7 | 67 | 2023 | 2023-02-01
| 2023-03-01 | 1287491.1513 | 0 | 1287491.1513 | 63240 | 20.3588 | 68 | 2023 | 2023-03-01
| 2023-04-01 | 1116042.8392 | 0 | 1116042.8392 | 61200 | 18.236 | 69 | 2023 | 2023-04-01
| 2023-05-01 | 1088130.4033 | 0 | 1088130.4033 | 63240 | 17.2064 | 70 | 2023 | 2023-05-01
| 2023-06-01 | 1010553.1417 | 0 | 1010553.1417 | 61200 | 16.5123 | 71 | 2023 | 2023-06-01
| 2023-07-01 | 1293777.7469 | 0 | 1293777.7469 | 63240 | 20.4582 | 72 | 2023 | 2023-07-01
| 2023-08-01 | 1440602.4944 | 0 | 1440602.4944 | 63240 | 22.7799 | 73 | 2023 | 2023-08-01
| 2023-09-01 | 1436080.4302 | 0 | 1436080.4302 | 61200 | 23.4654 | 74 | 2023 | 2023-09-01
| 2023-10-01 | 1323323.5154 | 0 | 1323323.5154 | 63240 | 20.9254 | 75 | 2023 | 2023-10-01
| 2023-11-01 | 1207640.3776 | 0 | 1207640.3776 | 61200 | 19.7327 | 76 | 2023 | 2023-11-01
| 2023-12-01 | 1296800.3763 | 0 | 1296800.3763 | 63240 | 20.506 | 77 | 2023 | 2023-12-01
| 2024-01-01 | 1266660.413 | 0 | 1266660.413 | 63240 | 20.0294 | 79 | 2024 | 2024-01-01
| 2024-02-01 | 1373484.3212 | 0 | 1373484.3212 | 59160 | 23.2164 | 80 | 2024 | 2024-02-01
| 2024-03-01 | 1467414.8498 | 0 | 1467414.8498 | 63240 | 23.2039 | 81 | 2024 | 2024-03-01
| 2024-04-01 | 1270215.7053 | 0 | 1270215.7053 | 61200 | 20.7552 | 82 | 2024 | 2024-04-01
| 2024-05-01 | 1271931.8639 | 0 | 1271931.8639 | 63240 | 20.1128 | 83 | 2024 | 2024-05-01
| 2024-06-01 | 1229354.9804 | 0 | 1229354.9804 | 61200 | 20.0875 | 84 | 2024 | 2024-06-01
| 2024-07-01 | 1397068.0267 | 0 | 1397068.0267 | 63240 | 22.0915 | 85 | 2024 | 2024-07-01
| 2024-08-01 | 1565711.2422 | 0 | 1565711.2422 | 63240 | 24.7582 | 86 | 2024 | 2024-08-01
| 2024-09-01 | 1562571.5801 | 0 | 1562571.5801 | 61200 | 25.5322 | 87 | 2024 | 2024-09-01
| 2024-10-01 | 1443701.7277 | 0 | 1443701.7277 | 63240 | 22.8289 | 88 | 2024 | 2024-10-01
| 2024-11-01 | 1353013.812 | 0 | 1353013.812 | 61200 | 22.1081 | 89 | 2024 | 2024-11-01
| 2024-12-01 | 1515669.5925 | 0 | 1515669.5925 | 63240 | 23.9669 | 90 | 2024 | 2024-12-01
| 2025-01-01 | 1520970.2403 | 0 | 1520970.2403 | 63240 | 24.0508 | 92 | 2025 | 2025-01-01
| 2025-02-01 | 1403215.0319 | 0 | 1403215.0319 | 57120 | 24.5661 | 93 | 2025 | 2025-02-01
| 2025-03-01 | 1543640.1281 | 0 | 1543640.1281 | 63240 | 24.4092 | 94 | 2025 | 2025-03-01
| 2025-04-01 | 1560248.2274 | 0 | 1560248.2274 | 61200 | 25.4943 | 95 | 2025 | 2025-04-01
| 2025-05-01 | 1362246.2905 | 0 | 1362246.2905 | 63240 | 21.5409 | 96 | 2025 | 2025-05-01
| 2025-06-01 | 1429793.6589 | 0 | 1429793.6589 | 61200 | 23.3626 | 97 | 2025 | 2025-06-01
| 2025-07-01 | 1690030.8602 | 0 | 1690030.8602 | 63240 | 26.7241 | 98 | 2025 | 2025-07-01
| 2025-08-01 | 1718460.714 | 0 | 1718460.714 | 63240 | 27.1736 | 99 | 2025 | 2025-08-01
| 2025-09-01 | 1739683.8065 | 0 | 1739683.8065 | 61200 | 28.4262 | 100 | 2025 | 2025-09-01
| 2025-10-01 | 1656304.4853 | 0 | 1656304.4853 | 63240 | 26.1908 | 101 | 2025 | 2025-10-01
| 2025-11-01 | 1641387.0686 | 0 | 1641387.0686 | 61200 | 26.8201 | 102 | 2025 | 2025-11-01
| 2025-12-01 | 1713769.6045 | 0 | 1713769.6045 | 63240 | 27.0995 | 103 | 2025 | 2025-12-01
| 2026-01-01 | 1673300.348 | 0 | 1673300.348 | 63240 | 26.4595 | 105 | 2026 | 2026-01-01
| 2026-02-01 | 1457494.8942 | 0 | 1457494.8942 | 57120 | 25.5164 | 106 | 2026 | 2026-02-01
| 2026-03-01 | 1578429.8965 | 0 | 1578429.8965 | 63240 | 24.9594 | 107 | 2026 | 2026-03-01
| 2026-04-01 | 1587260.8869 | 0 | 1587260.8869 | 61200 | 25.9356 | 108 | 2026 | 2026-04-01
| 2026-05-01 | 1370539.0389 | 0 | 1370539.0389 | 63240 | 21.672 | 109 | 2026 | 2026-05-01
| 2026-06-01 | 1454667.5481 | 0 | 1454667.5481 | 61200 | 23.7691 | 110 | 2026 | 2026-06-01
| 2026-07-01 | 1543390.0611 | 0 | 1543390.0611 | 63240 | 24.4053 | 111 | 2026 | 2026-07-01
| 2026-08-01 | 1756960.573 | 0 | 1756960.573 | 63240 | 27.7824 | 112 | 2026 | 2026-08-01
| 2026-09-01 | 1730703.9699 | 0 | 1730703.9699 | 61200 | 28.2795 | 113 | 2026 | 2026-09-01
| 2026-10-01 | 1683547.6007 | 0 | 1683547.6007 | 63240 | 26.6216 | 114 | 2026 | 2026-10-01
| 2026-11-01 | 1514883.4004 | 0 | 1514883.4004 | 61200 | 24.753 | 115 | 2026 | 2026-11-01
| 2026-12-01 | 1782498.6718 | 0 | 1782498.6718 | 63240 | 28.1863 | 116 | 2026 | 2026-12-01
| 2027-01-01 | 1692354.2671 | 0 | 1692354.2671 | 63240 | 26.7608 | 118 | 2027 | 2027-01-01
| 2027-02-01 | 1460674.7353 | 0 | 1460674.7353 | 57120 | 25.572 | 119 | 2027 | 2027-02-01
| 2027-03-01 | 1609312.6694 | 0 | 1609312.6694 | 63240 | 25.4477 | 120 | 2027 | 2027-03-01
| 2027-04-01 | 1557059.3748 | 0 | 1557059.3748 | 61200 | 25.4421 | 121 | 2027 | 2027-04-01
| 2027-05-01 | 1466126.8239 | 0 | 1466126.8239 | 63240 | 23.1835 | 122 | 2027 | 2027-05-01
| 2027-06-01 | 1601953.6002 | 0 | 1601953.6002 | 61200 | 26.1757 | 123 | 2027 | 2027-06-01
| 2027-07-01 | 1620575.3593 | 0 | 1620575.3593 | 63240 | 25.6258 | 124 | 2027 | 2027-07-01
| 2027-08-01 | 1829348.4584 | 0 | 1829348.4584 | 63240 | 28.9271 | 125 | 2027 | 2027-08-01
| 2027-09-01 | 1814503.3038 | 0 | 1814503.3038 | 61200 | 29.6487 | 126 | 2027 | 2027-09-01
| 2027-10-01 | 1695542.3421 | 0 | 1695542.3421 | 63240 | 26.8112 | 127 | 2027 | 2027-10-01
| 2027-11-01 | 1616938.6771 | 0 | 1616938.6771 | 61200 | 26.4206 | 128 | 2027 | 2027-11-01
| 2027-12-01 | 1850800.8785 | 0 | 1850800.8785 | 63240 | 29.2663 | 129 | 2027 | 2027-12-01
| 2028-01-01 | 1908934.7095 | 0 | 1908934.7095 | 63240 | 30.1856 | 1 | 2028 | 2028-01-01
| 2028-02-01 | 1794593.7051 | 0 | 1794593.7051 | 59160 | 30.3346 | 2 | 2028 | 2028-02-01
| 2028-03-01 | 1790012.5635 | 0 | 1790012.5635 | 63240 | 28.3051 | 3 | 2028 | 2028-03-01
| 2028-04-01 | 1661755.965 | 0 | 1661755.965 | 61200 | 27.1529 | 4 | 2028 | 2028-04-01
| 2028-05-01 | 1670670.0578 | 0 | 1670670.0578 | 63240 | 26.4179 | 5 | 2028 | 2028-05-01
| 2028-06-01 | 1742674.3751 | 0 | 1742674.3751 | 61200 | 28.4751 | 6 | 2028 | 2028-06-01
| 2028-07-01 | 1760851.5278 | 0 | 1760851.5278 | 63240 | 27.844 | 7 | 2028 | 2028-07-01
| 2028-08-01 | 2163243.5346 | 0 | 2163243.5346 | 63240 | 34.2069 | 8 | 2028 | 2028-08-01
| 2028-09-01 | 1988035.5899 | 0 | 1988035.5899 | 61200 | 32.4842 | 9 | 2028 | 2028-09-01
| 2028-10-01 | 1858172.9448 | 0 | 1858172.9448 | 63240 | 29.3829 | 10 | 2028 | 2028-10-01
| 2028-11-01 | 1845066.4086 | 0 | 1845066.4086 | 61200 | 30.1481 | 11 | 2028 | 2028-11-01
| 2028-12-01 | 1882056.3654 | 0 | 1882056.3654 | 63240 | 29.7605 | 12 | 2028 | 2028-12-01
| 2029-01-01 | 1983999.5593 | 0 | 1983999.5593 | 63240 | 31.3725 | 14 | 2029 | 2029-01-01
| 2029-02-01 | 1775146.0583 | 0 | 1775146.0583 | 57120 | 31.0775 | 15 | 2029 | 2029-02-01
| 2029-03-01 | 1891406.2606 | 0 | 1891406.2606 | 63240 | 29.9084 | 16 | 2029 | 2029-03-01
| 2029-04-01 | 1908599.2672 | 0 | 1908599.2672 | 61200 | 31.1863 | 17 | 2029 | 2029-04-01
| 2029-05-01 | 1802143.6219 | 0 | 1802143.6219 | 63240 | 28.4969 | 18 | 2029 | 2029-05-01
| 2029-06-01 | 1860249.3921 | 0 | 1860249.3921 | 61200 | 30.3962 | 19 | 2029 | 2029-06-01
| 2029-07-01 | 2107993.5234 | 0 | 2107993.5234 | 63240 | 33.3332 | 20 | 2029 | 2029-07-01
| 2029-08-01 | 2459083.089 | 0 | 2459083.089 | 63240 | 38.8849 | 21 | 2029 | 2029-08-01
| 2029-09-01 | 2277941.0952 | 0 | 2277941.0952 | 61200 | 37.2213 | 22 | 2029 | 2029-09-01
| 2029-10-01 | 2111827.5219 | 0 | 2111827.5219 | 63240 | 33.3939 | 23 | 2029 | 2029-10-01
| 2029-11-01 | 1903514.258 | 0 | 1903514.258 | 61200 | 31.1032 | 24 | 2029 | 2029-11-01
| 2029-12-01 | 2124026.3383 | 0 | 2124026.3383 | 63240 | 33.5868 | 25 | 2029 | 2029-12-01
| 2030-01-01 | 2251958.7768 | 0 | 2251958.7768 | 63240 | 35.6097 | 27 | 2030 | 2030-01-01
| 2030-02-01 | 2014693.3012 | 0 | 2014693.3012 | 57120 | 35.2712 | 28 | 2030 | 2030-02-01
| 2030-03-01 | 2103689.1329 | 0 | 2103689.1329 | 63240 | 33.2652 | 29 | 2030 | 2030-03-01
| 2030-04-01 | 1914006.7878 | 0 | 1914006.7878 | 61200 | 31.2746 | 30 | 2030 | 2030-04-01
| 2030-05-01 | 1966171.214 | 0 | 1966171.214 | 63240 | 31.0906 | 31 | 2030 | 2030-05-01
| 2030-06-01 | 1964469.8765 | 0 | 1964469.8765 | 61200 | 32.0992 | 32 | 2030 | 2030-06-01
| 2030-07-01 | 2385504.438 | 0 | 2385504.438 | 63240 | 37.7214 | 33 | 2030 | 2030-07-01
| 2030-08-01 | 2664188.5345 | 0 | 2664188.5345 | 63240 | 42.1282 | 34 | 2030 | 2030-08-01
| 2030-09-01 | 2557033.4413 | 0 | 2557033.4413 | 61200 | 41.7816 | 35 | 2030 | 2030-09-01
| 2030-10-01 | 2364215.0058 | 0 | 2364215.0058 | 63240 | 37.3848 | 36 | 2030 | 2030-10-01
| 2030-11-01 | 2052249.4479 | 0 | 2052249.4479 | 61200 | 33.5335 | 37 | 2030 | 2030-11-01
| 2030-12-01 | 2374406.8484 | 0 | 2374406.8484 | 63240 | 37.546 | 38 | 2030 | 2030-12-01
| 2031-01-01 | 2347988.5673 | 0 | 2347988.5673 | 63240 | 37.1282 | 40 | 2031 | 2031-01-01
| 2031-02-01 | 2111054.2829 | 0 | 2111054.2829 | 57120 | 36.9582 | 41 | 2031 | 2031-02-01
| 2031-03-01 | 2193081.2012 | 0 | 2193081.2012 | 63240 | 34.6787 | 42 | 2031 | 2031-03-01
| 2031-04-01 | 2059179.4303 | 0 | 2059179.4303 | 61200 | 33.6467 | 43 | 2031 | 2031-04-01
| 2031-05-01 | 2030257.3504 | 0 | 2030257.3504 | 63240 | 32.104 | 44 | 2031 | 2031-05-01
| 2031-06-01 | 2111397.9911 | 0 | 2111397.9911 | 61200 | 34.5 | 45 | 2031 | 2031-06-01
| 2031-07-01 | 2530573.671 | 0 | 2530573.671 | 63240 | 40.0154 | 46 | 2031 | 2031-07-01
| 2031-08-01 | 2750231.0987 | 0 | 2750231.0987 | 63240 | 43.4888 | 47 | 2031 | 2031-08-01
| 2031-09-01 | 2680928.8851 | 0 | 2680928.8851 | 61200 | 43.806 | 48 | 2031 | 2031-09-01
| 2031-10-01 | 2364751.6184 | 0 | 2364751.6184 | 63240 | 37.3933 | 49 | 2031 | 2031-10-01
| 2031-11-01 | 2167112.1148 | 0 | 2167112.1148 | 61200 | 35.4103 | 50 | 2031 | 2031-11-01
| 2031-12-01 | 2547147.0707 | 0 | 2547147.0707 | 63240 | 40.2775 | 51 | 2031 | 2031-12-01
| 2032-01-01 | 2527714.5475 | 0 | 2527714.5475 | 63240 | 39.9702 | 53 | 2032 | 2032-01-01
| 2032-02-01 | 2267676.2872 | 0 | 2267676.2872 | 59160 | 38.3312 | 54 | 2032 | 2032-02-01
| 2032-03-01 | 2285413.7208 | 0 | 2285413.7208 | 63240 | 36.1387 | 55 | 2032 | 2032-03-01
| 2032-04-01 | 2205053.2705 | 0 | 2205053.2705 | 61200 | 36.0303 | 56 | 2032 | 2032-04-01
| 2032-05-01 | 2131824.3719 | 0 | 2131824.3719 | 63240 | 33.7101 | 57 | 2032 | 2032-05-01
| 2032-06-01 | 2232784.9463 | 0 | 2232784.9463 | 61200 | 36.4834 | 58 | 2032 | 2032-06-01
| 2032-07-01 | 2640533.7162 | 0 | 2640533.7162 | 63240 | 41.7542 | 59 | 2032 | 2032-07-01
| 2032-08-01 | 2835858.4116 | 0 | 2835858.4116 | 63240 | 44.8428 | 60 | 2032 | 2032-08-01
| 2032-09-01 | 2799134.7373 | 0 | 2799134.7373 | 61200 | 45.7375 | 61 | 2032 | 2032-09-01
| 2032-10-01 | 2460134.1357 | 0 | 2460134.1357 | 63240 | 38.9016 | 62 | 2032 | 2032-10-01
| 2032-11-01 | 2288155.183 | 0 | 2288155.183 | 61200 | 37.3882 | 63 | 2032 | 2032-11-01
| 2032-12-01 | 2605899.256 | 0 | 2605899.256 | 63240 | 41.2065 | 64 | 2032 | 2032-12-01
| 2033-01-01 | 2660961.8935 | 0 | 2660961.8935 | 63240 | 42.0772 | 66 | 2033 | 2033-01-01
| 2033-02-01 | 2443271.5418 | 0 | 2443271.5418 | 57120 | 42.7744 | 67 | 2033 | 2033-02-01
| 2033-03-01 | 2369645.9485 | 0 | 2369645.9485 | 63240 | 37.4707 | 68 | 2033 | 2033-03-01
| 2033-04-01 | 2357480.572 | 0 | 2357480.572 | 61200 | 38.5209 | 69 | 2033 | 2033-04-01
| 2033-05-01 | 2311998.4079 | 0 | 2311998.4079 | 63240 | 36.5591 | 70 | 2033 | 2033-05-01
| 2033-06-01 | 2467215.7045 | 0 | 2467215.7045 | 61200 | 40.314 | 71 | 2033 | 2033-06-01
| 2033-07-01 | 3766679.3293 | 0 | 3766679.3293 | 63240 | 59.5617 | 72 | 2033 | 2033-07-01
| 2033-08-01 | 3096793.3819 | 0 | 3096793.3819 | 63240 | 48.9689 | 73 | 2033 | 2033-08-01
| 2033-09-01 | 2985886.4201 | 0 | 2985886.4201 | 61200 | 48.789 | 74 | 2033 | 2033-09-01
| 2033-10-01 | 2705902.4075 | 0 | 2705902.4075 | 63240 | 42.7878 | 75 | 2033 | 2033-10-01
| 2033-11-01 | 2551518.9293 | 0 | 2551518.9293 | 61200 | 41.6915 | 76 | 2033 | 2033-11-01
| 2033-12-01 | 3002768.5304 | 0 | 3002768.5304 | 63240 | 47.4821 | 77 | 2033 | 2033-12-01
| 2034-01-01 | 2826259.153 | 0 | 2826259.153 | 63240 | 44.691 | 79 | 2034 | 2034-01-01
| 2034-02-01 | 2473322.5909 | 0 | 2473322.5909 | 57120 | 43.3005 | 80 | 2034 | 2034-02-01
| 2034-03-01 | 2482513.9196 | 0 | 2482513.9196 | 63240 | 39.2554 | 81 | 2034 | 2034-03-01
| 2034-04-01 | 2419973.6901 | 0 | 2419973.6901 | 61200 | 39.5421 | 82 | 2034 | 2034-04-01
| 2034-05-01 | 2421336.4468 | 0 | 2421336.4468 | 63240 | 38.2881 | 83 | 2034 | 2034-05-01
| 2034-06-01 | 2561502.1474 | 0 | 2561502.1474 | 61200 | 41.8546 | 84 | 2034 | 2034-06-01
| 2034-07-01 | 3980395.8426 | 0 | 3980395.8426 | 63240 | 62.9411 | 85 | 2034 | 2034-07-01
| 2034-08-01 | 3281095.0413 | 0 | 3281095.0413 | 63240 | 51.8832 | 86 | 2034 | 2034-08-01
| 2034-09-01 | 3030932.4124 | 0 | 3030932.4124 | 61200 | 49.525 | 87 | 2034 | 2034-09-01
| 2034-10-01 | 2837762.7228 | 0 | 2837762.7228 | 63240 | 44.8729 | 88 | 2034 | 2034-10-01
| 2034-11-01 | 2693400.2739 | 0 | 2693400.2739 | 61200 | 44.0098 | 89 | 2034 | 2034-11-01
| 2034-12-01 | 3318673.4648 | 0 | 3318673.4648 | 63240 | 52.4774 | 90 | 2034 | 2034-12-01
| 2035-01-01 | 3092073.3929 | 0 | 3092073.3929 | 63240 | 48.8943 | 92 | 2035 | 2035-01-01 |  | 2.3%
| 2035-02-01 | 2679372.3879 | 0 | 2679372.3879 | 57120 | 46.9078 | 93 | 2035 | 2035-02-01 |  | 2.3%
| 2035-03-01 | 2683528.8382 | 0 | 2683528.8382 | 63240 | 42.434 | 94 | 2035 | 2035-03-01 |  | 2.3%
| 2035-04-01 | 2493991.1464 | 0 | 2493991.1464 | 61200 | 40.7515 | 95 | 2035 | 2035-04-01 |  | 2.3%
| 2035-05-01 | 2477653.9328 | 0 | 2477653.9328 | 63240 | 39.1786 | 96 | 2035 | 2035-05-01 |  | 2.3%
| 2035-06-01 | 2483878.1134 | 0 | 2483878.1134 | 61200 | 40.5862 | 97 | 2035 | 2035-06-01 |  | 2.3%
| 2035-07-01 | 4404364.5961 | 0 | 4404364.5961 | 63240 | 69.6452 | 98 | 2035 | 2035-07-01 |  | 2.3%
| 2035-08-01 | 3906461.4723 | 0 | 3906461.4723 | 63240 | 61.772 | 99 | 2035 | 2035-08-01 |  | 2.3%
| 2035-09-01 | 3251238.0393 | 0 | 3251238.0393 | 61200 | 53.1248 | 100 | 2035 | 2035-09-01 |  | 2.3%
| 2035-10-01 | 2989515.9719 | 0 | 2989515.9719 | 63240 | 47.2725 | 101 | 2035 | 2035-10-01 |  | 2.3%
| 2035-11-01 | 2903624.4395 | 0 | 2903624.4395 | 61200 | 47.4448 | 102 | 2035 | 2035-11-01 |  | 2.3%
| 2035-12-01 | 3518612.3558 | 0 | 3518612.3558 | 63240 | 55.639 | 103 | 2035 | 2035-12-01 |  | 2.3%
| 2036-01-01 | 3148560.9983 | 0 | 3148560.9983 | 63240 | 49.7875 | 105 | 2036 | 2036-01-01 |  | 2.3%
| 2036-02-01 | 2774411.4747 | 0 | 2774411.4747 | 59160 | 46.8967 | 106 | 2036 | 2036-02-01 |  | 2.3%
| 2036-03-01 | 2612740.3781 | 0 | 2612740.3781 | 63240 | 41.3147 | 107 | 2036 | 2036-03-01 |  | 2.3%
| 2036-04-01 | 2463894.8933 | 0 | 2463894.8933 | 61200 | 40.2597 | 108 | 2036 | 2036-04-01 |  | 2.3%
| 2036-05-01 | 2651817.6256 | 0 | 2651817.6256 | 63240 | 41.9326 | 109 | 2036 | 2036-05-01 |  | 2.3%
| 2036-06-01 | 2835717.1021 | 0 | 2835717.1021 | 61200 | 46.3352 | 110 | 2036 | 2036-06-01 |  | 2.3%
| 2036-07-01 | 4454969.9677 | 0 | 4454969.9677 | 63240 | 70.4454 | 111 | 2036 | 2036-07-01 |  | 2.3%
| 2036-08-01 | 4514899.2091 | 0 | 4514899.2091 | 63240 | 71.3931 | 112 | 2036 | 2036-08-01 |  | 2.3%
| 2036-09-01 | 3943914.4374 | 0 | 3943914.4374 | 61200 | 64.443 | 113 | 2036 | 2036-09-01 |  | 2.3%
| 2036-10-01 | 3446379.4104 | 0 | 3446379.4104 | 63240 | 54.4968 | 114 | 2036 | 2036-10-01 |  | 2.3%
| 2036-11-01 | 3209176.4143 | 0 | 3209176.4143 | 61200 | 52.4375 | 115 | 2036 | 2036-11-01 |  | 2.3%
| 2036-12-01 | 3719852.9898 | 0 | 3719852.9898 | 63240 | 58.8212 | 116 | 2036 | 2036-12-01 |  | 2.3%
| 2037-01-01 | 3217829.3403 | 0 | 3217829.3403 | 63240 | 50.8828 | 118 | 2037 | 2037-01-01 |  | 2.2%
| 2037-02-01 | 2737674.44 | 0 | 2737674.44 | 57120 | 47.9285 | 119 | 2037 | 2037-02-01 |  | 2.2%
| 2037-03-01 | 2670220.6665 | 0 | 2670220.6665 | 63240 | 42.2236 | 120 | 2037 | 2037-03-01 |  | 2.2%
| 2037-04-01 | 2518100.581 | 0 | 2518100.581 | 61200 | 41.1454 | 121 | 2037 | 2037-04-01 |  | 2.2%
| 2037-05-01 | 2710157.6134 | 0 | 2710157.6134 | 63240 | 42.8551 | 122 | 2037 | 2037-05-01 |  | 2.2%
| 2037-06-01 | 2898102.8784 | 0 | 2898102.8784 | 61200 | 47.3546 | 123 | 2037 | 2037-06-01 |  | 2.2%
| 2037-07-01 | 4552979.307 | 0 | 4552979.307 | 63240 | 71.9952 | 124 | 2037 | 2037-07-01 |  | 2.2%
| 2037-08-01 | 4614226.9918 | 0 | 4614226.9918 | 63240 | 72.9637 | 125 | 2037 | 2037-08-01 |  | 2.2%
| 2037-09-01 | 4030680.5551 | 0 | 4030680.5551 | 61200 | 65.8608 | 126 | 2037 | 2037-09-01 |  | 2.2%
| 2037-10-01 | 3522199.7575 | 0 | 3522199.7575 | 63240 | 55.6958 | 127 | 2037 | 2037-10-01 |  | 2.2%
| 2037-11-01 | 3279778.2954 | 0 | 3279778.2954 | 61200 | 53.5911 | 128 | 2037 | 2037-11-01 |  | 2.2%
| 2037-12-01 | 3801689.7556 | 0 | 3801689.7556 | 63240 | 60.1153 | 129 | 2037 | 2037-12-01 |  | 2.2%
| 2038-01-01 | 3288621.5858 | 0 | 3288621.5858 | 63240 | 52.0022 | 1 | 2038 | 2038-01-01 |  | 2.2%
| 2038-02-01 | 2797903.2776 | 0 | 2797903.2776 | 57120 | 48.9829 | 2 | 2038 | 2038-02-01 |  | 2.2%
| 2038-03-01 | 2728965.5211 | 0 | 2728965.5211 | 63240 | 43.1525 | 3 | 2038 | 2038-03-01 |  | 2.2%
| 2038-04-01 | 2573498.7938 | 0 | 2573498.7938 | 61200 | 42.0506 | 4 | 2038 | 2038-04-01 |  | 2.2%
| 2038-05-01 | 2769781.0809 | 0 | 2769781.0809 | 63240 | 43.7979 | 5 | 2038 | 2038-05-01 |  | 2.2%
| 2038-06-01 | 2961861.1417 | 0 | 2961861.1417 | 61200 | 48.3964 | 6 | 2038 | 2038-06-01 |  | 2.2%
| 2038-07-01 | 4653144.8517 | 0 | 4653144.8517 | 63240 | 73.5791 | 7 | 2038 | 2038-07-01 |  | 2.2%
| 2038-08-01 | 4715739.9856 | 0 | 4715739.9856 | 63240 | 74.5689 | 8 | 2038 | 2038-08-01 |  | 2.2%
| 2038-09-01 | 4119355.5273 | 0 | 4119355.5273 | 61200 | 67.3097 | 9 | 2038 | 2038-09-01 |  | 2.2%
| 2038-10-01 | 3599688.1521 | 0 | 3599688.1521 | 63240 | 56.9211 | 10 | 2038 | 2038-10-01 |  | 2.2%
| 2038-11-01 | 3351933.4179 | 0 | 3351933.4179 | 61200 | 54.7702 | 11 | 2038 | 2038-11-01 |  | 2.2%
| 2038-12-01 | 3885326.9302 | 0 | 3885326.9302 | 63240 | 61.4378 | 12 | 2038 | 2038-12-01 |  | 2.2%
Note: Energy Dollars in 2038 are 2037 x (2037 / 2033 ) ^ (1/4)

## Table 3 WY Wind 2021 (hidden)
Table 3
2017 IRP Wyoming Wind Resource
41% Capacity Factor
Year | Estimated Capital Cost | Fixed Capital Cost at Real Levelized Rate | Fixed O&M | Fixed Costs | Variable O&M | Tax Credit | Total Resource Cost | Total Resource Costs | Wind Integration Cost
| $/kW | $/kW-yr | $/kW-yr | $/MWh | $/MWh | $/MWh | $/MWh | $/kW-yr | $/MWh
| (a) | (b) | (c) | (d) | (e) | (f) | (g) | (h) | (h)
2017 IRP Wyoming Wind Resource - 41% Capacity Factor
2016 | 1637 | 115.6947 | 37.5656 | 42.4647 | 0.65 | -17.7623 | 25.3525 | 91.5 | 0.573
2017 |  | 118.01 | 38.32 | 43.3153 | 0.66 | -18.12 | 25.8553 | 93.31 | 0.58
2018 |  | 120.25 | 39.05 | 44.1382 | 0.67 | -18.46 | 26.3482 | 95.09 | 0.59
2019 |  | 122.9 | 39.91 | 45.1107 | 0.68 | -18.87 | 26.9207 | 97.16 | 0.6
2020 |  | 126.1 | 40.95 | 46.2855 | 0.7 | -19.36 | 27.6255 | 99.7 | 0.62
2021 |  | 129.13 | 41.93 | 47.3966 | 0.72 | -19.82 | 28.2966 | 102.13 | 0.63
2022 |  | 132.1 | 42.89 | 48.4855 | 0.74 | -20.28 | 28.9455 | 104.47 | 0.64
2023 |  | 135.14 | 43.88 | 49.6021 | 0.76 | -20.75 | 29.6121 | 106.87 | 0.65
2024 |  | 138.25 | 44.89 | 50.7437 | 0.78 | -21.23 | 30.2937 | 109.33 | 0.66
2025 |  | 141.43 | 45.92 | 51.9102 | 0.8 | -21.72 | 30.9902 | 111.85 | 0.68
2026 |  | 144.68 | 46.98 | 53.1044 | 0.82 | -22.22 | 31.7044 | 114.42 | 0.7
2027 |  | 148.01 | 48.06 | 54.3263 | 0.84 | -22.73 | 32.4363 | 117.07 | 0.72
2028 |  | 151.41 | 49.17 | 55.5759 | 0.86 | -23.25 | 33.1859 | 119.77 | 0.74
2029 |  | 154.89 | 50.3 | 56.8532 | 0.88 | -23.78 | 33.9532 | 122.54 | 0.76
2030 |  | 158.45 | 51.46 | 58.161 | 0.9 | -24.33 | 34.731 | 125.35 | 0.78
2031 |  | 162.09 | 52.64 | 59.4965 | 0.92 | -24.89 | 35.5265 | 128.22 | 0.8
2032 |  | 165.66 | 53.8 | 60.8071 | 0.94 | -25.44 | 36.3071 | 131.04 | 0.82
2033 |  | 169.3 | 54.98 | 62.1426 | 0.96 | -26 | 37.1026 | 133.91 | 0.84
2034 |  | 173.19 | 56.24 | 63.5695 | 0.98 | -26.6 | 37.9495 | 136.96 | 0.86
2035 |  | 177.17 | 57.53 | 65.0297 | 1 | -27.21 | 38.8197 | 140.1 | 0.88
2036 |  | 181.24 | 58.85 | 66.5231 | 1.02 | -27.84 | 39.7031 | 143.29 | 0.9
2037 |  | 185.23 | 60.14 | 67.9861 | 1.04 | -28.45 | 40.5761 | 146.44 | 0.92
2038 |  | 189.31 | 61.46 | 69.4823 | 1.06 | -29.08 | 41.4623 | 149.64 | 0.94
2039 |  | 193.47 | 62.81 | 71.009 | 1.08 | -29.72 | 42.369 | 152.91 | 0.96
2040 |  | 197.73 | 64.19 | 72.5717 | 1.1 | -30.37 | 43.3017 | 156.28 | 0.98
2041 |  | 202.08 | 65.6 | 74.1677 | 1.12 | -31.04 | 44.2477 | 159.7 | 1
2042 |  | 206.53 | 67.04 | 75.7996 | 1.14 | -31.72 | 45.2196 | 163.2 | 1.02
Sources, Inputs and Assumptions
Source: | (c)(f) | Plant Costs - 2017 IRP - Table 6.1 & 6.2
| (a) | Plant capacity cost
| (b) | = (a) x 0.0706748586244695
| (d) | = ((b) + (c)) / (8.76 x 41.2%)
| (g) | = (d) + (f)
| (h) | Plant Costs - 2017 IRP - Table 6.1 & 6.2
2017 IRP Wyoming Wind Resource - 41% Capacity Factor
| Wind | Cost and Input Assumptions
2016 $ | 1637 | Plant capacity cost |  |  |  | $/kW-yr |  | IRP2017 Chapter 8, page 220
2016 $ | 37.5656 | Fixed O&M, plus on-going capital cost |  |  |  | $/kW-yr
2016 $ | 0.573 | Integration Cost |  |  |  | $/MWH
2016 $ | 0.65 | Variable O&M |  |  |  | $/MWH
2016 $ | -17.7623 | Tax Credit $/MWh |  |  |  | $/MWH |  | Corrected
| 7.067% | Payment Factor
| 41.2% | Capacity Factor | [5 empty] | IRP2017 Chapter 8, page 220
Company Official Inflation Forecast Dated December 29, 2017
| 2017 | 2% |  | 2026 | 2.3% |  | 2035 |  | 2.3%
| 2018 | 1.9% |  | 2027 | 2.3% |  | 2036 |  | 2.3%
| 2019 | 2.2% |  | 2028 | 2.3% |  | 2037 |  | 2.2%
| 2020 | 2.6% |  | 2029 | 2.3% |  | 2038 |  | 2.2%
| 2021 | 2.4% |  | 2030 | 2.3% |  | 2039 |  | 2.2%
| 2022 | 2.3% |  | 2031 | 2.3% |  | 2040 |  | 2.2%
| 2023 | 2.3% |  | 2032 | 2.2% |  | 2041 |  | 2.2%
| 2024 | 2.3% |  | 2033 | 2.2% |  | 2042 |  | 2.2%
| 2025 | 2.3% |  | 2034 | 2.3% |  | 2043 |  | 2.3%

## Table 3 DJ Wind 2031 (hidden)
Table 3
2017 IRP Wyoming DJ Wind Resource
43% Capacity Factor
Year | Estimated Capital Cost | Fixed Capital Cost at Real Levelized Rate | Fixed O&M | Fixed Costs | Variable O&M | Tax Credit | Total Resource Cost | Total Resource Costs | Wind Integration Cost | Tax Credit
| $/kW | $/kW-yr | $/kW-yr | $/MWh | $/MWh | $/MWh | $/MWh | $/kW-yr | $/MWh
| (a) | (b) | (c) | (d) | (e) | (f) | (g) | (h) | (i)
2017 IRP Wyoming DJ Wind Resource - 43% Capacity Factor
2016 | 1737.2477 | 122.7797 | 37.5656 | 42.568 | 0.65 | 0 | 43.218 | 162.79 | 0.573 | 0
2017 |  | 125.24 | 38.32 | 43.4215 | 0.66 | 0 | 44.0815 | 166.05 | 0.58 | 0
2018 |  | 127.62 | 39.05 | 44.2471 | 0.67 | 0 | 44.9171 | 169.19 | 0.59 | 0
2019 |  | 130.43 | 39.91 | 45.2214 | 0.68 | 0 | 45.9014 | 172.9 | 0.6 | 0
2020 |  | 133.82 | 40.95 | 46.3975 | 0.7 | 0 | 47.0975 | 177.41 | 0.62 | 0
2021 |  | 137.03 | 41.93 | 47.5098 | 0.72 | 0 | 48.2298 | 181.67 | 0.63 | 0
2022 |  | 140.18 | 42.89 | 48.6009 | 0.74 | 0 | 49.3409 | 185.86 | 0.64 | 0
2023 |  | 143.4 | 43.88 | 49.7186 | 0.76 | 0 | 50.4786 | 190.14 | 0.65 | 0
2024 |  | 146.7 | 44.89 | 50.8628 | 0.78 | 0 | 51.6428 | 194.53 | 0.66 | 0
2025 |  | 150.07 | 45.92 | 52.0309 | 0.8 | 0 | 52.8309 | 199 | 0.68 | 0
2026 |  | 153.52 | 46.98 | 53.2282 | 0.82 | 0 | 54.0482 | 203.59 | 0.7 | 0
2027 |  | 157.05 | 48.06 | 54.4521 | 0.84 | 0 | 55.2921 | 208.27 | 0.72 | 0
2028 |  | 160.66 | 49.17 | 55.7051 | 0.86 | 0 | 56.5651 | 213.07 | 0.74 | 0
2029 |  | 164.36 | 50.3 | 56.9874 | 0.88 | 0 | 57.8674 | 217.97 | 0.76 | 0
2030 |  | 168.14 | 51.46 | 58.2988 | 0.9 | 0 | 59.1988 | 222.99 | 0.78 | 0
2031 |  | 172.01 | 52.64 | 59.6395 | 0.92 | 0 | 60.5595 | 228.12 | 0.8 | 0
2032 |  | 175.79 | 53.8 | 60.9509 | 0.94 | 0 | 61.8909 | 233.13 | 0.82 | 0
2033 |  | 179.66 | 54.98 | 62.2916 | 0.96 | 0 | 63.2516 | 238.26 | 0.84 | 0
2034 |  | 183.79 | 56.24 | 63.7225 | 0.98 | 0 | 64.7025 | 243.72 | 0.86 | 0
2035 |  | 188.02 | 57.53 | 65.188 | 1 | 0 | 66.188 | 249.32 | 0.88 | 0
2036 |  | 192.34 | 58.85 | 66.6853 | 1.02 | 0 | 67.7053 | 255.03 | 0.9 | 0
2037 |  | 196.57 | 60.14 | 68.1507 | 1.04 | 0 | 69.1907 | 260.63 | 0.92 | 0
2038 |  | 200.89 | 61.46 | 69.648 | 1.06 | 0 | 70.708 | 266.34 | 0.94 | 0
2039 |  | 205.31 | 62.81 | 71.1798 | 1.08 | 0 | 72.2598 | 272.19 | 0.96 | 0
2040 |  | 209.83 | 64.19 | 72.7461 | 1.1 | 0 | 73.8461 | 278.16 | 0.98 | 0
2041 |  | 214.45 | 65.6 | 74.3469 | 1.12 | 0 | 75.4669 | 284.27 | 1 | 0
2042 |  | 219.17 | 67.04 | 75.9823 | 1.14 | 0 | 77.1223 | 290.5 | 1.02 | 0
Sources, Inputs and Assumptions
Source: | (c)(f) | Plant Costs - 2017 IRP - Table 6.1 & 6.2
| (a) | Plant capacity cost
| (b) | = (a) x 0.0706748586244695
| (d) | = ((b) + (c)) / (8.76 x 43.0%)
| (g) | = (d) + (f)
| (i) | Plant Costs - 2017 IRP - Table 6.1 & 6.2
2017 IRP Wyoming DJ Wind Resource - 43% Capacity Factor
| Wind | Cost and Input Assumptions
2016 $ | 1737.2477 | Plant capacity cost |  |  |  | $/kW-yr
2016 $ | 37.5656 | Fixed O&M, plus on-going capital cost |  |  |  | $/kW-yr
2016 $ | 0.573 | Integration Cost |  |  |  | $/MWH
2016 $ | 0.65 | Variable O&M |  |  |  | $/MWH
2016 $ |  | Tax Credit $/MWh |  |  |  | $/MWH
| 7.067% | Payment Factor
| 43% | Capacity Factor
Company Official Inflation Forecast Dated December 29, 2017
| 2017 | 2% |  | 2026 | 2.3% |  | 2035 |  | 2.3%
| 2018 | 1.9% |  | 2027 | 2.3% |  | 2036 |  | 2.3%
| 2019 | 2.2% |  | 2028 | 2.3% |  | 2037 |  | 2.2%
| 2020 | 2.6% |  | 2029 | 2.3% |  | 2038 |  | 2.2%
| 2021 | 2.4% |  | 2030 | 2.3% |  | 2039 |  | 2.2%
| 2022 | 2.3% |  | 2031 | 2.3% |  | 2040 |  | 2.2%
| 2023 | 2.3% |  | 2032 | 2.2% |  | 2041 |  | 2.2%
| 2024 | 2.3% |  | 2033 | 2.2% |  | 2042 |  | 2.2%
| 2025 | 2.3% |  | 2034 | 2.3% |  | 2043 |  | 2.3%

## Table 3 UT Solar 2031 (hidden)
Table 3
2017 IRP Utah Solar Resource
31% Capacity Factor
Year | Estimated Capital Cost | Fixed Capital Cost at Real Levelized Rate | Fixed O&M | Fixed Costs | Variable O&M | Tax Credit | Total Resource Costs | Total Resource Costs | Wind Integration Cost
| $/kW | $/kW-yr | $/kW-yr | $/MWh | $/MWh | $/MWh | $/MWh | $/kW-yr | $/MWh
| (a) | (b) | (c) | (d) | (e) | (f) | (g) | (h) | (h)
2017 IRP Utah Solar Resource - 31% Capacity Factor
2016 | 1822.4072 | 140.6111 | 19.6936 | 58.8412 | 0 | -2.4461 | 56.3951 | 153.64 | 0.603
2017 |  | 143.42 | 20.09 | 60.0178 | 0 | -2.5 | 57.5178 | 156.7 | 0.62
2018 |  | 146.14 | 20.47 | 61.1556 | 0 | -2.55 | 58.6056 | 159.66 | 0.63
2019 |  | 149.36 | 20.92 | 62.5028 | 0 | -2.61 | 59.8928 | 163.17 | 0.64
2020 |  | 153.24 | 21.46 | 64.1252 | 0 | -2.68 | 61.4452 | 167.4 | 0.66
2021 |  | 156.92 | 21.98 | 65.6668 | 0 | -2.74 | 62.9268 | 171.44 | 0.68
2022 |  | 160.53 | 22.49 | 67.1791 | 0 | -2.8 | 64.3791 | 175.39 | 0.7
2023 |  | 164.22 | 23.01 | 68.7244 | 0 | -2.86 | 65.8644 | 179.44 | 0.72
2024 |  | 168 | 23.54 | 70.3064 | 0 | -2.93 | 67.3764 | 183.56 | 0.74
2025 |  | 171.86 | 24.08 | 71.9215 | 0 | -3 | 68.9215 | 187.77 | 0.76
2026 |  | 175.81 | 24.63 | 73.5732 | 0 | -3.07 | 70.5032 | 192.08 | 0.78
2027 |  | 179.85 | 25.2 | 75.2654 | 0 | -3.14 | 72.1254 | 196.5 | 0.8
2028 |  | 183.99 | 25.78 | 76.9979 | 0 | -3.21 | 73.7879 | 201.02 | 0.82
2029 |  | 188.22 | 26.37 | 78.7671 | 0 | -3.28 | 75.4871 | 205.65 | 0.84
2030 |  | 192.55 | 26.98 | 80.5804 | 0 | -3.36 | 77.2204 | 210.38 | 0.86
2031 |  | 196.98 | 27.6 | 82.434 | 0 | -3.44 | 78.994 | 215.21 | 0.88
2032 |  | 201.31 | 28.21 | 84.2473 | 0 | -3.52 | 80.7273 | 219.93 | 0.9
2033 |  | 205.74 | 28.83 | 86.101 | 0 | -3.6 | 82.501 | 224.76 | 0.92
2034 |  | 210.47 | 29.49 | 88.0794 | 0 | -3.68 | 84.3994 | 229.93 | 0.94
2035 |  | 215.31 | 30.17 | 90.1056 | 0 | -3.76 | 86.3456 | 235.24 | 0.96
2036 |  | 220.26 | 30.86 | 92.1758 | 0 | -3.85 | 88.3258 | 240.63 | 0.98
2037 |  | 225.11 | 31.54 | 94.2056 | 0 | -3.93 | 90.2756 | 245.94 | 1
2038 |  | 230.06 | 32.23 | 96.2758 | 0 | -4.02 | 92.2558 | 251.34 | 1.02
2039 |  | 235.12 | 32.94 | 98.3938 | 0 | -4.11 | 94.2838 | 256.86 | 1.04
2040 |  | 240.29 | 33.66 | 100.5557 | 0 | -4.2 | 96.3557 | 262.51 | 1.06
2041 |  | 245.58 | 34.4 | 102.7691 | 0 | -4.29 | 98.4791 | 268.29 | 1.08
2042 |  | 250.98 | 35.16 | 105.0302 | 0 | -4.38 | 100.6502 | 274.21 | 1.1
Sources, Inputs and Assumptions
Source: | (c)(f) | Plant Costs - 2017 IRP - Table 6.1 & 6.2
| (a) | Plant capacity cost
| (b) | = (a) x 0.0771567801772526
| (d) | = ((b) + (c)) / (8.76 x 31.1%)
| (g) | = (d) + (f)
| (h) | Plant Costs - 2017 IRP - Table 6.1 & 6.2
2017 IRP Utah Solar Resource - 31% Capacity Factor
| Wind | Cost and Input Assumptions
2016 $ | 1822.4072 | Plant capacity cost |  |  |  | $/kW-yr
2016 $ | 19.6936 | Fixed O&M, plus on-going capital cost |  |  |  | $/kW-yr
2016 $ | 0.603 | Integration Cost |  |  |  | $/MWH
2016 $ | 0 | Variable O&M |  |  |  | $/MWH |  |  |  | Total Capital Cost | Payment Factor | 22% ITC assumption
2016 $ | -2.4461 | Tax Credit $/MWh |  |  |  | $/MWH |  |  |  | 1822.4072 | 6.911% | -5.386
[10 empty] | 1822.4072 | 7.716%
| 7.716% | Payment Factor | [7 empty] | Total Capital Cost | Payment Factor | 10% ITC assumption
| 31.1% | Capacity Factor | [7 empty] | 1822.4072 | 7.35% | -2.4461 | Per Dan Swan Payment Factor Corresponding to 10% ITC is 7.350%
[10 empty] | 1822.4072 | 7.716%
Company Official Inflation Forecast Dated December 29, 2017
| 2017 | 2% |  | 2026 | 2.3% |  | 2035 |  | 2.3%
| 2018 | 1.9% |  | 2027 | 2.3% |  | 2036 |  | 2.3%
| 2019 | 2.2% |  | 2028 | 2.3% |  | 2037 |  | 2.2%
| 2020 | 2.6% |  | 2029 | 2.3% |  | 2038 |  | 2.2%
| 2021 | 2.4% |  | 2030 | 2.3% |  | 2039 |  | 2.2%
| 2022 | 2.3% |  | 2031 | 2.3% |  | 2040 |  | 2.2%
| 2023 | 2.3% |  | 2032 | 2.2% |  | 2041 |  | 2.2%
| 2024 | 2.3% |  | 2033 | 2.2% |  | 2042 |  | 2.2%
| 2025 | 2.3% |  | 2034 | 2.3% |  | 2043 |  | 2.3%

## Table 3 Yakima Solar 2028 (hidden)
Table 3
2017 IRP Yakima Solar Resource
25% Capacity Factor
Year | Estimated Capital Cost | Fixed Capital Cost at Real Levelized Rate | Fixed O&M | Fixed Costs | Variable O&M | Tax Credit | Avoided Cost (before Integration Cost) | Total Resource Costs | Wind Integration Cost
| $/kW | $/kW-yr | $/kW-yr | $/MWh | $/MWh | $/MWh | $/MWh | $/kW-yr | $/MWh
| (a) | (b) | (c) | (d) | (e) | (f) | (g) | (h) | (h)
2017 IRP Yakima Solar Resource - 25% Capacity Factor
2016 | 1761.8948 | 135.9421 | 18.7398 | 70.9147 | 0 | -2.9538 | 67.9609 | 148.24 | 0.603
2017 |  | 138.66 | 19.11 | 72.3304 | 0 | -3.01 | 69.3204 | 151.2 | 0.62
2018 |  | 141.29 | 19.47 | 73.7012 | 0 | -3.07 | 70.6312 | 154.06 | 0.63
2019 |  | 144.4 | 19.9 | 75.3241 | 0 | -3.14 | 72.1841 | 157.45 | 0.64
2020 |  | 148.15 | 20.42 | 77.2817 | 0 | -3.22 | 74.0617 | 161.55 | 0.66
2021 |  | 151.71 | 20.91 | 79.1385 | 0 | -3.3 | 75.8385 | 165.42 | 0.68
2022 |  | 155.2 | 21.39 | 80.9585 | 0 | -3.38 | 77.5785 | 169.22 | 0.7
2023 |  | 158.77 | 21.88 | 82.8199 | 0 | -3.46 | 79.3599 | 173.1 | 0.72
2024 |  | 162.42 | 22.38 | 84.7225 | 0 | -3.54 | 81.1825 | 177.08 | 0.74
2025 |  | 166.16 | 22.89 | 86.6709 | 0 | -3.62 | 83.0509 | 181.15 | 0.76
2026 |  | 169.98 | 23.42 | 88.6652 | 0 | -3.7 | 84.9652 | 185.33 | 0.78
2027 |  | 173.89 | 23.96 | 90.7053 | 0 | -3.79 | 86.9153 | 189.58 | 0.8
2028 |  | 177.89 | 24.51 | 92.7913 | 0 | -3.88 | 88.9113 | 193.94 | 0.82
2029 |  | 181.98 | 25.07 | 94.9231 | 0 | -3.97 | 90.9531 | 198.39 | 0.84
2030 |  | 186.17 | 25.65 | 97.1099 | 0 | -4.06 | 93.0499 | 202.96 | 0.86
2031 |  | 190.45 | 26.24 | 99.3426 | 0 | -4.15 | 95.1926 | 207.64 | 0.88
2032 |  | 194.64 | 26.82 | 101.5294 | 0 | -4.24 | 97.2894 | 212.21 | 0.9
2033 |  | 198.92 | 27.41 | 103.7621 | 0 | -4.33 | 99.4321 | 216.89 | 0.92
2034 |  | 203.5 | 28.04 | 106.1506 | 0 | -4.43 | 101.7206 | 221.88 | 0.94
2035 |  | 208.18 | 28.68 | 108.5896 | 0 | -4.53 | 104.0596 | 226.98 | 0.96
2036 |  | 212.97 | 29.34 | 111.0882 | 0 | -4.63 | 106.4582 | 232.21 | 0.98
2037 |  | 217.66 | 29.99 | 113.5363 | 0 | -4.73 | 108.8063 | 237.33 | 1
2038 |  | 222.45 | 30.65 | 116.0349 | 0 | -4.83 | 111.2049 | 242.56 | 1.02
2039 |  | 227.34 | 31.32 | 118.5839 | 0 | -4.94 | 113.6439 | 247.88 | 1.04
2040 |  | 232.34 | 32.01 | 121.1925 | 0 | -5.05 | 116.1425 | 253.33 | 1.06
2041 |  | 237.45 | 32.71 | 123.8562 | 0 | -5.16 | 118.6962 | 258.9 | 1.08
2042 |  | 242.67 | 33.43 | 126.5794 | 0 | -5.27 | 121.3094 | 264.6 | 1.1
Sources, Inputs and Assumptions
Source: | (c)(f) | Plant Costs - 2017 IRP - Table 6.1 & 6.2
| (a) | Plant capacity cost
| (b) | = (a) x 0.0771567801772526
| (d) | = ((b) + (c)) / (8.76 x 24.9%)
| (g) | = (d) + (f)
| (h) | Plant Costs - 2017 IRP - Table 6.1 & 6.2
2017 IRP Yakima Solar Resource - 25% Capacity Factor
| Solar | Cost and Input Assumptions
2016 $ | 1761.8948 | Plant capacity cost |  |  |  | $/kW-yr
2016 $ | 18.7398 | Fixed O&M, plus on-going capital cost |  |  |  | $/kW-yr
2016 $ | 0.603 | Integration Cost |  |  |  | $/MWH
2016 $ | 0 | Variable O&M |  |  |  | $/MWH |  |  |  | Total Capital Cost | Payment Factor | 22% ITC assumption
2016 $ | -2.9538 | Tax Credit $/MWh |  |  |  | $/MWH |  |  |  | 1761.8948 | 6.911% | -6.5038
[10 empty] | 1761.8948 | 7.716%
| 7.716% | Payment Factor | [7 empty] | Total Capital Cost | Payment Factor | 10% ITC assumption
| 24.9% | Capacity Factor | [7 empty] | 1761.8948 | 7.35% | -2.9538 | Per Dan Swan Payment Factor Corresponding to 10% ITC is 7.350%
[10 empty] | 1761.8948 | 7.716%
Company Official Inflation Forecast Dated December 29, 2017
| 2017 | 2% |  | 2026 | 2.3% |  | 2035 |  | 2.3%
| 2018 | 1.9% |  | 2027 | 2.3% |  | 2036 |  | 2.3%
| 2019 | 2.2% |  | 2028 | 2.3% |  | 2037 |  | 2.2%
| 2020 | 2.6% |  | 2029 | 2.3% |  | 2038 |  | 2.2%
| 2021 | 2.4% |  | 2030 | 2.3% |  | 2039 |  | 2.2%
| 2022 | 2.3% |  | 2031 | 2.3% |  | 2040 |  | 2.2%
| 2023 | 2.3% |  | 2032 | 2.2% |  | 2041 |  | 2.2%
| 2024 | 2.3% |  | 2033 | 2.2% |  | 2042 |  | 2.2%
| 2025 | 2.3% |  | 2034 | 2.3% |  | 2043 |  | 2.3%

## Table 3 30 MW Geoth 2029 (hidden)
Table 3
2017 IRP Geothermal PPA West Side Resource
90% Capacity Factor
Year | Estimated Capital Cost | Fixed Capital Cost at Real Levelized Rate | Fixed O&M | Fixed Costs | Variable O&M | Tax Credit | Avoided Cost (before Integration Cost) | Total Resource Costs
| $/kW | $/kW-yr | $/kW-yr | $/MWh | $/MWh | $/MWh | $/MWh | $/kW-yr
| (a) | (b) | (c) | (d) | (e) | (f) | (g) | (h)
2017 IRP Geothermal PPA West Side Resource - 90% Capacity Factor
2016 | 0 | 0 | 0 | 0 | 77.34 | 0 | 77.34 | 611.44
2017 |  | 0 | 0 | 0 | 78.89 | 0 | 78.89 | 623.7
2018 |  | 0 | 0 | 0 | 80.39 | 0 | 80.39 | 635.56
2019 |  | 0 | 0 | 0 | 82.16 | 0 | 82.16 | 649.55
2020 |  | 0 | 0 | 0 | 84.3 | 0 | 84.3 | 666.47
2021 |  | 0 | 0 | 0 | 86.32 | 0 | 86.32 | 682.44
2022 |  | 0 | 0 | 0 | 88.31 | 0 | 88.31 | 698.17
2023 |  | 0 | 0 | 0 | 90.34 | 0 | 90.34 | 714.22
2024 |  | 0 | 0 | 0 | 92.42 | 0 | 92.42 | 730.66
2025 |  | 0 | 0 | 0 | 94.55 | 0 | 94.55 | 747.5
2026 |  | 0 | 0 | 0 | 96.72 | 0 | 96.72 | 764.66
2027 |  | 0 | 0 | 0 | 98.94 | 0 | 98.94 | 782.21
2028 |  | 0 | 0 | 0 | 101.22 | 0 | 101.22 | 800.24
2029 |  | 0 | 0 | 0 | 103.55 | 0 | 103.55 | 818.66
2030 |  | 0 | 0 | 0 | 105.93 | 0 | 105.93 | 837.47
2031 |  | 0 | 0 | 0 | 108.37 | 0 | 108.37 | 856.76
2032 |  | 0 | 0 | 0 | 110.75 | 0 | 110.75 | 875.58
2033 |  | 0 | 0 | 0 | 113.19 | 0 | 113.19 | 894.87
2034 |  | 0 | 0 | 0 | 115.79 | 0 | 115.79 | 915.42
2035 |  | 0 | 0 | 0 | 118.45 | 0 | 118.45 | 936.45
2036 |  | 0 | 0 | 0 | 121.17 | 0 | 121.17 | 957.96
2037 |  | 0 | 0 | 0 | 123.84 | 0 | 123.84 | 979.07
2038 |  | 0 | 0 | 0 | 126.56 | 0 | 126.56 | 1000.57
2039 |  | 0 | 0 | 0 | 129.34 | 0 | 129.34 | 1022.55
2040 |  | 0 | 0 | 0 | 132.19 | 0 | 132.19 | 1045.08
2041 |  | 0 | 0 | 0 | 135.1 | 0 | 135.1 | 1068.09
2042 |  | 0 | 0 | 0 | 138.07 | 0 | 138.07 | 1091.57
Sources, Inputs and Assumptions
Source: | (c)(f) | Plant Costs - 2017 IRP - Table 6.1 & 6.2
| (a) | Plant capacity cost
| (b) | = (a) x 0.0631141369791985
| (d) | = ((b) + (c)) / (8.76 x 90.3%)
| (g) | = (d) + (f)
| (h) | Plant Costs - 2017 IRP - Table 6.1 & 6.2
2017 IRP Geothermal PPA West Side Resource - 90% Capacity Factor
| Solar | Cost and Input Assumptions
2016 $ | 0 | Plant capacity cost |  |  |  | $/kW-yr
2016 $ | 0 | Fixed O&M, plus on-going capital cost |  |  |  | $/kW-yr
2016 $ | 0 | Integration Cost |  |  |  | $/MWH
2016 $ | 77.34 | Variable O&M |  |  |  | $/MWH
2016 $ | 0 | Tax Credit $/MWh |  |  |  | $/MWH
| 6.311% | Payment Factor
| 90.25% | Capacity Factor
Company Official Inflation Forecast Dated December 29, 2017
| 2017 | 2% |  | 2026 | 2.3% |  | 2035 | 2.3%
| 2018 | 1.9% |  | 2027 | 2.3% |  | 2036 | 2.3%
| 2019 | 2.2% |  | 2028 | 2.3% |  | 2037 | 2.2%
| 2020 | 2.6% |  | 2029 | 2.3% |  | 2038 | 2.2%
| 2021 | 2.4% |  | 2030 | 2.3% |  | 2039 | 2.2%
| 2022 | 2.3% |  | 2031 | 2.3% |  | 2040 | 2.2%
| 2023 | 2.3% |  | 2032 | 2.2% |  | 2041 | 2.2%
| 2024 | 2.3% |  | 2033 | 2.2% |  | 2042 | 2.2%
| 2025 | 2.3% |  | 2034 | 2.3% |  | 2043 | 2.3%

## Table 3 200 MW (UT N) 2029) (hidden)
Appendix B
Table 3
SCCT Resource Costs - 2017 Integrated Resource Plan
UT N - 200 MW - SCCT Frame "F" x1 - East Side Resource (5,050')
Year | Estimated Capital Cost | Fixed Capital Cost at Real Levelized Rate | Fixed O&M | Variable O&M | Total O&M at Expected CF | Total Resource Fixed Costs | Fuel Cost | Total Resource Energy Cost | Total Resource Costs
| $/kW | $/kW-yr | $/kW-yr | $/MWh | $/kW-yr | $/kW-yr | $/MMBtu | $/MWh | $/MWh
| (a) | (b) | (c) | (d) | (e) | (f) | (g) | (h) | (i)
UT N - 200 MW - SCCT Frame "F" x1 - East Side Resource (5,050')
2016 | 702 | 51.76 | 30.66 | 7.53 | 52.43 | 104.19
2017 |  | 52.8 | 31.27 | 7.68 | 53.47 | 106.27
2018 |  | 53.8 | 31.86 | 7.83 | 54.49 | 108.29
2019 |  | 54.98 | 32.56 | 8 | 55.69 | 110.67
2020 |  | 56.41 | 33.41 | 8.21 | 57.14 | 113.55
2021 |  | 57.76 | 34.21 | 8.41 | 58.52 | 116.28
2022 |  | 59.09 | 35 | 8.6 | 59.86 | 118.95
2023 |  | 60.45 | 35.81 | 8.8 | 61.25 | 121.7
2024 |  | 61.84 | 36.63 | 9 | 62.65 | 124.49
2025 |  | 63.26 | 37.47 | 9.21 | 64.09 | 127.35
2026 |  | 64.71 | 38.33 | 9.42 | 65.56 | 130.27
2027 |  | 66.2 | 39.21 | 9.64 | 67.08 | 133.28
2028 |  | 67.72 | 40.11 | 9.86 | 68.61 | 136.33
2029 |  | 69.28 | 41.03 | 10.09 | 70.2 | 139.48 | 4.51 | 43.36 | 91.61
2030 |  | 70.87 | 41.97 | 10.32 | 71.8 | 142.67 | 4.77 | 45.86 | 95.21
2031 |  | 72.5 | 42.94 | 10.56 | 73.47 | 145.97 | 5.08 | 48.84 | 99.33
2032 |  | 74.1 | 43.88 | 10.79 | 75.07 | 149.17 | 5.25 | 50.47 | 102.07
2033 |  | 75.73 | 44.85 | 11.03 | 76.74 | 152.47 | 5.5 | 52.88 | 105.62
2034 |  | 77.47 | 45.88 | 11.28 | 78.49 | 155.96 | 5.78 | 55.57 | 109.52
2035 |  | 79.25 | 46.94 | 11.54 | 80.3 | 159.55 | 6 | 57.68 | 112.87
2036 |  | 81.07 | 48.02 | 11.81 | 82.16 | 163.23 | 6.37 | 61.24 | 117.71
2037 |  | 82.85 | 49.08 | 12.07 | 83.97 | 166.82 | 6.55 | 62.97 | 120.68
2038 |  | 84.67 | 50.16 | 12.34 | 85.83 | 170.5 | 6.83 | 65.66 | 124.64
2039 |  | 86.53 | 51.26 | 12.61 | 87.71 | 174.24 | 6.99 | 67.2 | 127.47
2040 |  | 88.43 | 52.39 | 12.89 | 89.65 | 178.08 | 7.17 | 68.93 | 130.53
2041 |  | 90.38 | 53.54 | 13.17 | 91.61 | 181.99 | 7.33 | 70.47 | 133.42
2042 |  | 92.37 | 54.72 | 13.46 | 93.63 | 186 | 5.01 | 48.17 | 112.51
Sources, Inputs and Assumptions
Source: (a)(c)(d) |  | Plant Costs - 2017 IRP - Table 6.1 & 6.2
| (b) | = (a) x 0.0737263117964292
| (e) | = (d) x (8.76 x 33.0%) + (c)
| (f) | = (b) + (e)
| (g) | Table 4 - Burnertip Natural Gas Price Forecast
| (h) | = 9,614 MMBtu/MWH x $/MMBtu
| (i) | = (f) / (8.76 x 'Capacity Factor' ) + (h)
UT N - 200 MW - SCCT Frame "F" x1 - East Side Resource (5,050')
| CCCT Statistics |  |  | MW | Percent | Cap Cost | Fixed
| SCCT Dry "F" - Turbine |  |  | 199.9241 | 100% | 701.5991 | 30.6572
|  |  |  | 0 | 0% | 0 | 0
| Capacity Weighted |  |  | 199.9241 | 100% | 702 | 30.66
| CCCT Statistics |  |  | MW | CF | aMW | Percent | Variable | Heat Rate
| SCCT Dry "F" - Turbine |  |  | 199.9241 | 33% | 65.975 | 100% | 7.53 | 9614
| 0 |  |  | 0 | 0% | 0 | 0% | 0 | 0
| Energy Weighted |  |  | 199.9241 | 33% | 65.975 | 100% | 7.53 | 9614
Rounded
| SCCT | Duct Firing | Plant Costs - 2017 IRP - Table 6.1 & 6.2
| 199.9241 |  | MW Plant Capacity
2016 $ | 701.5991 |  | Plant Capacity Cost
2016 $ | 16.0158 |  | Fixed O&M & Capitalized O&M
2016 $ | 14.6414 |  | Fixed Pipeline
2016 $ | 30.6572 |  | Fixed O&M Including Fixed Pipeline & Capitalized O&M ($/kW-Yr)
2016 $ | 7.53 |  | Variable O&M Costs & Capitalized Variable O&M ($/MWh)
| 9614 |  | Heat Rate in btu/kWh
| 7.373% |  | Payment Factor
| 33% |  | Capacity Factor
|  | 33% | Energy Weighted Capacity Factor
Company Official Inflation Forecast Dated December 29, 2017
| 2017 | 2% |  | 2026 | 2.3% |  | 2035 | 2.3%
| 2018 | 1.9% |  | 2027 | 2.3% |  | 2036 | 2.3%
| 2019 | 2.2% |  | 2028 | 2.3% |  | 2037 | 2.2%
| 2020 | 2.6% |  | 2029 | 2.3% |  | 2038 | 2.2%
| 2021 | 2.4% |  | 2030 | 2.3% |  | 2039 | 2.2%
| 2022 | 2.3% |  | 2031 | 2.3% |  | 2040 | 2.2%
| 2023 | 2.3% |  | 2032 | 2.2% |  | 2041 | 2.2%
| 2024 | 2.3% |  | 2033 | 2.2% |  | 2042 | 2.2%
| 2025 | 2.3% |  | 2034 | 2.3% |  | 2043 | 2.3%

## Table 3 436MW (West M) 2030 (hidden)
Appendix B
Table 3
CCCT Resource Costs - 2017 Integrated Resource Plan
Willamette Valley - 436 MW - CCCT Dry "G/H", 1x1 - West Side Resource (1,500')
Year | Estimated Capital Cost | Fixed Capital Cost at Real Levelized Rate | Fixed O&M | Variable O&M | Total O&M at Expected CF | Total Resource Fixed Costs | Fuel Cost | Total Resource Energy Cost | Total Resource Costs
| $/kW | $/kW-yr | $/kW-yr | $/MWh | $/kW-yr | $/kW-yr | $/MMBtu | $/MWh | $/MWh
| (a) | (b) | (c) | (d) | (e) | (f) | (g) | (h) | (i)
Willamette Valley - 436 MW - CCCT Dry "G/H", 1x1 - West Side Resource (1,500')
2016 | 1363 | 98.9 | 43.7 | 2.02 | 56.14 | 155.04 |  |  |  | mainly due to gas tranposrtation cost
2017 |  | 100.88 | 44.57 | 2.06 | 57.26 | 158.14
2018 |  | 102.8 | 45.42 | 2.1 | 58.35 | 161.15
2019 |  | 105.06 | 46.42 | 2.15 | 59.66 | 164.72
2020 |  | 107.79 | 47.63 | 2.21 | 61.24 | 169.03
2021 |  | 110.38 | 48.77 | 2.26 | 62.69 | 173.07
2022 |  | 112.92 | 49.89 | 2.31 | 64.12 | 177.04
2023 |  | 115.52 | 51.04 | 2.36 | 65.57 | 181.09
2024 |  | 118.18 | 52.21 | 2.41 | 67.05 | 185.23
2025 |  | 120.9 | 53.41 | 2.47 | 68.62 | 189.52
2026 |  | 123.68 | 54.64 | 2.53 | 70.22 | 193.9
2027 |  | 126.52 | 55.9 | 2.59 | 71.85 | 198.37
2028 |  | 129.43 | 57.19 | 2.65 | 73.51 | 202.94
2029 |  | 132.41 | 58.51 | 2.71 | 75.2 | 207.61
2030 |  | 135.46 | 59.86 | 2.77 | 76.92 | 212.38
2031 |  | 138.58 | 61.24 | 2.83 | 78.67 | 217.25
2032 |  | 141.63 | 62.59 | 2.89 | 80.39 | 222.02 | 5.2 | 33.36 | 69.41
2033 |  | 144.75 | 63.97 | 2.95 | 82.14 | 226.89 | 5.44 | 34.9 | 71.74
2034 |  | 148.08 | 65.44 | 3.02 | 84.04 | 232.12 | 5.73 | 36.76 | 74.45
2035 |  | 151.49 | 66.95 | 3.09 | 85.98 | 237.47 | 5.93 | 38.04 | 76.6
2036 |  | 154.97 | 68.49 | 3.16 | 87.95 | 242.92 | 6.3 | 40.41 | 79.86
2037 |  | 158.38 | 70 | 3.23 | 89.89 | 248.27 | 6.47 | 41.51 | 81.82
2038 |  | 161.86 | 71.54 | 3.3 | 91.86 | 253.72 | 6.75 | 43.3 | 84.5
2039 |  | 165.42 | 73.11 | 3.37 | 93.86 | 259.28 | 6.9 | 44.26 | 86.36
2040 |  | 169.06 | 74.72 | 3.44 | 95.9 | 264.96 | 7.08 | 45.42 | 88.45
2041 |  | 172.78 | 76.36 | 3.52 | 98.04 | 270.82 | 7.24 | 46.44 | 90.42
2042 |  | 176.58 | 78.04 | 3.6 | 100.21 | 276.79 | 4.95 | 31.75 | 76.7
Sources, Inputs and Assumptions
Source: (a)(c)(d) |  | Plant Costs - 2017 IRP - Table 6.1 & 6.2
| (b) | = (a) x 0.0725628795024555
| (e) | = (d) x (8.76 x 70.3%) + (c)
| (f) | = (b) + (e)
| (g) | Table 4 - Burnertip Natural Gas Price Forecast
| (h) | = 6,415 MMBtu/MWH x $/MMBtu
| (i) | = (f) / (8.76 x 'Capacity Factor' ) + (h)
Willamette Valley - 436 MW - CCCT Dry "G/H", 1x1 - West Side Resource (1,500')
| CCCT Statistics |  |  | MW | Percent | Cap Cost | Fixed
| CCCT Dry "G/H", 1x1 - Turbine |  |  | 385.3535 | 88.31% | 1484.3381 | 44.5016
| CCCT Dry "G/H", 1x1 - Duct Firing |  |  | 51.0037 | 11.69% | 443.0044 | 37.6707
| Capacity Weighted |  |  | 436.3572 | 100% | 1363 | 43.7
| CCCT Statistics |  |  | MW | CF | aMW | Percent | Variable | Heat Rate
| CCCT Dry "G/H", 1x1 - Turbine |  |  | 385.3535 | 78% | 300.5757 | 98% | 2.0593 | 6362
| CCCT Dry "G/H", 1x1 - Duct Firing |  |  | 51.0037 | 12% | 6.1204 | 1.996% | 0.15 | 9012
| Energy Weighted |  |  | 436.3572 | 70.3% | 306.6962 | 100% | 2.02 | 6415
Rounded
| CCCT | Duct Firing | Plant Costs - 2017 IRP - Table 6.1 & 6.2
| 385.3535 | 51.0037 | MW Plant Capacity
2016 $ | 1484.3381 | 443.0044 | Plant Capacity Cost
2016 $ | 21.7132 | 5.39 | Fixed O&M & Capitalized O&M
2016 $ | 22.7885 | 32.2807 | Fixed Pipeline
2016 $ | 44.5016 | 37.6707 | Fixed O&M Including Fixed Pipeline & Capitalized O&M ($/kW-Yr)
| 2.0593 | 0.15 | Variable O&M Costs & Capitalized Variable O&M ($/MWh)
| 6362 | 9012 | Heat Rate in btu/kWh
| 7.256% | 7.256% | Payment Factor
| 78% | 12% | Capacity Factor
|  | 70.3% | Energy Weighted Capacity Factor
Company Official Inflation Forecast Dated December 29, 2017
| 2017 | 2% |  | 2026 | 2.3% |  | 2035 | 2.3%
| 2018 | 1.9% |  | 2027 | 2.3% |  | 2036 | 2.3%
| 2019 | 2.2% |  | 2028 | 2.3% |  | 2037 | 2.2%
| 2020 | 2.6% |  | 2029 | 2.3% |  | 2038 | 2.2%
| 2021 | 2.4% |  | 2030 | 2.3% |  | 2039 | 2.2%
| 2022 | 2.3% |  | 2031 | 2.3% |  | 2040 | 2.2%
| 2023 | 2.3% |  | 2032 | 2.2% |  | 2041 | 2.2%
| 2024 | 2.3% |  | 2033 | 2.2% |  | 2042 | 2.2%
| 2025 | 2.3% |  | 2034 | 2.3% |  | 2043 | 2.3%

## Table 3 477 MW (Wyo) 2033 (hidden)
Appendix B
Table 3
CCCT Resource Costs - 2017 Integrated Resource Plan
WYNE DJohns - 477 MW - CCCT Dry "J/HA.02", 1x1 - East Side Resource (5,050')
Year | Estimated Capital Cost | Fixed Capital Cost at Real Levelized Rate | Fixed O&M | Variable O&M | Total O&M at Expected CF | Total Resource Fixed Costs | Fuel Cost | Total Resource Energy Cost | Total Resource Costs
| $/kW | $/kW-yr | $/kW-yr | $/MWh | $/kW-yr | $/kW-yr | $/MMBtu | $/MWh | $/MWh
| (a) | (b) | (c) | (d) | (e) | (f) | (g) | (h) | (i)
WYNE DJohns - 477 MW - CCCT Dry "J/HA.02", 1x1 - East Side Resource (5,050')
2016 | 1203 | 87.29 | 57.97 | 2.22 | 71.45 | 158.74
2017 |  | 89.04 | 59.13 | 2.26 | 72.85 | 161.89
2018 |  | 90.73 | 60.25 | 2.3 | 74.21 | 164.94
2019 |  | 92.73 | 61.58 | 2.35 | 75.85 | 168.58
2020 |  | 95.14 | 63.18 | 2.41 | 77.81 | 172.95
2021 |  | 97.42 | 64.7 | 2.47 | 79.69 | 177.11
2022 |  | 99.66 | 66.19 | 2.53 | 81.55 | 181.21
2023 |  | 101.95 | 67.71 | 2.59 | 83.43 | 185.38
2024 |  | 104.29 | 69.27 | 2.65 | 85.36 | 189.65
2025 |  | 106.69 | 70.86 | 2.71 | 87.31 | 194
2026 |  | 109.14 | 72.49 | 2.77 | 89.31 | 198.45
2027 |  | 111.65 | 74.16 | 2.83 | 91.34 | 202.99
2028 |  | 114.22 | 75.87 | 2.9 | 93.47 | 207.69
2029 |  | 116.85 | 77.62 | 2.97 | 95.65 | 212.5
2030 |  | 119.54 | 79.41 | 3.04 | 97.86 | 217.4
2031 |  | 122.29 | 81.24 | 3.11 | 100.12 | 222.41
2032 |  | 124.98 | 83.03 | 3.18 | 102.33 | 227.31
2033 |  | 127.73 | 84.86 | 3.25 | 104.59 | 232.32 | 5.53 | 35.35 | 73.62
2034 |  | 130.67 | 86.81 | 3.32 | 106.96 | 237.63 | 5.81 | 37.14 | 76.28
2035 |  | 133.68 | 88.81 | 3.4 | 109.45 | 243.13 | 6.03 | 38.54 | 78.59
2036 |  | 136.75 | 90.85 | 3.48 | 111.98 | 248.73 | 6.4 | 40.91 | 81.88
2037 |  | 139.76 | 92.85 | 3.56 | 114.46 | 254.22 | 6.58 | 42.06 | 83.94
2038 |  | 142.83 | 94.89 | 3.64 | 116.99 | 259.82 | 6.87 | 43.91 | 86.71
2039 |  | 145.97 | 96.98 | 3.72 | 119.56 | 265.53 | 7.03 | 44.94 | 88.68
2040 |  | 149.18 | 99.11 | 3.8 | 122.18 | 271.36 | 7.21 | 46.09 | 90.79
2041 |  | 152.46 | 101.29 | 3.88 | 124.84 | 277.3 | 7.37 | 47.11 | 92.79
2042 |  | 155.81 | 103.52 | 3.97 | 127.62 | 283.43 | 5.03 | 32.15 | 78.84
Sources, Inputs and Assumptions
Source: (a)(c)(d) |  | Plant Costs - 2015 IRP - Table 6.1 & 6.2 - Page 92
| (b) | = (a) x 0.0725628795024555
| (e) | = (d) x (8.76 x 69.3%) + (c)
| (f) | = (b) + (e)
| (g) | Table 4 - Burnertip Natural Gas Price Forecast
| (h) | = 6,392 MMBtu/MWH x $/MMBtu
| (i) | = (f) / (8.76 x 'Capacity Factor' ) + (h)
WYNE DJohns - 477 MW - CCCT Dry "J/HA.02", 1x1 - East Side Resource (5,050')
| CCCT Statistics |  |  | MW | Percent | Cap Cost | Fixed
| CCCT Dry "J" - Turbine |  |  | 413.5678 | 86.78% | 1334.21 | 57.934
| CCCT Dry "J" - Duct Firing |  |  | 63.0086 | 13.22% | 341.6069 | 58.2119
| Capacity Weighted |  |  | 476.5764 | 100% | 1203 | 57.97
| CCCT Statistics |  |  | MW | CF | aMW | Percent | Variable | Heat Rate
| CCCT Dry "J" - Turbine |  |  | 413.5678 | 78% | 322.5829 | 97.71% | 2.2696 | 6326
| CCCT Dry "J" - Duct Firing |  |  | 63.0086 | 12% | 7.561 | 2.29% | 0.16 | 9211
| Energy Weighted |  |  | 476.5764 | 69.3% | 330.1439 | 100% | 2.22 | 6392
Rounded
| CCCT | Duct Firing | Plant Costs - 2015 IRP - Table 6.1 & 6.2 - Page 92
| 413.5678 | 63.0086 | MW Plant Capacity
| 1334.21 | 341.6069 | Plant Capacity Cost
| 21.2925 | 4.86 | Fixed O&M & Capitalized O&M
| 36.6414 | 53.3519 | Fixed Pipeline
| 57.934 | 58.2119 | Fixed O&M Including Fixed Pipeline & Capitalized O&M ($/kW-Yr)
| 2.2696 | 0.16 | Variable O&M Costs & Capitalized Variable O&M ($/MWh)
| 6326 | 9211 | Heat Rate in btu/kWh
| 7.256% | 7.256% | Payment Factor
| 78% | 12% | Capacity Factor
|  | 69.3% | Energy Weighted Capacity Factor
Company Official Inflation Forecast Dated December 29, 2017
| 2017 | 2% |  | 2026 | 2.3% |  | 2035 | 2.3%
| 2018 | 1.9% |  | 2027 | 2.3% |  | 2036 | 2.3%
| 2019 | 2.2% |  | 2028 | 2.3% |  | 2037 | 2.2%
| 2020 | 2.6% |  | 2029 | 2.3% |  | 2038 | 2.2%
| 2021 | 2.4% |  | 2030 | 2.3% |  | 2039 | 2.2%
| 2022 | 2.3% |  | 2031 | 2.3% |  | 2040 | 2.2%
| 2023 | 2.3% |  | 2032 | 2.2% |  | 2041 | 2.2%
| 2024 | 2.3% |  | 2033 | 2.2% |  | 2042 | 2.2%
| 2025 | 2.3% |  | 2034 | 2.3% |  | 2043 | 2.3%

## Table 3 200 MW (Wyo) 2033 (hidden)
Appendix B
Table 3
SCCT Resource Costs - 2017 Integrated Resource Plan
WYNE DJohns- 200 MW - SCCT Frame "F" x1 - East Side Resource (5,050')
Year | Estimated Capital Cost | Fixed Capital Cost at Real Levelized Rate | Fixed O&M | Variable O&M | Total O&M at Expected CF | Total Resource Fixed Costs | Fuel Cost | Total Resource Energy Cost | Total Resource Costs
| $/kW | $/kW-yr | $/kW-yr | $/MWh | $/kW-yr | $/kW-yr | $/MMBtu | $/MWh | $/MWh
| (a) | (b) | (c) | (d) | (e) | (f) | (g) | (h) | (i)
WYNE DJohns- 200 MW - SCCT Frame "F" x1 - East Side Resource (5,050')
2016 | 589 | 43.42 | 71.7 | 7.53 | 93.47 | 136.89
2017 |  | 44.29 | 73.13 | 7.68 | 95.33 | 139.62
2018 |  | 45.13 | 74.52 | 7.83 | 97.15 | 142.28
2019 |  | 46.12 | 76.16 | 8 | 99.29 | 145.41
2020 |  | 47.32 | 78.14 | 8.21 | 101.87 | 149.19
2021 |  | 48.46 | 80.02 | 8.41 | 104.33 | 152.79
2022 |  | 49.57 | 81.86 | 8.6 | 106.72 | 156.29
2023 |  | 50.71 | 83.74 | 8.8 | 109.18 | 159.89
2024 |  | 51.88 | 85.67 | 9 | 111.69 | 163.57
2025 |  | 53.07 | 87.64 | 9.21 | 114.26 | 167.33
2026 |  | 54.29 | 89.66 | 9.42 | 116.89 | 171.18
2027 |  | 55.54 | 91.72 | 9.64 | 119.59 | 175.13
2028 |  | 56.82 | 93.83 | 9.86 | 122.33 | 179.15
2029 |  | 58.13 | 95.99 | 10.09 | 125.16 | 183.29
2030 |  | 59.47 | 98.2 | 10.32 | 128.03 | 187.5
2031 |  | 60.84 | 100.46 | 10.56 | 130.99 | 191.83
2032 |  | 62.18 | 102.67 | 10.79 | 133.86 | 196.04
2033 |  | 63.55 | 104.93 | 11.03 | 136.82 | 200.37 | 5.53 | 53.17 | 122.48
2034 |  | 65.01 | 107.34 | 11.28 | 139.95 | 204.96 | 5.81 | 55.86 | 126.76
2035 |  | 66.51 | 109.81 | 11.54 | 143.17 | 209.68 | 6.03 | 57.97 | 130.5
2036 |  | 68.04 | 112.34 | 11.81 | 146.48 | 214.52 | 6.4 | 61.53 | 135.74
2037 |  | 69.54 | 114.81 | 12.07 | 149.7 | 219.24 | 6.58 | 63.26 | 139.1
2038 |  | 71.07 | 117.34 | 12.34 | 153.01 | 224.08 | 6.87 | 66.05 | 143.56
2039 |  | 72.63 | 119.92 | 12.61 | 156.37 | 229 | 7.03 | 67.59 | 146.81
2040 |  | 74.23 | 122.56 | 12.89 | 159.82 | 234.05 | 7.21 | 69.32 | 150.28
2041 |  | 75.86 | 125.26 | 13.17 | 163.33 | 239.19 | 7.37 | 70.86 | 153.6
2042 |  | 77.53 | 128.02 | 13.46 | 166.93 | 244.46 | 5.03 | 48.36 | 132.92
Sources, Inputs and Assumptions
Source: (a)(c)(d) |  | Plant Costs - 2017 IRP - Table 6.1 & 6.2
| (b) | = (a) x 0.0737263117964292
| (e) | = (d) x (8.76 x 33.0%) + (c)
| (f) | = (b) + (e)
| (g) | Table 4 - Burnertip Natural Gas Price Forecast
| (h) | = 9,614 MMBtu/MWH x $/MMBtu
| (i) | = (f) / (8.76 x 'Capacity Factor' ) + (h)
WYNE DJohns- 200 MW - SCCT Frame "F" x1 - East Side Resource (5,050')
| CCCT Statistics |  |  | MW | Percent | Cap Cost | Fixed
| SCCT Dry "F" - Turbine |  |  | 199.9241 | 100% | 589.4961 | 71.702
|  |  |  | 0 | 0% | 0 | 0
| Capacity Weighted |  |  | 199.9241 | 100% | 589 | 71.7
| CCCT Statistics |  |  | MW | CF | aMW | Percent | Variable | Heat Rate
| SCCT Dry "F" - Turbine |  |  | 199.9241 | 33% | 65.975 | 100% | 7.53 | 9614
| 0 |  |  | 0 | 0% | 0 | 0% | 0 | 0
| Energy Weighted |  |  | 199.9241 | 33% | 65.975 | 100% | 7.53 | 9614
Rounded
| SCCT | Duct Firing | Plant Costs - 2017 IRP - Table 6.1 & 6.2
| 199.9241 |  | MW Plant Capacity
2016 $ | 589.4961 |  | Plant Capacity Cost
2016 $ | 16.0158 |  | Fixed O&M & Capitalized O&M
2016 $ | 55.6862 |  | Fixed Pipeline
2016 $ | 71.702 |  | Fixed O&M Including Fixed Pipeline & Capitalized O&M ($/kW-Yr)
2016 $ | 7.53 |  | Variable O&M Costs & Capitalized Variable O&M ($/MWh)
| 9614 |  | Heat Rate in btu/kWh
| 7.373% |  | Payment Factor
| 33% |  | Capacity Factor
|  | 33% | Energy Weighted Capacity Factor
Company Official Inflation Forecast Dated December 29, 2017
| 2017 | 2% |  | 2026 | 2.3% |  | 2035 | 2.3%
| 2018 | 1.9% |  | 2027 | 2.3% |  | 2036 | 2.3%
| 2019 | 2.2% |  | 2028 | 2.3% |  | 2037 | 2.2%
| 2020 | 2.6% |  | 2029 | 2.3% |  | 2038 | 2.2%
| 2021 | 2.4% |  | 2030 | 2.3% |  | 2039 | 2.2%
| 2022 | 2.3% |  | 2031 | 2.3% |  | 2040 | 2.2%
| 2023 | 2.3% |  | 2032 | 2.2% |  | 2041 | 2.2%
| 2024 | 2.3% |  | 2033 | 2.2% |  | 2042 | 2.2%
| 2025 | 2.3% |  | 2034 | 2.3% |  | 2043 | 2.3%

## Table 3 ID Wind 2036 (hidden)
Table 3
2017 IRP ID Wind Resource
38% Capacity Factor
Year | Estimated Capital Cost | Fixed Capital Cost at Real Levelized Rate | Fixed O&M | Fixed Costs | Variable O&M | Tax Credit | Total Resource Costs | Total Resource Costs | Wind Integration Cost | Tax Credit
| $/kW | $/kW-yr | $/kW-yr | $/MWh | $/MWh | $/MWh | $/MWh | $/kW-yr | $/MWh
| (a) | (b) | (c) | (d) | (e) | (f) | (g) | (h) | (h)
2017 IRP ID Wind Resource - 38% Capacity Factor
2016 | 1811.0329 | 127.9945 | 37.5656 | 49.7357 | 0 | 0 | 49.7357 | 165.56 | 0.573 | 0
2017 |  | 130.55 | 38.32 | 50.73 | 0 | 0 | 50.73 | 168.87 | 0.58 | 0
2018 |  | 133.03 | 39.05 | 51.6943 | 0 | 0 | 51.6943 | 172.08 | 0.59 | 0
2019 |  | 135.96 | 39.91 | 52.8329 | 0 | 0 | 52.8329 | 175.87 | 0.6 | 0
2020 |  | 139.49 | 40.95 | 54.2057 | 0 | 0 | 54.2057 | 180.44 | 0.62 | 0
2021 |  | 142.84 | 41.93 | 55.5065 | 0 | 0 | 55.5065 | 184.77 | 0.63 | 0
2022 |  | 146.13 | 42.89 | 56.7832 | 0 | 0 | 56.7832 | 189.02 | 0.64 | 0
2023 |  | 149.49 | 43.88 | 58.09 | 0 | 0 | 58.09 | 193.37 | 0.65 | 0
2024 |  | 152.93 | 44.89 | 59.4268 | 0 | 0 | 59.4268 | 197.82 | 0.66 | 0
2025 |  | 156.45 | 45.92 | 60.7937 | 0 | 0 | 60.7937 | 202.37 | 0.68 | 0
2026 |  | 160.05 | 46.98 | 62.1936 | 0 | 0 | 62.1936 | 207.03 | 0.7 | 0
2027 |  | 163.73 | 48.06 | 63.6235 | 0 | 0 | 63.6235 | 211.79 | 0.72 | 0
2028 |  | 167.5 | 49.17 | 65.0895 | 0 | 0 | 65.0895 | 216.67 | 0.74 | 0
2029 |  | 171.35 | 50.3 | 66.5856 | 0 | 0 | 66.5856 | 221.65 | 0.76 | 0
2030 |  | 175.29 | 51.46 | 68.1176 | 0 | 0 | 68.1176 | 226.75 | 0.78 | 0
2031 |  | 179.32 | 52.64 | 69.6828 | 0 | 0 | 69.6828 | 231.96 | 0.8 | 0
2032 |  | 183.27 | 53.8 | 71.2179 | 0 | 0 | 71.2179 | 237.07 | 0.82 | 0
2033 |  | 187.3 | 54.98 | 72.783 | 0 | 0 | 72.783 | 242.28 | 0.84 | 0
2034 |  | 191.61 | 56.24 | 74.4563 | 0 | 0 | 74.4563 | 247.85 | 0.86 | 0
2035 |  | 196.02 | 57.53 | 76.1686 | 0 | 0 | 76.1686 | 253.55 | 0.88 | 0
2036 |  | 200.53 | 58.85 | 77.92 | 0 | 0 | 77.92 | 259.38 | 0.9 | 0
2037 |  | 204.94 | 60.14 | 79.6323 | 0 | 0 | 79.6323 | 265.08 | 0.92 | 0
2038 |  | 209.45 | 61.46 | 81.3837 | 0 | 0 | 81.3837 | 270.91 | 0.94 | 0
2039 |  | 214.06 | 62.81 | 83.1741 | 0 | 0 | 83.1741 | 276.87 | 0.96 | 0
2040 |  | 218.77 | 64.19 | 85.0036 | 0 | 0 | 85.0036 | 282.96 | 0.98 | 0
2041 |  | 223.58 | 65.6 | 86.8721 | 0 | 0 | 86.8721 | 289.18 | 1 | 0
2042 |  | 228.5 | 67.04 | 88.7827 | 0 | 0 | 88.7827 | 295.54 | 1.02 | 0
Sources, Inputs and Assumptions
Source: | (c)(f) | Plant Costs - 2017 IRP - Table 6.1 & 6.2
| (a) | Plant capacity cost
| (b) | = (a) x 0.0706748586244695
| (d) | = ((b) + (c)) / (8.76 x 38.0%)
| (g) | = (d) + (f)
| (h) | Plant Costs - 2017 IRP - Table 6.1 & 6.2
2017 IRP ID Wind Resource - 38% Capacity Factor
| Wind | Cost and Input Assumptions
2016 $ | 1811.0329 | Plant capacity cost |  |  |  | $/kW-yr
2016 $ | 37.5656 | Fixed O&M, plus on-going capital cost |  |  |  | $/kW-yr
2016 $ | 0.573 | Integration Cost |  |  |  | $/MWH
2016 $ | 0 | Variable O&M |  |  |  | $/MWH
2016 $ |  | Tax Credit $/MWh |  |  |  | $/MWH
| 7.067% | Payment Factor
| 38% | Capacity Factor
Company Official Inflation Forecast Dated December 29, 2017
| 2017 | 2% |  | 2026 | 2.3% |  | 2035 |  | 2.3%
| 2018 | 1.9% |  | 2027 | 2.3% |  | 2036 |  | 2.3%
| 2019 | 2.2% |  | 2028 | 2.3% |  | 2037 |  | 2.2%
| 2020 | 2.6% |  | 2029 | 2.3% |  | 2038 |  | 2.2%
| 2021 | 2.4% |  | 2030 | 2.3% |  | 2039 |  | 2.2%
| 2022 | 2.3% |  | 2031 | 2.3% |  | 2040 |  | 2.2%
| 2023 | 2.3% |  | 2032 | 2.2% |  | 2041 |  | 2.2%
| 2024 | 2.3% |  | 2033 | 2.2% |  | 2042 |  | 2.2%
| 2025 | 2.3% |  | 2034 | 2.3% |  | 2043 |  | 2.3%