## Appendix B.2
Appendix B.2
Avoided Cost Prices $/MWh
Utah 2017.Q4 Sch 38
|  | Wind | Wind | Wind
| Year | Avoided Cost at | UT 2017.Q3
|  | 31.0% CF (2) | Filing | Difference
| 2018 | 17.8331 | 19.0136 | -1.1805
| 2019 | 17.5163 | 17.3355 | 0.18079
| 2020 | 14.7806 | 15.7535 | -0.97298
| 2021 | 26.2627 | 17.4837 | 8.779
| 2022 | 27.0018 | 18.4389 | 8.5629
| 2023 | 26.7508 | 19.1632 | 7.5877
| 2024 | 29.3663 | 22.3647 | 7.0016
| 2025 | 31.5675 | 25.5571 | 6.0105
| 2026 | 31.6822 | 24.9913 | 6.6909
| 2027 | 33.0518 | 26.0784 | 6.9734
| 2028 | 29.4948 | 28.5651 | 0.92963
| 2029 | 31.4281 | 31.0991 | 0.32901
| 2030 | 32.1473 | 33.7891 | -1.6419
| 2031 | 57.3552 | 35.2164 | 22.1388
| 2032 | 57.5035 | 36.5005 | 21.003
| 15-Year Levelized Prices (Nominal) @ 6.570% Discount Rate (1) (3) |  |  |  | Discount Rate - 2017 IRP
2018-2032 | $/MWh | 28.317 | 23.041 | 5.276 | 6.57%
Footnotes:
(2) Total Avoided Costs with Capacity, based on stated CF
(3) 15-Years: 2018 - 2032
(4) Levelized Monthly

## Table 1
Appendix B
| Table 1 |  |  |  |  | 13 | [45 empty] | 0% | Transmission Deferral %
| Avoided Cost Prices |  |  |  |  | 252 |  |  |  | Capacity Contribution | [41 empty] | 750 | Transmission Upgrade Capacity
| Utah 2017.Q4_Wind - 80.0 MW and 31.0% CF | [8 empty] | 15.8% | 15.8% | 15.8% | 100% | 100% | 100% | 100% | 100% | 53.86% | 59.67% | [32 empty] | 0 | Transmission Deferral (MW)
|  |  |  | Total Price @ |  | Capacity Contribution |  |  |  | Deferral (Capacity Contribution MW) | [9 empty] | Deferral (Nameplate MW) | [9 empty] | Resource Cost ($/kw-year) | [9 empty] | Deferred Cost (Millions $/year) | [11 empty] | Resource Cost ($/kw-year) | Deferred Cost (Millions $/year)
|  | Capacity | Energy | 31.04% |  | Type | East | West |  | IRP17 Aeolus Wind | IRP17 Dave Johnston Wind | IRP17 Goshen Wind 2 | IRP17 - 2029 - 30 MW Geothermal West | IRP17 - 2029 - 200 MW SCCT - Utah N | IRP17 - 2030 - 436 MW CCCT - West M | IRP17 - 2033 - 477 MW CCCT - Wyo NE | IRP17 - 2033 - 200 MW SCCT - Wyo NE | IRP17 Yakima Solar | IRP17 Utah South Solar | IRP17 Aeolus Wind | IRP17 Dave Johnston Wind | IRP17 Goshen Wind 2 | IRP17 - 2029 - 30 MW Geothermal West | IRP17 - 2029 - 200 MW SCCT - Utah N | IRP17 - 2030 - 436 MW CCCT - West M | IRP17 - 2033 - 477 MW CCCT - Wyo NE | IRP17 - 2033 - 200 MW SCCT - Wyo NE | IRP17 Yakima Solar | IRP17 Utah South Solar | IRP17 Aeolus Wind | IRP17 Dave Johnston Wind | IRP17 Goshen Wind 2 | IRP17 - 2029 - 30 MW Geothermal West | IRP17 - 2029 - 200 MW SCCT - Utah N | IRP17 - 2030 - 436 MW CCCT - West M | IRP17 - 2033 - 477 MW CCCT - Wyo NE | IRP17 - 2033 - 200 MW SCCT - Wyo NE | IRP17 Yakima Solar | IRP17 Utah South Solar | IRP17 Aeolus Wind | IRP17 Dave Johnston Wind | IRP17 Goshen Wind 2 | IRP17 - 2029 - 30 MW Geothermal West | IRP17 - 2029 - 200 MW SCCT - Utah N | IRP17 - 2030 - 436 MW CCCT - West M | IRP17 - 2033 - 477 MW CCCT - Wyo NE | IRP17 - 2033 - 200 MW SCCT - Wyo NE | IRP17 Yakima Solar | IRP17 Utah South Solar | Total Capacity Deferral |  | IRP17 Aeolus Trans | IRP17 Aeolus Trans
| Year | Price | Only Price | Capacity Factor
|  | $/kW-yr | $/MWh (2) | $/MWh |  | Wind | 15.8% | 11.78% |  | MW | MW | MW | MW | MW | MW | MW | MW | MW | MW | MW | MW | MW | MW | MW | MW | MW | MW | MW | MW | $/kw-year | $/kw-year | $/kw-year | $/kw-year | $/kw-year | $/kw-year | $/kw-year | $/kw-year | $/kw-year | $/kw-year | Millions $/year | Millions $/year | Millions $/year | Millions $/year | Millions $/year | Millions $/year | Millions $/year | Millions $/year | Millions $/year | Millions $/year | Millions $/year |  | $/kw-year | Millions $/year
[6 empty] | Fixed | 37.91% | 53.86%
| 2018 | 0 | 17.8331 | 17.8331 |  | Tracking | 59.67% | 64.8% | 2018 | 0 | 0 | 0 | 0 | 0 | 0 | 0 | 0 | 0 | 0 | 0 | 0 | 0 | 0 | 0 | 0 | 0 | 0 | 0 | 0 | 95.09 | 169.19 | 172.08 | 635.56 | 108.29 | 161.15 | 164.94 | 142.28 | 154.06 | 159.66 | 0 | 0 | 0 | 0 | 0 | 0 | 0 | 0 | 0 | 0 | 0 | 2018 | 0 | 0
| 2019 | 0 | 17.5163 | 17.5163 |  | Gas | 100% | 100% | 2019 | 0 | 0 | 0 | 0 | 0 | 0 | 0 | 0 | 0 | 0 | 0 | 0 | 0 | 0 | 0 | 0 | 0 | 0 | 0 | 0 | 97.16 | 172.9 | 175.87 | 649.55 | 110.67 | 164.72 | 168.58 | 145.41 | 157.45 | 163.17 | 0 | 0 | 0 | 0 | 0 | 0 | 0 | 0 | 0 | 0 | 0 | 2019 | 0 | 0
| 2020 | 0 | 14.7806 | 14.7806 |  | Hydro | 100% | 100% | 2020 | 0 | 0 | 0 | 0 | 0 | 0 | 0 | 0 | 0 | 0 | 0 | 0 | 0 | 0 | 0 | 0 | 0 | 0 | 0 | 0 | 99.7 | 177.41 | 180.44 | 666.47 | 113.55 | 169.03 | 172.95 | 149.19 | 161.55 | 167.4 | 0 | 0 | 0 | 0 | 0 | 0 | 0 | 0 | 0 | 0 | 0 | 2020 | 7.8933 | 0
| 2021 | 33.0925 | 14.0914 | 26.2627 |  |  |  |  | 2021 | 4.0957 | 0 | 0 | 0 | 0 | 0 | 0 | 0 | 0 | 0 | 25.9219 | 0 | 0 | 0 | 0 | 0 | 0 | 0 | 0 | 0 | 102.13 | 181.67 | 184.77 | 682.44 | 116.28 | 173.07 | 177.11 | 152.79 | 165.42 | 171.44 | 2.6474 | 0 | 0 | 0 | 0 | 0 | 0 | 0 | 0 | 0 | 2.6474 | 2021 | 48.591 | 0
| 2022 | 33.8508 | 14.5516 | 27.0018 |  |  |  |  | 2022 | 0 | 0 | 0 | 0 | 0 | 0 | 0 | 0 | 0 | 0 | 0 | 0 | 0 | 0 | 0 | 0 | 0 | 0 | 0 | 0 | 104.47 | 185.86 | 189.02 | 698.17 | 118.95 | 177.04 | 181.21 | 156.29 | 169.22 | 175.39 | 2.7081 | 0 | 0 | 0 | 0 | 0 | 0 | 0 | 0 | 0 | 2.7081 | 2022 | 49.71 | 0
| 2023 | 34.6284 | 14.0146 | 26.7508 |  |  |  |  | 2023 | 0 | 0 | 0 | 0 | 0 | 0 | 0 | 0 | 0 | 0 | 0 | 0 | 0 | 0 | 0 | 0 | 0 | 0 | 0 | 0 | 106.87 | 190.14 | 193.37 | 714.22 | 121.7 | 181.09 | 185.38 | 159.89 | 173.1 | 179.44 | 2.7703 | 0 | 0 | 0 | 0 | 0 | 0 | 0 | 0 | 0 | 2.7703 | 2023 | 50.85 | 0
| 2024 | 35.4255 | 16.3752 | 29.3663 |  |  |  |  | 2024 | 0 | 0 | 0 | 0 | 0 | 0 | 0 | 0 | 0 | 0 | 0 | 0 | 0 | 0 | 0 | 0 | 0 | 0 | 0 | 0 | 109.33 | 194.53 | 197.82 | 730.66 | 124.49 | 185.23 | 189.65 | 163.57 | 177.08 | 183.56 | 2.834 | 0 | 0 | 0 | 0 | 0 | 0 | 0 | 0 | 0 | 2.834 | 2024 | 52.02 | 0
| 2025 | 36.2421 | 18.2378 | 31.5675 |  |  |  |  | 2025 | 0 | 0 | 0 | 0 | 0 | 0 | 0 | 0 | 0 | 0 | 0 | 0 | 0 | 0 | 0 | 0 | 0 | 0 | 0 | 0 | 111.85 | 199 | 202.37 | 747.5 | 127.35 | 189.52 | 194 | 167.33 | 181.15 | 187.77 | 2.8994 | 0 | 0 | 0 | 0 | 0 | 0 | 0 | 0 | 0 | 2.8994 | 2025 | 53.22 | 0
| 2026 | 37.0748 | 18.0463 | 31.6822 |  |  |  |  | 2026 | 0 | 0 | 0 | 0 | 0 | 0 | 0 | 0 | 0 | 0 | 0 | 0 | 0 | 0 | 0 | 0 | 0 | 0 | 0 | 0 | 114.42 | 203.59 | 207.03 | 764.66 | 130.27 | 193.9 | 198.45 | 171.18 | 185.33 | 192.08 | 2.966 | 0 | 0 | 0 | 0 | 0 | 0 | 0 | 0 | 0 | 2.966 | 2026 | 54.44 | 0
| 2027 | 37.9335 | 19.1 | 33.0518 |  |  |  |  | 2027 | 0 | 0 | 0 | 0 | 0 | 0 | 0 | 0 | 0 | 0 | 0 | 0 | 0 | 0 | 0 | 0 | 0 | 0 | 0 | 0 | 117.07 | 208.27 | 211.79 | 782.21 | 133.28 | 198.37 | 202.99 | 175.13 | 189.58 | 196.5 | 3.0347 | 0 | 0 | 0 | 0 | 0 | 0 | 0 | 0 | 0 | 3.0347 | 2027 | 55.69 | 0
| 2028 | 38.8083 | 15.2631 | 29.4948 |  |  |  |  | 2028 | 0 | 0 | 0 | 0 | 0 | 0 | 0 | 0 | 0 | 0 | 0 | 0 | 0 | 0 | 0 | 0 | 0 | 0 | 0 | 0 | 119.77 | 213.07 | 216.67 | 800.24 | 136.33 | 202.94 | 207.69 | 179.15 | 193.94 | 201.02 | 3.1047 | 0 | 0 | 0 | 0 | 0 | 0 | 0 | 0 | 0 | 3.1047 | 2028 | 56.97 | 0
| 2029 | 39.7059 | 16.8244 | 31.4281 |  |  |  |  | 2029 | 0 | 0 | 0 | 0 | 0 | 0 | 0 | 0 | 0 | 0 | 0 | 0 | 0 | 0 | 0 | 0 | 0 | 0 | 0 | 0 | 122.54 | 217.97 | 221.65 | 818.66 | 139.48 | 207.61 | 212.5 | 183.29 | 198.39 | 205.65 | 3.1765 | 0 | 0 | 0 | 0 | 0 | 0 | 0 | 0 | 0 | 3.1765 | 2029 | 58.28 | 0
| 2030 | 40.6164 | 17.2087 | 32.1473 |  |  |  |  | 2030 | 0 | 0 | 0 | 0 | 0 | 0 | 0 | 0 | 0 | 0 | 0 | 0 | 0 | 0 | 0 | 0 | 0 | 0 | 0 | 0 | 125.35 | 222.99 | 226.75 | 837.47 | 142.67 | 212.38 | 217.4 | 187.5 | 202.96 | 210.38 | 3.2493 | 0 | 0 | 0 | 0 | 0 | 0 | 0 | 0 | 0 | 3.2493 | 2030 | 59.62 | 0
| 2031 | 195.75 | -14.641 | 57.3552 |  |  |  |  | 2031 | 0 | 8.5443 | 0 | 0 | 0 | 0 | 0 | 0 | 0 | 0 | 0 | 54.0781 | 0 | 0 | 0 | 0 | 0 | 0 | 0 | 0 | 128.22 | 228.12 | 231.96 | 856.76 | 145.97 | 217.25 | 222.41 | 191.83 | 207.64 | 215.21 | 3.3237 | 12.3363 | 0 | 0 | 0 | 0 | 0 | 0 | 0 | 0 | 15.66 | 2031 | 60.99 | 0
| 2032 | 200.0504 | -15.8581 | 57.5035 |  |  |  |  | 2032 | 0 | 0 | 0 | 0 | 0 | 0 | 0 | 0 | 0 | 0 | 0 | 0 | 0 | 0 | 0 | 0 | 0 | 0 | 0 | 0 | 131.04 | 233.13 | 237.07 | 875.58 | 149.17 | 222.02 | 227.31 | 196.04 | 212.21 | 219.93 | 3.3968 | 12.6072 | 0 | 0 | 0 | 0 | 0 | 0 | 0 | 0 | 16.004 | 2032 | 62.33 | 0
| 2033 | 204.4481 | -18.141 | 57.0543 |  |  |  |  | 2033 | 0 | 0 | 0 | 0 | 0 | 0 | 0 | 0 | 0 | 0 | 0 | 0 | 0 | 0 | 0 | 0 | 0 | 0 | 0 | 0 | 133.91 | 238.26 | 242.28 | 894.87 | 152.47 | 226.89 | 232.32 | 200.37 | 216.89 | 224.76 | 3.4712 | 12.8846 | 0 | 0 | 0 | 0 | 0 | 0 | 0 | 0 | 16.3558 | 2033 | 63.7 | 0
| 2034 | 209.1272 | -18.6211 | 58.2951 |  |  |  |  | 2034 | 0 | 0 | 0 | 0 | 0 | 0 | 0 | 0 | 0 | 0 | 0 | 0 | 0 | 0 | 0 | 0 | 0 | 0 | 0 | 0 | 136.96 | 243.72 | 247.85 | 915.42 | 155.96 | 232.12 | 237.63 | 204.96 | 221.88 | 229.93 | 3.5503 | 13.1799 | 0 | 0 | 0 | 0 | 0 | 0 | 0 | 0 | 16.7302 | 2034 | 65.17 | 0
| 2035 | 213.9301 | -17.3313 | 61.3514 |  |  |  |  | 2035 | 0 | 0 | 0 | 0 | 0 | 0 | 0 | 0 | 0 | 0 | 0 | 0 | 0 | 0 | 0 | 0 | 0 | 0 | 0 | 0 | 140.1 | 249.32 | 253.55 | 936.45 | 159.55 | 237.47 | 243.13 | 209.68 | 226.98 | 235.24 | 3.6317 | 13.4828 | 0 | 0 | 0 | 0 | 0 | 0 | 0 | 0 | 17.1144 | 2035 | 66.67 | 0
| 2036 | 218.8236 | -14.4174 | 65.8287 |  |  |  |  | 2036 | 0 | 0 | 0 | 0 | 0 | 0 | 0 | 0 | 0 | 0 | 0 | 0 | 0 | 0 | 0 | 0 | 0 | 0 | 0 | 0 | 143.29 | 255.03 | 259.38 | 957.96 | 163.23 | 242.92 | 248.73 | 214.52 | 232.21 | 240.63 | 3.7143 | 13.7915 | 0 | 0 | 0 | 0 | 0 | 0 | 0 | 0 | 17.5059 | 2036 | 68.2 | 0
| 2037 | 223.6297 | -14.6516 | 67.5448 |  |  |  |  | 2037 | 0 | 0 | 0 | 0 | 0 | 0 | 0 | 0 | 0 | 0 | 0 | 0 | 0 | 0 | 0 | 0 | 0 | 0 | 0 | 0 | 146.44 | 260.63 | 265.08 | 979.07 | 166.82 | 248.27 | 254.22 | 219.24 | 237.33 | 245.94 | 3.796 | 14.0944 | 0 | 0 | 0 | 0 | 0 | 0 | 0 | 0 | 17.8904 | 2037 | 69.7 | 0
| 2038 | 228.5264 | #DIV/0! | #DIV/0! |  |  |  |  | 2038 | 0 | 0 | 0 | 0 | 0 | 0 | 0 | 0 | 0 | 0 | 0 | 0 | 0 | 0 | 0 | 0 | 0 | 0 | 0 | 0 | 149.64 | 266.34 | 270.91 | 1000.57 | 170.5 | 253.72 | 259.82 | 224.08 | 242.56 | 251.34 | 3.879 | 14.4032 | 0 | 0 | 0 | 0 | 0 | 0 | 0 | 0 | 18.2821 | 2038 | 71.23 | 0
15 Year Starting 2018
| 15 year Levelized Prices (Nominal) @ 6.57% Discount Rate (1) (3) |  |  |  | Discount Rate - 2017 IRP
| $/kW | 39.8236 |  |  | 6.57%
| $/MWh |  | 13.6705 | 28.3175
15 Year Starting 2019
15 year Levelized Prices (Nominal) @ 0.00% Discount Rate (1) (3)
| $/kW | 50.8583
| $/MWh |  | 11.9152 | 30.6207
20 Year Starting 2019
15 year Levelized Prices (Nominal) @ 0.00% Discount Rate (1) (3)
| $/kW | 75.2876
| $/MWh |  | 7.8105 | 35.501
Footnotes:
(1) Discount Rate - 2017 IRP
(2) 'Energy Only' is the GRID calculated costs and includes some capacity costs.
TRUE
1
<---- Calculated Monthly
Avoided Costs calculated annually are $28.29/MWH
Avoided Costs calculated monthly are $28.32/MWH

## Table 2
Appendix B
Table 2
Avoided Energy Costs - Scheduled Hours ($/MWh)
Utah 2017.Q4_Wind - 80.0 MW and 31.0% CF
Year |  | Winter Season |  |  |  |  | Summer Season |  |  |  | Winter Season
| Annual | Jan | Feb | Mar | Apr | May | Jun | Jul | Aug | Sep | Oct | Nov | Dec
Energy Only
2017 |  | Summer Season Jun: 19.3813; Summer Season Jul: 17.9036; Summer Season Aug: 17.412; Summer Season Sep: 16.1186; Winter Season Oct: 15.4265; Winter Season Nov: 14.5088; Winter Season Dec: 20.6383
2018 | 17.8331 | 19.3813 | 17.9036 | 17.412 | 16.1186 | 15.4265 | 14.5088 | 20.6383 | 19.3038 | 17.4042 | 16.8488 | 17.5176 | 20.1143
2019 | 17.5163 | 20.7343 | 18.6165 | 17.772 | 15.6626 | 15.3349 | 14.9991 | 18.2085 | 19.0704 | 16.8776 | 17.0036 | 17.5645 | 17.808
2020 | 14.7806 | 16.8364 | 18.0383 | 14.502 | 12.599 | 12.4135 | 12.7259 | 14.3085 | 14.2906 | 13.2736 | 14.3672 | 15.2889 | 18.6214
2021 | 14.0914 | 25.9992 | 17.2258 | 20.0842 | 11.7172 | 5.9526 | 7.0949 | 7.4623 | 10.5044 | 15.649 | 14.9371 | 17.0736 | 16.079
2022 | 14.5516 | 23.8776 | 19.9578 | 19.7709 | 12.1125 | 5.9594 | 7.1171 | 8.7868 | 11.0592 | 15.4107 | 16.3138 | 17.5589 | 17.3156
2023 | 14.0146 | 20.2173 | 18.9328 | 20.8694 | 10.1377 | 6.2035 | 6.9923 | 10.0424 | 11.5857 | 16.1464 | 16.0041 | 16.549 | 14.3192
2024 | 16.3752 | 22.8112 | 21.6598 | 23.2116 | 14.2929 | 10.6554 | 8.3446 | 10.8051 | 13.2795 | 16.8896 | 17.3003 | 17.213 | 21.0816
2025 | 18.2378 | 26.6673 | 23.5659 | 24.2566 | 18.8891 | 9.3246 | 9.0297 | 11.2751 | 12.6014 | 18.5813 | 20.2884 | 23.6079 | 22.1226
2026 | 18.0463 | 31.7123 | 23.1848 | 23.6532 | 17.2248 | 9.0579 | 8.9024 | 10.7561 | 12.9336 | 18.0872 | 19.4521 | 21.5553 | 21.7723
2027 | 19.1 | 31.8662 | 22.3774 | 24.3905 | 17.9956 | 10.1292 | 10.198 | 10.3595 | 15.0236 | 19.0993 | 22.5768 | 22.9875 | 23.0524
2028 | 15.2631 | 17.5409 | 12.2219 | 18.1714 | 10.6155 | 10.0856 | 6.9395 | 16.9769 | 18.1093 | 17.5331 | 19.839 | 15.7196 | 15.3656
2029 | 16.8244 | 17.5875 | 15.2225 | 18.9409 | 12.5833 | 11.536 | 9.2737 | 15.9431 | 18.7593 | 21.1027 | 20.2517 | 19.8901 | 16.915
2030 | 17.2087 | 19.0739 | 14.7956 | 20.5807 | 12.7543 | 12.8517 | 8.4059 | 15.4604 | 20.4609 | 23.4589 | 22.2161 | 15.2731 | 17.3509
2031 | -14.641 | -34.1756 | -35.14 | -19.9578 | -22.1894 | -13.5797 | -12.7328 | -0.18588 | 0.67778 | 2.3579 | -5.8239 | -25.6558 | -24.0721
2032 | -15.8581 | -34.4541 | -38.0103 | -20.6064 | -23.2226 | -13.9577 | -13.748 | -0.44706 | 0.32674 | 1.2729 | -5.2794 | -26.5259 | -29.8293
2033 | -18.141 | -44.7424 | -43.635 | -21.0013 | -22.7388 | -15.8003 | -14.4874 | 0.42754 | -3.4256 | 1.1997 | -6.1538 | -28.6512 | -34.8201
2034 | -18.6211 | -47.7901 | -44.8833 | -20.1552 | -23.9282 | -15.3256 | -12.8653 | -0.91884 | -3.8183 | 1.9895 | -4.4227 | -30.5089 | -37.223
2035 | -17.3313 | -50.9147 | -45.0336 | -18.9179 | -16.6792 | -12.3872 | -9.6311 | -2.0381 | 0.38959 | 3.3956 | -3.7706 | -30.1684 | -37.6781
2036 | -14.4174 | -58.6986 | -49.8437 | -25.5456 | -21.3504 | -7.4802 | 1.7212 | 15.9545 | 20.5002 | 12.2913 | -3.7412 | -36.5434 | -43.0663
2037 | 0 | 0 | 0 | 0 | 0 | 0 | 0 | 0 | 0 | 0 | 0 | 0 | 0
|  | 31 | 28 | 31 | 30 | 31 | 30 | 31 | 31 | 30 | 31 | 30 | 31

## Table 3 WY Wind 2021
Table 3
2017 IRP Wyoming Wind Resource
41% Capacity Factor
Year | Estimated Capital Cost | Fixed Capital Cost at Real Levelized Rate | Fixed O&M | Fixed Costs | Variable O&M | Tax Credit | Total Resource Cost | Total Resource Costs | Wind Integration Cost
| $/kW | $/kW-yr | $/kW-yr | $/MWh | $/MWh | $/MWh | $/MWh | $/kW-yr | $/MWh
| (a) | (b) | (c) | (d) | (e) | (f) | (g) | (h) | (h)
2017 IRP Wyoming Wind Resource - 41% Capacity Factor
2016 | 1637 | 115.6947 | 37.5656 | 42.4647 | 0.65 | -17.7623 | 25.3525 | 91.5 | 0.573
2017 |  | 118.01 | 38.32 | 43.3153 | 0.66 | -18.12 | 25.8553 | 93.31 | 0.58
2018 |  | 120.25 | 39.05 | 44.1382 | 0.67 | -18.46 | 26.3482 | 95.09 | 0.59
2019 |  | 122.9 | 39.91 | 45.1107 | 0.68 | -18.87 | 26.9207 | 97.16 | 0.6
2020 |  | 126.1 | 40.95 | 46.2855 | 0.7 | -19.36 | 27.6255 | 99.7 | 0.62
2021 |  | 129.13 | 41.93 | 47.3966 | 0.72 | -19.82 | 28.2966 | 102.13 | 0.63
2022 |  | 132.1 | 42.89 | 48.4855 | 0.74 | -20.28 | 28.9455 | 104.47 | 0.64
2023 |  | 135.14 | 43.88 | 49.6021 | 0.76 | -20.75 | 29.6121 | 106.87 | 0.65
2024 |  | 138.25 | 44.89 | 50.7437 | 0.78 | -21.23 | 30.2937 | 109.33 | 0.66
2025 |  | 141.43 | 45.92 | 51.9102 | 0.8 | -21.72 | 30.9902 | 111.85 | 0.68
2026 |  | 144.68 | 46.98 | 53.1044 | 0.82 | -22.22 | 31.7044 | 114.42 | 0.7
2027 |  | 148.01 | 48.06 | 54.3263 | 0.84 | -22.73 | 32.4363 | 117.07 | 0.72
2028 |  | 151.41 | 49.17 | 55.5759 | 0.86 | -23.25 | 33.1859 | 119.77 | 0.74
2029 |  | 154.89 | 50.3 | 56.8532 | 0.88 | -23.78 | 33.9532 | 122.54 | 0.76
2030 |  | 158.45 | 51.46 | 58.161 | 0.9 | -24.33 | 34.731 | 125.35 | 0.78
2031 |  | 162.09 | 52.64 | 59.4965 | 0.92 | -24.89 | 35.5265 | 128.22 | 0.8
2032 |  | 165.66 | 53.8 | 60.8071 | 0.94 | -25.44 | 36.3071 | 131.04 | 0.82
2033 |  | 169.3 | 54.98 | 62.1426 | 0.96 | -26 | 37.1026 | 133.91 | 0.84
2034 |  | 173.19 | 56.24 | 63.5695 | 0.98 | -26.6 | 37.9495 | 136.96 | 0.86
2035 |  | 177.17 | 57.53 | 65.0297 | 1 | -27.21 | 38.8197 | 140.1 | 0.88
2036 |  | 181.24 | 58.85 | 66.5231 | 1.02 | -27.84 | 39.7031 | 143.29 | 0.9
2037 |  | 185.23 | 60.14 | 67.9861 | 1.04 | -28.45 | 40.5761 | 146.44 | 0.92
2038 |  | 189.31 | 61.46 | 69.4823 | 1.06 | -29.08 | 41.4623 | 149.64 | 0.94
2039 |  | 193.47 | 62.81 | 71.009 | 1.08 | -29.72 | 42.369 | 152.91 | 0.96
2040 |  | 197.73 | 64.19 | 72.5717 | 1.1 | -30.37 | 43.3017 | 156.28 | 0.98
2041 |  | 202.08 | 65.6 | 74.1677 | 1.12 | -31.04 | 44.2477 | 159.7 | 1
2042 |  | 206.53 | 67.04 | 75.7996 | 1.14 | -31.72 | 45.2196 | 163.2 | 1.02
Sources, Inputs and Assumptions
Source: | (c)(f) | Plant Costs - 2017 IRP - Table 6.1 & 6.2
| (a) | Plant capacity cost
| (b) | = (a) x 0.0706748586244695
| (d) | = ((b) + (c)) / (8.76 x 41.2%)
| (g) | = (d) + (f)
| (h) | Plant Costs - 2017 IRP - Table 6.1 & 6.2
2017 IRP Wyoming Wind Resource - 41% Capacity Factor
| Wind | Cost and Input Assumptions
2016 $ | 1637 | Plant capacity cost |  |  |  | $/kW-yr |  | IRP2017 Chapter 8, page 220
2016 $ | 37.5656 | Fixed O&M, plus on-going capital cost |  |  |  | $/kW-yr
2016 $ | 0.573 | Integration Cost |  |  |  | $/MWH
2016 $ | 0.65 | Variable O&M |  |  |  | $/MWH
2016 $ | -17.7623 | Tax Credit $/MWh |  |  |  | $/MWH |  | Corrected
| 7.067% | Payment Factor
| 41.2% | Capacity Factor | [5 empty] | IRP2017 Chapter 8, page 220
Company Official Inflation Forecast Dated December 29, 2017
| 2017 | 2% |  | 2026 | 2.3% |  | 2035 |  | 2.3%
| 2018 | 1.9% |  | 2027 | 2.3% |  | 2036 |  | 2.3%
| 2019 | 2.2% |  | 2028 | 2.3% |  | 2037 |  | 2.2%
| 2020 | 2.6% |  | 2029 | 2.3% |  | 2038 |  | 2.2%
| 2021 | 2.4% |  | 2030 | 2.3% |  | 2039 |  | 2.2%
| 2022 | 2.3% |  | 2031 | 2.3% |  | 2040 |  | 2.2%
| 2023 | 2.3% |  | 2032 | 2.2% |  | 2041 |  | 2.2%
| 2024 | 2.3% |  | 2033 | 2.2% |  | 2042 |  | 2.2%
| 2025 | 2.3% |  | 2034 | 2.3% |  | 2043 |  | 2.3%

## Table 3 DJ Wind 2031
Table 3
2017 IRP Wyoming DJ Wind Resource
43% Capacity Factor
Year | Estimated Capital Cost | Fixed Capital Cost at Real Levelized Rate | Fixed O&M | Fixed Costs | Variable O&M | Tax Credit | Total Resource Cost | Total Resource Costs | Wind Integration Cost | Tax Credit
| $/kW | $/kW-yr | $/kW-yr | $/MWh | $/MWh | $/MWh | $/MWh | $/kW-yr | $/MWh
| (a) | (b) | (c) | (d) | (e) | (f) | (g) | (h) | (i)
2017 IRP Wyoming DJ Wind Resource - 43% Capacity Factor
2016 | 1737.2477 | 122.7797 | 37.5656 | 42.568 | 0.65 | 0 | 43.218 | 162.79 | 0.573 | 0
2017 |  | 125.24 | 38.32 | 43.4215 | 0.66 | 0 | 44.0815 | 166.05 | 0.58 | 0
2018 |  | 127.62 | 39.05 | 44.2471 | 0.67 | 0 | 44.9171 | 169.19 | 0.59 | 0
2019 |  | 130.43 | 39.91 | 45.2214 | 0.68 | 0 | 45.9014 | 172.9 | 0.6 | 0
2020 |  | 133.82 | 40.95 | 46.3975 | 0.7 | 0 | 47.0975 | 177.41 | 0.62 | 0
2021 |  | 137.03 | 41.93 | 47.5098 | 0.72 | 0 | 48.2298 | 181.67 | 0.63 | 0
2022 |  | 140.18 | 42.89 | 48.6009 | 0.74 | 0 | 49.3409 | 185.86 | 0.64 | 0
2023 |  | 143.4 | 43.88 | 49.7186 | 0.76 | 0 | 50.4786 | 190.14 | 0.65 | 0
2024 |  | 146.7 | 44.89 | 50.8628 | 0.78 | 0 | 51.6428 | 194.53 | 0.66 | 0
2025 |  | 150.07 | 45.92 | 52.0309 | 0.8 | 0 | 52.8309 | 199 | 0.68 | 0
2026 |  | 153.52 | 46.98 | 53.2282 | 0.82 | 0 | 54.0482 | 203.59 | 0.7 | 0
2027 |  | 157.05 | 48.06 | 54.4521 | 0.84 | 0 | 55.2921 | 208.27 | 0.72 | 0
2028 |  | 160.66 | 49.17 | 55.7051 | 0.86 | 0 | 56.5651 | 213.07 | 0.74 | 0
2029 |  | 164.36 | 50.3 | 56.9874 | 0.88 | 0 | 57.8674 | 217.97 | 0.76 | 0
2030 |  | 168.14 | 51.46 | 58.2988 | 0.9 | 0 | 59.1988 | 222.99 | 0.78 | 0
2031 |  | 172.01 | 52.64 | 59.6395 | 0.92 | 0 | 60.5595 | 228.12 | 0.8 | 0
2032 |  | 175.79 | 53.8 | 60.9509 | 0.94 | 0 | 61.8909 | 233.13 | 0.82 | 0
2033 |  | 179.66 | 54.98 | 62.2916 | 0.96 | 0 | 63.2516 | 238.26 | 0.84 | 0
2034 |  | 183.79 | 56.24 | 63.7225 | 0.98 | 0 | 64.7025 | 243.72 | 0.86 | 0
2035 |  | 188.02 | 57.53 | 65.188 | 1 | 0 | 66.188 | 249.32 | 0.88 | 0
2036 |  | 192.34 | 58.85 | 66.6853 | 1.02 | 0 | 67.7053 | 255.03 | 0.9 | 0
2037 |  | 196.57 | 60.14 | 68.1507 | 1.04 | 0 | 69.1907 | 260.63 | 0.92 | 0
2038 |  | 200.89 | 61.46 | 69.648 | 1.06 | 0 | 70.708 | 266.34 | 0.94 | 0
2039 |  | 205.31 | 62.81 | 71.1798 | 1.08 | 0 | 72.2598 | 272.19 | 0.96 | 0
2040 |  | 209.83 | 64.19 | 72.7461 | 1.1 | 0 | 73.8461 | 278.16 | 0.98 | 0
2041 |  | 214.45 | 65.6 | 74.3469 | 1.12 | 0 | 75.4669 | 284.27 | 1 | 0
2042 |  | 219.17 | 67.04 | 75.9823 | 1.14 | 0 | 77.1223 | 290.5 | 1.02 | 0
Sources, Inputs and Assumptions
Source: | (c)(f) | Plant Costs - 2017 IRP - Table 6.1 & 6.2
| (a) | Plant capacity cost
| (b) | = (a) x 0.0706748586244695
| (d) | = ((b) + (c)) / (8.76 x 43.0%)
| (g) | = (d) + (f)
| (i) | Plant Costs - 2017 IRP - Table 6.1 & 6.2
2017 IRP Wyoming DJ Wind Resource - 43% Capacity Factor
| Wind | Cost and Input Assumptions
2016 $ | 1737.2477 | Plant capacity cost |  |  |  | $/kW-yr
2016 $ | 37.5656 | Fixed O&M, plus on-going capital cost |  |  |  | $/kW-yr
2016 $ | 0.573 | Integration Cost |  |  |  | $/MWH
2016 $ | 0.65 | Variable O&M |  |  |  | $/MWH
2016 $ |  | Tax Credit $/MWh |  |  |  | $/MWH
| 7.067% | Payment Factor
| 43% | Capacity Factor
Company Official Inflation Forecast Dated December 29, 2017
| 2017 | 2% |  | 2026 | 2.3% |  | 2035 |  | 2.3%
| 2018 | 1.9% |  | 2027 | 2.3% |  | 2036 |  | 2.3%
| 2019 | 2.2% |  | 2028 | 2.3% |  | 2037 |  | 2.2%
| 2020 | 2.6% |  | 2029 | 2.3% |  | 2038 |  | 2.2%
| 2021 | 2.4% |  | 2030 | 2.3% |  | 2039 |  | 2.2%
| 2022 | 2.3% |  | 2031 | 2.3% |  | 2040 |  | 2.2%
| 2023 | 2.3% |  | 2032 | 2.2% |  | 2041 |  | 2.2%
| 2024 | 2.3% |  | 2033 | 2.2% |  | 2042 |  | 2.2%
| 2025 | 2.3% |  | 2034 | 2.3% |  | 2043 |  | 2.3%

## Table 3 TransCost D2
Table 3
2017 IRP Aeolus-Bridger/Anticline Transmission
Year | Retail Revenue Requirement | Months In Service | Total Resource Costs
| $/kW-yr | # | $/kW-yr
| (b) | (d) | (h)
2017 IRP Aeolus-Bridger/Anticline Transmission
2020 | 47.36 | 2 | 7.8933
2021 | 48.591 | 12 | 48.591
2022 | 49.71 | 12 | 49.71
2023 | 50.85 | 12 | 50.85
2024 | 52.02 | 12 | 52.02
2025 | 53.22 | 12 | 53.22
2026 | 54.44 | 12 | 54.44
2027 | 55.69 | 12 | 55.69
2028 | 56.97 | 12 | 56.97
2029 | 58.28 | 12 | 58.28
2030 | 59.62 | 12 | 59.62
2031 | 60.99 | 12 | 60.99
2032 | 62.33 | 12 | 62.33
2033 | 63.7 | 12 | 63.7
2034 | 65.17 | 12 | 65.17
2035 | 66.67 | 12 | 66.67
2036 | 68.2 | 12 | 68.2
2037 | 69.7 | 12 | 69.7
2038 | 71.23 | 12 | 71.23
2039 | 72.8 | 12 | 72.8
2040 | 74.4 | 12 | 74.4
2041 | 76.04 | 12 | 76.04
2042 | 77.71 | 12 | 77.71
| Transfer Capacity (MW) | 750
Retail Revenue Requirement ($/kW-year, 2021$) |  | 48.591
Company Official Inflation Forecast Dated December 29, 2017
| 2017 | 2% |  | 2026 | 2.3% | 2035 | 2.3%
| 2018 | 1.9% |  | 2027 | 2.3% | 2036 | 2.3%
| 2019 | 2.2% |  | 2028 | 2.3% | 2037 | 2.2%
| 2020 | 2.6% |  | 2029 | 2.3% | 2038 | 2.2%
| 2021 | 2.4% |  | 2030 | 2.3% | 2039 | 2.2%
| 2022 | 2.3% |  | 2031 | 2.3% | 2040 | 2.2%
| 2023 | 2.3% |  | 2032 | 2.2% | 2041 | 2.2%
| 2024 | 2.3% |  | 2033 | 2.2% | 2042 | 2.2%
| 2025 | 2.3% |  | 2034 | 2.3% | 2043 | 2.3%

## Table 4
Appendix B
Table 4
Burnertip Natural Gas Price Forecast |  |  |  | Quote Date
Utah 2017.Q4_Wind - 80.0 MW and 31.0% CF |  |  |  | 2017-12-29
PacifiCorp
| Delivered | Delivered | Delivered
Year | IRP - Utah Greenfield | IRP West Side | IRP - Wyo NE
| Fuel Cost | Fuel Cost | Fuel Cost
2016 | 2.32 | 2.3 | 2.35
2017 | 2.71 | 2.72 | 2.76 |  | IRP - Utah Greenfield | IRP West Side | IRP - Wyo NE |  |  | IRP West Side
2018 | 2.43 | 2.11 | 2.4 | Peak Type: | Delivered | Delivered | Delivered | Year | IRP - Utah Greenfield | Pacific NW | IRP - Wyo NE
2019 | 2.4 | 2.11 | 2.38 | 2016-01-01 | 2.2764 | 2.3749 | 2.2758 | 2016 | 47 | 43 | 46
2020 | 2.4 | 2.15 | 2.39 | 2016-02-01 | 1.8452 | 1.7746 | 1.829 | 2016
2021 | 2.43 | 2.27 | 2.4 | 2016-03-01 | 1.5254 | 1.4851 | 1.5765 | 2016
2022 | 2.48 | 2.34 | 2.46 | 2016-04-01 | 1.691 | 1.4974 | 1.7513 | 2016
2023 | 2.52 | 2.43 | 2.53 | 2016-05-01 | 1.731 | 1.5719 | 1.8005 | 2016
2024 | 3.14 | 3.09 | 3.16 | 2016-06-01 | 2.3388 | 2.1751 | 2.3648 | 2016
2025 | 3.82 | 3.79 | 3.84 | 2016-07-01 | 2.581 | 2.5038 | 2.6063 | 2016
2026 | 3.88 | 3.85 | 3.9 | 2016-08-01 | 2.6354 | 2.6478 | 2.6356 | 2016
2027 | 4.02 | 3.99 | 4.04 | 2016-09-01 | 2.7123 | 2.7715 | 2.7682 | 2016
2028 | 4.21 | 4.17 | 4.24 | 2016-10-01 | 2.6863 | 2.6942 | 2.75 | 2016
2029 | 4.51 | 4.47 | 4.54 | 2016-11-01 | 2.2696 | 2.2677 | 2.3067 | 2016
2030 | 4.82 | 4.77 | 4.85 | 2016-12-01 | 3.5124 | 3.8168 | 3.5519 | 2016
2031 | 5.08 | 5.03 | 5.11 | 2017-01-01 | 3.2524 | 3.3562 | 3.2802 | 2017
2032 | 5.25 | 5.2 | 5.28 | 2017-02-01 | 2.6306 | 2.6505 | 2.6686 | 2017
2033 | 5.5 | 5.44 | 5.53 | 2017-03-01 | 2.5701 | 2.5254 | 2.6204 | 2017
2034 | 5.78 | 5.73 | 5.81 | 2017-04-01 | 2.7337 | 2.7006 | 2.8173 | 2017
2035 | 6 | 5.93 | 6.03 | 2017-05-01 | 2.7935 | 2.7443 | 2.8496 | 2017
2036 | 6.37 | 6.3 | 6.4 | 2017-06-01 | 2.8755 | 2.8529 | 2.9027 | 2017
2037 | 6.55 | 6.47 | 6.58 | 2017-07-01 | 2.6189 | 2.5466 | 2.6888 | 2017
2038 | 6.83 | 6.75 | 6.87 | 2017-08-01 | 2.6204 | 2.6258 | 2.6401 | 2017
2039 | 6.99 | 6.9 | 7.03 | 2017-09-01 | 2.6225 | 2.6345 | 2.6857 | 2017
2040 | 7.17 | 7.08 | 7.21 | 2017-10-01 | 2.574 | 2.6107 | 2.6111 | 2017
2041 | 7.33 | 7.24 | 7.37 | 2017-11-01 | 2.7399 | 2.7396 | 2.7825 | 2017
2042 | 5.01 | 4.95 | 5.03 | 2017-12-01 | 2.5384 | 2.6873 | 2.5594 | 2017
|  |  |  | 2018-01-01 | 2.7081 | 2.4847 | 2.6758 | 2018
|  |  |  | 2018-02-01 | 2.757 | 2.4472 | 2.7173 | 2018
|  |  |  | 2018-03-01 | 2.5152 | 2.217 | 2.5103 | 2018
Official Forward Price Curve Forecast dated Dec 29, 2017 |  |  |  | 2018-04-01 | 2.2274 | 1.8652 | 2.2111 | 2018
|  |  |  | 2018-05-01 | 2.1657 | 1.7849 | 2.1568 | 2018
|  |  |  | 2018-06-01 | 2.2596 | 1.8833 | 2.2408 | 2018
|  |  |  | 2018-07-01 | 2.3116 | 1.9501 | 2.2751 | 2018
|  |  |  | 2018-08-01 | 2.3376 | 1.9899 | 2.3012 | 2018
|  |  |  | 2018-09-01 | 2.3193 | 1.978 | 2.2905 | 2018
|  |  |  | 2018-10-01 | 2.2815 | 2.0621 | 2.2756 | 2018
|  |  |  | 2018-11-01 | 2.4882 | 2.2574 | 2.4216 | 2018
|  |  |  | 2018-12-01 | 2.7917 | 2.4169 | 2.729 | 2018
|  |  |  | 2019-01-01 | 2.8647 | 2.4502 | 2.8305 | 2019
|  |  |  | 2019-02-01 | 2.8137 | 2.4426 | 2.7921 | 2019
|  |  |  | 2019-03-01 | 2.6024 | 2.3151 | 2.5723 | 2019
|  |  |  | 2019-04-01 | 2.1121 | 1.923 | 2.103 | 2019
|  |  |  | 2019-05-01 | 2.1045 | 1.8813 | 2.0876 | 2019
|  |  |  | 2019-06-01 | 2.1244 | 1.9086 | 2.1101 | 2019
|  |  |  | 2019-07-01 | 2.2841 | 1.9697 | 2.2731 | 2019
|  |  |  | 2019-08-01 | 2.2851 | 1.9479 | 2.2741 | 2019
|  |  |  | 2019-09-01 | 2.2504 | 1.9565 | 2.2495 | 2019
|  |  |  | 2019-10-01 | 2.2274 | 1.9463 | 2.2316 | 2019
|  |  |  | 2019-11-01 | 2.4371 | 2.2054 | 2.3986 | 2019
|  |  |  | 2019-12-01 | 2.6591 | 2.3473 | 2.6266 | 2019
|  |  |  | 2020-01-01 | 2.7545 | 2.4155 | 2.7685 | 2020
|  |  |  | 2020-02-01 | 2.7223 | 2.4038 | 2.7644 | 2020
|  |  |  | 2020-03-01 | 2.6336 | 2.365 | 2.6061 | 2020
|  |  |  | 2020-04-01 | 2.1948 | 1.9303 | 2.1219 | 2020
|  |  |  | 2020-05-01 | 2.1111 | 1.9017 | 2.1122 | 2020
|  |  |  | 2020-06-01 | 2.1346 | 1.9352 | 2.1357 | 2020
|  |  |  | 2020-07-01 | 2.2249 | 1.9818 | 2.2264 | 2020
|  |  |  | 2020-08-01 | 2.2402 | 2.0072 | 2.2418 | 2020
|  |  |  | 2020-09-01 | 2.2305 | 2.0242 | 2.2321 | 2020
|  |  |  | 2020-10-01 | 2.307 | 2.0494 | 2.3089 | 2020
|  |  |  | 2020-11-01 | 2.4917 | 2.3496 | 2.4585 | 2020
|  |  |  | 2020-12-01 | 2.6999 | 2.4842 | 2.6701 | 2020
|  |  |  | 2021-01-01 | 2.8152 | 2.567 | 2.7859 | 2021
|  |  |  | 2021-02-01 | 2.8157 | 2.5815 | 2.8018 | 2021
|  |  |  | 2021-03-01 | 2.7341 | 2.5105 | 2.7173 | 2021
|  |  |  | 2021-04-01 | 2.2264 | 2.0506 | 2.2049 | 2021
|  |  |  | 2021-05-01 | 2.1279 | 2.0173 | 2.106 | 2021
|  |  |  | 2021-06-01 | 2.1652 | 2.0492 | 2.1434 | 2021
|  |  |  | 2021-07-01 | 2.2351 | 2.0883 | 2.2136 | 2021
|  |  |  | 2021-08-01 | 2.2504 | 2.1123 | 2.229 | 2021
|  |  |  | 2021-09-01 | 2.2632 | 2.1351 | 2.2418 | 2021
|  |  |  | 2021-10-01 | 2.3045 | 2.1521 | 2.2833 | 2021
|  |  |  | 2021-11-01 | 2.5096 | 2.3851 | 2.4636 | 2021
|  |  |  | 2021-12-01 | 2.707 | 2.5318 | 2.6671 | 2021
|  |  |  | 2022-01-01 | 2.8183 | 2.6119 | 2.7762 | 2022
|  |  |  | 2022-02-01 | 2.8132 | 2.6031 | 2.789 | 2022
|  |  |  | 2022-03-01 | 2.7269 | 2.5504 | 2.6973 | 2022
|  |  |  | 2022-04-01 | 2.2958 | 2.1371 | 2.2848 | 2022
|  |  |  | 2022-05-01 | 2.1999 | 2.1104 | 2.1962 | 2022
|  |  |  | 2022-06-01 | 2.2305 | 2.1369 | 2.2193 | 2022
|  |  |  | 2022-07-01 | 2.2938 | 2.1834 | 2.2905 | 2022
|  |  |  | 2022-08-01 | 2.3142 | 2.2087 | 2.311 | 2022
|  |  |  | 2022-09-01 | 2.3193 | 2.2239 | 2.3084 | 2022
|  |  |  | 2022-10-01 | 2.3662 | 2.249 | 2.3632 | 2022
|  |  |  | 2022-11-01 | 2.5902 | 2.4703 | 2.5472 | 2022
|  |  |  | 2022-12-01 | 2.7744 | 2.6203 | 2.7372 | 2022
|  |  |  | 2023-01-01 | 2.8764 | 2.728 | 2.8371 | 2023
|  |  |  | 2023-02-01 | 2.8764 | 2.7052 | 2.8525 | 2023
|  |  |  | 2023-03-01 | 2.7927 | 2.6677 | 2.7659 | 2023
|  |  |  | 2023-04-01 | 2.3239 | 2.2334 | 2.3514 | 2023
|  |  |  | 2023-05-01 | 2.232 | 2.203 | 2.2643 | 2023
|  |  |  | 2023-06-01 | 2.2677 | 2.2322 | 2.2951 | 2023
|  |  |  | 2023-07-01 | 2.3029 | 2.276 | 2.3356 | 2023
|  |  |  | 2023-08-01 | 2.3264 | 2.3045 | 2.3591 | 2023
|  |  |  | 2023-09-01 | 2.3397 | 2.3252 | 2.3673 | 2023
|  |  |  | 2023-10-01 | 2.3938 | 2.3498 | 2.4268 | 2023
|  |  |  | 2023-11-01 | 2.6586 | 2.5115 | 2.6722 | 2023
|  |  |  | 2023-12-01 | 2.8402 | 2.6616 | 2.8571 | 2023
|  |  |  | 2024-01-01 | 2.8495 | 2.7939 | 2.8833 | 2024
|  |  |  | 2024-02-01 | 3.5318 | 3.4538 | 3.5107 | 2024
|  |  |  | 2024-03-01 | 3.385 | 3.3308 | 3.3607 | 2024
|  |  |  | 2024-04-01 | 2.9932 | 2.9573 | 3.0235 | 2024
|  |  |  | 2024-05-01 | 2.9275 | 2.9225 | 2.9628 | 2024
|  |  |  | 2024-06-01 | 2.9519 | 2.9371 | 2.9821 | 2024
|  |  |  | 2024-07-01 | 3.0286 | 2.9721 | 3.0642 | 2024
|  |  |  | 2024-08-01 | 3.06 | 2.9863 | 3.0958 | 2024
|  |  |  | 2024-09-01 | 3.0732 | 3.0293 | 3.1039 | 2024
|  |  |  | 2024-10-01 | 3.1002 | 3.0415 | 3.1362 | 2024
|  |  |  | 2024-11-01 | 3.2983 | 3.2332 | 3.3146 | 2024
|  |  |  | 2024-12-01 | 3.4809 | 3.3995 | 3.5005 | 2024
|  |  |  | 2025-01-01 | 3.4928 | 3.4728 | 3.5292 | 2025
|  |  |  | 2025-02-01 | 4.1871 | 4.2025 | 4.1687 | 2025
|  |  |  | 2025-03-01 | 3.9772 | 3.994 | 3.9554 | 2025
|  |  |  | 2025-04-01 | 3.6623 | 3.6811 | 3.6955 | 2025
|  |  |  | 2025-05-01 | 3.6229 | 3.642 | 3.6611 | 2025
|  |  |  | 2025-06-01 | 3.6361 | 3.642 | 3.6692 | 2025
|  |  |  | 2025-07-01 | 3.7542 | 3.6681 | 3.7929 | 2025
|  |  |  | 2025-08-01 | 3.7936 | 3.6681 | 3.8324 | 2025
|  |  |  | 2025-09-01 | 3.8066 | 3.7332 | 3.8404 | 2025
|  |  |  | 2025-10-01 | 3.8066 | 3.7332 | 3.8456 | 2025
|  |  |  | 2025-11-01 | 3.9378 | 3.9549 | 3.9568 | 2025
|  |  |  | 2025-12-01 | 4.1215 | 4.1373 | 4.1438 | 2025
|  |  |  | 2026-01-01 | 4.1361 | 4.1518 | 4.1752 | 2026
|  |  |  | 2026-02-01 | 4.1495 | 4.1651 | 4.1309 | 2026
|  |  |  | 2026-03-01 | 3.9482 | 3.9651 | 3.9262 | 2026
|  |  |  | 2026-04-01 | 3.6797 | 3.6717 | 3.713 | 2026
|  |  |  | 2026-05-01 | 3.6395 | 3.6318 | 3.6777 | 2026
|  |  |  | 2026-06-01 | 3.6663 | 3.6584 | 3.6995 | 2026
|  |  |  | 2026-07-01 | 3.7871 | 3.6717 | 3.826 | 2026
|  |  |  | 2026-08-01 | 3.814 | 3.6851 | 3.8529 | 2026
|  |  |  | 2026-09-01 | 3.8005 | 3.7118 | 3.8343 | 2026
|  |  |  | 2026-10-01 | 3.8005 | 3.7118 | 3.8394 | 2026
|  |  |  | 2026-11-01 | 3.9482 | 3.9651 | 3.9672 | 2026
|  |  |  | 2026-12-01 | 4.1495 | 4.1785 | 4.1719 | 2026
|  |  |  | 2027-01-01 | 4.1765 | 4.192 | 4.2159 | 2027
|  |  |  | 2027-02-01 | 4.1765 | 4.2057 | 4.1581 | 2027
|  |  |  | 2027-03-01 | 4.0118 | 4.0284 | 3.9901 | 2027
|  |  |  | 2027-04-01 | 3.7509 | 3.7419 | 3.7845 | 2027
|  |  |  | 2027-05-01 | 3.7235 | 3.7282 | 3.762 | 2027
|  |  |  | 2027-06-01 | 3.7371 | 3.7419 | 3.7706 | 2027
|  |  |  | 2027-07-01 | 3.9432 | 3.8237 | 3.9827 | 2027
|  |  |  | 2027-08-01 | 3.9568 | 3.8237 | 3.9964 | 2027
|  |  |  | 2027-09-01 | 3.9843 | 3.9055 | 4.0188 | 2027
|  |  |  | 2027-10-01 | 4.0118 | 3.9464 | 4.0516 | 2027
|  |  |  | 2027-11-01 | 4.259 | 4.2739 | 4.2793 | 2027
|  |  |  | 2027-12-01 | 4.4511 | 4.4922 | 4.4748 | 2027
|  |  |  | 2028-01-01 | 4.5398 | 4.5529 | 4.5806 | 2028
|  |  |  | 2028-02-01 | 4.4976 | 4.511 | 4.4806 | 2028
|  |  |  | 2028-03-01 | 4.315 | 4.3296 | 4.2946 | 2028
|  |  |  | 2028-04-01 | 3.9639 | 3.9527 | 3.9983 | 2028
|  |  |  | 2028-05-01 | 3.9217 | 3.897 | 3.9611 | 2028
|  |  |  | 2028-06-01 | 3.9357 | 3.9249 | 3.9701 | 2028
|  |  |  | 2028-07-01 | 4.1043 | 3.9667 | 4.1445 | 2028
|  |  |  | 2028-08-01 | 4.1043 | 3.9667 | 4.1445 | 2028
|  |  |  | 2028-09-01 | 4.0903 | 3.9946 | 4.1253 | 2028
|  |  |  | 2028-10-01 | 4.1184 | 4.0226 | 4.1586 | 2028
|  |  |  | 2028-11-01 | 4.3431 | 4.3574 | 4.3637 | 2028
|  |  |  | 2028-12-01 | 4.5819 | 4.6087 | 4.6062 | 2028
|  |  |  | 2029-01-01 | 4.7019 | 4.7283 | 4.7434 | 2029
|  |  |  | 2029-02-01 | 4.6444 | 4.6568 | 4.6279 | 2029
|  |  |  | 2029-03-01 | 4.5151 | 4.5284 | 4.4955 | 2029
|  |  |  | 2029-04-01 | 4.242 | 4.2143 | 4.2777 | 2029
|  |  |  | 2029-05-01 | 4.2134 | 4.2 | 4.254 | 2029
|  |  |  | 2029-06-01 | 4.2564 | 4.2286 | 4.2921 | 2029
|  |  |  | 2029-07-01 | 4.4576 | 4.3142 | 4.4993 | 2029
|  |  |  | 2029-08-01 | 4.472 | 4.3427 | 4.5138 | 2029
|  |  |  | 2029-09-01 | 4.4433 | 4.3142 | 4.4797 | 2029
|  |  |  | 2029-10-01 | 4.4863 | 4.3713 | 4.5281 | 2029
|  |  |  | 2029-11-01 | 4.7019 | 4.7568 | 4.7241 | 2029
|  |  |  | 2029-12-01 | 4.9893 | 5.0138 | 5.0152 | 2029
|  |  |  | 2030-01-01 | 5.0749 | 5.0845 | 5.118 | 2030
|  |  |  | 2030-02-01 | 5.0455 | 5.0553 | 5.0307 | 2030
|  |  |  | 2030-03-01 | 4.8838 | 4.8946 | 4.8657 | 2030
|  |  |  | 2030-04-01 | 4.531 | 4.5004 | 4.5679 | 2030
|  |  |  | 2030-05-01 | 4.4869 | 4.4566 | 4.5287 | 2030
|  |  |  | 2030-06-01 | 4.531 | 4.4858 | 4.5679 | 2030
|  |  |  | 2030-07-01 | 4.7221 | 4.588 | 4.7649 | 2030
|  |  |  | 2030-08-01 | 4.7662 | 4.6172 | 4.8092 | 2030
|  |  |  | 2030-09-01 | 4.7368 | 4.6172 | 4.7745 | 2030
|  |  |  | 2030-10-01 | 4.7809 | 4.661 | 4.8239 | 2030
|  |  |  | 2030-11-01 | 5.0014 | 5.0261 | 5.0249 | 2030
|  |  |  | 2030-12-01 | 5.2513 | 5.2598 | 5.2784 | 2030
|  |  |  | 2031-01-01 | 5.3422 | 5.3501 | 5.3865 | 2031
|  |  |  | 2031-02-01 | 5.3122 | 5.3501 | 5.2986 | 2031
|  |  |  | 2031-03-01 | 5.1016 | 5.1111 | 5.0845 | 2031
|  |  |  | 2031-04-01 | 4.7558 | 4.7077 | 4.7936 | 2031
|  |  |  | 2031-05-01 | 4.7107 | 4.6629 | 4.7534 | 2031
|  |  |  | 2031-06-01 | 4.7558 | 4.7077 | 4.7936 | 2031
|  |  |  | 2031-07-01 | 5.0565 | 4.9169 | 5.1007 | 2031
|  |  |  | 2031-08-01 | 5.1468 | 5.0066 | 5.1914 | 2031
|  |  |  | 2031-09-01 | 4.9964 | 4.8571 | 5.0352 | 2031
|  |  |  | 2031-10-01 | 5.0265 | 4.887 | 5.0706 | 2031
|  |  |  | 2031-11-01 | 5.2219 | 5.2456 | 5.2463 | 2031
|  |  |  | 2031-12-01 | 5.4776 | 5.5295 | 5.5057 | 2031
|  |  |  | 2032-01-01 | 5.5522 | 5.5894 | 5.5974 | 2032
|  |  |  | 2032-02-01 | 5.5522 | 5.5741 | 5.5396 | 2032
|  |  |  | 2032-03-01 | 5.291 | 5.3146 | 5.2747 | 2032
|  |  |  | 2032-04-01 | 4.8914 | 4.8411 | 4.9298 | 2032
|  |  |  | 2032-05-01 | 4.8453 | 4.7954 | 4.8886 | 2032
|  |  |  | 2032-06-01 | 4.9221 | 4.8717 | 4.9606 | 2032
|  |  |  | 2032-07-01 | 5.2295 | 5.0854 | 5.2744 | 2032
|  |  |  | 2032-08-01 | 5.2756 | 5.1313 | 5.3207 | 2032
|  |  |  | 2032-09-01 | 5.1681 | 5.0244 | 5.2076 | 2032
|  |  |  | 2032-10-01 | 5.1988 | 5.0549 | 5.2435 | 2032
|  |  |  | 2032-11-01 | 5.414 | 5.4366 | 5.4392 | 2032
|  |  |  | 2032-12-01 | 5.706 | 5.7268 | 5.735 | 2032
|  |  |  | 2033-01-01 | 5.7689 | 5.774 | 5.8149 | 2033
|  |  |  | 2033-02-01 | 5.7689 | 5.7896 | 5.7571 | 2033
|  |  |  | 2033-03-01 | 5.5176 | 5.5244 | 5.5023 | 2033
|  |  |  | 2033-04-01 | 5.1877 | 5.1342 | 5.2274 | 2033
|  |  |  | 2033-05-01 | 5.1092 | 5.0562 | 5.1536 | 2033
|  |  |  | 2033-06-01 | 5.172 | 5.103 | 5.2116 | 2033
|  |  |  | 2033-07-01 | 5.5176 | 5.3683 | 5.5638 | 2033
|  |  |  | 2033-08-01 | 5.5647 | 5.4151 | 5.611 | 2033
|  |  |  | 2033-09-01 | 5.3762 | 5.2279 | 5.4166 | 2033
|  |  |  | 2033-10-01 | 5.4076 | 5.2591 | 5.4533 | 2033
|  |  |  | 2033-11-01 | 5.6118 | 5.618 | 5.6378 | 2033
|  |  |  | 2033-12-01 | 5.9732 | 6.0081 | 6.0033 | 2033
|  |  |  | 2034-01-01 | 6.0465 | 6.0818 | 6.0936 | 2034
|  |  |  | 2034-02-01 | 6.0465 | 6.0818 | 6.0359 | 2034
|  |  |  | 2034-03-01 | 5.8215 | 5.8263 | 5.8074 | 2034
|  |  |  | 2034-04-01 | 5.4841 | 5.4113 | 5.5249 | 2034
|  |  |  | 2034-05-01 | 5.3876 | 5.3314 | 5.4332 | 2034
|  |  |  | 2034-06-01 | 5.4681 | 5.4113 | 5.5088 | 2034
|  |  |  | 2034-07-01 | 5.7734 | 5.6188 | 5.8205 | 2034
|  |  |  | 2034-08-01 | 5.8375 | 5.6986 | 5.885 | 2034
|  |  |  | 2034-09-01 | 5.6608 | 5.5071 | 5.7024 | 2034
|  |  |  | 2034-10-01 | 5.7091 | 5.5708 | 5.756 | 2034
|  |  |  | 2034-11-01 | 5.9018 | 5.938 | 5.9291 | 2034
|  |  |  | 2034-12-01 | 6.2393 | 6.2893 | 6.2705 | 2034
|  |  |  | 2035-01-01 | 6.3173 | 6.3516 | 6.3656 | 2035
|  |  |  | 2035-02-01 | 6.3338 | 6.3679 | 6.3244 | 2035
|  |  |  | 2035-03-01 | 6.0214 | 6.0249 | 6.0082 | 2035
|  |  |  | 2035-04-01 | 5.6926 | 5.6167 | 5.7344 | 2035
|  |  |  | 2035-05-01 | 5.6105 | 5.5349 | 5.657 | 2035
|  |  |  | 2035-06-01 | 5.6598 | 5.584 | 5.7014 | 2035
|  |  |  | 2035-07-01 | 5.9886 | 5.8289 | 6.0367 | 2035
|  |  |  | 2035-08-01 | 6.0707 | 5.9106 | 6.1191 | 2035
|  |  |  | 2035-09-01 | 5.857 | 5.6983 | 5.8995 | 2035
|  |  |  | 2035-10-01 | 5.9063 | 5.7473 | 5.9541 | 2035
|  |  |  | 2035-11-01 | 6.0871 | 6.0902 | 6.1151 | 2035
|  |  |  | 2035-12-01 | 6.3995 | 6.4332 | 6.4314 | 2035
|  |  |  | 2036-01-01 | 6.4628 | 6.4969 | 6.5118 | 2036
|  |  |  | 2036-02-01 | 6.4965 | 6.4969 | 6.4878 | 2036
|  |  |  | 2036-03-01 | 6.2611 | 6.2463 | 6.2489 | 2036
|  |  |  | 2036-04-01 | 6.0256 | 5.9623 | 6.0687 | 2036
|  |  |  | 2036-05-01 | 5.9752 | 5.9122 | 6.0232 | 2036
|  |  |  | 2036-06-01 | 6.0593 | 5.9957 | 6.1025 | 2036
|  |  |  | 2036-07-01 | 6.4293 | 6.2631 | 6.4792 | 2036
|  |  |  | 2036-08-01 | 6.5134 | 6.3466 | 6.5637 | 2036
|  |  |  | 2036-09-01 | 6.2947 | 6.1293 | 6.3389 | 2036
|  |  |  | 2036-10-01 | 6.3284 | 6.1628 | 6.3779 | 2036
|  |  |  | 2036-11-01 | 6.5806 | 6.5972 | 6.6107 | 2036
|  |  |  | 2036-12-01 | 6.9673 | 6.9647 | 7.0016 | 2036
|  |  |  | 2037-01-01 | 7.0006 | 6.9977 | 7.0517 | 2037
|  |  |  | 2037-02-01 | 7.035 | 7.0319 | 7.0286 | 2037
|  |  |  | 2037-03-01 | 6.6397 | 6.6392 | 6.629 | 2037
|  |  |  | 2037-04-01 | 6.21 | 6.1269 | 6.2539 | 2037
|  |  |  | 2037-05-01 | 6.1241 | 6.0415 | 6.1727 | 2037
|  |  |  | 2037-06-01 | 6.1756 | 6.0587 | 6.2194 | 2037
|  |  |  | 2037-07-01 | 6.5194 | 6.3489 | 6.5697 | 2037
|  |  |  | 2037-08-01 | 6.6053 | 6.4343 | 6.656 | 2037
|  |  |  | 2037-09-01 | 6.2959 | 6.1269 | 6.3402 | 2037
|  |  |  | 2037-10-01 | 6.3647 | 6.1952 | 6.4144 | 2037
|  |  |  | 2037-11-01 | 6.5709 | 6.5538 | 6.601 | 2037
|  |  |  | 2037-12-01 | 7.0006 | 7.0319 | 7.035 | 2037
|  |  |  | 2038-01-01 | 7.0846 | 7.0812 | 7.1362 | 2038
|  |  |  | 2038-02-01 | 7.1021 | 7.0812 | 7.096 | 2038
|  |  |  | 2038-03-01 | 6.7685 | 6.7497 | 6.7584 | 2038
|  |  |  | 2038-04-01 | 6.4522 | 6.4006 | 6.4972 | 2038
|  |  |  | 2038-05-01 | 6.3996 | 6.3133 | 6.4494 | 2038
|  |  |  | 2038-06-01 | 6.4347 | 6.3309 | 6.4795 | 2038
|  |  |  | 2038-07-01 | 6.8914 | 6.7147 | 6.9433 | 2038
|  |  |  | 2038-08-01 | 6.9792 | 6.802 | 7.0314 | 2038
|  |  |  | 2038-09-01 | 6.6806 | 6.5053 | 6.7265 | 2038
|  |  |  | 2038-10-01 | 6.7334 | 6.5751 | 6.7846 | 2038
|  |  |  | 2038-11-01 | 7.0144 | 6.9765 | 7.0463 | 2038
|  |  |  | 2038-12-01 | 7.4535 | 7.4477 | 7.4898 | 2038
|  |  |  | 2039-01-01 | 7.51 | 7.5395 | 7.5632 | 2039
|  |  |  | 2039-02-01 | 7.51 | 7.5038 | 7.5056 | 2039
|  |  |  | 2039-03-01 | 7.0792 | 7.0044 | 7.0704 | 2039
|  |  |  | 2039-04-01 | 6.6124 | 6.505 | 6.658 | 2039
|  |  |  | 2039-05-01 | 6.5406 | 6.4695 | 6.591 | 2039
|  |  |  | 2039-06-01 | 6.5765 | 6.505 | 6.622 | 2039
|  |  |  | 2039-07-01 | 6.9714 | 6.7904 | 7.0236 | 2039
|  |  |  | 2039-08-01 | 7.0253 | 6.844 | 7.0777 | 2039
|  |  |  | 2039-09-01 | 6.7021 | 6.5407 | 6.7481 | 2039
|  |  |  | 2039-10-01 | 6.7919 | 6.6121 | 6.8434 | 2039
|  |  |  | 2039-11-01 | 7.0073 | 6.9687 | 7.0392 | 2039
|  |  |  | 2039-12-01 | 7.5459 | 7.5217 | 7.5826 | 2039
|  |  |  | 2040-01-01 | 7.602 | 7.6318 | 7.6558 | 2040
|  |  |  | 2040-02-01 | 7.602 | 7.5953 | 7.598 | 2040
|  |  |  | 2040-03-01 | 7.2351 | 7.1943 | 7.2269 | 2040
|  |  |  | 2040-04-01 | 6.9049 | 6.8298 | 6.9517 | 2040
|  |  |  | 2040-05-01 | 6.8132 | 6.7386 | 6.8647 | 2040
|  |  |  | 2040-06-01 | 6.8865 | 6.7569 | 6.9333 | 2040
|  |  |  | 2040-07-01 | 7.2351 | 7.0485 | 7.2884 | 2040
|  |  |  | 2040-08-01 | 7.2535 | 7.0849 | 7.3069 | 2040
|  |  |  | 2040-09-01 | 6.8865 | 6.7022 | 6.9333 | 2040
|  |  |  | 2040-10-01 | 6.9049 | 6.7386 | 6.9568 | 2040
|  |  |  | 2040-11-01 | 7.1985 | 7.1032 | 7.2311 | 2040
|  |  |  | 2040-12-01 | 7.5654 | 7.5953 | 7.6022 | 2040
|  |  |  | 2041-01-01 | 7.7696 | 7.7989 | 7.8239 | 2041
|  |  |  | 2041-02-01 | 7.7696 | 7.7617 | 7.7662 | 2041
|  |  |  | 2041-03-01 | 7.3946 | 7.3519 | 7.3871 | 2041
|  |  |  | 2041-04-01 | 7.057 | 6.9793 | 7.1045 | 2041
|  |  |  | 2041-05-01 | 6.9634 | 6.8862 | 7.0155 | 2041
|  |  |  | 2041-06-01 | 7.0384 | 6.9048 | 7.0857 | 2041
|  |  |  | 2041-07-01 | 7.3946 | 7.2028 | 7.4486 | 2041
|  |  |  | 2041-08-01 | 7.4134 | 7.2401 | 7.4674 | 2041
|  |  |  | 2041-09-01 | 7.0384 | 6.8489 | 7.0857 | 2041
|  |  |  | 2041-10-01 | 7.057 | 6.8862 | 7.1096 | 2041
|  |  |  | 2041-11-01 | 7.357 | 7.2588 | 7.3904 | 2041
|  |  |  | 2041-12-01 | 7.732 | 7.7617 | 7.7695 | 2041
|  |  |  | 2042-01-01 | 7.9407 | 7.9699 | 7.9959 | 2042
|  |  |  | 2042-02-01 | 7.9407 | 7.9317 | 7.9381 | 2042
|  |  |  | 2042-03-01 | 7.5574 | 7.513 | 7.5506 | 2042
|  |  |  | 2042-04-01 | 7.2125 | 7.1322 | 7.2607 | 2042
|  |  |  | 2042-05-01 | 7.1167 | 7.037 | 7.1696 | 2042
|  |  |  | 2042-06-01 | 7.1935 | 7.056 | 7.2415 | 2042
|  |  |  | 2042-07-01 | 7.5574 | 7.3607 | 7.6121 | 2042
|  |  |  | 2042-08-01 | 7.5766 | 7.3987 | 7.6314 | 2042
|  |  |  | 2042-09-01 | 0 | 0 | 0 | 2042
|  |  |  | 2042-10-01 | 0 | 0 | 0 | 2042
|  |  |  | 2042-11-01 | 0 | 0 | 0 | 2042
|  |  |  | 2042-12-01 | 0 | 0 | 0 | 2042
|  |  |  | 0 | #N/A | #N/A | #N/A | 1900
|  |  |  | 0 | #N/A | #N/A | #N/A | 1900
|  |  |  | 0 | #N/A | #N/A | #N/A | 1900
Note on G5: Author: Date that deal is evaluated.

## Table 5
Appendix B
| Table 5 | [9 empty] | Study_Name:
| Utah 2017.Q4_Wind - 80.0 MW and 31.0% CF | [9 empty] | Utah 2017.Q4_Wind |  |  | 15 Year Starting 2018 | 15 Year Starting 2019 | 20 Year Starting 2019
| January 2018 through December 2037 | [6 empty] | Start | 2018-01-01 |  | Resource Capacity |  | start | 13 | 25 | 25
| Nominal Avoided Costs Calculated Monthly | [6 empty] | End | 2037-12-01 |  | 80 | MW | end | 192 | 204 | 264
15 Year Starting 2019 |  | 24948751.8392 | 39166607.8679 | 64115359.7072 | 2093853.8148 | 30.6207 |  |  |  |  | 31.04% | CF
| Nominal NPV at 6.57% Discount Rate | [6 empty] | Discount Rate - 2017 IRP
15 Year Starting 2018 |  | 28622586.1803 | 30667115.4984 | 59289701.6788 | 2093749.5619 | 28.3175 |  | 6.57% | 0.5317%
20 Year Starting 2019 |  | 19144182.9997 | 67872021.5771 | 87016204.5769 | 2451093.3192 | 35.501
|  | Energy | Capacity $ | Total | Total | AC Price
| Month | Avoided $ | 31.0% CF | Dollars | MWH | 31.0% CF | Offset | Year | Date Test | Offset |  |  |  | Total | energy | capacity
| 2018-01-01 | 320054.8394 | 0 | 320054.8394 | 16513.6 | 19.3813 | 1 | 2018 | 2018-01-01 | 275 | Net Power Cost
| 2018-02-01 | 247381.8887 | 0 | 247381.8887 | 13817.44 | 17.9036 | 2 | 2018 | 2018-02-01 | 363 | QF - Sch38 - UT - Wind
| 2018-03-01 | 293904.7699 | 0 | 293904.7699 | 16879.44 | 17.412 | 3 | 2018 | 2018-03-01
| 2018-04-01 | 233800.3916 | 0 | 233800.3916 | 14504.98 | 16.1186 | 4 | 2018 | 2018-04-01 | 2018 | 3878911.0515 | 0 | 217511.71 | 17.8331 | 17.8331 | 0
| 2018-05-01 | 220768.5228 | 0 | 220768.5228 | 14310.95 | 15.4265 | 5 | 2018 | 2018-05-01 | 2019 | 3809994.6556 | 0 | 217511.71 | 17.5163 | 17.5163 | 0
| 2018-06-01 | 260586.1277 | 0 | 260586.1277 | 17960.55 | 14.5088 | 6 | 2018 | 2018-06-01 | 2020 | 3224418.6445 | 0 | 218152.51 | 14.7806 | 14.7806 | 0
| 2018-07-01 | 426534.8215 | 0 | 426534.8215 | 20667.16 | 20.6383 | 7 | 2018 | 2018-07-01 | 2021 | 3065040.3521 | 2647403.8686 | 217511.71 | 26.2627 | 14.0914 | 12.1713
| 2018-08-01 | 415142.6976 | 0 | 415142.6976 | 21505.78 | 19.3038 | 8 | 2018 | 2018-08-01 | 2022 | 3165143.6305 | 2708061.1196 | 217511.71 | 27.0018 | 14.5516 | 12.4502
| 2018-09-01 | 367269.5679 | 0 | 367269.5679 | 21102.38 | 17.4042 | 9 | 2018 | 2018-09-01 | 2023 | 3048347.3952 | 2770273.6848 | 217511.71 | 26.7508 | 14.0146 | 12.7362
| 2018-10-01 | 340588.3033 | 0 | 340588.3033 | 20214.44 | 16.8488 | 10 | 2018 | 2018-10-01 | 2024 | 3572300.3216 | 2834041.5642 | 218152.51 | 29.3663 | 16.3752 | 12.9911
| 2018-11-01 | 353471.8027 | 0 | 353471.8027 | 20178.09 | 17.5176 | 11 | 2018 | 2018-11-01 | 2025 | 3966945.4323 | 2899364.7576 | 217511.71 | 31.5675 | 18.2378 | 13.3297
| 2018-12-01 | 399407.3184 | 0 | 399407.3184 | 19856.9 | 20.1143 | 12 | 2018 | 2018-12-01 | 2026 | 3925271.8731 | 2965984.0462 | 217511.71 | 31.6822 | 18.0463 | 13.636
| 2019-01-01 | 342398.004 | 0 | 342398.004 | 16513.6 | 20.7343 | 14 | 2019 | 2019-01-01 | 2027 | 4154476.7485 | 3034677.087 | 217511.71 | 33.0518 | 19.1 | 13.9518
| 2019-02-01 | 257232.9572 | 0 | 257232.9572 | 13817.44 | 18.6165 | 15 | 2019 | 2019-02-01 | 2028 | 3329692.1486 | 3104666.2228 | 218152.51 | 29.4948 | 15.2631 | 14.2316
| 2019-03-01 | 299980.8649 | 0 | 299980.8649 | 16879.44 | 17.772 | 16 | 2019 | 2019-03-01 | 2029 | 3659505.3167 | 3176469.8918 | 217511.71 | 31.4281 | 16.8244 | 14.6037
| 2019-04-01 | 227185.852 | 0 | 227185.852 | 14504.98 | 15.6626 | 17 | 2019 | 2019-04-01 | 2030 | 3743094.4445 | 3249310.4369 | 217511.71 | 32.1473 | 17.2087 | 14.9386
| 2019-05-01 | 219457.2281 | 0 | 219457.2281 | 14310.95 | 15.3349 | 18 | 2019 | 2019-05-01 | 2031 | -3184583.4992 | 15660001.9733 | 217511.71 | 57.3552 | -14.641 | 71.9961
| 2019-06-01 | 269391.3369 | 0 | 269391.3369 | 17960.55 | 14.9991 | 19 | 2019 | 2019-06-01 | 2032 | -3459492.8964 | 16004033.0075 | 218152.51 | 57.5035 | -15.8581 | 73.3617
| 2019-07-01 | 376318.9137 | 0 | 376318.9137 | 20667.16 | 18.2085 | 20 | 2019 | 2019-07-01 | 2033 | -3945877.0485 | 16355849.5086 | 217511.71 | 57.0543 | -18.141 | 75.1953
| 2019-08-01 | 410123.6517 | 0 | 410123.6517 | 21505.78 | 19.0704 | 21 | 2019 | 2019-08-01 | 2034 | -4050303.6123 | 16730177.7244 | 217511.71 | 58.2951 | -18.6211 | 76.9162
| 2019-09-01 | 356157.2195 | 0 | 356157.2195 | 21102.38 | 16.8776 | 22 | 2019 | 2019-09-01 | 2035 | -3769764.1367 | 17114409.8451 | 217511.71 | 61.3514 | -17.3313 | 78.6827
| 2019-10-01 | 343719.1753 | 0 | 343719.1753 | 20214.44 | 17.0036 | 23 | 2019 | 2019-10-01 | 2036 | -3145181.3562 | 17505886.6516 | 218152.51 | 65.8287 | -14.4174 | 80.2461
| 2019-11-01 | 354417.5536 | 0 | 354417.5536 | 20178.09 | 17.5645 | 24 | 2019 | 2019-11-01 | 2037 | -3188978.5752 | 17890377.9913 | 217653.95 | 67.5448 | -14.6516 | 82.1964
| 2019-12-01 | 353611.8988 | 0 | 353611.8988 | 19856.9 | 17.808 | 25 | 2019 | 2019-12-01 | 2038 | -3259136.1039 | 18282114.0168 | 217653.95 | 69.0223 | -14.9739 | 83.9962
| 2020-01-01 | 278029.3177 | 0 | 278029.3177 | 16513.6 | 16.8364 | 27 | 2020 | 2020-01-01
| 2020-02-01 | 260802.2886 | 0 | 260802.2886 | 14458.24 | 18.0383 | 28 | 2020 | 2020-02-01
| 2020-03-01 | 244785.4082 | 0 | 244785.4082 | 16879.44 | 14.502 | 29 | 2020 | 2020-03-01
| 2020-04-01 | 182748.4087 | 0 | 182748.4087 | 14504.98 | 12.599 | 30 | 2020 | 2020-04-01 |  |  |  | 15 Year Starting 2020 | 21060459.2659 | 48372928.1493 | 69433387.4152 | 2093964.9171 | 33.1588
| 2020-05-01 | 177648.4571 | 0 | 177648.4571 | 14310.95 | 12.4135 | 31 | 2020 | 2020-05-01 |  |  |  | 15 Year Starting 2021 | 17630895.4524 | 58336441.5734 | 75967337.0258 | 2093407.6224 | 36.2888
| 2020-06-01 | 228563.8799 | 0 | 228563.8799 | 17960.55 | 12.7259 | 32 | 2020 | 2020-06-01
| 2020-07-01 | 295715.3106 | 0 | 295715.3106 | 20667.16 | 14.3085 | 33 | 2020 | 2020-07-01
| 2020-08-01 | 307330.7717 | 0 | 307330.7717 | 21505.78 | 14.2906 | 34 | 2020 | 2020-08-01
| 2020-09-01 | 280105.5889 | 0 | 280105.5889 | 21102.38 | 13.2736 | 35 | 2020 | 2020-09-01
| 2020-10-01 | 290425.2595 | 0 | 290425.2595 | 20214.44 | 14.3672 | 36 | 2020 | 2020-10-01
| 2020-11-01 | 308501.1704 | 0 | 308501.1704 | 20178.09 | 15.2889 | 37 | 2020 | 2020-11-01
| 2020-12-01 | 369762.7832 | 0 | 369762.7832 | 19856.9 | 18.6214 | 38 | 2020 | 2020-12-01
| 2021-01-01 | 429341.1099 | 220616.989 | 649958.0989 | 16513.6 | 39.359 | 40 | 2021 | 2021-01-01
| 2021-02-01 | 238016.475 | 220616.989 | 458633.464 | 13817.44 | 33.1924 | 41 | 2021 | 2021-02-01
| 2021-03-01 | 339010.6415 | 220616.989 | 559627.6305 | 16879.44 | 33.1544 | 42 | 2021 | 2021-03-01
| 2021-04-01 | 169957.2479 | 220616.989 | 390574.2369 | 14504.98 | 26.9269 | 43 | 2021 | 2021-04-01
| 2021-05-01 | 85187.6288 | 220616.989 | 305804.6179 | 14310.95 | 21.3686 | 44 | 2021 | 2021-05-01
| 2021-06-01 | 127427.5198 | 220616.989 | 348044.5089 | 17960.55 | 19.3783 | 45 | 2021 | 2021-06-01
| 2021-07-01 | 154224.875 | 220616.989 | 374841.8641 | 20667.16 | 18.1371 | 46 | 2021 | 2021-07-01
| 2021-08-01 | 225906.2137 | 220616.989 | 446523.2028 | 21505.78 | 20.7629 | 47 | 2021 | 2021-08-01
| 2021-09-01 | 330231.8529 | 220616.989 | 550848.8419 | 21102.38 | 26.1036 | 48 | 2021 | 2021-09-01
| 2021-10-01 | 301944.9844 | 220616.989 | 522561.9734 | 20214.44 | 25.8509 | 49 | 2021 | 2021-10-01
| 2021-11-01 | 344511.7326 | 220616.989 | 565128.7216 | 20178.09 | 28.007 | 50 | 2021 | 2021-11-01
| 2021-12-01 | 319280.0706 | 220616.989 | 539897.0597 | 19856.9 | 27.1894 | 51 | 2021 | 2021-12-01
| 2022-01-01 | 394304.7845 | 225671.76 | 619976.5445 | 16513.6 | 37.5434 | 53 | 2022 | 2022-01-01
| 2022-02-01 | 275765.3527 | 225671.76 | 501437.1127 | 13817.44 | 36.2902 | 54 | 2022 | 2022-02-01
| 2022-03-01 | 333721.1219 | 225671.76 | 559392.8818 | 16879.44 | 33.1405 | 55 | 2022 | 2022-03-01
| 2022-04-01 | 175690.9414 | 225671.76 | 401362.7013 | 14504.98 | 27.6707 | 56 | 2022 | 2022-04-01
| 2022-05-01 | 85284.12 | 225671.76 | 310955.88 | 14310.95 | 21.7285 | 57 | 2022 | 2022-05-01
| 2022-06-01 | 127827.4859 | 225671.76 | 353499.2459 | 17960.55 | 19.682 | 58 | 2022 | 2022-06-01
| 2022-07-01 | 181598.4904 | 225671.76 | 407270.2504 | 20667.16 | 19.7062 | 59 | 2022 | 2022-07-01
| 2022-08-01 | 237835.885 | 225671.76 | 463507.6449 | 21505.78 | 21.5527 | 60 | 2022 | 2022-08-01
| 2022-09-01 | 325202.4017 | 225671.76 | 550874.1617 | 21102.38 | 26.1048 | 61 | 2022 | 2022-09-01
| 2022-10-01 | 329774.8802 | 225671.76 | 555446.6402 | 20214.44 | 27.4777 | 62 | 2022 | 2022-10-01
| 2022-11-01 | 354304.6765 | 225671.76 | 579976.4365 | 20178.09 | 28.7429 | 63 | 2022 | 2022-11-01
| 2022-12-01 | 343833.4904 | 225671.76 | 569505.2503 | 19856.9 | 28.6805 | 64 | 2022 | 2022-12-01
| 2023-01-01 | 333860.309 | 230856.1404 | 564716.4494 | 16513.6 | 34.1971 | 66 | 2023 | 2023-01-01
| 2023-02-01 | 261603.3559 | 230856.1404 | 492459.4963 | 13817.44 | 35.6404 | 67 | 2023 | 2023-02-01
| 2023-03-01 | 352263.5086 | 230856.1404 | 583119.6491 | 16879.44 | 34.5461 | 68 | 2023 | 2023-03-01
| 2023-04-01 | 147047.6861 | 230856.1404 | 377903.8265 | 14504.98 | 26.0534 | 69 | 2023 | 2023-04-01
| 2023-05-01 | 88777.3688 | 230856.1404 | 319633.5093 | 14310.95 | 22.3349 | 70 | 2023 | 2023-05-01
| 2023-06-01 | 125585.6423 | 230856.1404 | 356441.7827 | 17960.55 | 19.8458 | 71 | 2023 | 2023-06-01
| 2023-07-01 | 207547.6936 | 230856.1404 | 438403.834 | 20667.16 | 21.2126 | 72 | 2023 | 2023-07-01
| 2023-08-01 | 249158.5831 | 230856.1404 | 480014.7235 | 21505.78 | 22.3203 | 73 | 2023 | 2023-08-01
| 2023-09-01 | 340727.1958 | 230856.1404 | 571583.3362 | 21102.38 | 27.0862 | 74 | 2023 | 2023-09-01
| 2023-10-01 | 323514.7718 | 230856.1404 | 554370.9122 | 20214.44 | 27.4245 | 75 | 2023 | 2023-10-01
| 2023-11-01 | 333926.5515 | 230856.1404 | 564782.6919 | 20178.09 | 27.9899 | 76 | 2023 | 2023-11-01
| 2023-12-01 | 284334.7288 | 230856.1404 | 515190.8692 | 19856.9 | 25.9452 | 77 | 2023 | 2023-12-01
| 2024-01-01 | 376694.6455 | 236170.1303 | 612864.7759 | 16513.6 | 37.1127 | 79 | 2024 | 2024-01-01
| 2024-02-01 | 313161.9798 | 236170.1303 | 549332.1101 | 14458.24 | 37.9944 | 80 | 2024 | 2024-02-01
| 2024-03-01 | 391799.2249 | 236170.1303 | 627969.3552 | 16879.44 | 37.2032 | 81 | 2024 | 2024-03-01
| 2024-04-01 | 207317.6069 | 236170.1303 | 443487.7373 | 14504.98 | 30.5749 | 82 | 2024 | 2024-04-01
| 2024-05-01 | 152488.3175 | 236170.1303 | 388658.4478 | 14310.95 | 27.1581 | 83 | 2024 | 2024-05-01
| 2024-06-01 | 149873.3609 | 236170.1303 | 386043.4913 | 17960.55 | 21.494 | 84 | 2024 | 2024-06-01
| 2024-07-01 | 223311.4963 | 236170.1303 | 459481.6267 | 20667.16 | 22.2325 | 85 | 2024 | 2024-07-01
| 2024-08-01 | 285585.2109 | 236170.1303 | 521755.3412 | 21505.78 | 24.2612 | 86 | 2024 | 2024-08-01
| 2024-09-01 | 356411.4184 | 236170.1303 | 592581.5488 | 21102.38 | 28.0813 | 87 | 2024 | 2024-09-01
| 2024-10-01 | 349715.0327 | 236170.1303 | 585885.163 | 20214.44 | 28.9835 | 88 | 2024 | 2024-10-01
| 2024-11-01 | 347326.2801 | 236170.1303 | 583496.4105 | 20178.09 | 28.9173 | 89 | 2024 | 2024-11-01
| 2024-12-01 | 418615.7476 | 236170.1303 | 654785.878 | 19856.9 | 32.9752 | 90 | 2024 | 2024-12-01
| 2025-01-01 | 440372.3144 | 241613.7298 | 681986.0442 | 16513.6 | 41.2984 | 92 | 2025 | 2025-01-01
| 2025-02-01 | 325620.8908 | 241613.7298 | 567234.6206 | 13817.44 | 41.0521 | 93 | 2025 | 2025-02-01
| 2025-03-01 | 409437.2017 | 241613.7298 | 651050.9315 | 16879.44 | 38.5706 | 94 | 2025 | 2025-03-01
| 2025-04-01 | 273986.6819 | 241613.7298 | 515600.4117 | 14504.98 | 35.5464 | 95 | 2025 | 2025-04-01
| 2025-05-01 | 133443.3553 | 241613.7298 | 375057.0851 | 14310.95 | 26.2077 | 96 | 2025 | 2025-05-01
| 2025-06-01 | 162179.1063 | 241613.7298 | 403792.8361 | 17960.55 | 22.4822 | 97 | 2025 | 2025-06-01
| 2025-07-01 | 233025.1795 | 241613.7298 | 474638.9093 | 20667.16 | 22.9659 | 98 | 2025 | 2025-07-01
| 2025-08-01 | 271002.4435 | 241613.7298 | 512616.1733 | 21505.78 | 23.8362 | 99 | 2025 | 2025-08-01
| 2025-09-01 | 392109.6283 | 241613.7298 | 633723.3581 | 21102.38 | 30.0309 | 100 | 2025 | 2025-09-01
| 2025-10-01 | 410119.3752 | 241613.7298 | 651733.1051 | 20214.44 | 32.241 | 101 | 2025 | 2025-10-01
| 2025-11-01 | 476362.1076 | 241613.7298 | 717975.8374 | 20178.09 | 35.582 | 102 | 2025 | 2025-11-01
| 2025-12-01 | 439287.1478 | 241613.7298 | 680900.8776 | 19856.9 | 34.2904 | 103 | 2025 | 2025-12-01
| 2026-01-01 | 523684.7391 | 247165.3372 | 770850.0763 | 16513.6 | 46.6797 | 105 | 2026 | 2026-01-01
| 2026-02-01 | 320354.8031 | 247165.3372 | 567520.1403 | 13817.44 | 41.0727 | 106 | 2026 | 2026-02-01
| 2026-03-01 | 399253.3404 | 247165.3372 | 646418.6776 | 16879.44 | 38.2962 | 107 | 2026 | 2026-03-01
| 2026-04-01 | 249845.097 | 247165.3372 | 497010.4342 | 14504.98 | 34.2648 | 108 | 2026 | 2026-04-01
| 2026-05-01 | 129627.0261 | 247165.3372 | 376792.3633 | 14310.95 | 26.329 | 109 | 2026 | 2026-05-01
| 2026-06-01 | 159892.1031 | 247165.3372 | 407057.4403 | 17960.55 | 22.664 | 110 | 2026 | 2026-06-01
| 2026-07-01 | 222297.4102 | 247165.3372 | 469462.7473 | 20667.16 | 22.7154 | 111 | 2026 | 2026-07-01
| 2026-08-01 | 278147.3118 | 247165.3372 | 525312.649 | 21505.78 | 24.4266 | 112 | 2026 | 2026-08-01
| 2026-09-01 | 381682.9695 | 247165.3372 | 628848.3067 | 21102.38 | 29.7999 | 113 | 2026 | 2026-09-01
| 2026-10-01 | 393213.2356 | 247165.3372 | 640378.5728 | 20214.44 | 31.6793 | 114 | 2026 | 2026-10-01
| 2026-11-01 | 434943.9227 | 247165.3372 | 682109.2599 | 20178.09 | 33.8045 | 115 | 2026 | 2026-11-01
| 2026-12-01 | 432329.9145 | 247165.3372 | 679495.2517 | 19856.9 | 34.2196 | 116 | 2026 | 2026-12-01
| 2027-01-01 | 526225.5805 | 252889.7572 | 779115.3377 | 16513.6 | 47.1802 | 118 | 2027 | 2027-01-01
| 2027-02-01 | 309198.9167 | 252889.7572 | 562088.674 | 13817.44 | 40.6797 | 119 | 2027 | 2027-02-01
| 2027-03-01 | 411698.0014 | 252889.7572 | 664587.7587 | 16879.44 | 39.3726 | 120 | 2027 | 2027-03-01
| 2027-04-01 | 261026.1652 | 252889.7572 | 513915.9224 | 14504.98 | 35.4303 | 121 | 2027 | 2027-04-01
| 2027-05-01 | 144958.7808 | 252889.7572 | 397848.5381 | 14310.95 | 27.8003 | 122 | 2027 | 2027-05-01
| 2027-06-01 | 183160.9064 | 252889.7572 | 436050.6637 | 17960.55 | 24.2782 | 123 | 2027 | 2027-06-01
| 2027-07-01 | 214101.2748 | 252889.7572 | 466991.0321 | 20667.16 | 22.5958 | 124 | 2027 | 2027-07-01
| 2027-08-01 | 323094.832 | 252889.7572 | 575984.5893 | 21505.78 | 26.7828 | 125 | 2027 | 2027-08-01
| 2027-09-01 | 403040.8024 | 252889.7572 | 655930.5596 | 21102.38 | 31.0833 | 126 | 2027 | 2027-09-01
| 2027-10-01 | 456376.534 | 252889.7572 | 709266.2912 | 20214.44 | 35.0871 | 127 | 2027 | 2027-10-01
| 2027-11-01 | 463844.8234 | 252889.7572 | 716734.5807 | 20178.09 | 35.5204 | 128 | 2027 | 2027-11-01
| 2027-12-01 | 457750.1308 | 252889.7572 | 710639.8881 | 19856.9 | 35.7881 | 129 | 2027 | 2027-12-01
| 2028-01-01 | 289663.7079 | 258722.1852 | 548385.8932 | 16513.6 | 33.2081 | 1 | 2028 | 2028-01-01
| 2028-02-01 | 176707.1467 | 258722.1852 | 435429.3319 | 14458.24 | 30.1163 | 2 | 2028 | 2028-02-01
| 2028-03-01 | 306722.3619 | 258722.1852 | 565444.5471 | 16879.44 | 33.499 | 3 | 2028 | 2028-03-01
| 2028-04-01 | 153977.1243 | 258722.1852 | 412699.3095 | 14504.98 | 28.4522 | 4 | 2028 | 2028-04-01
| 2028-05-01 | 144334.151 | 258722.1852 | 403056.3363 | 14310.95 | 28.1642 | 5 | 2028 | 2028-05-01
| 2028-06-01 | 124637.1404 | 258722.1852 | 383359.3257 | 17960.55 | 21.3445 | 6 | 2028 | 2028-06-01
| 2028-07-01 | 350865.2415 | 258722.1852 | 609587.4267 | 20667.16 | 29.4955 | 7 | 2028 | 2028-07-01
| 2028-08-01 | 389454.6754 | 258722.1852 | 648176.8607 | 21505.78 | 30.1397 | 8 | 2028 | 2028-08-01
| 2028-09-01 | 369991.1899 | 258722.1852 | 628713.3751 | 21102.38 | 29.7935 | 9 | 2028 | 2028-09-01
| 2028-10-01 | 401034.3823 | 258722.1852 | 659756.5675 | 20214.44 | 32.6379 | 10 | 2028 | 2028-10-01
| 2028-11-01 | 317191.2186 | 258722.1852 | 575913.4038 | 20178.09 | 28.5415 | 11 | 2028 | 2028-11-01
| 2028-12-01 | 305113.8088 | 258722.1852 | 563835.9941 | 19856.9 | 28.395 | 12 | 2028 | 2028-12-01
| 2029-01-01 | 290433.0834 | 264705.8243 | 555138.9077 | 16513.6 | 33.6171 | 14 | 2029 | 2029-01-01
| 2029-02-01 | 210336.3638 | 264705.8243 | 475042.1881 | 13817.44 | 34.3799 | 15 | 2029 | 2029-02-01
| 2029-03-01 | 319711.3406 | 264705.8243 | 584417.1649 | 16879.44 | 34.623 | 16 | 2029 | 2029-03-01
| 2029-04-01 | 182520.3485 | 264705.8243 | 447226.1729 | 14504.98 | 30.8326 | 17 | 2029 | 2029-04-01
| 2029-05-01 | 165091.5334 | 264705.8243 | 429797.3577 | 14310.95 | 30.0328 | 18 | 2029 | 2029-05-01
| 2029-06-01 | 166560.9929 | 264705.8243 | 431266.8172 | 17960.55 | 24.0119 | 19 | 2029 | 2029-06-01
| 2029-07-01 | 329498.9942 | 264705.8243 | 594204.8185 | 20667.16 | 28.7512 | 20 | 2029 | 2029-07-01
| 2029-08-01 | 403433.5406 | 264705.8243 | 668139.3649 | 21505.78 | 31.0679 | 21 | 2029 | 2029-08-01
| 2029-09-01 | 445318.0273 | 264705.8243 | 710023.8516 | 21102.38 | 33.6466 | 22 | 2029 | 2029-09-01
| 2029-10-01 | 409376.9067 | 264705.8243 | 674082.731 | 20214.44 | 33.3466 | 23 | 2029 | 2029-10-01
| 2029-11-01 | 401344.6043 | 264705.8243 | 666050.4287 | 20178.09 | 33.0086 | 24 | 2029 | 2029-11-01
| 2029-12-01 | 335879.5808 | 264705.8243 | 600585.4051 | 19856.9 | 30.2457 | 25 | 2029 | 2029-12-01
| 2030-01-01 | 314979.4686 | 270775.8697 | 585755.3383 | 16513.6 | 35.4711 | 27 | 2030 | 2030-01-01
| 2030-02-01 | 204437.6397 | 270775.8697 | 475213.5094 | 13817.44 | 34.3923 | 28 | 2030 | 2030-02-01
| 2030-03-01 | 347391.441 | 270775.8697 | 618167.3108 | 16879.44 | 36.6225 | 29 | 2030 | 2030-03-01
| 2030-04-01 | 185000.7171 | 270775.8697 | 455776.5869 | 14504.98 | 31.4221 | 30 | 2030 | 2030-04-01
| 2030-05-01 | 183920.2044 | 270775.8697 | 454696.0741 | 14310.95 | 31.7726 | 31 | 2030 | 2030-05-01
| 2030-06-01 | 150975.4223 | 270775.8697 | 421751.292 | 17960.55 | 23.4821 | 32 | 2030 | 2030-06-01
| 2030-07-01 | 319521.6924 | 270775.8697 | 590297.5621 | 20667.16 | 28.5621 | 33 | 2030 | 2030-07-01
| 2030-08-01 | 440028.3244 | 270775.8697 | 710804.1942 | 21505.78 | 33.0518 | 34 | 2030 | 2030-08-01
| 2030-09-01 | 495037.711 | 270775.8697 | 765813.5807 | 21102.38 | 36.2904 | 35 | 2030 | 2030-09-01
| 2030-10-01 | 449085.347 | 270775.8697 | 719861.2167 | 20214.44 | 35.6112 | 36 | 2030 | 2030-10-01
| 2030-11-01 | 308181.1336 | 270775.8697 | 578957.0033 | 20178.09 | 28.6924 | 37 | 2030 | 2030-11-01
| 2030-12-01 | 344535.3431 | 270775.8697 | 615311.2129 | 19856.9 | 30.9873 | 38 | 2030 | 2030-12-01
| 2031-01-01 | -564362.1483 | 1305000.1644 | 740638.0162 | 16513.6 | 44.8502 | 40 | 2031 | 2031-01-01
| 2031-02-01 | -485544.3965 | 1305000.1644 | 819455.7679 | 13817.44 | 59.3059 | 41 | 2031 | 2031-02-01
| 2031-03-01 | -336875.9614 | 1305000.1644 | 968124.203 | 16879.44 | 57.3552 | 42 | 2031 | 2031-03-01
| 2031-04-01 | -321857.0276 | 1305000.1644 | 983143.1368 | 14504.98 | 67.7797 | 43 | 2031 | 2031-04-01
| 2031-05-01 | -194337.9832 | 1305000.1644 | 1110662.1812 | 14310.95 | 77.6093 | 44 | 2031 | 2031-05-01
| 2031-06-01 | -228688.5685 | 1305000.1644 | 1076311.5959 | 17960.55 | 59.9264 | 45 | 2031 | 2031-06-01
| 2031-07-01 | -3841.6331 | 1305000.1644 | 1301158.5313 | 20667.16 | 62.9578 | 46 | 2031 | 2031-07-01
| 2031-08-01 | 14576.2831 | 1305000.1644 | 1319576.4476 | 21505.78 | 61.3592 | 47 | 2031 | 2031-08-01
| 2031-09-01 | 49757.5719 | 1305000.1644 | 1354757.7363 | 21102.38 | 64.1993 | 48 | 2031 | 2031-09-01
| 2031-10-01 | -117727.2071 | 1305000.1644 | 1187272.9573 | 20214.44 | 58.7339 | 49 | 2031 | 2031-10-01
| 2031-11-01 | -517685.4603 | 1305000.1644 | 787314.7041 | 20178.09 | 39.0183 | 50 | 2031 | 2031-11-01
| 2031-12-01 | -477996.968 | 1305000.1644 | 827003.1964 | 19856.9 | 41.6482 | 51 | 2031 | 2031-12-01
| 2032-01-01 | -568961.5197 | 1333669.4173 | 764707.8976 | 16513.6 | 46.3078 | 53 | 2032 | 2032-01-01
| 2032-02-01 | -549562.7386 | 1333669.4173 | 784106.6787 | 14458.24 | 54.2325 | 54 | 2032 | 2032-02-01
| 2032-03-01 | -347824.0142 | 1333669.4173 | 985845.4031 | 16879.44 | 58.4051 | 55 | 2032 | 2032-03-01
| 2032-04-01 | -336843.5137 | 1333669.4173 | 996825.9036 | 14504.98 | 68.723 | 56 | 2032 | 2032-04-01
| 2032-05-01 | -199747.5576 | 1333669.4173 | 1133921.8597 | 14310.95 | 79.2346 | 57 | 2032 | 2032-05-01
| 2032-06-01 | -246922.0553 | 1333669.4173 | 1086747.362 | 17960.55 | 60.5075 | 58 | 2032 | 2032-06-01
| 2032-07-01 | -9239.4769 | 1333669.4173 | 1324429.9404 | 20667.16 | 64.0838 | 59 | 2032 | 2032-07-01
| 2032-08-01 | 7026.7926 | 1333669.4173 | 1340696.2099 | 21505.78 | 62.3412 | 60 | 2032 | 2032-08-01
| 2032-09-01 | 26860.3694 | 1333669.4173 | 1360529.7866 | 21102.38 | 64.4728 | 61 | 2032 | 2032-09-01
| 2032-10-01 | -106720.8736 | 1333669.4173 | 1226948.5437 | 20214.44 | 60.6966 | 62 | 2032 | 2032-10-01
| 2032-11-01 | -535241.587 | 1333669.4173 | 798427.8303 | 20178.09 | 39.569 | 63 | 2032 | 2032-11-01
| 2032-12-01 | -592316.7217 | 1333669.4173 | 741352.6955 | 19856.9 | 37.3348 | 64 | 2032 | 2032-12-01
| 2033-01-01 | -738857.7893 | 1362987.4591 | 624129.6698 | 16513.6 | 37.7949 | 66 | 2033 | 2033-01-01
| 2033-02-01 | -602924.0048 | 1362987.4591 | 760063.4542 | 13817.44 | 55.0075 | 67 | 2033 | 2033-02-01
| 2033-03-01 | -354490.2467 | 1362987.4591 | 1008497.2123 | 16879.44 | 59.7471 | 68 | 2033 | 2033-03-01
| 2033-04-01 | -329825.5709 | 1362987.4591 | 1033161.8881 | 14504.98 | 71.2281 | 69 | 2033 | 2033-04-01
| 2033-05-01 | -226117.1422 | 1362987.4591 | 1136870.3169 | 14310.95 | 79.4406 | 70 | 2033 | 2033-05-01
| 2033-06-01 | -260201.3866 | 1362987.4591 | 1102786.0725 | 17960.55 | 61.4005 | 71 | 2033 | 2033-06-01
| 2033-07-01 | 8835.9815 | 1362987.4591 | 1371823.4405 | 20667.16 | 66.377 | 72 | 2033 | 2033-07-01
| 2033-08-01 | -73670.4344 | 1362987.4591 | 1289317.0247 | 21505.78 | 59.9521 | 73 | 2033 | 2033-08-01
| 2033-09-01 | 25316.0795 | 1362987.4591 | 1388303.5386 | 21102.38 | 65.789 | 74 | 2033 | 2033-09-01
| 2033-10-01 | -124395.8067 | 1362987.4591 | 1238591.6524 | 20214.44 | 61.2726 | 75 | 2033 | 2033-10-01
| 2033-11-01 | -578127.3444 | 1362987.4591 | 784860.1147 | 20178.09 | 38.8967 | 76 | 2033 | 2033-11-01
| 2033-12-01 | -691419.3836 | 1362987.4591 | 671568.0755 | 19856.9 | 33.8204 | 77 | 2033 | 2033-12-01
| 2034-01-01 | -789186.3702 | 1394181.477 | 604995.1068 | 16513.6 | 36.6362 | 79 | 2034 | 2034-01-01
| 2034-02-01 | -620171.9172 | 1394181.477 | 774009.5598 | 13817.44 | 56.0169 | 80 | 2034 | 2034-02-01
| 2034-03-01 | -340207.9989 | 1394181.477 | 1053973.4781 | 16879.44 | 62.4413 | 81 | 2034 | 2034-03-01
| 2034-04-01 | -347078.4379 | 1394181.477 | 1047103.0391 | 14504.98 | 72.1892 | 82 | 2034 | 2034-04-01
| 2034-05-01 | -219324.0601 | 1394181.477 | 1174857.417 | 14310.95 | 82.095 | 83 | 2034 | 2034-05-01
| 2034-06-01 | -231067.6192 | 1394181.477 | 1163113.8578 | 17960.55 | 64.7594 | 84 | 2034 | 2034-06-01
| 2034-07-01 | -18989.8752 | 1394181.477 | 1375191.6018 | 20667.16 | 66.5399 | 85 | 2034 | 2034-07-01
| 2034-08-01 | -82114.9282 | 1394181.477 | 1312066.5488 | 21505.78 | 61.0099 | 86 | 2034 | 2034-08-01
| 2034-09-01 | 41984.0158 | 1394181.477 | 1436165.4928 | 21102.38 | 68.057 | 87 | 2034 | 2034-09-01
| 2034-10-01 | -89402.3943 | 1394181.477 | 1304779.0827 | 20214.44 | 64.5469 | 88 | 2034 | 2034-10-01
| 2034-11-01 | -615610.9016 | 1394181.477 | 778570.5754 | 20178.09 | 38.5849 | 89 | 2034 | 2034-11-01
| 2034-12-01 | -739133.1252 | 1394181.477 | 655048.3518 | 19856.9 | 32.9884 | 90 | 2034 | 2034-12-01
| 2035-01-01 | -840785.2739 | 1426200.8204 | 585415.5465 | 16513.6 | 35.4505 | 92 | 2035 | 2035-01-01 |  | 2.3%
| 2035-02-01 | -622249.075 | 1426200.8204 | 803951.7454 | 13817.44 | 58.1838 | 93 | 2035 | 2035-02-01 |  | 2.3%
| 2035-03-01 | -319323.3176 | 1426200.8204 | 1106877.5028 | 16879.44 | 65.5755 | 94 | 2035 | 2035-03-01 |  | 2.3%
| 2035-04-01 | -241932.0548 | 1426200.8204 | 1184268.7657 | 14504.98 | 81.6457 | 95 | 2035 | 2035-04-01 |  | 2.3%
| 2035-05-01 | -177272.8657 | 1426200.8204 | 1248927.9548 | 14310.95 | 87.2708 | 96 | 2035 | 2035-05-01 |  | 2.3%
| 2035-06-01 | -172980.2561 | 1426200.8204 | 1253220.5643 | 17960.55 | 69.7763 | 97 | 2035 | 2035-06-01 |  | 2.3%
| 2035-07-01 | -42121.3947 | 1426200.8204 | 1384079.4257 | 20667.16 | 66.97 | 98 | 2035 | 2035-07-01 |  | 2.3%
| 2035-08-01 | 8378.4106 | 1426200.8204 | 1434579.231 | 21505.78 | 66.7067 | 99 | 2035 | 2035-08-01 |  | 2.3%
| 2035-09-01 | 71654.455 | 1426200.8204 | 1497855.2754 | 21102.38 | 70.9804 | 100 | 2035 | 2035-09-01 |  | 2.3%
| 2035-10-01 | -76221.2081 | 1426200.8204 | 1349979.6123 | 20214.44 | 66.7829 | 101 | 2035 | 2035-10-01 |  | 2.3%
| 2035-11-01 | -608740.4134 | 1426200.8204 | 817460.407 | 20178.09 | 40.5123 | 102 | 2035 | 2035-11-01 |  | 2.3%
| 2035-12-01 | -748171.143 | 1426200.8204 | 678029.6775 | 19856.9 | 34.1458 | 103 | 2035 | 2035-12-01 |  | 2.3%
| 2036-01-01 | -969325.5148 | 1458823.8876 | 489498.3728 | 16513.6 | 29.6421 | 105 | 2036 | 2036-01-01 |  | 2.3%
| 2036-02-01 | -720652.0109 | 1458823.8876 | 738171.8767 | 14458.24 | 51.0554 | 106 | 2036 | 2036-02-01 |  | 2.3%
| 2036-03-01 | -431195.8558 | 1458823.8876 | 1027628.0318 | 16879.44 | 60.8805 | 107 | 2036 | 2036-03-01 |  | 2.3%
| 2036-04-01 | -309687.4316 | 1458823.8876 | 1149136.456 | 14504.98 | 79.2236 | 108 | 2036 | 2036-04-01 |  | 2.3%
| 2036-05-01 | -107048.6236 | 1458823.8876 | 1351775.264 | 14310.95 | 94.4574 | 109 | 2036 | 2036-05-01 |  | 2.3%
| 2036-06-01 | 30913.4138 | 1458823.8876 | 1489737.3014 | 17960.55 | 82.945 | 110 | 2036 | 2036-06-01 |  | 2.3%
| 2036-07-01 | 329733.3861 | 1458823.8876 | 1788557.2737 | 20667.16 | 86.541 | 111 | 2036 | 2036-07-01 |  | 2.3%
| 2036-08-01 | 440873.5544 | 1458823.8876 | 1899697.442 | 21505.78 | 88.3343 | 112 | 2036 | 2036-08-01 |  | 2.3%
| 2036-09-01 | 259374.9777 | 1458823.8876 | 1718198.8653 | 21102.38 | 81.422 | 113 | 2036 | 2036-09-01 |  | 2.3%
| 2036-10-01 | -75627.0807 | 1458823.8876 | 1383196.8069 | 20214.44 | 68.4262 | 114 | 2036 | 2036-10-01 |  | 2.3%
| 2036-11-01 | -737376.1852 | 1458823.8876 | 721447.7025 | 20178.09 | 35.754 | 115 | 2036 | 2036-11-01 |  | 2.3%
| 2036-12-01 | -855163.9855 | 1458823.8876 | 603659.9022 | 19856.9 | 30.4005 | 116 | 2036 | 2036-12-01 |  | 2.3%
| 2037-01-01 | -990650.6762 | 1490864.8326 | 500214.1564 | 16513.6 | 30.291 | 118 | 2037 | 2037-01-01 |  | 2.2%
| 2037-02-01 | -711109.5843 | 1490864.8326 | 779755.2483 | 13959.68 | 55.8577 | 119 | 2037 | 2037-02-01 |  | 2.2%
| 2037-03-01 | -440682.1646 | 1490864.8326 | 1050182.668 | 16879.44 | 62.2167 | 120 | 2037 | 2037-03-01 |  | 2.2%
| 2037-04-01 | -316500.5551 | 1490864.8326 | 1174364.2775 | 14504.98 | 80.9628 | 121 | 2037 | 2037-04-01 |  | 2.2%
| 2037-05-01 | -109403.6934 | 1490864.8326 | 1381461.1392 | 14310.95 | 96.5318 | 122 | 2037 | 2037-05-01 |  | 2.2%
| 2037-06-01 | 31593.5089 | 1490864.8326 | 1522458.3415 | 17960.55 | 84.7668 | 123 | 2037 | 2037-06-01 |  | 2.2%
| 2037-07-01 | 336987.5206 | 1490864.8326 | 1827852.3532 | 20667.16 | 88.4424 | 124 | 2037 | 2037-07-01 |  | 2.2%
| 2037-08-01 | 450572.7726 | 1490864.8326 | 1941437.6052 | 21505.78 | 90.2752 | 125 | 2037 | 2037-08-01 |  | 2.2%
| 2037-09-01 | 265081.2272 | 1490864.8326 | 1755946.0598 | 21102.38 | 83.2108 | 126 | 2037 | 2037-09-01 |  | 2.2%
| 2037-10-01 | -77290.8765 | 1490864.8326 | 1413573.9561 | 20214.44 | 69.9289 | 127 | 2037 | 2037-10-01 |  | 2.2%
| 2037-11-01 | -753598.4613 | 1490864.8326 | 737266.3714 | 20178.09 | 36.538 | 128 | 2037 | 2037-11-01 |  | 2.2%
| 2037-12-01 | -873977.5932 | 1490864.8326 | 616887.2395 | 19856.9 | 31.0666 | 129 | 2037 | 2037-12-01 |  | 2.2%
| 2038-01-01 | -1012444.991 | 1523509.5014 | 511064.5104 | 16513.6 | 30.9481 | 1 | 2038 | 2038-01-01 |  | 2.2%
| 2038-02-01 | -726753.9951 | 1523509.5014 | 796755.5063 | 13959.68 | 57.0755 | 2 | 2038 | 2038-02-01 |  | 2.2%
| 2038-03-01 | -450377.1723 | 1523509.5014 | 1073132.3292 | 16879.44 | 63.5763 | 3 | 2038 | 2038-03-01 |  | 2.2%
| 2038-04-01 | -323463.5673 | 1523509.5014 | 1200045.9341 | 14504.98 | 82.7334 | 4 | 2038 | 2038-04-01 |  | 2.2%
| 2038-05-01 | -111810.5746 | 1523509.5014 | 1411698.9268 | 14310.95 | 98.6447 | 5 | 2038 | 2038-05-01 |  | 2.2%
| 2038-06-01 | 32288.5661 | 1523509.5014 | 1555798.0675 | 17960.55 | 86.6231 | 6 | 2038 | 2038-06-01 |  | 2.2%
| 2038-07-01 | 344401.2461 | 1523509.5014 | 1867910.7475 | 20667.16 | 90.3806 | 7 | 2038 | 2038-07-01 |  | 2.2%
| 2038-08-01 | 460485.3736 | 1523509.5014 | 1983994.875 | 21505.78 | 92.254 | 8 | 2038 | 2038-08-01 |  | 2.2%
| 2038-09-01 | 270913.0142 | 1523509.5014 | 1794422.5156 | 21102.38 | 85.0341 | 9 | 2038 | 2038-09-01 |  | 2.2%
| 2038-10-01 | -78991.2758 | 1523509.5014 | 1444518.2256 | 20214.44 | 71.4597 | 10 | 2038 | 2038-10-01 |  | 2.2%
| 2038-11-01 | -770177.6274 | 1523509.5014 | 753331.874 | 20178.09 | 37.3342 | 11 | 2038 | 2038-11-01 |  | 2.2%
| 2038-12-01 | -893205.1002 | 1523509.5014 | 630304.4012 | 19856.9 | 31.7423 | 12 | 2038 | 2038-12-01 |  | 2.2%
Note: Energy Dollars in 2038 are 2037 x (2037 / 2033 ) ^ (1/4)

## Table 3 UT Solar 2031 (hidden)
Table 3
2017 IRP Utah Solar Resource
31% Capacity Factor
Year | Estimated Capital Cost | Fixed Capital Cost at Real Levelized Rate | Fixed O&M | Fixed Costs | Variable O&M | Tax Credit | Total Resource Costs | Total Resource Costs | Wind Integration Cost
| $/kW | $/kW-yr | $/kW-yr | $/MWh | $/MWh | $/MWh | $/MWh | $/kW-yr | $/MWh
| (a) | (b) | (c) | (d) | (e) | (f) | (g) | (h) | (h)
2017 IRP Utah Solar Resource - 31% Capacity Factor
2016 | 1822.4072 | 140.6111 | 19.6936 | 58.8412 | 0 | -2.4461 | 56.3951 | 153.64 | 0.603
2017 |  | 143.42 | 20.09 | 60.0178 | 0 | -2.5 | 57.5178 | 156.7 | 0.62
2018 |  | 146.14 | 20.47 | 61.1556 | 0 | -2.55 | 58.6056 | 159.66 | 0.63
2019 |  | 149.36 | 20.92 | 62.5028 | 0 | -2.61 | 59.8928 | 163.17 | 0.64
2020 |  | 153.24 | 21.46 | 64.1252 | 0 | -2.68 | 61.4452 | 167.4 | 0.66
2021 |  | 156.92 | 21.98 | 65.6668 | 0 | -2.74 | 62.9268 | 171.44 | 0.68
2022 |  | 160.53 | 22.49 | 67.1791 | 0 | -2.8 | 64.3791 | 175.39 | 0.7
2023 |  | 164.22 | 23.01 | 68.7244 | 0 | -2.86 | 65.8644 | 179.44 | 0.72
2024 |  | 168 | 23.54 | 70.3064 | 0 | -2.93 | 67.3764 | 183.56 | 0.74
2025 |  | 171.86 | 24.08 | 71.9215 | 0 | -3 | 68.9215 | 187.77 | 0.76
2026 |  | 175.81 | 24.63 | 73.5732 | 0 | -3.07 | 70.5032 | 192.08 | 0.78
2027 |  | 179.85 | 25.2 | 75.2654 | 0 | -3.14 | 72.1254 | 196.5 | 0.8
2028 |  | 183.99 | 25.78 | 76.9979 | 0 | -3.21 | 73.7879 | 201.02 | 0.82
2029 |  | 188.22 | 26.37 | 78.7671 | 0 | -3.28 | 75.4871 | 205.65 | 0.84
2030 |  | 192.55 | 26.98 | 80.5804 | 0 | -3.36 | 77.2204 | 210.38 | 0.86
2031 |  | 196.98 | 27.6 | 82.434 | 0 | -3.44 | 78.994 | 215.21 | 0.88
2032 |  | 201.31 | 28.21 | 84.2473 | 0 | -3.52 | 80.7273 | 219.93 | 0.9
2033 |  | 205.74 | 28.83 | 86.101 | 0 | -3.6 | 82.501 | 224.76 | 0.92
2034 |  | 210.47 | 29.49 | 88.0794 | 0 | -3.68 | 84.3994 | 229.93 | 0.94
2035 |  | 215.31 | 30.17 | 90.1056 | 0 | -3.76 | 86.3456 | 235.24 | 0.96
2036 |  | 220.26 | 30.86 | 92.1758 | 0 | -3.85 | 88.3258 | 240.63 | 0.98
2037 |  | 225.11 | 31.54 | 94.2056 | 0 | -3.93 | 90.2756 | 245.94 | 1
2038 |  | 230.06 | 32.23 | 96.2758 | 0 | -4.02 | 92.2558 | 251.34 | 1.02
2039 |  | 235.12 | 32.94 | 98.3938 | 0 | -4.11 | 94.2838 | 256.86 | 1.04
2040 |  | 240.29 | 33.66 | 100.5557 | 0 | -4.2 | 96.3557 | 262.51 | 1.06
2041 |  | 245.58 | 34.4 | 102.7691 | 0 | -4.29 | 98.4791 | 268.29 | 1.08
2042 |  | 250.98 | 35.16 | 105.0302 | 0 | -4.38 | 100.6502 | 274.21 | 1.1
Sources, Inputs and Assumptions
Source: | (c)(f) | Plant Costs - 2017 IRP - Table 6.1 & 6.2
| (a) | Plant capacity cost
| (b) | = (a) x 0.0771567801772526
| (d) | = ((b) + (c)) / (8.76 x 31.1%)
| (g) | = (d) + (f)
| (h) | Plant Costs - 2017 IRP - Table 6.1 & 6.2
2017 IRP Utah Solar Resource - 31% Capacity Factor
| Wind | Cost and Input Assumptions
2016 $ | 1822.4072 | Plant capacity cost |  |  |  | $/kW-yr
2016 $ | 19.6936 | Fixed O&M, plus on-going capital cost |  |  |  | $/kW-yr
2016 $ | 0.603 | Integration Cost |  |  |  | $/MWH
2016 $ | 0 | Variable O&M |  |  |  | $/MWH |  |  |  | Total Capital Cost | Payment Factor | 22% ITC assumption
2016 $ | -2.4461 | Tax Credit $/MWh |  |  |  | $/MWH |  |  |  | 1822.4072 | 6.911% | -5.386
[10 empty] | 1822.4072 | 7.716%
| 7.716% | Payment Factor | [7 empty] | Total Capital Cost | Payment Factor | 10% ITC assumption
| 31.1% | Capacity Factor | [7 empty] | 1822.4072 | 7.35% | -2.4461 | Per Dan Swan Payment Factor Corresponding to 10% ITC is 7.350%
[10 empty] | 1822.4072 | 7.716%
Company Official Inflation Forecast Dated December 29, 2017
| 2017 | 2% |  | 2026 | 2.3% |  | 2035 |  | 2.3%
| 2018 | 1.9% |  | 2027 | 2.3% |  | 2036 |  | 2.3%
| 2019 | 2.2% |  | 2028 | 2.3% |  | 2037 |  | 2.2%
| 2020 | 2.6% |  | 2029 | 2.3% |  | 2038 |  | 2.2%
| 2021 | 2.4% |  | 2030 | 2.3% |  | 2039 |  | 2.2%
| 2022 | 2.3% |  | 2031 | 2.3% |  | 2040 |  | 2.2%
| 2023 | 2.3% |  | 2032 | 2.2% |  | 2041 |  | 2.2%
| 2024 | 2.3% |  | 2033 | 2.2% |  | 2042 |  | 2.2%
| 2025 | 2.3% |  | 2034 | 2.3% |  | 2043 |  | 2.3%

## Table 3 Yakima Solar 2028 (hidden)
Table 3
2017 IRP Yakima Solar Resource
25% Capacity Factor
Year | Estimated Capital Cost | Fixed Capital Cost at Real Levelized Rate | Fixed O&M | Fixed Costs | Variable O&M | Tax Credit | Avoided Cost (before Integration Cost) | Total Resource Costs | Wind Integration Cost
| $/kW | $/kW-yr | $/kW-yr | $/MWh | $/MWh | $/MWh | $/MWh | $/kW-yr | $/MWh
| (a) | (b) | (c) | (d) | (e) | (f) | (g) | (h) | (h)
2017 IRP Yakima Solar Resource - 25% Capacity Factor
2016 | 1761.8948 | 135.9421 | 18.7398 | 70.9147 | 0 | -2.9538 | 67.9609 | 148.24 | 0.603
2017 |  | 138.66 | 19.11 | 72.3304 | 0 | -3.01 | 69.3204 | 151.2 | 0.62
2018 |  | 141.29 | 19.47 | 73.7012 | 0 | -3.07 | 70.6312 | 154.06 | 0.63
2019 |  | 144.4 | 19.9 | 75.3241 | 0 | -3.14 | 72.1841 | 157.45 | 0.64
2020 |  | 148.15 | 20.42 | 77.2817 | 0 | -3.22 | 74.0617 | 161.55 | 0.66
2021 |  | 151.71 | 20.91 | 79.1385 | 0 | -3.3 | 75.8385 | 165.42 | 0.68
2022 |  | 155.2 | 21.39 | 80.9585 | 0 | -3.38 | 77.5785 | 169.22 | 0.7
2023 |  | 158.77 | 21.88 | 82.8199 | 0 | -3.46 | 79.3599 | 173.1 | 0.72
2024 |  | 162.42 | 22.38 | 84.7225 | 0 | -3.54 | 81.1825 | 177.08 | 0.74
2025 |  | 166.16 | 22.89 | 86.6709 | 0 | -3.62 | 83.0509 | 181.15 | 0.76
2026 |  | 169.98 | 23.42 | 88.6652 | 0 | -3.7 | 84.9652 | 185.33 | 0.78
2027 |  | 173.89 | 23.96 | 90.7053 | 0 | -3.79 | 86.9153 | 189.58 | 0.8
2028 |  | 177.89 | 24.51 | 92.7913 | 0 | -3.88 | 88.9113 | 193.94 | 0.82
2029 |  | 181.98 | 25.07 | 94.9231 | 0 | -3.97 | 90.9531 | 198.39 | 0.84
2030 |  | 186.17 | 25.65 | 97.1099 | 0 | -4.06 | 93.0499 | 202.96 | 0.86
2031 |  | 190.45 | 26.24 | 99.3426 | 0 | -4.15 | 95.1926 | 207.64 | 0.88
2032 |  | 194.64 | 26.82 | 101.5294 | 0 | -4.24 | 97.2894 | 212.21 | 0.9
2033 |  | 198.92 | 27.41 | 103.7621 | 0 | -4.33 | 99.4321 | 216.89 | 0.92
2034 |  | 203.5 | 28.04 | 106.1506 | 0 | -4.43 | 101.7206 | 221.88 | 0.94
2035 |  | 208.18 | 28.68 | 108.5896 | 0 | -4.53 | 104.0596 | 226.98 | 0.96
2036 |  | 212.97 | 29.34 | 111.0882 | 0 | -4.63 | 106.4582 | 232.21 | 0.98
2037 |  | 217.66 | 29.99 | 113.5363 | 0 | -4.73 | 108.8063 | 237.33 | 1
2038 |  | 222.45 | 30.65 | 116.0349 | 0 | -4.83 | 111.2049 | 242.56 | 1.02
2039 |  | 227.34 | 31.32 | 118.5839 | 0 | -4.94 | 113.6439 | 247.88 | 1.04
2040 |  | 232.34 | 32.01 | 121.1925 | 0 | -5.05 | 116.1425 | 253.33 | 1.06
2041 |  | 237.45 | 32.71 | 123.8562 | 0 | -5.16 | 118.6962 | 258.9 | 1.08
2042 |  | 242.67 | 33.43 | 126.5794 | 0 | -5.27 | 121.3094 | 264.6 | 1.1
Sources, Inputs and Assumptions
Source: | (c)(f) | Plant Costs - 2017 IRP - Table 6.1 & 6.2
| (a) | Plant capacity cost
| (b) | = (a) x 0.0771567801772526
| (d) | = ((b) + (c)) / (8.76 x 24.9%)
| (g) | = (d) + (f)
| (h) | Plant Costs - 2017 IRP - Table 6.1 & 6.2
2017 IRP Yakima Solar Resource - 25% Capacity Factor
| Solar | Cost and Input Assumptions
2016 $ | 1761.8948 | Plant capacity cost |  |  |  | $/kW-yr
2016 $ | 18.7398 | Fixed O&M, plus on-going capital cost |  |  |  | $/kW-yr
2016 $ | 0.603 | Integration Cost |  |  |  | $/MWH
2016 $ | 0 | Variable O&M |  |  |  | $/MWH |  |  |  | Total Capital Cost | Payment Factor | 22% ITC assumption
2016 $ | -2.9538 | Tax Credit $/MWh |  |  |  | $/MWH |  |  |  | 1761.8948 | 6.911% | -6.5038
[10 empty] | 1761.8948 | 7.716%
| 7.716% | Payment Factor | [7 empty] | Total Capital Cost | Payment Factor | 10% ITC assumption
| 24.9% | Capacity Factor | [7 empty] | 1761.8948 | 7.35% | -2.9538 | Per Dan Swan Payment Factor Corresponding to 10% ITC is 7.350%
[10 empty] | 1761.8948 | 7.716%
Company Official Inflation Forecast Dated December 29, 2017
| 2017 | 2% |  | 2026 | 2.3% |  | 2035 |  | 2.3%
| 2018 | 1.9% |  | 2027 | 2.3% |  | 2036 |  | 2.3%
| 2019 | 2.2% |  | 2028 | 2.3% |  | 2037 |  | 2.2%
| 2020 | 2.6% |  | 2029 | 2.3% |  | 2038 |  | 2.2%
| 2021 | 2.4% |  | 2030 | 2.3% |  | 2039 |  | 2.2%
| 2022 | 2.3% |  | 2031 | 2.3% |  | 2040 |  | 2.2%
| 2023 | 2.3% |  | 2032 | 2.2% |  | 2041 |  | 2.2%
| 2024 | 2.3% |  | 2033 | 2.2% |  | 2042 |  | 2.2%
| 2025 | 2.3% |  | 2034 | 2.3% |  | 2043 |  | 2.3%

## Table 3 30 MW Geoth 2029 (hidden)
Table 3
2017 IRP Geothermal PPA West Side Resource
90% Capacity Factor
Year | Estimated Capital Cost | Fixed Capital Cost at Real Levelized Rate | Fixed O&M | Fixed Costs | Variable O&M | Tax Credit | Avoided Cost (before Integration Cost) | Total Resource Costs
| $/kW | $/kW-yr | $/kW-yr | $/MWh | $/MWh | $/MWh | $/MWh | $/kW-yr
| (a) | (b) | (c) | (d) | (e) | (f) | (g) | (h)
2017 IRP Geothermal PPA West Side Resource - 90% Capacity Factor
2016 | 0 | 0 | 0 | 0 | 77.34 | 0 | 77.34 | 611.44
2017 |  | 0 | 0 | 0 | 78.89 | 0 | 78.89 | 623.7
2018 |  | 0 | 0 | 0 | 80.39 | 0 | 80.39 | 635.56
2019 |  | 0 | 0 | 0 | 82.16 | 0 | 82.16 | 649.55
2020 |  | 0 | 0 | 0 | 84.3 | 0 | 84.3 | 666.47
2021 |  | 0 | 0 | 0 | 86.32 | 0 | 86.32 | 682.44
2022 |  | 0 | 0 | 0 | 88.31 | 0 | 88.31 | 698.17
2023 |  | 0 | 0 | 0 | 90.34 | 0 | 90.34 | 714.22
2024 |  | 0 | 0 | 0 | 92.42 | 0 | 92.42 | 730.66
2025 |  | 0 | 0 | 0 | 94.55 | 0 | 94.55 | 747.5
2026 |  | 0 | 0 | 0 | 96.72 | 0 | 96.72 | 764.66
2027 |  | 0 | 0 | 0 | 98.94 | 0 | 98.94 | 782.21
2028 |  | 0 | 0 | 0 | 101.22 | 0 | 101.22 | 800.24
2029 |  | 0 | 0 | 0 | 103.55 | 0 | 103.55 | 818.66
2030 |  | 0 | 0 | 0 | 105.93 | 0 | 105.93 | 837.47
2031 |  | 0 | 0 | 0 | 108.37 | 0 | 108.37 | 856.76
2032 |  | 0 | 0 | 0 | 110.75 | 0 | 110.75 | 875.58
2033 |  | 0 | 0 | 0 | 113.19 | 0 | 113.19 | 894.87
2034 |  | 0 | 0 | 0 | 115.79 | 0 | 115.79 | 915.42
2035 |  | 0 | 0 | 0 | 118.45 | 0 | 118.45 | 936.45
2036 |  | 0 | 0 | 0 | 121.17 | 0 | 121.17 | 957.96
2037 |  | 0 | 0 | 0 | 123.84 | 0 | 123.84 | 979.07
2038 |  | 0 | 0 | 0 | 126.56 | 0 | 126.56 | 1000.57
2039 |  | 0 | 0 | 0 | 129.34 | 0 | 129.34 | 1022.55
2040 |  | 0 | 0 | 0 | 132.19 | 0 | 132.19 | 1045.08
2041 |  | 0 | 0 | 0 | 135.1 | 0 | 135.1 | 1068.09
2042 |  | 0 | 0 | 0 | 138.07 | 0 | 138.07 | 1091.57
Sources, Inputs and Assumptions
Source: | (c)(f) | Plant Costs - 2017 IRP - Table 6.1 & 6.2
| (a) | Plant capacity cost
| (b) | = (a) x 0.0631141369791985
| (d) | = ((b) + (c)) / (8.76 x 90.3%)
| (g) | = (d) + (f)
| (h) | Plant Costs - 2017 IRP - Table 6.1 & 6.2
2017 IRP Geothermal PPA West Side Resource - 90% Capacity Factor
| Solar | Cost and Input Assumptions
2016 $ | 0 | Plant capacity cost |  |  |  | $/kW-yr
2016 $ | 0 | Fixed O&M, plus on-going capital cost |  |  |  | $/kW-yr
2016 $ | 0 | Integration Cost |  |  |  | $/MWH
2016 $ | 77.34 | Variable O&M |  |  |  | $/MWH
2016 $ | 0 | Tax Credit $/MWh |  |  |  | $/MWH
| 6.311% | Payment Factor
| 90.25% | Capacity Factor
Company Official Inflation Forecast Dated December 29, 2017
| 2017 | 2% |  | 2026 | 2.3% |  | 2035 | 2.3%
| 2018 | 1.9% |  | 2027 | 2.3% |  | 2036 | 2.3%
| 2019 | 2.2% |  | 2028 | 2.3% |  | 2037 | 2.2%
| 2020 | 2.6% |  | 2029 | 2.3% |  | 2038 | 2.2%
| 2021 | 2.4% |  | 2030 | 2.3% |  | 2039 | 2.2%
| 2022 | 2.3% |  | 2031 | 2.3% |  | 2040 | 2.2%
| 2023 | 2.3% |  | 2032 | 2.2% |  | 2041 | 2.2%
| 2024 | 2.3% |  | 2033 | 2.2% |  | 2042 | 2.2%
| 2025 | 2.3% |  | 2034 | 2.3% |  | 2043 | 2.3%

## Table 3 200 MW (UT N) 2029) (hidden)
Appendix B
Table 3
SCCT Resource Costs - 2017 Integrated Resource Plan
UT N - 200 MW - SCCT Frame "F" x1 - East Side Resource (5,050')
Year | Estimated Capital Cost | Fixed Capital Cost at Real Levelized Rate | Fixed O&M | Variable O&M | Total O&M at Expected CF | Total Resource Fixed Costs | Fuel Cost | Total Resource Energy Cost | Total Resource Costs
| $/kW | $/kW-yr | $/kW-yr | $/MWh | $/kW-yr | $/kW-yr | $/MMBtu | $/MWh | $/MWh
| (a) | (b) | (c) | (d) | (e) | (f) | (g) | (h) | (i)
UT N - 200 MW - SCCT Frame "F" x1 - East Side Resource (5,050')
2016 | 702 | 51.76 | 30.66 | 7.53 | 52.43 | 104.19
2017 |  | 52.8 | 31.27 | 7.68 | 53.47 | 106.27
2018 |  | 53.8 | 31.86 | 7.83 | 54.49 | 108.29
2019 |  | 54.98 | 32.56 | 8 | 55.69 | 110.67
2020 |  | 56.41 | 33.41 | 8.21 | 57.14 | 113.55
2021 |  | 57.76 | 34.21 | 8.41 | 58.52 | 116.28
2022 |  | 59.09 | 35 | 8.6 | 59.86 | 118.95
2023 |  | 60.45 | 35.81 | 8.8 | 61.25 | 121.7
2024 |  | 61.84 | 36.63 | 9 | 62.65 | 124.49
2025 |  | 63.26 | 37.47 | 9.21 | 64.09 | 127.35
2026 |  | 64.71 | 38.33 | 9.42 | 65.56 | 130.27
2027 |  | 66.2 | 39.21 | 9.64 | 67.08 | 133.28
2028 |  | 67.72 | 40.11 | 9.86 | 68.61 | 136.33
2029 |  | 69.28 | 41.03 | 10.09 | 70.2 | 139.48 | 4.51 | 43.36 | 91.61
2030 |  | 70.87 | 41.97 | 10.32 | 71.8 | 142.67 | 4.77 | 45.86 | 95.21
2031 |  | 72.5 | 42.94 | 10.56 | 73.47 | 145.97 | 5.08 | 48.84 | 99.33
2032 |  | 74.1 | 43.88 | 10.79 | 75.07 | 149.17 | 5.25 | 50.47 | 102.07
2033 |  | 75.73 | 44.85 | 11.03 | 76.74 | 152.47 | 5.5 | 52.88 | 105.62
2034 |  | 77.47 | 45.88 | 11.28 | 78.49 | 155.96 | 5.78 | 55.57 | 109.52
2035 |  | 79.25 | 46.94 | 11.54 | 80.3 | 159.55 | 6 | 57.68 | 112.87
2036 |  | 81.07 | 48.02 | 11.81 | 82.16 | 163.23 | 6.37 | 61.24 | 117.71
2037 |  | 82.85 | 49.08 | 12.07 | 83.97 | 166.82 | 6.55 | 62.97 | 120.68
2038 |  | 84.67 | 50.16 | 12.34 | 85.83 | 170.5 | 6.83 | 65.66 | 124.64
2039 |  | 86.53 | 51.26 | 12.61 | 87.71 | 174.24 | 6.99 | 67.2 | 127.47
2040 |  | 88.43 | 52.39 | 12.89 | 89.65 | 178.08 | 7.17 | 68.93 | 130.53
2041 |  | 90.38 | 53.54 | 13.17 | 91.61 | 181.99 | 7.33 | 70.47 | 133.42
2042 |  | 92.37 | 54.72 | 13.46 | 93.63 | 186 | 5.01 | 48.17 | 112.51
Sources, Inputs and Assumptions
Source: (a)(c)(d) |  | Plant Costs - 2017 IRP - Table 6.1 & 6.2
| (b) | = (a) x 0.0737263117964292
| (e) | = (d) x (8.76 x 33.0%) + (c)
| (f) | = (b) + (e)
| (g) | Table 4 - Burnertip Natural Gas Price Forecast
| (h) | = 9,614 MMBtu/MWH x $/MMBtu
| (i) | = (f) / (8.76 x 'Capacity Factor' ) + (h)
UT N - 200 MW - SCCT Frame "F" x1 - East Side Resource (5,050')
| CCCT Statistics |  |  | MW | Percent | Cap Cost | Fixed
| SCCT Dry "F" - Turbine |  |  | 199.9241 | 100% | 701.5991 | 30.6572
|  |  |  | 0 | 0% | 0 | 0
| Capacity Weighted |  |  | 199.9241 | 100% | 702 | 30.66
| CCCT Statistics |  |  | MW | CF | aMW | Percent | Variable | Heat Rate
| SCCT Dry "F" - Turbine |  |  | 199.9241 | 33% | 65.975 | 100% | 7.53 | 9614
| 0 |  |  | 0 | 0% | 0 | 0% | 0 | 0
| Energy Weighted |  |  | 199.9241 | 33% | 65.975 | 100% | 7.53 | 9614
Rounded
| SCCT | Duct Firing | Plant Costs - 2017 IRP - Table 6.1 & 6.2
| 199.9241 |  | MW Plant Capacity
2016 $ | 701.5991 |  | Plant Capacity Cost
2016 $ | 16.0158 |  | Fixed O&M & Capitalized O&M
2016 $ | 14.6414 |  | Fixed Pipeline
2016 $ | 30.6572 |  | Fixed O&M Including Fixed Pipeline & Capitalized O&M ($/kW-Yr)
2016 $ | 7.53 |  | Variable O&M Costs & Capitalized Variable O&M ($/MWh)
| 9614 |  | Heat Rate in btu/kWh
| 7.373% |  | Payment Factor
| 33% |  | Capacity Factor
|  | 33% | Energy Weighted Capacity Factor
Company Official Inflation Forecast Dated December 29, 2017
| 2017 | 2% |  | 2026 | 2.3% |  | 2035 | 2.3%
| 2018 | 1.9% |  | 2027 | 2.3% |  | 2036 | 2.3%
| 2019 | 2.2% |  | 2028 | 2.3% |  | 2037 | 2.2%
| 2020 | 2.6% |  | 2029 | 2.3% |  | 2038 | 2.2%
| 2021 | 2.4% |  | 2030 | 2.3% |  | 2039 | 2.2%
| 2022 | 2.3% |  | 2031 | 2.3% |  | 2040 | 2.2%
| 2023 | 2.3% |  | 2032 | 2.2% |  | 2041 | 2.2%
| 2024 | 2.3% |  | 2033 | 2.2% |  | 2042 | 2.2%
| 2025 | 2.3% |  | 2034 | 2.3% |  | 2043 | 2.3%

## Table 3 436MW (West M) 2030 (hidden)
Appendix B
Table 3
CCCT Resource Costs - 2017 Integrated Resource Plan
Willamette Valley - 436 MW - CCCT Dry "G/H", 1x1 - West Side Resource (1,500')
Year | Estimated Capital Cost | Fixed Capital Cost at Real Levelized Rate | Fixed O&M | Variable O&M | Total O&M at Expected CF | Total Resource Fixed Costs | Fuel Cost | Total Resource Energy Cost | Total Resource Costs
| $/kW | $/kW-yr | $/kW-yr | $/MWh | $/kW-yr | $/kW-yr | $/MMBtu | $/MWh | $/MWh
| (a) | (b) | (c) | (d) | (e) | (f) | (g) | (h) | (i)
Willamette Valley - 436 MW - CCCT Dry "G/H", 1x1 - West Side Resource (1,500')
2016 | 1363 | 98.9 | 43.7 | 2.02 | 56.14 | 155.04 |  |  |  | mainly due to gas tranposrtation cost
2017 |  | 100.88 | 44.57 | 2.06 | 57.26 | 158.14
2018 |  | 102.8 | 45.42 | 2.1 | 58.35 | 161.15
2019 |  | 105.06 | 46.42 | 2.15 | 59.66 | 164.72
2020 |  | 107.79 | 47.63 | 2.21 | 61.24 | 169.03
2021 |  | 110.38 | 48.77 | 2.26 | 62.69 | 173.07
2022 |  | 112.92 | 49.89 | 2.31 | 64.12 | 177.04
2023 |  | 115.52 | 51.04 | 2.36 | 65.57 | 181.09
2024 |  | 118.18 | 52.21 | 2.41 | 67.05 | 185.23
2025 |  | 120.9 | 53.41 | 2.47 | 68.62 | 189.52
2026 |  | 123.68 | 54.64 | 2.53 | 70.22 | 193.9
2027 |  | 126.52 | 55.9 | 2.59 | 71.85 | 198.37
2028 |  | 129.43 | 57.19 | 2.65 | 73.51 | 202.94
2029 |  | 132.41 | 58.51 | 2.71 | 75.2 | 207.61
2030 |  | 135.46 | 59.86 | 2.77 | 76.92 | 212.38
2031 |  | 138.58 | 61.24 | 2.83 | 78.67 | 217.25
2032 |  | 141.63 | 62.59 | 2.89 | 80.39 | 222.02 | 5.2 | 33.36 | 69.41
2033 |  | 144.75 | 63.97 | 2.95 | 82.14 | 226.89 | 5.44 | 34.9 | 71.74
2034 |  | 148.08 | 65.44 | 3.02 | 84.04 | 232.12 | 5.73 | 36.76 | 74.45
2035 |  | 151.49 | 66.95 | 3.09 | 85.98 | 237.47 | 5.93 | 38.04 | 76.6
2036 |  | 154.97 | 68.49 | 3.16 | 87.95 | 242.92 | 6.3 | 40.41 | 79.86
2037 |  | 158.38 | 70 | 3.23 | 89.89 | 248.27 | 6.47 | 41.51 | 81.82
2038 |  | 161.86 | 71.54 | 3.3 | 91.86 | 253.72 | 6.75 | 43.3 | 84.5
2039 |  | 165.42 | 73.11 | 3.37 | 93.86 | 259.28 | 6.9 | 44.26 | 86.36
2040 |  | 169.06 | 74.72 | 3.44 | 95.9 | 264.96 | 7.08 | 45.42 | 88.45
2041 |  | 172.78 | 76.36 | 3.52 | 98.04 | 270.82 | 7.24 | 46.44 | 90.42
2042 |  | 176.58 | 78.04 | 3.6 | 100.21 | 276.79 | 4.95 | 31.75 | 76.7
Sources, Inputs and Assumptions
Source: (a)(c)(d) |  | Plant Costs - 2017 IRP - Table 6.1 & 6.2
| (b) | = (a) x 0.0725628795024555
| (e) | = (d) x (8.76 x 70.3%) + (c)
| (f) | = (b) + (e)
| (g) | Table 4 - Burnertip Natural Gas Price Forecast
| (h) | = 6,415 MMBtu/MWH x $/MMBtu
| (i) | = (f) / (8.76 x 'Capacity Factor' ) + (h)
Willamette Valley - 436 MW - CCCT Dry "G/H", 1x1 - West Side Resource (1,500')
| CCCT Statistics |  |  | MW | Percent | Cap Cost | Fixed
| CCCT Dry "G/H", 1x1 - Turbine |  |  | 385.3535 | 88.31% | 1484.3381 | 44.5016
| CCCT Dry "G/H", 1x1 - Duct Firing |  |  | 51.0037 | 11.69% | 443.0044 | 37.6707
| Capacity Weighted |  |  | 436.3572 | 100% | 1363 | 43.7
| CCCT Statistics |  |  | MW | CF | aMW | Percent | Variable | Heat Rate
| CCCT Dry "G/H", 1x1 - Turbine |  |  | 385.3535 | 78% | 300.5757 | 98% | 2.0593 | 6362
| CCCT Dry "G/H", 1x1 - Duct Firing |  |  | 51.0037 | 12% | 6.1204 | 1.996% | 0.15 | 9012
| Energy Weighted |  |  | 436.3572 | 70.3% | 306.6962 | 100% | 2.02 | 6415
Rounded
| CCCT | Duct Firing | Plant Costs - 2017 IRP - Table 6.1 & 6.2
| 385.3535 | 51.0037 | MW Plant Capacity
2016 $ | 1484.3381 | 443.0044 | Plant Capacity Cost
2016 $ | 21.7132 | 5.39 | Fixed O&M & Capitalized O&M
2016 $ | 22.7885 | 32.2807 | Fixed Pipeline
2016 $ | 44.5016 | 37.6707 | Fixed O&M Including Fixed Pipeline & Capitalized O&M ($/kW-Yr)
| 2.0593 | 0.15 | Variable O&M Costs & Capitalized Variable O&M ($/MWh)
| 6362 | 9012 | Heat Rate in btu/kWh
| 7.256% | 7.256% | Payment Factor
| 78% | 12% | Capacity Factor
|  | 70.3% | Energy Weighted Capacity Factor
Company Official Inflation Forecast Dated December 29, 2017
| 2017 | 2% |  | 2026 | 2.3% |  | 2035 | 2.3%
| 2018 | 1.9% |  | 2027 | 2.3% |  | 2036 | 2.3%
| 2019 | 2.2% |  | 2028 | 2.3% |  | 2037 | 2.2%
| 2020 | 2.6% |  | 2029 | 2.3% |  | 2038 | 2.2%
| 2021 | 2.4% |  | 2030 | 2.3% |  | 2039 | 2.2%
| 2022 | 2.3% |  | 2031 | 2.3% |  | 2040 | 2.2%
| 2023 | 2.3% |  | 2032 | 2.2% |  | 2041 | 2.2%
| 2024 | 2.3% |  | 2033 | 2.2% |  | 2042 | 2.2%
| 2025 | 2.3% |  | 2034 | 2.3% |  | 2043 | 2.3%

## Table 3 477 MW (Wyo) 2033 (hidden)
Appendix B
Table 3
CCCT Resource Costs - 2017 Integrated Resource Plan
WYNE DJohns - 477 MW - CCCT Dry "J/HA.02", 1x1 - East Side Resource (5,050')
Year | Estimated Capital Cost | Fixed Capital Cost at Real Levelized Rate | Fixed O&M | Variable O&M | Total O&M at Expected CF | Total Resource Fixed Costs | Fuel Cost | Total Resource Energy Cost | Total Resource Costs
| $/kW | $/kW-yr | $/kW-yr | $/MWh | $/kW-yr | $/kW-yr | $/MMBtu | $/MWh | $/MWh
| (a) | (b) | (c) | (d) | (e) | (f) | (g) | (h) | (i)
WYNE DJohns - 477 MW - CCCT Dry "J/HA.02", 1x1 - East Side Resource (5,050')
2016 | 1203 | 87.29 | 57.97 | 2.22 | 71.45 | 158.74
2017 |  | 89.04 | 59.13 | 2.26 | 72.85 | 161.89
2018 |  | 90.73 | 60.25 | 2.3 | 74.21 | 164.94
2019 |  | 92.73 | 61.58 | 2.35 | 75.85 | 168.58
2020 |  | 95.14 | 63.18 | 2.41 | 77.81 | 172.95
2021 |  | 97.42 | 64.7 | 2.47 | 79.69 | 177.11
2022 |  | 99.66 | 66.19 | 2.53 | 81.55 | 181.21
2023 |  | 101.95 | 67.71 | 2.59 | 83.43 | 185.38
2024 |  | 104.29 | 69.27 | 2.65 | 85.36 | 189.65
2025 |  | 106.69 | 70.86 | 2.71 | 87.31 | 194
2026 |  | 109.14 | 72.49 | 2.77 | 89.31 | 198.45
2027 |  | 111.65 | 74.16 | 2.83 | 91.34 | 202.99
2028 |  | 114.22 | 75.87 | 2.9 | 93.47 | 207.69
2029 |  | 116.85 | 77.62 | 2.97 | 95.65 | 212.5
2030 |  | 119.54 | 79.41 | 3.04 | 97.86 | 217.4
2031 |  | 122.29 | 81.24 | 3.11 | 100.12 | 222.41
2032 |  | 124.98 | 83.03 | 3.18 | 102.33 | 227.31
2033 |  | 127.73 | 84.86 | 3.25 | 104.59 | 232.32 | 5.53 | 35.35 | 73.62
2034 |  | 130.67 | 86.81 | 3.32 | 106.96 | 237.63 | 5.81 | 37.14 | 76.28
2035 |  | 133.68 | 88.81 | 3.4 | 109.45 | 243.13 | 6.03 | 38.54 | 78.59
2036 |  | 136.75 | 90.85 | 3.48 | 111.98 | 248.73 | 6.4 | 40.91 | 81.88
2037 |  | 139.76 | 92.85 | 3.56 | 114.46 | 254.22 | 6.58 | 42.06 | 83.94
2038 |  | 142.83 | 94.89 | 3.64 | 116.99 | 259.82 | 6.87 | 43.91 | 86.71
2039 |  | 145.97 | 96.98 | 3.72 | 119.56 | 265.53 | 7.03 | 44.94 | 88.68
2040 |  | 149.18 | 99.11 | 3.8 | 122.18 | 271.36 | 7.21 | 46.09 | 90.79
2041 |  | 152.46 | 101.29 | 3.88 | 124.84 | 277.3 | 7.37 | 47.11 | 92.79
2042 |  | 155.81 | 103.52 | 3.97 | 127.62 | 283.43 | 5.03 | 32.15 | 78.84
Sources, Inputs and Assumptions
Source: (a)(c)(d) |  | Plant Costs - 2015 IRP - Table 6.1 & 6.2 - Page 92
| (b) | = (a) x 0.0725628795024555
| (e) | = (d) x (8.76 x 69.3%) + (c)
| (f) | = (b) + (e)
| (g) | Table 4 - Burnertip Natural Gas Price Forecast
| (h) | = 6,392 MMBtu/MWH x $/MMBtu
| (i) | = (f) / (8.76 x 'Capacity Factor' ) + (h)
WYNE DJohns - 477 MW - CCCT Dry "J/HA.02", 1x1 - East Side Resource (5,050')
| CCCT Statistics |  |  | MW | Percent | Cap Cost | Fixed
| CCCT Dry "J" - Turbine |  |  | 413.5678 | 86.78% | 1334.21 | 57.934
| CCCT Dry "J" - Duct Firing |  |  | 63.0086 | 13.22% | 341.6069 | 58.2119
| Capacity Weighted |  |  | 476.5764 | 100% | 1203 | 57.97
| CCCT Statistics |  |  | MW | CF | aMW | Percent | Variable | Heat Rate
| CCCT Dry "J" - Turbine |  |  | 413.5678 | 78% | 322.5829 | 97.71% | 2.2696 | 6326
| CCCT Dry "J" - Duct Firing |  |  | 63.0086 | 12% | 7.561 | 2.29% | 0.16 | 9211
| Energy Weighted |  |  | 476.5764 | 69.3% | 330.1439 | 100% | 2.22 | 6392
Rounded
| CCCT | Duct Firing | Plant Costs - 2015 IRP - Table 6.1 & 6.2 - Page 92
| 413.5678 | 63.0086 | MW Plant Capacity
| 1334.21 | 341.6069 | Plant Capacity Cost
| 21.2925 | 4.86 | Fixed O&M & Capitalized O&M
| 36.6414 | 53.3519 | Fixed Pipeline
| 57.934 | 58.2119 | Fixed O&M Including Fixed Pipeline & Capitalized O&M ($/kW-Yr)
| 2.2696 | 0.16 | Variable O&M Costs & Capitalized Variable O&M ($/MWh)
| 6326 | 9211 | Heat Rate in btu/kWh
| 7.256% | 7.256% | Payment Factor
| 78% | 12% | Capacity Factor
|  | 69.3% | Energy Weighted Capacity Factor
Company Official Inflation Forecast Dated December 29, 2017
| 2017 | 2% |  | 2026 | 2.3% |  | 2035 | 2.3%
| 2018 | 1.9% |  | 2027 | 2.3% |  | 2036 | 2.3%
| 2019 | 2.2% |  | 2028 | 2.3% |  | 2037 | 2.2%
| 2020 | 2.6% |  | 2029 | 2.3% |  | 2038 | 2.2%
| 2021 | 2.4% |  | 2030 | 2.3% |  | 2039 | 2.2%
| 2022 | 2.3% |  | 2031 | 2.3% |  | 2040 | 2.2%
| 2023 | 2.3% |  | 2032 | 2.2% |  | 2041 | 2.2%
| 2024 | 2.3% |  | 2033 | 2.2% |  | 2042 | 2.2%
| 2025 | 2.3% |  | 2034 | 2.3% |  | 2043 | 2.3%

## Table 3 200 MW (Wyo) 2033 (hidden)
Appendix B
Table 3
SCCT Resource Costs - 2017 Integrated Resource Plan
WYNE DJohns- 200 MW - SCCT Frame "F" x1 - East Side Resource (5,050')
Year | Estimated Capital Cost | Fixed Capital Cost at Real Levelized Rate | Fixed O&M | Variable O&M | Total O&M at Expected CF | Total Resource Fixed Costs | Fuel Cost | Total Resource Energy Cost | Total Resource Costs
| $/kW | $/kW-yr | $/kW-yr | $/MWh | $/kW-yr | $/kW-yr | $/MMBtu | $/MWh | $/MWh
| (a) | (b) | (c) | (d) | (e) | (f) | (g) | (h) | (i)
WYNE DJohns- 200 MW - SCCT Frame "F" x1 - East Side Resource (5,050')
2016 | 589 | 43.42 | 71.7 | 7.53 | 93.47 | 136.89
2017 |  | 44.29 | 73.13 | 7.68 | 95.33 | 139.62
2018 |  | 45.13 | 74.52 | 7.83 | 97.15 | 142.28
2019 |  | 46.12 | 76.16 | 8 | 99.29 | 145.41
2020 |  | 47.32 | 78.14 | 8.21 | 101.87 | 149.19
2021 |  | 48.46 | 80.02 | 8.41 | 104.33 | 152.79
2022 |  | 49.57 | 81.86 | 8.6 | 106.72 | 156.29
2023 |  | 50.71 | 83.74 | 8.8 | 109.18 | 159.89
2024 |  | 51.88 | 85.67 | 9 | 111.69 | 163.57
2025 |  | 53.07 | 87.64 | 9.21 | 114.26 | 167.33
2026 |  | 54.29 | 89.66 | 9.42 | 116.89 | 171.18
2027 |  | 55.54 | 91.72 | 9.64 | 119.59 | 175.13
2028 |  | 56.82 | 93.83 | 9.86 | 122.33 | 179.15
2029 |  | 58.13 | 95.99 | 10.09 | 125.16 | 183.29
2030 |  | 59.47 | 98.2 | 10.32 | 128.03 | 187.5
2031 |  | 60.84 | 100.46 | 10.56 | 130.99 | 191.83
2032 |  | 62.18 | 102.67 | 10.79 | 133.86 | 196.04
2033 |  | 63.55 | 104.93 | 11.03 | 136.82 | 200.37 | 5.53 | 53.17 | 122.48
2034 |  | 65.01 | 107.34 | 11.28 | 139.95 | 204.96 | 5.81 | 55.86 | 126.76
2035 |  | 66.51 | 109.81 | 11.54 | 143.17 | 209.68 | 6.03 | 57.97 | 130.5
2036 |  | 68.04 | 112.34 | 11.81 | 146.48 | 214.52 | 6.4 | 61.53 | 135.74
2037 |  | 69.54 | 114.81 | 12.07 | 149.7 | 219.24 | 6.58 | 63.26 | 139.1
2038 |  | 71.07 | 117.34 | 12.34 | 153.01 | 224.08 | 6.87 | 66.05 | 143.56
2039 |  | 72.63 | 119.92 | 12.61 | 156.37 | 229 | 7.03 | 67.59 | 146.81
2040 |  | 74.23 | 122.56 | 12.89 | 159.82 | 234.05 | 7.21 | 69.32 | 150.28
2041 |  | 75.86 | 125.26 | 13.17 | 163.33 | 239.19 | 7.37 | 70.86 | 153.6
2042 |  | 77.53 | 128.02 | 13.46 | 166.93 | 244.46 | 5.03 | 48.36 | 132.92
Sources, Inputs and Assumptions
Source: (a)(c)(d) |  | Plant Costs - 2017 IRP - Table 6.1 & 6.2
| (b) | = (a) x 0.0737263117964292
| (e) | = (d) x (8.76 x 33.0%) + (c)
| (f) | = (b) + (e)
| (g) | Table 4 - Burnertip Natural Gas Price Forecast
| (h) | = 9,614 MMBtu/MWH x $/MMBtu
| (i) | = (f) / (8.76 x 'Capacity Factor' ) + (h)
WYNE DJohns- 200 MW - SCCT Frame "F" x1 - East Side Resource (5,050')
| CCCT Statistics |  |  | MW | Percent | Cap Cost | Fixed
| SCCT Dry "F" - Turbine |  |  | 199.9241 | 100% | 589.4961 | 71.702
|  |  |  | 0 | 0% | 0 | 0
| Capacity Weighted |  |  | 199.9241 | 100% | 589 | 71.7
| CCCT Statistics |  |  | MW | CF | aMW | Percent | Variable | Heat Rate
| SCCT Dry "F" - Turbine |  |  | 199.9241 | 33% | 65.975 | 100% | 7.53 | 9614
| 0 |  |  | 0 | 0% | 0 | 0% | 0 | 0
| Energy Weighted |  |  | 199.9241 | 33% | 65.975 | 100% | 7.53 | 9614
Rounded
| SCCT | Duct Firing | Plant Costs - 2017 IRP - Table 6.1 & 6.2
| 199.9241 |  | MW Plant Capacity
2016 $ | 589.4961 |  | Plant Capacity Cost
2016 $ | 16.0158 |  | Fixed O&M & Capitalized O&M
2016 $ | 55.6862 |  | Fixed Pipeline
2016 $ | 71.702 |  | Fixed O&M Including Fixed Pipeline & Capitalized O&M ($/kW-Yr)
2016 $ | 7.53 |  | Variable O&M Costs & Capitalized Variable O&M ($/MWh)
| 9614 |  | Heat Rate in btu/kWh
| 7.373% |  | Payment Factor
| 33% |  | Capacity Factor
|  | 33% | Energy Weighted Capacity Factor
Company Official Inflation Forecast Dated December 29, 2017
| 2017 | 2% |  | 2026 | 2.3% |  | 2035 | 2.3%
| 2018 | 1.9% |  | 2027 | 2.3% |  | 2036 | 2.3%
| 2019 | 2.2% |  | 2028 | 2.3% |  | 2037 | 2.2%
| 2020 | 2.6% |  | 2029 | 2.3% |  | 2038 | 2.2%
| 2021 | 2.4% |  | 2030 | 2.3% |  | 2039 | 2.2%
| 2022 | 2.3% |  | 2031 | 2.3% |  | 2040 | 2.2%
| 2023 | 2.3% |  | 2032 | 2.2% |  | 2041 | 2.2%
| 2024 | 2.3% |  | 2033 | 2.2% |  | 2042 | 2.2%
| 2025 | 2.3% |  | 2034 | 2.3% |  | 2043 | 2.3%

## Table 3 ID Wind 2036 (hidden)
Table 3
2017 IRP ID Wind Resource
38% Capacity Factor
Year | Estimated Capital Cost | Fixed Capital Cost at Real Levelized Rate | Fixed O&M | Fixed Costs | Variable O&M | Tax Credit | Total Resource Costs | Total Resource Costs | Wind Integration Cost | Tax Credit
| $/kW | $/kW-yr | $/kW-yr | $/MWh | $/MWh | $/MWh | $/MWh | $/kW-yr | $/MWh
| (a) | (b) | (c) | (d) | (e) | (f) | (g) | (h) | (h)
2017 IRP ID Wind Resource - 38% Capacity Factor
2016 | 1811.0329 | 127.9945 | 37.5656 | 49.7357 | 0 | 0 | 49.7357 | 165.56 | 0.573 | 0
2017 |  | 130.55 | 38.32 | 50.73 | 0 | 0 | 50.73 | 168.87 | 0.58 | 0
2018 |  | 133.03 | 39.05 | 51.6943 | 0 | 0 | 51.6943 | 172.08 | 0.59 | 0
2019 |  | 135.96 | 39.91 | 52.8329 | 0 | 0 | 52.8329 | 175.87 | 0.6 | 0
2020 |  | 139.49 | 40.95 | 54.2057 | 0 | 0 | 54.2057 | 180.44 | 0.62 | 0
2021 |  | 142.84 | 41.93 | 55.5065 | 0 | 0 | 55.5065 | 184.77 | 0.63 | 0
2022 |  | 146.13 | 42.89 | 56.7832 | 0 | 0 | 56.7832 | 189.02 | 0.64 | 0
2023 |  | 149.49 | 43.88 | 58.09 | 0 | 0 | 58.09 | 193.37 | 0.65 | 0
2024 |  | 152.93 | 44.89 | 59.4268 | 0 | 0 | 59.4268 | 197.82 | 0.66 | 0
2025 |  | 156.45 | 45.92 | 60.7937 | 0 | 0 | 60.7937 | 202.37 | 0.68 | 0
2026 |  | 160.05 | 46.98 | 62.1936 | 0 | 0 | 62.1936 | 207.03 | 0.7 | 0
2027 |  | 163.73 | 48.06 | 63.6235 | 0 | 0 | 63.6235 | 211.79 | 0.72 | 0
2028 |  | 167.5 | 49.17 | 65.0895 | 0 | 0 | 65.0895 | 216.67 | 0.74 | 0
2029 |  | 171.35 | 50.3 | 66.5856 | 0 | 0 | 66.5856 | 221.65 | 0.76 | 0
2030 |  | 175.29 | 51.46 | 68.1176 | 0 | 0 | 68.1176 | 226.75 | 0.78 | 0
2031 |  | 179.32 | 52.64 | 69.6828 | 0 | 0 | 69.6828 | 231.96 | 0.8 | 0
2032 |  | 183.27 | 53.8 | 71.2179 | 0 | 0 | 71.2179 | 237.07 | 0.82 | 0
2033 |  | 187.3 | 54.98 | 72.783 | 0 | 0 | 72.783 | 242.28 | 0.84 | 0
2034 |  | 191.61 | 56.24 | 74.4563 | 0 | 0 | 74.4563 | 247.85 | 0.86 | 0
2035 |  | 196.02 | 57.53 | 76.1686 | 0 | 0 | 76.1686 | 253.55 | 0.88 | 0
2036 |  | 200.53 | 58.85 | 77.92 | 0 | 0 | 77.92 | 259.38 | 0.9 | 0
2037 |  | 204.94 | 60.14 | 79.6323 | 0 | 0 | 79.6323 | 265.08 | 0.92 | 0
2038 |  | 209.45 | 61.46 | 81.3837 | 0 | 0 | 81.3837 | 270.91 | 0.94 | 0
2039 |  | 214.06 | 62.81 | 83.1741 | 0 | 0 | 83.1741 | 276.87 | 0.96 | 0
2040 |  | 218.77 | 64.19 | 85.0036 | 0 | 0 | 85.0036 | 282.96 | 0.98 | 0
2041 |  | 223.58 | 65.6 | 86.8721 | 0 | 0 | 86.8721 | 289.18 | 1 | 0
2042 |  | 228.5 | 67.04 | 88.7827 | 0 | 0 | 88.7827 | 295.54 | 1.02 | 0
Sources, Inputs and Assumptions
Source: | (c)(f) | Plant Costs - 2017 IRP - Table 6.1 & 6.2
| (a) | Plant capacity cost
| (b) | = (a) x 0.0706748586244695
| (d) | = ((b) + (c)) / (8.76 x 38.0%)
| (g) | = (d) + (f)
| (h) | Plant Costs - 2017 IRP - Table 6.1 & 6.2
2017 IRP ID Wind Resource - 38% Capacity Factor
| Wind | Cost and Input Assumptions
2016 $ | 1811.0329 | Plant capacity cost |  |  |  | $/kW-yr
2016 $ | 37.5656 | Fixed O&M, plus on-going capital cost |  |  |  | $/kW-yr
2016 $ | 0.573 | Integration Cost |  |  |  | $/MWH
2016 $ | 0 | Variable O&M |  |  |  | $/MWH
2016 $ |  | Tax Credit $/MWh |  |  |  | $/MWH
| 7.067% | Payment Factor
| 38% | Capacity Factor
Company Official Inflation Forecast Dated December 29, 2017
| 2017 | 2% |  | 2026 | 2.3% |  | 2035 |  | 2.3%
| 2018 | 1.9% |  | 2027 | 2.3% |  | 2036 |  | 2.3%
| 2019 | 2.2% |  | 2028 | 2.3% |  | 2037 |  | 2.2%
| 2020 | 2.6% |  | 2029 | 2.3% |  | 2038 |  | 2.2%
| 2021 | 2.4% |  | 2030 | 2.3% |  | 2039 |  | 2.2%
| 2022 | 2.3% |  | 2031 | 2.3% |  | 2040 |  | 2.2%
| 2023 | 2.3% |  | 2032 | 2.2% |  | 2041 |  | 2.2%
| 2024 | 2.3% |  | 2033 | 2.2% |  | 2042 |  | 2.2%
| 2025 | 2.3% |  | 2034 | 2.3% |  | 2043 |  | 2.3%