## VDOC
Avoided Cost Study | [6 empty] | 17-035-T07 RMP Wkpr - Avoided Cost Study-Solar F 05-30-17
Most Recent Update | #REF! | #REF! |  |  |  |  | OFPC | #NAME?
#REF! |  | #REF! |  |  |  | #REF!
#REF! |  | #REF! |  |  |  | #REF!
55.4 - UT Sch37 - PDDRR - CONF _2017 05 01 (2130.60 MW)_SF |  | Needs Verification |  |  |  | 1 | OFPC | 0
Updates | Date | Analyst | Notes | Date | Verfied
Set up vDoc | 2013-09-09 | Laren Hale |  | 2013-09-09 | Teresa Tang | 0
Setup - Pavant Solar | 2013-09-09 | Laren Hale |  | 2013-09-16 | Teresa Tang | 0
Setup - Enterprise Wind | 2013-09-10 | Laren Hale |  | 2013-09-16 | Teresa Tang | 0
Setup - Red Hills Solar | 2013-09-10 | Laren Hale |  | 2013-09-16 | Teresa Tang | 0
Setup - UT 2013.Q2 Complinace Filing | 2013-09-20 | Laren Hale |  | 2013-09-23 | Teresa Tang | 0
Setup - Pioneer Wind Study | 2013-09-27 | Laren Hale |  | 2013-10-03 | Teresa Tang | 0
Price City Solar | 2013-10-30 | Laren Hale |  | 2014-01-08 | Ebru Alpay | 0
Cedar City Solar | 2013-10-30 | Laren Hale |  | 2013-10-30 | Laren Hale | 0
Vernon Solar | 2013-11-04 | Laren Hale |  | 2013-11-04 | Laren Hale | 0
Delta Solar | 2013-11-06 | Laren Hale |  | 2013-11-06 | Laren Hale | 0
Granite Mountain Solar | 2013-11-08 | Laren Hale |  | 2013-11-08 | Laren Hale | 0
Iron Springs Solar | 2013-11-10 | Laren Hale |  | 2013-11-10 | Laren Hale | 0
Parowan Solar Center | 2013-11-15 | Laren Hale |  | 2013-11-15 | Laren Hale | 0
Link Solar Center | 2013-11-15 | Laren Hale |  | 2013-11-15 | Laren Hale | 0
Ut 2013.Q4 Compliance Filing | 2013-11-27 | Laren Hale |  | 2013-11-27 | Laren Hale | 0
UT Compliance Filing Step Study | 2014-01-09 | Laren Hale |  | 2014-01-09 | Laren Hale | 0
Granite Mtn Solar East | 2014-01-24 | Laren Hale |  | 2014-01-28 | Teresa Tang | 0
Delta Solar 1 | 2014-02-05 | Laren Hale |  | 2014-02-07 | Ebru Alpay | 0
10 - Escalante Solar II | 2014-02-18 | Laren Hale |  | 2014-02-25 | Ebru Alpay | 0
11 - Escalante Solar III | 2014-03-03 | Laren Hale |  | 2014-03-06 | Ebru Alpay | 0
12 - Escalante Valley Solar | 2014-03-07 | Ebru Alpay |  | 2014-03-11 | Laren Hale | 0
13 - Ut 2014.Q1 Compliance Filing | 2014-03-12 | Laren Hale |  | 2014-03-17 | Ebru Alpay | 0
Update for the 2013 IRP Update | 2014-04-25 | Laren Hale |  | 2014-05-27 | ljh | 0
16 - Tooele Army D Solar | 2014-04-26 | Laren Hale |  | 2014-05-27 | ljh | 0
17 - Monticello Wind 2 | 2014-04-29 | Laren Hale |  | 2014-05-27 | ljh | 0
19 - Parowan Solar | 2014-06-06 | Laren Hale |  | 2014-06-11 | Teresa Tang | 0
22 - Pavant II Solar | 2014-06-16 | Laren Hale |  | 2014-06-19 | Teresa Tang | 0
42 - Monticello Wind 1 | 2014-06-25 | Laren Hale |  | 2014-06-25 | ljh | 0
24 - Woods C Solar II | 2014-06-26 | Laren Hale |  | 2014-06-27 | Teresa Tang | 0
37 - SR Parowan Solar | 2014-07-02 | Laren Hale |  | 2014-07-02 | Teresa Tang | 0
48 - UT 2014.Q2 | 2014-07-08 | Laren Hale |  | 2014-07-16 | Teresa Tang | 0
48 - UT 2014.Q2 Revised | 2014-07-30 | Ebru Alpay |  | 2014-07-30 | Teresa Tang | 0
53 - Granite Mtn Solar East | 2014-08-12 | Laren Hale |  | 2014-08-19 | Teresa Tang | 0
65 - Sugarville Solar | 2014-08-25 | Laren Hale | NOTE: I added the 368 MW CCCT in this spreadsheet | 2014-08-28 | Ebru Alpay | 0
67 - Elk Mtn Wind | 2014-09-11 | Laren Hale |  | 2014-09-12 | Teresa Tang | 0
68 - North Temple Solar | 2014-09-16 | Laren Hale |  | 2014-09-17 | Teresa Tang | 0
72 - Long Ridge Wind | 2014-09-22 | Laren Hale |  | 2014-09-24 | Ebru Alpay | 0
74 - Latigo Solar | 2014-10-06 | Laren Hale |  | 2014-10-07 | Ebru Alpay | 0
75 - UT 2014.Q3 Compliance Filing | 2014-10-10 | Laren Hale |  | 2014-10-15 | Ebru Alpay | 0
76 - Cove Fort Solar 1 | 2014-10-29 | Laren Hale |  | 2014-10-29 | Ebru Alpay | 0
77 - Ogden Solar | 2014-11-06 | Laren Hale |  | 2014-11-11 | Ebru Alpay | 0
83 - Delta Solar | 2014-11-20 | Teresa Tang |  | 2014-11-26 | Laren Hale | 0
91 - Tooele South Solar | 2014-12-09 | Laren Hale |  | 2014-12-15 | Ebru Alpay | 0
08 - UT 2014.Q4 | 2015-01-20 | Laren Hale |  | 2015-01-22 | Ebru Alpay | 0
16 - Cedar City Solar | 2015-02-10 | Laren Hale |  | 2015-02-17 | Ebru Alpay | 0
29 - CES Hunter 2 Solar | 2015-02-20 | Laren Hale |  | 2015-03-10 | Teresa Tang | 0
30 - ECG Delta Solar | 2015-03-11 | Laren Hale |  | 2015-03-12 | Teresa Tang | 0
36 - TEC Monticello Solar | 2015-03-18 | Laren Hale |  | 2015-03-19 | Ebru Alpay | 0
47 - UT 2015.Q1 | 2015-04-01 | Laren Hale |  | 2015-04-30 | Ebru Alpay | 0
61 - UT 2015.Q2 | 2015-07-08 | Laren Hale |  | 2015-07-09 | Ebru Alpay | 0
77-Elk Mountain Wind | 2015-07-28 | Ebru Alpay |  | 2015-07-29 | Laren Hale | 0
81 - North South Solar | 2015-09-09 | Laren Hale |  | 2015-09-14 | Ebru Alpay | 0
94 - UT 2015.Q3 | 2015-11-10 | Laren Hale |  | 2015-11-10 | Ebru Alpay | 0
01 - UT 2015.Q4 | 2016-02-05 | Laren Hale |  | 2016-02-08 | Ebru Alpay | 0
03 - Mid-Valley Solar | 2016-02-10 | Laren Hale |  | 2016-02-09 | Ebru Alpay | 0
10 - Boswell Springs I Wind | 2016-03-08 | Laren Hale |  | 2016-03-09 | Ebru Alpay | 0
15 - Mona PV1 Solar | 2016-03-24 | Laren Hale |  | 2016-03-28 | Ebru Alpay | 0
01 - Utah 2016.Q1 Compliance | 2016-04-21 | Laren Hale |  | 2016-04-21 | Ebru Alpay | 0
18 - Glen Canyon A | 2016-04-28 | Laren Hale |  | 2016-05-02 | Ebru Alpay | 0
52 - Uintah Wind | 2016-07-13 | Laren Hale |  | 2016-07-20 | Laren Hale | 0
48 - Suerte Solar | 2016-07-20 | Laren Hale |  | 2016-07-26 | Ebru Alpay | 0
55 - Sage Junction Solar | 2016-08-08 | Laren Hale |  | 2016-08-09 | Teresa Tang | 0
56 - Glen Canyon | 2016-08-16 | Laren Hale |  | 2016-08-24 | Ebru Alpay | 0
64 - Mona Solar | 2016-08-24 | Laren Hale |  | 2016-09-15 | ss | 0
69 - UT 2016.Q2 | 2016-09-14 | Laren Hale |  | 2016-09-15 | Ebru Alpay | 0
88 - Beehive Solar | 2016-10-26 | Laren Hale |  | 2016-10-27 | Ebru Alpay | 0
91.3 - Sage III Solar | 2016-11-01 | Laren Hale |  | 2016-11-04 | Ebru Alpay | 0
96 - Dinosolar 2 | 2016-11-15 | Laren Hale |  | 2016-11-23 | Ebru Alpay | 0
99 - Rock Creek I | 2016-12-01 | Laren Hale |  | 2016-12-02 | Ebru Alpay | 0
103-116 - Faraday Solar | 2016-12-05 | Laren Hale |  | 2016-12-13 | Ebru Alpay | 0
#REF! | #REF! | #REF! |  | 2016-12-21 | Ebru Alpay
#REF! | #REF! | #REF! |  | 2017-01-04 | Ebru Alpay
#REF! | #REF! | Ebru Alpay |  | 2017-03-16 | Matt Patton
#REF! | 2017-04-17 | Ebru Alpay | WY AE Wind capital cost assumptions revised based on IRP 2017 page 220 | to do
#REF! | #REF! | #REF!
#REF! | #REF! | #REF!
#REF! | #REF! | #REF!
#REF! | #REF! | #REF!
#REF! | #REF! | #REF!
#REF! | #REF! | #REF!

## Table 1
Appendix B
Table 1
| Avoided Cost Prices | [8 empty] | Capacity Contribution
| Utah Sch 37 Solar F - 10.0 MW and 26.8% CF | [8 empty] | 15.8% | 15.8% | 15.8% | 100% | 100% | 100% | 100% | 100% | 53.86% | 59.67%
|  |  |  | Total Price @ |  | Capacity Contribution |  |  |  | Deferral (Capacity Contribution MW) | [9 empty] | Deferral (Nameplate MW) | [9 empty] | Resource Cost ($/kw-year) | [9 empty] | Deferred Cost (Millions $/year)
|  | Capacity | Energy | 26.84% |  | Type | East | West |  | IRP17 Aeolus Wind | IRP17 Dave Johnston Wind | IRP17 Goshen Wind 2 | IRP17 - 2029 - 30 MW Geothermal West | IRP17 - 2029 - 200 MW SCCT - Utah N | IRP17 - 2030 - 436 MW CCCT - West M | IRP17 - 2033 - 477 MW CCCT - Wyo NE | IRP17 - 2033 - 200 MW SCCT - Wyo NE | IRP17 Yakima Solar | IRP17 Utah South Solar | IRP17 Aeolus Wind | IRP17 Dave Johnston Wind | IRP17 Goshen Wind 2 | IRP17 - 2029 - 30 MW Geothermal West | IRP17 - 2029 - 200 MW SCCT - Utah N | IRP17 - 2030 - 436 MW CCCT - West M | IRP17 - 2033 - 477 MW CCCT - Wyo NE | IRP17 - 2033 - 200 MW SCCT - Wyo NE | IRP17 Yakima Solar | IRP17 Utah South Solar | IRP17 Aeolus Wind | IRP17 Dave Johnston Wind | IRP17 Goshen Wind 2 | IRP17 - 2029 - 30 MW Geothermal West | IRP17 - 2029 - 200 MW SCCT - Utah N | IRP17 - 2030 - 436 MW CCCT - West M | IRP17 - 2033 - 477 MW CCCT - Wyo NE | IRP17 - 2033 - 200 MW SCCT - Wyo NE | IRP17 Yakima Solar | IRP17 Utah South Solar | IRP17 Aeolus Wind | IRP17 Dave Johnston Wind | IRP17 Goshen Wind 2 | IRP17 - 2029 - 30 MW Geothermal West | IRP17 - 2029 - 200 MW SCCT - Utah N | IRP17 - 2030 - 436 MW CCCT - West M | IRP17 - 2033 - 477 MW CCCT - Wyo NE | IRP17 - 2033 - 200 MW SCCT - Wyo NE | IRP17 Yakima Solar | IRP17 Utah South Solar | Total Capacity Deferral
| Year | Price | Only Price | Capacity Factor
|  | $/kW-yr | $/MWh (2) | $/MWh |  | Wind | 15.8% | 11.78% |  | MW | MW | MW | MW | MW | MW | MW | MW | MW | MW | MW | MW | MW | MW | MW | MW | MW | MW | MW | MW | $/kw-year | $/kw-year | $/kw-year | $/kw-year | $/kw-year | $/kw-year | $/kw-year | $/kw-year | $/kw-year | $/kw-year | Millions $/year | Millions $/year | Millions $/year | Millions $/year | Millions $/year | Millions $/year | Millions $/year | Millions $/year | Millions $/year | Millions $/year | Millions $/year
| 2017 | 0 | 18.5154 | 18.5154 |  | Fixed | 37.91% | 53.86% | 2017
| 2018 | 0 | 19.3806 | 19.3806 |  | Tracking | 59.67% | 64.8% | 2018 | 0 | 0 | 0 | 0 | 0 | 0 | 0 | 0 | 0 | 0 | 0 | 0 | 0 | 0 | 0 | 0 | 0 | 0 | 0 | 0 | 87.14 | 169.96 | 172.89 | 638.48 | 108.82 | 161.84 | 165.76 | 142.96 | 154.79 | 160.46 | 0 | 0 | 0 | 0 | 0 | 0 | 0 | 0 | 0 | 0 | 0
| 2019 | 0 | 16.9071 | 16.9071 |  | Gas | 100% | 100% | 2019 | 0 | 0 | 0 | 0 | 0 | 0 | 0 | 0 | 0 | 0 | 0 | 0 | 0 | 0 | 0 | 0 | 0 | 0 | 0 | 0 | 88.87 | 173.36 | 176.36 | 651.29 | 111 | 165.07 | 169.11 | 145.83 | 157.89 | 163.68 | 0 | 0 | 0 | 0 | 0 | 0 | 0 | 0 | 0 | 0 | 0
| 2020 | 0 | 14.406 | 14.406 |  | Hydro | 100% | 100% | 2020 | 0 | 0 | 0 | 0 | 0 | 0 | 0 | 0 | 0 | 0 | 0 | 0 | 0 | 0 | 0 | 0 | 0 | 0 | 0 | 0 | 90.74 | 177.06 | 180.14 | 665.2 | 113.37 | 168.64 | 172.72 | 148.95 | 161.27 | 167.17 | 0 | 0 | 0 | 0 | 0 | 0 | 0 | 0 | 0 | 0 | 0
| 2021 | 0 | 15.6681 | 15.6681 |  |  |  |  | 2021 | 0 | 0 | 0 | 0 | 0 | 0 | 0 | 0 | 0 | 0 | 0 | 0 | 0 | 0 | 0 | 0 | 0 | 0 | 0 | 0 | 92.8 | 181.05 | 184.19 | 680.14 | 115.9 | 172.43 | 176.57 | 152.28 | 164.89 | 170.92 | 0 | 0 | 0 | 0 | 0 | 0 | 0 | 0 | 0 | 0 | 0
| 2022 | 0 | 16.413 | 16.413 |  |  |  |  | 2022 | 0 | 0 | 0 | 0 | 0 | 0 | 0 | 0 | 0 | 0 | 0 | 0 | 0 | 0 | 0 | 0 | 0 | 0 | 0 | 0 | 94.9 | 185.15 | 188.34 | 695.48 | 118.52 | 176.32 | 180.58 | 155.72 | 168.62 | 174.78 | 0 | 0 | 0 | 0 | 0 | 0 | 0 | 0 | 0 | 0 | 0
| 2023 | 0 | 18.0395 | 18.0395 |  |  |  |  | 2023 | 0 | 0 | 0 | 0 | 0 | 0 | 0 | 0 | 0 | 0 | 0 | 0 | 0 | 0 | 0 | 0 | 0 | 0 | 0 | 0 | 97.11 | 189.43 | 192.67 | 711.53 | 121.26 | 180.37 | 184.75 | 159.32 | 172.5 | 178.81 | 0 | 0 | 0 | 0 | 0 | 0 | 0 | 0 | 0 | 0 | 0
| 2024 | 0 | 18.0685 | 18.0685 |  |  |  |  | 2024 | 0 | 0 | 0 | 0 | 0 | 0 | 0 | 0 | 0 | 0 | 0 | 0 | 0 | 0 | 0 | 0 | 0 | 0 | 0 | 0 | 99.35 | 193.82 | 197.13 | 727.98 | 124.06 | 184.52 | 189.03 | 163 | 176.48 | 182.94 | 0 | 0 | 0 | 0 | 0 | 0 | 0 | 0 | 0 | 0 | 0
| 2025 | 0 | 19.4255 | 19.4255 |  |  |  |  | 2025 | 0 | 0 | 0 | 0 | 0 | 0 | 0 | 0 | 0 | 0 | 0 | 0 | 0 | 0 | 0 | 0 | 0 | 0 | 0 | 0 | 101.67 | 198.33 | 201.7 | 744.81 | 126.95 | 188.83 | 193.4 | 166.79 | 180.58 | 187.17 | 0 | 0 | 0 | 0 | 0 | 0 | 0 | 0 | 0 | 0 | 0
| 2026 | 0 | 19.4562 | 19.4562 |  |  |  |  | 2026 | 0 | 0 | 0 | 0 | 0 | 0 | 0 | 0 | 0 | 0 | 0 | 0 | 0 | 0 | 0 | 0 | 0 | 0 | 0 | 0 | 104 | 202.88 | 206.33 | 761.89 | 129.86 | 193.18 | 197.83 | 170.6 | 184.72 | 191.46 | 0 | 0 | 0 | 0 | 0 | 0 | 0 | 0 | 0 | 0 | 0
| 2027 | 0 | 21.271 | 21.271 |  |  |  |  | 2027 | 0 | 0 | 0 | 0 | 0 | 0 | 0 | 0 | 0 | 0 | 0 | 0 | 0 | 0 | 0 | 0 | 0 | 0 | 0 | 0 | 106.4 | 207.58 | 211.1 | 779.52 | 132.88 | 197.66 | 202.38 | 174.56 | 188.99 | 195.9 | 0 | 0 | 0 | 0 | 0 | 0 | 0 | 0 | 0 | 0 | 0
| 2028 | 0 | 22.9345 | 22.9345 |  |  |  |  | 2028 | 0 | 0 | 0 | 0 | 0 | 0 | 0 | 0 | 0 | 0 | 0 | 0 | 0 | 0 | 0 | 0 | 0 | 0 | 0 | 0 | 108.88 | 212.4 | 216.01 | 797.63 | 135.97 | 202.26 | 207.11 | 178.62 | 193.38 | 200.46 | 0 | 0 | 0 | 0 | 0 | 0 | 0 | 0 | 0 | 0 | 0
| 2029 | 0 | 24.0138 | 24.0138 |  |  |  |  | 2029 | 0 | 0 | 0 | 0 | 0 | 0 | 0 | 0 | 0 | 0 | 0 | 0 | 0 | 0 | 0 | 0 | 0 | 0 | 0 | 0 | 111.45 | 217.43 | 221.12 | 816.52 | 139.18 | 207.03 | 212.02 | 182.83 | 197.96 | 205.19 | 0 | 0 | 0 | 0 | 0 | 0 | 0 | 0 | 0 | 0 | 0
| 2030 | 0 | 27.6961 | 27.6961 |  |  |  |  | 2030 | 0 | 0 | 0 | 0 | 0 | 0 | 0 | 0 | 0 | 0 | 0 | 0 | 0 | 0 | 0 | 0 | 0 | 0 | 0 | 0 | 114.08 | 222.59 | 226.38 | 835.97 | 142.51 | 211.93 | 217.05 | 187.19 | 202.69 | 210.07 | 0 | 0 | 0 | 0 | 0 | 0 | 0 | 0 | 0 | 0 | 0
| 2031 | 0 | 28.9383 | 28.9383 |  |  |  |  | 2031 | 0 | 0 | 0 | 0 | 0 | 0 | 0 | 0 | 0 | 0 | 0 | 0 | 0 | 0 | 0 | 0 | 0 | 0 | 0 | 0 | 116.8 | 227.93 | 231.81 | 856.05 | 145.94 | 217.05 | 222.25 | 191.69 | 207.55 | 215.13 | 0 | 0 | 0 | 0 | 0 | 0 | 0 | 0 | 0 | 0 | 0
| 2032 | 0 | 31.0712 | 31.0712 |  |  |  |  | 2032 | 0 | 0 | 0 | 0 | 0 | 0 | 0 | 0 | 0 | 0 | 0 | 0 | 0 | 0 | 0 | 0 | 0 | 0 | 0 | 0 | 119.62 | 233.41 | 237.39 | 876.69 | 149.43 | 222.28 | 227.56 | 196.29 | 212.54 | 220.31 | 0 | 0 | 0 | 0 | 0 | 0 | 0 | 0 | 0 | 0 | 0
| 2033 | 0 | 37.9243 | 37.9243 |  |  |  |  | 2033 | 0 | 0 | 0 | 0 | 0 | 0 | 0 | 0 | 0 | 0 | 0 | 0 | 0 | 0 | 0 | 0 | 0 | 0 | 0 | 0 | 122.51 | 239.05 | 243.13 | 897.87 | 153.04 | 227.66 | 233.09 | 201.04 | 217.69 | 225.65 | 0 | 0 | 0 | 0 | 0 | 0 | 0 | 0 | 0 | 0 | 0
| 2034 | 0 | 44.209 | 44.209 |  |  |  |  | 2034 | 0 | 0 | 0 | 0 | 0 | 0 | 0 | 0 | 0 | 0 | 0 | 0 | 0 | 0 | 0 | 0 | 0 | 0 | 0 | 0 | 125.47 | 244.83 | 249.02 | 919.61 | 156.75 | 233.17 | 238.74 | 205.91 | 222.95 | 231.1 | 0 | 0 | 0 | 0 | 0 | 0 | 0 | 0 | 0 | 0 | 0
| 2035 | 138.0506 | 13.9666 | 77.8978 |  |  |  |  | 2035 | 0 | 0 | 0 | 0 | 0 | 0 | 0 | 0 | 0 | 3.4804 | 0 | 0 | 0 | 0 | 0 | 0 | 0 | 0 | 0 | 5.8325 | 128.49 | 250.74 | 255.04 | 941.83 | 160.53 | 238.79 | 244.5 | 210.88 | 228.33 | 236.69 | 0 | 0 | 0 | 0 | 0 | 0 | 0 | 0 | 0 | 1.3805 | 1.3805
| 2036 | 141.4101 | 14.8658 | 80.5321 |  |  |  |  | 2036 | 0 | 0 | 0 | 0 | 0 | 0 | 0 | 0 | 0 | 0 | 0 | 0 | 0 | 0 | 0 | 0 | 0 | 0 | 0 | 0 | 131.6 | 256.82 | 261.24 | 964.76 | 164.43 | 244.62 | 250.43 | 216.01 | 233.88 | 242.45 | 0 | 0 | 0 | 0 | 0 | 0 | 0 | 0 | 0 | 1.4141 | 1.4141
| 2037 | 144.8513 | 16.3327 | 84.0894 |  |  |  |  | 2037 | 0 | 0 | 0 | 0 | 0 | 0 | 0 | 0 | 0 | 0 | 0 | 0 | 0 | 0 | 0 | 0 | 0 | 0 | 0 | 0 | 134.76 | 263.04 | 267.58 | 988.16 | 168.43 | 250.59 | 256.47 | 221.26 | 239.57 | 248.35 | 0 | 0 | 0 | 0 | 0 | 0 | 0 | 0 | 0 | 1.4485 | 1.4485
| 2038 | 148.3858 | #DIV/0! | 0 |  |  |  |  | 2038 | 0 | 0 | 0 | 0 | 0 | 0 | 0 | 0 | 0 | 0 | 0 | 0 | 0 | 0 | 0 | 0 | 0 | 0 | 0 | 0 | 138.07 | 269.48 | 274.11 | 1012.27 | 172.55 | 256.71 | 262.75 | 226.67 | 245.41 | 254.41 | 0 | 0 | 0 | 0 | 0 | 0 | 0 | 0 | 0 | 1.4839 | 1.4839
[9 empty] | 0 | #N/A | #N/A | #N/A | #N/A | #N/A | #N/A | #N/A | #N/A | #N/A | #N/A | #N/A | #N/A | #N/A | #N/A | #N/A | #N/A | #N/A | #N/A | #N/A | #N/A | #N/A | #N/A | #N/A | #N/A | #N/A | #N/A | #N/A | #N/A | #N/A | #N/A | #N/A | #N/A | #N/A | #N/A | #N/A | #N/A | #N/A | #N/A | #N/A | #N/A | #N/A
[9 empty] | 0 | #N/A | #N/A | #N/A | #N/A | #N/A | #N/A | #N/A | #N/A | #N/A | #N/A | #N/A | #N/A | #N/A | #N/A | #N/A | #N/A | #N/A | #N/A | #N/A | #N/A | #N/A | #N/A | #N/A | #N/A | #N/A | #N/A | #N/A | #N/A | #N/A | #N/A | #N/A | #N/A | #N/A | #N/A | #N/A | #N/A | #N/A | #N/A | #N/A | #N/A | #N/A
| Levelized Prices (Nominal) @ 6.57% Discount Rate (1) (3) |  |  |  | Discount Rate - 2017 IRP
6.57%
15 year-2018-2032 | $/kW | 0
15 year-2018-2032 | $/MWh |  | 19.7221 | 19.7221
15 year-2020-2034 | $/kW | 0
15 year-2020-2034 | $/MWh |  | 21.8028 | 21.8028
Footnotes:
(1) Discount Rate - 2017 IRP
(2) 'Energy Only' is the GRID calculated costs and includes some capacity costs.
(3) 20 Year NPC is 2018 - 2038
<---- Calculated Monthly
Avoided Costs calculated annually are $19.80/MWH
Avoided Costs calculated monthly are $0.00/MWH

## Table 2
Appendix B
Table 2
Avoided Energy Costs - Scheduled Hours ($/MWh)
Utah Sch 37 Solar F - 10.0 MW and 26.8% CF
Year |  | Winter Season |  |  |  |  | Summer Season |  |  |  | Winter Season
| Annual | Jan | Feb | Mar | Apr | May | Jun | Jul | Aug | Sep | Oct | Nov | Dec
Energy Only
2017 |  | Summer Season Jun: 16.206; Summer Season Jul: 21.659; Summer Season Aug: 20.7196; Summer Season Sep: 17.0032; Winter Season Oct: 17.6163; Winter Season Nov: 17.4518; Winter Season Dec: 18.8854
2018 | 19.3806 | 23.3293 | 23.4579 | 21.8697 | 17.5165 | 16.3004 | 16.564 | 22.1375 | 21.1774 | 17.3789 | 18.0055 | 17.8374 | 19.3026
2019 | 16.9071 | 20.3499 | 16.9519 | 16.0972 | 14.8057 | 14.9437 | 15.0942 | 20.8772 | 18.8739 | 15.6935 | 16.4335 | 16.6422 | 17.2356
2020 | 14.406 | 16.6116 | 16.1318 | 15.4547 | 13.8241 | 12.273 | 11.8103 | 13.6262 | 13.7422 | 15.2984 | 14.8581 | 15.7342 | 15.6572
2021 | 15.6681 | 16.4851 | 16.0802 | 17.2614 | 15.3103 | 14.5586 | 13.7207 | 14.6216 | 14.9626 | 18.3289 | 15.5678 | 15.6585 | 16.2108
2022 | 16.413 | 16.7801 | 16.6224 | 17.9424 | 16.1912 | 15.8337 | 14.5844 | 14.7392 | 15.9204 | 19.4004 | 16.1567 | 16.2406 | 17.0347
2023 | 18.0395 | 17.4532 | 17.2946 | 19.3731 | 16.9301 | 16.5859 | 16.4825 | 17.0392 | 17.9619 | 22.2584 | 18.7982 | 17.9285 | 18.1263
2024 | 18.0685 | 17.9283 | 18.8753 | 21.4695 | 18.1648 | 16.6443 | 17.1264 | 18.1273 | 20.0797 | 22.3317 | 9.7364 | 17.7754 | 18.8416
2025 | 19.4255 | 19.6629 | 18.6091 | 21.4688 | 18.5907 | 17.6822 | 18.2068 | 18.3165 | 19.6258 | 23.4017 | 19.5071 | 18.9046 | 18.7569
2026 | 19.4562 | 20.7447 | 20.4018 | 22.7725 | 18.9021 | 18.0963 | 19.3053 | 19.5658 | 20.8202 | 23.14 | 11.1855 | 19.8094 | 19.2744
2027 | 21.271 | 21.1549 | 21.3853 | 23.0963 | 19.4074 | 18.5281 | 20.0915 | 20.2194 | 22.4072 | 25.1219 | 21.6262 | 20.5231 | 21.8707
2028 | 22.9345 | 22.9694 | 23.0825 | 23.9727 | 23.9769 | 20.6425 | 20.1766 | 23.9078 | 23.0457 | 23.9708 | 23.133 | 23.1492 | 23.9765
2029 | 24.0138 | -4.7489 | 24.4484 | 24.5794 | 21.2598 | 22.4339 | 22.2972 | 25.5609 | 24.3746 | 40.6127 | 25.5718 | 25.5937 | 30.6593
2030 | 27.6961 | 32.8811 | 29.942 | 26.6986 | 23.0355 | 24.8459 | 23.6075 | 29.017 | 28.0285 | 27.8979 | 28.3708 | 27.9464 | 35.0801
2031 | 28.9383 | 36.2365 | 32.3583 | 27.3733 | 24.032 | 24.5979 | 24.5174 | 30.7892 | 29.844 | 27.8815 | 29.5223 | 28.618 | 37.9315
2032 | 31.0712 | 38.1364 | 33.6448 | 28.4166 | 24.9576 | 26.2273 | 24.9023 | 38.7385 | 32.0086 | 28.6144 | 31.0495 | 31.9431 | 40.9402
2033 | 37.9243 | 45.0345 | 42.0717 | 32.1221 | 26.7844 | 29.5144 | 27.7484 | 55.869 | 44.1202 | 31.649 | 37.4613 | 39.5672 | 52.1412
2034 | 44.209 | 52.7086 | 47.3926 | 39.3646 | 31.3631 | 35.7177 | 33.6275 | 57.5739 | 53.4357 | 38.607 | 45.5812 | 44.9013 | 59.3295
2035 | 13.9666 | 24.8621 | 19.8194 | 13.1244 | 7.8296 | 6.6908 | 3.8501 | 8.7347 | 11.555 | 12.6273 | 19.8156 | 23.8157 | 27.7572
2036 | 14.8658 | 25.8572 | 20.2649 | 13.8415 | 8.3148 | 6.9035 | 3.7122 | 9.0922 | 11.7872 | 14.4429 | 21.3195 | 26.4608 | 29.9899
2037 | 16.3327 | 27.7751 | 23.0358 | 16.4754 | 10.9841 | 7.7074 | 4.827 | 9.522 | 12.3193 | 16.4475 | 22.0912 | 28.3488 | 30.6807
|  | 31 | 28 | 31 | 30 | 31 | 30 | 31 | 31 | 30 | 31 | 30 | 31

## Table 4
Appendix B
Table 4
Burnertip Natural Gas Price Forecast |  |  |  | Quote Date
Utah Sch 37 Solar F - 10.0 MW and 26.8% CF |  |  |  | 2017-03-31
PacifiCorp
| Delivered | Delivered | Delivered
Year | IRP - Utah Greenfield | IRP West Side | IRP - Wyo NE
| Fuel Cost | Fuel Cost | Fuel Cost
2016 | 2.32 | 2.29 | 2.35
2017 | 2.95 | 2.97 | 2.97 |  | IRP - Utah Greenfield | IRP West Side | IRP - Wyo NE |  |  | IRP West Side
2018 | 2.7 | 2.72 | 2.7 | Peak Type: | Delivered | Delivered | Delivered | Year | IRP - Utah Greenfield | Pacific NW | IRP - Wyo NE
2019 | 2.48 | 2.5 | 2.48 | 2016-01-01 | 2.2765 | 2.3298 | 2.2758 | 2016 | 47 | 43 | 46
2020 | 2.51 | 2.5 | 2.48 | 2016-02-01 | 1.8453 | 1.7802 | 1.829 | 2016
2021 | 2.56 | 2.52 | 2.53 | 2016-03-01 | 1.5255 | 1.4753 | 1.5765 | 2016
2022 | 2.58 | 2.53 | 2.55 | 2016-04-01 | 1.6911 | 1.5825 | 1.7513 | 2016
2023 | 3.02 | 2.91 | 2.99 | 2016-05-01 | 1.7311 | 1.6894 | 1.8005 | 2016
2024 | 3.64 | 3.5 | 3.61 | 2016-06-01 | 2.3389 | 2.2756 | 2.3648 | 2016
2025 | 3.84 | 3.78 | 3.81 | 2016-07-01 | 2.5811 | 2.549 | 2.6063 | 2016
2026 | 3.84 | 3.77 | 3.81 | 2016-08-01 | 2.6355 | 2.6323 | 2.6356 | 2016
2027 | 3.99 | 3.92 | 3.95 | 2016-09-01 | 2.7124 | 2.7264 | 2.7682 | 2016
2028 | 4.18 | 4.15 | 4.15 | 2016-10-01 | 2.6864 | 2.6567 | 2.75 | 2016
2029 | 4.5 | 4.51 | 4.47 | 2016-11-01 | 2.2697 | 2.2517 | 2.3067 | 2016
2030 | 4.85 | 4.88 | 4.81 | 2016-12-01 | 3.5125 | 3.5697 | 3.5519 | 2016
2031 | 5.07 | 5.11 | 5.04 | 2017-01-01 | 3.2525 | 3.3526 | 3.2802 | 2017
2032 | 5.31 | 5.38 | 5.28 | 2017-02-01 | 2.6307 | 2.6477 | 2.6686 | 2017
2033 | 5.65 | 5.76 | 5.62 | 2017-03-01 | 2.5702 | 2.5227 | 2.6204 | 2017
2034 | 5.93 | 6.02 | 5.9 | 2017-04-01 | 2.6571 | 2.6036 | 2.7065 | 2017
2035 | 6.25 | 6.29 | 6.23 | 2017-05-01 | 2.8076 | 2.8311 | 2.8346 | 2017
2036 | 6.73 | 6.8 | 6.7 | 2017-06-01 | 2.8755 | 2.9055 | 2.9027 | 2017
2037 | 6.93 | 7.05 | 6.9 | 2017-07-01 | 3.0076 | 3.0382 | 3.038 | 2017
2038 | 7.3 | 7.46 | 7.28 | 2017-08-01 | 3.0633 | 3.088 | 3.0631 | 2017
2039 | 7.56 | 7.75 | 7.54 | 2017-09-01 | 3.0454 | 3.0779 | 3.04 | 2017
2040 | 7.84 | 8.03 | 7.82 | 2017-10-01 | 3.0224 | 3.0453 | 3.0247 | 2017
2041 | 8.04 | 8.24 | 8.03 | 2017-11-01 | 3.1056 | 3.1196 | 3.0877 | 2017
2042 | 8.25 | 8.45 | 8.24 | 2017-12-01 | 3.3872 | 3.3619 | 3.3577 | 2017
|  |  |  | 2018-01-01 | 3.4117 | 3.3685 | 3.4233 | 2018
|  |  |  | 2018-02-01 | 3.3576 | 3.3151 | 3.3664 | 2018
|  |  |  | 2018-03-01 | 3.1133 | 3.1774 | 3.1031 | 2018
Official Forward Price Curve Forecast dated Mar 31, 2017 |  |  |  | 2018-04-01 | 2.4663 | 2.442 | 2.4995 | 2018
|  |  |  | 2018-05-01 | 2.3321 | 2.3877 | 2.3622 | 2018
|  |  |  | 2018-06-01 | 2.353 | 2.4108 | 2.3858 | 2018
|  |  |  | 2018-07-01 | 2.4602 | 2.4787 | 2.4626 | 2018
|  |  |  | 2018-08-01 | 2.4633 | 2.4943 | 2.4657 | 2018
|  |  |  | 2018-09-01 | 2.4413 | 2.4751 | 2.4462 | 2018
|  |  |  | 2018-10-01 | 2.4036 | 2.4882 | 2.4032 | 2018
|  |  |  | 2018-11-01 | 2.6566 | 2.7124 | 2.6266 | 2018
|  |  |  | 2018-12-01 | 2.8872 | 2.8618 | 2.8658 | 2018
|  |  |  | 2019-01-01 | 2.9046 | 2.9442 | 2.9089 | 2019
|  |  |  | 2019-02-01 | 2.8724 | 2.9176 | 2.892 | 2019
|  |  |  | 2019-03-01 | 2.7505 | 2.8452 | 2.767 | 2019
|  |  |  | 2019-04-01 | 2.2826 | 2.2182 | 2.2946 | 2019
|  |  |  | 2019-05-01 | 2.1913 | 2.1861 | 2.1977 | 2019
|  |  |  | 2019-06-01 | 2.2112 | 2.2182 | 2.2152 | 2019
|  |  |  | 2019-07-01 | 2.2699 | 2.3062 | 2.2792 | 2019
|  |  |  | 2019-08-01 | 2.2821 | 2.3284 | 2.2915 | 2019
|  |  |  | 2019-09-01 | 2.2755 | 2.3344 | 2.2823 | 2019
|  |  |  | 2019-10-01 | 2.3138 | 2.3595 | 2.3233 | 2019
|  |  |  | 2019-11-01 | 2.5689 | 2.6159 | 2.5359 | 2019
|  |  |  | 2019-12-01 | 2.7877 | 2.7662 | 2.7608 | 2019
|  |  |  | 2020-01-01 | 2.8816 | 2.8537 | 2.8525 | 2020
|  |  |  | 2020-02-01 | 2.852 | 2.8321 | 2.8407 | 2020
|  |  |  | 2020-03-01 | 2.7551 | 2.7718 | 2.7383 | 2020
|  |  |  | 2020-04-01 | 2.3036 | 2.2187 | 2.2157 | 2020
|  |  |  | 2020-05-01 | 2.226 | 2.2002 | 2.2146 | 2020
|  |  |  | 2020-06-01 | 2.2546 | 2.2409 | 2.2408 | 2020
|  |  |  | 2020-07-01 | 2.3184 | 2.3239 | 2.3074 | 2020
|  |  |  | 2020-08-01 | 2.3459 | 2.3711 | 2.335 | 2020
|  |  |  | 2020-09-01 | 2.3428 | 2.3781 | 2.3294 | 2020
|  |  |  | 2020-10-01 | 2.3786 | 2.4007 | 2.3678 | 2020
|  |  |  | 2020-11-01 | 2.6082 | 2.6522 | 2.5728 | 2020
|  |  |  | 2020-12-01 | 2.8061 | 2.7919 | 2.7716 | 2020
|  |  |  | 2021-01-01 | 2.9337 | 2.8874 | 2.8997 | 2021
|  |  |  | 2021-02-01 | 2.9189 | 2.8929 | 2.9027 | 2021
|  |  |  | 2021-03-01 | 2.8342 | 2.7943 | 2.8126 | 2021
|  |  |  | 2021-04-01 | 2.3597 | 2.2338 | 2.3361 | 2021
|  |  |  | 2021-05-01 | 2.2694 | 2.2153 | 2.248 | 2021
|  |  |  | 2021-06-01 | 2.3087 | 2.2489 | 2.2848 | 2021
|  |  |  | 2021-07-01 | 2.3495 | 2.3269 | 2.3284 | 2021
|  |  |  | 2021-08-01 | 2.375 | 2.3721 | 2.354 | 2021
|  |  |  | 2021-09-01 | 2.3928 | 2.3822 | 2.3694 | 2021
|  |  |  | 2021-10-01 | 2.4107 | 2.4048 | 2.3899 | 2021
|  |  |  | 2021-11-01 | 2.6587 | 2.6591 | 2.6184 | 2021
|  |  |  | 2021-12-01 | 2.852 | 2.8019 | 2.8177 | 2021
|  |  |  | 2022-01-01 | 2.9796 | 2.9025 | 2.9432 | 2022
|  |  |  | 2022-02-01 | 2.9556 | 2.904 | 2.9396 | 2022
|  |  |  | 2022-03-01 | 2.8678 | 2.8024 | 2.8438 | 2022
|  |  |  | 2022-04-01 | 2.3729 | 2.2369 | 2.334 | 2022
|  |  |  | 2022-05-01 | 2.2862 | 2.2192 | 2.2495 | 2022
|  |  |  | 2022-06-01 | 2.3199 | 2.255 | 2.2807 | 2022
|  |  |  | 2022-07-01 | 2.3704 | 2.3349 | 2.334 | 2022
|  |  |  | 2022-08-01 | 2.399 | 2.3832 | 2.3627 | 2022
|  |  |  | 2022-09-01 | 2.4092 | 2.3932 | 2.3704 | 2022
|  |  |  | 2022-10-01 | 2.4326 | 2.4139 | 2.3965 | 2022
|  |  |  | 2022-11-01 | 2.7051 | 2.6722 | 2.6522 | 2022
|  |  |  | 2022-12-01 | 2.8888 | 2.818 | 2.8392 | 2022
|  |  |  | 2023-01-01 | 3.0245 | 2.9366 | 2.9729 | 2023
|  |  |  | 2023-02-01 | 3.0061 | 2.9361 | 2.975 | 2023
|  |  |  | 2023-03-01 | 2.9173 | 2.8336 | 2.8781 | 2023
|  |  |  | 2023-04-01 | 2.4184 | 2.2791 | 2.3822 | 2023
|  |  |  | 2023-05-01 | 2.9377 | 2.8091 | 2.9038 | 2023
|  |  |  | 2023-06-01 | 2.9675 | 2.7563 | 2.9311 | 2023
|  |  |  | 2023-07-01 | 2.9993 | 2.8668 | 2.9655 | 2023
|  |  |  | 2023-08-01 | 3.0395 | 2.9617 | 3.0059 | 2023
|  |  |  | 2023-09-01 | 3.038 | 2.9282 | 3.0019 | 2023
|  |  |  | 2023-10-01 | 3.1016 | 3.0027 | 3.0683 | 2023
|  |  |  | 2023-11-01 | 3.3025 | 3.2284 | 3.2522 | 2023
|  |  |  | 2023-12-01 | 3.5304 | 3.4298 | 3.4835 | 2023
|  |  |  | 2024-01-01 | 3.5974 | 3.5392 | 3.5483 | 2024
|  |  |  | 2024-02-01 | 3.5883 | 3.5719 | 3.5596 | 2024
|  |  |  | 2024-03-01 | 3.4643 | 3.5272 | 3.4274 | 2024
|  |  |  | 2024-04-01 | 3.0554 | 2.8877 | 3.0219 | 2024
|  |  |  | 2024-05-01 | 3.5893 | 3.3989 | 3.558 | 2024
|  |  |  | 2024-06-01 | 3.6151 | 3.2575 | 3.5814 | 2024
|  |  |  | 2024-07-01 | 3.628 | 3.3989 | 3.597 | 2024
|  |  |  | 2024-08-01 | 3.6799 | 3.5403 | 3.649 | 2024
|  |  |  | 2024-09-01 | 3.6669 | 3.4631 | 3.6334 | 2024
|  |  |  | 2024-10-01 | 3.7706 | 3.5917 | 3.7401 | 2024
|  |  |  | 2024-11-01 | 3.9001 | 3.7845 | 3.8522 | 2024
|  |  |  | 2024-12-01 | 4.172 | 4.0415 | 4.1279 | 2024
|  |  |  | 2025-01-01 | 4.1704 | 4.1418 | 4.1237 | 2025
|  |  |  | 2025-02-01 | 4.1704 | 4.2077 | 4.1441 | 2025
|  |  |  | 2025-03-01 | 4.0111 | 4.2209 | 3.9765 | 2025
|  |  |  | 2025-04-01 | 3.6925 | 3.4962 | 3.6617 | 2025
|  |  |  | 2025-05-01 | 3.6394 | 3.5094 | 3.6083 | 2025
|  |  |  | 2025-06-01 | 3.6261 | 3.3776 | 3.5925 | 2025
|  |  |  | 2025-07-01 | 3.6394 | 3.5358 | 3.6083 | 2025
|  |  |  | 2025-08-01 | 3.7191 | 3.628 | 3.6884 | 2025
|  |  |  | 2025-09-01 | 3.7323 | 3.549 | 3.6991 | 2025
|  |  |  | 2025-10-01 | 3.7855 | 3.6411 | 3.7551 | 2025
|  |  |  | 2025-11-01 | 3.8916 | 3.8651 | 3.8437 | 2025
|  |  |  | 2025-12-01 | 4.0376 | 4.1549 | 3.9929 | 2025
|  |  |  | 2026-01-01 | 4.0941 | 4.2404 | 4.047 | 2026
|  |  |  | 2026-02-01 | 4.1212 | 4.173 | 4.0948 | 2026
|  |  |  | 2026-03-01 | 3.9173 | 4.0786 | 3.8823 | 2026
|  |  |  | 2026-04-01 | 3.6591 | 3.458 | 3.6281 | 2026
|  |  |  | 2026-05-01 | 3.6047 | 3.5255 | 3.5735 | 2026
|  |  |  | 2026-06-01 | 3.6183 | 3.4041 | 3.5846 | 2026
|  |  |  | 2026-07-01 | 3.6591 | 3.5929 | 3.6281 | 2026
|  |  |  | 2026-08-01 | 3.7678 | 3.6738 | 3.7373 | 2026
|  |  |  | 2026-09-01 | 3.7678 | 3.5659 | 3.7348 | 2026
|  |  |  | 2026-10-01 | 3.8086 | 3.6333 | 3.7782 | 2026
|  |  |  | 2026-11-01 | 3.9309 | 3.8087 | 3.8832 | 2026
|  |  |  | 2026-12-01 | 4.1349 | 4.0786 | 4.0906 | 2026
|  |  |  | 2027-01-01 | 4.2106 | 4.2766 | 4.164 | 2027
|  |  |  | 2027-02-01 | 4.2246 | 4.2627 | 4.1986 | 2027
|  |  |  | 2027-03-01 | 4.0852 | 4.2488 | 4.0509 | 2027
|  |  |  | 2027-04-01 | 3.8065 | 3.6819 | 3.7762 | 2027
|  |  |  | 2027-05-01 | 3.7787 | 3.7235 | 3.7482 | 2027
|  |  |  | 2027-06-01 | 3.7648 | 3.5851 | 3.7317 | 2027
|  |  |  | 2027-07-01 | 3.8205 | 3.7372 | 3.7902 | 2027
|  |  |  | 2027-08-01 | 3.8902 | 3.834 | 3.8602 | 2027
|  |  |  | 2027-09-01 | 3.8902 | 3.7096 | 3.8576 | 2027
|  |  |  | 2027-10-01 | 4.0016 | 3.8064 | 3.9721 | 2027
|  |  |  | 2027-11-01 | 4.0992 | 3.9585 | 4.0521 | 2027
|  |  |  | 2027-12-01 | 4.2803 | 4.1935 | 4.2366 | 2027
|  |  |  | 2028-01-01 | 4.3591 | 4.3685 | 4.3131 | 2028
|  |  |  | 2028-02-01 | 4.3591 | 4.4677 | 4.3336 | 2028
|  |  |  | 2028-03-01 | 4.1876 | 4.4393 | 4.1538 | 2028
|  |  |  | 2028-04-01 | 3.9877 | 3.8866 | 3.9582 | 2028
|  |  |  | 2028-05-01 | 3.9449 | 3.9717 | 3.9151 | 2028
|  |  |  | 2028-06-01 | 3.9306 | 3.8157 | 3.8982 | 2028
|  |  |  | 2028-07-01 | 4.002 | 3.9858 | 3.9725 | 2028
|  |  |  | 2028-08-01 | 4.1019 | 4.0991 | 4.0728 | 2028
|  |  |  | 2028-09-01 | 4.1162 | 3.9717 | 4.0846 | 2028
|  |  |  | 2028-10-01 | 4.2162 | 4.0991 | 4.1876 | 2028
|  |  |  | 2028-11-01 | 4.3591 | 4.2551 | 4.3131 | 2028
|  |  |  | 2028-12-01 | 4.6018 | 4.496 | 4.5595 | 2028
|  |  |  | 2029-01-01 | 4.7171 | 4.811 | 4.6727 | 2029
|  |  |  | 2029-02-01 | 4.7318 | 4.8982 | 4.7079 | 2029
|  |  |  | 2029-03-01 | 4.6 | 4.811 | 4.5679 | 2029
|  |  |  | 2029-04-01 | 4.2779 | 4.2009 | 4.2496 | 2029
|  |  |  | 2029-05-01 | 4.2487 | 4.2445 | 4.2202 | 2029
|  |  |  | 2029-06-01 | 4.2194 | 4.1573 | 4.1882 | 2029
|  |  |  | 2029-07-01 | 4.2926 | 4.1428 | 4.2643 | 2029
|  |  |  | 2029-08-01 | 4.3951 | 4.3171 | 4.3672 | 2029
|  |  |  | 2029-09-01 | 4.4097 | 4.2445 | 4.3793 | 2029
|  |  |  | 2029-10-01 | 4.4975 | 4.4624 | 4.4701 | 2029
|  |  |  | 2029-11-01 | 4.6586 | 4.811 | 4.6139 | 2029
|  |  |  | 2029-12-01 | 4.966 | 5.0725 | 4.9252 | 2029
|  |  |  | 2030-01-01 | 5.0304 | 5.2879 | 4.9873 | 2030
|  |  |  | 2030-02-01 | 5.0454 | 5.3177 | 5.0228 | 2030
|  |  |  | 2030-03-01 | 4.9104 | 5.139 | 4.8796 | 2030
|  |  |  | 2030-04-01 | 4.5953 | 4.5732 | 4.5683 | 2030
|  |  |  | 2030-05-01 | 4.5803 | 4.5881 | 4.5532 | 2030
|  |  |  | 2030-06-01 | 4.5503 | 4.4689 | 4.5205 | 2030
|  |  |  | 2030-07-01 | 4.6253 | 4.4689 | 4.5984 | 2030
|  |  |  | 2030-08-01 | 4.7603 | 4.6625 | 4.734 | 2030
|  |  |  | 2030-09-01 | 4.8354 | 4.5732 | 4.8068 | 2030
|  |  |  | 2030-10-01 | 4.8954 | 4.7667 | 4.8696 | 2030
|  |  |  | 2030-11-01 | 5.0454 | 5.2432 | 5.0023 | 2030
|  |  |  | 2030-12-01 | 5.2705 | 5.4815 | 5.2309 | 2030
|  |  |  | 2031-01-01 | 5.3871 | 5.7094 | 5.3455 | 2031
|  |  |  | 2031-02-01 | 5.4333 | 5.7551 | 5.4123 | 2031
|  |  |  | 2031-03-01 | 5.2026 | 5.3888 | 5.173 | 2031
|  |  |  | 2031-04-01 | 4.8027 | 4.8393 | 4.7766 | 2031
|  |  |  | 2031-05-01 | 4.7566 | 4.8241 | 4.7303 | 2031
|  |  |  | 2031-06-01 | 4.7566 | 4.6409 | 4.7277 | 2031
|  |  |  | 2031-07-01 | 4.8796 | 4.6409 | 4.8537 | 2031
|  |  |  | 2031-08-01 | 4.9872 | 4.8393 | 4.9619 | 2031
|  |  |  | 2031-09-01 | 5.0026 | 4.7325 | 4.9748 | 2031
|  |  |  | 2031-10-01 | 5.0488 | 4.9461 | 5.0236 | 2031
|  |  |  | 2031-11-01 | 5.1872 | 5.2515 | 5.1448 | 2031
|  |  |  | 2031-12-01 | 5.4025 | 5.7094 | 5.3635 | 2031
|  |  |  | 2032-01-01 | 5.5378 | 5.9295 | 5.4968 | 2032
|  |  |  | 2032-02-01 | 5.5694 | 5.9295 | 5.549 | 2032
|  |  |  | 2032-03-01 | 5.3645 | 5.5227 | 5.3356 | 2032
|  |  |  | 2032-04-01 | 5.0807 | 5.0534 | 5.0557 | 2032
|  |  |  | 2032-05-01 | 4.9389 | 5.0378 | 4.9133 | 2032
|  |  |  | 2032-06-01 | 4.923 | 4.8969 | 4.8948 | 2032
|  |  |  | 2032-07-01 | 5.1438 | 4.9126 | 5.119 | 2032
|  |  |  | 2032-08-01 | 5.3329 | 5.1317 | 5.309 | 2032
|  |  |  | 2032-09-01 | 5.3014 | 5.0691 | 5.2748 | 2032
|  |  |  | 2032-10-01 | 5.3645 | 5.4602 | 5.3407 | 2032
|  |  |  | 2032-11-01 | 5.4748 | 5.6479 | 5.4335 | 2032
|  |  |  | 2032-12-01 | 5.7113 | 6.0077 | 5.6736 | 2032
|  |  |  | 2033-01-01 | 5.8059 | 6.2213 | 5.766 | 2033
|  |  |  | 2033-02-01 | 5.822 | 6.3977 | 5.8027 | 2033
|  |  |  | 2033-03-01 | 5.6282 | 5.8365 | 5.6003 | 2033
|  |  |  | 2033-04-01 | 5.4343 | 5.4516 | 5.4108 | 2033
|  |  |  | 2033-05-01 | 5.2565 | 5.4837 | 5.2323 | 2033
|  |  |  | 2033-06-01 | 5.2403 | 5.3232 | 5.2134 | 2033
|  |  |  | 2033-07-01 | 5.5473 | 5.3393 | 5.5243 | 2033
|  |  |  | 2033-08-01 | 5.7251 | 5.5318 | 5.7028 | 2033
|  |  |  | 2033-09-01 | 5.6766 | 5.4516 | 5.6516 | 2033
|  |  |  | 2033-10-01 | 5.709 | 5.7082 | 5.6866 | 2033
|  |  |  | 2033-11-01 | 5.7574 | 6.0289 | 5.7174 | 2033
|  |  |  | 2033-12-01 | 6.1614 | 6.3817 | 6.1256 | 2033
|  |  |  | 2034-01-01 | 6.2825 | 6.6062 | 6.2447 | 2034
|  |  |  | 2034-02-01 | 6.2992 | 6.6883 | 6.2819 | 2034
|  |  |  | 2034-03-01 | 6.0507 | 6.2939 | 6.0247 | 2034
|  |  |  | 2034-04-01 | 5.7692 | 5.8829 | 5.7471 | 2034
|  |  |  | 2034-05-01 | 5.6035 | 5.7514 | 5.5807 | 2034
|  |  |  | 2034-06-01 | 5.5538 | 5.62 | 5.5282 | 2034
|  |  |  | 2034-07-01 | 5.7525 | 5.472 | 5.7304 | 2034
|  |  |  | 2034-08-01 | 5.9348 | 5.7021 | 5.9134 | 2034
|  |  |  | 2034-09-01 | 5.8354 | 5.5541 | 5.811 | 2034
|  |  |  | 2034-10-01 | 5.8519 | 5.8336 | 5.8302 | 2034
|  |  |  | 2034-11-01 | 5.9182 | 6.2281 | 5.8788 | 2034
|  |  |  | 2034-12-01 | 6.3157 | 6.5569 | 6.2805 | 2034
|  |  |  | 2035-01-01 | 6.4569 | 6.7705 | 6.4198 | 2035
|  |  |  | 2035-02-01 | 6.4908 | 6.8884 | 6.4743 | 2035
|  |  |  | 2035-03-01 | 6.2871 | 6.5346 | 6.2621 | 2035
|  |  |  | 2035-04-01 | 6.0664 | 6.1809 | 6.0456 | 2035
|  |  |  | 2035-05-01 | 6.0324 | 6.0797 | 6.0115 | 2035
|  |  |  | 2035-06-01 | 5.9306 | 5.827 | 5.9066 | 2035
|  |  |  | 2035-07-01 | 6.2022 | 5.8101 | 6.182 | 2035
|  |  |  | 2035-08-01 | 6.338 | 5.8776 | 6.3183 | 2035
|  |  |  | 2035-09-01 | 6.1853 | 5.9113 | 6.1624 | 2035
|  |  |  | 2035-10-01 | 6.1853 | 6.2145 | 6.1649 | 2035
|  |  |  | 2035-11-01 | 6.2362 | 6.5346 | 6.1982 | 2035
|  |  |  | 2035-12-01 | 6.6097 | 6.8548 | 6.5758 | 2035
|  |  |  | 2036-01-01 | 6.8689 | 7.1186 | 6.8335 | 2036
|  |  |  | 2036-02-01 | 6.8166 | 7.2569 | 6.8015 | 2036
|  |  |  | 2036-03-01 | 6.6947 | 6.9284 | 6.6714 | 2036
|  |  |  | 2036-04-01 | 6.5032 | 6.6692 | 6.4841 | 2036
|  |  |  | 2036-05-01 | 6.4857 | 6.6173 | 6.4666 | 2036
|  |  |  | 2036-06-01 | 6.3987 | 6.3753 | 6.3767 | 2036
|  |  |  | 2036-07-01 | 6.6773 | 6.3408 | 6.6591 | 2036
|  |  |  | 2036-08-01 | 6.9038 | 6.479 | 6.8864 | 2036
|  |  |  | 2036-09-01 | 6.7121 | 6.4445 | 6.6914 | 2036
|  |  |  | 2036-10-01 | 6.7121 | 6.7556 | 6.694 | 2036
|  |  |  | 2036-11-01 | 6.7644 | 7.1704 | 6.7285 | 2036
|  |  |  | 2036-12-01 | 7.165 | 7.4816 | 7.1334 | 2036
|  |  |  | 2037-01-01 | 7.3266 | 7.6679 | 7.2931 | 2037
|  |  |  | 2037-02-01 | 7.2909 | 7.7565 | 7.2778 | 2037
|  |  |  | 2037-03-01 | 7.0052 | 7.402 | 6.9832 | 2037
|  |  |  | 2037-04-01 | 6.666 | 6.8882 | 6.6477 | 2037
|  |  |  | 2037-05-01 | 6.666 | 6.7997 | 6.6477 | 2037
|  |  |  | 2037-06-01 | 6.5946 | 6.5162 | 6.5734 | 2037
|  |  |  | 2037-07-01 | 6.8267 | 6.4984 | 6.8091 | 2037
|  |  |  | 2037-08-01 | 6.9695 | 6.6048 | 6.9524 | 2037
|  |  |  | 2037-09-01 | 6.7553 | 6.5693 | 6.7348 | 2037
|  |  |  | 2037-10-01 | 6.8267 | 6.9414 | 6.8091 | 2037
|  |  |  | 2037-11-01 | 6.8802 | 7.2426 | 6.8448 | 2037
|  |  |  | 2037-12-01 | 7.3088 | 7.6856 | 7.2778 | 2037
|  |  |  | 2038-01-01 | 7.4991 | 7.9028 | 7.4663 | 2038
|  |  |  | 2038-02-01 | 7.4807 | 7.9936 | 7.4684 | 2038
|  |  |  | 2038-03-01 | 7.2793 | 7.6301 | 7.2584 | 2038
|  |  |  | 2038-04-01 | 7.0594 | 7.3029 | 7.0427 | 2038
|  |  |  | 2038-05-01 | 7.0411 | 7.2665 | 7.0244 | 2038
|  |  |  | 2038-06-01 | 6.9861 | 6.9756 | 6.9666 | 2038
|  |  |  | 2038-07-01 | 7.2975 | 7.012 | 7.2819 | 2038
|  |  |  | 2038-08-01 | 7.4258 | 7.121 | 7.4107 | 2038
|  |  |  | 2038-09-01 | 7.2243 | 7.0665 | 7.2057 | 2038
|  |  |  | 2038-10-01 | 7.2243 | 7.4483 | 7.2083 | 2038
|  |  |  | 2038-11-01 | 7.3159 | 7.6846 | 7.2824 | 2038
|  |  |  | 2038-12-01 | 7.7921 | 8.0846 | 7.7632 | 2038
|  |  |  | 2039-01-01 | 7.9387 | 8.3499 | 7.9078 | 2039
|  |  |  | 2039-02-01 | 7.9387 | 8.4058 | 7.9282 | 2039
|  |  |  | 2039-03-01 | 7.6379 | 7.9209 | 7.6186 | 2039
|  |  |  | 2039-04-01 | 7.2997 | 7.5665 | 7.284 | 2039
|  |  |  | 2039-05-01 | 7.3185 | 7.5479 | 7.3029 | 2039
|  |  |  | 2039-06-01 | 7.2057 | 7.3241 | 7.1871 | 2039
|  |  |  | 2039-07-01 | 7.4688 | 7.2868 | 7.4538 | 2039
|  |  |  | 2039-08-01 | 7.6003 | 7.38 | 7.5859 | 2039
|  |  |  | 2039-09-01 | 7.3936 | 7.3241 | 7.3757 | 2039
|  |  |  | 2039-10-01 | 7.4312 | 7.6598 | 7.4161 | 2039
|  |  |  | 2039-11-01 | 7.5252 | 7.8649 | 7.4925 | 2039
|  |  |  | 2039-12-01 | 7.995 | 8.3499 | 7.9669 | 2039
|  |  |  | 2040-01-01 | 8.1839 | 8.6426 | 8.154 | 2040
|  |  |  | 2040-02-01 | 8.1839 | 8.7958 | 8.1745 | 2040
|  |  |  | 2040-03-01 | 7.8754 | 8.2408 | 7.857 | 2040
|  |  |  | 2040-04-01 | 7.5475 | 7.8964 | 7.5329 | 2040
|  |  |  | 2040-05-01 | 7.5668 | 7.839 | 7.5523 | 2040
|  |  |  | 2040-06-01 | 7.4511 | 7.4562 | 7.4335 | 2040
|  |  |  | 2040-07-01 | 7.7018 | 7.4179 | 7.6879 | 2040
|  |  |  | 2040-08-01 | 7.8754 | 7.6667 | 7.8622 | 2040
|  |  |  | 2040-09-01 | 7.7211 | 7.5902 | 7.7047 | 2040
|  |  |  | 2040-10-01 | 7.7597 | 7.9347 | 7.746 | 2040
|  |  |  | 2040-11-01 | 7.8947 | 8.2217 | 7.8636 | 2040
|  |  |  | 2040-12-01 | 8.3189 | 8.6236 | 8.2921 | 2040
|  |  |  | 2041-01-01 | 8.3969 | 8.8665 | 8.3679 | 2041
|  |  |  | 2041-02-01 | 8.3969 | 9.0236 | 8.3884 | 2041
|  |  |  | 2041-03-01 | 8.0804 | 8.4543 | 8.0629 | 2041
|  |  |  | 2041-04-01 | 7.7441 | 8.1009 | 7.7303 | 2041
|  |  |  | 2041-05-01 | 7.7639 | 8.0419 | 7.7502 | 2041
|  |  |  | 2041-06-01 | 7.6452 | 7.6493 | 7.6284 | 2041
|  |  |  | 2041-07-01 | 7.9023 | 7.61 | 7.8892 | 2041
|  |  |  | 2041-08-01 | 8.0804 | 7.8652 | 8.068 | 2041
|  |  |  | 2041-09-01 | 7.9221 | 7.7867 | 7.9065 | 2041
|  |  |  | 2041-10-01 | 7.9617 | 8.1402 | 7.9488 | 2041
|  |  |  | 2041-11-01 | 8.1002 | 8.4346 | 8.07 | 2041
|  |  |  | 2041-12-01 | 8.5355 | 8.847 | 8.5097 | 2041
|  |  |  | 2042-01-01 | 8.6156 | 9.0963 | 8.5875 | 2042
|  |  |  | 2042-02-01 | 8.6156 | 9.2574 | 8.608 | 2042
|  |  |  | 2042-03-01 | 8.2908 | 8.6732 | 8.2742 | 2042
|  |  |  | 2042-04-01 | 7.9457 | 8.3107 | 7.9328 | 2042
|  |  |  | 2042-05-01 | 7.966 | 8.2502 | 7.9531 | 2042
|  |  |  | 2042-06-01 | 7.8443 | 7.8474 | 7.8283 | 2042
|  |  |  | 2042-07-01 | 8.1082 | 7.8071 | 8.0959 | 2042
|  |  |  | 2042-08-01 | 8.2908 | 8.069 | 8.2793 | 2042
|  |  |  | 2042-09-01 | 8.1285 | 7.9884 | 8.1137 | 2042
|  |  |  | 2042-10-01 | 8.169 | 8.351 | 8.157 | 2042
|  |  |  | 2042-11-01 | 8.3111 | 8.6532 | 8.2818 | 2042
|  |  |  | 2042-12-01 | 8.7576 | 9.0762 | 8.7327 | 2042
|  |  |  | 2043-01-01 | 8.8399 | 9.332 | 8.8128 | 2043
|  |  |  | 2043-02-01 | 8.8399 | 9.4973 | 8.8333 | 2043
|  |  |  | 2043-03-01 | 8.5066 | 8.8979 | 8.4909 | 2043
Note on G5: PacifiCorp: Date that deal is evaluated.

## Table 5
Appendix B
Table 5 | [9 empty] | Study_Name:
Utah Sch 37 Solar F - 10.0 MW and 26.8% CF | [9 empty] | Utah Sch 37 Solar F
June 2017 through December 2037 | [6 empty] | Start | 2017-06-01 |  | Resource Capacity
Nominal Avoided Costs Calculated Monthly | [6 empty] | End | 2037-12-01 |  | 10 | MW
15 Year starting 2020 | 4755437.8811 | 0 | 4755437.8811 | 218111.3826 | 21.8028 |  |  |  |  | 26.84% | CF
Nominal NPV at 6.57% Discount Rate | [6 empty] | Discount Rate - 2017 IRP
[7 empty] | 6.57% | 0.5317%
15 Year Starting 2018 | 4344592.3021 | 0 | 4344592.3021 | 220290.0403 | 19.7221
| Energy | Capacity $ | Total | Total | AC Price
Month | Avoided $ | 26.5% CF | Dollars | MWH | 26.5% CF | Offset | Year | Date Test | Offset |  |  |  | Total | energy | capacity
2017-06-01 | 36768.2393 | 0 | 36768.2393 | 2268.81 | 16.206 |  | 2017 | 2017-06-01 | [7 empty] | 2.209% | 2017 Inflation rate
2017-07-01 | 46319.8327 | 0 | 46319.8327 | 2138.597 | 21.659 |  | 2017 | 2017-07-01
2017-08-01 | 46769.0443 | 0 | 46769.0443 | 2257.234 | 20.7196 |  | 2017 | 2017-08-01
2017-09-01 | 37351.8182 | 0 | 37351.8182 | 2196.75 | 17.0032 |  | 2017 | 2017-09-01
2017-10-01 | 36922.2153 | 0 | 36922.2153 | 2095.91 | 17.6163 |  | 2017 | 2017-10-01
2017-11-01 | 29097.1113 | 0 | 29097.1113 | 1667.28 | 17.4518 |  | 2017 | 2017-11-01
2017-12-01 | 26600.4124 | 0 | 26600.4124 | 1408.516 | 18.8854 |  | 2017 | 2017-12-01
2018-01-01 | 35979.5737 | 0 | 35979.5737 | 1542.25 | 23.3293 | 1 | 2018 | 2018-01-01 | 273 | Net Power Cost
2018-02-01 | 35411.8835 | 0 | 35411.8835 | 1509.592 | 23.4579 | 2 | 2018 | 2018-02-01 | 361 | QF - Sch37 - UT - Solar F
2018-03-01 | 44725.1159 | 0 | 44725.1159 | 2045.07 | 21.8697 | 3 | 2018 | 2018-03-01
2018-04-01 | 37014.3938 | 0 | 37014.3938 | 2113.11 | 17.5165 | 4 | 2018 | 2018-04-01 | 2018 | 455721.5333 | 0 | 23514.334 | 19.3806 | 19.3806 | 0
2018-05-01 | 37021.6377 | 0 | 37021.6377 | 2271.215 | 16.3004 | 5 | 2018 | 2018-05-01 | 2019 | 395571.907 | 0 | 23396.767 | 16.9071 | 16.9071 | 0
2018-06-01 | 37580.5403 | 0 | 37580.5403 | 2268.81 | 16.564 | 6 | 2018 | 2018-06-01 | 2020 | 336132.6348 | 0 | 23332.813 | 14.406 | 14.406 | 0
2018-07-01 | 47343.1518 | 0 | 47343.1518 | 2138.597 | 22.1375 | 7 | 2018 | 2018-07-01 | 2021 | 362926.6059 | 0 | 23163.482 | 15.6681 | 15.6681 | 0
2018-08-01 | 47802.2877 | 0 | 47802.2877 | 2257.234 | 21.1774 | 8 | 2018 | 2018-08-01 | 2022 | 378280.5712 | 0 | 23047.646 | 16.413 | 16.413 | 0
2018-09-01 | 38177.0118 | 0 | 38177.0118 | 2196.75 | 17.3789 | 9 | 2018 | 2018-09-01 | 2023 | 413686.5659 | 0 | 22932.208 | 18.0395 | 18.0395 | 0
2018-10-01 | 37737.918 | 0 | 37737.918 | 2095.91 | 18.0055 | 10 | 2018 | 2018-10-01 | 2024 | 413225.6237 | 0 | 22869.967 | 18.0685 | 18.0685 | 0
2018-11-01 | 29739.9381 | 0 | 29739.9381 | 1667.28 | 17.8374 | 11 | 2018 | 2018-11-01 | 2025 | 441027.0759 | 0 | 22703.488 | 19.4255 | 19.4255 | 0
2018-12-01 | 27188.081 | 0 | 27188.081 | 1408.516 | 19.3026 | 12 | 2018 | 2018-12-01 | 2026 | 439516.9488 | 0 | 22590.118 | 19.4562 | 19.4562 | 0
2019-01-01 | 31228.1479 | 0 | 31228.1479 | 1534.562 | 20.3499 | 14 | 2019 | 2019-01-01 | 2027 | 478109.2399 | 0 | 22477.048 | 21.271 | 21.271 | 0
2019-02-01 | 25461.8304 | 0 | 25461.8304 | 1502.004 | 16.9519 | 15 | 2019 | 2019-02-01 | 2028 | 514095.4663 | 0 | 22415.841 | 22.9345 | 22.9345 | 0
2019-03-01 | 32755.2376 | 0 | 32755.2376 | 2034.84 | 16.0972 | 16 | 2019 | 2019-03-01 | 2029 | 534375.0354 | 0 | 22252.869 | 24.0138 | 24.0138 | 0
2019-04-01 | 31130.0895 | 0 | 31130.0895 | 2102.58 | 14.8057 | 17 | 2019 | 2019-04-01 | 2030 | 613237.5223 | 0 | 22141.692 | 27.6961 | 27.6961 | 0
2019-05-01 | 33769.7737 | 0 | 33769.7737 | 2259.807 | 14.9437 | 18 | 2019 | 2019-05-01 | 2031 | 637536.4916 | 0 | 22030.879 | 28.9383 | 28.9383 | 0
2019-06-01 | 34074.2763 | 0 | 34074.2763 | 2257.44 | 15.0942 | 19 | 2019 | 2019-06-01 | 2032 | 682665.011 | 0 | 21970.997 | 31.0712 | 31.0712 | 0
2019-07-01 | 44425.1833 | 0 | 44425.1833 | 2127.933 | 20.8772 | 20 | 2019 | 2019-07-01 | 2033 | 827174.7547 | 0 | 21811.194 | 37.9243 | 37.9243 | 0
2019-08-01 | 42390.3707 | 0 | 42390.3707 | 2245.981 | 18.8739 | 21 | 2019 | 2019-08-01 | 2034 | 959426.9476 | 0 | 21702.052 | 44.209 | 44.209 | 0
2019-09-01 | 34301.8357 | 0 | 34301.8357 | 2185.74 | 15.6935 | 22 | 2019 | 2019-09-01 | 2035 | 301588.7778 | 1380505.5264 | 21593.618 | 77.8978 | 13.9666 | 63.9312
2019-10-01 | 34271.0289 | 0 | 34271.0289 | 2085.432 | 16.4335 | 23 | 2019 | 2019-10-01 | 2036 | 320130.0839 | 1414100.9965 | 21534.654 | 80.5321 | 14.8658 | 65.6663
2019-11-01 | 27609.3657 | 0 | 27609.3657 | 1659 | 16.6422 | 24 | 2019 | 2019-11-01 | 2037 | 349164.0281 | 1448513.0233 | 21378.171 | 84.0894 | 16.3327 | 67.7566
2019-12-01 | 24154.7672 | 0 | 24154.7672 | 1401.448 | 17.2356 | 25 | 2019 | 2019-12-01 | 2038 | 0 | 0
2020-01-01 | 25363.3307 | 0 | 25363.3307 | 1526.843 | 16.6116 | 27 | 2020 | 2020-01-01
2020-02-01 | 24970.0643 | 0 | 24970.0643 | 1547.875 | 16.1318 | 28 | 2020 | 2020-02-01
2020-03-01 | 31288.8162 | 0 | 31288.8162 | 2024.548 | 15.4547 | 29 | 2020 | 2020-03-01
2020-04-01 | 28919.8272 | 0 | 28919.8272 | 2091.99 | 13.8241 | 30 | 2020 | 2020-04-01
2020-05-01 | 27596.0743 | 0 | 27596.0743 | 2248.523 | 12.273 | 31 | 2020 | 2020-05-01
2020-06-01 | 26527.5379 | 0 | 26527.5379 | 2246.13 | 11.8103 | 32 | 2020 | 2020-06-01
2020-07-01 | 28850.3249 | 0 | 28850.3249 | 2117.269 | 13.6262 | 33 | 2020 | 2020-07-01
2020-08-01 | 30710.1577 | 0 | 30710.1577 | 2234.728 | 13.7422 | 34 | 2020 | 2020-08-01
2020-09-01 | 33271.7389 | 0 | 33271.7389 | 2174.85 | 15.2984 | 35 | 2020 | 2020-09-01
2020-10-01 | 30830.3117 | 0 | 30830.3117 | 2074.985 | 14.8581 | 36 | 2020 | 2020-10-01
2020-11-01 | 25971.3866 | 0 | 25971.3866 | 1650.63 | 15.7342 | 37 | 2020 | 2020-11-01
2020-12-01 | 21833.0643 | 0 | 21833.0643 | 1394.442 | 15.6572 | 38 | 2020 | 2020-12-01
2021-01-01 | 25045.0074 | 0 | 25045.0074 | 1519.248 | 16.4851 | 40 | 2021 | 2021-01-01
2021-02-01 | 23911.7011 | 0 | 23911.7011 | 1487.024 | 16.0802 | 41 | 2021 | 2021-02-01
2021-03-01 | 34772.6893 | 0 | 34772.6893 | 2014.473 | 17.2614 | 42 | 2021 | 2021-03-01
2021-04-01 | 31870.5288 | 0 | 31870.5288 | 2081.64 | 15.3103 | 43 | 2021 | 2021-04-01
2021-05-01 | 32572.3197 | 0 | 32572.3197 | 2237.332 | 14.5586 | 44 | 2021 | 2021-05-01
2021-06-01 | 30665.323 | 0 | 30665.323 | 2234.97 | 13.7207 | 45 | 2021 | 2021-06-01
2021-07-01 | 30803.2348 | 0 | 30803.2348 | 2106.698 | 14.6216 | 46 | 2021 | 2021-07-01
2021-08-01 | 33271.2782 | 0 | 33271.2782 | 2223.63 | 14.9626 | 47 | 2021 | 2021-08-01
2021-09-01 | 39662.9473 | 0 | 39662.9473 | 2163.96 | 18.3289 | 48 | 2021 | 2021-09-01
2021-10-01 | 32141.8599 | 0 | 32141.8599 | 2064.631 | 15.5678 | 49 | 2021 | 2021-10-01
2021-11-01 | 25718.2056 | 0 | 25718.2056 | 1642.44 | 15.6585 | 50 | 2021 | 2021-11-01
2021-12-01 | 22491.5109 | 0 | 22491.5109 | 1387.436 | 16.2108 | 51 | 2021 | 2021-12-01
2022-01-01 | 25366.2397 | 0 | 25366.2397 | 1511.684 | 16.7801 | 53 | 2022 | 2022-01-01
2022-02-01 | 24594.6396 | 0 | 24594.6396 | 1479.604 | 16.6224 | 54 | 2022 | 2022-02-01
2022-03-01 | 35964.887 | 0 | 35964.887 | 2004.46 | 17.9424 | 55 | 2022 | 2022-03-01
2022-04-01 | 33535.2577 | 0 | 33535.2577 | 2071.2 | 16.1912 | 56 | 2022 | 2022-04-01
2022-05-01 | 35247.1674 | 0 | 35247.1674 | 2226.079 | 15.8337 | 57 | 2022 | 2022-05-01
2022-06-01 | 32432.5374 | 0 | 32432.5374 | 2223.78 | 14.5844 | 58 | 2022 | 2022-06-01
2022-07-01 | 30895.7588 | 0 | 30895.7588 | 2096.158 | 14.7392 | 59 | 2022 | 2022-07-01
2022-08-01 | 35223.4574 | 0 | 35223.4574 | 2212.47 | 15.9204 | 60 | 2022 | 2022-08-01
2022-09-01 | 41772.7215 | 0 | 41772.7215 | 2153.19 | 19.4004 | 61 | 2022 | 2022-09-01
2022-10-01 | 33190.359 | 0 | 33190.359 | 2054.277 | 16.1567 | 62 | 2022 | 2022-10-01
2022-11-01 | 26540.2561 | 0 | 26540.2561 | 1634.19 | 16.2406 | 63 | 2022 | 2022-11-01
2022-12-01 | 23517.2895 | 0 | 23517.2895 | 1380.554 | 17.0347 | 64 | 2022 | 2022-12-01
2023-01-01 | 26251.155 | 0 | 26251.155 | 1504.089 | 17.4532 | 66 | 2023 | 2023-01-01
2023-02-01 | 25460.8896 | 0 | 25460.8896 | 1472.184 | 17.2946 | 67 | 2023 | 2023-02-01
2023-03-01 | 38637.3878 | 0 | 38637.3878 | 1994.385 | 19.3731 | 68 | 2023 | 2023-03-01
2023-04-01 | 34889.3052 | 0 | 34889.3052 | 2060.79 | 16.9301 | 69 | 2023 | 2023-04-01
2023-05-01 | 36737.4995 | 0 | 36737.4995 | 2214.981 | 16.5859 | 70 | 2023 | 2023-05-01
2023-06-01 | 36470.1039 | 0 | 36470.1039 | 2212.65 | 16.4825 | 71 | 2023 | 2023-06-01
2023-07-01 | 35537.7471 | 0 | 35537.7471 | 2085.649 | 17.0392 | 72 | 2023 | 2023-07-01
2023-08-01 | 39541.3085 | 0 | 39541.3085 | 2201.403 | 17.9619 | 73 | 2023 | 2023-08-01
2023-09-01 | 47686.1245 | 0 | 47686.1245 | 2142.39 | 22.2584 | 74 | 2023 | 2023-09-01
2023-10-01 | 38424.3246 | 0 | 38424.3246 | 2044.047 | 18.7982 | 75 | 2023 | 2023-10-01
2023-11-01 | 29152.3069 | 0 | 29152.3069 | 1626.03 | 17.9285 | 76 | 2023 | 2023-11-01
2023-12-01 | 24898.4132 | 0 | 24898.4132 | 1373.61 | 18.1263 | 77 | 2023 | 2023-12-01
2024-01-01 | 26830.6679 | 0 | 26830.6679 | 1496.556 | 17.9283 | 79 | 2024 | 2024-01-01
2024-02-01 | 28636.3421 | 0 | 28636.3421 | 1517.135 | 18.8753 | 80 | 2024 | 2024-02-01
2024-03-01 | 42605.4259 | 0 | 42605.4259 | 1984.465 | 21.4695 | 81 | 2024 | 2024-03-01
2024-04-01 | 37247.4797 | 0 | 37247.4797 | 2050.53 | 18.1648 | 82 | 2024 | 2024-04-01
2024-05-01 | 36681.4937 | 0 | 36681.4937 | 2203.852 | 16.6443 | 83 | 2024 | 2024-05-01
2024-06-01 | 37704.7246 | 0 | 37704.7246 | 2201.55 | 17.1264 | 84 | 2024 | 2024-06-01
2024-07-01 | 37618.3257 | 0 | 37618.3257 | 2075.233 | 18.1273 | 85 | 2024 | 2024-07-01
2024-08-01 | 43983.0882 | 0 | 43983.0882 | 2190.429 | 20.0797 | 86 | 2024 | 2024-08-01
2024-09-01 | 47604.7321 | 0 | 47604.7321 | 2131.71 | 22.3317 | 87 | 2024 | 2024-09-01
2024-10-01 | 19801.9971 | 0 | 19801.9971 | 2033.817 | 9.7364 | 88 | 2024 | 2024-10-01
2024-11-01 | 28758.8472 | 0 | 28758.8472 | 1617.9 | 17.7754 | 89 | 2024 | 2024-11-01
2024-12-01 | 25752.4994 | 0 | 25752.4994 | 1366.79 | 18.8416 | 90 | 2024 | 2024-12-01
2025-01-01 | 29279.1033 | 0 | 29279.1033 | 1489.054 | 19.6629 | 92 | 2025 | 2025-01-01
2025-02-01 | 27123.035 | 0 | 27123.035 | 1457.512 | 18.6091 | 93 | 2025 | 2025-02-01
2025-03-01 | 42391.0531 | 0 | 42391.0531 | 1974.545 | 21.4688 | 94 | 2025 | 2025-03-01
2025-04-01 | 37929.5468 | 0 | 37929.5468 | 2040.24 | 18.5907 | 95 | 2025 | 2025-04-01
2025-05-01 | 38774.8123 | 0 | 38774.8123 | 2192.878 | 17.6822 | 96 | 2025 | 2025-05-01
2025-06-01 | 39882.7034 | 0 | 39882.7034 | 2190.54 | 18.2068 | 97 | 2025 | 2025-06-01
2025-07-01 | 37820.8272 | 0 | 37820.8272 | 2064.848 | 18.3165 | 98 | 2025 | 2025-07-01
2025-08-01 | 42772.4016 | 0 | 42772.4016 | 2179.393 | 19.6258 | 99 | 2025 | 2025-08-01
2025-09-01 | 49637.1486 | 0 | 49637.1486 | 2121.09 | 23.4017 | 100 | 2025 | 2025-09-01
2025-10-01 | 39475.5025 | 0 | 39475.5025 | 2023.649 | 19.5071 | 101 | 2025 | 2025-10-01
2025-11-01 | 30432.6384 | 0 | 30432.6384 | 1609.8 | 18.9046 | 102 | 2025 | 2025-11-01
2025-12-01 | 25508.3039 | 0 | 25508.3039 | 1359.939 | 18.7569 | 103 | 2025 | 2025-12-01
2026-01-01 | 30736.2478 | 0 | 30736.2478 | 1481.645 | 20.7447 | 105 | 2026 | 2026-01-01
2026-02-01 | 29587.3864 | 0 | 29587.3864 | 1450.232 | 20.4018 | 106 | 2026 | 2026-02-01
2026-03-01 | 44740.8565 | 0 | 44740.8565 | 1964.687 | 22.7725 | 107 | 2026 | 2026-03-01
2026-04-01 | 38372.5566 | 0 | 38372.5566 | 2030.07 | 18.9021 | 108 | 2026 | 2026-04-01
2026-05-01 | 39484.345 | 0 | 39484.345 | 2181.904 | 18.0963 | 109 | 2026 | 2026-05-01
2026-06-01 | 42078.3074 | 0 | 42078.3074 | 2179.62 | 19.3053 | 110 | 2026 | 2026-06-01
2026-07-01 | 40199.043 | 0 | 40199.043 | 2054.556 | 19.5658 | 111 | 2026 | 2026-07-01
2026-08-01 | 45148.8549 | 0 | 45148.8549 | 2168.512 | 20.8202 | 112 | 2026 | 2026-08-01
2026-09-01 | 48836.321 | 0 | 48836.321 | 2110.47 | 23.14 | 113 | 2026 | 2026-09-01
2026-10-01 | 22522.0478 | 0 | 22522.0478 | 2013.512 | 11.1855 | 114 | 2026 | 2026-10-01
2026-11-01 | 31729.8916 | 0 | 31729.8916 | 1601.76 | 19.8094 | 115 | 2026 | 2026-11-01
2026-12-01 | 26081.0909 | 0 | 26081.0909 | 1353.15 | 19.2744 | 116 | 2026 | 2026-12-01
2027-01-01 | 31188.0115 | 0 | 31188.0115 | 1474.267 | 21.1549 | 118 | 2027 | 2027-01-01
2027-02-01 | 30859.1253 | 0 | 30859.1253 | 1443.008 | 21.3853 | 119 | 2027 | 2027-02-01
2027-03-01 | 45148.6384 | 0 | 45148.6384 | 1954.798 | 23.0963 | 120 | 2027 | 2027-03-01
2027-04-01 | 39201.5412 | 0 | 39201.5412 | 2019.93 | 19.4074 | 121 | 2027 | 2027-04-01
2027-05-01 | 40224.2627 | 0 | 40224.2627 | 2170.992 | 18.5281 | 122 | 2027 | 2027-05-01
2027-06-01 | 43572.4379 | 0 | 43572.4379 | 2168.7 | 20.0915 | 123 | 2027 | 2027-06-01
2027-07-01 | 41333.7759 | 0 | 41333.7759 | 2044.264 | 20.2194 | 124 | 2027 | 2027-07-01
2027-08-01 | 48347.8093 | 0 | 48347.8093 | 2157.693 | 22.4072 | 125 | 2027 | 2027-08-01
2027-09-01 | 52753.0051 | 0 | 52753.0051 | 2099.88 | 25.1219 | 126 | 2027 | 2027-09-01
2027-10-01 | 43326.1189 | 0 | 43326.1189 | 2003.406 | 21.6262 | 127 | 2027 | 2027-10-01
2027-11-01 | 32709.2705 | 0 | 32709.2705 | 1593.78 | 20.5231 | 128 | 2027 | 2027-11-01
2027-12-01 | 29445.2434 | 0 | 29445.2434 | 1346.33 | 21.8707 | 129 | 2027 | 2027-12-01
2028-01-01 | 33693.5905 | 0 | 33693.5905 | 1466.889 | 22.9694 | 1 | 2028 | 2028-01-01
2028-02-01 | 34325.0771 | 0 | 34325.0771 | 1487.062 | 23.0825 | 2 | 2028 | 2028-02-01
2028-03-01 | 46627.0289 | 0 | 46627.0289 | 1945.002 | 23.9727 | 3 | 2028 | 2028-03-01
2028-04-01 | 48188.5977 | 0 | 48188.5977 | 2009.79 | 23.9769 | 4 | 2028 | 2028-04-01
2028-05-01 | 44590.1067 | 0 | 44590.1067 | 2160.111 | 20.6425 | 5 | 2028 | 2028-05-01
2028-06-01 | 43538.4261 | 0 | 43538.4261 | 2157.87 | 20.1766 | 6 | 2028 | 2028-06-01
2028-07-01 | 48629.9813 | 0 | 48629.9813 | 2034.065 | 23.9078 | 7 | 2028 | 2028-07-01
2028-08-01 | 49475.5184 | 0 | 49475.5184 | 2146.843 | 23.0457 | 8 | 2028 | 2028-08-01
2028-09-01 | 50082.6537 | 0 | 50082.6537 | 2089.32 | 23.9708 | 9 | 2028 | 2028-09-01
2028-10-01 | 46114.6379 | 0 | 46114.6379 | 1993.455 | 23.133 | 10 | 2028 | 2028-10-01
2028-11-01 | 36710.067 | 0 | 36710.067 | 1585.8 | 23.1492 | 11 | 2028 | 2028-11-01
2028-12-01 | 32119.781 | 0 | 32119.781 | 1339.634 | 23.9765 | 12 | 2028 | 2028-12-01
2029-01-01 | -6930.958 | 0 | -6930.958 | 1459.48 | -4.7489 | 14 | 2029 | 2029-01-01
2029-02-01 | 34926.7524 | 0 | 34926.7524 | 1428.588 | 24.4484 | 15 | 2029 | 2029-02-01
2029-03-01 | 47569.9241 | 0 | 47569.9241 | 1935.361 | 24.5794 | 16 | 2029 | 2029-03-01
2029-04-01 | 42514.6123 | 0 | 42514.6123 | 1999.77 | 21.2598 | 17 | 2029 | 2029-04-01
2029-05-01 | 48219.1085 | 0 | 48219.1085 | 2149.385 | 22.4339 | 18 | 2029 | 2029-05-01
2029-06-01 | 47872.8928 | 0 | 47872.8928 | 2147.04 | 22.2972 | 19 | 2029 | 2029-06-01
2029-07-01 | 51733.4024 | 0 | 51733.4024 | 2023.928 | 25.5609 | 20 | 2029 | 2029-07-01
2029-08-01 | 52067.0868 | 0 | 52067.0868 | 2136.117 | 24.3746 | 21 | 2029 | 2029-08-01
2029-09-01 | 84431.4307 | 0 | 84431.4307 | 2078.94 | 40.6127 | 22 | 2029 | 2029-09-01
2029-10-01 | 50720.1124 | 0 | 50720.1124 | 1983.442 | 25.5718 | 23 | 2029 | 2029-10-01
2029-11-01 | 40383.7442 | 0 | 40383.7442 | 1577.88 | 25.5937 | 24 | 2029 | 2029-11-01
2029-12-01 | 40866.9268 | 0 | 40866.9268 | 1332.938 | 30.6593 | 25 | 2029 | 2029-12-01
2030-01-01 | 47750.8114 | 0 | 47750.8114 | 1452.226 | 32.8811 | 27 | 2030 | 2030-01-01
2030-02-01 | 42561.0066 | 0 | 42561.0066 | 1421.448 | 29.942 | 28 | 2030 | 2030-02-01
2030-03-01 | 51413.1373 | 0 | 51413.1373 | 1925.689 | 26.6986 | 29 | 2030 | 2030-03-01
2030-04-01 | 45834.9307 | 0 | 45834.9307 | 1989.75 | 23.0355 | 30 | 2030 | 2030-04-01
2030-05-01 | 53136.0419 | 0 | 53136.0419 | 2138.628 | 24.8459 | 31 | 2030 | 2030-05-01
2030-06-01 | 50434.8044 | 0 | 50434.8044 | 2136.39 | 23.6075 | 32 | 2030 | 2030-06-01
2030-07-01 | 58435.0926 | 0 | 58435.0926 | 2013.822 | 29.017 | 33 | 2030 | 2030-07-01
2030-08-01 | 59574.1859 | 0 | 59574.1859 | 2125.484 | 28.0285 | 34 | 2030 | 2030-08-01
2030-09-01 | 57706.8667 | 0 | 57706.8667 | 2068.5 | 27.8979 | 35 | 2030 | 2030-09-01
2030-10-01 | 55991.1914 | 0 | 55991.1914 | 1973.553 | 28.3708 | 36 | 2030 | 2030-10-01
2030-11-01 | 43874.7788 | 0 | 43874.7788 | 1569.96 | 27.9464 | 37 | 2030 | 2030-11-01
2030-12-01 | 46524.6745 | 0 | 46524.6745 | 1326.242 | 35.0801 | 38 | 2030 | 2030-12-01
2031-01-01 | 52360.6855 | 0 | 52360.6855 | 1444.972 | 36.2365 | 40 | 2031 | 2031-01-01
2031-02-01 | 45764.6674 | 0 | 45764.6674 | 1414.308 | 32.3583 | 41 | 2031 | 2031-02-01
2031-03-01 | 52446.875 | 0 | 52446.875 | 1915.986 | 27.3733 | 42 | 2031 | 2031-03-01
2031-04-01 | 47579.0291 | 0 | 47579.0291 | 1979.82 | 24.032 | 43 | 2031 | 2031-04-01
2031-05-01 | 52342.6476 | 0 | 52342.6476 | 2127.933 | 24.5979 | 44 | 2031 | 2031-05-01
2031-06-01 | 52116.8859 | 0 | 52116.8859 | 2125.71 | 24.5174 | 45 | 2031 | 2031-06-01
2031-07-01 | 61692.8439 | 0 | 61692.8439 | 2003.716 | 30.7892 | 46 | 2031 | 2031-07-01
2031-08-01 | 63115.603 | 0 | 63115.603 | 2114.851 | 29.844 | 47 | 2031 | 2031-08-01
2031-09-01 | 57385.1129 | 0 | 57385.1129 | 2058.18 | 27.8815 | 48 | 2031 | 2031-09-01
2031-10-01 | 57971.9569 | 0 | 57971.9569 | 1963.664 | 29.5223 | 49 | 2031 | 2031-10-01
2031-11-01 | 44704.2413 | 0 | 44704.2413 | 1562.1 | 28.618 | 50 | 2031 | 2031-11-01
2031-12-01 | 50055.9431 | 0 | 50055.9431 | 1319.639 | 37.9315 | 51 | 2031 | 2031-12-01
2032-01-01 | 54829.3458 | 0 | 54829.3458 | 1437.718 | 38.1364 | 53 | 2032 | 2032-01-01
2032-02-01 | 49036.7239 | 0 | 49036.7239 | 1457.482 | 33.6448 | 54 | 2032 | 2032-02-01
2032-03-01 | 54175.3498 | 0 | 54175.3498 | 1906.469 | 28.4166 | 55 | 2032 | 2032-03-01
2032-04-01 | 49162.9537 | 0 | 49162.9537 | 1969.86 | 24.9576 | 56 | 2032 | 2032-04-01
2032-05-01 | 55531.7723 | 0 | 55531.7723 | 2117.331 | 26.2273 | 57 | 2032 | 2032-05-01
2032-06-01 | 52670.6351 | 0 | 52670.6351 | 2115.09 | 24.9023 | 58 | 2032 | 2032-06-01
2032-07-01 | 77233.0665 | 0 | 77233.0665 | 1993.703 | 38.7385 | 59 | 2032 | 2032-07-01
2032-08-01 | 67354.125 | 0 | 67354.125 | 2104.249 | 32.0086 | 60 | 2032 | 2032-08-01
2032-09-01 | 58598.3463 | 0 | 58598.3463 | 2047.86 | 28.6144 | 61 | 2032 | 2032-09-01
2032-10-01 | 60667.6356 | 0 | 60667.6356 | 1953.899 | 31.0495 | 62 | 2032 | 2032-10-01
2032-11-01 | 49649.1268 | 0 | 49649.1268 | 1554.3 | 31.9431 | 63 | 2032 | 2032-11-01
2032-12-01 | 53755.9301 | 0 | 53755.9301 | 1313.036 | 40.9402 | 64 | 2032 | 2032-12-01
2033-01-01 | 64422.9997 | 0 | 64422.9997 | 1430.526 | 45.0345 | 66 | 2033 | 2033-01-01
2033-02-01 | 58909.7819 | 0 | 58909.7819 | 1400.224 | 42.0717 | 67 | 2033 | 2033-02-01
2033-03-01 | 60933.0768 | 0 | 60933.0768 | 1896.921 | 32.1221 | 68 | 2033 | 2033-03-01
2033-04-01 | 52499.4879 | 0 | 52499.4879 | 1960.08 | 26.7844 | 69 | 2033 | 2033-04-01
2033-05-01 | 62177.8455 | 0 | 62177.8455 | 2106.698 | 29.5144 | 70 | 2033 | 2033-05-01
2033-06-01 | 58398.0778 | 0 | 58398.0778 | 2104.56 | 27.7484 | 71 | 2033 | 2033-06-01
2033-07-01 | 110826.7351 | 0 | 110826.7351 | 1983.69 | 55.869 | 72 | 2033 | 2033-07-01
2033-08-01 | 92376.324 | 0 | 92376.324 | 2093.74 | 44.1202 | 73 | 2033 | 2033-08-01
2033-09-01 | 64490.9382 | 0 | 64490.9382 | 2037.69 | 31.649 | 74 | 2033 | 2033-09-01
2033-10-01 | 72827.5611 | 0 | 72827.5611 | 1944.072 | 37.4613 | 75 | 2033 | 2033-10-01
2033-11-01 | 61193.0061 | 0 | 61193.0061 | 1546.56 | 39.5672 | 76 | 2033 | 2033-11-01
2033-12-01 | 68118.9205 | 0 | 68118.9205 | 1306.433 | 52.1412 | 77 | 2033 | 2033-12-01
2034-01-01 | 75028.5444 | 0 | 75028.5444 | 1423.458 | 52.7086 | 79 | 2034 | 2034-01-01
2034-02-01 | 66031.1852 | 0 | 66031.1852 | 1393.28 | 47.3926 | 80 | 2034 | 2034-02-01
2034-03-01 | 74294.5041 | 0 | 74294.5041 | 1887.342 | 39.3646 | 81 | 2034 | 2034-03-01
2034-04-01 | 61165.5536 | 0 | 61165.5536 | 1950.24 | 31.3631 | 82 | 2034 | 2034-04-01
2034-05-01 | 74869.9811 | 0 | 74869.9811 | 2096.158 | 35.7177 | 83 | 2034 | 2034-05-01
2034-06-01 | 70417.0009 | 0 | 70417.0009 | 2094.03 | 33.6275 | 84 | 2034 | 2034-06-01
2034-07-01 | 113639.4513 | 0 | 113639.4513 | 1973.801 | 57.5739 | 85 | 2034 | 2034-07-01
2034-08-01 | 111320.5476 | 0 | 111320.5476 | 2083.262 | 53.4357 | 86 | 2034 | 2034-08-01
2034-09-01 | 78272.9058 | 0 | 78272.9058 | 2027.43 | 38.607 | 87 | 2034 | 2034-09-01
2034-10-01 | 88168.0703 | 0 | 88168.0703 | 1934.307 | 45.5812 | 88 | 2034 | 2034-10-01
2034-11-01 | 69093.6394 | 0 | 69093.6394 | 1538.79 | 44.9013 | 89 | 2034 | 2034-11-01
2034-12-01 | 77125.5638 | 0 | 77125.5638 | 1299.954 | 59.3295 | 90 | 2034 | 2034-12-01
2035-01-01 | 35211.4173 | 115042.1272 | 150253.5445 | 1416.266 | 106.0913 | 92 | 2035 | 2035-01-01
2035-02-01 | 27474.6836 | 115042.1272 | 142516.8108 | 1386.252 | 102.8073 | 93 | 2035 | 2035-02-01
2035-03-01 | 24646.904 | 115042.1272 | 139689.0312 | 1877.949 | 74.3838 | 94 | 2035 | 2035-03-01
2035-04-01 | 15193.4669 | 115042.1272 | 130235.5941 | 1940.52 | 67.1138 | 95 | 2035 | 2035-04-01
2035-05-01 | 13955.0394 | 115042.1272 | 128997.1666 | 2085.711 | 61.8481 | 96 | 2035 | 2035-05-01
2035-06-01 | 8021.8829 | 115042.1272 | 123064.0101 | 2083.53 | 59.0651 | 97 | 2035 | 2035-06-01
2035-07-01 | 17154.493 | 115042.1272 | 132196.6202 | 1963.943 | 67.3118 | 98 | 2035 | 2035-07-01
2035-08-01 | 23952.4732 | 115042.1272 | 138994.6004 | 2072.908 | 67.053 | 99 | 2035 | 2035-08-01
2035-09-01 | 25473.3867 | 115042.1272 | 140515.5139 | 2017.32 | 69.6545 | 100 | 2035 | 2035-09-01
2035-10-01 | 38138.4155 | 115042.1272 | 153180.5427 | 1924.666 | 79.5881 | 101 | 2035 | 2035-10-01
2035-11-01 | 36465.1007 | 115042.1272 | 151507.2279 | 1531.14 | 98.9506 | 102 | 2035 | 2035-11-01
2035-12-01 | 35901.5144 | 115042.1272 | 150943.6416 | 1293.413 | 116.7018 | 103 | 2035 | 2035-12-01
2036-01-01 | 36437.9313 | 117841.7497 | 154279.681 | 1409.198 | 109.4805 | 105 | 2036 | 2036-01-01
2036-02-01 | 28949.7409 | 117841.7497 | 146791.4906 | 1428.569 | 102.7542 | 106 | 2036 | 2036-02-01
2036-03-01 | 25863.6729 | 117841.7497 | 143705.4226 | 1868.556 | 76.9072 | 107 | 2036 | 2036-03-01
2036-04-01 | 16053.9823 | 117841.7497 | 133895.732 | 1930.77 | 69.3484 | 108 | 2036 | 2036-04-01
2036-05-01 | 14325.8787 | 117841.7497 | 132167.6285 | 2075.171 | 63.69 | 109 | 2036 | 2036-05-01
2036-06-01 | 7695.8967 | 117841.7497 | 125537.6464 | 2073.12 | 60.5549 | 110 | 2036 | 2036-06-01
2036-07-01 | 17766.9663 | 117841.7497 | 135608.716 | 1954.085 | 69.3976 | 111 | 2036 | 2036-07-01
2036-08-01 | 24311.3197 | 117841.7497 | 142153.0695 | 2062.523 | 68.9219 | 112 | 2036 | 2036-08-01
2036-09-01 | 28990.0103 | 117841.7497 | 146831.7601 | 2007.21 | 73.1522 | 113 | 2036 | 2036-09-01
2036-10-01 | 40829.2907 | 117841.7497 | 158671.0404 | 1915.118 | 82.8518 | 114 | 2036 | 2036-10-01
2036-11-01 | 40310.3346 | 117841.7497 | 158152.0843 | 1523.4 | 103.8152 | 115 | 2036 | 2036-11-01
2036-12-01 | 38595.0594 | 117841.7497 | 156436.8091 | 1286.934 | 121.5578 | 116 | 2036 | 2036-12-01
2037-01-01 | 38945.2103 | 120709.4186 | 159654.6289 | 1402.161 | 113.8633 | 118 | 2037 | 2037-01-01
2037-02-01 | 31614.7658 | 120709.4186 | 152324.1844 | 1372.42 | 110.9895 | 119 | 2037 | 2037-02-01
2037-03-01 | 30631.4017 | 120709.4186 | 151340.8203 | 1859.225 | 81.3999 | 120 | 2037 | 2037-03-01
2037-04-01 | 21102.3345 | 120709.4186 | 141811.7531 | 1921.17 | 73.8153 | 121 | 2037 | 2037-04-01
2037-05-01 | 15914.6957 | 120709.4186 | 136624.1143 | 2064.848 | 66.1667 | 122 | 2037 | 2037-05-01
2037-06-01 | 9956.8043 | 120709.4186 | 130666.2229 | 2062.74 | 63.3459 | 123 | 2037 | 2037-06-01
2037-07-01 | 18514.7874 | 120709.4186 | 139224.206 | 1944.413 | 71.6022 | 124 | 2037 | 2037-07-01
2037-08-01 | 25281.224 | 120709.4186 | 145990.6426 | 2052.169 | 71.1397 | 125 | 2037 | 2037-08-01
2037-09-01 | 32848.8673 | 120709.4186 | 153558.2859 | 1997.19 | 76.8872 | 126 | 2037 | 2037-09-01
2037-10-01 | 42094.3483 | 120709.4186 | 162803.7669 | 1905.477 | 85.4399 | 127 | 2037 | 2037-10-01
2037-11-01 | 42971.4511 | 120709.4186 | 163680.8698 | 1515.81 | 107.9824 | 128 | 2037 | 2037-11-01
2037-12-01 | 39288.1377 | 120709.4186 | 159997.5563 | 1280.548 | 124.9446 | 129 | 2037 | 2037-12-01
2038-01-01 | [5 empty] | 1 | 2038
2038-02-01 | [5 empty] | 2 | 2038
2038-03-01 | [5 empty] | 3 | 2038
2038-04-01 | [5 empty] | 4 | 2038
2038-05-01 | [5 empty] | 5 | 2038
2038-06-01 | [5 empty] | 6 | 2038
2038-07-01 | [5 empty] | 7 | 2038
2038-08-01 | [5 empty] | 8 | 2038
2038-09-01 | [5 empty] | 9 | 2038
2038-10-01 | [5 empty] | 10 | 2038
2038-11-01 | [5 empty] | 11 | 2038
2038-12-01 | [5 empty] | 12 | 2038
Note: Energy Dollars in 2038 are 2037 x (2037 / 2033 ) ^ (1/4)

## Table 3 WY Wind 2021
Table 12
2017 IRP Wyoming Wind Resource
41% Capacity Factor
Year | Estimated Capital Cost | Fixed Capital Cost at Real Levelized Rate | Fixed O&M | Fixed Costs | Variable O&M | Tax Credit | Total Resource Cost | Total Resource Costs | Wind Integration Cost
| $/kW | $/kW-yr | $/kW-yr | $/MWh | $/MWh | $/MWh | $/MWh | $/kW-yr | $/MWh
| (a) | (b) | (c) | (d) | (e) | (f) | (g) | (h) | (h)
2017 IRP Wyoming Wind Resource - 41% Capacity Factor
2016 | 1637 | 115.6947 | 37.5656 | 42.4647 | 0.65 | -19.9842 | 23.1305 | 83.48 | 0.573
2017 |  | 118.25 | 38.4 | 43.4039 | 0.66 | -20.43 | 23.6339 | 85.3 | 0.59
2018 |  | 120.81 | 39.23 | 44.3432 | 0.67 | -20.87 | 24.1432 | 87.14 | 0.6
2019 |  | 123.23 | 40.02 | 45.2326 | 0.68 | -21.29 | 24.6226 | 88.87 | 0.61
2020 |  | 125.87 | 40.88 | 46.2024 | 0.69 | -21.75 | 25.1424 | 90.74 | 0.62
2021 |  | 128.7 | 41.8 | 47.2414 | 0.71 | -22.24 | 25.7114 | 92.8 | 0.63
2022 |  | 131.6 | 42.74 | 48.3054 | 0.73 | -22.74 | 26.2954 | 94.9 | 0.64
2023 |  | 134.63 | 43.72 | 49.4165 | 0.75 | -23.26 | 26.9065 | 97.11 | 0.65
2024 |  | 137.74 | 44.73 | 50.558 | 0.77 | -23.8 | 27.528 | 99.35 | 0.67
2025 |  | 140.93 | 45.77 | 51.7301 | 0.79 | -24.35 | 28.1701 | 101.67 | 0.69
2026 |  | 144.16 | 46.82 | 52.9159 | 0.81 | -24.91 | 28.8159 | 104 | 0.71
2027 |  | 147.5 | 47.9 | 54.1406 | 0.83 | -25.49 | 29.4806 | 106.4 | 0.73
2028 |  | 150.93 | 49.01 | 55.3985 | 0.85 | -26.08 | 30.1685 | 108.88 | 0.75
2029 |  | 154.5 | 50.17 | 56.7091 | 0.87 | -26.7 | 30.8791 | 111.45 | 0.77
2030 |  | 158.18 | 51.36 | 58.0585 | 0.89 | -27.34 | 31.6085 | 114.08 | 0.79
2031 |  | 161.98 | 52.59 | 59.4522 | 0.91 | -28 | 32.3622 | 116.8 | 0.81
2032 |  | 165.88 | 53.86 | 60.8846 | 0.93 | -28.67 | 33.1446 | 119.62 | 0.83
2033 |  | 169.89 | 55.16 | 62.3559 | 0.95 | -29.36 | 33.9459 | 122.51 | 0.85
2034 |  | 174 | 56.5 | 63.866 | 0.97 | -30.07 | 34.766 | 125.47 | 0.87
2035 |  | 178.21 | 57.87 | 65.4121 | 0.99 | -30.8 | 35.6021 | 128.49 | 0.89
2036 |  | 182.54 | 59.28 | 67.0025 | 1.01 | -31.55 | 36.4625 | 131.6 | 0.91
2037 |  | 186.97 | 60.72 | 68.6289 | 1.03 | -32.32 | 37.3389 | 134.76 | 0.93
2038 |  | 191.54 | 62.2 | 70.3052 | 1.06 | -33.11 | 38.2552 | 138.07 | 0.95
2039 |  | 196.23 | 63.72 | 72.0259 | 1.09 | -33.92 | 39.1959 | 141.46 | 0.97
2040 |  | 201.02 | 65.28 | 73.7853 | 1.12 | -34.75 | 40.1553 | 144.93 | 0.99
2041 |  | 205.95 | 66.88 | 75.5946 | 1.15 | -35.6 | 41.1446 | 148.5 | 1.01
2042 |  | 211.02 | 68.53 | 77.4566 | 1.18 | -36.48 | 42.1566 | 152.15 | 1.03
Sources, Inputs and Assumptions
Source: | (c)(f) | Plant Costs - 2017 IRP - Table 6.1 & 6.2
| (a) | Plant capacity cost
| (b) | = (a) x 0.0706748586244695
| (d) | = ((b) + (c)) / (8.76 x 41.2%)
| (g) | = (d) + (f)
| (h) | Plant Costs - 2017 IRP - Table 6.1 & 6.2
2017 IRP Wyoming Wind Resource - 41% Capacity Factor
| Wind | Cost and Input Assumptions
2016 $ | 1637 | Plant capacity cost |  |  |  | $/kW-yr |  | IRP2017 Chapter 8, page 220
2016 $ | 37.5656 | Fixed O&M, plus on-going capital cost |  |  |  | $/kW-yr
2016 $ | 0.573 | Integration Cost |  |  |  | $/MWH
2016 $ | 0.65 | Variable O&M |  |  |  | $/MWH
2016 $ | -19.9842 | Tax Credit $/MWh |  |  |  | $/MWH
| 7.067% | Payment Factor
| 41.2% | Capacity Factor | [5 empty] | IRP2017 Chapter 8, page 220
Company Official Inflation Forecast Dated March 31, 2017
| 2017 | 2.209% |  | 2026 | 2.294% |  | 2035 |  | 2.417%
| 2018 | 2.168% |  | 2027 | 2.316% |  | 2036 |  | 2.431%
| 2019 | 2.002% |  | 2028 | 2.327% |  | 2037 |  | 2.428%
| 2020 | 2.142% |  | 2029 | 2.366% |  | 2038 |  | 2.442%
| 2021 | 2.244% |  | 2030 | 2.38% |  | 2039 |  | 2.449%
| 2022 | 2.256% |  | 2031 | 2.401% |  | 2040 |  | 2.442%
| 2023 | 2.303% |  | 2032 | 2.408% |  | 2041 |  | 2.453%
| 2024 | 2.313% |  | 2033 | 2.419% |  | 2042 |  | 2.463%
| 2025 | 2.316% |  | 2034 | 2.422% |  | 2043 |  | 2.47%

## Table 3 DJ Wind 2031
Table 12
2017 IRP Wyoming DJ Wind Resource
43% Capacity Factor
Year | Estimated Capital Cost | Fixed Capital Cost at Real Levelized Rate | Fixed O&M | Fixed Costs | Variable O&M | Tax Credit | Total Resource Cost | Total Resource Costs | Wind Integration Cost | Tax Credit
| $/kW | $/kW-yr | $/kW-yr | $/MWh | $/MWh | $/MWh | $/MWh | $/kW-yr | $/MWh
| (a) | (b) | (c) | (d) | (e) | (f) | (g) | (h) | (i)
2017 IRP Wyoming DJ Wind Resource - 43% Capacity Factor
2016 | 1737.2477 | 122.7797 | 37.5656 | 42.568 | 0.65 | 0 | 43.218 | 162.79 | 0.573 | 0
2017 |  | 125.49 | 38.4 | 43.5091 | 0.66 | 0 | 44.1691 | 166.38 | 0.59 | 0
2018 |  | 128.21 | 39.23 | 44.4515 | 0.67 | 0 | 45.1215 | 169.96 | 0.6 | 0
2019 |  | 130.78 | 40.02 | 45.3435 | 0.68 | 0 | 46.0235 | 173.36 | 0.61 | 0
2020 |  | 133.58 | 40.88 | 46.3152 | 0.69 | 0 | 47.0052 | 177.06 | 0.62 | 0
2021 |  | 136.58 | 41.8 | 47.3558 | 0.71 | 0 | 48.0658 | 181.05 | 0.63 | 0
2022 |  | 139.66 | 42.74 | 48.4231 | 0.73 | 0 | 49.1531 | 185.15 | 0.64 | 0
2023 |  | 142.88 | 43.72 | 49.5381 | 0.75 | 0 | 50.2881 | 189.43 | 0.65 | 0
2024 |  | 146.19 | 44.73 | 50.6849 | 0.77 | 0 | 51.4549 | 193.82 | 0.67 | 0
2025 |  | 149.58 | 45.77 | 51.861 | 0.79 | 0 | 52.651 | 198.33 | 0.69 | 0
2026 |  | 153.01 | 46.82 | 53.0503 | 0.81 | 0 | 53.8603 | 202.88 | 0.71 | 0
2027 |  | 156.55 | 47.9 | 54.2768 | 0.83 | 0 | 55.1068 | 207.58 | 0.73 | 0
2028 |  | 160.19 | 49.01 | 55.5379 | 0.85 | 0 | 56.3879 | 212.4 | 0.75 | 0
2029 |  | 163.98 | 50.17 | 56.852 | 0.87 | 0 | 57.722 | 217.43 | 0.77 | 0
2030 |  | 167.88 | 51.36 | 58.2032 | 0.89 | 0 | 59.0932 | 222.59 | 0.79 | 0
2031 |  | 171.91 | 52.59 | 59.5997 | 0.91 | 0 | 60.5097 | 227.93 | 0.81 | 0
2032 |  | 176.05 | 53.86 | 61.0359 | 0.93 | 0 | 61.9659 | 233.41 | 0.83 | 0
2033 |  | 180.31 | 55.16 | 62.5119 | 0.95 | 0 | 63.4619 | 239.05 | 0.85 | 0
2034 |  | 184.68 | 56.5 | 64.0278 | 0.97 | 0 | 64.9978 | 244.83 | 0.87 | 0
2035 |  | 189.14 | 57.87 | 65.5756 | 0.99 | 0 | 66.5656 | 250.74 | 0.89 | 0
2036 |  | 193.74 | 59.28 | 67.1711 | 1.01 | 0 | 68.1811 | 256.82 | 0.91 | 0
2037 |  | 198.44 | 60.72 | 68.8011 | 1.03 | 0 | 69.8311 | 263.04 | 0.93 | 0
2038 |  | 203.29 | 62.2 | 70.4816 | 1.06 | 0 | 71.5416 | 269.48 | 0.95 | 0
2039 |  | 208.27 | 63.72 | 72.2072 | 1.09 | 0 | 73.2972 | 276.1 | 0.97 | 0
2040 |  | 213.36 | 65.28 | 73.9726 | 1.12 | 0 | 75.0926 | 282.86 | 0.99 | 0
2041 |  | 218.59 | 66.88 | 75.7858 | 1.15 | 0 | 76.9358 | 289.8 | 1.01 | 0
2042 |  | 223.97 | 68.53 | 77.6521 | 1.18 | 0 | 78.8321 | 296.94 | 1.03 | 0
Sources, Inputs and Assumptions
Source: | (c)(f) | Plant Costs - 2017 IRP - Table 6.1 & 6.2
| (a) | Plant capacity cost
| (b) | = (a) x 0.0706748586244695
| (d) | = ((b) + (c)) / (8.76 x 43.0%)
| (g) | = (d) + (f)
| (i) | Plant Costs - 2017 IRP - Table 6.1 & 6.2
2017 IRP Wyoming DJ Wind Resource - 43% Capacity Factor
| Wind | Cost and Input Assumptions
2016 $ | 1737.2477 | Plant capacity cost |  |  |  | $/kW-yr
2016 $ | 37.5656 | Fixed O&M, plus on-going capital cost |  |  |  | $/kW-yr
2016 $ | 0.573 | Integration Cost |  |  |  | $/MWH
2016 $ | 0.65 | Variable O&M |  |  |  | $/MWH
2016 $ |  | Tax Credit $/MWh |  |  |  | $/MWH
| 7.067% | Payment Factor
| 43% | Capacity Factor
Company Official Inflation Forecast Dated March 31, 2017
| 2017 | 2.209% |  | 2026 | 2.294% |  | 2035 |  | 2.417%
| 2018 | 2.168% |  | 2027 | 2.316% |  | 2036 |  | 2.431%
| 2019 | 2.002% |  | 2028 | 2.327% |  | 2037 |  | 2.428%
| 2020 | 2.142% |  | 2029 | 2.366% |  | 2038 |  | 2.442%
| 2021 | 2.244% |  | 2030 | 2.38% |  | 2039 |  | 2.449%
| 2022 | 2.256% |  | 2031 | 2.401% |  | 2040 |  | 2.442%
| 2023 | 2.303% |  | 2032 | 2.408% |  | 2041 |  | 2.453%
| 2024 | 2.313% |  | 2033 | 2.419% |  | 2042 |  | 2.463%
| 2025 | 2.316% |  | 2034 | 2.422% |  | 2043 |  | 2.47%

## Table 3 UT Solar 2031
Table 12
2017 IRP Utah Solar Resource
31% Capacity Factor
Year | Estimated Capital Cost | Fixed Capital Cost at Real Levelized Rate | Fixed O&M | Fixed Costs | Variable O&M | Tax Credit | Total Resource Costs | Total Resource Costs | Wind Integration Cost
| $/kW | $/kW-yr | $/kW-yr | $/MWh | $/MWh | $/MWh | $/MWh | $/kW-yr | $/MWh
| (a) | (b) | (c) | (d) | (e) | (f) | (g) | (h) | (h)
2017 IRP Utah Solar Resource - 31% Capacity Factor
2016 | 1822.4072 | 140.6111 | 19.6936 | 58.8412 | 0 | -2.4461 | 56.3951 | 153.64 | 0.603
2017 |  | 143.72 | 20.13 | 60.1426 | 0 | -2.5 | 57.6426 | 157.04 | 0.62
2018 |  | 146.84 | 20.57 | 61.4493 | 0 | -2.55 | 58.8993 | 160.46 | 0.63
2019 |  | 149.78 | 20.98 | 62.6789 | 0 | -2.6 | 60.0789 | 163.68 | 0.64
2020 |  | 152.99 | 21.43 | 64.0224 | 0 | -2.66 | 61.3624 | 167.17 | 0.65
2021 |  | 156.42 | 21.91 | 65.4576 | 0 | -2.72 | 62.7376 | 170.92 | 0.66
2022 |  | 159.95 | 22.4 | 66.9332 | 0 | -2.78 | 64.1532 | 174.78 | 0.67
2023 |  | 163.63 | 22.92 | 68.4748 | 0 | -2.84 | 65.6348 | 178.81 | 0.69
2024 |  | 167.42 | 23.45 | 70.0605 | 0 | -2.91 | 67.1505 | 182.94 | 0.71
2025 |  | 171.3 | 23.99 | 71.6829 | 0 | -2.98 | 68.7029 | 187.17 | 0.73
2026 |  | 175.23 | 24.54 | 73.3273 | 0 | -3.05 | 70.2773 | 191.46 | 0.75
2027 |  | 179.29 | 25.11 | 75.0268 | 0 | -3.12 | 71.9068 | 195.9 | 0.77
2028 |  | 183.46 | 25.69 | 76.7703 | 0 | -3.19 | 73.5803 | 200.46 | 0.79
2029 |  | 187.8 | 26.3 | 78.5873 | 0 | -3.27 | 75.3173 | 205.19 | 0.81
2030 |  | 192.27 | 26.93 | 80.4593 | 0 | -3.35 | 77.1093 | 210.07 | 0.83
2031 |  | 196.89 | 27.58 | 82.3937 | 0 | -3.43 | 78.9637 | 215.13 | 0.85
2032 |  | 201.63 | 28.24 | 84.3758 | 0 | -3.51 | 80.8658 | 220.31 | 0.87
2033 |  | 206.51 | 28.92 | 86.4166 | 0 | -3.59 | 82.8266 | 225.65 | 0.89
2034 |  | 211.51 | 29.62 | 88.5089 | 0 | -3.68 | 84.8289 | 231.1 | 0.91
2035 |  | 216.62 | 30.34 | 90.6488 | 0 | -3.77 | 86.8788 | 236.69 | 0.93
2036 |  | 221.89 | 31.08 | 92.8548 | 0 | -3.86 | 88.9948 | 242.45 | 0.95
2037 |  | 227.28 | 31.83 | 95.1086 | 0 | -3.95 | 91.1586 | 248.35 | 0.97
2038 |  | 232.83 | 32.61 | 97.4321 | 0 | -4.05 | 93.3821 | 254.41 | 0.99
2039 |  | 238.53 | 33.41 | 99.8179 | 0 | -4.15 | 95.6679 | 260.63 | 1.01
2040 |  | 244.36 | 34.23 | 102.2589 | 0 | -4.25 | 98.0089 | 267.01 | 1.03
2041 |  | 250.35 | 35.07 | 104.7659 | 0 | -4.35 | 100.4159 | 273.57 | 1.06
2042 |  | 256.52 | 35.93 | 107.3463 | 0 | -4.46 | 102.8863 | 280.3 | 1.09
Sources, Inputs and Assumptions
Source: | (c)(f) | Plant Costs - 2017 IRP - Table 6.1 & 6.2
| (a) | Plant capacity cost
| (b) | = (a) x 0.0771567801772526
| (d) | = ((b) + (c)) / (8.76 x 31.1%)
| (g) | = (d) + (f)
| (h) | Plant Costs - 2017 IRP - Table 6.1 & 6.2
2017 IRP Utah Solar Resource - 31% Capacity Factor
| Wind | Cost and Input Assumptions
2016 $ | 1822.4072 | Plant capacity cost |  |  |  | $/kW-yr
2016 $ | 19.6936 | Fixed O&M, plus on-going capital cost |  |  |  | $/kW-yr
2016 $ | 0.603 | Integration Cost |  |  |  | $/MWH
2016 $ | 0 | Variable O&M |  |  |  | $/MWH |  |  |  | Total Capital Cost | Payment Factor | 22% ITC assumption
2016 $ | -2.4461 | Tax Credit $/MWh |  |  |  | $/MWH |  |  |  | 1822.4072 | 6.911% | -5.386
[10 empty] | 1822.4072 | 7.716%
| 7.716% | Payment Factor | [7 empty] | Total Capital Cost | Payment Factor | 10% ITC assumption
| 31.1% | Capacity Factor | [7 empty] | 1822.4072 | 7.35% | -2.4461 | Payment Factor Corresponding to 10% ITC is 7.350%
[10 empty] | 1822.4072 | 7.716%
Company Official Inflation Forecast Dated March 31, 2017
| 2017 | 2.209% |  | 2026 | 2.294% |  | 2035 |  | 2.417%
| 2018 | 2.168% |  | 2027 | 2.316% |  | 2036 |  | 2.431%
| 2019 | 2.002% |  | 2028 | 2.327% |  | 2037 |  | 2.428%
| 2020 | 2.142% |  | 2029 | 2.366% |  | 2038 |  | 2.442%
| 2021 | 2.244% |  | 2030 | 2.38% |  | 2039 |  | 2.449%
| 2022 | 2.256% |  | 2031 | 2.401% |  | 2040 |  | 2.442%
| 2023 | 2.303% |  | 2032 | 2.408% |  | 2041 |  | 2.453%
| 2024 | 2.313% |  | 2033 | 2.419% |  | 2042 |  | 2.463%
| 2025 | 2.316% |  | 2034 | 2.422% |  | 2043 |  | 2.47%

## Table 3 Yakima Solar 2028
Table 12
2017 IRP Yakima Solar Resource
25% Capacity Factor
Year | Estimated Capital Cost | Fixed Capital Cost at Real Levelized Rate | Fixed O&M | Fixed Costs | Variable O&M | Tax Credit | Avoided Cost (before Integration Cost) | Total Resource Costs | Wind Integration Cost
| $/kW | $/kW-yr | $/kW-yr | $/MWh | $/MWh | $/MWh | $/MWh | $/kW-yr | $/MWh
| (a) | (b) | (c) | (d) | (e) | (f) | (g) | (h) | (h)
2017 IRP Yakima Solar Resource - 25% Capacity Factor
2016 | 1761.8948 | 135.9421 | 18.7398 | 70.9147 | 0 | -2.9538 | 67.9609 | 148.24 | 0.603
2017 |  | 138.95 | 19.15 | 72.4817 | 0 | -3.02 | 69.4617 | 151.51 | 0.62
2018 |  | 141.96 | 19.57 | 74.0542 | 0 | -3.09 | 70.9642 | 154.79 | 0.63
2019 |  | 144.8 | 19.96 | 75.535 | 0 | -3.15 | 72.385 | 157.89 | 0.64
2020 |  | 147.9 | 20.39 | 77.1534 | 0 | -3.22 | 73.9334 | 161.27 | 0.65
2021 |  | 151.22 | 20.85 | 78.8863 | 0 | -3.29 | 75.5963 | 164.89 | 0.66
2022 |  | 154.63 | 21.32 | 80.6651 | 0 | -3.36 | 77.3051 | 168.62 | 0.67
2023 |  | 158.19 | 21.81 | 82.5219 | 0 | -3.44 | 79.0819 | 172.5 | 0.69
2024 |  | 161.85 | 22.31 | 84.429 | 0 | -3.52 | 80.909 | 176.48 | 0.71
2025 |  | 165.6 | 22.83 | 86.3866 | 0 | -3.6 | 82.7866 | 180.58 | 0.73
2026 |  | 169.4 | 23.35 | 88.3672 | 0 | -3.68 | 84.6872 | 184.72 | 0.75
2027 |  | 173.32 | 23.89 | 90.4119 | 0 | -3.77 | 86.6419 | 188.99 | 0.77
2028 |  | 177.35 | 24.45 | 92.5162 | 0 | -3.86 | 88.6562 | 193.38 | 0.79
2029 |  | 181.55 | 25.03 | 94.7076 | 0 | -3.95 | 90.7576 | 197.96 | 0.81
2030 |  | 185.87 | 25.63 | 96.9632 | 0 | -4.04 | 92.9232 | 202.69 | 0.83
2031 |  | 190.33 | 26.25 | 99.2921 | 0 | -4.14 | 95.1521 | 207.55 | 0.85
2032 |  | 194.91 | 26.88 | 101.6807 | 0 | -4.24 | 97.4407 | 212.54 | 0.87
2033 |  | 199.63 | 27.53 | 104.1426 | 0 | -4.34 | 99.8026 | 217.69 | 0.89
2034 |  | 204.46 | 28.2 | 106.6641 | 0 | -4.45 | 102.2141 | 222.95 | 0.91
2035 |  | 209.4 | 28.88 | 109.2406 | 0 | -4.56 | 104.6806 | 228.33 | 0.93
2036 |  | 214.49 | 29.58 | 111.8951 | 0 | -4.67 | 107.2251 | 233.88 | 0.95
2037 |  | 219.7 | 30.3 | 114.6137 | 0 | -4.78 | 109.8337 | 239.57 | 0.97
2038 |  | 225.06 | 31.04 | 117.4103 | 0 | -4.9 | 112.5103 | 245.41 | 0.99
2039 |  | 230.57 | 31.8 | 120.2848 | 0 | -5.02 | 115.2648 | 251.42 | 1.01
2040 |  | 236.2 | 32.58 | 123.2235 | 0 | -5.14 | 118.0835 | 257.57 | 1.03
2041 |  | 241.99 | 33.38 | 126.2447 | 0 | -5.27 | 120.9747 | 263.87 | 1.06
2042 |  | 247.95 | 34.2 | 129.353 | 0 | -5.4 | 123.953 | 270.37 | 1.09
Sources, Inputs and Assumptions
Source: | (c)(f) | Plant Costs - 2017 IRP - Table 6.1 & 6.2
| (a) | Plant capacity cost
| (b) | = (a) x 0.0771567801772526
| (d) | = ((b) + (c)) / (8.76 x 24.9%)
| (g) | = (d) + (f)
| (h) | Plant Costs - 2017 IRP - Table 6.1 & 6.2
2017 IRP Yakima Solar Resource - 25% Capacity Factor
| Solar | Cost and Input Assumptions
2016 $ | 1761.8948 | Plant capacity cost |  |  |  | $/kW-yr
2016 $ | 18.7398 | Fixed O&M, plus on-going capital cost |  |  |  | $/kW-yr
2016 $ | 0.603 | Integration Cost |  |  |  | $/MWH
2016 $ | 0 | Variable O&M |  |  |  | $/MWH |  |  |  | Total Capital Cost | Payment Factor | 22% ITC assumption
2016 $ | -2.9538 | Tax Credit $/MWh |  |  |  | $/MWH |  |  |  | 1761.8948 | 6.911% | -6.5038
[10 empty] | 1761.8948 | 7.716%
| 7.716% | Payment Factor | [7 empty] | Total Capital Cost | Payment Factor | 10% ITC assumption
| 24.9% | Capacity Factor | [7 empty] | 1761.8948 | 7.35% | -2.9538 | Payment Factor Corresponding to 10% ITC is 7.350%
[10 empty] | 1761.8948 | 7.716%
Company Official Inflation Forecast Dated March 31, 2017
| 2017 | 2.209% |  | 2026 | 2.294% |  | 2035 |  | 2.417%
| 2018 | 2.168% |  | 2027 | 2.316% |  | 2036 |  | 2.431%
| 2019 | 2.002% |  | 2028 | 2.327% |  | 2037 |  | 2.428%
| 2020 | 2.142% |  | 2029 | 2.366% |  | 2038 |  | 2.442%
| 2021 | 2.244% |  | 2030 | 2.38% |  | 2039 |  | 2.449%
| 2022 | 2.256% |  | 2031 | 2.401% |  | 2040 |  | 2.442%
| 2023 | 2.303% |  | 2032 | 2.408% |  | 2041 |  | 2.453%
| 2024 | 2.313% |  | 2033 | 2.419% |  | 2042 |  | 2.463%
| 2025 | 2.316% |  | 2034 | 2.422% |  | 2043 |  | 2.47%

## Table 3 30 MW Geoth 2029
Table 12
2017 IRP Geothermal PPA West Side Resource
90% Capacity Factor
Year | Estimated Capital Cost | Fixed Capital Cost at Real Levelized Rate | Fixed O&M | Fixed Costs | Variable O&M | Tax Credit | Avoided Cost (before Integration Cost) | Total Resource Costs
| $/kW | $/kW-yr | $/kW-yr | $/MWh | $/MWh | $/MWh | $/MWh | $/kW-yr
| (a) | (b) | (c) | (d) | (e) | (f) | (g) | (h)
2017 IRP Geothermal PPA West Side Resource - 90% Capacity Factor
2016 | 0 | 0 | 0 | 0 | 77.34 | 0 | 77.34 | 611.44
2017 |  | 0 | 0 | 0 | 79.05 | 0 | 79.05 | 624.96
2018 |  | 0 | 0 | 0 | 80.76 | 0 | 80.76 | 638.48
2019 |  | 0 | 0 | 0 | 82.38 | 0 | 82.38 | 651.29
2020 |  | 0 | 0 | 0 | 84.14 | 0 | 84.14 | 665.2
2021 |  | 0 | 0 | 0 | 86.03 | 0 | 86.03 | 680.14
2022 |  | 0 | 0 | 0 | 87.97 | 0 | 87.97 | 695.48
2023 |  | 0 | 0 | 0 | 90 | 0 | 90 | 711.53
2024 |  | 0 | 0 | 0 | 92.08 | 0 | 92.08 | 727.98
2025 |  | 0 | 0 | 0 | 94.21 | 0 | 94.21 | 744.81
2026 |  | 0 | 0 | 0 | 96.37 | 0 | 96.37 | 761.89
2027 |  | 0 | 0 | 0 | 98.6 | 0 | 98.6 | 779.52
2028 |  | 0 | 0 | 0 | 100.89 | 0 | 100.89 | 797.63
2029 |  | 0 | 0 | 0 | 103.28 | 0 | 103.28 | 816.52
2030 |  | 0 | 0 | 0 | 105.74 | 0 | 105.74 | 835.97
2031 |  | 0 | 0 | 0 | 108.28 | 0 | 108.28 | 856.05
2032 |  | 0 | 0 | 0 | 110.89 | 0 | 110.89 | 876.69
2033 |  | 0 | 0 | 0 | 113.57 | 0 | 113.57 | 897.87
2034 |  | 0 | 0 | 0 | 116.32 | 0 | 116.32 | 919.61
2035 |  | 0 | 0 | 0 | 119.13 | 0 | 119.13 | 941.83
2036 |  | 0 | 0 | 0 | 122.03 | 0 | 122.03 | 964.76
2037 |  | 0 | 0 | 0 | 124.99 | 0 | 124.99 | 988.16
2038 |  | 0 | 0 | 0 | 128.04 | 0 | 128.04 | 1012.27
2039 |  | 0 | 0 | 0 | 131.18 | 0 | 131.18 | 1037.1
2040 |  | 0 | 0 | 0 | 134.38 | 0 | 134.38 | 1062.39
2041 |  | 0 | 0 | 0 | 137.68 | 0 | 137.68 | 1088.48
2042 |  | 0 | 0 | 0 | 141.07 | 0 | 141.07 | 1115.29
Sources, Inputs and Assumptions
Source: | (c)(f) | Plant Costs - 2017 IRP - Table 6.1 & 6.2
| (a) | Plant capacity cost
| (b) | = (a) x 0.0631141369791985
| (d) | = ((b) + (c)) / (8.76 x 90.3%)
| (g) | = (d) + (f)
| (h) | Plant Costs - 2017 IRP - Table 6.1 & 6.2
2017 IRP Geothermal PPA West Side Resource - 90% Capacity Factor
| Solar | Cost and Input Assumptions
2016 $ | 0 | Plant capacity cost |  |  |  | $/kW-yr
2016 $ | 0 | Fixed O&M, plus on-going capital cost |  |  |  | $/kW-yr
2016 $ | 0 | Integration Cost |  |  |  | $/MWH
2016 $ | 77.34 | Variable O&M |  |  |  | $/MWH
2016 $ | 0 | Tax Credit $/MWh |  |  |  | $/MWH
| 6.311% | Payment Factor
| 90.25% | Capacity Factor
Company Official Inflation Forecast Dated March 31, 2017
| 2017 | 2.209% |  | 2026 | 2.294% |  | 2035 | 2.417%
| 2018 | 2.168% |  | 2027 | 2.316% |  | 2036 | 2.431%
| 2019 | 2.002% |  | 2028 | 2.327% |  | 2037 | 2.428%
| 2020 | 2.142% |  | 2029 | 2.366% |  | 2038 | 2.442%
| 2021 | 2.244% |  | 2030 | 2.38% |  | 2039 | 2.449%
| 2022 | 2.256% |  | 2031 | 2.401% |  | 2040 | 2.442%
| 2023 | 2.303% |  | 2032 | 2.408% |  | 2041 | 2.453%
| 2024 | 2.313% |  | 2033 | 2.419% |  | 2042 | 2.463%
| 2025 | 2.316% |  | 2034 | 2.422% |  | 2043 | 2.47%

## Table 3 200 MW (UT N) 2029)
Appendix B
Table 3
SCCT Resource Costs - 2017 Integrated Resource Plan
UT N - 200 MW - SCCT Frame "F" x1 - East Side Resource (5,050')
Year | Estimated Capital Cost | Fixed Capital Cost at Real Levelized Rate | Fixed O&M | Variable O&M | Total O&M at Expected CF | Total Resource Fixed Costs | Fuel Cost | Total Resource Energy Cost | Total Resource Costs
| $/kW | $/kW-yr | $/kW-yr | $/MWh | $/kW-yr | $/kW-yr | $/MMBtu | $/MWh | $/MWh
| (a) | (b) | (c) | (d) | (e) | (f) | (g) | (h) | (i)
UT N - 200 MW - SCCT Frame "F" x1 - East Side Resource (5,050')
2016 | 702 | 51.76 | 30.66 | 7.53 | 52.43 | 104.19
2017 |  | 52.9 | 31.34 | 7.7 | 53.6 | 106.5
2018 |  | 54.05 | 32.02 | 7.87 | 54.77 | 108.82
2019 |  | 55.13 | 32.66 | 8.03 | 55.87 | 111
2020 |  | 56.31 | 33.36 | 8.2 | 57.06 | 113.37
2021 |  | 57.57 | 34.11 | 8.38 | 58.33 | 115.9
2022 |  | 58.87 | 34.88 | 8.57 | 59.65 | 118.52
2023 |  | 60.23 | 35.68 | 8.77 | 61.03 | 121.26
2024 |  | 61.62 | 36.51 | 8.97 | 62.44 | 124.06
2025 |  | 63.05 | 37.36 | 9.18 | 63.9 | 126.95
2026 |  | 64.5 | 38.22 | 9.39 | 65.36 | 129.86
2027 |  | 65.99 | 39.11 | 9.61 | 66.89 | 132.88
2028 |  | 67.53 | 40.02 | 9.83 | 68.44 | 135.97
2029 |  | 69.13 | 40.97 | 10.06 | 70.05 | 139.18 | 4.5 | 43.26 | 91.41
2030 |  | 70.78 | 41.95 | 10.3 | 71.73 | 142.51 | 4.88 | 46.92 | 96.22
2031 |  | 72.48 | 42.96 | 10.55 | 73.46 | 145.94 | 5.07 | 48.74 | 99.22
2032 |  | 74.22 | 43.99 | 10.8 | 75.21 | 149.43 | 5.31 | 51.05 | 102.74
2033 |  | 76.02 | 45.05 | 11.06 | 77.02 | 153.04 | 5.65 | 54.32 | 107.26
2034 |  | 77.86 | 46.14 | 11.33 | 78.89 | 156.75 | 5.93 | 57.01 | 111.23
2035 |  | 79.74 | 47.26 | 11.6 | 80.79 | 160.53 | 6.25 | 60.09 | 115.62
2036 |  | 81.68 | 48.41 | 11.88 | 82.75 | 164.43 | 6.73 | 64.7 | 121.58
2037 |  | 83.66 | 49.59 | 12.17 | 84.77 | 168.43 | 6.93 | 66.63 | 124.89
2038 |  | 85.7 | 50.8 | 12.47 | 86.85 | 172.55 | 7.3 | 70.18 | 129.87
2039 |  | 87.8 | 52.04 | 12.78 | 88.98 | 176.78 | 7.56 | 72.68 | 133.83
2040 |  | 89.94 | 53.31 | 13.09 | 91.15 | 181.09 | 7.84 | 75.37 | 138.01
2041 |  | 92.15 | 54.62 | 13.41 | 93.39 | 185.54 | 8.04 | 77.3 | 141.48
2042 |  | 94.42 | 55.97 | 13.74 | 95.69 | 190.11 | 8.25 | 79.32 | 145.08
Sources, Inputs and Assumptions
Source: (a)(c)(d) |  | Plant Costs - 2017 IRP - Table 6.1 & 6.2
| (b) | = (a) x 0.0737263117964292
| (e) | = (d) x (8.76 x 33.0%) + (c)
| (f) | = (b) + (e)
| (g) | Table 4 - Burnertip Natural Gas Price Forecast
| (h) | = 9,614 MMBtu/MWH x $/MMBtu
| (i) | = (f) / (8.76 x 'Capacity Factor' ) + (h)
UT N - 200 MW - SCCT Frame "F" x1 - East Side Resource (5,050')
| SCCT Statistics |  |  | MW | Percent | Cap Cost | Fixed
| SCCT Dry "F" - Turbine |  |  | 199.9241 | 100% | 701.5991 | 30.6572
|  |  |  | 0 | 0% | 0 | 0
| Capacity Weighted |  |  | 199.9241 | 100% | 702 | 30.66
| SCCT Statistics |  |  | MW | CF | aMW | Percent | Variable | Heat Rate
| SCCT Dry "F" - Turbine |  |  | 199.9241 | 33% | 65.975 | 100% | 7.53 | 9614
| 0 |  |  | 0 | 0% | 0 | 0% | 0 | 0
| Energy Weighted |  |  | 199.9241 | 33% | 65.975 | 100% | 7.53 | 9614
Rounded
| SCCT | Duct Firing | Plant Costs - 2017 IRP - Table 6.1 & 6.2
| 199.9241 |  | MW Plant Capacity
2016 $ | 701.5991 |  | Plant Capacity Cost
2016 $ | 16.0158 |  | Fixed O&M & Capitalized O&M
2016 $ | 14.6414 |  | Fixed Pipeline
2016 $ | 30.6572 |  | Fixed O&M Including Fixed Pipeline & Capitalized O&M ($/kW-Yr)
2016 $ | 7.53 |  | Variable O&M Costs & Capitalized Variable O&M ($/MWh)
| 9614 |  | Heat Rate in btu/kWh
| 7.373% |  | Payment Factor
| 33% |  | Capacity Factor
|  | 33% | Energy Weighted Capacity Factor
Company Official Inflation Forecast Dated March 31, 2017
| 2017 | 2.209% |  | 2026 | 2.294% |  | 2035 | 2.417%
| 2018 | 2.168% |  | 2027 | 2.316% |  | 2036 | 2.431%
| 2019 | 2.002% |  | 2028 | 2.327% |  | 2037 | 2.428%
| 2020 | 2.142% |  | 2029 | 2.366% |  | 2038 | 2.442%
| 2021 | 2.244% |  | 2030 | 2.38% |  | 2039 | 2.449%
| 2022 | 2.256% |  | 2031 | 2.401% |  | 2040 | 2.442%
| 2023 | 2.303% |  | 2032 | 2.408% |  | 2041 | 2.453%
| 2024 | 2.313% |  | 2033 | 2.419% |  | 2042 | 2.463%
| 2025 | 2.316% |  | 2034 | 2.422% |  | 2043 | 2.47%

## Table 3 436MW (West M) 2030
Appendix B
Table 3
CCCT Resource Costs - 2017 Integrated Resource Plan
Willamette Valley - 436 MW - CCCT Dry "G/H", 1x1 - West Side Resource (1,500')
Year | Estimated Capital Cost | Fixed Capital Cost at Real Levelized Rate | Fixed O&M | Variable O&M | Total O&M at Expected CF | Total Resource Fixed Costs | Fuel Cost | Total Resource Energy Cost | Total Resource Costs
| $/kW | $/kW-yr | $/kW-yr | $/MWh | $/kW-yr | $/kW-yr | $/MMBtu | $/MWh | $/MWh
| (a) | (b) | (c) | (d) | (e) | (f) | (g) | (h) | (i)
Willamette Valley - 436 MW - CCCT Dry "G/H", 1x1 - West Side Resource (1,500')
2016 | 1363 | 98.9 | 43.7 | 2.02 | 56.14 | 155.04
2017 |  | 101.08 | 44.67 | 2.06 | 57.36 | 158.44
2018 |  | 103.27 | 45.64 | 2.1 | 58.57 | 161.84
2019 |  | 105.34 | 46.55 | 2.14 | 59.73 | 165.07
2020 |  | 107.6 | 47.55 | 2.19 | 61.04 | 168.64
2021 |  | 110.02 | 48.62 | 2.24 | 62.41 | 172.43
2022 |  | 112.5 | 49.72 | 2.29 | 63.82 | 176.32
2023 |  | 115.09 | 50.87 | 2.34 | 65.28 | 180.37
2024 |  | 117.75 | 52.05 | 2.39 | 66.77 | 184.52
2025 |  | 120.48 | 53.26 | 2.45 | 68.35 | 188.83
2026 |  | 123.24 | 54.48 | 2.51 | 69.94 | 193.18
2027 |  | 126.09 | 55.74 | 2.57 | 71.57 | 197.66
2028 |  | 129.02 | 57.04 | 2.63 | 73.24 | 202.26
2029 |  | 132.07 | 58.39 | 2.69 | 74.96 | 207.03
2030 |  | 135.21 | 59.78 | 2.75 | 76.72 | 211.93
2031 |  | 138.46 | 61.22 | 2.82 | 78.59 | 217.05
2032 |  | 141.79 | 62.69 | 2.89 | 80.49 | 222.28 | 5.38 | 34.51 | 70.6
2033 |  | 145.22 | 64.21 | 2.96 | 82.44 | 227.66 | 5.76 | 36.95 | 73.92
2034 |  | 148.74 | 65.77 | 3.03 | 84.43 | 233.17 | 6.02 | 38.62 | 76.48
2035 |  | 152.34 | 67.36 | 3.1 | 86.45 | 238.79 | 6.29 | 40.35 | 79.13
2036 |  | 156.04 | 69 | 3.18 | 88.58 | 244.62 | 6.8 | 43.62 | 83.34
2037 |  | 159.83 | 70.68 | 3.26 | 90.76 | 250.59 | 7.05 | 45.23 | 85.92
2038 |  | 163.73 | 72.41 | 3.34 | 92.98 | 256.71 | 7.46 | 47.86 | 89.55
2039 |  | 167.74 | 74.18 | 3.42 | 95.24 | 262.98 | 7.75 | 49.72 | 92.42
2040 |  | 171.84 | 75.99 | 3.5 | 97.54 | 269.38 | 8.03 | 51.51 | 95.25
2041 |  | 176.06 | 77.85 | 3.59 | 99.96 | 276.02 | 8.24 | 52.86 | 97.68
2042 |  | 180.4 | 79.77 | 3.68 | 102.43 | 282.83 | 8.45 | 54.21 | 100.14
Sources, Inputs and Assumptions
Source: (a)(c)(d) |  | Plant Costs - 2017 IRP - Table 6.1 & 6.2
| (b) | = (a) x 0.0725628795024555
| (e) | = (d) x (8.76 x 70.3%) + (c)
| (f) | = (b) + (e)
| (g) | Table 4 - Burnertip Natural Gas Price Forecast
| (h) | = 6,415 MMBtu/MWH x $/MMBtu
| (i) | = (f) / (8.76 x 'Capacity Factor' ) + (h)
Willamette Valley - 436 MW - CCCT Dry "G/H", 1x1 - West Side Resource (1,500')
| CCCT Statistics |  |  | MW | Percent | Cap Cost | Fixed
| CCCT Dry "G/H", 1x1 - Turbine |  |  | 385.3535 | 88.31% | 1484.3381 | 44.5016
| CCCT Dry "G/H", 1x1 - Duct Firing |  |  | 51.0037 | 11.69% | 443.0044 | 37.6707
| Capacity Weighted |  |  | 436.3572 | 100% | 1363 | 43.7
| CCCT Statistics |  |  | MW | CF | aMW | Percent | Variable | Heat Rate
| CCCT Dry "G/H", 1x1 - Turbine |  |  | 385.3535 | 78% | 300.5757 | 98% | 2.0593 | 6362
| CCCT Dry "G/H", 1x1 - Duct Firing |  |  | 51.0037 | 12% | 6.1204 | 1.996% | 0.15 | 9012
| Energy Weighted |  |  | 436.3572 | 70.3% | 306.6962 | 100% | 2.02 | 6415
Rounded
| CCCT | Duct Firing | Plant Costs - 2017 IRP - Table 6.1 & 6.2
| 385.3535 | 51.0037 | MW Plant Capacity
2016 $ | 1484.3381 | 443.0044 | Plant Capacity Cost
2016 $ | 21.7132 | 5.39 | Fixed O&M & Capitalized O&M
2016 $ | 22.7885 | 32.2807 | Fixed Pipeline
2016 $ | 44.5016 | 37.6707 | Fixed O&M Including Fixed Pipeline & Capitalized O&M ($/kW-Yr)
| 2.0593 | 0.15 | Variable O&M Costs & Capitalized Variable O&M ($/MWh)
| 6362 | 9012 | Heat Rate in btu/kWh
| 7.256% | 7.256% | Payment Factor
| 78% | 12% | Capacity Factor
|  | 70.3% | Energy Weighted Capacity Factor
Company Official Inflation Forecast Dated March 31, 2017
| 2017 | 2.209% |  | 2026 | 2.294% |  | 2035 | 2.417%
| 2018 | 2.168% |  | 2027 | 2.316% |  | 2036 | 2.431%
| 2019 | 2.002% |  | 2028 | 2.327% |  | 2037 | 2.428%
| 2020 | 2.142% |  | 2029 | 2.366% |  | 2038 | 2.442%
| 2021 | 2.244% |  | 2030 | 2.38% |  | 2039 | 2.449%
| 2022 | 2.256% |  | 2031 | 2.401% |  | 2040 | 2.442%
| 2023 | 2.303% |  | 2032 | 2.408% |  | 2041 | 2.453%
| 2024 | 2.313% |  | 2033 | 2.419% |  | 2042 | 2.463%
| 2025 | 2.316% |  | 2034 | 2.422% |  | 2043 | 2.47%

## Table 3 477 MW (Wyo) 2033
Appendix B
Table 3
CCCT Resource Costs - 2017 Integrated Resource Plan
WYNE DJohns - 477 MW - CCCT Dry "J/HA.02", 1x1 - East Side Resource (5,050')
Year | Estimated Capital Cost | Fixed Capital Cost at Real Levelized Rate | Fixed O&M | Variable O&M | Total O&M at Expected CF | Total Resource Fixed Costs | Fuel Cost | Total Resource Energy Cost | Total Resource Costs
| $/kW | $/kW-yr | $/kW-yr | $/MWh | $/kW-yr | $/kW-yr | $/MMBtu | $/MWh | $/MWh
| (a) | (b) | (c) | (d) | (e) | (f) | (g) | (h) | (i)
WYNE DJohns - 477 MW - CCCT Dry "J/HA.02", 1x1 - East Side Resource (5,050')
2016 | 1203 | 87.29 | 57.97 | 2.22 | 71.45 | 158.74
2017 |  | 89.22 | 59.25 | 2.27 | 73.03 | 162.25
2018 |  | 91.15 | 60.53 | 2.32 | 74.61 | 165.76
2019 |  | 92.98 | 61.74 | 2.37 | 76.13 | 169.11
2020 |  | 94.97 | 63.06 | 2.42 | 77.75 | 172.72
2021 |  | 97.1 | 64.48 | 2.47 | 79.47 | 176.57
2022 |  | 99.29 | 65.93 | 2.53 | 81.29 | 180.58
2023 |  | 101.58 | 67.45 | 2.59 | 83.17 | 184.75
2024 |  | 103.93 | 69.01 | 2.65 | 85.1 | 189.03
2025 |  | 106.34 | 70.61 | 2.71 | 87.06 | 193.4
2026 |  | 108.78 | 72.23 | 2.77 | 89.05 | 197.83
2027 |  | 111.3 | 73.9 | 2.83 | 91.08 | 202.38
2028 |  | 113.89 | 75.62 | 2.9 | 93.22 | 207.11
2029 |  | 116.58 | 77.41 | 2.97 | 95.44 | 212.02
2030 |  | 119.35 | 79.25 | 3.04 | 97.7 | 217.05
2031 |  | 122.22 | 81.15 | 3.11 | 100.03 | 222.25
2032 |  | 125.16 | 83.1 | 3.18 | 102.4 | 227.56
2033 |  | 128.19 | 85.11 | 3.26 | 104.9 | 233.09 | 5.62 | 35.92 | 74.32
2034 |  | 131.29 | 87.17 | 3.34 | 107.45 | 238.74 | 5.9 | 37.71 | 77.04
2035 |  | 134.46 | 89.28 | 3.42 | 110.04 | 244.5 | 6.23 | 39.82 | 80.1
2036 |  | 137.73 | 91.45 | 3.5 | 112.7 | 250.43 | 6.7 | 42.83 | 84.08
2037 |  | 141.07 | 93.67 | 3.58 | 115.4 | 256.47 | 6.9 | 44.1 | 86.35
2038 |  | 144.51 | 95.96 | 3.67 | 118.24 | 262.75 | 7.28 | 46.53 | 89.81
2039 |  | 148.05 | 98.31 | 3.76 | 121.14 | 269.19 | 7.54 | 48.2 | 92.54
2040 |  | 151.67 | 100.71 | 3.85 | 124.08 | 275.75 | 7.82 | 49.99 | 95.41
2041 |  | 155.39 | 103.18 | 3.94 | 127.1 | 282.49 | 8.03 | 51.33 | 97.86
2042 |  | 159.22 | 105.72 | 4.04 | 130.25 | 289.47 | 8.24 | 52.67 | 100.35
Sources, Inputs and Assumptions
Source: (a)(c)(d) |  | Plant Costs - 2017 IRP - Table 6.1 & 6.2
| (b) | = (a) x 0.0725628795024555
| (e) | = (d) x (8.76 x 69.3%) + (c)
| (f) | = (b) + (e)
| (g) | Table 4 - Burnertip Natural Gas Price Forecast
| (h) | = 6,392 MMBtu/MWH x $/MMBtu
| (i) | = (f) / (8.76 x 'Capacity Factor' ) + (h)
WYNE DJohns - 477 MW - CCCT Dry "J/HA.02", 1x1 - East Side Resource (5,050')
| CCCT Statistics |  |  | MW | Percent | Cap Cost | Fixed
| CCCT Dry "J" - Turbine |  |  | 413.5678 | 86.78% | 1334.21 | 57.934
| CCCT Dry "J" - Duct Firing |  |  | 63.0086 | 13.22% | 341.6069 | 58.2119
| Capacity Weighted |  |  | 476.5764 | 100% | 1203 | 57.97
| CCCT Statistics |  |  | MW | CF | aMW | Percent | Variable | Heat Rate
| CCCT Dry "J" - Turbine |  |  | 413.5678 | 78% | 322.5829 | 97.71% | 2.2696 | 6326
| CCCT Dry "J" - Duct Firing |  |  | 63.0086 | 12% | 7.561 | 2.29% | 0.16 | 9211
| Energy Weighted |  |  | 476.5764 | 69.3% | 330.1439 | 100% | 2.22 | 6392
Rounded
| CCCT | Duct Firing | Plant Costs - 2017 IRP - Table 6.1 & 6.2
| 413.5678 | 63.0086 | MW Plant Capacity
| 1334.21 | 341.6069 | Plant Capacity Cost
| 21.2925 | 4.86 | Fixed O&M & Capitalized O&M
| 36.6414 | 53.3519 | Fixed Pipeline
| 57.934 | 58.2119 | Fixed O&M Including Fixed Pipeline & Capitalized O&M ($/kW-Yr)
| 2.2696 | 0.16 | Variable O&M Costs & Capitalized Variable O&M ($/MWh)
| 6326 | 9211 | Heat Rate in btu/kWh
| 7.256% | 7.256% | Payment Factor
| 78% | 12% | Capacity Factor
|  | 69.3% | Energy Weighted Capacity Factor
Company Official Inflation Forecast Dated March 31, 2017
| 2017 | 2.209% |  | 2026 | 2.294% |  | 2035 | 2.417%
| 2018 | 2.168% |  | 2027 | 2.316% |  | 2036 | 2.431%
| 2019 | 2.002% |  | 2028 | 2.327% |  | 2037 | 2.428%
| 2020 | 2.142% |  | 2029 | 2.366% |  | 2038 | 2.442%
| 2021 | 2.244% |  | 2030 | 2.38% |  | 2039 | 2.449%
| 2022 | 2.256% |  | 2031 | 2.401% |  | 2040 | 2.442%
| 2023 | 2.303% |  | 2032 | 2.408% |  | 2041 | 2.453%
| 2024 | 2.313% |  | 2033 | 2.419% |  | 2042 | 2.463%
| 2025 | 2.316% |  | 2034 | 2.422% |  | 2043 | 2.47%

## Table 3 200 MW (Wyo) 2033
Appendix B
Table 3
SCCT Resource Costs - 2017 Integrated Resource Plan
WYNE DJohns- 200 MW - SCCT Frame "F" x1 - East Side Resource (5,050')
Year | Estimated Capital Cost | Fixed Capital Cost at Real Levelized Rate | Fixed O&M | Variable O&M | Total O&M at Expected CF | Total Resource Fixed Costs | Fuel Cost | Total Resource Energy Cost | Total Resource Costs
| $/kW | $/kW-yr | $/kW-yr | $/MWh | $/kW-yr | $/kW-yr | $/MMBtu | $/MWh | $/MWh
| (a) | (b) | (c) | (d) | (e) | (f) | (g) | (h) | (i)
WYNE DJohns- 200 MW - SCCT Frame "F" x1 - East Side Resource (5,050')
2016 | 589 | 43.42 | 71.7 | 7.53 | 93.47 | 136.89
2017 |  | 44.38 | 73.28 | 7.7 | 95.54 | 139.92
2018 |  | 45.34 | 74.87 | 7.87 | 97.62 | 142.96
2019 |  | 46.25 | 76.37 | 8.03 | 99.58 | 145.83
2020 |  | 47.24 | 78.01 | 8.2 | 101.71 | 148.95
2021 |  | 48.3 | 79.76 | 8.38 | 103.98 | 152.28
2022 |  | 49.39 | 81.56 | 8.57 | 106.33 | 155.72
2023 |  | 50.53 | 83.44 | 8.77 | 108.79 | 159.32
2024 |  | 51.7 | 85.37 | 8.97 | 111.3 | 163
2025 |  | 52.9 | 87.35 | 9.18 | 113.89 | 166.79
2026 |  | 54.11 | 89.35 | 9.39 | 116.49 | 170.6
2027 |  | 55.36 | 91.42 | 9.61 | 119.2 | 174.56
2028 |  | 56.65 | 93.55 | 9.83 | 121.97 | 178.62
2029 |  | 57.99 | 95.76 | 10.06 | 124.84 | 182.83
2030 |  | 59.37 | 98.04 | 10.3 | 127.82 | 187.19
2031 |  | 60.8 | 100.39 | 10.55 | 130.89 | 191.69
2032 |  | 62.26 | 102.81 | 10.8 | 134.03 | 196.29
2033 |  | 63.77 | 105.3 | 11.06 | 137.27 | 201.04 | 5.62 | 54.03 | 123.57
2034 |  | 65.31 | 107.85 | 11.33 | 140.6 | 205.91 | 5.9 | 56.72 | 127.95
2035 |  | 66.89 | 110.46 | 11.6 | 143.99 | 210.88 | 6.23 | 59.9 | 132.85
2036 |  | 68.52 | 113.15 | 11.88 | 147.49 | 216.01 | 6.7 | 64.41 | 139.13
2037 |  | 70.18 | 115.9 | 12.17 | 151.08 | 221.26 | 6.9 | 66.34 | 142.88
2038 |  | 71.89 | 118.73 | 12.47 | 154.78 | 226.67 | 7.28 | 69.99 | 148.4
2039 |  | 73.65 | 121.64 | 12.78 | 158.58 | 232.23 | 7.54 | 72.49 | 152.82
2040 |  | 75.45 | 124.61 | 13.09 | 162.45 | 237.9 | 7.82 | 75.18 | 157.48
2041 |  | 77.3 | 127.67 | 13.41 | 166.44 | 243.74 | 8.03 | 77.2 | 161.52
2042 |  | 79.2 | 130.81 | 13.74 | 170.53 | 249.73 | 8.24 | 79.22 | 165.61
Sources, Inputs and Assumptions
Source: (a)(c)(d) |  | Plant Costs - 2017 IRP - Table 6.1 & 6.2
| (b) | = (a) x 0.0737263117964292
| (e) | = (d) x (8.76 x 33.0%) + (c)
| (f) | = (b) + (e)
| (g) | Table 4 - Burnertip Natural Gas Price Forecast
| (h) | = 9,614 MMBtu/MWH x $/MMBtu
| (i) | = (f) / (8.76 x 'Capacity Factor' ) + (h)
WYNE DJohns- 200 MW - SCCT Frame "F" x1 - East Side Resource (5,050')
| CCCT Statistics |  |  | MW | Percent | Cap Cost | Fixed
| SCCT Dry "F" - Turbine |  |  | 199.9241 | 100% | 589.4961 | 71.702
|  |  |  | 0 | 0% | 0 | 0
| Capacity Weighted |  |  | 199.9241 | 100% | 589 | 71.7
| CCCT Statistics |  |  | MW | CF | aMW | Percent | Variable | Heat Rate
| SCCT Dry "F" - Turbine |  |  | 199.9241 | 33% | 65.975 | 100% | 7.53 | 9614
| 0 |  |  | 0 | 0% | 0 | 0% | 0 | 0
| Energy Weighted |  |  | 199.9241 | 33% | 65.975 | 100% | 7.53 | 9614
Rounded
| SCCT | Duct Firing | Plant Costs - 2017 IRP - Table 6.1 & 6.2
| 199.9241 |  | MW Plant Capacity
2016 $ | 589.4961 |  | Plant Capacity Cost
2016 $ | 16.0158 |  | Fixed O&M & Capitalized O&M
2016 $ | 55.6862 |  | Fixed Pipeline
2016 $ | 71.702 |  | Fixed O&M Including Fixed Pipeline & Capitalized O&M ($/kW-Yr)
2016 $ | 7.53 |  | Variable O&M Costs & Capitalized Variable O&M ($/MWh)
| 9614 |  | Heat Rate in btu/kWh
| 7.373% |  | Payment Factor
| 33% |  | Capacity Factor
|  | 33% | Energy Weighted Capacity Factor
Company Official Inflation Forecast Dated March 31, 2017
| 2017 | 2.209% |  | 2026 | 2.294% |  | 2035 | 2.417%
| 2018 | 2.168% |  | 2027 | 2.316% |  | 2036 | 2.431%
| 2019 | 2.002% |  | 2028 | 2.327% |  | 2037 | 2.428%
| 2020 | 2.142% |  | 2029 | 2.366% |  | 2038 | 2.442%
| 2021 | 2.244% |  | 2030 | 2.38% |  | 2039 | 2.449%
| 2022 | 2.256% |  | 2031 | 2.401% |  | 2040 | 2.442%
| 2023 | 2.303% |  | 2032 | 2.408% |  | 2041 | 2.453%
| 2024 | 2.313% |  | 2033 | 2.419% |  | 2042 | 2.463%
| 2025 | 2.316% |  | 2034 | 2.422% |  | 2043 | 2.47%

## Table 3 ID Wind 2036
Table 12
2017 IRP ID Wind Resource
38% Capacity Factor
Year | Estimated Capital Cost | Fixed Capital Cost at Real Levelized Rate | Fixed O&M | Fixed Costs | Variable O&M | Tax Credit | Total Resource Costs | Total Resource Costs | Wind Integration Cost | Tax Credit
| $/kW | $/kW-yr | $/kW-yr | $/MWh | $/MWh | $/MWh | $/MWh | $/kW-yr | $/MWh
| (a) | (b) | (c) | (d) | (e) | (f) | (g) | (h) | (h)
2017 IRP ID Wind Resource - 38% Capacity Factor
2016 | 1811.0329 | 127.9945 | 37.5656 | 49.7357 | 0 | 0 | 49.7357 | 165.56 | 0.573 | 0
2017 |  | 130.82 | 38.4 | 50.8351 | 0 | 0 | 50.8351 | 169.22 | 0.59 | 0
2018 |  | 133.66 | 39.23 | 51.9376 | 0 | 0 | 51.9376 | 172.89 | 0.6 | 0
2019 |  | 136.34 | 40.02 | 52.9801 | 0 | 0 | 52.9801 | 176.36 | 0.61 | 0
2020 |  | 139.26 | 40.88 | 54.1156 | 0 | 0 | 54.1156 | 180.14 | 0.62 | 0
2021 |  | 142.39 | 41.8 | 55.3323 | 0 | 0 | 55.3323 | 184.19 | 0.63 | 0
2022 |  | 145.6 | 42.74 | 56.5789 | 0 | 0 | 56.5789 | 188.34 | 0.64 | 0
2023 |  | 148.95 | 43.72 | 57.8797 | 0 | 0 | 57.8797 | 192.67 | 0.65 | 0
2024 |  | 152.4 | 44.73 | 59.2195 | 0 | 0 | 59.2195 | 197.13 | 0.67 | 0
2025 |  | 155.93 | 45.77 | 60.5924 | 0 | 0 | 60.5924 | 201.7 | 0.69 | 0
2026 |  | 159.51 | 46.82 | 61.9833 | 0 | 0 | 61.9833 | 206.33 | 0.71 | 0
2027 |  | 163.2 | 47.9 | 63.4162 | 0 | 0 | 63.4162 | 211.1 | 0.73 | 0
2028 |  | 167 | 49.01 | 64.8913 | 0 | 0 | 64.8913 | 216.01 | 0.75 | 0
2029 |  | 170.95 | 50.17 | 66.4263 | 0 | 0 | 66.4263 | 221.12 | 0.77 | 0
2030 |  | 175.02 | 51.36 | 68.0065 | 0 | 0 | 68.0065 | 226.38 | 0.79 | 0
2031 |  | 179.22 | 52.59 | 69.6377 | 0 | 0 | 69.6377 | 231.81 | 0.81 | 0
2032 |  | 183.53 | 53.86 | 71.314 | 0 | 0 | 71.314 | 237.39 | 0.83 | 0
2033 |  | 187.97 | 55.16 | 73.0383 | 0 | 0 | 73.0383 | 243.13 | 0.85 | 0
2034 |  | 192.52 | 56.5 | 74.8077 | 0 | 0 | 74.8077 | 249.02 | 0.87 | 0
2035 |  | 197.17 | 57.87 | 76.6162 | 0 | 0 | 76.6162 | 255.04 | 0.89 | 0
2036 |  | 201.96 | 59.28 | 78.4787 | 0 | 0 | 78.4787 | 261.24 | 0.91 | 0
2037 |  | 206.86 | 60.72 | 80.3833 | 0 | 0 | 80.3833 | 267.58 | 0.93 | 0
2038 |  | 211.91 | 62.2 | 82.345 | 0 | 0 | 82.345 | 274.11 | 0.95 | 0
2039 |  | 217.1 | 63.72 | 84.3607 | 0 | 0 | 84.3607 | 280.82 | 0.97 | 0
2040 |  | 222.4 | 65.28 | 86.4215 | 0 | 0 | 86.4215 | 287.68 | 0.99 | 0
2041 |  | 227.86 | 66.88 | 88.5424 | 0 | 0 | 88.5424 | 294.74 | 1.01 | 0
2042 |  | 233.47 | 68.53 | 90.7234 | 0 | 0 | 90.7234 | 302 | 1.03 | 0
Sources, Inputs and Assumptions
Source: | (c)(f) | Plant Costs - 2017 IRP - Table 6.1 & 6.2
| (a) | Plant capacity cost
| (b) | = (a) x 0.0706748586244695
| (d) | = ((b) + (c)) / (8.76 x 38.0%)
| (g) | = (d) + (f)
| (h) | Plant Costs - 2017 IRP - Table 6.1 & 6.2
2017 IRP ID Wind Resource - 38% Capacity Factor
| Wind | Cost and Input Assumptions
2016 $ | 1811.0329 | Plant capacity cost |  |  |  | $/kW-yr
2016 $ | 37.5656 | Fixed O&M, plus on-going capital cost |  |  |  | $/kW-yr
2016 $ | 0.573 | Integration Cost |  |  |  | $/MWH
2016 $ | 0 | Variable O&M |  |  |  | $/MWH
2016 $ |  | Tax Credit $/MWh |  |  |  | $/MWH
| 7.067% | Payment Factor
| 38% | Capacity Factor
Company Official Inflation Forecast Dated March 31, 2017
| 2017 | 2.209% |  | 2026 | 2.294% |  | 2035 |  | 2.417%
| 2018 | 2.168% |  | 2027 | 2.316% |  | 2036 |  | 2.431%
| 2019 | 2.002% |  | 2028 | 2.327% |  | 2037 |  | 2.428%
| 2020 | 2.142% |  | 2029 | 2.366% |  | 2038 |  | 2.442%
| 2021 | 2.244% |  | 2030 | 2.38% |  | 2039 |  | 2.449%
| 2022 | 2.256% |  | 2031 | 2.401% |  | 2040 |  | 2.442%
| 2023 | 2.303% |  | 2032 | 2.408% |  | 2041 |  | 2.453%
| 2024 | 2.313% |  | 2033 | 2.419% |  | 2042 |  | 2.463%
| 2025 | 2.316% |  | 2034 | 2.422% |  | 2043 |  | 2.47%