## Table 1
Appendix B
Table 1
| Avoided Cost Prices | [8 empty] | Capacity Contribution
| Utah Sch 37 Solar T - 10.0 MW and 31.1% CF | [8 empty] | 15.8% | 15.8% | 15.8% | 100% | 100% | 100% | 100% | 100% | 53.86% | 59.67%
|  |  |  | Total Price @ |  | Capacity Contribution |  |  |  | Deferral (Capacity Contribution MW) | [9 empty] | Deferral (Nameplate MW) | [9 empty] | Resource Cost ($/kw-year) | [9 empty] | Deferred Cost (Millions $/year)
|  | Capacity | Energy | 31.06% |  | Type | East | West |  | IRP17 Aeolus Wind | IRP17 Dave Johnston Wind | IRP17 Goshen Wind 2 | IRP17 - 2029 - 30 MW Geothermal West | IRP17 - 2029 - 200 MW SCCT - Utah N | IRP17 - 2030 - 436 MW CCCT - West M | IRP17 - 2033 - 477 MW CCCT - Wyo NE | IRP17 - 2033 - 200 MW SCCT - Wyo NE | IRP17 Yakima Solar | IRP17 Utah South Solar | IRP17 Aeolus Wind | IRP17 Dave Johnston Wind | IRP17 Goshen Wind 2 | IRP17 - 2029 - 30 MW Geothermal West | IRP17 - 2029 - 200 MW SCCT - Utah N | IRP17 - 2030 - 436 MW CCCT - West M | IRP17 - 2033 - 477 MW CCCT - Wyo NE | IRP17 - 2033 - 200 MW SCCT - Wyo NE | IRP17 Yakima Solar | IRP17 Utah South Solar | IRP17 Aeolus Wind | IRP17 Dave Johnston Wind | IRP17 Goshen Wind 2 | IRP17 - 2029 - 30 MW Geothermal West | IRP17 - 2029 - 200 MW SCCT - Utah N | IRP17 - 2030 - 436 MW CCCT - West M | IRP17 - 2033 - 477 MW CCCT - Wyo NE | IRP17 - 2033 - 200 MW SCCT - Wyo NE | IRP17 Yakima Solar | IRP17 Utah South Solar | IRP17 Aeolus Wind | IRP17 Dave Johnston Wind | IRP17 Goshen Wind 2 | IRP17 - 2029 - 30 MW Geothermal West | IRP17 - 2029 - 200 MW SCCT - Utah N | IRP17 - 2030 - 436 MW CCCT - West M | IRP17 - 2033 - 477 MW CCCT - Wyo NE | IRP17 - 2033 - 200 MW SCCT - Wyo NE | IRP17 Yakima Solar | IRP17 Utah South Solar | Total Capacity Deferral
| Year | Price | Only Price | Capacity Factor
|  | $/kW-yr | $/MWh (2) | $/MWh |  | Wind | 15.8% | 11.78% |  | MW | MW | MW | MW | MW | MW | MW | MW | MW | MW | MW | MW | MW | MW | MW | MW | MW | MW | MW | MW | $/kw-year | $/kw-year | $/kw-year | $/kw-year | $/kw-year | $/kw-year | $/kw-year | $/kw-year | $/kw-year | $/kw-year | Millions $/year | Millions $/year | Millions $/year | Millions $/year | Millions $/year | Millions $/year | Millions $/year | Millions $/year | Millions $/year | Millions $/year | Millions $/year
| 2017 | 0 | 19.1311 | 19.1311 |  | Fixed | 37.91% | 53.86% | 2017
| 2018 | 0 | 19.6733 | 19.6733 |  | Tracking | 59.67% | 64.8% | 2018 | 0 | 0 | 0 | 0 | 0 | 0 | 0 | 0 | 0 | 0 | 0 | 0 | 0 | 0 | 0 | 0 | 0 | 0 | 0 | 0 | 162.46 | 169.96 | 172.89 | 638.48 | 108.82 | 161.84 | 165.76 | 142.96 | 154.79 | 160.46 | 0 | 0 | 0 | 0 | 0 | 0 | 0 | 0 | 0 | 0 | 0
| 2019 | 0 | 19.6268 | 19.6268 |  | Gas | 100% | 100% | 2019 | 0 | 0 | 0 | 0 | 0 | 0 | 0 | 0 | 0 | 0 | 0 | 0 | 0 | 0 | 0 | 0 | 0 | 0 | 0 | 0 | 165.7 | 173.36 | 176.36 | 651.29 | 111 | 165.07 | 169.11 | 145.83 | 157.89 | 163.68 | 0 | 0 | 0 | 0 | 0 | 0 | 0 | 0 | 0 | 0 | 0
| 2020 | 0 | 18.7537 | 18.7537 |  | Hydro | 100% | 100% | 2020 | 0 | 0 | 0 | 0 | 0 | 0 | 0 | 0 | 0 | 0 | 0 | 0 | 0 | 0 | 0 | 0 | 0 | 0 | 0 | 0 | 169.24 | 177.06 | 180.14 | 665.2 | 113.37 | 168.64 | 172.72 | 148.95 | 161.27 | 167.17 | 0 | 0 | 0 | 0 | 0 | 0 | 0 | 0 | 0 | 0 | 0
| 2021 | 81.9976 | -46.692 | -16.0995 |  |  |  |  | 2021 | 5.8809 | 0 | 0 | 0 | 0 | 0 | 0 | 0 | 0 | 0 | 37.2209 | 0 | 0 | 0 | 0 | 0 | 0 | 0 | 0 | 0 | 22.03 | 181.05 | 184.19 | 680.14 | 115.9 | 172.43 | 176.57 | 152.28 | 164.89 | 170.92 | 0.81998 | 0 | 0 | 0 | 0 | 0 | 0 | 0 | 0 | 0 | 0.81998
| 2022 | 74.9256 | -48.7278 | -20.633 |  |  |  |  | 2022 | 0 | 0 | 0 | 0 | 0 | 0 | 0 | 0 | 0 | 0 | 0 | 0 | 0 | 0 | 0 | 0 | 0 | 0 | 0 | 0 | 20.13 | 185.15 | 188.34 | 695.48 | 118.52 | 176.32 | 180.58 | 155.72 | 168.62 | 174.78 | 0.74926 | 0 | 0 | 0 | 0 | 0 | 0 | 0 | 0 | 0 | 0.74926
| 2023 | 90.1489 | -55.1413 | -21.1683 |  |  |  |  | 2023 | 0 | 0 | 0 | 0 | 0 | 0 | 0 | 0 | 0 | 0 | 0 | 0 | 0 | 0 | 0 | 0 | 0 | 0 | 0 | 0 | 24.22 | 189.43 | 192.67 | 711.53 | 121.26 | 180.37 | 184.75 | 159.32 | 172.5 | 178.81 | 0.90149 | 0 | 0 | 0 | 0 | 0 | 0 | 0 | 0 | 0 | 0.90149
| 2024 | 84.1192 | -57.5273 | -25.7289 |  |  |  |  | 2024 | 0 | 0 | 0 | 0 | 0 | 0 | 0 | 0 | 0 | 0 | 0 | 0 | 0 | 0 | 0 | 0 | 0 | 0 | 0 | 0 | 22.6 | 193.82 | 197.13 | 727.98 | 124.06 | 184.52 | 189.03 | 163 | 176.48 | 182.94 | 0.84119 | 0 | 0 | 0 | 0 | 0 | 0 | 0 | 0 | 0 | 0.84119
| 2025 | 100.1241 | -61.3163 | -23.2045 |  |  |  |  | 2025 | 0 | 0 | 0 | 0 | 0 | 0 | 0 | 0 | 0 | 0 | 0 | 0 | 0 | 0 | 0 | 0 | 0 | 0 | 0 | 0 | 26.9 | 198.33 | 201.7 | 744.81 | 126.95 | 188.83 | 193.4 | 166.79 | 180.58 | 187.17 | 1.0012 | 0 | 0 | 0 | 0 | 0 | 0 | 0 | 0 | 0 | 1.0012
| 2026 | 94.7271 | -66.7419 | -30.5028 |  |  |  |  | 2026 | 0 | 0 | 0 | 0 | 0 | 0 | 0 | 0 | 0 | 0 | 0 | 0 | 0 | 0 | 0 | 0 | 0 | 0 | 0 | 0 | 25.45 | 202.88 | 206.33 | 761.89 | 129.86 | 193.18 | 197.83 | 170.6 | 184.72 | 191.46 | 0.94727 | 0 | 0 | 0 | 0 | 0 | 0 | 0 | 0 | 0 | 0.94727
| 2027 | 89.814 | -72.7772 | -38.2453 |  |  |  |  | 2027 | 0 | 0 | 0 | 0 | 0 | 0 | 0 | 0 | 0 | 0 | 0 | 0 | 0 | 0 | 0 | 0 | 0 | 0 | 0 | 0 | 24.13 | 207.58 | 211.1 | 779.52 | 132.88 | 197.66 | 202.38 | 174.56 | 188.99 | 195.9 | 0.89814 | 0 | 0 | 0 | 0 | 0 | 0 | 0 | 0 | 0 | 0.89814
| 2028 | 106.9728 | -132.5917 | -91.3356 |  |  |  |  | 2028 | 0 | 0 | 0 | 0 | 0 | 0 | 0 | 0 | 0 | 0 | 0 | 0 | 0 | 0 | 0 | 0 | 0 | 0 | 0 | 0 | 28.74 | 212.4 | 216.01 | 797.63 | 135.97 | 202.26 | 207.11 | 178.62 | 193.38 | 200.46 | 1.0697 | 0 | 0 | 0 | 0 | 0 | 0 | 0 | 0 | 0 | 1.0697
| 2029 | 103.2135 | -154.8709 | -114.7869 |  |  |  |  | 2029 | 0 | 0 | 0 | 0 | 0 | 0 | 0 | 0 | 0 | 0 | 0 | 0 | 0 | 0 | 0 | 0 | 0 | 0 | 0 | 0 | 27.73 | 217.43 | 221.12 | 816.52 | 139.18 | 207.03 | 212.02 | 182.83 | 197.96 | 205.19 | 1.0321 | 0 | 0 | 0 | 0 | 0 | 0 | 0 | 0 | 0 | 1.0321
| 2030 | 100.0125 | -170.9349 | -131.8992 |  |  |  |  | 2030 | 0 | 0 | 0 | 0 | 0 | 0 | 0 | 0 | 0 | 0 | 0 | 0 | 0 | 0 | 0 | 0 | 0 | 0 | 0 | 0 | 26.87 | 222.59 | 226.38 | 835.97 | 142.51 | 211.93 | 217.05 | 187.19 | 202.69 | 210.07 | 1.0001 | 0 | 0 | 0 | 0 | 0 | 0 | 0 | 0 | 0 | 1.0001
| 2031 | 810.8566 | -183.8581 | 134.2163 |  |  |  |  | 2031 | 0 | 0 | 0 | 0 | 0 | 0 | 0 | 0 | 0 | 0 | 0 | 0 | 0 | 0 | 0 | 0 | 0 | 0 | 0 | 0 | 217.85 | 227.93 | 231.81 | 856.05 | 145.94 | 217.05 | 222.25 | 191.69 | 207.55 | 215.13 | 8.1086 | 0 | 0 | 0 | 0 | 0 | 0 | 0 | 0 | 0 | 8.1086
| 2032 | 830.3975 | -195.4929 | 131.2514 |  |  |  |  | 2032 | 0 | 0 | 0 | 0 | 0 | 0 | 0 | 0 | 0 | 0 | 0 | 0 | 0 | 0 | 0 | 0 | 0 | 0 | 0 | 0 | 223.1 | 233.41 | 237.39 | 876.69 | 149.43 | 222.28 | 227.56 | 196.29 | 212.54 | 220.31 | 8.304 | 0 | 0 | 0 | 0 | 0 | 0 | 0 | 0 | 0 | 8.304
| 2033 | 850.4224 | -189.4558 | 147.5001 |  |  |  |  | 2033 | 0 | 0 | 0 | 0 | 0 | 0 | 0 | 0 | 0 | 0 | 0 | 0 | 0 | 0 | 0 | 0 | 0 | 0 | 0 | 0 | 228.48 | 239.05 | 243.13 | 897.87 | 153.04 | 227.66 | 233.09 | 201.04 | 217.69 | 225.65 | 8.5042 | 0 | 0 | 0 | 0 | 0 | 0 | 0 | 0 | 0 | 8.5042
| 2034 | 870.9683 | -199.3441 | 147.4872 |  |  |  |  | 2034 | 0 | 0 | 0 | 0 | 0 | 0 | 0 | 0 | 0 | 0 | 0 | 0 | 0 | 0 | 0 | 0 | 0 | 0 | 0 | 0 | 234 | 244.83 | 249.02 | 919.61 | 156.75 | 233.17 | 238.74 | 205.91 | 222.95 | 231.1 | 8.7097 | 0 | 0 | 0 | 0 | 0 | 0 | 0 | 0 | 0 | 8.7097
| 2035 | 891.9981 | -214.7653 | 142.2252 |  |  |  |  | 2035 | 0 | 0 | 0 | 0 | 0 | 0 | 0 | 0 | 0 | 0 | 0 | 0 | 0 | 0 | 0 | 0 | 0 | 0 | 0 | 0 | 239.65 | 250.74 | 255.04 | 941.83 | 160.53 | 238.79 | 244.5 | 210.88 | 228.33 | 236.69 | 8.92 | 0 | 0 | 0 | 0 | 0 | 0 | 0 | 0 | 0 | 8.92
| 2036 | 913.6606 | -226.6335 | 140.1566 |  |  |  |  | 2036 | 0 | 0 | 0 | 0 | 0 | 0 | 0 | 0 | 0 | 0 | 0 | 0 | 0 | 0 | 0 | 0 | 0 | 0 | 0 | 0 | 245.47 | 256.82 | 261.24 | 964.76 | 164.43 | 244.62 | 250.43 | 216.01 | 233.88 | 242.45 | 9.1366 | 0 | 0 | 0 | 0 | 0 | 0 | 0 | 0 | 0 | 9.1366
| 2037 | 935.7698 | -268.8493 | 109.4338 |  |  |  |  | 2037 | 0 | 0 | 0 | 0 | 0 | 0 | 0 | 0 | 0 | 0 | 0 | 0 | 0 | 0 | 0 | 0 | 0 | 0 | 0 | 0 | 251.41 | 263.04 | 267.58 | 988.16 | 168.43 | 250.59 | 256.47 | 221.26 | 239.57 | 248.35 | 9.3577 | 0 | 0 | 0 | 0 | 0 | 0 | 0 | 0 | 0 | 9.3577
| 2038 | 958.6979 | #DIV/0! | 0 |  |  |  |  | 2038 | 0 | 0 | 0 | 0 | 0 | 0 | 0 | 0 | 0 | 0 | 0 | 0 | 0 | 0 | 0 | 0 | 0 | 0 | 0 | 0 | 257.57 | 269.48 | 274.11 | 1012.27 | 172.55 | 256.71 | 262.75 | 226.67 | 245.41 | 254.41 | 9.587 | 0 | 0 | 0 | 0 | 0 | 0 | 0 | 0 | 0 | 9.587
[9 empty] | 0 | #N/A | #N/A | #N/A | #N/A | #N/A | #N/A | #N/A | #N/A | #N/A | #N/A | #N/A | #N/A | #N/A | #N/A | #N/A | #N/A | #N/A | #N/A | #N/A | #N/A | #N/A | #N/A | #N/A | #N/A | #N/A | #N/A | #N/A | #N/A | #N/A | #N/A | #N/A | #N/A | #N/A | #N/A | #N/A | #N/A | #N/A | #N/A | #N/A | #N/A | #N/A
[9 empty] | 0 | #N/A | #N/A | #N/A | #N/A | #N/A | #N/A | #N/A | #N/A | #N/A | #N/A | #N/A | #N/A | #N/A | #N/A | #N/A | #N/A | #N/A | #N/A | #N/A | #N/A | #N/A | #N/A | #N/A | #N/A | #N/A | #N/A | #N/A | #N/A | #N/A | #N/A | #N/A | #N/A | #N/A | #N/A | #N/A | #N/A | #N/A | #N/A | #N/A | #N/A | #N/A
| Levelized Prices (Nominal) @ 6.57% Discount Rate (1) (3) |  |  |  | Discount Rate - 2017 IRP
6.57%
15 year-2018-2032 | $/kW | 130.9685
15 year-2018-2032 | $/MWh |  | -59.671 | -11.537
15 year-2020-2034 | $/kW | 226.165
15 year-2020-2034 | $/MWh |  | -88.8156 | -5.6947
Footnotes:
(1) Discount Rate - 2017 IRP
(2) 'Energy Only' is the GRID calculated costs and includes some capacity costs.
(3) 20 Year NPC is 2018 - 2038
<---- Calculated Monthly
Avoided Costs calculated annually are -$11.70/MWH
Avoided Costs calculated monthly are $0.00/MWH

## Table 2
Appendix B
Table 2
Avoided Energy Costs - Scheduled Hours ($/MWh)
Utah Sch 37 Solar T - 10.0 MW and 31.1% CF
Year |  | Winter Season |  |  |  |  | Summer Season |  |  |  | Winter Season
| Annual | Jan | Feb | Mar | Apr | May | Jun | Jul | Aug | Sep | Oct | Nov | Dec
Energy Only
2017 |  | Summer Season Jun: 16.1984; Summer Season Jul: 21.9961; Summer Season Aug: 22.071; Summer Season Sep: 17.7351; Winter Season Oct: 17.8187; Winter Season Nov: 18.0016; Winter Season Dec: 19.5271
2018 | 19.6733 | 23.4658 | 23.8029 | 22.4793 | 17.7422 | 16.2709 | 16.5562 | 22.482 | 22.5586 | 18.1269 | 18.2123 | 18.3993 | 19.9585
2019 | 19.6268 | 21.8648 | 18.1749 | 17.3831 | 16.4585 | 15.7235 | 16.4721 | 28.8777 | 22.9146 | 18.9762 | 19.4344 | 17.8024 | 22.0748
2020 | 18.7537 | 12.3592 | 17.1514 | 16.0238 | 15.6543 | 16.2037 | 16.0354 | 29.6773 | 22.5995 | 17.5684 | 17.8877 | 16.3109 | 24.9739
2021 | -46.692 | -105.3558 | -68.6309 | -80.7047 | -44.5052 | -24.2123 | -20.4628 | -17.3522 | -18.3083 | -31.0267 | -54.2157 | -116.0953 | -109.8278
2022 | -48.7278 | -109.6132 | -77.3598 | -76.5089 | -49.2419 | -26.1932 | -21.6542 | -18.9353 | -18.7836 | -33.3677 | -59.0152 | -124.066 | -101.0739
2023 | -55.1413 | -117.5722 | -100.6841 | -75.4895 | -52.5566 | -30.9711 | -24.9853 | -20.3386 | -21.052 | -36.4675 | -65.2478 | -137.7457 | -143.109
2024 | -57.5273 | -131.0652 | -87.9773 | -74.8285 | -56.9863 | -33.2718 | -29.1617 | -16.8018 | -20.2796 | -38.0859 | -70.9154 | -145.8929 | -159.8059
2025 | -61.3163 | -138.4601 | -105.1704 | -79.8109 | -62.6501 | -35.5616 | -36.2784 | -19.6948 | -20.1752 | -38.7472 | -72.3661 | -148.0742 | -156.8972
2026 | -66.7419 | -152.3457 | -135.2694 | -72.08 | -63.505 | -37.6848 | -31.3489 | -21.6047 | -24.2718 | -42.0936 | -77.8935 | -193.4111 | -163.6303
2027 | -72.7772 | -169.549 | -135.7297 | -99.2914 | -74.5694 | -42.046 | -33.1588 | -26.6414 | -25.9329 | -45.5393 | -84.2377 | -172.3984 | -179.6293
2028 | -132.5917 | -389.1692 | -263.7386 | -161.2493 | -102.0027 | -56.0036 | -44.8431 | -42.6786 | -48.6939 | -67.1119 | -142.221 | -367.6107 | -431.0721
2029 | -154.8709 | -451.7254 | -311.7037 | -178.9543 | -113.831 | -60.979 | -51.6159 | -53.7123 | -58.0291 | -78.0701 | -162.636 | -402.7281 | -584.9806
2030 | -170.9349 | -533.13 | -365.2269 | -198.5192 | -121.0222 | -65.1242 | -55.9711 | -56.404 | -58.2371 | -81.3248 | -184.9565 | -422.9341 | -646.1652
2031 | -183.8581 | -583.6589 | -401.9096 | -213.7033 | -129.4526 | -71.0161 | -56.3761 | -58.7384 | -63.2152 | -85.6635 | -195.022 | -457.0022 | -693.3904
2032 | -195.4929 | -604.5139 | -411.7714 | -221.171 | -135.0142 | -74.1483 | -61.1364 | -61.5726 | -65.4592 | -97.8209 | -204.359 | -488.3629 | -780.0852
2033 | -189.4558 | -567.1763 | -399.3087 | -224.0739 | -139.595 | -79.1779 | -64.3298 | -69.5931 | -71.9571 | -99.5287 | -202.5799 | -475.0592 | -639.2289
2034 | -199.3441 | -624.4912 | -371.1335 | -250.0604 | -158.0917 | -84.7564 | -68.5933 | -73.9825 | -78.7597 | -100.3099 | -211.9372 | -502.6369 | -640.4388
2035 | -214.7653 | -659.4269 | -452.031 | -257.9322 | -167.0126 | -88.8096 | -73.4547 | -79.0782 | -84.9847 | -109.8061 | -221.5675 | -539.952 | -688.5339
2036 | -226.6335 | -655.1151 | -457.867 | -256.3621 | -171.4749 | -91.1966 | -76.0658 | -81.6279 | -82.9867 | -114.1496 | -246.002 | -600.1613 | -810.2839
2037 | -268.8493 | -804.0948 | -565.0597 | -329.3496 | -208.791 | -111.2105 | -93.0087 | -99.8125 | -98.752 | -145.4157 | -275.8454 | -679.8641 | -869.8569
|  | 31 | 28 | 31 | 30 | 31 | 30 | 31 | 31 | 30 | 31 | 30 | 31

## Table 4
Appendix B
Table 4
Burnertip Natural Gas Price Forecast |  |  |  | Quote Date
Utah Sch 37 Solar T - 10.0 MW and 31.1% CF |  |  |  | 2017-03-31
PacifiCorp
| Delivered | Delivered | Delivered
Year | IRP - Utah Greenfield | IRP West Side | IRP - Wyo NE
| Fuel Cost | Fuel Cost | Fuel Cost
2016 | 2.32 | 2.29 | 2.35
2017 | 2.95 | 2.97 | 2.97 |  | IRP - Utah Greenfield | IRP West Side | IRP - Wyo NE |  |  | IRP West Side
2018 | 2.7 | 2.72 | 2.7 | Peak Type: | Delivered | Delivered | Delivered | Year | IRP - Utah Greenfield | Pacific NW | IRP - Wyo NE
2019 | 2.48 | 2.5 | 2.48 | 2016-01-01 | 2.2765 | 2.3298 | 2.2758 | 2016 | 47 | 43 | 46
2020 | 2.51 | 2.5 | 2.48 | 2016-02-01 | 1.8453 | 1.7802 | 1.829 | 2016
2021 | 2.56 | 2.52 | 2.53 | 2016-03-01 | 1.5255 | 1.4753 | 1.5765 | 2016
2022 | 2.58 | 2.53 | 2.55 | 2016-04-01 | 1.6911 | 1.5825 | 1.7513 | 2016
2023 | 3.02 | 2.91 | 2.99 | 2016-05-01 | 1.7311 | 1.6894 | 1.8005 | 2016
2024 | 3.64 | 3.5 | 3.61 | 2016-06-01 | 2.3389 | 2.2756 | 2.3648 | 2016
2025 | 3.84 | 3.78 | 3.81 | 2016-07-01 | 2.5811 | 2.549 | 2.6063 | 2016
2026 | 3.84 | 3.77 | 3.81 | 2016-08-01 | 2.6355 | 2.6323 | 2.6356 | 2016
2027 | 3.99 | 3.92 | 3.95 | 2016-09-01 | 2.7124 | 2.7264 | 2.7682 | 2016
2028 | 4.18 | 4.15 | 4.15 | 2016-10-01 | 2.6864 | 2.6567 | 2.75 | 2016
2029 | 4.5 | 4.51 | 4.47 | 2016-11-01 | 2.2697 | 2.2517 | 2.3067 | 2016
2030 | 4.85 | 4.88 | 4.81 | 2016-12-01 | 3.5125 | 3.5697 | 3.5519 | 2016
2031 | 5.07 | 5.11 | 5.04 | 2017-01-01 | 3.2525 | 3.3526 | 3.2802 | 2017
2032 | 5.31 | 5.38 | 5.28 | 2017-02-01 | 2.6307 | 2.6477 | 2.6686 | 2017
2033 | 5.65 | 5.76 | 5.62 | 2017-03-01 | 2.5702 | 2.5227 | 2.6204 | 2017
2034 | 5.93 | 6.02 | 5.9 | 2017-04-01 | 2.6571 | 2.6036 | 2.7065 | 2017
2035 | 6.25 | 6.29 | 6.23 | 2017-05-01 | 2.8076 | 2.8311 | 2.8346 | 2017
2036 | 6.73 | 6.8 | 6.7 | 2017-06-01 | 2.8755 | 2.9055 | 2.9027 | 2017
2037 | 6.93 | 7.05 | 6.9 | 2017-07-01 | 3.0076 | 3.0382 | 3.038 | 2017
2038 | 7.3 | 7.46 | 7.28 | 2017-08-01 | 3.0633 | 3.088 | 3.0631 | 2017
2039 | 7.56 | 7.75 | 7.54 | 2017-09-01 | 3.0454 | 3.0779 | 3.04 | 2017
2040 | 7.84 | 8.03 | 7.82 | 2017-10-01 | 3.0224 | 3.0453 | 3.0247 | 2017
2041 | 8.04 | 8.24 | 8.03 | 2017-11-01 | 3.1056 | 3.1196 | 3.0877 | 2017
2042 | 8.25 | 8.45 | 8.24 | 2017-12-01 | 3.3872 | 3.3619 | 3.3577 | 2017
|  |  |  | 2018-01-01 | 3.4117 | 3.3685 | 3.4233 | 2018
|  |  |  | 2018-02-01 | 3.3576 | 3.3151 | 3.3664 | 2018
|  |  |  | 2018-03-01 | 3.1133 | 3.1774 | 3.1031 | 2018
Official Forward Price Curve Forecast dated Mar 31, 2017 |  |  |  | 2018-04-01 | 2.4663 | 2.442 | 2.4995 | 2018
|  |  |  | 2018-05-01 | 2.3321 | 2.3877 | 2.3622 | 2018
|  |  |  | 2018-06-01 | 2.353 | 2.4108 | 2.3858 | 2018
|  |  |  | 2018-07-01 | 2.4602 | 2.4787 | 2.4626 | 2018
|  |  |  | 2018-08-01 | 2.4633 | 2.4943 | 2.4657 | 2018
|  |  |  | 2018-09-01 | 2.4413 | 2.4751 | 2.4462 | 2018
|  |  |  | 2018-10-01 | 2.4036 | 2.4882 | 2.4032 | 2018
|  |  |  | 2018-11-01 | 2.6566 | 2.7124 | 2.6266 | 2018
|  |  |  | 2018-12-01 | 2.8872 | 2.8618 | 2.8658 | 2018
|  |  |  | 2019-01-01 | 2.9046 | 2.9442 | 2.9089 | 2019
|  |  |  | 2019-02-01 | 2.8724 | 2.9176 | 2.892 | 2019
|  |  |  | 2019-03-01 | 2.7505 | 2.8452 | 2.767 | 2019
|  |  |  | 2019-04-01 | 2.2826 | 2.2182 | 2.2946 | 2019
|  |  |  | 2019-05-01 | 2.1913 | 2.1861 | 2.1977 | 2019
|  |  |  | 2019-06-01 | 2.2112 | 2.2182 | 2.2152 | 2019
|  |  |  | 2019-07-01 | 2.2699 | 2.3062 | 2.2792 | 2019
|  |  |  | 2019-08-01 | 2.2821 | 2.3284 | 2.2915 | 2019
|  |  |  | 2019-09-01 | 2.2755 | 2.3344 | 2.2823 | 2019
|  |  |  | 2019-10-01 | 2.3138 | 2.3595 | 2.3233 | 2019
|  |  |  | 2019-11-01 | 2.5689 | 2.6159 | 2.5359 | 2019
|  |  |  | 2019-12-01 | 2.7877 | 2.7662 | 2.7608 | 2019
|  |  |  | 2020-01-01 | 2.8816 | 2.8537 | 2.8525 | 2020
|  |  |  | 2020-02-01 | 2.852 | 2.8321 | 2.8407 | 2020
|  |  |  | 2020-03-01 | 2.7551 | 2.7718 | 2.7383 | 2020
|  |  |  | 2020-04-01 | 2.3036 | 2.2187 | 2.2157 | 2020
|  |  |  | 2020-05-01 | 2.226 | 2.2002 | 2.2146 | 2020
|  |  |  | 2020-06-01 | 2.2546 | 2.2409 | 2.2408 | 2020
|  |  |  | 2020-07-01 | 2.3184 | 2.3239 | 2.3074 | 2020
|  |  |  | 2020-08-01 | 2.3459 | 2.3711 | 2.335 | 2020
|  |  |  | 2020-09-01 | 2.3428 | 2.3781 | 2.3294 | 2020
|  |  |  | 2020-10-01 | 2.3786 | 2.4007 | 2.3678 | 2020
|  |  |  | 2020-11-01 | 2.6082 | 2.6522 | 2.5728 | 2020
|  |  |  | 2020-12-01 | 2.8061 | 2.7919 | 2.7716 | 2020
|  |  |  | 2021-01-01 | 2.9337 | 2.8874 | 2.8997 | 2021
|  |  |  | 2021-02-01 | 2.9189 | 2.8929 | 2.9027 | 2021
|  |  |  | 2021-03-01 | 2.8342 | 2.7943 | 2.8126 | 2021
|  |  |  | 2021-04-01 | 2.3597 | 2.2338 | 2.3361 | 2021
|  |  |  | 2021-05-01 | 2.2694 | 2.2153 | 2.248 | 2021
|  |  |  | 2021-06-01 | 2.3087 | 2.2489 | 2.2848 | 2021
|  |  |  | 2021-07-01 | 2.3495 | 2.3269 | 2.3284 | 2021
|  |  |  | 2021-08-01 | 2.375 | 2.3721 | 2.354 | 2021
|  |  |  | 2021-09-01 | 2.3928 | 2.3822 | 2.3694 | 2021
|  |  |  | 2021-10-01 | 2.4107 | 2.4048 | 2.3899 | 2021
|  |  |  | 2021-11-01 | 2.6587 | 2.6591 | 2.6184 | 2021
|  |  |  | 2021-12-01 | 2.852 | 2.8019 | 2.8177 | 2021
|  |  |  | 2022-01-01 | 2.9796 | 2.9025 | 2.9432 | 2022
|  |  |  | 2022-02-01 | 2.9556 | 2.904 | 2.9396 | 2022
|  |  |  | 2022-03-01 | 2.8678 | 2.8024 | 2.8438 | 2022
|  |  |  | 2022-04-01 | 2.3729 | 2.2369 | 2.334 | 2022
|  |  |  | 2022-05-01 | 2.2862 | 2.2192 | 2.2495 | 2022
|  |  |  | 2022-06-01 | 2.3199 | 2.255 | 2.2807 | 2022
|  |  |  | 2022-07-01 | 2.3704 | 2.3349 | 2.334 | 2022
|  |  |  | 2022-08-01 | 2.399 | 2.3832 | 2.3627 | 2022
|  |  |  | 2022-09-01 | 2.4092 | 2.3932 | 2.3704 | 2022
|  |  |  | 2022-10-01 | 2.4326 | 2.4139 | 2.3965 | 2022
|  |  |  | 2022-11-01 | 2.7051 | 2.6722 | 2.6522 | 2022
|  |  |  | 2022-12-01 | 2.8888 | 2.818 | 2.8392 | 2022
|  |  |  | 2023-01-01 | 3.0245 | 2.9366 | 2.9729 | 2023
|  |  |  | 2023-02-01 | 3.0061 | 2.9361 | 2.975 | 2023
|  |  |  | 2023-03-01 | 2.9173 | 2.8336 | 2.8781 | 2023
|  |  |  | 2023-04-01 | 2.4184 | 2.2791 | 2.3822 | 2023
|  |  |  | 2023-05-01 | 2.9377 | 2.8091 | 2.9038 | 2023
|  |  |  | 2023-06-01 | 2.9675 | 2.7563 | 2.9311 | 2023
|  |  |  | 2023-07-01 | 2.9993 | 2.8668 | 2.9655 | 2023
|  |  |  | 2023-08-01 | 3.0395 | 2.9617 | 3.0059 | 2023
|  |  |  | 2023-09-01 | 3.038 | 2.9282 | 3.0019 | 2023
|  |  |  | 2023-10-01 | 3.1016 | 3.0027 | 3.0683 | 2023
|  |  |  | 2023-11-01 | 3.3025 | 3.2284 | 3.2522 | 2023
|  |  |  | 2023-12-01 | 3.5304 | 3.4298 | 3.4835 | 2023
|  |  |  | 2024-01-01 | 3.5974 | 3.5392 | 3.5483 | 2024
|  |  |  | 2024-02-01 | 3.5883 | 3.5719 | 3.5596 | 2024
|  |  |  | 2024-03-01 | 3.4643 | 3.5272 | 3.4274 | 2024
|  |  |  | 2024-04-01 | 3.0554 | 2.8877 | 3.0219 | 2024
|  |  |  | 2024-05-01 | 3.5893 | 3.3989 | 3.558 | 2024
|  |  |  | 2024-06-01 | 3.6151 | 3.2575 | 3.5814 | 2024
|  |  |  | 2024-07-01 | 3.628 | 3.3989 | 3.597 | 2024
|  |  |  | 2024-08-01 | 3.6799 | 3.5403 | 3.649 | 2024
|  |  |  | 2024-09-01 | 3.6669 | 3.4631 | 3.6334 | 2024
|  |  |  | 2024-10-01 | 3.7706 | 3.5917 | 3.7401 | 2024
|  |  |  | 2024-11-01 | 3.9001 | 3.7845 | 3.8522 | 2024
|  |  |  | 2024-12-01 | 4.172 | 4.0415 | 4.1279 | 2024
|  |  |  | 2025-01-01 | 4.1704 | 4.1418 | 4.1237 | 2025
|  |  |  | 2025-02-01 | 4.1704 | 4.2077 | 4.1441 | 2025
|  |  |  | 2025-03-01 | 4.0111 | 4.2209 | 3.9765 | 2025
|  |  |  | 2025-04-01 | 3.6925 | 3.4962 | 3.6617 | 2025
|  |  |  | 2025-05-01 | 3.6394 | 3.5094 | 3.6083 | 2025
|  |  |  | 2025-06-01 | 3.6261 | 3.3776 | 3.5925 | 2025
|  |  |  | 2025-07-01 | 3.6394 | 3.5358 | 3.6083 | 2025
|  |  |  | 2025-08-01 | 3.7191 | 3.628 | 3.6884 | 2025
|  |  |  | 2025-09-01 | 3.7323 | 3.549 | 3.6991 | 2025
|  |  |  | 2025-10-01 | 3.7855 | 3.6411 | 3.7551 | 2025
|  |  |  | 2025-11-01 | 3.8916 | 3.8651 | 3.8437 | 2025
|  |  |  | 2025-12-01 | 4.0376 | 4.1549 | 3.9929 | 2025
|  |  |  | 2026-01-01 | 4.0941 | 4.2404 | 4.047 | 2026
|  |  |  | 2026-02-01 | 4.1212 | 4.173 | 4.0948 | 2026
|  |  |  | 2026-03-01 | 3.9173 | 4.0786 | 3.8823 | 2026
|  |  |  | 2026-04-01 | 3.6591 | 3.458 | 3.6281 | 2026
|  |  |  | 2026-05-01 | 3.6047 | 3.5255 | 3.5735 | 2026
|  |  |  | 2026-06-01 | 3.6183 | 3.4041 | 3.5846 | 2026
|  |  |  | 2026-07-01 | 3.6591 | 3.5929 | 3.6281 | 2026
|  |  |  | 2026-08-01 | 3.7678 | 3.6738 | 3.7373 | 2026
|  |  |  | 2026-09-01 | 3.7678 | 3.5659 | 3.7348 | 2026
|  |  |  | 2026-10-01 | 3.8086 | 3.6333 | 3.7782 | 2026
|  |  |  | 2026-11-01 | 3.9309 | 3.8087 | 3.8832 | 2026
|  |  |  | 2026-12-01 | 4.1349 | 4.0786 | 4.0906 | 2026
|  |  |  | 2027-01-01 | 4.2106 | 4.2766 | 4.164 | 2027
|  |  |  | 2027-02-01 | 4.2246 | 4.2627 | 4.1986 | 2027
|  |  |  | 2027-03-01 | 4.0852 | 4.2488 | 4.0509 | 2027
|  |  |  | 2027-04-01 | 3.8065 | 3.6819 | 3.7762 | 2027
|  |  |  | 2027-05-01 | 3.7787 | 3.7235 | 3.7482 | 2027
|  |  |  | 2027-06-01 | 3.7648 | 3.5851 | 3.7317 | 2027
|  |  |  | 2027-07-01 | 3.8205 | 3.7372 | 3.7902 | 2027
|  |  |  | 2027-08-01 | 3.8902 | 3.834 | 3.8602 | 2027
|  |  |  | 2027-09-01 | 3.8902 | 3.7096 | 3.8576 | 2027
|  |  |  | 2027-10-01 | 4.0016 | 3.8064 | 3.9721 | 2027
|  |  |  | 2027-11-01 | 4.0992 | 3.9585 | 4.0521 | 2027
|  |  |  | 2027-12-01 | 4.2803 | 4.1935 | 4.2366 | 2027
|  |  |  | 2028-01-01 | 4.3591 | 4.3685 | 4.3131 | 2028
|  |  |  | 2028-02-01 | 4.3591 | 4.4677 | 4.3336 | 2028
|  |  |  | 2028-03-01 | 4.1876 | 4.4393 | 4.1538 | 2028
|  |  |  | 2028-04-01 | 3.9877 | 3.8866 | 3.9582 | 2028
|  |  |  | 2028-05-01 | 3.9449 | 3.9717 | 3.9151 | 2028
|  |  |  | 2028-06-01 | 3.9306 | 3.8157 | 3.8982 | 2028
|  |  |  | 2028-07-01 | 4.002 | 3.9858 | 3.9725 | 2028
|  |  |  | 2028-08-01 | 4.1019 | 4.0991 | 4.0728 | 2028
|  |  |  | 2028-09-01 | 4.1162 | 3.9717 | 4.0846 | 2028
|  |  |  | 2028-10-01 | 4.2162 | 4.0991 | 4.1876 | 2028
|  |  |  | 2028-11-01 | 4.3591 | 4.2551 | 4.3131 | 2028
|  |  |  | 2028-12-01 | 4.6018 | 4.496 | 4.5595 | 2028
|  |  |  | 2029-01-01 | 4.7171 | 4.811 | 4.6727 | 2029
|  |  |  | 2029-02-01 | 4.7318 | 4.8982 | 4.7079 | 2029
|  |  |  | 2029-03-01 | 4.6 | 4.811 | 4.5679 | 2029
|  |  |  | 2029-04-01 | 4.2779 | 4.2009 | 4.2496 | 2029
|  |  |  | 2029-05-01 | 4.2487 | 4.2445 | 4.2202 | 2029
|  |  |  | 2029-06-01 | 4.2194 | 4.1573 | 4.1882 | 2029
|  |  |  | 2029-07-01 | 4.2926 | 4.1428 | 4.2643 | 2029
|  |  |  | 2029-08-01 | 4.3951 | 4.3171 | 4.3672 | 2029
|  |  |  | 2029-09-01 | 4.4097 | 4.2445 | 4.3793 | 2029
|  |  |  | 2029-10-01 | 4.4975 | 4.4624 | 4.4701 | 2029
|  |  |  | 2029-11-01 | 4.6586 | 4.811 | 4.6139 | 2029
|  |  |  | 2029-12-01 | 4.966 | 5.0725 | 4.9252 | 2029
|  |  |  | 2030-01-01 | 5.0304 | 5.2879 | 4.9873 | 2030
|  |  |  | 2030-02-01 | 5.0454 | 5.3177 | 5.0228 | 2030
|  |  |  | 2030-03-01 | 4.9104 | 5.139 | 4.8796 | 2030
|  |  |  | 2030-04-01 | 4.5953 | 4.5732 | 4.5683 | 2030
|  |  |  | 2030-05-01 | 4.5803 | 4.5881 | 4.5532 | 2030
|  |  |  | 2030-06-01 | 4.5503 | 4.4689 | 4.5205 | 2030
|  |  |  | 2030-07-01 | 4.6253 | 4.4689 | 4.5984 | 2030
|  |  |  | 2030-08-01 | 4.7603 | 4.6625 | 4.734 | 2030
|  |  |  | 2030-09-01 | 4.8354 | 4.5732 | 4.8068 | 2030
|  |  |  | 2030-10-01 | 4.8954 | 4.7667 | 4.8696 | 2030
|  |  |  | 2030-11-01 | 5.0454 | 5.2432 | 5.0023 | 2030
|  |  |  | 2030-12-01 | 5.2705 | 5.4815 | 5.2309 | 2030
|  |  |  | 2031-01-01 | 5.3871 | 5.7094 | 5.3455 | 2031
|  |  |  | 2031-02-01 | 5.4333 | 5.7551 | 5.4123 | 2031
|  |  |  | 2031-03-01 | 5.2026 | 5.3888 | 5.173 | 2031
|  |  |  | 2031-04-01 | 4.8027 | 4.8393 | 4.7766 | 2031
|  |  |  | 2031-05-01 | 4.7566 | 4.8241 | 4.7303 | 2031
|  |  |  | 2031-06-01 | 4.7566 | 4.6409 | 4.7277 | 2031
|  |  |  | 2031-07-01 | 4.8796 | 4.6409 | 4.8537 | 2031
|  |  |  | 2031-08-01 | 4.9872 | 4.8393 | 4.9619 | 2031
|  |  |  | 2031-09-01 | 5.0026 | 4.7325 | 4.9748 | 2031
|  |  |  | 2031-10-01 | 5.0488 | 4.9461 | 5.0236 | 2031
|  |  |  | 2031-11-01 | 5.1872 | 5.2515 | 5.1448 | 2031
|  |  |  | 2031-12-01 | 5.4025 | 5.7094 | 5.3635 | 2031
|  |  |  | 2032-01-01 | 5.5378 | 5.9295 | 5.4968 | 2032
|  |  |  | 2032-02-01 | 5.5694 | 5.9295 | 5.549 | 2032
|  |  |  | 2032-03-01 | 5.3645 | 5.5227 | 5.3356 | 2032
|  |  |  | 2032-04-01 | 5.0807 | 5.0534 | 5.0557 | 2032
|  |  |  | 2032-05-01 | 4.9389 | 5.0378 | 4.9133 | 2032
|  |  |  | 2032-06-01 | 4.923 | 4.8969 | 4.8948 | 2032
|  |  |  | 2032-07-01 | 5.1438 | 4.9126 | 5.119 | 2032
|  |  |  | 2032-08-01 | 5.3329 | 5.1317 | 5.309 | 2032
|  |  |  | 2032-09-01 | 5.3014 | 5.0691 | 5.2748 | 2032
|  |  |  | 2032-10-01 | 5.3645 | 5.4602 | 5.3407 | 2032
|  |  |  | 2032-11-01 | 5.4748 | 5.6479 | 5.4335 | 2032
|  |  |  | 2032-12-01 | 5.7113 | 6.0077 | 5.6736 | 2032
|  |  |  | 2033-01-01 | 5.8059 | 6.2213 | 5.766 | 2033
|  |  |  | 2033-02-01 | 5.822 | 6.3977 | 5.8027 | 2033
|  |  |  | 2033-03-01 | 5.6282 | 5.8365 | 5.6003 | 2033
|  |  |  | 2033-04-01 | 5.4343 | 5.4516 | 5.4108 | 2033
|  |  |  | 2033-05-01 | 5.2565 | 5.4837 | 5.2323 | 2033
|  |  |  | 2033-06-01 | 5.2403 | 5.3232 | 5.2134 | 2033
|  |  |  | 2033-07-01 | 5.5473 | 5.3393 | 5.5243 | 2033
|  |  |  | 2033-08-01 | 5.7251 | 5.5318 | 5.7028 | 2033
|  |  |  | 2033-09-01 | 5.6766 | 5.4516 | 5.6516 | 2033
|  |  |  | 2033-10-01 | 5.709 | 5.7082 | 5.6866 | 2033
|  |  |  | 2033-11-01 | 5.7574 | 6.0289 | 5.7174 | 2033
|  |  |  | 2033-12-01 | 6.1614 | 6.3817 | 6.1256 | 2033
|  |  |  | 2034-01-01 | 6.2825 | 6.6062 | 6.2447 | 2034
|  |  |  | 2034-02-01 | 6.2992 | 6.6883 | 6.2819 | 2034
|  |  |  | 2034-03-01 | 6.0507 | 6.2939 | 6.0247 | 2034
|  |  |  | 2034-04-01 | 5.7692 | 5.8829 | 5.7471 | 2034
|  |  |  | 2034-05-01 | 5.6035 | 5.7514 | 5.5807 | 2034
|  |  |  | 2034-06-01 | 5.5538 | 5.62 | 5.5282 | 2034
|  |  |  | 2034-07-01 | 5.7525 | 5.472 | 5.7304 | 2034
|  |  |  | 2034-08-01 | 5.9348 | 5.7021 | 5.9134 | 2034
|  |  |  | 2034-09-01 | 5.8354 | 5.5541 | 5.811 | 2034
|  |  |  | 2034-10-01 | 5.8519 | 5.8336 | 5.8302 | 2034
|  |  |  | 2034-11-01 | 5.9182 | 6.2281 | 5.8788 | 2034
|  |  |  | 2034-12-01 | 6.3157 | 6.5569 | 6.2805 | 2034
|  |  |  | 2035-01-01 | 6.4569 | 6.7705 | 6.4198 | 2035
|  |  |  | 2035-02-01 | 6.4908 | 6.8884 | 6.4743 | 2035
|  |  |  | 2035-03-01 | 6.2871 | 6.5346 | 6.2621 | 2035
|  |  |  | 2035-04-01 | 6.0664 | 6.1809 | 6.0456 | 2035
|  |  |  | 2035-05-01 | 6.0324 | 6.0797 | 6.0115 | 2035
|  |  |  | 2035-06-01 | 5.9306 | 5.827 | 5.9066 | 2035
|  |  |  | 2035-07-01 | 6.2022 | 5.8101 | 6.182 | 2035
|  |  |  | 2035-08-01 | 6.338 | 5.8776 | 6.3183 | 2035
|  |  |  | 2035-09-01 | 6.1853 | 5.9113 | 6.1624 | 2035
|  |  |  | 2035-10-01 | 6.1853 | 6.2145 | 6.1649 | 2035
|  |  |  | 2035-11-01 | 6.2362 | 6.5346 | 6.1982 | 2035
|  |  |  | 2035-12-01 | 6.6097 | 6.8548 | 6.5758 | 2035
|  |  |  | 2036-01-01 | 6.8689 | 7.1186 | 6.8335 | 2036
|  |  |  | 2036-02-01 | 6.8166 | 7.2569 | 6.8015 | 2036
|  |  |  | 2036-03-01 | 6.6947 | 6.9284 | 6.6714 | 2036
|  |  |  | 2036-04-01 | 6.5032 | 6.6692 | 6.4841 | 2036
|  |  |  | 2036-05-01 | 6.4857 | 6.6173 | 6.4666 | 2036
|  |  |  | 2036-06-01 | 6.3987 | 6.3753 | 6.3767 | 2036
|  |  |  | 2036-07-01 | 6.6773 | 6.3408 | 6.6591 | 2036
|  |  |  | 2036-08-01 | 6.9038 | 6.479 | 6.8864 | 2036
|  |  |  | 2036-09-01 | 6.7121 | 6.4445 | 6.6914 | 2036
|  |  |  | 2036-10-01 | 6.7121 | 6.7556 | 6.694 | 2036
|  |  |  | 2036-11-01 | 6.7644 | 7.1704 | 6.7285 | 2036
|  |  |  | 2036-12-01 | 7.165 | 7.4816 | 7.1334 | 2036
|  |  |  | 2037-01-01 | 7.3266 | 7.6679 | 7.2931 | 2037
|  |  |  | 2037-02-01 | 7.2909 | 7.7565 | 7.2778 | 2037
|  |  |  | 2037-03-01 | 7.0052 | 7.402 | 6.9832 | 2037
|  |  |  | 2037-04-01 | 6.666 | 6.8882 | 6.6477 | 2037
|  |  |  | 2037-05-01 | 6.666 | 6.7997 | 6.6477 | 2037
|  |  |  | 2037-06-01 | 6.5946 | 6.5162 | 6.5734 | 2037
|  |  |  | 2037-07-01 | 6.8267 | 6.4984 | 6.8091 | 2037
|  |  |  | 2037-08-01 | 6.9695 | 6.6048 | 6.9524 | 2037
|  |  |  | 2037-09-01 | 6.7553 | 6.5693 | 6.7348 | 2037
|  |  |  | 2037-10-01 | 6.8267 | 6.9414 | 6.8091 | 2037
|  |  |  | 2037-11-01 | 6.8802 | 7.2426 | 6.8448 | 2037
|  |  |  | 2037-12-01 | 7.3088 | 7.6856 | 7.2778 | 2037
|  |  |  | 2038-01-01 | 7.4991 | 7.9028 | 7.4663 | 2038
|  |  |  | 2038-02-01 | 7.4807 | 7.9936 | 7.4684 | 2038
|  |  |  | 2038-03-01 | 7.2793 | 7.6301 | 7.2584 | 2038
|  |  |  | 2038-04-01 | 7.0594 | 7.3029 | 7.0427 | 2038
|  |  |  | 2038-05-01 | 7.0411 | 7.2665 | 7.0244 | 2038
|  |  |  | 2038-06-01 | 6.9861 | 6.9756 | 6.9666 | 2038
|  |  |  | 2038-07-01 | 7.2975 | 7.012 | 7.2819 | 2038
|  |  |  | 2038-08-01 | 7.4258 | 7.121 | 7.4107 | 2038
|  |  |  | 2038-09-01 | 7.2243 | 7.0665 | 7.2057 | 2038
|  |  |  | 2038-10-01 | 7.2243 | 7.4483 | 7.2083 | 2038
|  |  |  | 2038-11-01 | 7.3159 | 7.6846 | 7.2824 | 2038
|  |  |  | 2038-12-01 | 7.7921 | 8.0846 | 7.7632 | 2038
|  |  |  | 2039-01-01 | 7.9387 | 8.3499 | 7.9078 | 2039
|  |  |  | 2039-02-01 | 7.9387 | 8.4058 | 7.9282 | 2039
|  |  |  | 2039-03-01 | 7.6379 | 7.9209 | 7.6186 | 2039
|  |  |  | 2039-04-01 | 7.2997 | 7.5665 | 7.284 | 2039
|  |  |  | 2039-05-01 | 7.3185 | 7.5479 | 7.3029 | 2039
|  |  |  | 2039-06-01 | 7.2057 | 7.3241 | 7.1871 | 2039
|  |  |  | 2039-07-01 | 7.4688 | 7.2868 | 7.4538 | 2039
|  |  |  | 2039-08-01 | 7.6003 | 7.38 | 7.5859 | 2039
|  |  |  | 2039-09-01 | 7.3936 | 7.3241 | 7.3757 | 2039
|  |  |  | 2039-10-01 | 7.4312 | 7.6598 | 7.4161 | 2039
|  |  |  | 2039-11-01 | 7.5252 | 7.8649 | 7.4925 | 2039
|  |  |  | 2039-12-01 | 7.995 | 8.3499 | 7.9669 | 2039
|  |  |  | 2040-01-01 | 8.1839 | 8.6426 | 8.154 | 2040
|  |  |  | 2040-02-01 | 8.1839 | 8.7958 | 8.1745 | 2040
|  |  |  | 2040-03-01 | 7.8754 | 8.2408 | 7.857 | 2040
|  |  |  | 2040-04-01 | 7.5475 | 7.8964 | 7.5329 | 2040
|  |  |  | 2040-05-01 | 7.5668 | 7.839 | 7.5523 | 2040
|  |  |  | 2040-06-01 | 7.4511 | 7.4562 | 7.4335 | 2040
|  |  |  | 2040-07-01 | 7.7018 | 7.4179 | 7.6879 | 2040
|  |  |  | 2040-08-01 | 7.8754 | 7.6667 | 7.8622 | 2040
|  |  |  | 2040-09-01 | 7.7211 | 7.5902 | 7.7047 | 2040
|  |  |  | 2040-10-01 | 7.7597 | 7.9347 | 7.746 | 2040
|  |  |  | 2040-11-01 | 7.8947 | 8.2217 | 7.8636 | 2040
|  |  |  | 2040-12-01 | 8.3189 | 8.6236 | 8.2921 | 2040
|  |  |  | 2041-01-01 | 8.3969 | 8.8665 | 8.3679 | 2041
|  |  |  | 2041-02-01 | 8.3969 | 9.0236 | 8.3884 | 2041
|  |  |  | 2041-03-01 | 8.0804 | 8.4543 | 8.0629 | 2041
|  |  |  | 2041-04-01 | 7.7441 | 8.1009 | 7.7303 | 2041
|  |  |  | 2041-05-01 | 7.7639 | 8.0419 | 7.7502 | 2041
|  |  |  | 2041-06-01 | 7.6452 | 7.6493 | 7.6284 | 2041
|  |  |  | 2041-07-01 | 7.9023 | 7.61 | 7.8892 | 2041
|  |  |  | 2041-08-01 | 8.0804 | 7.8652 | 8.068 | 2041
|  |  |  | 2041-09-01 | 7.9221 | 7.7867 | 7.9065 | 2041
|  |  |  | 2041-10-01 | 7.9617 | 8.1402 | 7.9488 | 2041
|  |  |  | 2041-11-01 | 8.1002 | 8.4346 | 8.07 | 2041
|  |  |  | 2041-12-01 | 8.5355 | 8.847 | 8.5097 | 2041
|  |  |  | 2042-01-01 | 8.6156 | 9.0963 | 8.5875 | 2042
|  |  |  | 2042-02-01 | 8.6156 | 9.2574 | 8.608 | 2042
|  |  |  | 2042-03-01 | 8.2908 | 8.6732 | 8.2742 | 2042
|  |  |  | 2042-04-01 | 7.9457 | 8.3107 | 7.9328 | 2042
|  |  |  | 2042-05-01 | 7.966 | 8.2502 | 7.9531 | 2042
|  |  |  | 2042-06-01 | 7.8443 | 7.8474 | 7.8283 | 2042
|  |  |  | 2042-07-01 | 8.1082 | 7.8071 | 8.0959 | 2042
|  |  |  | 2042-08-01 | 8.2908 | 8.069 | 8.2793 | 2042
|  |  |  | 2042-09-01 | 8.1285 | 7.9884 | 8.1137 | 2042
|  |  |  | 2042-10-01 | 8.169 | 8.351 | 8.157 | 2042
|  |  |  | 2042-11-01 | 8.3111 | 8.6532 | 8.2818 | 2042
|  |  |  | 2042-12-01 | 8.7576 | 9.0762 | 8.7327 | 2042
|  |  |  | 2043-01-01 | 8.8399 | 9.332 | 8.8128 | 2043
|  |  |  | 2043-02-01 | 8.8399 | 9.4973 | 8.8333 | 2043
|  |  |  | 2043-03-01 | 8.5066 | 8.8979 | 8.4909 | 2043
Note on G5: PacifiCorp: Date that deal is evaluated.

## Table 5
Appendix B
Table 5 | [9 empty] | Study_Name:
Utah Sch 37 Solar T - 10.0 MW and 31.1% CF | [9 empty] | Utah Sch 37 Solar T
June 2017 through December 2037 | [6 empty] | Start | 2017-06-01 |  | Resource Capacity
Nominal Avoided Costs Calculated Monthly | [6 empty] | End | 2037-12-01 |  | 10 | MW
15 Year starting 2020 | -22425050.786 | 20987199.9179 | -1437850.8681 | 252489.9866 | -5.6947 |  |  |  |  | 31.06% | CF
Nominal NPV at 6.57% Discount Rate | [6 empty] | Discount Rate - 2017 IRP
10 Year Starting 2018 | -5621193.0151 | 4063883.5256 | -1557309.4895 | 196988.8039 | -7.9056 |  | 6.57% | 0.5317%
15 Year Starting 2018 | -15217024.9023 | 12274911.4185 | -2942113.4839 | 255015.4779 | -11.537
| Energy | Capacity $ | Total | Total | AC Price
Month | Avoided $ | 30.7% CF | Dollars | MWH | 30.7% CF | Offset | Year | Date Test | Offset |  |  |  | Total | energy | capacity
2017-06-01 | 52807.8088 | 0 | 52807.8088 | 3260.07 | 16.1984 |  | 2017 | 2017-06-01 | [7 empty] | 2.209% | 2017 Inflation rate
2017-07-01 | 64905.2221 | 0 | 64905.2221 | 2950.766 | 21.9961 |  | 2017 | 2017-07-01
2017-08-01 | 65232.4018 | 0 | 65232.4018 | 2955.571 | 22.071 |  | 2017 | 2017-08-01
2017-09-01 | 46205.4823 | 0 | 46205.4823 | 2605.32 | 17.7351 |  | 2017 | 2017-09-01
2017-10-01 | 37637.4703 | 0 | 37637.4703 | 2112.247 | 17.8187 |  | 2017 | 2017-10-01
2017-11-01 | 25609.0112 | 0 | 25609.0112 | 1422.6 | 18.0016 |  | 2017 | 2017-11-01
2017-12-01 | 21432.035 | 0 | 21432.035 | 1097.555 | 19.5271 |  | 2017 | 2017-12-01
2018-01-01 | 30899.4718 | 0 | 30899.4718 | 1316.787 | 23.4658 | 1 | 2018 | 2018-01-01 | 273 | Net Power Cost
2018-02-01 | 35076.9643 | 0 | 35076.9643 | 1473.64 | 23.8029 | 2 | 2018 | 2018-02-01 | 361 | QF - Sch37 - UT - Solar T
2018-03-01 | 51592.6044 | 0 | 51592.6044 | 2295.116 | 22.4793 | 3 | 2018 | 2018-03-01 | 2017 | 313829.4316 | 0 | 16404.129 | 19.1311 | 19.1311 | 0
2018-04-01 | 47032.7183 | 0 | 47032.7183 | 2650.89 | 17.7422 | 4 | 2018 | 2018-04-01 | 2018 | 535293.3074 | 0 | 27209.159 | 19.6733 | 19.6733 | 0
2018-05-01 | 49928.8521 | 0 | 49928.8521 | 3068.597 | 16.2709 | 5 | 2018 | 2018-05-01 | 2019 | 531359.8053 | 0 | 27073.124 | 19.6268 | 19.6268 | 0
2018-06-01 | 53974.4634 | 0 | 53974.4634 | 3260.07 | 16.5562 | 6 | 2018 | 2018-06-01 | 2020 | 506158.8116 | 0 | 26989.836 | 18.7537 | 18.7537 | 0
2018-07-01 | 66339.1382 | 0 | 66339.1382 | 2950.766 | 22.482 | 7 | 2018 | 2018-07-01 | 2021 | -1251493.9259 | 819975.7025 | 26803.156 | -16.0995 | -46.692 | 30.5925
2018-08-01 | 66673.5462 | 0 | 66673.5462 | 2955.571 | 22.5586 | 8 | 2018 | 2018-08-01 | 2022 | -1299515.8949 | 749256.055 | 26668.893 | -20.633 | -48.7278 | 28.0948
2018-09-01 | 47226.2752 | 0 | 47226.2752 | 2605.32 | 18.1269 | 9 | 2018 | 2018-09-01 | 2023 | -1463200.2134 | 901489.4015 | 26535.45 | -21.1683 | -55.1413 | 33.973
2018-10-01 | 38468.9747 | 0 | 38468.9747 | 2112.247 | 18.2123 | 10 | 2018 | 2018-10-01 | 2024 | -1521819.6475 | 841191.5967 | 26453.876 | -25.7289 | -57.5273 | 31.7984
2018-11-01 | 26174.7773 | 0 | 26174.7773 | 1422.6 | 18.3993 | 11 | 2018 | 2018-11-01 | 2025 | -1610849.239 | 1001241.3253 | 26271.129 | -23.2045 | -61.3163 | 38.1118
2018-12-01 | 21905.5215 | 0 | 21905.5215 | 1097.555 | 19.9585 | 12 | 2018 | 2018-12-01 | 2026 | -1744601.3192 | 947271.068 | 26139.538 | -30.5028 | -66.7419 | 36.239
2019-01-01 | 28647.6094 | 0 | 28647.6094 | 1310.215 | 21.8648 | 14 | 2019 | 2019-01-01 | 2027 | -1892861.6811 | 898139.5234 | 26008.988 | -38.2453 | -72.7772 | 34.5319
2019-02-01 | 26650.0018 | 0 | 26650.0018 | 1466.304 | 18.1749 | 15 | 2019 | 2019-02-01 | 2028 | -3437961.5718 | 1069727.7208 | 25928.929 | -91.3356 | -132.5917 | 41.2561
2019-03-01 | 39697.8625 | 0 | 39697.8625 | 2283.708 | 17.3831 | 16 | 2019 | 2019-03-01 | 2029 | -3987816.9876 | 1032134.645 | 25749.293 | -114.7869 | -154.8709 | 40.084
2019-04-01 | 43411.3569 | 0 | 43411.3569 | 2637.63 | 16.4585 | 17 | 2019 | 2019-04-01 | 2030 | -4379485.624 | 1000124.6993 | 25620.781 | -131.8992 | -170.9349 | 39.0357
2019-05-01 | 48007.8178 | 0 | 48007.8178 | 3053.252 | 15.7235 | 18 | 2019 | 2019-05-01 | 2031 | -4687033.1539 | 8108565.9004 | 25492.672 | 134.2163 | -183.8581 | 318.0744
2019-06-01 | 53430.8045 | 0 | 53430.8045 | 3243.72 | 16.4721 | 19 | 2019 | 2019-06-01 | 2032 | -4968314.0148 | 8303975.4528 | 25414.289 | 131.2514 | -195.4929 | 326.7444
2019-07-01 | 84785.212 | 0 | 84785.212 | 2936.01 | 28.8777 | 20 | 2019 | 2019-07-01 | 2033 | -4781559.2204 | 8504223.7178 | 25238.389 | 147.5001 | -189.4558 | 336.9559
2019-08-01 | 67387.4985 | 0 | 67387.4985 | 2940.815 | 22.9146 | 21 | 2019 | 2019-08-01 | 2034 | -5005959.7907 | 8709682.9043 | 25112.16 | 147.4872 | -199.3441 | 346.8313
2019-09-01 | 49191.9027 | 0 | 49191.9027 | 2592.3 | 18.9762 | 22 | 2019 | 2019-09-01 | 2035 | -5366256.0955 | 8919980.8035 | 24986.608 | 142.2252 | -214.7653 | 356.9905
2019-10-01 | 40843.6854 | 0 | 40843.6854 | 2101.614 | 19.4344 | 23 | 2019 | 2019-10-01 | 2036 | -5645357.4392 | 9136606.2501 | 24909.632 | 140.1566 | -226.6335 | 366.7901
2019-11-01 | 25200.1964 | 0 | 25200.1964 | 1415.55 | 17.8024 | 24 | 2019 | 2019-11-01 | 2037 | -6650602.419 | 9357698.2007 | 24737.292 | 109.4338 | -268.8493 | 378.283
2019-12-01 | 24105.8572 | 0 | 24105.8572 | 1092.006 | 22.0748 | 25 | 2019 | 2019-12-01 | 2038 | 0 | 0
2020-01-01 | 16111.562 | 0 | 16111.562 | 1303.612 | 12.3592 | 27 | 2020 | 2020-01-01
2020-02-01 | 25917.1008 | 0 | 25917.1008 | 1511.074 | 17.1514 | 28 | 2020 | 2020-02-01
2020-03-01 | 36409.4172 | 0 | 36409.4172 | 2272.207 | 16.0238 | 29 | 2020 | 2020-03-01
2020-04-01 | 41084.9094 | 0 | 41084.9094 | 2624.52 | 15.6543 | 30 | 2020 | 2020-04-01
2020-05-01 | 49226.6992 | 0 | 49226.6992 | 3038 | 16.2037 | 31 | 2020 | 2020-05-01
2020-06-01 | 51755.0249 | 0 | 51755.0249 | 3227.55 | 16.0354 | 32 | 2020 | 2020-06-01
2020-07-01 | 86696.7806 | 0 | 86696.7806 | 2921.316 | 29.6773 | 33 | 2020 | 2020-07-01
2020-08-01 | 66128.2594 | 0 | 66128.2594 | 2926.09 | 22.5995 | 34 | 2020 | 2020-08-01
2020-09-01 | 45314.4097 | 0 | 45314.4097 | 2579.31 | 17.5684 | 35 | 2020 | 2020-09-01
2020-10-01 | 37405.5787 | 0 | 37405.5787 | 2091.136 | 17.8877 | 36 | 2020 | 2020-10-01
2020-11-01 | 22972.9493 | 0 | 22972.9493 | 1408.44 | 16.3109 | 37 | 2020 | 2020-11-01
2020-12-01 | 27136.1204 | 0 | 27136.1204 | 1086.581 | 24.9739 | 38 | 2020 | 2020-12-01
2021-01-01 | -136660.5315 | 68331.3085 | -68329.2229 | 1297.133 | -52.6771 | 40 | 2021 | 2021-01-01
2021-02-01 | -99634.4321 | 68331.3085 | -31303.1236 | 1451.744 | -21.5624 | 41 | 2021 | 2021-02-01
2021-03-01 | -182464.5538 | 68331.3085 | -114133.2453 | 2260.892 | -50.4815 | 42 | 2021 | 2021-03-01
2021-04-01 | -116219.9216 | 68331.3085 | -47888.6131 | 2611.38 | -18.3384 | 43 | 2021 | 2021-04-01
2021-05-01 | -73190.0151 | 68331.3085 | -4858.7066 | 3022.841 | -1.6073 | 44 | 2021 | 2021-05-01
2021-06-01 | -65714.373 | 68331.3085 | 2616.9355 | 3211.41 | 0.81489 | 45 | 2021 | 2021-06-01
2021-07-01 | -50438.0267 | 68331.3085 | 17893.2819 | 2906.715 | 6.1558 | 46 | 2021 | 2021-07-01
2021-08-01 | -53303.7369 | 68331.3085 | 15027.5716 | 2911.458 | 5.1615 | 47 | 2021 | 2021-08-01
2021-09-01 | -79626.3293 | 68331.3085 | -11295.0208 | 2566.38 | -4.4011 | 48 | 2021 | 2021-09-01
2021-10-01 | -112802.742 | 68331.3085 | -44471.4334 | 2080.627 | -21.3741 | 49 | 2021 | 2021-10-01
2021-11-01 | -162698.323 | 68331.3085 | -94367.0144 | 1401.42 | -67.3367 | 50 | 2021 | 2021-11-01
2021-12-01 | -118740.9409 | 68331.3085 | -50409.6324 | 1081.156 | -46.6257 | 51 | 2021 | 2021-12-01
2022-01-01 | -141462.5598 | 62438.0046 | -79024.5552 | 1290.561 | -61.2327 | 53 | 2022 | 2022-01-01
2022-02-01 | -111741.2372 | 62438.0046 | -49303.2326 | 1444.436 | -34.1332 | 54 | 2022 | 2022-02-01
2022-03-01 | -172107.9288 | 62438.0046 | -109669.9242 | 2249.515 | -48.7527 | 55 | 2022 | 2022-03-01
2022-04-01 | -127943.8288 | 62438.0046 | -65505.8242 | 2598.27 | -25.2113 | 56 | 2022 | 2022-04-01
2022-05-01 | -78780.8545 | 62438.0046 | -16342.85 | 3007.682 | -5.4337 | 57 | 2022 | 2022-05-01
2022-06-01 | -69193.0167 | 62438.0046 | -6755.0121 | 3195.36 | -2.114 | 58 | 2022 | 2022-06-01
2022-07-01 | -54765.3964 | 62438.0046 | 7672.6082 | 2892.238 | 2.6528 | 59 | 2022 | 2022-07-01
2022-08-01 | -54414.4549 | 62438.0046 | 8023.5497 | 2896.919 | 2.7697 | 60 | 2022 | 2022-08-01
2022-09-01 | -85206.7304 | 62438.0046 | -22768.7259 | 2553.57 | -8.9164 | 61 | 2022 | 2022-09-01
2022-10-01 | -122173.9042 | 62438.0046 | -59735.8997 | 2070.211 | -28.855 | 62 | 2022 | 2022-10-01
2022-11-01 | -172997.6896 | 62438.0046 | -110559.685 | 1394.4 | -79.2884 | 63 | 2022 | 2022-11-01
2022-12-01 | -108728.2936 | 62438.0046 | -46290.289 | 1075.731 | -43.0315 | 64 | 2022 | 2022-12-01
2023-01-01 | -150983.3059 | 75124.1168 | -75859.1891 | 1284.175 | -59.0723 | 66 | 2023 | 2023-01-01
2023-02-01 | -144704.4489 | 75124.1168 | -69580.3321 | 1437.212 | -48.4134 | 67 | 2023 | 2023-02-01
2023-03-01 | -168969.9238 | 75124.1168 | -93845.807 | 2238.324 | -41.9268 | 68 | 2023 | 2023-03-01
2023-04-01 | -135873.5579 | 75124.1168 | -60749.4411 | 2585.28 | -23.4982 | 69 | 2023 | 2023-04-01
2023-05-01 | -92684.7012 | 75124.1168 | -17560.5844 | 2992.616 | -5.868 | 70 | 2023 | 2023-05-01
2023-06-01 | -79437.5456 | 75124.1168 | -4313.4289 | 3179.37 | -1.3567 | 71 | 2023 | 2023-06-01
2023-07-01 | -58528.4423 | 75124.1168 | 16595.6744 | 2877.699 | 5.767 | 72 | 2023 | 2023-07-01
2023-08-01 | -60680.4931 | 75124.1168 | 14443.6236 | 2882.411 | 5.011 | 73 | 2023 | 2023-08-01
2023-09-01 | -92656.3557 | 75124.1168 | -17532.2389 | 2540.79 | -6.9003 | 74 | 2023 | 2023-09-01
2023-10-01 | -134401.2121 | 75124.1168 | -59277.0954 | 2059.857 | -28.7773 | 75 | 2023 | 2023-10-01
2023-11-01 | -191109.7986 | 75124.1168 | -115985.6818 | 1387.41 | -83.5987 | 76 | 2023 | 2023-11-01
2023-12-01 | -153170.428 | 75124.1168 | -78046.3112 | 1070.306 | -72.9196 | 77 | 2023 | 2023-12-01
2024-01-01 | -167461.4696 | 70099.2997 | -97362.1699 | 1277.696 | -76.2014 | 79 | 2024 | 2024-01-01
2024-02-01 | -130297.0014 | 70099.2997 | -60197.7017 | 1481.03 | -40.6458 | 80 | 2024 | 2024-02-01
2024-03-01 | -166653.057 | 70099.2997 | -96553.7572 | 2227.133 | -43.3534 | 81 | 2024 | 2024-03-01
2024-04-01 | -146588.6531 | 70099.2997 | -76489.3534 | 2572.35 | -29.7352 | 82 | 2024 | 2024-04-01
2024-05-01 | -99072.6934 | 70099.2997 | -28973.3937 | 2977.674 | -9.7302 | 83 | 2024 | 2024-05-01
2024-06-01 | -92252.1211 | 70099.2997 | -22152.8214 | 3163.47 | -7.0027 | 84 | 2024 | 2024-06-01
2024-07-01 | -48108.9025 | 70099.2997 | 21990.3972 | 2863.315 | 7.68 | 85 | 2024 | 2024-07-01
2024-08-01 | -58162.3864 | 70099.2997 | 11936.9133 | 2868.027 | 4.1621 | 86 | 2024 | 2024-08-01
2024-09-01 | -96286.1453 | 70099.2997 | -26186.8456 | 2528.13 | -10.3582 | 87 | 2024 | 2024-09-01
2024-10-01 | -145350.1544 | 70099.2997 | -75250.8547 | 2049.627 | -36.7144 | 88 | 2024 | 2024-10-01
2024-11-01 | -201397.9032 | 70099.2997 | -131298.6035 | 1380.45 | -95.1129 | 89 | 2024 | 2024-11-01
2024-12-01 | -170189.1601 | 70099.2997 | -100089.8604 | 1064.974 | -93.9834 | 90 | 2024 | 2024-12-01
2025-01-01 | -176034.2764 | 83436.7771 | -92597.4993 | 1271.372 | -72.8327 | 92 | 2025 | 2025-01-01
2025-02-01 | -149644.3781 | 83436.7771 | -66207.601 | 1422.876 | -46.5308 | 93 | 2025 | 2025-02-01
2025-03-01 | -176866.1564 | 83436.7771 | -93429.3793 | 2216.066 | -42.16 | 94 | 2025 | 2025-03-01
2025-04-01 | -160351.6738 | 83436.7771 | -76914.8967 | 2559.48 | -30.051 | 95 | 2025 | 2025-04-01
2025-05-01 | -105361.6296 | 83436.7771 | -21924.8524 | 2962.794 | -7.4001 | 96 | 2025 | 2025-05-01
2025-06-01 | -114190.848 | 83436.7771 | -30754.0708 | 3147.63 | -9.7705 | 97 | 2025 | 2025-06-01
2025-07-01 | -56110.8812 | 83436.7771 | 27325.8959 | 2849.024 | 9.5913 | 98 | 2025 | 2025-07-01
2025-08-01 | -57574.1644 | 83436.7771 | 25862.6127 | 2853.705 | 9.0628 | 99 | 2025 | 2025-08-01
2025-09-01 | -97466.25 | 83436.7771 | -14029.4729 | 2515.44 | -5.5773 | 100 | 2025 | 2025-09-01
2025-10-01 | -147583.2884 | 83436.7771 | -64146.5112 | 2039.397 | -31.4537 | 101 | 2025 | 2025-10-01
2025-11-01 | -203396.2011 | 83436.7771 | -119959.424 | 1373.61 | -87.3315 | 102 | 2025 | 2025-11-01
2025-12-01 | -166269.4917 | 83436.7771 | -82832.7146 | 1059.735 | -78.1636 | 103 | 2025 | 2025-12-01
2026-01-01 | -192719.9132 | 78939.2557 | -113780.6576 | 1265.017 | -89.944 | 105 | 2026 | 2026-01-01
2026-02-01 | -191509.5005 | 78939.2557 | -112570.2448 | 1415.764 | -79.512 | 106 | 2026 | 2026-02-01
2026-03-01 | -158931.8292 | 78939.2557 | -79992.5735 | 2204.937 | -36.2788 | 107 | 2026 | 2026-03-01
2026-04-01 | -161728.1606 | 78939.2557 | -82788.905 | 2546.7 | -32.5083 | 108 | 2026 | 2026-04-01
2026-05-01 | -111095.1088 | 78939.2557 | -32155.8531 | 2948.007 | -10.9077 | 109 | 2026 | 2026-05-01
2026-06-01 | -98180.8517 | 78939.2557 | -19241.596 | 3131.88 | -6.1438 | 110 | 2026 | 2026-06-01
2026-07-01 | -61244.2996 | 78939.2557 | 17694.956 | 2834.764 | 6.2421 | 111 | 2026 | 2026-07-01
2026-08-01 | -68916.2132 | 78939.2557 | 10023.0425 | 2839.352 | 3.53 | 112 | 2026 | 2026-08-01
2026-09-01 | -105357.2738 | 78939.2557 | -26418.0182 | 2502.93 | -10.5548 | 113 | 2026 | 2026-09-01
2026-10-01 | -158054.0105 | 78939.2557 | -79114.7548 | 2029.105 | -38.99 | 114 | 2026 | 2026-10-01
2026-11-01 | -264336.9093 | 78939.2557 | -185397.6536 | 1366.71 | -135.6525 | 115 | 2026 | 2026-11-01
2026-12-01 | -172527.2488 | 78939.2557 | -93587.9931 | 1054.372 | -88.7618 | 116 | 2026 | 2026-12-01
2027-01-01 | -213404.8639 | 74844.9603 | -138559.9036 | 1258.662 | -110.0851 | 118 | 2027 | 2027-01-01
2027-02-01 | -191199.7842 | 74844.9603 | -116354.8239 | 1408.68 | -82.5985 | 119 | 2027 | 2027-02-01
2027-03-01 | -217832.3369 | 74844.9603 | -142987.3767 | 2193.87 | -65.1759 | 120 | 2027 | 2027-03-01
2027-04-01 | -188957.3473 | 74844.9603 | -114112.387 | 2533.98 | -45.0329 | 121 | 2027 | 2027-04-01
2027-05-01 | -123331.39 | 74844.9603 | -48486.4297 | 2933.251 | -16.5299 | 122 | 2027 | 2027-05-01
2027-06-01 | -103332.2578 | 74844.9603 | -28487.2976 | 3116.28 | -9.1414 | 123 | 2027 | 2027-06-01
2027-07-01 | -75143.8535 | 74844.9603 | -298.8932 | 2820.566 | -0.10597 | 124 | 2027 | 2027-07-01
2027-08-01 | -73265.9493 | 74844.9603 | 1579.011 | 2825.216 | 0.5589 | 125 | 2027 | 2027-08-01
2027-09-01 | -113410.6453 | 74844.9603 | -38565.685 | 2490.39 | -15.4858 | 126 | 2027 | 2027-09-01
2027-10-01 | -170078.3937 | 74844.9603 | -95233.4334 | 2019.03 | -47.1679 | 127 | 2027 | 2027-10-01
2027-11-01 | -234449.7867 | 74844.9603 | -159604.8265 | 1359.93 | -117.3625 | 128 | 2027 | 2027-11-01
2027-12-01 | -188455.0723 | 74844.9603 | -113610.1121 | 1049.133 | -108.2895 | 129 | 2027 | 2027-12-01
2028-01-01 | -487371.4182 | 89143.9767 | -398227.4415 | 1252.338 | -317.9872 | 1 | 2028 | 2028-01-01
2028-02-01 | -382864.5073 | 89143.9767 | -293720.5305 | 1451.682 | -202.3312 | 2 | 2028 | 2028-02-01
2028-03-01 | -352000.5207 | 89143.9767 | -262856.5439 | 2182.958 | -120.413 | 3 | 2028 | 2028-03-01
2028-04-01 | -257178.4658 | 89143.9767 | -168034.489 | 2521.29 | -66.6462 | 4 | 2028 | 2028-04-01
2028-05-01 | -163456.7438 | 89143.9767 | -74312.767 | 2918.681 | -25.4611 | 5 | 2028 | 2028-05-01
2028-06-01 | -139042.7017 | 89143.9767 | -49898.7249 | 3100.65 | -16.093 | 6 | 2028 | 2028-06-01
2028-07-01 | -119777.1311 | 89143.9767 | -30633.1544 | 2806.492 | -10.9151 | 7 | 2028 | 2028-07-01
2028-08-01 | -136883.9448 | 89143.9767 | -47739.9681 | 2811.111 | -16.9826 | 8 | 2028 | 2028-08-01
2028-09-01 | -166295.3227 | 89143.9767 | -77151.346 | 2477.88 | -31.136 | 9 | 2028 | 2028-09-01
2028-10-01 | -285711.2581 | 89143.9767 | -196567.2814 | 2008.924 | -97.847 | 10 | 2028 | 2028-10-01
2028-11-01 | -497399.3548 | 89143.9767 | -408255.378 | 1353.06 | -301.7275 | 11 | 2028 | 2028-11-01
2028-12-01 | -449980.2029 | 89143.9767 | -360836.2262 | 1043.863 | -345.6739 | 12 | 2028 | 2028-12-01
2029-01-01 | -562898.1573 | 86011.2204 | -476886.9369 | 1246.107 | -382.7014 | 14 | 2029 | 2029-01-01
2029-02-01 | -434692.0132 | 86011.2204 | -348680.7928 | 1394.568 | -250.0278 | 15 | 2029 | 2029-02-01
2029-03-01 | -388685.8754 | 86011.2204 | -302674.655 | 2171.984 | -139.354 | 16 | 2029 | 2029-03-01
2029-04-01 | -285563.3089 | 86011.2204 | -199552.0885 | 2508.66 | -79.5453 | 17 | 2029 | 2029-04-01
2029-05-01 | -177080.3894 | 86011.2204 | -91069.169 | 2903.956 | -31.3604 | 18 | 2029 | 2029-05-01
2029-06-01 | -159243.838 | 86011.2204 | -73232.6176 | 3085.17 | -23.737 | 19 | 2029 | 2029-06-01
2029-07-01 | -149987.1533 | 86011.2204 | -63975.9329 | 2792.418 | -22.9106 | 20 | 2029 | 2029-07-01
2029-08-01 | -162309.6332 | 86011.2204 | -76298.4127 | 2797.037 | -27.2783 | 21 | 2029 | 2029-08-01
2029-09-01 | -192488.0184 | 86011.2204 | -106476.798 | 2465.58 | -43.1853 | 22 | 2029 | 2029-09-01
2029-10-01 | -325084.7717 | 86011.2204 | -239073.5512 | 1998.849 | -119.6056 | 23 | 2029 | 2029-10-01
2029-11-01 | -542208.9746 | 86011.2204 | -456197.7542 | 1346.34 | -338.8429 | 24 | 2029 | 2029-11-01
2029-12-01 | -607574.8542 | 86011.2204 | -521563.6338 | 1038.624 | -502.1679 | 25 | 2029 | 2029-12-01
2030-01-01 | -661015.1362 | 83343.7249 | -577671.4113 | 1239.876 | -465.9106 | 27 | 2030 | 2030-01-01
2030-02-01 | -506807.7984 | 83343.7249 | -423464.0734 | 1387.652 | -305.1659 | 28 | 2030 | 2030-02-01
2030-03-01 | -429026.5958 | 83343.7249 | -345682.8709 | 2161.134 | -159.9544 | 29 | 2030 | 2030-03-01
2030-04-01 | -302089.4604 | 83343.7249 | -218745.7354 | 2496.15 | -87.6332 | 30 | 2030 | 2030-04-01
2030-05-01 | -188176.9086 | 83343.7249 | -104833.1837 | 2889.51 | -36.2806 | 31 | 2030 | 2030-05-01
2030-06-01 | -171817.1582 | 83343.7249 | -88473.4333 | 3069.75 | -28.8211 | 32 | 2030 | 2030-06-01
2030-07-01 | -156714.8704 | 83343.7249 | -73371.1454 | 2778.437 | -26.4073 | 33 | 2030 | 2030-07-01
2030-08-01 | -162077.1337 | 83343.7249 | -78733.4088 | 2783.056 | -28.2903 | 34 | 2030 | 2030-08-01
2030-09-01 | -199505.3062 | 83343.7249 | -116161.5813 | 2453.19 | -47.3512 | 35 | 2030 | 2030-09-01
2030-10-01 | -367853.9755 | 83343.7249 | -284510.2506 | 1988.867 | -143.0514 | 36 | 2030 | 2030-10-01
2030-11-01 | -566583.6902 | 83343.7249 | -483239.9653 | 1339.65 | -360.7211 | 37 | 2030 | 2030-11-01
2030-12-01 | -667817.5903 | 83343.7249 | -584473.8653 | 1033.509 | -565.5237 | 38 | 2030 | 2030-12-01
2031-01-01 | -720064.0309 | 675713.825 | -44350.2059 | 1233.707 | -35.9487 | 40 | 2031 | 2031-01-01
2031-02-01 | -554908.5879 | 675713.825 | 120805.2371 | 1380.68 | 87.4969 | 41 | 2031 | 2031-02-01
2031-03-01 | -459542.7164 | 675713.825 | 216171.1086 | 2150.377 | 100.5271 | 42 | 2031 | 2031-03-01
2031-04-01 | -321513.6554 | 675713.825 | 354200.1697 | 2483.64 | 142.6133 | 43 | 2031 | 2031-04-01
2031-05-01 | -204178.0326 | 675713.825 | 471535.7924 | 2875.095 | 164.007 | 44 | 2031 | 2031-05-01
2031-06-01 | -172192.9609 | 675713.825 | 503520.8641 | 3054.36 | 164.8531 | 45 | 2031 | 2031-06-01
2031-07-01 | -162388.7722 | 675713.825 | 513325.0528 | 2764.611 | 185.6771 | 46 | 2031 | 2031-07-01
2031-08-01 | -175047.7609 | 675713.825 | 500666.0641 | 2769.075 | 180.8062 | 47 | 2031 | 2031-08-01
2031-09-01 | -209100.2481 | 675713.825 | 466613.5769 | 2440.95 | 191.1606 | 48 | 2031 | 2031-09-01
2031-10-01 | -385938.1858 | 675713.825 | 289775.6392 | 1978.947 | 146.4292 | 49 | 2031 | 2031-10-01
2031-11-01 | -609165.6115 | 675713.825 | 66548.2136 | 1332.96 | 49.9251 | 50 | 2031 | 2031-11-01
2031-12-01 | -712992.5911 | 675713.825 | -37278.7661 | 1028.27 | -36.2539 | 51 | 2031 | 2031-12-01
2032-01-01 | -742063.7346 | 691997.9544 | -50065.7802 | 1227.538 | -40.7855 | 53 | 2032 | 2032-01-01
2032-02-01 | -585903.3074 | 691997.9544 | 106094.647 | 1422.885 | 74.5631 | 54 | 2032 | 2032-02-01
2032-03-01 | -473221.7968 | 691997.9544 | 218776.1576 | 2139.62 | 102.25 | 55 | 2032 | 2032-03-01
2032-04-01 | -333657.9215 | 691997.9544 | 358340.0329 | 2471.28 | 145.0018 | 56 | 2032 | 2032-04-01
2032-05-01 | -212110.0564 | 691997.9544 | 479887.898 | 2860.618 | 167.7567 | 57 | 2032 | 2032-05-01
2032-06-01 | -185799.0423 | 691997.9544 | 506198.9121 | 3039.09 | 166.5627 | 58 | 2032 | 2032-06-01
2032-07-01 | -169370.971 | 691997.9544 | 522626.9834 | 2750.754 | 189.9941 | 59 | 2032 | 2032-07-01
2032-08-01 | -180358.5164 | 691997.9544 | 511639.438 | 2755.28 | 185.6942 | 60 | 2032 | 2032-08-01
2032-09-01 | -237578.5293 | 691997.9544 | 454419.4251 | 2428.71 | 187.1032 | 61 | 2032 | 2032-09-01
2032-10-01 | -402401.0499 | 691997.9544 | 289596.9045 | 1969.089 | 147.0715 | 62 | 2032 | 2032-10-01
2032-11-01 | -647701.0589 | 691997.9544 | 44296.8955 | 1326.27 | 33.3996 | 63 | 2032 | 2032-11-01
2032-12-01 | -798148.0304 | 691997.9544 | -106150.076 | 1023.155 | -103.7478 | 64 | 2032 | 2032-12-01
2033-01-01 | -692749.1568 | 708685.3098 | 15936.153 | 1221.4 | 13.0474 | 66 | 2033 | 2033-01-01
2033-02-01 | -545839.0597 | 708685.3098 | 162846.2502 | 1366.96 | 119.1302 | 67 | 2033 | 2033-02-01
2033-03-01 | -477036.4215 | 708685.3098 | 231648.8883 | 2128.925 | 108.8103 | 68 | 2033 | 2033-03-01
2033-04-01 | -343248.639 | 708685.3098 | 365436.6708 | 2458.89 | 148.6186 | 69 | 2033 | 2033-04-01
2033-05-01 | -225371.0791 | 708685.3098 | 483314.2307 | 2846.389 | 169.7991 | 70 | 2033 | 2033-05-01
2033-06-01 | -194527.4746 | 708685.3098 | 514157.8352 | 3023.91 | 170.0308 | 71 | 2033 | 2033-06-01
2033-07-01 | -190479.9555 | 708685.3098 | 518205.3543 | 2737.052 | 189.3297 | 72 | 2033 | 2033-07-01
2033-08-01 | -197271.6452 | 708685.3098 | 511413.6646 | 2741.516 | 186.5441 | 73 | 2033 | 2033-08-01
2033-09-01 | -240520.0228 | 708685.3098 | 468165.287 | 2416.59 | 193.7297 | 74 | 2033 | 2033-09-01
2033-10-01 | -396882.0753 | 708685.3098 | 311803.2345 | 1959.138 | 159.1533 | 75 | 2033 | 2033-10-01
2033-11-01 | -626892.8766 | 708685.3098 | 81792.4332 | 1319.61 | 61.9823 | 76 | 2033 | 2033-11-01
2033-12-01 | -650740.8144 | 708685.3098 | 57944.4954 | 1018.009 | 56.9194 | 77 | 2033 | 2033-12-01
2034-01-01 | -758920.41 | 725806.9087 | -33113.5013 | 1215.262 | -27.248 | 79 | 2034 | 2034-01-01
2034-02-01 | -504789.0002 | 725806.9087 | 221017.9085 | 1360.128 | 162.4979 | 80 | 2034 | 2034-02-01
2034-03-01 | -529685.5084 | 725806.9087 | 196121.4003 | 2118.23 | 92.5874 | 81 | 2034 | 2034-03-01
2034-04-01 | -386785.5283 | 725806.9087 | 339021.3804 | 2446.59 | 138.5689 | 82 | 2034 | 2034-04-01
2034-05-01 | -240038.5576 | 725806.9087 | 485768.3511 | 2832.098 | 171.5224 | 83 | 2034 | 2034-05-01
2034-06-01 | -206384.7765 | 725806.9087 | 519422.1322 | 3008.82 | 172.6332 | 84 | 2034 | 2034-06-01
2034-07-01 | -201480.3402 | 725806.9087 | 524326.5685 | 2723.35 | 192.53 | 85 | 2034 | 2034-07-01
2034-08-01 | -214839.4363 | 725806.9087 | 510967.4724 | 2727.783 | 187.3197 | 86 | 2034 | 2034-08-01
2034-09-01 | -241201.1101 | 725806.9087 | 484605.7986 | 2404.56 | 201.5362 | 87 | 2034 | 2034-09-01
2034-10-01 | -413151.3191 | 725806.9087 | 312655.5896 | 1949.404 | 160.3852 | 88 | 2034 | 2034-10-01
2034-11-01 | -659967.34 | 725806.9087 | 65839.5687 | 1313.01 | 50.144 | 89 | 2034 | 2034-11-01
2034-12-01 | -648716.464 | 725806.9087 | 77090.4447 | 1012.925 | 76.1068 | 90 | 2034 | 2034-12-01
2035-01-01 | -797390.254 | 743331.7336 | -54058.5204 | 1209.217 | -44.7054 | 92 | 2035 | 2035-01-01
2035-02-01 | -611731.7637 | 743331.7336 | 131599.9699 | 1353.296 | 97.244 | 93 | 2035 | 2035-02-01
2035-03-01 | -543633.0916 | 743331.7336 | 199698.642 | 2107.659 | 94.749 | 94 | 2035 | 2035-03-01
2035-04-01 | -406572.1095 | 743331.7336 | 336759.6241 | 2434.38 | 138.3349 | 95 | 2035 | 2035-04-01
2035-05-01 | -250264.8918 | 743331.7336 | 493066.8418 | 2817.993 | 174.9709 | 96 | 2035 | 2035-05-01
2035-06-01 | -219905.6498 | 743331.7336 | 523426.0839 | 2993.76 | 174.839 | 97 | 2035 | 2035-06-01
2035-07-01 | -214281.4509 | 743331.7336 | 529050.2827 | 2709.741 | 195.2402 | 98 | 2035 | 2035-07-01
2035-08-01 | -230660.7528 | 743331.7336 | 512670.9808 | 2714.143 | 188.8887 | 99 | 2035 | 2035-08-01
2035-09-01 | -262714.3303 | 743331.7336 | 480617.4034 | 2392.53 | 200.8825 | 100 | 2035 | 2035-09-01
2035-10-01 | -429754.1361 | 743331.7336 | 313577.5975 | 1939.608 | 161.6706 | 101 | 2035 | 2035-10-01
2035-11-01 | -705414.9518 | 743331.7336 | 37916.7818 | 1306.44 | 29.023 | 102 | 2035 | 2035-11-01
2035-12-01 | -693932.7131 | 743331.7336 | 49399.0205 | 1007.841 | 49.0147 | 103 | 2035 | 2035-12-01
2036-01-01 | -788155.1661 | 761383.8542 | -26771.3119 | 1203.079 | -22.2523 | 105 | 2036 | 2036-01-01
2036-02-01 | -638545.9281 | 761383.8542 | 122837.9261 | 1394.61 | 88.0805 | 106 | 2036 | 2036-02-01
2036-03-01 | -537629.7205 | 761383.8542 | 223754.1337 | 2097.15 | 106.6944 | 107 | 2036 | 2036-03-01
2036-04-01 | -415336.2577 | 761383.8542 | 346047.5965 | 2422.14 | 142.8685 | 108 | 2036 | 2036-04-01
2036-05-01 | -255705.1197 | 761383.8542 | 505678.7345 | 2803.888 | 180.3491 | 109 | 2036 | 2036-05-01
2036-06-01 | -226584.0123 | 761383.8542 | 534799.8419 | 2978.79 | 179.5359 | 110 | 2036 | 2036-06-01
2036-07-01 | -220087.2742 | 761383.8542 | 541296.58 | 2696.225 | 200.7609 | 111 | 2036 | 2036-07-01
2036-08-01 | -224113.5192 | 761383.8542 | 537270.335 | 2700.596 | 198.9451 | 112 | 2036 | 2036-08-01
2036-09-01 | -271740.0442 | 761383.8542 | 489643.81 | 2380.56 | 205.6843 | 113 | 2036 | 2036-09-01
2036-10-01 | -474760.5821 | 761383.8542 | 286623.2721 | 1929.905 | 148.5168 | 114 | 2036 | 2036-10-01
2036-11-01 | -780131.6818 | 761383.8542 | -18747.8277 | 1299.87 | -14.4228 | 115 | 2036 | 2036-11-01
2036-12-01 | -812568.1334 | 761383.8542 | -51184.2792 | 1002.819 | -51.0404 | 116 | 2036 | 2036-12-01
2037-01-01 | -962628.4703 | 779808.1834 | -182820.2869 | 1197.158 | -152.7119 | 118 | 2037 | 2037-01-01
2037-02-01 | -757098.6066 | 779808.1834 | 22709.5767 | 1339.856 | 16.9493 | 119 | 2037 | 2037-02-01
2037-03-01 | -687244.6918 | 779808.1834 | 92563.4916 | 2086.672 | 44.3594 | 120 | 2037 | 2037-03-01
2037-04-01 | -503196.7241 | 779808.1834 | 276611.4593 | 2410.05 | 114.7742 | 121 | 2037 | 2037-04-01
2037-05-01 | -310263.4061 | 779808.1834 | 469544.7773 | 2789.876 | 168.3031 | 122 | 2037 | 2037-05-01
2037-06-01 | -275666.6086 | 779808.1834 | 504141.5748 | 2963.88 | 170.0951 | 123 | 2037 | 2037-06-01
2037-07-01 | -267768.0075 | 779808.1834 | 512040.1759 | 2682.709 | 190.8668 | 124 | 2037 | 2037-07-01
2037-08-01 | -265351.5262 | 779808.1834 | 514456.6572 | 2687.049 | 191.4579 | 125 | 2037 | 2037-08-01
2037-09-01 | -344430.1409 | 779808.1834 | 435378.0425 | 2368.59 | 183.8132 | 126 | 2037 | 2037-09-01
2037-10-01 | -529704.5629 | 779808.1834 | 250103.6205 | 1920.295 | 130.2423 | 127 | 2037 | 2037-10-01
2037-11-01 | -879309.0467 | 779808.1834 | -99500.8633 | 1293.36 | -76.9321 | 128 | 2037 | 2037-11-01
2037-12-01 | -867940.6273 | 779808.1834 | -88132.4439 | 997.797 | -88.327 | 129 | 2037 | 2037-12-01
2038-01-01 | [5 empty] | 1 | 2038
2038-02-01 | [5 empty] | 2 | 2038
2038-03-01 | [5 empty] | 3 | 2038
2038-04-01 | [5 empty] | 4 | 2038
2038-05-01 | [5 empty] | 5 | 2038
2038-06-01 | [5 empty] | 6 | 2038
2038-07-01 | [5 empty] | 7 | 2038
2038-08-01 | [5 empty] | 8 | 2038
2038-09-01 | [5 empty] | 9 | 2038
2038-10-01 | [5 empty] | 10 | 2038
2038-11-01 | [5 empty] | 11 | 2038
2038-12-01 | [5 empty] | 12 | 2038
Note: Energy Dollars in 2038 are 2037 x (2037 / 2033 ) ^ (1/4)

## PTC
PTC Rate Calculation
This workpaper is calculating the yearly adjusted PTC Rate taking into account inflation factors announced yearly by the service. The calculation is based on IRC Sec 45 (b) (2) and then rounded to nearest 0.1 cent.
Variables
Inflation is based on the Company's standard inflation forecast | [7 empty] | 1 | Net to Gross Bump-up Factor
| Tax Year | PTC - $/MWh | Inflation Adjustment Factor | Base PTC Rate | Wind Adjusted PTC Rate | Reference/Forecast Inflation | Net to Gross $/kWh | 2 | Operating Revenue | 100%
Actual | 2015 | 37.0187 | 1.5336 | 0.015 | 0.023 | Notice 2015-32, 2015-20 IRB 967 | 0.037019 | 3
Estimate | 2016 | 37.0187 | 1.5538 | 0.015 | 0.023 | 1.315% | 0.037019 | 4 | State Income Tax @ 4.54% | 4.414%
| 2017 | 38.6282 | 1.5881 | 0.015 | 0.024 | 2.209% | 0.038628 | 5
| 2018 | 38.6282 | 1.6225 | 0.015 | 0.024 | 2.168% | 0.038628 | 6 | Sub-Total | 95.59%
| 2019 | 40.2377 | 1.655 | 0.015 | 0.025 | 2.002% | 0.040238 | 7
| 2020 | 40.2377 | 1.6905 | 0.015 | 0.025 | 2.142% | 0.040238 | 8 | Federal Income Tax @ 35.00% | 33.46%
| 2021 | 41.8472 | 1.7284 | 0.015 | 0.026 | 2.244% | 0.041847 | 9
| 2022 | 43.4567 | 1.7674 | 0.015 | 0.027 | 2.256% | 0.043457 | 10 | Net Operating Income | 62.13%
| 2023 | 43.4567 | 1.8081 | 0.015 | 0.027 | 2.303% | 0.043457
| 2024 | 45.0662 | 1.8499 | 0.015 | 0.028 | 2.313% | 0.045066
| 2025 | 45.0662 | 1.8928 | 0.015 | 0.028 | 2.316% | 0.045066
| 2026 | 46.6757 | 1.9362 | 0.015 | 0.029 | 2.294% | 0.046676
| 2027 | 48.2853 | 1.9811 | 0.015 | 0.03 | 2.316% | 0.048285
| 2028 | 48.2853 | 2.0272 | 0.015 | 0.03 | 2.327% | 0.048285
| 2029 | 49.8948 | 2.0751 | 0.015 | 0.031 | 2.366% | 0.049895
| 2030 | 51.5043 | 2.1245 | 0.015 | 0.032 | 2.38% | 0.051504
| 2031 | 53.1138 | 2.1755 | 0.015 | 0.033 | 2.401% | 0.053114
| 2032 | 53.1138 | 2.2279 | 0.015 | 0.033 | 2.408% | 0.053114
| 2033 | 54.7233 | 2.2818 | 0.015 | 0.034 | 2.419% | 0.054723
| 2034 | 56.3328 | 2.3371 | 0.015 | 0.035 | 2.422% | 0.056333
| 2035 | 57.9423 | 2.3936 | 0.015 | 0.036 | 2.417% | 0.057942
| 2036 | 59.5518 | 2.4518 | 0.015 | 0.037 | 2.431% | 0.059552
| 2037 | 61.1613 | 2.5113 | 0.015 | 0.038 | 2.428% | 0.061161
| 2038 | 62.7708 | 2.5726 | 0.015 | 0.039 | 2.442% | 0.062771
| 2039 | 64.3803 | 2.6356 | 0.015 | 0.04 | 2.449% | 0.06438
| 2040 | 64.3803 | 2.7 | 0.015 | 0.04 | 2.442% | 0.06438

## Table 3 WY Wind 2021
Table 3
2017 IRP Wyoming Wind Resource
41% Capacity Factor
Year | Estimated Capital Cost | Fixed Capital Cost at Real Levelized Rate | Fixed O&M | Fixed Costs | Variable O&M | Tax Credit | Total Resource Cost | Total Resource Costs | Wind Integration Cost
| $/kW | $/kW-yr | $/kW-yr | $/MWh | $/MWh | $/MWh | $/MWh | $/kW-yr | $/MWh
| (a) | (b) | (c) | (d) | (e) | (f) | (g) | (h) | (h)
2017 IRP Wyoming Wind Resource - 41% Capacity Factor
2016 | 1637 | 115.6947 | 37.5656 | 42.4647 | 0.65 |  | 43.1147 | 155.61 | 0.573
2017 |  | 118.25 | 38.4 | 43.4039 | 0.66 |  | 44.0639 | 159.03 | 0.59
2018 |  | 120.81 | 39.23 | 44.3432 | 0.67 |  | 45.0132 | 162.46 | 0.6
2019 |  | 123.23 | 40.02 | 45.2326 | 0.68 |  | 45.9126 | 165.7 | 0.61
2020 |  | 125.87 | 40.88 | 46.2024 | 0.69 |  | 46.8924 | 169.24 | 0.62
2021 |  | 128.7 | 41.8 | 47.2414 | 0.71 | -41.8472 | 6.1042 | 22.03 | 0.63
2022 |  | 131.6 | 42.74 | 48.3054 | 0.73 | -43.4567 | 5.5787 | 20.13 | 0.64
2023 |  | 134.63 | 43.72 | 49.4165 | 0.75 | -43.4567 | 6.7097 | 24.22 | 0.65
2024 |  | 137.74 | 44.73 | 50.558 | 0.77 | -45.0662 | 6.2618 | 22.6 | 0.67
2025 |  | 140.93 | 45.77 | 51.7301 | 0.79 | -45.0662 | 7.4538 | 26.9 | 0.69
2026 |  | 144.16 | 46.82 | 52.9159 | 0.81 | -46.6757 | 7.0502 | 25.45 | 0.71
2027 |  | 147.5 | 47.9 | 54.1406 | 0.83 | -48.2853 | 6.6854 | 24.13 | 0.73
2028 |  | 150.93 | 49.01 | 55.3985 | 0.85 | -48.2853 | 7.9633 | 28.74 | 0.75
2029 |  | 154.5 | 50.17 | 56.7091 | 0.87 | -49.8948 | 7.6843 | 27.73 | 0.77
2030 |  | 158.18 | 51.36 | 58.0585 | 0.89 | -51.5043 | 7.4442 | 26.87 | 0.79
2031 |  | 161.98 | 52.59 | 59.4522 | 0.91 |  | 60.3622 | 217.85 | 0.81
2032 |  | 165.88 | 53.86 | 60.8846 | 0.93 |  | 61.8146 | 223.1 | 0.83
2033 |  | 169.89 | 55.16 | 62.3559 | 0.95 |  | 63.3059 | 228.48 | 0.85
2034 |  | 174 | 56.5 | 63.866 | 0.97 |  | 64.836 | 234 | 0.87
2035 |  | 178.21 | 57.87 | 65.4121 | 0.99 |  | 66.4021 | 239.65 | 0.89
2036 |  | 182.54 | 59.28 | 67.0025 | 1.01 |  | 68.0125 | 245.47 | 0.91
2037 |  | 186.97 | 60.72 | 68.6289 | 1.03 |  | 69.6589 | 251.41 | 0.93
2038 |  | 191.54 | 62.2 | 70.3052 | 1.06 |  | 71.3652 | 257.57 | 0.95
2039 |  | 196.23 | 63.72 | 72.0259 | 1.09 |  | 73.1159 | 263.88 | 0.97
2040 |  | 201.02 | 65.28 | 73.7853 | 1.12 |  | 74.9053 | 270.34 | 0.99
2041 |  | 205.95 | 66.88 | 75.5946 | 1.15 |  | 76.7446 | 276.98 | 1.01
2042 |  | 211.02 | 68.53 | 77.4566 | 1.18 |  | 78.6366 | 283.81 | 1.03
Sources, Inputs and Assumptions
Source: | (c)(f) | Plant Costs - 2017 IRP - Table 6.1 & 6.2
| (a) | Plant capacity cost
| (b) | = (a) x 0.0706748586244695
| (d) | = ((b) + (c)) / (8.76 x 41.2%)
| (g) | = (d) + (f)
| (h) | Plant Costs - 2017 IRP - Table 6.1 & 6.2
2017 IRP Wyoming Wind Resource - 41% Capacity Factor
| Wind | Cost and Input Assumptions
2016 $ | 1637 | Plant capacity cost |  |  |  | $/kW-yr |  | IRP2017 Chapter 8, page 220
2016 $ | 37.5656 | Fixed O&M, plus on-going capital cost |  |  |  | $/kW-yr
2016 $ | 0.573 | Integration Cost |  |  |  | $/MWH
2016 $ | 0.65 | Variable O&M |  |  |  | $/MWH
2016 $ | -19.9842 | Tax Credit $/MWh |  |  |  | $/MWH
| 7.067% | Payment Factor
| 41.2% | Capacity Factor | [5 empty] | IRP2017 Chapter 8, page 220
Company Official Inflation Forecast Dated March 31, 2017
| 2017 | 2.209% |  | 2026 | 2.294% |  | 2035 |  | 2.417%
| 2018 | 2.168% |  | 2027 | 2.316% |  | 2036 |  | 2.431%
| 2019 | 2.002% |  | 2028 | 2.327% |  | 2037 |  | 2.428%
| 2020 | 2.142% |  | 2029 | 2.366% |  | 2038 |  | 2.442%
| 2021 | 2.244% |  | 2030 | 2.38% |  | 2039 |  | 2.449%
| 2022 | 2.256% |  | 2031 | 2.401% |  | 2040 |  | 2.442%
| 2023 | 2.303% |  | 2032 | 2.408% |  | 2041 |  | 2.453%
| 2024 | 2.313% |  | 2033 | 2.419% |  | 2042 |  | 2.463%
| 2025 | 2.316% |  | 2034 | 2.422% |  | 2043 |  | 2.47%

## Table 3 DJ Wind 2031
Table 3
2017 IRP Wyoming DJ Wind Resource
43% Capacity Factor
Year | Estimated Capital Cost | Fixed Capital Cost at Real Levelized Rate | Fixed O&M | Fixed Costs | Variable O&M | Tax Credit | Total Resource Cost | Total Resource Costs | Wind Integration Cost | Tax Credit
| $/kW | $/kW-yr | $/kW-yr | $/MWh | $/MWh | $/MWh | $/MWh | $/kW-yr | $/MWh
| (a) | (b) | (c) | (d) | (e) | (f) | (g) | (h) | (i)
2017 IRP Wyoming DJ Wind Resource - 43% Capacity Factor
2016 | 1737.2477 | 122.7797 | 37.5656 | 42.568 | 0.65 | 0 | 43.218 | 162.79 | 0.573 | 0
2017 |  | 125.49 | 38.4 | 43.5091 | 0.66 | 0 | 44.1691 | 166.38 | 0.59 | 0
2018 |  | 128.21 | 39.23 | 44.4515 | 0.67 | 0 | 45.1215 | 169.96 | 0.6 | 0
2019 |  | 130.78 | 40.02 | 45.3435 | 0.68 | 0 | 46.0235 | 173.36 | 0.61 | 0
2020 |  | 133.58 | 40.88 | 46.3152 | 0.69 | 0 | 47.0052 | 177.06 | 0.62 | 0
2021 |  | 136.58 | 41.8 | 47.3558 | 0.71 | 0 | 48.0658 | 181.05 | 0.63 | 0
2022 |  | 139.66 | 42.74 | 48.4231 | 0.73 | 0 | 49.1531 | 185.15 | 0.64 | 0
2023 |  | 142.88 | 43.72 | 49.5381 | 0.75 | 0 | 50.2881 | 189.43 | 0.65 | 0
2024 |  | 146.19 | 44.73 | 50.6849 | 0.77 | 0 | 51.4549 | 193.82 | 0.67 | 0
2025 |  | 149.58 | 45.77 | 51.861 | 0.79 | 0 | 52.651 | 198.33 | 0.69 | 0
2026 |  | 153.01 | 46.82 | 53.0503 | 0.81 | 0 | 53.8603 | 202.88 | 0.71 | 0
2027 |  | 156.55 | 47.9 | 54.2768 | 0.83 | 0 | 55.1068 | 207.58 | 0.73 | 0
2028 |  | 160.19 | 49.01 | 55.5379 | 0.85 | 0 | 56.3879 | 212.4 | 0.75 | 0
2029 |  | 163.98 | 50.17 | 56.852 | 0.87 | 0 | 57.722 | 217.43 | 0.77 | 0
2030 |  | 167.88 | 51.36 | 58.2032 | 0.89 | 0 | 59.0932 | 222.59 | 0.79 | 0
2031 |  | 171.91 | 52.59 | 59.5997 | 0.91 | 0 | 60.5097 | 227.93 | 0.81 | 0
2032 |  | 176.05 | 53.86 | 61.0359 | 0.93 | 0 | 61.9659 | 233.41 | 0.83 | 0
2033 |  | 180.31 | 55.16 | 62.5119 | 0.95 | 0 | 63.4619 | 239.05 | 0.85 | 0
2034 |  | 184.68 | 56.5 | 64.0278 | 0.97 | 0 | 64.9978 | 244.83 | 0.87 | 0
2035 |  | 189.14 | 57.87 | 65.5756 | 0.99 | 0 | 66.5656 | 250.74 | 0.89 | 0
2036 |  | 193.74 | 59.28 | 67.1711 | 1.01 | 0 | 68.1811 | 256.82 | 0.91 | 0
2037 |  | 198.44 | 60.72 | 68.8011 | 1.03 | 0 | 69.8311 | 263.04 | 0.93 | 0
2038 |  | 203.29 | 62.2 | 70.4816 | 1.06 | 0 | 71.5416 | 269.48 | 0.95 | 0
2039 |  | 208.27 | 63.72 | 72.2072 | 1.09 | 0 | 73.2972 | 276.1 | 0.97 | 0
2040 |  | 213.36 | 65.28 | 73.9726 | 1.12 | 0 | 75.0926 | 282.86 | 0.99 | 0
2041 |  | 218.59 | 66.88 | 75.7858 | 1.15 | 0 | 76.9358 | 289.8 | 1.01 | 0
2042 |  | 223.97 | 68.53 | 77.6521 | 1.18 | 0 | 78.8321 | 296.94 | 1.03 | 0
Sources, Inputs and Assumptions
Source: | (c)(f) | Plant Costs - 2017 IRP - Table 6.1 & 6.2
| (a) | Plant capacity cost
| (b) | = (a) x 0.0706748586244695
| (d) | = ((b) + (c)) / (8.76 x 43.0%)
| (g) | = (d) + (f)
| (i) | Plant Costs - 2017 IRP - Table 6.1 & 6.2
2017 IRP Wyoming DJ Wind Resource - 43% Capacity Factor
| Wind | Cost and Input Assumptions
2016 $ | 1737.2477 | Plant capacity cost |  |  |  | $/kW-yr
2016 $ | 37.5656 | Fixed O&M, plus on-going capital cost |  |  |  | $/kW-yr
2016 $ | 0.573 | Integration Cost |  |  |  | $/MWH
2016 $ | 0.65 | Variable O&M |  |  |  | $/MWH
2016 $ |  | Tax Credit $/MWh |  |  |  | $/MWH
| 7.067% | Payment Factor
| 43% | Capacity Factor
Company Official Inflation Forecast Dated March 31, 2017
| 2017 | 2.209% |  | 2026 | 2.294% |  | 2035 |  | 2.417%
| 2018 | 2.168% |  | 2027 | 2.316% |  | 2036 |  | 2.431%
| 2019 | 2.002% |  | 2028 | 2.327% |  | 2037 |  | 2.428%
| 2020 | 2.142% |  | 2029 | 2.366% |  | 2038 |  | 2.442%
| 2021 | 2.244% |  | 2030 | 2.38% |  | 2039 |  | 2.449%
| 2022 | 2.256% |  | 2031 | 2.401% |  | 2040 |  | 2.442%
| 2023 | 2.303% |  | 2032 | 2.408% |  | 2041 |  | 2.453%
| 2024 | 2.313% |  | 2033 | 2.419% |  | 2042 |  | 2.463%
| 2025 | 2.316% |  | 2034 | 2.422% |  | 2043 |  | 2.47%

## Table 3 UT Solar 2031
Table 3
2017 IRP Utah Solar Resource
31% Capacity Factor
Year | Estimated Capital Cost | Fixed Capital Cost at Real Levelized Rate | Fixed O&M | Fixed Costs | Variable O&M | Tax Credit | Total Resource Costs | Total Resource Costs | Wind Integration Cost
| $/kW | $/kW-yr | $/kW-yr | $/MWh | $/MWh | $/MWh | $/MWh | $/kW-yr | $/MWh
| (a) | (b) | (c) | (d) | (e) | (f) | (g) | (h) | (h)
2017 IRP Utah Solar Resource - 31% Capacity Factor
2016 | 1822.4072 | 140.6111 | 19.6936 | 58.8412 | 0 | -2.4461 | 56.3951 | 153.64 | 0.603
2017 |  | 143.72 | 20.13 | 60.1426 | 0 | -2.5 | 57.6426 | 157.04 | 0.62
2018 |  | 146.84 | 20.57 | 61.4493 | 0 | -2.55 | 58.8993 | 160.46 | 0.63
2019 |  | 149.78 | 20.98 | 62.6789 | 0 | -2.6 | 60.0789 | 163.68 | 0.64
2020 |  | 152.99 | 21.43 | 64.0224 | 0 | -2.66 | 61.3624 | 167.17 | 0.65
2021 |  | 156.42 | 21.91 | 65.4576 | 0 | -2.72 | 62.7376 | 170.92 | 0.66
2022 |  | 159.95 | 22.4 | 66.9332 | 0 | -2.78 | 64.1532 | 174.78 | 0.67
2023 |  | 163.63 | 22.92 | 68.4748 | 0 | -2.84 | 65.6348 | 178.81 | 0.69
2024 |  | 167.42 | 23.45 | 70.0605 | 0 | -2.91 | 67.1505 | 182.94 | 0.71
2025 |  | 171.3 | 23.99 | 71.6829 | 0 | -2.98 | 68.7029 | 187.17 | 0.73
2026 |  | 175.23 | 24.54 | 73.3273 | 0 | -3.05 | 70.2773 | 191.46 | 0.75
2027 |  | 179.29 | 25.11 | 75.0268 | 0 | -3.12 | 71.9068 | 195.9 | 0.77
2028 |  | 183.46 | 25.69 | 76.7703 | 0 | -3.19 | 73.5803 | 200.46 | 0.79
2029 |  | 187.8 | 26.3 | 78.5873 | 0 | -3.27 | 75.3173 | 205.19 | 0.81
2030 |  | 192.27 | 26.93 | 80.4593 | 0 | -3.35 | 77.1093 | 210.07 | 0.83
2031 |  | 196.89 | 27.58 | 82.3937 | 0 | -3.43 | 78.9637 | 215.13 | 0.85
2032 |  | 201.63 | 28.24 | 84.3758 | 0 | -3.51 | 80.8658 | 220.31 | 0.87
2033 |  | 206.51 | 28.92 | 86.4166 | 0 | -3.59 | 82.8266 | 225.65 | 0.89
2034 |  | 211.51 | 29.62 | 88.5089 | 0 | -3.68 | 84.8289 | 231.1 | 0.91
2035 |  | 216.62 | 30.34 | 90.6488 | 0 | -3.77 | 86.8788 | 236.69 | 0.93
2036 |  | 221.89 | 31.08 | 92.8548 | 0 | -3.86 | 88.9948 | 242.45 | 0.95
2037 |  | 227.28 | 31.83 | 95.1086 | 0 | -3.95 | 91.1586 | 248.35 | 0.97
2038 |  | 232.83 | 32.61 | 97.4321 | 0 | -4.05 | 93.3821 | 254.41 | 0.99
2039 |  | 238.53 | 33.41 | 99.8179 | 0 | -4.15 | 95.6679 | 260.63 | 1.01
2040 |  | 244.36 | 34.23 | 102.2589 | 0 | -4.25 | 98.0089 | 267.01 | 1.03
2041 |  | 250.35 | 35.07 | 104.7659 | 0 | -4.35 | 100.4159 | 273.57 | 1.06
2042 |  | 256.52 | 35.93 | 107.3463 | 0 | -4.46 | 102.8863 | 280.3 | 1.09
Sources, Inputs and Assumptions
Source: | (c)(f) | Plant Costs - 2017 IRP - Table 6.1 & 6.2
| (a) | Plant capacity cost
| (b) | = (a) x 0.0771567801772526
| (d) | = ((b) + (c)) / (8.76 x 31.1%)
| (g) | = (d) + (f)
| (h) | Plant Costs - 2017 IRP - Table 6.1 & 6.2
2017 IRP Utah Solar Resource - 31% Capacity Factor
| Wind | Cost and Input Assumptions
2016 $ | 1822.4072 | Plant capacity cost |  |  |  | $/kW-yr
2016 $ | 19.6936 | Fixed O&M, plus on-going capital cost |  |  |  | $/kW-yr
2016 $ | 0.603 | Integration Cost |  |  |  | $/MWH
2016 $ | 0 | Variable O&M |  |  |  | $/MWH |  |  |  | Total Capital Cost | Payment Factor | 22% ITC assumption
2016 $ | -2.4461 | Tax Credit $/MWh |  |  |  | $/MWH |  |  |  | 1822.4072 | 6.911% | -5.386
[10 empty] | 1822.4072 | 7.716%
| 7.716% | Payment Factor | [7 empty] | Total Capital Cost | Payment Factor | 10% ITC assumption
| 31.1% | Capacity Factor | [7 empty] | 1822.4072 | 7.35% | -2.4461
[10 empty] | 1822.4072 | 7.716%
Company Official Inflation Forecast Dated March 31, 2017
| 2017 | 2.209% |  | 2026 | 2.294% |  | 2035 |  | 2.417%
| 2018 | 2.168% |  | 2027 | 2.316% |  | 2036 |  | 2.431%
| 2019 | 2.002% |  | 2028 | 2.327% |  | 2037 |  | 2.428%
| 2020 | 2.142% |  | 2029 | 2.366% |  | 2038 |  | 2.442%
| 2021 | 2.244% |  | 2030 | 2.38% |  | 2039 |  | 2.449%
| 2022 | 2.256% |  | 2031 | 2.401% |  | 2040 |  | 2.442%
| 2023 | 2.303% |  | 2032 | 2.408% |  | 2041 |  | 2.453%
| 2024 | 2.313% |  | 2033 | 2.419% |  | 2042 |  | 2.463%
| 2025 | 2.316% |  | 2034 | 2.422% |  | 2043 |  | 2.47%

## Table 3 Yakima Solar 2028
Table 3
2017 IRP Yakima Solar Resource
25% Capacity Factor
Year | Estimated Capital Cost | Fixed Capital Cost at Real Levelized Rate | Fixed O&M | Fixed Costs | Variable O&M | Tax Credit | Avoided Cost (before Integration Cost) | Total Resource Costs | Wind Integration Cost
| $/kW | $/kW-yr | $/kW-yr | $/MWh | $/MWh | $/MWh | $/MWh | $/kW-yr | $/MWh
| (a) | (b) | (c) | (d) | (e) | (f) | (g) | (h) | (h)
2017 IRP Yakima Solar Resource - 25% Capacity Factor
2016 | 1761.8948 | 135.9421 | 18.7398 | 70.9147 | 0 | -2.9538 | 67.9609 | 148.24 | 0.603
2017 |  | 138.95 | 19.15 | 72.4817 | 0 | -3.02 | 69.4617 | 151.51 | 0.62
2018 |  | 141.96 | 19.57 | 74.0542 | 0 | -3.09 | 70.9642 | 154.79 | 0.63
2019 |  | 144.8 | 19.96 | 75.535 | 0 | -3.15 | 72.385 | 157.89 | 0.64
2020 |  | 147.9 | 20.39 | 77.1534 | 0 | -3.22 | 73.9334 | 161.27 | 0.65
2021 |  | 151.22 | 20.85 | 78.8863 | 0 | -3.29 | 75.5963 | 164.89 | 0.66
2022 |  | 154.63 | 21.32 | 80.6651 | 0 | -3.36 | 77.3051 | 168.62 | 0.67
2023 |  | 158.19 | 21.81 | 82.5219 | 0 | -3.44 | 79.0819 | 172.5 | 0.69
2024 |  | 161.85 | 22.31 | 84.429 | 0 | -3.52 | 80.909 | 176.48 | 0.71
2025 |  | 165.6 | 22.83 | 86.3866 | 0 | -3.6 | 82.7866 | 180.58 | 0.73
2026 |  | 169.4 | 23.35 | 88.3672 | 0 | -3.68 | 84.6872 | 184.72 | 0.75
2027 |  | 173.32 | 23.89 | 90.4119 | 0 | -3.77 | 86.6419 | 188.99 | 0.77
2028 |  | 177.35 | 24.45 | 92.5162 | 0 | -3.86 | 88.6562 | 193.38 | 0.79
2029 |  | 181.55 | 25.03 | 94.7076 | 0 | -3.95 | 90.7576 | 197.96 | 0.81
2030 |  | 185.87 | 25.63 | 96.9632 | 0 | -4.04 | 92.9232 | 202.69 | 0.83
2031 |  | 190.33 | 26.25 | 99.2921 | 0 | -4.14 | 95.1521 | 207.55 | 0.85
2032 |  | 194.91 | 26.88 | 101.6807 | 0 | -4.24 | 97.4407 | 212.54 | 0.87
2033 |  | 199.63 | 27.53 | 104.1426 | 0 | -4.34 | 99.8026 | 217.69 | 0.89
2034 |  | 204.46 | 28.2 | 106.6641 | 0 | -4.45 | 102.2141 | 222.95 | 0.91
2035 |  | 209.4 | 28.88 | 109.2406 | 0 | -4.56 | 104.6806 | 228.33 | 0.93
2036 |  | 214.49 | 29.58 | 111.8951 | 0 | -4.67 | 107.2251 | 233.88 | 0.95
2037 |  | 219.7 | 30.3 | 114.6137 | 0 | -4.78 | 109.8337 | 239.57 | 0.97
2038 |  | 225.06 | 31.04 | 117.4103 | 0 | -4.9 | 112.5103 | 245.41 | 0.99
2039 |  | 230.57 | 31.8 | 120.2848 | 0 | -5.02 | 115.2648 | 251.42 | 1.01
2040 |  | 236.2 | 32.58 | 123.2235 | 0 | -5.14 | 118.0835 | 257.57 | 1.03
2041 |  | 241.99 | 33.38 | 126.2447 | 0 | -5.27 | 120.9747 | 263.87 | 1.06
2042 |  | 247.95 | 34.2 | 129.353 | 0 | -5.4 | 123.953 | 270.37 | 1.09
Sources, Inputs and Assumptions
Source: | (c)(f) | Plant Costs - 2017 IRP - Table 6.1 & 6.2
| (a) | Plant capacity cost
| (b) | = (a) x 0.0771567801772526
| (d) | = ((b) + (c)) / (8.76 x 24.9%)
| (g) | = (d) + (f)
| (h) | Plant Costs - 2017 IRP - Table 6.1 & 6.2
2017 IRP Yakima Solar Resource - 25% Capacity Factor
| Solar | Cost and Input Assumptions
2016 $ | 1761.8948 | Plant capacity cost |  |  |  | $/kW-yr
2016 $ | 18.7398 | Fixed O&M, plus on-going capital cost |  |  |  | $/kW-yr
2016 $ | 0.603 | Integration Cost |  |  |  | $/MWH
2016 $ | 0 | Variable O&M |  |  |  | $/MWH |  |  |  | Total Capital Cost | Payment Factor | 22% ITC assumption
2016 $ | -2.9538 | Tax Credit $/MWh |  |  |  | $/MWH |  |  |  | 1761.8948 | 6.911% | -6.5038
[10 empty] | 1761.8948 | 7.716%
| 7.716% | Payment Factor | [7 empty] | Total Capital Cost | Payment Factor | 10% ITC assumption
| 24.9% | Capacity Factor | [7 empty] | 1761.8948 | 7.35% | -2.9538
[10 empty] | 1761.8948 | 7.716%
Company Official Inflation Forecast Dated March 31, 2017
| 2017 | 2.209% |  | 2026 | 2.294% |  | 2035 |  | 2.417%
| 2018 | 2.168% |  | 2027 | 2.316% |  | 2036 |  | 2.431%
| 2019 | 2.002% |  | 2028 | 2.327% |  | 2037 |  | 2.428%
| 2020 | 2.142% |  | 2029 | 2.366% |  | 2038 |  | 2.442%
| 2021 | 2.244% |  | 2030 | 2.38% |  | 2039 |  | 2.449%
| 2022 | 2.256% |  | 2031 | 2.401% |  | 2040 |  | 2.442%
| 2023 | 2.303% |  | 2032 | 2.408% |  | 2041 |  | 2.453%
| 2024 | 2.313% |  | 2033 | 2.419% |  | 2042 |  | 2.463%
| 2025 | 2.316% |  | 2034 | 2.422% |  | 2043 |  | 2.47%

## Table 3 30 MW Geoth 2029
Table 3
2017 IRP Geothermal PPA West Side Resource
90% Capacity Factor
Year | Estimated Capital Cost | Fixed Capital Cost at Real Levelized Rate | Fixed O&M | Fixed Costs | Variable O&M | Tax Credit | Avoided Cost (before Integration Cost) | Total Resource Costs
| $/kW | $/kW-yr | $/kW-yr | $/MWh | $/MWh | $/MWh | $/MWh | $/kW-yr
| (a) | (b) | (c) | (d) | (e) | (f) | (g) | (h)
2017 IRP Geothermal PPA West Side Resource - 90% Capacity Factor
2016 | 0 | 0 | 0 | 0 | 77.34 | 0 | 77.34 | 611.44
2017 |  | 0 | 0 | 0 | 79.05 | 0 | 79.05 | 624.96
2018 |  | 0 | 0 | 0 | 80.76 | 0 | 80.76 | 638.48
2019 |  | 0 | 0 | 0 | 82.38 | 0 | 82.38 | 651.29
2020 |  | 0 | 0 | 0 | 84.14 | 0 | 84.14 | 665.2
2021 |  | 0 | 0 | 0 | 86.03 | 0 | 86.03 | 680.14
2022 |  | 0 | 0 | 0 | 87.97 | 0 | 87.97 | 695.48
2023 |  | 0 | 0 | 0 | 90 | 0 | 90 | 711.53
2024 |  | 0 | 0 | 0 | 92.08 | 0 | 92.08 | 727.98
2025 |  | 0 | 0 | 0 | 94.21 | 0 | 94.21 | 744.81
2026 |  | 0 | 0 | 0 | 96.37 | 0 | 96.37 | 761.89
2027 |  | 0 | 0 | 0 | 98.6 | 0 | 98.6 | 779.52
2028 |  | 0 | 0 | 0 | 100.89 | 0 | 100.89 | 797.63
2029 |  | 0 | 0 | 0 | 103.28 | 0 | 103.28 | 816.52
2030 |  | 0 | 0 | 0 | 105.74 | 0 | 105.74 | 835.97
2031 |  | 0 | 0 | 0 | 108.28 | 0 | 108.28 | 856.05
2032 |  | 0 | 0 | 0 | 110.89 | 0 | 110.89 | 876.69
2033 |  | 0 | 0 | 0 | 113.57 | 0 | 113.57 | 897.87
2034 |  | 0 | 0 | 0 | 116.32 | 0 | 116.32 | 919.61
2035 |  | 0 | 0 | 0 | 119.13 | 0 | 119.13 | 941.83
2036 |  | 0 | 0 | 0 | 122.03 | 0 | 122.03 | 964.76
2037 |  | 0 | 0 | 0 | 124.99 | 0 | 124.99 | 988.16
2038 |  | 0 | 0 | 0 | 128.04 | 0 | 128.04 | 1012.27
2039 |  | 0 | 0 | 0 | 131.18 | 0 | 131.18 | 1037.1
2040 |  | 0 | 0 | 0 | 134.38 | 0 | 134.38 | 1062.39
2041 |  | 0 | 0 | 0 | 137.68 | 0 | 137.68 | 1088.48
2042 |  | 0 | 0 | 0 | 141.07 | 0 | 141.07 | 1115.29
Sources, Inputs and Assumptions
Source: | (c)(f) | Plant Costs - 2017 IRP - Table 6.1 & 6.2
| (a) | Plant capacity cost
| (b) | = (a) x 0.0631141369791985
| (d) | = ((b) + (c)) / (8.76 x 90.3%)
| (g) | = (d) + (f)
| (h) | Plant Costs - 2017 IRP - Table 6.1 & 6.2
2017 IRP Geothermal PPA West Side Resource - 90% Capacity Factor
| Solar | Cost and Input Assumptions
2016 $ | 0 | Plant capacity cost |  |  |  | $/kW-yr
2016 $ | 0 | Fixed O&M, plus on-going capital cost |  |  |  | $/kW-yr
2016 $ | 0 | Integration Cost |  |  |  | $/MWH
2016 $ | 77.34 | Variable O&M |  |  |  | $/MWH
2016 $ | 0 | Tax Credit $/MWh |  |  |  | $/MWH
| 6.311% | Payment Factor
| 90.25% | Capacity Factor
Company Official Inflation Forecast Dated March 31, 2017
| 2017 | 2.209% |  | 2026 | 2.294% |  | 2035 | 2.417%
| 2018 | 2.168% |  | 2027 | 2.316% |  | 2036 | 2.431%
| 2019 | 2.002% |  | 2028 | 2.327% |  | 2037 | 2.428%
| 2020 | 2.142% |  | 2029 | 2.366% |  | 2038 | 2.442%
| 2021 | 2.244% |  | 2030 | 2.38% |  | 2039 | 2.449%
| 2022 | 2.256% |  | 2031 | 2.401% |  | 2040 | 2.442%
| 2023 | 2.303% |  | 2032 | 2.408% |  | 2041 | 2.453%
| 2024 | 2.313% |  | 2033 | 2.419% |  | 2042 | 2.463%
| 2025 | 2.316% |  | 2034 | 2.422% |  | 2043 | 2.47%

## Table 3 200 MW (UT N) 2029)
Appendix B
Table 3
SCCT Resource Costs - 2017 Integrated Resource Plan
UT N - 200 MW - SCCT Frame "F" x1 - East Side Resource (5,050')
Year | Estimated Capital Cost | Fixed Capital Cost at Real Levelized Rate | Fixed O&M | Variable O&M | Total O&M at Expected CF | Total Resource Fixed Costs | Fuel Cost | Total Resource Energy Cost | Total Resource Costs
| $/kW | $/kW-yr | $/kW-yr | $/MWh | $/kW-yr | $/kW-yr | $/MMBtu | $/MWh | $/MWh
| (a) | (b) | (c) | (d) | (e) | (f) | (g) | (h) | (i)
UT N - 200 MW - SCCT Frame "F" x1 - East Side Resource (5,050')
2016 | 702 | 51.76 | 30.66 | 7.53 | 52.43 | 104.19
2017 |  | 52.9 | 31.34 | 7.7 | 53.6 | 106.5
2018 |  | 54.05 | 32.02 | 7.87 | 54.77 | 108.82
2019 |  | 55.13 | 32.66 | 8.03 | 55.87 | 111
2020 |  | 56.31 | 33.36 | 8.2 | 57.06 | 113.37
2021 |  | 57.57 | 34.11 | 8.38 | 58.33 | 115.9
2022 |  | 58.87 | 34.88 | 8.57 | 59.65 | 118.52
2023 |  | 60.23 | 35.68 | 8.77 | 61.03 | 121.26
2024 |  | 61.62 | 36.51 | 8.97 | 62.44 | 124.06
2025 |  | 63.05 | 37.36 | 9.18 | 63.9 | 126.95
2026 |  | 64.5 | 38.22 | 9.39 | 65.36 | 129.86
2027 |  | 65.99 | 39.11 | 9.61 | 66.89 | 132.88
2028 |  | 67.53 | 40.02 | 9.83 | 68.44 | 135.97
2029 |  | 69.13 | 40.97 | 10.06 | 70.05 | 139.18 | 4.5 | 43.26 | 91.41
2030 |  | 70.78 | 41.95 | 10.3 | 71.73 | 142.51 | 4.88 | 46.92 | 96.22
2031 |  | 72.48 | 42.96 | 10.55 | 73.46 | 145.94 | 5.07 | 48.74 | 99.22
2032 |  | 74.22 | 43.99 | 10.8 | 75.21 | 149.43 | 5.31 | 51.05 | 102.74
2033 |  | 76.02 | 45.05 | 11.06 | 77.02 | 153.04 | 5.65 | 54.32 | 107.26
2034 |  | 77.86 | 46.14 | 11.33 | 78.89 | 156.75 | 5.93 | 57.01 | 111.23
2035 |  | 79.74 | 47.26 | 11.6 | 80.79 | 160.53 | 6.25 | 60.09 | 115.62
2036 |  | 81.68 | 48.41 | 11.88 | 82.75 | 164.43 | 6.73 | 64.7 | 121.58
2037 |  | 83.66 | 49.59 | 12.17 | 84.77 | 168.43 | 6.93 | 66.63 | 124.89
2038 |  | 85.7 | 50.8 | 12.47 | 86.85 | 172.55 | 7.3 | 70.18 | 129.87
2039 |  | 87.8 | 52.04 | 12.78 | 88.98 | 176.78 | 7.56 | 72.68 | 133.83
2040 |  | 89.94 | 53.31 | 13.09 | 91.15 | 181.09 | 7.84 | 75.37 | 138.01
2041 |  | 92.15 | 54.62 | 13.41 | 93.39 | 185.54 | 8.04 | 77.3 | 141.48
2042 |  | 94.42 | 55.97 | 13.74 | 95.69 | 190.11 | 8.25 | 79.32 | 145.08
Sources, Inputs and Assumptions
Source: (a)(c)(d) |  | Plant Costs - 2017 IRP - Table 6.1 & 6.2
| (b) | = (a) x 0.0737263117964292
| (e) | = (d) x (8.76 x 33.0%) + (c)
| (f) | = (b) + (e)
| (g) | Table 4 - Burnertip Natural Gas Price Forecast
| (h) | = 9,614 MMBtu/MWH x $/MMBtu
| (i) | = (f) / (8.76 x 'Capacity Factor' ) + (h)
UT N - 200 MW - SCCT Frame "F" x1 - East Side Resource (5,050')
| SCCT Statistics |  |  | MW | Percent | Cap Cost | Fixed
| SCCT Dry "F" - Turbine |  |  | 199.9241 | 100% | 701.5991 | 30.6572
|  |  |  | 0 | 0% | 0 | 0
| Capacity Weighted |  |  | 199.9241 | 100% | 702 | 30.66
| SCCT Statistics |  |  | MW | CF | aMW | Percent | Variable | Heat Rate
| SCCT Dry "F" - Turbine |  |  | 199.9241 | 33% | 65.975 | 100% | 7.53 | 9614
| 0 |  |  | 0 | 0% | 0 | 0% | 0 | 0
| Energy Weighted |  |  | 199.9241 | 33% | 65.975 | 100% | 7.53 | 9614
Rounded
| SCCT |  | Plant Costs - 2017 IRP - Table 6.1 & 6.2
| 199.9241 |  | MW Plant Capacity
2016 $ | 701.5991 |  | Plant Capacity Cost
2016 $ | 16.0158 |  | Fixed O&M & Capitalized O&M
2016 $ | 14.6414 |  | Fixed Pipeline
2016 $ | 30.6572 |  | Fixed O&M Including Fixed Pipeline & Capitalized O&M ($/kW-Yr)
2016 $ | 7.53 |  | Variable O&M Costs & Capitalized Variable O&M ($/MWh)
| 9614 |  | Heat Rate in btu/kWh
| 7.373% |  | Payment Factor
| 33% |  | Capacity Factor
|  | 33% | Energy Weighted Capacity Factor
Company Official Inflation Forecast Dated March 31, 2017
| 2017 | 2.209% |  | 2026 | 2.294% |  | 2035 | 2.417%
| 2018 | 2.168% |  | 2027 | 2.316% |  | 2036 | 2.431%
| 2019 | 2.002% |  | 2028 | 2.327% |  | 2037 | 2.428%
| 2020 | 2.142% |  | 2029 | 2.366% |  | 2038 | 2.442%
| 2021 | 2.244% |  | 2030 | 2.38% |  | 2039 | 2.449%
| 2022 | 2.256% |  | 2031 | 2.401% |  | 2040 | 2.442%
| 2023 | 2.303% |  | 2032 | 2.408% |  | 2041 | 2.453%
| 2024 | 2.313% |  | 2033 | 2.419% |  | 2042 | 2.463%
| 2025 | 2.316% |  | 2034 | 2.422% |  | 2043 | 2.47%

## Table 3 436MW (West M) 2030
Appendix B
Table 3
CCCT Resource Costs - 2017 Integrated Resource Plan
Willamette Valley - 436 MW - CCCT Dry "G/H", 1x1 - West Side Resource (1,500')
Year | Estimated Capital Cost | Fixed Capital Cost at Real Levelized Rate | Fixed O&M | Variable O&M | Total O&M at Expected CF | Total Resource Fixed Costs | Fuel Cost | Total Resource Energy Cost | Total Resource Costs
| $/kW | $/kW-yr | $/kW-yr | $/MWh | $/kW-yr | $/kW-yr | $/MMBtu | $/MWh | $/MWh
| (a) | (b) | (c) | (d) | (e) | (f) | (g) | (h) | (i)
Willamette Valley - 436 MW - CCCT Dry "G/H", 1x1 - West Side Resource (1,500')
2016 | 1363 | 98.9 | 43.7 | 2.02 | 56.14 | 155.04
2017 |  | 101.08 | 44.67 | 2.06 | 57.36 | 158.44
2018 |  | 103.27 | 45.64 | 2.1 | 58.57 | 161.84
2019 |  | 105.34 | 46.55 | 2.14 | 59.73 | 165.07
2020 |  | 107.6 | 47.55 | 2.19 | 61.04 | 168.64
2021 |  | 110.02 | 48.62 | 2.24 | 62.41 | 172.43
2022 |  | 112.5 | 49.72 | 2.29 | 63.82 | 176.32
2023 |  | 115.09 | 50.87 | 2.34 | 65.28 | 180.37
2024 |  | 117.75 | 52.05 | 2.39 | 66.77 | 184.52
2025 |  | 120.48 | 53.26 | 2.45 | 68.35 | 188.83
2026 |  | 123.24 | 54.48 | 2.51 | 69.94 | 193.18
2027 |  | 126.09 | 55.74 | 2.57 | 71.57 | 197.66
2028 |  | 129.02 | 57.04 | 2.63 | 73.24 | 202.26
2029 |  | 132.07 | 58.39 | 2.69 | 74.96 | 207.03
2030 |  | 135.21 | 59.78 | 2.75 | 76.72 | 211.93
2031 |  | 138.46 | 61.22 | 2.82 | 78.59 | 217.05
2032 |  | 141.79 | 62.69 | 2.89 | 80.49 | 222.28 | 5.38 | 34.51 | 70.6
2033 |  | 145.22 | 64.21 | 2.96 | 82.44 | 227.66 | 5.76 | 36.95 | 73.92
2034 |  | 148.74 | 65.77 | 3.03 | 84.43 | 233.17 | 6.02 | 38.62 | 76.48
2035 |  | 152.34 | 67.36 | 3.1 | 86.45 | 238.79 | 6.29 | 40.35 | 79.13
2036 |  | 156.04 | 69 | 3.18 | 88.58 | 244.62 | 6.8 | 43.62 | 83.34
2037 |  | 159.83 | 70.68 | 3.26 | 90.76 | 250.59 | 7.05 | 45.23 | 85.92
2038 |  | 163.73 | 72.41 | 3.34 | 92.98 | 256.71 | 7.46 | 47.86 | 89.55
2039 |  | 167.74 | 74.18 | 3.42 | 95.24 | 262.98 | 7.75 | 49.72 | 92.42
2040 |  | 171.84 | 75.99 | 3.5 | 97.54 | 269.38 | 8.03 | 51.51 | 95.25
2041 |  | 176.06 | 77.85 | 3.59 | 99.96 | 276.02 | 8.24 | 52.86 | 97.68
2042 |  | 180.4 | 79.77 | 3.68 | 102.43 | 282.83 | 8.45 | 54.21 | 100.14
Sources, Inputs and Assumptions
Source: (a)(c)(d) |  | Plant Costs - 2017 IRP - Table 6.1 & 6.2
| (b) | = (a) x 0.0725628795024555
| (e) | = (d) x (8.76 x 70.3%) + (c)
| (f) | = (b) + (e)
| (g) | Table 4 - Burnertip Natural Gas Price Forecast
| (h) | = 6,415 MMBtu/MWH x $/MMBtu
| (i) | = (f) / (8.76 x 'Capacity Factor' ) + (h)
Willamette Valley - 436 MW - CCCT Dry "G/H", 1x1 - West Side Resource (1,500')
| CCCT Statistics |  |  | MW | Percent | Cap Cost | Fixed
| CCCT Dry "G/H", 1x1 - Turbine |  |  | 385.3535 | 88.31% | 1484.3381 | 44.5016
| CCCT Dry "G/H", 1x1 - Duct Firing |  |  | 51.0037 | 11.69% | 443.0044 | 37.6707
| Capacity Weighted |  |  | 436.3572 | 100% | 1363 | 43.7
| CCCT Statistics |  |  | MW | CF | aMW | Percent | Variable | Heat Rate
| CCCT Dry "G/H", 1x1 - Turbine |  |  | 385.3535 | 78% | 300.5757 | 98% | 2.0593 | 6362
| CCCT Dry "G/H", 1x1 - Duct Firing |  |  | 51.0037 | 12% | 6.1204 | 1.996% | 0.15 | 9012
| Energy Weighted |  |  | 436.3572 | 70.3% | 306.6962 | 100% | 2.02 | 6415
Rounded
| CCCT | Duct Firing | Plant Costs - 2017 IRP - Table 6.1 & 6.2
| 385.3535 | 51.0037 | MW Plant Capacity
2016 $ | 1484.3381 | 443.0044 | Plant Capacity Cost
2016 $ | 21.7132 | 5.39 | Fixed O&M & Capitalized O&M
2016 $ | 22.7885 | 32.2807 | Fixed Pipeline
2016 $ | 44.5016 | 37.6707 | Fixed O&M Including Fixed Pipeline & Capitalized O&M ($/kW-Yr)
| 2.0593 | 0.15 | Variable O&M Costs & Capitalized Variable O&M ($/MWh)
| 6362 | 9012 | Heat Rate in btu/kWh
| 7.256% | 7.256% | Payment Factor
| 78% | 12% | Capacity Factor
|  | 70.3% | Energy Weighted Capacity Factor
Company Official Inflation Forecast Dated March 31, 2017
| 2017 | 2.209% |  | 2026 | 2.294% |  | 2035 | 2.417%
| 2018 | 2.168% |  | 2027 | 2.316% |  | 2036 | 2.431%
| 2019 | 2.002% |  | 2028 | 2.327% |  | 2037 | 2.428%
| 2020 | 2.142% |  | 2029 | 2.366% |  | 2038 | 2.442%
| 2021 | 2.244% |  | 2030 | 2.38% |  | 2039 | 2.449%
| 2022 | 2.256% |  | 2031 | 2.401% |  | 2040 | 2.442%
| 2023 | 2.303% |  | 2032 | 2.408% |  | 2041 | 2.453%
| 2024 | 2.313% |  | 2033 | 2.419% |  | 2042 | 2.463%
| 2025 | 2.316% |  | 2034 | 2.422% |  | 2043 | 2.47%

## Table 3 477 MW (Wyo) 2033
Appendix B
Table 3
CCCT Resource Costs - 2017 Integrated Resource Plan
WYNE DJohns - 477 MW - CCCT Dry "J/HA.02", 1x1 - East Side Resource (5,050')
Year | Estimated Capital Cost | Fixed Capital Cost at Real Levelized Rate | Fixed O&M | Variable O&M | Total O&M at Expected CF | Total Resource Fixed Costs | Fuel Cost | Total Resource Energy Cost | Total Resource Costs
| $/kW | $/kW-yr | $/kW-yr | $/MWh | $/kW-yr | $/kW-yr | $/MMBtu | $/MWh | $/MWh
| (a) | (b) | (c) | (d) | (e) | (f) | (g) | (h) | (i)
WYNE DJohns - 477 MW - CCCT Dry "J/HA.02", 1x1 - East Side Resource (5,050')
2016 | 1203 | 87.29 | 57.97 | 2.22 | 71.45 | 158.74
2017 |  | 89.22 | 59.25 | 2.27 | 73.03 | 162.25
2018 |  | 91.15 | 60.53 | 2.32 | 74.61 | 165.76
2019 |  | 92.98 | 61.74 | 2.37 | 76.13 | 169.11
2020 |  | 94.97 | 63.06 | 2.42 | 77.75 | 172.72
2021 |  | 97.1 | 64.48 | 2.47 | 79.47 | 176.57
2022 |  | 99.29 | 65.93 | 2.53 | 81.29 | 180.58
2023 |  | 101.58 | 67.45 | 2.59 | 83.17 | 184.75
2024 |  | 103.93 | 69.01 | 2.65 | 85.1 | 189.03
2025 |  | 106.34 | 70.61 | 2.71 | 87.06 | 193.4
2026 |  | 108.78 | 72.23 | 2.77 | 89.05 | 197.83
2027 |  | 111.3 | 73.9 | 2.83 | 91.08 | 202.38
2028 |  | 113.89 | 75.62 | 2.9 | 93.22 | 207.11
2029 |  | 116.58 | 77.41 | 2.97 | 95.44 | 212.02
2030 |  | 119.35 | 79.25 | 3.04 | 97.7 | 217.05
2031 |  | 122.22 | 81.15 | 3.11 | 100.03 | 222.25
2032 |  | 125.16 | 83.1 | 3.18 | 102.4 | 227.56
2033 |  | 128.19 | 85.11 | 3.26 | 104.9 | 233.09 | 5.62 | 35.92 | 74.32
2034 |  | 131.29 | 87.17 | 3.34 | 107.45 | 238.74 | 5.9 | 37.71 | 77.04
2035 |  | 134.46 | 89.28 | 3.42 | 110.04 | 244.5 | 6.23 | 39.82 | 80.1
2036 |  | 137.73 | 91.45 | 3.5 | 112.7 | 250.43 | 6.7 | 42.83 | 84.08
2037 |  | 141.07 | 93.67 | 3.58 | 115.4 | 256.47 | 6.9 | 44.1 | 86.35
2038 |  | 144.51 | 95.96 | 3.67 | 118.24 | 262.75 | 7.28 | 46.53 | 89.81
2039 |  | 148.05 | 98.31 | 3.76 | 121.14 | 269.19 | 7.54 | 48.2 | 92.54
2040 |  | 151.67 | 100.71 | 3.85 | 124.08 | 275.75 | 7.82 | 49.99 | 95.41
2041 |  | 155.39 | 103.18 | 3.94 | 127.1 | 282.49 | 8.03 | 51.33 | 97.86
2042 |  | 159.22 | 105.72 | 4.04 | 130.25 | 289.47 | 8.24 | 52.67 | 100.35
Sources, Inputs and Assumptions
Source: (a)(c)(d) |  | Plant Costs - 2017 IRP - Table 6.1 & 6.2
| (b) | = (a) x 0.0725628795024555
| (e) | = (d) x (8.76 x 69.3%) + (c)
| (f) | = (b) + (e)
| (g) | Table 4 - Burnertip Natural Gas Price Forecast
| (h) | = 6,392 MMBtu/MWH x $/MMBtu
| (i) | = (f) / (8.76 x 'Capacity Factor' ) + (h)
WYNE DJohns - 477 MW - CCCT Dry "J/HA.02", 1x1 - East Side Resource (5,050')
| CCCT Statistics |  |  | MW | Percent | Cap Cost | Fixed
| CCCT Dry "J" - Turbine |  |  | 413.5678 | 86.78% | 1334.21 | 57.934
| CCCT Dry "J" - Duct Firing |  |  | 63.0086 | 13.22% | 341.6069 | 58.2119
| Capacity Weighted |  |  | 476.5764 | 100% | 1203 | 57.97
| CCCT Statistics |  |  | MW | CF | aMW | Percent | Variable | Heat Rate
| CCCT Dry "J" - Turbine |  |  | 413.5678 | 78% | 322.5829 | 97.71% | 2.2696 | 6326
| CCCT Dry "J" - Duct Firing |  |  | 63.0086 | 12% | 7.561 | 2.29% | 0.16 | 9211
| Energy Weighted |  |  | 476.5764 | 69.3% | 330.1439 | 100% | 2.22 | 6392
Rounded
| CCCT | Duct Firing | Plant Costs - 2017 IRP - Table 6.1 & 6.2
| 413.5678 | 63.0086 | MW Plant Capacity
| 1334.21 | 341.6069 | Plant Capacity Cost
| 21.2925 | 4.86 | Fixed O&M & Capitalized O&M
| 36.6414 | 53.3519 | Fixed Pipeline
| 57.934 | 58.2119 | Fixed O&M Including Fixed Pipeline & Capitalized O&M ($/kW-Yr)
| 2.2696 | 0.16 | Variable O&M Costs & Capitalized Variable O&M ($/MWh)
| 6326 | 9211 | Heat Rate in btu/kWh
| 7.256% | 7.256% | Payment Factor
| 78% | 12% | Capacity Factor
|  | 69.3% | Energy Weighted Capacity Factor
Company Official Inflation Forecast Dated March 31, 2017
| 2017 | 2.209% |  | 2026 | 2.294% |  | 2035 | 2.417%
| 2018 | 2.168% |  | 2027 | 2.316% |  | 2036 | 2.431%
| 2019 | 2.002% |  | 2028 | 2.327% |  | 2037 | 2.428%
| 2020 | 2.142% |  | 2029 | 2.366% |  | 2038 | 2.442%
| 2021 | 2.244% |  | 2030 | 2.38% |  | 2039 | 2.449%
| 2022 | 2.256% |  | 2031 | 2.401% |  | 2040 | 2.442%
| 2023 | 2.303% |  | 2032 | 2.408% |  | 2041 | 2.453%
| 2024 | 2.313% |  | 2033 | 2.419% |  | 2042 | 2.463%
| 2025 | 2.316% |  | 2034 | 2.422% |  | 2043 | 2.47%

## Table 3 200 MW (Wyo) 2033
Appendix B
Table 3
SCCT Resource Costs - 2017 Integrated Resource Plan
WYNE DJohns- 200 MW - SCCT Frame "F" x1 - East Side Resource (5,050')
Year | Estimated Capital Cost | Fixed Capital Cost at Real Levelized Rate | Fixed O&M | Variable O&M | Total O&M at Expected CF | Total Resource Fixed Costs | Fuel Cost | Total Resource Energy Cost | Total Resource Costs
| $/kW | $/kW-yr | $/kW-yr | $/MWh | $/kW-yr | $/kW-yr | $/MMBtu | $/MWh | $/MWh
| (a) | (b) | (c) | (d) | (e) | (f) | (g) | (h) | (i)
WYNE DJohns- 200 MW - SCCT Frame "F" x1 - East Side Resource (5,050')
2016 | 589 | 43.42 | 71.7 | 7.53 | 93.47 | 136.89
2017 |  | 44.38 | 73.28 | 7.7 | 95.54 | 139.92
2018 |  | 45.34 | 74.87 | 7.87 | 97.62 | 142.96
2019 |  | 46.25 | 76.37 | 8.03 | 99.58 | 145.83
2020 |  | 47.24 | 78.01 | 8.2 | 101.71 | 148.95
2021 |  | 48.3 | 79.76 | 8.38 | 103.98 | 152.28
2022 |  | 49.39 | 81.56 | 8.57 | 106.33 | 155.72
2023 |  | 50.53 | 83.44 | 8.77 | 108.79 | 159.32
2024 |  | 51.7 | 85.37 | 8.97 | 111.3 | 163
2025 |  | 52.9 | 87.35 | 9.18 | 113.89 | 166.79
2026 |  | 54.11 | 89.35 | 9.39 | 116.49 | 170.6
2027 |  | 55.36 | 91.42 | 9.61 | 119.2 | 174.56
2028 |  | 56.65 | 93.55 | 9.83 | 121.97 | 178.62
2029 |  | 57.99 | 95.76 | 10.06 | 124.84 | 182.83
2030 |  | 59.37 | 98.04 | 10.3 | 127.82 | 187.19
2031 |  | 60.8 | 100.39 | 10.55 | 130.89 | 191.69
2032 |  | 62.26 | 102.81 | 10.8 | 134.03 | 196.29
2033 |  | 63.77 | 105.3 | 11.06 | 137.27 | 201.04 | 5.62 | 54.03 | 123.57
2034 |  | 65.31 | 107.85 | 11.33 | 140.6 | 205.91 | 5.9 | 56.72 | 127.95
2035 |  | 66.89 | 110.46 | 11.6 | 143.99 | 210.88 | 6.23 | 59.9 | 132.85
2036 |  | 68.52 | 113.15 | 11.88 | 147.49 | 216.01 | 6.7 | 64.41 | 139.13
2037 |  | 70.18 | 115.9 | 12.17 | 151.08 | 221.26 | 6.9 | 66.34 | 142.88
2038 |  | 71.89 | 118.73 | 12.47 | 154.78 | 226.67 | 7.28 | 69.99 | 148.4
2039 |  | 73.65 | 121.64 | 12.78 | 158.58 | 232.23 | 7.54 | 72.49 | 152.82
2040 |  | 75.45 | 124.61 | 13.09 | 162.45 | 237.9 | 7.82 | 75.18 | 157.48
2041 |  | 77.3 | 127.67 | 13.41 | 166.44 | 243.74 | 8.03 | 77.2 | 161.52
2042 |  | 79.2 | 130.81 | 13.74 | 170.53 | 249.73 | 8.24 | 79.22 | 165.61
Sources, Inputs and Assumptions
Source: (a)(c)(d) |  | Plant Costs - 2017 IRP - Table 6.1 & 6.2
| (b) | = (a) x 0.0737263117964292
| (e) | = (d) x (8.76 x 33.0%) + (c)
| (f) | = (b) + (e)
| (g) | Table 4 - Burnertip Natural Gas Price Forecast
| (h) | = 9,614 MMBtu/MWH x $/MMBtu
| (i) | = (f) / (8.76 x 'Capacity Factor' ) + (h)
WYNE DJohns- 200 MW - SCCT Frame "F" x1 - East Side Resource (5,050')
| SCCT Statistics |  |  | MW | Percent | Cap Cost | Fixed
| SCCT Dry "F" - Turbine |  |  | 199.9241 | 100% | 589.4961 | 71.702
|  |  |  | 0 | 0% | 0 | 0
| Capacity Weighted |  |  | 199.9241 | 100% | 589 | 71.7
| SCCT Statistics |  |  | MW | CF | aMW | Percent | Variable | Heat Rate
| SCCT Dry "F" - Turbine |  |  | 199.9241 | 33% | 65.975 | 100% | 7.53 | 9614
| 0 |  |  | 0 | 0% | 0 | 0% | 0 | 0
| Energy Weighted |  |  | 199.9241 | 33% | 65.975 | 100% | 7.53 | 9614
Rounded
| SCCT |  | Plant Costs - 2017 IRP - Table 6.1 & 6.2
| 199.9241 |  | MW Plant Capacity
2016 $ | 589.4961 |  | Plant Capacity Cost
2016 $ | 16.0158 |  | Fixed O&M & Capitalized O&M
2016 $ | 55.6862 |  | Fixed Pipeline
2016 $ | 71.702 |  | Fixed O&M Including Fixed Pipeline & Capitalized O&M ($/kW-Yr)
2016 $ | 7.53 |  | Variable O&M Costs & Capitalized Variable O&M ($/MWh)
| 9614 |  | Heat Rate in btu/kWh
| 7.373% |  | Payment Factor
| 33% |  | Capacity Factor
|  | 33% | Energy Weighted Capacity Factor
Company Official Inflation Forecast Dated March 31, 2017
| 2017 | 2.209% |  | 2026 | 2.294% |  | 2035 | 2.417%
| 2018 | 2.168% |  | 2027 | 2.316% |  | 2036 | 2.431%
| 2019 | 2.002% |  | 2028 | 2.327% |  | 2037 | 2.428%
| 2020 | 2.142% |  | 2029 | 2.366% |  | 2038 | 2.442%
| 2021 | 2.244% |  | 2030 | 2.38% |  | 2039 | 2.449%
| 2022 | 2.256% |  | 2031 | 2.401% |  | 2040 | 2.442%
| 2023 | 2.303% |  | 2032 | 2.408% |  | 2041 | 2.453%
| 2024 | 2.313% |  | 2033 | 2.419% |  | 2042 | 2.463%
| 2025 | 2.316% |  | 2034 | 2.422% |  | 2043 | 2.47%

## Table 3 ID Wind 2036
Table 3
2017 IRP ID Wind Resource
38% Capacity Factor
Year | Estimated Capital Cost | Fixed Capital Cost at Real Levelized Rate | Fixed O&M | Fixed Costs | Variable O&M | Tax Credit | Total Resource Costs | Total Resource Costs | Wind Integration Cost | Tax Credit
| $/kW | $/kW-yr | $/kW-yr | $/MWh | $/MWh | $/MWh | $/MWh | $/kW-yr | $/MWh
| (a) | (b) | (c) | (d) | (e) | (f) | (g) | (h) | (h)
2017 IRP ID Wind Resource - 38% Capacity Factor
2016 | 1811.0329 | 127.9945 | 37.5656 | 49.7357 | 0 | 0 | 49.7357 | 165.56 | 0.573 | 0
2017 |  | 130.82 | 38.4 | 50.8351 | 0 | 0 | 50.8351 | 169.22 | 0.59 | 0
2018 |  | 133.66 | 39.23 | 51.9376 | 0 | 0 | 51.9376 | 172.89 | 0.6 | 0
2019 |  | 136.34 | 40.02 | 52.9801 | 0 | 0 | 52.9801 | 176.36 | 0.61 | 0
2020 |  | 139.26 | 40.88 | 54.1156 | 0 | 0 | 54.1156 | 180.14 | 0.62 | 0
2021 |  | 142.39 | 41.8 | 55.3323 | 0 | 0 | 55.3323 | 184.19 | 0.63 | 0
2022 |  | 145.6 | 42.74 | 56.5789 | 0 | 0 | 56.5789 | 188.34 | 0.64 | 0
2023 |  | 148.95 | 43.72 | 57.8797 | 0 | 0 | 57.8797 | 192.67 | 0.65 | 0
2024 |  | 152.4 | 44.73 | 59.2195 | 0 | 0 | 59.2195 | 197.13 | 0.67 | 0
2025 |  | 155.93 | 45.77 | 60.5924 | 0 | 0 | 60.5924 | 201.7 | 0.69 | 0
2026 |  | 159.51 | 46.82 | 61.9833 | 0 | 0 | 61.9833 | 206.33 | 0.71 | 0
2027 |  | 163.2 | 47.9 | 63.4162 | 0 | 0 | 63.4162 | 211.1 | 0.73 | 0
2028 |  | 167 | 49.01 | 64.8913 | 0 | 0 | 64.8913 | 216.01 | 0.75 | 0
2029 |  | 170.95 | 50.17 | 66.4263 | 0 | 0 | 66.4263 | 221.12 | 0.77 | 0
2030 |  | 175.02 | 51.36 | 68.0065 | 0 | 0 | 68.0065 | 226.38 | 0.79 | 0
2031 |  | 179.22 | 52.59 | 69.6377 | 0 | 0 | 69.6377 | 231.81 | 0.81 | 0
2032 |  | 183.53 | 53.86 | 71.314 | 0 | 0 | 71.314 | 237.39 | 0.83 | 0
2033 |  | 187.97 | 55.16 | 73.0383 | 0 | 0 | 73.0383 | 243.13 | 0.85 | 0
2034 |  | 192.52 | 56.5 | 74.8077 | 0 | 0 | 74.8077 | 249.02 | 0.87 | 0
2035 |  | 197.17 | 57.87 | 76.6162 | 0 | 0 | 76.6162 | 255.04 | 0.89 | 0
2036 |  | 201.96 | 59.28 | 78.4787 | 0 | 0 | 78.4787 | 261.24 | 0.91 | 0
2037 |  | 206.86 | 60.72 | 80.3833 | 0 | 0 | 80.3833 | 267.58 | 0.93 | 0
2038 |  | 211.91 | 62.2 | 82.345 | 0 | 0 | 82.345 | 274.11 | 0.95 | 0
2039 |  | 217.1 | 63.72 | 84.3607 | 0 | 0 | 84.3607 | 280.82 | 0.97 | 0
2040 |  | 222.4 | 65.28 | 86.4215 | 0 | 0 | 86.4215 | 287.68 | 0.99 | 0
2041 |  | 227.86 | 66.88 | 88.5424 | 0 | 0 | 88.5424 | 294.74 | 1.01 | 0
2042 |  | 233.47 | 68.53 | 90.7234 | 0 | 0 | 90.7234 | 302 | 1.03 | 0
Sources, Inputs and Assumptions
Source: | (c)(f) | Plant Costs - 2017 IRP - Table 6.1 & 6.2
| (a) | Plant capacity cost
| (b) | = (a) x 0.0706748586244695
| (d) | = ((b) + (c)) / (8.76 x 38.0%)
| (g) | = (d) + (f)
| (h) | Plant Costs - 2017 IRP - Table 6.1 & 6.2
2017 IRP ID Wind Resource - 38% Capacity Factor
| Wind | Cost and Input Assumptions
2016 $ | 1811.0329 | Plant capacity cost |  |  |  | $/kW-yr
2016 $ | 37.5656 | Fixed O&M, plus on-going capital cost |  |  |  | $/kW-yr
2016 $ | 0.573 | Integration Cost |  |  |  | $/MWH
2016 $ | 0 | Variable O&M |  |  |  | $/MWH
2016 $ |  | Tax Credit $/MWh |  |  |  | $/MWH
| 7.067% | Payment Factor
| 38% | Capacity Factor
Company Official Inflation Forecast Dated March 31, 2017
| 2017 | 2.209% |  | 2026 | 2.294% |  | 2035 |  | 2.417%
| 2018 | 2.168% |  | 2027 | 2.316% |  | 2036 |  | 2.431%
| 2019 | 2.002% |  | 2028 | 2.327% |  | 2037 |  | 2.428%
| 2020 | 2.142% |  | 2029 | 2.366% |  | 2038 |  | 2.442%
| 2021 | 2.244% |  | 2030 | 2.38% |  | 2039 |  | 2.449%
| 2022 | 2.256% |  | 2031 | 2.401% |  | 2040 |  | 2.442%
| 2023 | 2.303% |  | 2032 | 2.408% |  | 2041 |  | 2.453%
| 2024 | 2.313% |  | 2033 | 2.419% |  | 2042 |  | 2.463%
| 2025 | 2.316% |  | 2034 | 2.422% |  | 2043 |  | 2.47%