## Appendix B.1
Appendix B.1
Avoided Cost Prices $/MWh
Utah 2020.Q1 Sch 38
|  | Thermal | Solar Tracking | Wind (Defers UT W) | Wind (Defers WYAE W) | Thermal | Solar Tracking | Wind | Thermal | Solar Tracking | Wind (Defers UT W)
| Year | UT 2020.Q1 | UT 2020.Q1 | UT 2020.Q1 | UT 2020.Q1 | UT 2019.Q4 | UT 2019.Q4 | UT 2019.Q4
|  | 100% CF (2) | 31.1% CF (2) | 31.0% CF (2) | 31.0% CF (2) | 100% CF (2) | 31.1% CF (2) | 31.0% CF (2) | Difference | Difference | Difference
| 2020 | 14.2227 | 12.5043 | 11.4789 | 12.5416 | 13.9606 | 12.6307 | 11.6044 | 0.26213 | -0.12634 | -0.1255
| 2021 | 16.6878 | 13.3344 | 13.6232 | 14.8945 | 12.9006 | 10.0415 | 10.3427 | 3.7872 | 3.2929 | 3.2805
| 2022 | 17.7186 | 14.2209 | 14.8156 | 15.9843 | 16.0907 | 13.0029 | 14.5931 | 1.6279 | 1.218 | 0.22246
| 2023 | 16.8639 | 13.5161 | 25.3966 | 15.2771 | 14.0055 | 11.1863 | 23.794 | 2.8583 | 2.3298 | 1.6026
| 2024 | 12.0781 | 13.7229 | 26.5077 | 67.8148 | 7.3575 | 8.6175 | 23.5805 | 4.7206 | 5.1054 | 2.9272
| 2025 | 12.7085 | 14.2522 | 26.793 | 68.9759 | 8.3516 | 9.2589 | 24.0035 | 4.3569 | 4.9934 | 2.7894
| 2026 | 29.9327 | 14.8112 | 27.9361 | 71.0079 | 28.1543 | 9.8871 | 25.1462 | 1.7784 | 4.9241 | 2.7899
| 2027 | 31.96 | 15.663 | 28.3387 | 71.1421 | 29.3206 | 10.804 | 25.6152 | 2.6394 | 4.859 | 2.7235
| 2028 | 35.6293 | 18.2656 | 29.4297 | 68.609 | 33.7398 | 14.5634 | 27.4328 | 1.8895 | 3.7022 | 1.9968
| 2029 | 36.9573 | 19.578 | 29.7096 | 68.3877 | 36.2357 | 16.5809 | 28.2326 | 0.72165 | 2.9971 | 1.477
| 2030 | 36.2176 | 17.9974 | 30.0953 | 74.4433 | 36.6 | 16.1836 | 28.0842 | -0.38239 | 1.8138 | 2.0111
| 2031 | 38.8959 | 19.8925 | 31.4016 | 74.7418 | 40.9405 | 19.1841 | 29.7598 | -2.0446 | 0.70836 | 1.6418
| 2032 | 43.6285 | 22.8984 | 31.8848 | 70.0912 | 46.0844 | 21.4634 | 30.6559 | -2.4558 | 1.4349 | 1.2289
| 2033 | 45.6481 | 23.1833 | 58.4469 | 69.788 | 46.9057 | 22.1264 | 54.0912 | -1.2576 | 1.0569 | 4.3557
| 2034 | 47.2164 | 24.3164 | 59.5544 | 126.8978 | 48.5544 | 22.7606 | 55.1412 | -1.338 | 1.5558 | 4.4133
15-Year Levelized Prices (Nominal) @ 6.920% Discount Rate (1) (3)
2020-2034 | $/MWh | 25.82 | 16.12 | 26.44 | 51.79 | 24.25 | 13.4 | 24.39 | 1.57 | 2.72 | 2.05
[9 empty] | 6.474% | 20.3% | 8.405%
Footnotes:
(1) Discount Rate - 2019 IRP
(2) Total Avoided Costs with Capacity, based on stated CF
(3) 15-Years: 2020 - 2034, levelized monthly

## Table 1
Appendix B
| Table 1 |  |  |  |  | 13 | [83 empty] | 0% | Transmission Deferral %
| Avoided Cost Prices |  |  |  |  | 322 |  |  | Capacity Contribution | [80 empty] | 1700 | Transmission Upgrade Capacity
| Utah 2020.Q1 - 100.0 MW and 100.0% CF | [7 empty] | 19.11% | 17.94% | 12.71% | 76.03% | 76.03% | 38.37% | 32.69% | 32.69% | 35.16% | 35.16% | 30.22% | 31.4% | 31.4% | 31.4% | 30.22% | 30.22% | 30.22% | 96.94% | [63 empty] | 0 | Transmission Deferral (MW)
Deferral (Nameplate MW)
|  |  |  | Total Price @ | [7 empty] | IRP19Wind_wS_YK_T 2029 | IRP19Wind_wS_YK_T 2037 |  | IRP19Solar_wS_YK_T 2024 | IRP19Solar_wS_YK_T 2036 | IRP19Solar_wS_OR_T 2024 | IRP19Solar_wS_OR_T 2033 | IRP19Solar_wS_UT_UTN_T 2024 | IRP19Solar_wS_WY_JB_T 2024 | IRP19Solar_wS_WY_JB_T 2029 | IRP19Solar_wS_WY_JB_T 2038 | IRP19Solar_wS_UT_UTS_T 2024 | IRP19Solar_wS_UT_UTS_T 2030 | IRP19Solar_wS_UT_UTS_T 2037 | IRP19_SCCT_NTN_2026_185MW |  |  |  | 0 |  | 0 | IRP19Wind_wS_YK_T 2029 | IRP19Wind_wS_YK_T 2037 | 0 | IRP19Solar_wS_YK_T 2024 | IRP19Solar_wS_YK_T 2036 | IRP19Solar_wS_OR_T 2024 | IRP19Solar_wS_OR_T 2033 | IRP19Solar_wS_UT_UTN_T 2024 | IRP19Solar_wS_WY_JB_T 2024 | IRP19Solar_wS_WY_JB_T 2029 | IRP19Solar_wS_WY_JB_T 2038 | IRP19Solar_wS_UT_UTS_T 2024 | IRP19Solar_wS_UT_UTS_T 2030 | IRP19Solar_wS_UT_UTS_T 2037 | IRP19_SCCT_NTN_2026_185MW |  | Resource Cost ($/kw-year) |  |  | IRP19Wind_wS_YK_T 2029 | IRP19Wind_wS_YK_T 2037 | 0 | IRP19Solar_wS_YK_T 2024 | IRP19Solar_wS_YK_T 2036 | IRP19Solar_wS_OR_T 2024 | IRP19Solar_wS_OR_T 2033 | IRP19Solar_wS_UT_UTN_T 2024 | IRP19Solar_wS_WY_JB_T 2024 | IRP19Solar_wS_WY_JB_T 2029 | IRP19Solar_wS_WY_JB_T 2038 | IRP19Solar_wS_UT_UTS_T 2024 | IRP19Solar_wS_UT_UTS_T 2030 | IRP19Solar_wS_UT_UTS_T 2037 | IRP19_SCCT_NTN_2026_185MW | Deferred Cost (Millions $/year) | [22 empty] | Resource Cost ($/kw-year) | Deferred Cost (Millions $/year)
|  | Capacity | Energy | 100% |  |  |  |  | IRP19Wind_ID_T | IRP19Wind_UT_CP_T | IRP19Wind_WYAE_T | IRP19Wind_wS_YK_T | IRP19Wind_wS_YK_T | IRP19Wind_wS_ID_T | IRP19Solar_wS_YK_T | IRP19Solar_wS_YK_T | IRP19Solar_wS_OR_T | IRP19Solar_wS_OR_T | IRP19Solar_wS_UT_UTN_T | IRP19Solar_wS_WY_JB_T | IRP19Solar_wS_WY_JB_T | IRP19Solar_wS_WY_JB_T | IRP19Solar_wS_UT_UTS_T | IRP19Solar_wS_UT_UTS_T | IRP19Solar_wS_UT_UTS_T | IRP19_SCCT_NTN_2026_185MW |  |  |  | IRP19Wind_ID_T | IRP19Wind_UT_CP_T | IRP19Wind_WYAE_T | IRP19Wind_wS_YK_T | IRP19Wind_wS_YK_T | IRP19Wind_wS_ID_T | IRP19Solar_wS_YK_T | IRP19Solar_wS_YK_T | IRP19Solar_wS_OR_T | IRP19Solar_wS_OR_T | IRP19Solar_wS_UT_UTN_T | IRP19Solar_wS_WY_JB_T | IRP19Solar_wS_WY_JB_T | IRP19Solar_wS_WY_JB_T | IRP19Solar_wS_UT_UTS_T | IRP19Solar_wS_UT_UTS_T | IRP19Solar_wS_UT_UTS_T | IRP19_SCCT_NTN_2026_185MW |  | IRP19Wind_ID_T | IRP19Wind_UT_CP_T | IRP19Wind_WYAE_T | IRP19Wind_wS_YK_T | IRP19Wind_wS_YK_T | IRP19Wind_wS_ID_T | IRP19Solar_wS_YK_T | IRP19Solar_wS_YK_T | IRP19Solar_wS_OR_T | IRP19Solar_wS_OR_T | IRP19Solar_wS_UT_UTN_T | IRP19Solar_wS_WY_JB_T | IRP19Solar_wS_WY_JB_T | IRP19Solar_wS_WY_JB_T | IRP19Solar_wS_UT_UTS_T | IRP19Solar_wS_UT_UTS_T | IRP19Solar_wS_UT_UTS_T | IRP19_SCCT_NTN_2026_185MW | IRP19Wind_ID_T | IRP19Wind_UT_CP_T | IRP19Wind_WYAE_T | IRP19Wind_wS_YK_T | IRP19Wind_wS_YK_T | IRP19Wind_wS_ID_T | IRP19Solar_wS_YK_T | IRP19Solar_wS_YK_T | IRP19Solar_wS_OR_T | IRP19Solar_wS_OR_T | IRP19Solar_wS_UT_UTN_T | IRP19Solar_wS_WY_JB_T | IRP19Solar_wS_WY_JB_T | IRP19Solar_wS_WY_JB_T | IRP19Solar_wS_UT_UTS_T | IRP19Solar_wS_UT_UTS_T | IRP19Solar_wS_UT_UTS_T | IRP19_SCCT_NTN_2026_185MW | 0 | 0 | 0 | Total Capacity Deferral |  | IRP17 Aeolus Trans | IRP17 Aeolus Trans
| Year | Price | Only Price | Capacity Factor
|  | $/kW-yr | $/MWh (2) | $/MWh | previous |  |  |  | MW | MW |  | MW | MW | MW | MW | MW | MW | MW | MW | MW | MW | MW | MW | MW | MW |  |  |  |  | MW | MW | MW | MW | MW | MW | MW | MW | MW | MW | MW | MW | MW | MW | MW | MW | MW | MW |  | $/kw-year | $/kw-year | $/kw-year | $/kw-year | $/kw-year | $/kw-year | $/kw-year | $/kw-year | $/kw-year | $/kw-year | $/kw-year | $/kw-year | $/kw-year | $/kw-year | $/kw-year | $/kw-year | $/kw-year | $/kw-year | Millions $/year | Millions $/year | Millions $/year | Millions $/year | Millions $/year | Millions $/year | Millions $/year | Millions $/year | Millions $/year | Millions $/year | Millions $/year | Millions $/year | Millions $/year | Millions $/year | Millions $/year | Millions $/year | Millions $/year | Millions $/year | Millions $/year | Millions $/year | Millions $/year | Millions $/year |  | $/kw-year | Millions $/year
| 2020 | 0 | 14.2227 | 14.2227 |  |  |  | 2020 | 0 | 0 | 0 | 0 | 0 | 0 | 0 | 0 | 0 | 0 | 0 | 0 | 0 | 0 | 0 | 0 | 0 | 0 |  |  |  | 0 | 0 | 0 | 0 | 0 | 0 | 0 | 0 | 0 | 0 | 0 | 0 | 0 | 0 | 0 | 0 | 0 | 0 | 2020 | 0 | 0 | 0 | 0 |  | 0 | 25.49 |  | 25.49 |  | 25.49 | 25.49 | 25.49 |  | 25.49 | 25.49 |  | 8.05 | 0 | 0 | 0 | 0 | 0 | 0 | 0 | 0 | 0 | 0 | 0 | 0 | 0 | 0 | 0 | 0 | 0 | 0 | 0 | 0 | 0 | 0 | 2020 | 0 | 0
| 2021 | 0 | 16.6878 | 16.6878 |  |  |  | 2021 | 0 | 0 | 0 | 0 | 0 | 0 | 0 | 0 | 0 | 0 | 0 | 0 | 0 | 0 | 0 | 0 | 0 | 0 |  |  |  | 0 | 0 | 0 | 0 | 0 | 0 | 0 | 0 | 0 | 0 | 0 | 0 | 0 | 0 | 0 | 0 | 0 | 0 | 2021 | 0 | 0 | 0 | 0 |  | 0 | 26 |  | 26 |  | 26 | 26 | 26 |  | 26 | 26 |  | 8.21 | 0 | 0 | 0 | 0 | 0 | 0 | 0 | 0 | 0 | 0 | 0 | 0 | 0 | 0 | 0 | 0 | 0 | 0 | 0 | 0 | 0 | 0 | 2021 | 0 | 0
| 2022 | 0 | 17.7186 | 17.7186 |  |  |  | 2022 | 0 | 0 | 0 | 0 | 0 | 0 | 0 | 0 | 0 | 0 | 0 | 0 | 0 | 0 | 0 | 0 | 0 | 0 |  |  |  | 0 | 0 | 0 | 0 | 0 | 0 | 0 | 0 | 0 | 0 | 0 | 0 | 0 | 0 | 0 | 0 | 0 | 0 | 2022 | 0 | 0 | 0 | 0 |  | 0 | 26.65 |  | 26.65 |  | 26.65 | 26.65 | 26.65 |  | 26.65 | 26.65 |  | 8.42 | 0 | 0 | 0 | 0 | 0 | 0 | 0 | 0 | 0 | 0 | 0 | 0 | 0 | 0 | 0 | 0 | 0 | 0 | 0 | 0 | 0 | 0 | 2022 | 0 | 0
| 2023 | 0 | 16.8639 | 16.8639 |  |  |  | 2023 | 0 | 0 | 0 | 0 | 0 | 0 | 0 | 0 | 0 | 0 | 0 | 0 | 0 | 0 | 0 | 0 | 0 | 0 |  |  |  | 0 | 0 | 0 | 0 | 0 | 0 | 0 | 0 | 0 | 0 | 0 | 0 | 0 | 0 | 0 | 0 | 0 | 0 | 2023 | 0 | 121.1121 | 0 | 0 |  | 0 | 27.32 |  | 27.32 |  | 27.32 | 27.32 | 27.32 |  | 27.32 | 27.32 |  | 8.63 | 0 | 0 | 0 | 0 | 0 | 0 | 0 | 0 | 0 | 0 | 0 | 0 | 0 | 0 | 0 | 0 | 0 | 0 | 0 | 0 | 0 | 0 | 2023 | 0 | 0
| 2024 | 0 | 12.0781 | 12.0781 |  |  |  | 2024 | 0 | 0 | 0 | 0 | 0 | 0 | 0 | 0 | 0 | 0 | 0 | 0 | 0 | 0 | 0 | 0 | 0 | 0 |  |  |  | 0 | 0 | 0 | 0 | 0 | 0 | 0 | 0 | 0 | 0 | 0 | 0 | 0 | 0 | 0 | 0 | 0 | 0 | 2024 | 0 | 123.9825 | 167.2713 | 0 |  | 0 | 94.2264 |  | 93.9096 |  | 93.1084 | 90.4219 | 27.98 |  | 92.0299 | 27.98 |  | 8.84 | 0 | 0 | 0 | 0 | 0 | 0 | 0 | 0 | 0 | 0 | 0 | 0 | 0 | 0 | 0 | 0 | 0 | 0 | 0 | 0 | 0 | 0 | 2024 | 47.8703 | 0
| 2025 | 0 | 12.7085 | 12.7085 |  |  |  | 2025 | 0 | 0 | 0 | 0 | 0 | 0 | 0 | 0 | 0 | 0 | 0 | 0 | 0 | 0 | 0 | 0 | 0 | 0 |  |  |  | 0 | 0 | 0 | 0 | 0 | 0 | 0 | 0 | 0 | 0 | 0 | 0 | 0 | 0 | 0 | 0 | 0 | 0 | 2025 | 0 | 126.8261 | 171.1202 | 0 |  | 0 | 96.39 |  | 96.07 |  | 95.25 | 92.5 | 28.62 |  | 94.15 | 28.62 |  | 9.04 | 0 | 0 | 0 | 0 | 0 | 0 | 0 | 0 | 0 | 0 | 0 | 0 | 0 | 0 | 0 | 0 | 0 | 0 | 0 | 0 | 0 | 0 | 2025 | 48.97 | 0
| 2026 | 115.6265 | 16.7333 | 29.9327 |  |  |  | 2026 | 0 | 0 | 0 | 0 | 0 | 0 | 0 | 0 | 0 | 0 | 0 | 0 | 0 | 0 | 0 | 0 | 0 | 100 |  |  |  | 0 | 0 | 0 | 0 | 0 | 0 | 0 | 0 | 0 | 0 | 0 | 0 | 0 | 0 | 0 | 0 | 0 | 103.152 | 2026 | 0 | 129.7342 | 175.0401 | 0 |  | 0 | 98.61 |  | 98.28 |  | 97.44 | 94.63 | 29.28 |  | 96.32 | 29.28 |  | 112.0933 | 0 | 0 | 0 | 0 | 0 | 0 | 0 | 0 | 0 | 0 | 0 | 0 | 0 | 0 | 0 | 0 | 0 | 11.5626 | 0 | 0 | 0 | 11.5626 | 2026 | 50.1 | 0
| 2027 | 118.2844 | 18.4572 | 31.96 |  |  |  | 2027 | 0 | 0 | 0 | 0 | 0 | 0 | 0 | 0 | 0 | 0 | 0 | 0 | 0 | 0 | 0 | 0 | 0 | 0 |  |  |  | 0 | 0 | 0 | 0 | 0 | 0 | 0 | 0 | 0 | 0 | 0 | 0 | 0 | 0 | 0 | 0 | 0 | 0 | 2027 | 0 | 132.7068 | 179.0602 | 0 |  | 0 | 100.88 |  | 100.54 |  | 99.68 | 96.8 | 29.95 |  | 98.54 | 29.95 |  | 114.67 | 0 | 0 | 0 | 0 | 0 | 0 | 0 | 0 | 0 | 0 | 0 | 0 | 0 | 0 | 0 | 0 | 0 | 11.8284 | 0 | 0 | 0 | 11.8284 | 2027 | 51.25 | 0
| 2028 | 121.0179 | 21.8522 | 35.6293 |  |  |  | 2028 | 0 | 0 | 0 | 0 | 0 | 0 | 0 | 0 | 0 | 0 | 0 | 0 | 0 | 0 | 0 | 0 | 0 | 0 |  |  |  | 0 | 0 | 0 | 0 | 0 | 0 | 0 | 0 | 0 | 0 | 0 | 0 | 0 | 0 | 0 | 0 | 0 | 0 | 2028 | 0 | 135.7584 | 183.1801 | 0 |  | 0 | 103.2 |  | 102.85 |  | 101.97 | 99.03 | 30.64 |  | 100.81 | 30.64 |  | 117.32 | 0 | 0 | 0 | 0 | 0 | 0 | 0 | 0 | 0 | 0 | 0 | 0 | 0 | 0 | 0 | 0 | 0 | 12.1018 | 0 | 0 | 0 | 12.1018 | 2028 | 52.43 | 0
| 2029 | 123.803 | 22.8246 | 36.9573 |  |  |  | 2029 | 0 | 0 | 0 | 0 | 0 | 0 | 0 | 0 | 0 | 0 | 0 | 0 | 0 | 0 | 0 | 0 | 0 | 0 |  |  |  | 0 | 0 | 0 | 0 | 0 | 0 | 0 | 0 | 0 | 0 | 0 | 0 | 0 | 0 | 0 | 0 | 0 | 0 | 2029 | 0 | 138.8745 | 187.3899 | 143.3847 |  | 0 | 105.57 |  | 105.21 |  | 104.31 | 101.3 | 92.8689 |  | 103.13 | 31.34 |  | 120.02 | 0 | 0 | 0 | 0 | 0 | 0 | 0 | 0 | 0 | 0 | 0 | 0 | 0 | 0 | 0 | 0 | 0 | 12.3803 | 0 | 0 | 0 | 12.3803 | 2029 | 53.64 | 0
| 2030 | 126.5365 | 21.7728 | 36.2176 |  |  |  | 2030 | 0 | 0 | 0 | 0 | 0 | 0 | 0 | 0 | 0 | 0 | 0 | 0 | 0 | 0 | 0 | 0 | 0 | 0 |  |  |  | 0 | 0 | 0 | 0 | 0 | 0 | 0 | 0 | 0 | 0 | 0 | 0 | 0 | 0 | 0 | 0 | 0 | 0 | 2030 | 136.2953 | 141.9551 | 191.54 | 146.5002 |  | 0 | 107.89 |  | 107.53 |  | 106.6 | 103.53 | 94.91 |  | 105.4 | 135.2013 |  | 122.67 | 0 | 0 | 0 | 0 | 0 | 0 | 0 | 0 | 0 | 0 | 0 | 0 | 0 | 0 | 0 | 0 | 0 | 12.6537 | 0 | 0 | 0 | 12.6537 | 2030 | 54.82 | 0
| 2031 | 129.3216 | 24.1332 | 38.8959 |  |  |  | 2031 | 0 | 0 | 0 | 0 | 0 | 0 | 0 | 0 | 0 | 0 | 0 | 0 | 0 | 0 | 0 | 0 | 0 | 0 |  |  |  | 0 | 0 | 0 | 0 | 0 | 0 | 0 | 0 | 0 | 0 | 0 | 0 | 0 | 0 | 0 | 0 | 0 | 0 | 2031 | 139.32 | 145.1146 | 195.7899 | 149.7724 |  | 0 | 110.26 |  | 109.89 |  | 108.94 | 105.8 | 96.99 |  | 107.72 | 138.17 |  | 125.37 | 0 | 0 | 0 | 0 | 0 | 0 | 0 | 0 | 0 | 0 | 0 | 0 | 0 | 0 | 0 | 0 | 0 | 12.9322 | 0 | 0 | 0 | 12.9322 | 2031 | 56.03 | 0
| 2032 | 132.1893 | 28.5797 | 43.6285 |  |  |  | 2032 | 0 | 0 | 0 | 0 | 0 | 0 | 0 | 0 | 0 | 0 | 0 | 0 | 0 | 0 | 0 | 0 | 0 | 0 |  |  |  | 0 | 0 | 0 | 0 | 0 | 0 | 0 | 0 | 0 | 0 | 0 | 0 | 0 | 0 | 0 | 0 | 0 | 0 | 2032 | 142.4102 | 148.3387 | 200.1301 | 153.1047 |  | 154.6959 | 112.69 |  | 112.31 |  | 111.34 | 108.13 | 99.12 |  | 110.09 | 141.21 |  | 128.15 | 0 | 0 | 0 | 0 | 0 | 0 | 0 | 0 | 0 | 0 | 0 | 0 | 0 | 0 | 0 | 0 | 0 | 13.2189 | 0 | 0 | 0 | 13.2189 | 2032 | 57.26 | 0
| 2033 | 134.9434 | 30.2436 | 45.6481 |  |  |  | 2033 | 0 | 0 | 0 | 0 | 0 | 0 | 0 | 0 | 0 | 0 | 0 | 0 | 0 | 0 | 0 | 0 | 0 | 0 |  |  |  | 0 | 0 | 0 | 0 | 0 | 0 | 0 | 0 | 0 | 0 | 0 | 0 | 0 | 0 | 0 | 0 | 0 | 0 | 2033 | 145.4796 | 151.5272 | 204.4001 | 156.3669 |  | 157.9979 | 115.05 |  | 114.67 |  | 113.67 | 110.4 | 101.2 |  | 112.4 | 144.17 |  | 130.82 | 0 | 0 | 0 | 0 | 0 | 0 | 0 | 0 | 0 | 0 | 0 | 0 | 0 | 0 | 0 | 0 | 0 | 13.4943 | 0 | 0 | 0 | 13.4943 | 2033 | 58.46 | 0
| 2034 | 137.7904 | 31.4869 | 47.2164 |  |  |  | 2034 | 0 | 0 | 0 | 0 | 0 | 0 | 0 | 0 | 0 | 0 | 0 | 0 | 0 | 0 | 0 | 0 | 0 | 0 |  |  |  | 0 | 0 | 0 | 0 | 0 | 0 | 0 | 0 | 0 | 0 | 0 | 0 | 0 | 0 | 0 | 0 | 0 | 0 | 2034 | 148.6101 | 154.7848 | 208.7699 | 159.6892 |  | 161.367 | 117.47 |  | 117.08 |  | 116.06 | 112.72 | 103.33 |  | 114.76 | 147.2 |  | 133.58 | 0 | 0 | 0 | 0 | 0 | 0 | 0 | 0 | 0 | 0 | 0 | 0 | 0 | 0 | 0 | 0 | 0 | 13.779 | 0 | 0 | 0 | 13.779 | 2034 | 59.69 | 0
| 2035 | 140.6684 | 33.2532 | 49.3113 |  |  |  | 2035 | 0 | 0 | 0 | 0 | 0 | 0 | 0 | 0 | 0 | 0 | 0 | 0 | 0 | 0 | 0 | 0 | 0 | 0 |  |  |  | 0 | 0 | 0 | 0 | 0 | 0 | 0 | 0 | 0 | 0 | 0 | 0 | 0 | 0 | 0 | 0 | 0 | 0 | 2035 | 151.8099 | 158.1068 | 213.22 | 163.0714 |  | 164.8062 | 119.93 |  | 119.54 |  | 118.5 | 115.08 | 105.5 |  | 117.17 | 150.29 |  | 136.37 | 0 | 0 | 0 | 0 | 0 | 0 | 0 | 0 | 0 | 0 | 0 | 0 | 0 | 0 | 0 | 0 | 0 | 14.0668 | 0 | 0 | 0 | 14.0668 | 2035 | 60.94 | 0
| 2036 | 143.6391 | 35.3625 | 51.7149 |  |  |  | 2036 | 0 | 0 | 0 | 0 | 0 | 0 | 0 | 0 | 0 | 0 | 0 | 0 | 0 | 0 | 0 | 0 | 0 | 0 |  |  |  | 0 | 0 | 0 | 0 | 0 | 0 | 0 | 0 | 0 | 0 | 0 | 0 | 0 | 0 | 0 | 0 | 0 | 0 | 2036 | 155.0795 | 161.5078 | 217.7798 | 166.5037 |  | 168.3119 | 122.45 |  | 122.05 |  | 120.99 | 117.5 | 107.72 |  | 119.63 | 153.44 |  | 139.25 | 0 | 0 | 0 | 0 | 0 | 0 | 0 | 0 | 0 | 0 | 0 | 0 | 0 | 0 | 0 | 0 | 0 | 14.3639 | 0 | 0 | 0 | 14.3639 | 2036 | 62.22 | 0
| 2037 | 146.6409 | 36.2504 | 52.9902 |  |  |  | 2037 | 0 | 0 | 0 | 0 | 0 | 0 | 0 | 0 | 0 | 0 | 0 | 0 | 0 | 0 | 0 | 0 | 0 | 0 |  |  |  | 0 | 0 | 0 | 0 | 0 | 0 | 0 | 0 | 0 | 0 | 0 | 0 | 0 | 0 | 0 | 0 | 0 | 0 | 2037 | 158.4097 | 164.9733 | 222.43 | 170.098 |  | 171.9107 | 125.02 |  | 124.61 |  | 123.53 | 119.96 | 109.98 |  | 122.14 | 156.65 |  | 142.16 | 0 | 0 | 0 | 0 | 0 | 0 | 0 | 0 | 0 | 0 | 0 | 0 | 0 | 0 | 0 | 0 | 0 | 14.6641 | 0 | 0 | 0 | 14.6641 | 2037 | 63.53 | 0
| 2038 | 149.7251 | 37.868 | 54.9599 |  |  |  | 2038 | 0 | 0 | 0 | 0 | 0 | 0 | 0 | 0 | 0 | 0 | 0 | 0 | 0 | 0 | 0 | 0 | 0 | 0 |  |  |  | 0 | 0 | 0 | 0 | 0 | 0 | 0 | 0 | 0 | 0 | 0 | 0 | 0 | 0 | 0 | 0 | 0 | 0 | 2038 | 161.8107 | 168.5178 | 227.1799 | 173.7522 |  | 175.5695 | 127.65 |  | 127.23 |  | 126.12 | 122.48 | 112.29 |  | 124.7 | 159.94 |  | 145.15 | 0 | 0 | 0 | 0 | 0 | 0 | 0 | 0 | 0 | 0 | 0 | 0 | 0 | 0 | 0 | 0 | 0 | 14.9725 | 0 | 0 | 0 | 14.9725 | 2038 | 64.86 | 0
| 2039 | 152.8506 | 38.6632 | 56.1119 |  |  |  | 2039 | 0 | 0 | 0 | 0 | 0 | 0 | 0 | 0 | 0 | 0 | 0 | 0 | 0 | 0 | 0 | 0 | 0 | 0 |  |  |  | 0 | 0 | 0 | 0 | 0 | 0 | 0 | 0 | 0 | 0 | 0 | 0 | 0 | 0 | 0 | 0 | 0 | 0 | 2039 | 165.21 | 172.05 | 231.95 | 177.4 |  | 179.25 | 130.33 |  | 129.91 |  | 128.77 | 125.06 | 114.65 |  | 127.32 | 163.31 |  | 148.18 | 0 | 0 | 0 | 0 | 0 | 0 | 0 | 0 | 0 | 0 | 0 | 0 | 0 | 0 | 0 | 0 | 0 | 15.2851 | 0 | 0 | 0 | 15.2851 | 2039 | 66.22 | 0
| 2040 | 156.0896 | 39.4751 | 57.2936 |  |  |  | 2040 | 0 | 0 | 0 | 0 | 0 | 0 | 0 | 0 | 0 | 0 | 0 | 0 | 0 | 0 | 0 | 0 | 0 | 0 | 0 | 0 | 0 | 0 | 0 | 0 | 0 | 0 | 0 | 0 | 0 | 0 | 0 | 0 | 0 | 0 | 0 | 0 | 0 | 0 | 0 | 2040 | 168.68 | 175.66 | 236.82 | 181.13 |  | 183.02 | 133.06 |  | 132.64 |  | 131.47 | 127.68 | 117.06 |  | 129.99 | 166.74 |  | 151.32 | 0 | 0 | 0 | 0 | 0 | 0 | 0 | 0 | 0 | 0 | 0 | 0 | 0 | 0 | 0 | 0 | 0 | 15.609 | 0 | 0 | 0 | 15.609 | 2040 | 67.61 | 0
| 2041 | 159.3595 | 40.3082 | 58.5481 |  |  |  | 2041 | 0 | 0 | 0 | 0 | 0 | 0 | 0 | 0 | 0 | 0 | 0 | 0 | 0 | 0 | 0 | 0 | 0 | 0 |  |  |  | 0 | 0 | 0 | 0 | 0 | 0 | 0 | 0 | 0 | 0 | 0 | 0 | 0 | 0 | 0 | 0 | 0 | 0 | 2041 | 172.22 | 179.34 | 241.79 | 184.93 |  | 186.86 | 135.85 |  | 135.43 |  | 134.24 | 130.36 | 119.52 |  | 132.72 | 170.24 |  | 154.49 | 0 | 0 | 0 | 0 | 0 | 0 | 0 | 0 | 0 | 0 | 0 | 0 | 0 | 0 | 0 | 0 | 0 | 15.9359 | 0 | 0 | 0 | 15.9359 | 2041 | 69.03 | 0
| 2042 | 162.7119 | 41.1546 | 59.7783 |  |  |  | 2042 | 0 | 0 | 0 | 0 | 0 | 0 | 0 | 0 | 0 | 0 | 0 | 0 | 0 | 0 | 0 | 0 | 0 | 0 |  |  |  | 0 | 0 | 0 | 0 | 0 | 0 | 0 | 0 | 0 | 0 | 0 | 0 | 0 | 0 | 0 | 0 | 0 | 0 | 2042 | 175.84 | 183.11 | 246.87 | 188.81 |  | 190.78 | 138.7 |  | 138.28 |  | 137.06 | 133.1 | 122.03 |  | 135.51 | 173.82 |  | 157.74 | 0 | 0 | 0 | 0 | 0 | 0 | 0 | 0 | 0 | 0 | 0 | 0 | 0 | 0 | 0 | 0 | 0 | 16.2712 | 0 | 0 | 0 | 16.2712 | 2042 | 70.48 | 0
| 2043 | 0 | 42.0189 | 42.0189 |  |  |  | 2043 | 0 | 0 | 0 | 0 | 0 | 0 | 0 | 0 | 0 | 0 | 0 | 0 | 0 | 0 | 0 | 0 | 0 | 0 |  |  |  | 0 | 0 | 0 | 0 | 0 | 0 | 0 | 0 | 0 | 0 | 0 | 0 | 0 | 0 | 0 | 0 | 0 | 0 | 2043 | 179.53 | 186.95 | 252.05 | 192.77 |  | 194.79 | 141.61 |  | 141.18 |  | 139.93 | 135.89 | 124.59 |  | 138.35 | 177.46 |  | 0 | 0 | 0 | 0 | 0 | 0 | 0 | 0 | 0 | 0 | 0 | 0 | 0 | 0 | 0 | 0 | 0 | 0 | 0 | 0 | 0 | 0 | 0 | 2043 | 71.96 | 0
| 2044 | 0 | 42.9433 | 42.9433 |  |  |  | 2044 | 0 | 0 | 0 | 0 | 0 | 0 | 0 | 0 | 0 | 0 | 0 | 0 | 0 | 0 | 0 | 0 | 0 | 0 |  |  |  | 0 | 0 | 0 | 0 | 0 | 0 | 0 | 0 | 0 | 0 | 0 | 0 | 0 | 0 | 0 | 0 | 0 | 0 | 2044 | 0 | 0 | 0 | 0 |  | 0 | 0 |  | 0 |  | 139.93 | 0 | 0 |  | 0 | 0 |  | 0 | 0 | 0 | 0 | 0 | 0 | 0 | 0 | 0 | 0 | 0 | 0 | 0 | 0 | 0 | 0 | 0 | 0 | 0 | 0 | 0 | 0 | 0 | 2044 | 73.54 | 0
| 2045 | 0 | 42.8402 | 42.8402 |  |  |  | 2045 | 0 | 0 | 0 | 0 | 0 | 0 | 0 | 0 | 0 | 0 | 0 | 0 | 0 | 0 | 0 | 0 | 0 | 0 |  |  |  | 0 | 0 | 0 | 0 | 0 | 0 | 0 | 0 | 0 | 0 | 0 | 0 | 0 | 0 | 0 | 0 | 0 | 0 | 2045 | 0 | 0 | 0 | 0 |  | 0 | 0 |  | 0 |  | 139.93 | 0 | 0 |  | 0 | 0 |  | 0 | 0 | 0 | 0 | 0 | 0 | 0 | 0 | 0 | 0 | 0 | 0 | 0 | 0 | 0 | 0 | 0 | 0 | 0 | 0 | 0 | 0 | 0 | 2045 | 75.16 | 0
[53 empty] | No resource cost tab |  |  | No resource cost tab | [5 empty] | No resource cost tab |  |  | No resource cost tab
[7 empty] | Year of deferral |  | 2030 |  | 2024 | 2029 | 2037 | 2032 | 2024 | 2036 | 2024 | 2033 | 2024 | 2024 | 2029 | 2038 | 2024 | 2030 | 2037 | 2026
[7 empty] | if Deferred 1 |  | 0 |  | 0 | 0 | 0 | 0 | 0 | 0 | 0 | 0 | 0 | 0 | 0 | 0 | 0 | 0 | 0 | 1
Discount Rate - 2019 IRP Update
6.92%
15 Year Starting 2020 | [8 empty] | IRP 2019
| Levelized Prices (Nominal) @ 6.92% Discount Rate (1) (3) | [7 empty] | Inflation/Escalation |  | 2.28%
| $/kW | 59.8952
| $/MWh |  | 18.9858 | 25.8231
15 Year Starting 2022
Levelized Prices (Nominal) @ 6.92% Discount Rate (1) (3)
| $/kW | 80.2455
| $/MWh |  | 21.056 | 30.2165
15 Year Starting 2023
Levelized Prices (Nominal) @ 6.92% Discount Rate (1) (3)
| $/kW | 91.6623
| $/MWh |  | 22.0261 | 32.4888
TRUE
17
#REF! |  |  |  |  | <---- Calculated Monthly
Avoided Costs calculated annually are $25.85/MWH
Avoided Costs calculated monthly are $0.00/MWH

## Table 2
Appendix B
Table 2
Avoided Energy Costs - Scheduled Hours ($/MWh)
Utah 2020.Q1 - 100.0 MW and 100.0% CF
|  | Winter Season |  |  |  |  | Summer Season |  |  |  | Winter Season
Year | Annual | Jan | Feb | Mar | Apr | May | Jun | Jul | Aug | Sep | Oct | Nov | Dec
Energy Only
2020 | 14.2227 | 13.5964 | 12.2178 | 12.3672 | 11.6738 | 11.5139 | 13.0739 | 27.618 | 20.4008 | 12.3005 | 11.0384 | 11.6485 | 12.8295
2021 | 16.6878 | 25.465 | 14.1423 | 13.6277 | 11.905 | 11.8119 | 12.1003 | 31.6621 | 19.6958 | 16.7209 | 13.1824 | 13.4693 | 15.8192
2022 | 17.7186 | 24.6186 | 16.3891 | 14.0387 | 12.8341 | 12.8127 | 13.6858 | 33.4245 | 21.4426 | 18.2863 | 14.1365 | 14.0605 | 16.3777
2023 | 16.8639 | 16.3515 | 16.7915 | 14.2133 | 12.7144 | 13.0747 | 13.5284 | 32.0341 | 20.845 | 17.3482 | 14.2944 | 14.3716 | 16.4862
2024 | 12.0781 | 15.345 | 11.1542 | 7.1414 | 6.0281 | 8.0606 | 8.8254 | 32.7233 | 15.5353 | 10.8799 | 8.4915 | 9.5801 | 10.6936
2025 | 12.7085 | 16.2017 | 10.5599 | 7.4861 | 6.7376 | 8.4908 | 9.7568 | 34.4424 | 17.6454 | 11.476 | 8.5413 | 9.4715 | 11.0528
2026 | 16.7333 | 17.7219 | 15.2863 | 10.0947 | 11.6804 | 14.7648 | 18.4291 | 21.8703 | 21.9743 | 18.0161 | 15.3634 | 16.3811 | 18.9994
2027 | 18.4572 | 19.1438 | 15.5291 | 10.7463 | 14.4784 | 16.5785 | 20.6811 | 24.1104 | 24.1139 | 19.5313 | 17.6185 | 18.4665 | 20.1832
2028 | 21.8522 | 23.2132 | 18.5411 | 15.8846 | 14.2268 | 19.0575 | 23.2213 | 28.0833 | 28.4469 | 23.6089 | 21.8702 | 21.6083 | 24.098
2029 | 22.8246 | 22.6109 | 19.4533 | 16.1918 | 17.1104 | 17.317 | 22.1556 | 29.964 | 30.7222 | 24.7084 | 22.8956 | 24.6385 | 25.7145
2030 | 21.7728 | 21.8296 | 20.1068 | 14.7283 | 14.1286 | 14.0344 | 20.7603 | 29.7256 | 30.6861 | 24.388 | 22.9207 | 21.2739 | 26.3185
2031 | 24.1332 | 24.325 | 22.1367 | 17.1561 | 16.5634 | 18.1888 | 23.1286 | 31.6234 | 32.3425 | 26.5485 | 25.6035 | 23.3683 | 28.1967
2032 | 28.5797 | 31.1795 | 25.8135 | 21.6987 | 22.3789 | 20.6297 | 27.2449 | 35.8766 | 36.551 | 30.3564 | 28.9578 | 29.5353 | 32.4003
2033 | 30.2436 | 33.7246 | 27.1978 | 23.3167 | 21.5482 | 20.2149 | 29.1719 | 37.1852 | 37.8373 | 31.985 | 31.1784 | 33.5769 | 35.5399
2034 | 31.4869 | 34.4302 | 29.7095 | 24.4971 | 22.9224 | 21.7055 | 30.0475 | 38.909 | 39.2662 | 33.3219 | 31.2367 | 34.0024 | 37.4404
2035 | 33.2532 | 36.6863 | 30.9337 | 25.6263 | 25.9476 | 23.2171 | 31.5837 | 40.2945 | 41.6785 | 34.3767 | 33.8468 | 35.4444 | 38.9963
2036 | 35.3625 | 39.0235 | 33.4541 | 27.5563 | 25.2122 | 24.0411 | 33.0259 | 42.8856 | 42.9945 | 38.0687 | 36.5694 | 38.4629 | 42.7179
2037 | 36.2504 | 40.6003 | 34.5096 | 28.5808 | 27.2294 | 24.1034 | 33.2594 | 46.0703 | 45.5818 | 37.6801 | 35.4291 | 37.902 | 43.602
|  | 31 | 28 | 31 | 30 | 31 | 30 | 31 | 31 | 30 | 31 | 30 | 31

## Table 4
Appendix B
Table 4
Burnertip Natural Gas Price Forecast |  |  |  |  | Quote Date
Utah 2020.Q1 - 100.0 MW and 100.0% CF |  |  |  |  | 2020-03-31
PacifiCorp
| Delivered | Delivered | Delivered | Delivered
Year | IRP - Utah Greenfield | Naughton | IRP West Side | IRP - Wyo NE
| Fuel Cost | Fuel Cost | Fuel Cost | Fuel Cost
[6 empty] | IRP - Utah Greenfield |  | IRP West Side | IRP - Wyo NE |  |  | IRP West Side |  | Burner tip
[5 empty] | Peak Type: | Delivered | Naughton | Delivered | Delivered | Year | IRP - Utah Greenfield | West Side | IRP - Wyo NE | Naughton
2019 | 2.42 | 2.43 | 4.31 | 2.09 | 2016-01-01 | 2.2764 | 2.2725 | 2.3749 | 2.2758 | 2016 | 47 | 43 | 46 | 42
2020 | 1.71 | 1.72 | 1.89 | 1.6 | 2016-02-01 | 1.8452 | 1.8414 | 1.7746 | 1.829 | 2016
2021 | 2.22 | 2.23 | 2.32 | 2.07 | 2016-03-01 | 1.5254 | 1.5217 | 1.4851 | 1.5765 | 2016
2022 | 2.16 | 2.17 | 2.22 | 2.03 | 2016-04-01 | 1.691 | 1.6873 | 1.4974 | 1.7513 | 2016
2023 | 2.25 | 2.26 | 2.3 | 2.13 | 2016-05-01 | 1.731 | 1.7273 | 1.5719 | 1.8005 | 2016
2024 | 2.38 | 2.39 | 2.4 | 2.25 | 2016-06-01 | 2.3388 | 2.3349 | 2.1751 | 2.3648 | 2016
2025 | 2.55 | 2.56 | 2.5 | 2.42 | 2016-07-01 | 2.581 | 2.577 | 2.5038 | 2.6063 | 2016
2026 | 2.68 | 2.69 | 2.6 | 2.55 | 2016-08-01 | 2.6354 | 2.6314 | 2.6478 | 2.6356 | 2016
2027 | 2.94 | 2.95 | 2.8 | 2.8 | 2016-09-01 | 2.7123 | 2.7083 | 2.7715 | 2.7682 | 2016
2028 | 3.2 | 3.21 | 3.05 | 3.06 | 2016-10-01 | 2.6863 | 2.6822 | 2.6942 | 2.75 | 2016
2029 | 3.43 | 3.44 | 3.3 | 3.3 | 2016-11-01 | 2.2696 | 2.2657 | 2.2677 | 2.3067 | 2016
2030 | 3.67 | 3.68 | 3.55 | 3.53 | 2016-12-01 | 3.5124 | 3.5081 | 3.8168 | 3.5519 | 2016
2031 | 3.85 | 3.86 | 3.72 | 3.71 | 2017-01-01 | 3.2524 | 3.2626 | 3.5318 | 3.2193 | 2017
2032 | 4.04 | 4.05 | 3.89 | 3.89 | 2017-02-01 | 2.6306 | 2.6408 | 2.6904 | 2.6164 | 2017
2033 | 4.22 | 4.23 | 4.06 | 4.07 | 2017-03-01 | 2.5701 | 2.5803 | 2.5432 | 2.5688 | 2017
2034 | 4.43 | 4.44 | 4.28 | 4.28 | 2017-04-01 | 2.7337 | 2.7439 | 2.7294 | 2.763 | 2017
2035 | 4.66 | 4.67 | 4.49 | 4.51 | 2017-05-01 | 2.7935 | 2.8037 | 2.7212 | 2.7948 | 2017
2036 | 4.85 | 4.86 | 4.66 | 4.7 | 2017-06-01 | 2.8755 | 2.8713 | 2.8529 | 2.9027 | 2017
2037 | 5.18 | 5.19 | 4.99 | 5.03 | 2017-07-01 | 2.6189 | 2.6291 | 2.4946 | 2.6363 | 2017
2038 | 5.48 | 5.49 | 5.24 | 5.32 | 2017-08-01 | 2.6204 | 2.6306 | 2.6662 | 2.5882 | 2017
2039 | 5.82 | 5.83 | 5.58 | 5.66 | 2017-09-01 | 2.6225 | 2.6328 | 2.6887 | 2.6332 | 2017
2040 | 5.95 | 5.96 | 5.69 | 5.78 | 2017-10-01 | 2.574 | 2.5842 | 2.6534 | 2.5597 | 2017
[5 empty] | 2017-11-01 | 2.7399 | 2.7501 | 2.7911 | 2.7287 | 2017
[5 empty] | 2017-12-01 | 2.5384 | 2.5486 | 2.8225 | 2.5087 | 2017
[5 empty] | 2018-01-01 | 2.9366 | 2.9467 | 2.8136 | 3.0827 | 2018
[5 empty] | 2018-02-01 | 2.2425 | 2.2526 | 2.2559 | 2.2491 | 2018
[5 empty] | 2018-03-01 | 2.1137 | 2.1238 | 2.1844 | 2.1613 | 2018
Official Forward Price Curve Forecast dated Mar 31, 2020 |  |  |  |  | 2018-04-01 | 1.9777 | 1.9878 | 2.0226 | 2.0695 | 2018
[5 empty] | 2018-05-01 | 1.7832 | 1.7933 | 1.5708 | 1.8795 | 2018
[5 empty] | 2018-06-01 | 2.1436 | 2.1538 | 1.8485 | 2.2504 | 2018
[5 empty] | 2018-07-01 | 2.4216 | 2.4318 | 2.3536 | 2.4675 | 2018
[5 empty] | 2018-08-01 | 2.4788 | 2.489 | 2.5402 | 2.4625 | 2018
[5 empty] | 2018-09-01 | 2.2195 | 2.2296 | 2.3919 | 2.2245 | 2018
[5 empty] | 2018-10-01 | 2.9129 | 2.923 | 4.6219 | 2.9276 | 2018
[5 empty] | 2018-11-01 | 3.9745 | 3.9847 | 8.668 | 3.8703 | 2018
[5 empty] | 2018-12-01 | 3.9079 | 3.9181 | 5.4439 | 3.5769 | 2018
[5 empty] | 2019-01-01 | 3.1877 | 3.1979 | 3.6245 | 2.9303 | 2019
[5 empty] | 2019-02-01 | 4.6376 | 4.6478 | 13.2487 | 2.6294 | 2019
[5 empty] | 2019-03-01 | 2.8841 | 2.8942 | 13.1476 | 3.1562 | 2019
[5 empty] | 2019-04-01 | 1.8442 | 1.8543 | 2.0842 | 1.8712 | 2019
[5 empty] | 2019-05-01 | 1.8429 | 1.853 | 1.8682 | 1.9059 | 2019
[5 empty] | 2019-06-01 | 1.5244 | 1.5346 | 1.6388 | 1.511 | 2019
[5 empty] | 2019-07-01 | 1.9035 | 1.9136 | 2.0858 | 1.8424 | 2019
[5 empty] | 2019-08-01 | 1.759 | 1.7692 | 1.9418 | 1.6796 | 2019
[5 empty] | 2019-09-01 | 1.997 | 2.0072 | 2.3396 | 1.8 | 2019
[5 empty] | 2019-10-01 | 2.0297 | 2.0399 | 2.9083 | 1.626 | 2019
[5 empty] | 2019-11-01 | 2.6989 | 2.709 | 3.6124 | 2.2204 | 2019
[5 empty] | 2019-12-01 | 2.6969 | 2.707 | 3.1833 | 1.9344 | 2019
[5 empty] | 2020-01-01 | 2.078 | 2.0882 | 2.309 | 1.7744 | 2020
[5 empty] | 2020-02-01 | 1.6878 | 1.6979 | 1.7679 | 1.6511 | 2020
[5 empty] | 2020-03-01 | 1.4749 | 1.4851 | 1.6828 | 1.3927 | 2020
[5 empty] | 2020-04-01 | 1.3322 | 1.3423 | 1.4597 | 1.2991 | 2020
[5 empty] | 2020-05-01 | 1.246 | 1.2561 | 1.3056 | 1.2213 | 2020
[5 empty] | 2020-06-01 | 1.3129 | 1.323 | 1.3921 | 1.2876 | 2020
[5 empty] | 2020-07-01 | 1.4812 | 1.4913 | 1.6112 | 1.4216 | 2020
[5 empty] | 2020-08-01 | 1.6495 | 1.6597 | 1.7974 | 1.5531 | 2020
[5 empty] | 2020-09-01 | 1.5968 | 1.6069 | 1.7151 | 1.5134 | 2020
[5 empty] | 2020-10-01 | 1.7301 | 1.7403 | 1.8836 | 1.6379 | 2020
[5 empty] | 2020-11-01 | 2.1331 | 2.1433 | 2.5691 | 2.0243 | 2020
[5 empty] | 2020-12-01 | 2.7415 | 2.7516 | 3.2144 | 2.4434 | 2020
[5 empty] | 2021-01-01 | 2.8216 | 2.8317 | 3.0716 | 2.5001 | 2021
[5 empty] | 2021-02-01 | 2.6639 | 2.6741 | 2.8297 | 2.3866 | 2021
[5 empty] | 2021-03-01 | 2.2918 | 2.302 | 2.3978 | 2.1136 | 2021
[5 empty] | 2021-04-01 | 1.8204 | 1.8305 | 1.8295 | 1.7849 | 2021
[5 empty] | 2021-05-01 | 1.7833 | 1.7935 | 1.7846 | 1.7157 | 2021
[5 empty] | 2021-06-01 | 1.8411 | 1.8513 | 1.8113 | 1.7754 | 2021
[5 empty] | 2021-07-01 | 2.1331 | 2.1433 | 2.0927 | 2.0017 | 2021
[5 empty] | 2021-08-01 | 2.1357 | 2.1458 | 2.1089 | 2.0017 | 2021
[5 empty] | 2021-09-01 | 2.1073 | 2.1174 | 2.1 | 2.0037 | 2021
[5 empty] | 2021-10-01 | 1.9714 | 1.9816 | 2.0906 | 1.9244 | 2021
[5 empty] | 2021-11-01 | 2.3025 | 2.3126 | 2.6566 | 2.1342 | 2021
[5 empty] | 2021-12-01 | 2.7587 | 2.7688 | 3.0663 | 2.4981 | 2021
[5 empty] | 2022-01-01 | 2.8033 | 2.8135 | 2.9883 | 2.5648 | 2022
[5 empty] | 2022-02-01 | 2.6877 | 2.6979 | 2.8301 | 2.4504 | 2022
[5 empty] | 2022-03-01 | 2.305 | 2.3151 | 2.4359 | 2.1116 | 2022
[5 empty] | 2022-04-01 | 1.7433 | 1.7534 | 1.7398 | 1.7513 | 2022
[5 empty] | 2022-05-01 | 1.7205 | 1.7306 | 1.677 | 1.676 | 2022
[5 empty] | 2022-06-01 | 1.8244 | 1.8345 | 1.7677 | 1.7889 | 2022
[5 empty] | 2022-07-01 | 2.0034 | 2.0135 | 1.931 | 1.8808 | 2022
[5 empty] | 2022-08-01 | 2.0226 | 2.0328 | 1.9598 | 1.8998 | 2022
[5 empty] | 2022-09-01 | 1.9937 | 2.0039 | 1.9549 | 1.8813 | 2022
[5 empty] | 2022-10-01 | 1.8832 | 1.8934 | 1.9449 | 1.8522 | 2022
[5 empty] | 2022-11-01 | 2.2599 | 2.27 | 2.5257 | 2.0293 | 2022
[5 empty] | 2022-12-01 | 2.6857 | 2.6958 | 2.9316 | 2.4183 | 2022
[5 empty] | 2023-01-01 | 2.7805 | 2.7906 | 2.9695 | 2.5698 | 2023
[5 empty] | 2023-02-01 | 2.6725 | 2.6827 | 2.8191 | 2.4955 | 2023
[5 empty] | 2023-03-01 | 2.3151 | 2.3253 | 2.5278 | 2.1618 | 2023
[5 empty] | 2023-04-01 | 1.7864 | 1.7965 | 1.7605 | 1.7839 | 2023
[5 empty] | 2023-05-01 | 1.8635 | 1.8737 | 1.8483 | 1.8176 | 2023
[5 empty] | 2023-06-01 | 1.9217 | 1.9319 | 1.8969 | 1.8853 | 2023
[5 empty] | 2023-07-01 | 2.0676 | 2.0778 | 2.0202 | 1.9444 | 2023
[5 empty] | 2023-08-01 | 2.1086 | 2.1187 | 2.0569 | 1.985 | 2023
[5 empty] | 2023-09-01 | 2.1881 | 2.1982 | 2.096 | 2.0737 | 2023
[5 empty] | 2023-10-01 | 2.1643 | 2.1744 | 2.1103 | 2.1304 | 2023
[5 empty] | 2023-11-01 | 2.4654 | 2.4755 | 2.6407 | 2.2328 | 2023
[5 empty] | 2023-12-01 | 2.7096 | 2.7198 | 2.9076 | 2.4419 | 2023
[5 empty] | 2024-01-01 | 2.7744 | 2.7846 | 2.9026 | 2.5638 | 2024
[5 empty] | 2024-02-01 | 2.7012 | 2.7114 | 2.8078 | 2.5239 | 2024
[5 empty] | 2024-03-01 | 2.4584 | 2.4685 | 2.6 | 2.3036 | 2024
[5 empty] | 2024-04-01 | 2.0531 | 2.0633 | 2.0136 | 2.048 | 2024
[5 empty] | 2024-05-01 | 2.0066 | 2.0167 | 2.0196 | 1.9593 | 2024
[5 empty] | 2024-06-01 | 2.0191 | 2.0292 | 2.0261 | 1.9816 | 2024
[5 empty] | 2024-07-01 | 2.1319 | 2.1421 | 2.1093 | 2.008 | 2024
[5 empty] | 2024-08-01 | 2.1946 | 2.2047 | 2.1541 | 2.0701 | 2024
[5 empty] | 2024-09-01 | 2.3826 | 2.3927 | 2.2373 | 2.2662 | 2024
[5 empty] | 2024-10-01 | 2.4452 | 2.4554 | 2.2757 | 2.4085 | 2024
[5 empty] | 2024-11-01 | 2.6708 | 2.6809 | 2.7558 | 2.4361 | 2024
[5 empty] | 2024-12-01 | 2.7335 | 2.7436 | 2.8838 | 2.4655 | 2024
[5 empty] | 2025-01-01 | 2.7682 | 2.7784 | 2.8358 | 2.5577 | 2025
[5 empty] | 2025-02-01 | 2.7298 | 2.74 | 2.7965 | 2.5523 | 2025
[5 empty] | 2025-03-01 | 2.6018 | 2.6119 | 2.6722 | 2.4456 | 2025
[5 empty] | 2025-04-01 | 2.3199 | 2.33 | 2.2666 | 2.3121 | 2025
[5 empty] | 2025-05-01 | 2.3328 | 2.3429 | 2.2143 | 2.2822 | 2025
[5 empty] | 2025-06-01 | 2.3455 | 2.3557 | 2.1685 | 2.3048 | 2025
[5 empty] | 2025-07-01 | 2.4224 | 2.4325 | 2.1751 | 2.2956 | 2025
[5 empty] | 2025-08-01 | 2.4352 | 2.4453 | 2.2209 | 2.3083 | 2025
[5 empty] | 2025-09-01 | 2.4865 | 2.4966 | 2.2928 | 2.3691 | 2025
[5 empty] | 2025-10-01 | 2.4993 | 2.5094 | 2.4825 | 2.462 | 2025
[5 empty] | 2025-11-01 | 2.781 | 2.7912 | 2.8227 | 2.5452 | 2025
[5 empty] | 2025-12-01 | 2.8963 | 2.9064 | 3.0582 | 2.6267 | 2025
[5 empty] | 2026-01-01 | 2.921 | 2.9312 | 2.9983 | 2.7089 | 2026
[5 empty] | 2026-02-01 | 2.921 | 2.9312 | 2.9381 | 2.7416 | 2026
[5 empty] | 2026-03-01 | 2.764 | 2.7741 | 2.7375 | 2.6062 | 2026
[5 empty] | 2026-04-01 | 2.3843 | 2.3944 | 2.3965 | 2.3758 | 2026
[5 empty] | 2026-05-01 | 2.3712 | 2.3813 | 2.2294 | 2.3202 | 2026
[5 empty] | 2026-06-01 | 2.3843 | 2.3944 | 2.2027 | 2.3432 | 2026
[5 empty] | 2026-07-01 | 2.5284 | 2.5385 | 2.2227 | 2.4005 | 2026
[5 empty] | 2026-08-01 | 2.5545 | 2.5647 | 2.2829 | 2.4264 | 2026
[5 empty] | 2026-09-01 | 2.6592 | 2.6694 | 2.4233 | 2.5401 | 2026
[5 empty] | 2026-10-01 | 2.6723 | 2.6825 | 2.6506 | 2.6334 | 2026
[5 empty] | 2026-11-01 | 2.921 | 2.9312 | 2.918 | 2.6838 | 2026
[5 empty] | 2026-12-01 | 3.1174 | 3.1276 | 3.259 | 2.8456 | 2026
[5 empty] | 2027-01-01 | 3.1327 | 3.1429 | 3.2211 | 2.9185 | 2027
[5 empty] | 2027-02-01 | 3.0926 | 3.1027 | 3.0503 | 2.9114 | 2027
[5 empty] | 2027-03-01 | 2.9186 | 2.9287 | 2.9 | 2.7592 | 2027
[5 empty] | 2027-04-01 | 2.6912 | 2.7013 | 2.6404 | 2.6796 | 2027
[5 empty] | 2027-05-01 | 2.7046 | 2.7147 | 2.4354 | 2.6502 | 2027
[5 empty] | 2027-06-01 | 2.718 | 2.7281 | 2.4012 | 2.6735 | 2027
[5 empty] | 2027-07-01 | 2.8116 | 2.8218 | 2.4217 | 2.6809 | 2027
[5 empty] | 2027-08-01 | 2.825 | 2.8352 | 2.5037 | 2.6942 | 2027
[5 empty] | 2027-09-01 | 2.8786 | 2.8887 | 2.6131 | 2.7572 | 2027
[5 empty] | 2027-10-01 | 2.9052 | 2.9154 | 2.8385 | 2.8639 | 2027
[5 empty] | 2027-11-01 | 3.1595 | 3.1696 | 3.1733 | 2.9199 | 2027
[5 empty] | 2027-12-01 | 3.3869 | 3.3971 | 3.3919 | 3.1124 | 2027
[5 empty] | 2028-01-01 | 3.424 | 3.4342 | 3.4069 | 3.2069 | 2028
[5 empty] | 2028-02-01 | 3.2871 | 3.2973 | 3.2461 | 3.104 | 2028
[5 empty] | 2028-03-01 | 3.205 | 3.2152 | 3.1622 | 3.0428 | 2028
[5 empty] | 2028-04-01 | 2.8765 | 2.8867 | 2.6798 | 2.8631 | 2028
[5 empty] | 2028-05-01 | 2.8765 | 2.8867 | 2.624 | 2.8204 | 2028
[5 empty] | 2028-06-01 | 2.8765 | 2.8867 | 2.6519 | 2.8305 | 2028
[5 empty] | 2028-07-01 | 3.1366 | 3.1467 | 2.7218 | 3.0026 | 2028
[5 empty] | 2028-08-01 | 3.1503 | 3.1604 | 2.8336 | 3.0162 | 2028
[5 empty] | 2028-09-01 | 3.2187 | 3.2289 | 2.9455 | 3.094 | 2028
[5 empty] | 2028-10-01 | 3.2461 | 3.2562 | 3.267 | 3.2014 | 2028
[5 empty] | 2028-11-01 | 3.3966 | 3.4068 | 3.4278 | 3.1547 | 2028
[5 empty] | 2028-12-01 | 3.6703 | 3.6804 | 3.6864 | 3.393 | 2028
[5 empty] | 2029-01-01 | 3.713 | 3.7231 | 3.7066 | 3.4929 | 2029
[5 empty] | 2029-02-01 | 3.517 | 3.5271 | 3.4921 | 3.3315 | 2029
[5 empty] | 2029-03-01 | 3.419 | 3.4291 | 3.3777 | 3.2546 | 2029
[5 empty] | 2029-04-01 | 3.1109 | 3.1211 | 3.0702 | 3.0952 | 2029
[5 empty] | 2029-05-01 | 3.1109 | 3.1211 | 2.87 | 3.0525 | 2029
[5 empty] | 2029-06-01 | 3.1249 | 3.1351 | 2.8629 | 3.0764 | 2029
[5 empty] | 2029-07-01 | 3.349 | 3.3591 | 2.9344 | 3.2129 | 2029
[5 empty] | 2029-08-01 | 3.377 | 3.3871 | 3.0274 | 3.2406 | 2029
[5 empty] | 2029-09-01 | 3.419 | 3.4291 | 3.1417 | 3.2922 | 2029
[5 empty] | 2029-10-01 | 3.447 | 3.4572 | 3.4564 | 3.4003 | 2029
[5 empty] | 2029-11-01 | 3.643 | 3.6532 | 3.678 | 3.3986 | 2029
[5 empty] | 2029-12-01 | 3.979 | 3.9892 | 4.0355 | 3.6986 | 2029
[5 empty] | 2030-01-01 | 4.0278 | 4.0379 | 4.077 | 3.8046 | 2030
[5 empty] | 2030-02-01 | 3.8559 | 3.8661 | 3.8575 | 3.6671 | 2030
[5 empty] | 2030-03-01 | 3.6984 | 3.7085 | 3.6746 | 3.5312 | 2030
[5 empty] | 2030-04-01 | 3.3117 | 3.3218 | 3.3015 | 3.2939 | 2030
[5 empty] | 2030-05-01 | 3.3117 | 3.3218 | 3.0748 | 3.2512 | 2030
[5 empty] | 2030-06-01 | 3.3404 | 3.3505 | 3.0967 | 3.2897 | 2030
[5 empty] | 2030-07-01 | 3.5695 | 3.5797 | 3.1553 | 3.4312 | 2030
[5 empty] | 2030-08-01 | 3.5981 | 3.6082 | 3.2869 | 3.4595 | 2030
[5 empty] | 2030-09-01 | 3.6268 | 3.6369 | 3.3454 | 3.498 | 2030
[5 empty] | 2030-10-01 | 3.6698 | 3.6799 | 3.5941 | 3.6208 | 2030
[5 empty] | 2030-11-01 | 3.8846 | 3.8948 | 3.938 | 3.6378 | 2030
[5 empty] | 2030-12-01 | 4.1138 | 4.1239 | 4.1794 | 3.832 | 2030
[5 empty] | 2031-01-01 | 4.1313 | 4.1415 | 4.1813 | 3.9071 | 2031
[5 empty] | 2031-02-01 | 3.9849 | 3.995 | 3.987 | 3.7948 | 2031
[5 empty] | 2031-03-01 | 3.8678 | 3.8779 | 3.8225 | 3.6989 | 2031
[5 empty] | 2031-04-01 | 3.5019 | 3.512 | 3.4861 | 3.4822 | 2031
[5 empty] | 2031-05-01 | 3.4873 | 3.4974 | 3.2319 | 3.4251 | 2031
[5 empty] | 2031-06-01 | 3.5165 | 3.5266 | 3.2244 | 3.464 | 2031
[5 empty] | 2031-07-01 | 3.7654 | 3.7755 | 3.3216 | 3.6251 | 2031
[5 empty] | 2031-08-01 | 3.7947 | 3.8048 | 3.4412 | 3.6541 | 2031
[5 empty] | 2031-09-01 | 3.8532 | 3.8633 | 3.531 | 3.7221 | 2031
[5 empty] | 2031-10-01 | 3.8971 | 3.9072 | 3.7777 | 3.8458 | 2031
[5 empty] | 2031-11-01 | 4.1167 | 4.1269 | 4.1739 | 3.8675 | 2031
[5 empty] | 2031-12-01 | 4.3362 | 4.3464 | 4.4355 | 4.0522 | 2031
[5 empty] | 2032-01-01 | 4.3721 | 4.3823 | 4.4412 | 4.1454 | 2032
[5 empty] | 2032-02-01 | 4.2225 | 4.2326 | 4.1891 | 4.0299 | 2032
[5 empty] | 2032-03-01 | 4.1028 | 4.113 | 4.0592 | 3.9316 | 2032
[5 empty] | 2032-04-01 | 3.6839 | 3.694 | 3.6543 | 3.6624 | 2032
[5 empty] | 2032-05-01 | 3.654 | 3.6641 | 3.3869 | 3.5901 | 2032
[5 empty] | 2032-06-01 | 3.6839 | 3.694 | 3.4021 | 3.6297 | 2032
[5 empty] | 2032-07-01 | 3.9233 | 3.9334 | 3.4556 | 3.7814 | 2032
[5 empty] | 2032-08-01 | 3.9831 | 3.9932 | 3.5778 | 3.8406 | 2032
[5 empty] | 2032-09-01 | 4.028 | 4.0381 | 3.6772 | 3.8951 | 2032
[5 empty] | 2032-10-01 | 4.0579 | 4.068 | 3.9217 | 4.005 | 2032
[5 empty] | 2032-11-01 | 4.2973 | 4.3074 | 4.3495 | 4.0463 | 2032
[5 empty] | 2032-12-01 | 4.4618 | 4.472 | 4.5635 | 4.1766 | 2032
[5 empty] | 2033-01-01 | 4.4991 | 4.5092 | 4.57 | 4.2711 | 2033
[5 empty] | 2033-02-01 | 4.3309 | 4.3411 | 4.3201 | 4.1373 | 2033
[5 empty] | 2033-03-01 | 4.1781 | 4.1882 | 4.1327 | 4.006 | 2033
[5 empty] | 2033-04-01 | 3.8416 | 3.8518 | 3.8126 | 3.8185 | 2033
[5 empty] | 2033-05-01 | 3.8416 | 3.8518 | 3.5392 | 3.7759 | 2033
[5 empty] | 2033-06-01 | 3.857 | 3.8671 | 3.5158 | 3.8011 | 2033
[5 empty] | 2033-07-01 | 4.0863 | 4.0964 | 3.6173 | 3.9428 | 2033
[5 empty] | 2033-08-01 | 4.1474 | 4.1576 | 3.7735 | 4.0033 | 2033
[5 empty] | 2033-09-01 | 4.2697 | 4.2798 | 3.9062 | 4.1344 | 2033
[5 empty] | 2033-10-01 | 4.3003 | 4.3105 | 4.1327 | 4.245 | 2033
[5 empty] | 2033-11-01 | 4.5297 | 4.5398 | 4.5934 | 4.2763 | 2033
[5 empty] | 2033-12-01 | 4.7131 | 4.7232 | 4.8199 | 4.4253 | 2033
[5 empty] | 2034-01-01 | 4.7546 | 4.7647 | 4.8299 | 4.524 | 2034
[5 empty] | 2034-02-01 | 4.6295 | 4.6397 | 4.6064 | 4.4329 | 2034
[5 empty] | 2034-03-01 | 4.4265 | 4.4366 | 4.375 | 4.2519 | 2034
[5 empty] | 2034-04-01 | 4.0826 | 4.0928 | 4.0319 | 4.0571 | 2034
[5 empty] | 2034-05-01 | 4.0202 | 4.0303 | 3.7207 | 3.9526 | 2034
[5 empty] | 2034-06-01 | 4.0514 | 4.0616 | 3.7685 | 3.9936 | 2034
[5 empty] | 2034-07-01 | 4.2545 | 4.2646 | 3.8084 | 4.1093 | 2034
[5 empty] | 2034-08-01 | 4.3327 | 4.3428 | 3.9361 | 4.1867 | 2034
[5 empty] | 2034-09-01 | 4.4421 | 4.4522 | 4.0798 | 4.305 | 2034
[5 empty] | 2034-10-01 | 4.4733 | 4.4834 | 4.3271 | 4.4162 | 2034
[5 empty] | 2034-11-01 | 4.7546 | 4.7647 | 4.798 | 4.499 | 2034
[5 empty] | 2034-12-01 | 4.9264 | 4.9365 | 5.0294 | 4.6365 | 2034
[5 empty] | 2035-01-01 | 4.9712 | 4.9814 | 5.0256 | 4.7385 | 2035
[5 empty] | 2035-02-01 | 4.8754 | 4.8855 | 4.8462 | 4.6763 | 2035
[5 empty] | 2035-03-01 | 4.6997 | 4.7098 | 4.6424 | 4.5224 | 2035
[5 empty] | 2035-04-01 | 4.3165 | 4.3266 | 4.2263 | 4.2886 | 2035
[5 empty] | 2035-05-01 | 4.3484 | 4.3585 | 4.0225 | 4.2775 | 2035
[5 empty] | 2035-06-01 | 4.3644 | 4.3745 | 4.0387 | 4.3034 | 2035
[5 empty] | 2035-07-01 | 4.4761 | 4.4863 | 3.9899 | 4.3287 | 2035
[5 empty] | 2035-08-01 | 4.572 | 4.5821 | 4.1367 | 4.4236 | 2035
[5 empty] | 2035-09-01 | 4.6199 | 4.63 | 4.2345 | 4.4811 | 2035
[5 empty] | 2035-10-01 | 4.6678 | 4.6779 | 4.4955 | 4.6088 | 2035
[5 empty] | 2035-11-01 | 4.9073 | 4.9175 | 4.9685 | 4.6502 | 2035
[5 empty] | 2035-12-01 | 5.1468 | 5.157 | 5.254 | 4.8547 | 2035
[5 empty] | 2036-01-01 | 5.1788 | 5.1889 | 5.2527 | 4.944 | 2036
[5 empty] | 2036-02-01 | 5.0482 | 5.0583 | 5.0193 | 4.8473 | 2036
[5 empty] | 2036-03-01 | 4.8033 | 4.8135 | 4.7692 | 4.625 | 2036
[5 empty] | 2036-04-01 | 4.4933 | 4.5034 | 4.3441 | 4.4636 | 2036
[5 empty] | 2036-05-01 | 4.4443 | 4.4544 | 4.1024 | 4.3725 | 2036
[5 empty] | 2036-06-01 | 4.4606 | 4.4708 | 4.1191 | 4.3987 | 2036
[5 empty] | 2036-07-01 | 4.6892 | 4.6993 | 4.1024 | 4.5396 | 2036
[5 empty] | 2036-08-01 | 4.7707 | 4.7808 | 4.3025 | 4.6203 | 2036
[5 empty] | 2036-09-01 | 4.8523 | 4.8624 | 4.4608 | 4.7111 | 2036
[5 empty] | 2036-10-01 | 4.9013 | 4.9114 | 4.7025 | 4.8399 | 2036
[5 empty] | 2036-11-01 | 5.1461 | 5.1563 | 5.211 | 4.8866 | 2036
[5 empty] | 2036-12-01 | 5.4562 | 5.4663 | 5.5527 | 5.1609 | 2036
[5 empty] | 2037-01-01 | 5.4931 | 5.5032 | 5.5725 | 5.2552 | 2037
[5 empty] | 2037-02-01 | 5.4763 | 5.4865 | 5.4702 | 5.2712 | 2037
[5 empty] | 2037-03-01 | 5.1929 | 5.203 | 5.1636 | 5.0106 | 2037
[5 empty] | 2037-04-01 | 4.7758 | 4.786 | 4.5673 | 4.7434 | 2037
[5 empty] | 2037-05-01 | 4.7425 | 4.7526 | 4.3713 | 4.6677 | 2037
[5 empty] | 2037-06-01 | 4.7591 | 4.7693 | 4.4054 | 4.6942 | 2037
[5 empty] | 2037-07-01 | 5.0427 | 5.0528 | 4.4395 | 4.8896 | 2037
[5 empty] | 2037-08-01 | 5.1094 | 5.1196 | 4.6865 | 4.9556 | 2037
[5 empty] | 2037-09-01 | 5.1929 | 5.203 | 4.8569 | 5.0483 | 2037
[5 empty] | 2037-10-01 | 5.2095 | 5.2196 | 5.0358 | 5.145 | 2037
[5 empty] | 2037-11-01 | 5.4763 | 5.4865 | 5.5384 | 5.2135 | 2037
[5 empty] | 2037-12-01 | 5.7266 | 5.7367 | 5.8025 | 5.4286 | 2037
[5 empty] | 2038-01-01 | 5.7505 | 5.7606 | 5.7994 | 5.51 | 2038
[5 empty] | 2038-02-01 | 5.7505 | 5.7606 | 5.7384 | 5.5426 | 2038
[5 empty] | 2038-03-01 | 5.4437 | 5.4538 | 5.4424 | 5.259 | 2038
[5 empty] | 2038-04-01 | 5.0176 | 5.0277 | 4.7807 | 4.9826 | 2038
[5 empty] | 2038-05-01 | 5.0176 | 5.0277 | 4.5979 | 4.94 | 2038
[5 empty] | 2038-06-01 | 5.0516 | 5.0618 | 4.624 | 4.9837 | 2038
[5 empty] | 2038-07-01 | 5.3756 | 5.3857 | 4.6763 | 5.2191 | 2038
[5 empty] | 2038-08-01 | 5.4267 | 5.4368 | 4.8939 | 5.2697 | 2038
[5 empty] | 2038-09-01 | 5.5801 | 5.5902 | 5.1028 | 5.4316 | 2038
[5 empty] | 2038-10-01 | 5.529 | 5.5391 | 5.2421 | 5.4613 | 2038
[5 empty] | 2038-11-01 | 5.6994 | 5.7095 | 5.7732 | 5.4343 | 2038
[5 empty] | 2038-12-01 | 6.1085 | 6.1186 | 6.165 | 5.8067 | 2038
[5 empty] | 2039-01-01 | 6.1386 | 6.1488 | 6.1758 | 5.8942 | 2039
[5 empty] | 2039-02-01 | 6.0515 | 6.0617 | 6.0424 | 5.8406 | 2039
[5 empty] | 2039-03-01 | 5.8425 | 5.8526 | 5.8466 | 5.6537 | 2039
[5 empty] | 2039-04-01 | 5.3895 | 5.3996 | 5.1615 | 5.3508 | 2039
[5 empty] | 2039-05-01 | 5.4069 | 5.417 | 5.0191 | 5.3254 | 2039
[5 empty] | 2039-06-01 | 5.4418 | 5.4519 | 5.0014 | 5.37 | 2039
[5 empty] | 2039-07-01 | 5.7901 | 5.8003 | 5.0458 | 5.6295 | 2039
[5 empty] | 2039-08-01 | 5.8425 | 5.8526 | 5.2771 | 5.6813 | 2039
[5 empty] | 2039-09-01 | 5.8773 | 5.8875 | 5.4462 | 5.7259 | 2039
[5 empty] | 2039-10-01 | 5.7901 | 5.8003 | 5.5174 | 5.7199 | 2039
[5 empty] | 2039-11-01 | 5.9819 | 5.992 | 6.0424 | 5.714 | 2039
[5 empty] | 2039-12-01 | 6.3128 | 6.3229 | 6.3626 | 6.0089 | 2039
[5 empty] | 2040-01-01 | 6.2917 | 6.3019 | 6.3115 | 6.0458 | 2040
[5 empty] | 2040-02-01 | 6.1493 | 6.1594 | 6.1387 | 5.9374 | 2040
[5 empty] | 2040-03-01 | 5.9356 | 5.9458 | 5.875 | 5.746 | 2040
[5 empty] | 2040-04-01 | 5.5439 | 5.554 | 5.2748 | 5.5037 | 2040
[5 empty] | 2040-05-01 | 5.5617 | 5.5718 | 5.1202 | 5.4787 | 2040
[5 empty] | 2040-06-01 | 5.5796 | 5.5897 | 5.0657 | 5.5064 | 2040
[5 empty] | 2040-07-01 | 5.811 | 5.8212 | 5.1566 | 5.6502 | 2040
[5 empty] | 2040-08-01 | 5.8644 | 5.8745 | 5.3203 | 5.703 | 2040
[5 empty] | 2040-09-01 | 5.9712 | 5.9814 | 5.5295 | 5.8188 | 2040
[5 empty] | 2040-10-01 | 5.9356 | 5.9458 | 5.6567 | 5.8639 | 2040
[5 empty] | 2040-11-01 | 6.1848 | 6.195 | 6.2478 | 5.9149 | 2040
[5 empty] | 2040-12-01 | 6.541 | 6.5512 | 6.5843 | 6.2349 | 2040
[5 empty] | 2041-01-01 | 6.576 | 6.5861 | 6.6081 | 6.3272 | 2041
[5 empty] | 2041-02-01 | 6.394 | 6.4042 | 6.3944 | 6.1797 | 2041
[5 empty] | 2041-03-01 | 6.212 | 6.2222 | 6.1899 | 6.0196 | 2041
[5 empty] | 2041-04-01 | 5.7753 | 5.7855 | 5.4929 | 5.7328 | 2041
[5 empty] | 2041-05-01 | 5.7571 | 5.7672 | 5.3628 | 5.6721 | 2041
[5 empty] | 2041-06-01 | 5.7571 | 5.7672 | 5.3071 | 5.6821 | 2041
[5 empty] | 2041-07-01 | 6.0119 | 6.022 | 5.3907 | 5.8491 | 2041
[5 empty] | 2041-08-01 | 6.0664 | 6.0766 | 5.5672 | 5.9031 | 2041
[5 empty] | 2041-09-01 | 6.0847 | 6.0948 | 5.6695 | 5.9312 | 2041
[5 empty] | 2041-10-01 | 6.1028 | 6.113 | 5.8646 | 6.0294 | 2041
[5 empty] | 2041-11-01 | 6.4668 | 6.4769 | 6.5059 | 6.194 | 2041
[5 empty] | 2041-12-01 | 6.7215 | 6.7316 | 6.7568 | 6.4135 | 2041
[5 empty] | 2042-01-01 | 6.7394 | 6.7496 | 6.7627 | 6.489 | 2042
[5 empty] | 2042-02-01 | 6.6093 | 6.6194 | 6.6203 | 6.3928 | 2042
[5 empty] | 2042-03-01 | 6.4233 | 6.4335 | 6.3543 | 6.2288 | 2042
[5 empty] | 2042-04-01 | 5.9956 | 6.0057 | 5.756 | 5.9508 | 2042
[5 empty] | 2042-05-01 | 5.9956 | 6.0057 | 5.547 | 5.9082 | 2042
[5 empty] | 2042-06-01 | 6.0328 | 6.0429 | 5.4901 | 5.955 | 2042
[5 empty] | 2042-07-01 | 6.2746 | 6.2847 | 5.5565 | 6.1091 | 2042
[5 empty] | 2042-08-01 | 6.3676 | 6.3777 | 5.737 | 6.2012 | 2042
[5 empty] | 2042-09-01 | 0 | 0 | 0 | 0 | 2042
[5 empty] | 2042-10-01 | 0 | 0 | 0 | 0 | 2042
[5 empty] | 2042-11-01 | 0 | 0 | 0 | 0 | 2042
[5 empty] | 2042-12-01 | 0 | 0 | 0 | 0 | 2042
[5 empty] | 0 | #N/A | #N/A | #N/A | #N/A | 1900
[5 empty] | 0 | #N/A | #N/A | #N/A | #N/A | 1900
[5 empty] | 0 | #N/A | #N/A | #N/A | #N/A | 1900
Note on H5: PacifiCorp: Date that deal is evaluated.

## Table3ACsummary (hidden)
Total Resource Cost ($/MWh)
COD | 2024 | 2030 | 2024 | 2024 | 2024 | 2024 | 2029 | 2024 | 2030 | 2026 | 2029 | 2032
| IRP19Wind_WYAE | IRP19Wind_ID | IRP19Solar_wS_YK | IRP19Solar_wS_OR | IRP19Solar_wS_UT_UTN | IRP19Solar_wS_WY_JB | IRP19Solar_wS_WY_JB | IRP19Solar_wS_UT_UTS | IRP19Solar_wS_UT_UTS | IRP19_SCCT_NTN_2026_185MW | IRP19Wind_wS_YK | IRP19Wind_wS_ID
2018
2019
2020
2021
2022
2023
2024 | 23.3156 |  | 41.3709 | 36.0952 | 35.3117 | 34.2928 |  | 32.3252
2025 | 23.8534 |  | 42.3209 | 36.9256 | 36.1239 | 35.0809 |  | 33.0699
2026 | 24.3997 |  | 43.2956 | 37.775 | 36.9544 | 35.8887 |  | 33.8321 |  | 66.03 |  |  | IRP19 Avg Inflation rate
2027 | 25.9623 |  | 44.2922 | 38.6437 | 37.804 | 36.7117 |  | 34.6119 |  | 69.5 |  |  | 2.275%
2028 | 26.5409 |  | 45.3109 | 39.5315 | 38.6725 | 37.5575 |  | 35.4092 |  | 72.97
2029 | 27.1232 |  | 46.3514 | 40.4386 | 39.5599 | 38.4184 | 35.2208 | 36.2241 |  | 76.18 | 56.8689
2030 | 27.7098 | 41.9375 | 47.37 | 41.3304 | 40.4284 | 39.2641 | 35.9949 | 37.0214 | 47.489 | 79.47 | 58.1075
2031 | 28.3025 | 42.8682 | 48.4106 | 42.2374 | 41.3159 | 40.125 | 36.7838 | 37.8363 | 48.5318 | 82.18 | 59.4044
2032 | 28.9089 | 43.8191 | 49.4775 | 43.1676 | 42.2261 | 41.0087 | 37.5916 | 38.6688 | 49.5996 | 85.02 | 60.7197 | 47.5993
2033 | 29.5168 | 44.7635 | 50.5137 | 44.0747 | 43.1097 | 41.8696 | 38.3804 | 39.4802 | 50.6393 | 87.73 | 62.0135 | 48.6153
2034 | 55.661 | 45.7268 | 51.5762 | 45.001 | 44.0161 | 42.7494 | 39.1882 | 40.3091 | 51.7035 | 90.77 | 63.3257 | 49.652
2035 | 56.8261 | 46.7113 | 52.6563 | 45.9465 | 44.9415 | 43.6445 | 40.0112 | 41.1556 | 52.7889 | 94.01 | 64.3664 | 50.7102
2036 | 58.02 | 47.7174 | 53.7627 | 46.9113 | 45.8859 | 44.5623 | 40.8532 | 42.0197 | 53.8953 | 96.89 | 65.4225 | 51.7889
2037 | 59.2375 | 48.742 | 54.8911 | 47.8952 | 46.8492 | 45.4952 | 41.7103 | 42.9013 | 55.0228 | 101.15 | 66.5285 | 52.8962
2038 | 60.4811 | 49.7885 | 56.0458 | 48.9023 | 47.8314 | 46.4509 | 42.5864 | 43.8005 | 56.1784 | 105.15 | 67.6529 | 54.022
2039 | 61.8571 | 50.9212 | 57.3209 | 50.0148 | 48.9196 | 47.5077 | 43.5552 | 44.797 | 57.4565 | 107.5422 | 69.192 | 55.251
2040 | 63.2643 | 52.0797 | 58.6249 | 51.1526 | 50.0325 | 48.5885 | 44.5461 | 45.8161 | 58.7636 | 109.9887 | 70.7661 | 56.508
2041 | 64.7036 | 53.2645 | 59.9586 | 52.3163 | 51.1708 | 49.6939 | 45.5595 | 46.8584 | 60.1005 | 112.491 | 72.376 | 57.7936
2042 | 66.1756 | 54.4762 | 61.3227 | 53.5065 | 52.3349 | 50.8244 | 46.596 | 47.9244 | 61.4678 | 115.0502 | 74.0226 | 59.1084
2043 | 67.6811 | 55.7156 | 62.7178 | 54.7238 | 53.5255 | 51.9807 | 47.656 | 49.0147 | 62.8662 | 117.6676 | 75.7066 | 60.4531
2044 | 69.2208 | 56.9831 | 64.1446 | 55.9688 | 54.7432 | 53.1632 | 48.7402 | 50.1298 | 64.2964 | 120.3445 | 77.4289 | 61.8284
2045 | 70.7956 | 58.2795 | 65.6039 | 57.2421 | 55.9886 | 54.3727 | 49.8491 | 51.2702 | 65.7591 | 123.0823 | 79.1904 | 63.235
2046 | 72.4062 | 59.6053 | 67.0964 | 58.5443 | 57.2624 | 55.6097 | 50.9831 | 52.4366 | 67.2551 | 125.8824 | 80.992 | 64.6736
2047 | 74.0535 | 60.9613 | 68.6229 | 59.8762 | 58.5651 | 56.8748 | 52.143 | 53.6296 | 68.7852 | 128.7463 | 82.8346 | 66.1449
2048 | 75.7382 | 62.3482 | 70.184 | 61.2384 | 59.8974 | 58.1687 | 53.3292 | 54.8497 | 70.3501 | 131.6753 | 84.7191 | 67.6497
2049 | 77.4612 | 63.7666 | 71.7807 | 62.6316 | 61.2601 | 59.4921 | 54.5425 | 56.0975 | 71.9505 | 134.6709 | 86.6464 | 69.1887
2050 | 79.2235 | 65.2173 | 73.4137 | 64.0564 | 62.6538 | 60.8455 | 55.7833 | 57.3737 | 73.5874 | 137.7346 | 88.6176 | 70.7628
2051 | 81.0258 | 66.701 | 75.0839 | 65.5137 | 64.0791 | 62.2297 | 57.0524 | 58.6789 | 75.2615 | 140.8681 | 90.6337 | 72.3726
2052 | 82.8691 | 68.2185 | 76.792 | 67.0042 | 65.5369 | 63.6455 | 58.3503 | 60.0139 | 76.9737 | 144.0728 | 92.6956 | 74.0191
2053 | 84.7544 | 69.7704 | 78.5391 | 68.5285 | 67.0279 | 65.0934 | 59.6778 | 61.3792 | 78.7249 | 147.3505 | 94.8044 | 75.703
2054 |  | 71.3577 |  |  |  |  | 61.0355 |  | 80.5159 | 150.7027 | 96.9612 | 77.4253
2055 |  | 72.9811 |  |  |  |  | 62.424 |  | 82.3476 | 154.1312 | 99.1671 | 79.1867
2056 |  | 74.6414 |  |  |  |  | 63.8442 |  | 84.221 |  | 101.4232 | 80.9882
2057 |  | 76.3395 |  |  |  |  | 65.2966 |  | 86.137 |  | 103.7305 | 82.8307
2058 |  | 78.0762 |  |  |  |  | 66.7821 |  | 88.0966 |  | 106.0904 | 84.7151
2059 |  | 79.8525 | [6 empty] | 90.1008 |  |  | 86.6424
2060 |  | 81.6691 | [9 empty] | 88.6135
2061 |  | 83.5271 | [9 empty] | 90.6294
30 year levelized | 43.4657 | 52.8079 | 52.1456 | 45.4977 | 44.5047 | 43.2208 | 44.2307 | 40.7519 | 53.1355 | 96.3146 | 70.7165 | 59.8986

## Table 5
Appendix B
| Table 5 | [9 empty] | Study_Name:
| Utah 2020.Q1 - 100.0 MW and 100.0% CF | [7 empty] | 43831 |  | Utah 2020.Q1 |  |  | 15 Year Starting 2021 | 15 Year Starting 2023 | 15 Year Starting 2020 | 15 Year Starting 2022
| January 2020 through December 2039 | [6 empty] | Start | 2020-01-01 |  | Resource Capacity |  | start | 25 | 49 | 13 | 37
| Nominal Avoided Costs Calculated Monthly | [6 empty] | End | 2039-12-01 |  | 100 | MW | end | 204 | 228 | 192 | 216
15 Year Starting 2023 |  | 182263288.772 | 86590285.207 | 268853573.979 | 8275277.0088 | 32.4888 |  |  |  |  | 100% | CF
| Nominal NPV at 6.92% Discount Rate | [6 empty] | Discount Rate - 2019 IRP Update
15 Year Starting 2022 |  | 174236069.0658 | 75801502.1828 | 250037571.2486 | 8274874.9289 | 30.2165 |  | 6.92% | 0.5591%
15 Year Starting 2020 |  | 157120530.2444 | 56583954.0302 | 213704484.2746 | 8275706.9126 | 25.8231
|  | Energy | Capacity $ | Total | Total | AC Price
| Month | Avoided $ | 100.0% CF | Dollars | MWH | 100.0% CF | Offset | Year | Date Test | Offset |  |  |  | Total | energy | capacity
| 2020-01-01 | 1011569.3785 | 0 | 1011569.3785 | 74400 | 13.5964 | 1 | 2020 | 2020-01-01 | 358 | Net Power Cost
| 2020-02-01 | 850359.0869 | 0 | 850359.0869 | 69600 | 12.2178 | 2 | 2020 | 2020-02-01 | 456 | Avoided Cost Resource
| 2020-03-01 | 920119.0451 | 0 | 920119.0451 | 74400 | 12.3672 | 3 | 2020 | 2020-03-01
| 2020-04-01 | 840514.6466 | 0 | 840514.6466 | 72000 | 11.6738 | 4 | 2020 | 2020-04-01 | 2020 | 12493207.5544 | 0 | 878400 | 14.2227 | 14.2227 | 0
| 2020-05-01 | 856632.8522 | 0 | 856632.8522 | 74400 | 11.5139 | 5 | 2020 | 2020-05-01 | 2021 | 14618493.6499 | 0 | 876000 | 16.6878 | 16.6878 | 0
| 2020-06-01 | 941317.2906 | 0 | 941317.2906 | 72000 | 13.0739 | 6 | 2020 | 2020-06-01 | 2022 | 15521480.7223 | 0 | 876000 | 17.7186 | 17.7186 | 0
| 2020-07-01 | 2054782.1145 | 0 | 2054782.1145 | 74400 | 27.618 | 7 | 2020 | 2020-07-01 | 2023 | 14772756.6868 | 0 | 876000 | 16.8639 | 16.8639 | 0
| 2020-08-01 | 1517817.9862 | 0 | 1517817.9862 | 74400 | 20.4008 | 8 | 2020 | 2020-08-01 | 2024 | 10609417.4821 | 0 | 878400 | 12.0781 | 12.0781 | 0
| 2020-09-01 | 885637.589 | 0 | 885637.589 | 72000 | 12.3005 | 9 | 2020 | 2020-09-01 | 2025 | 11132660.7832 | 0 | 876000 | 12.7085 | 12.7085 | 0
| 2020-10-01 | 821253.9728 | 0 | 821253.9728 | 74400 | 11.0384 | 10 | 2020 | 2020-10-01 | 2026 | 14658403.4081 | 11562647.1394 | 876000 | 29.9327 | 16.7333 | 13.1994
| 2020-11-01 | 838690.7202 | 0 | 838690.7202 | 72000 | 11.6485 | 11 | 2020 | 2020-11-01 | 2027 | 16168480.9306 | 11828437.8318 | 876000 | 31.96 | 18.4572 | 13.5028 |  | 1.9%
| 2020-12-01 | 954512.8718 | 0 | 954512.8718 | 74400 | 12.8295 | 12 | 2020 | 2020-12-01 | 2028 | 19194983.83 | 12101790.5854 | 878400 | 35.6293 | 21.8522 | 13.7771
| 2021-01-01 | 1894597.8587 | 0 | 1894597.8587 | 74400 | 25.465 | 14 | 2021 | 2021-01-01 | 2029 | 19994335.0142 | 12380300.9381 | 876000 | 36.9573 | 22.8246 | 14.1328
| 2021-02-01 | 950361.9442 | 0 | 950361.9442 | 67200 | 14.1423 | 15 | 2021 | 2021-02-01 | 2030 | 19072931.2708 | 12653653.6917 | 876000 | 36.2176 | 21.7728 | 14.4448
| 2021-03-01 | 1013901.528 | 0 | 1013901.528 | 74400 | 13.6277 | 16 | 2021 | 2021-03-01 | 2031 | 21140650.569 | 12932164.0444 | 876000 | 38.8959 | 24.1332 | 14.7627
| 2021-04-01 | 857162.8121 | 0 | 857162.8121 | 72000 | 11.905 | 17 | 2021 | 2021-04-01 | 2032 | 25104383.0649 | 13218926.5557 | 878400 | 43.6285 | 28.5797 | 15.0489
| 2021-05-01 | 878805.6199 | 0 | 878805.6199 | 74400 | 11.8119 | 18 | 2021 | 2021-05-01 | 2033 | 26493382.7709 | 13494342.349 | 876000 | 45.6481 | 30.2436 | 15.4045
| 2021-06-01 | 871221.3802 | 0 | 871221.3802 | 72000 | 12.1003 | 19 | 2021 | 2021-06-01 | 2034 | 27582549.7462 | 13779041.8206 | 876000 | 47.2164 | 31.4869 | 15.7295
| 2021-07-01 | 2355662.5528 | 0 | 2355662.5528 | 74400 | 31.6621 | 20 | 2021 | 2021-07-01 | 2035 | 29129833.4873 | 14066835.8518 | 876000 | 49.3113 | 33.2532 | 16.058
| 2021-08-01 | 1465368.3255 | 0 | 1465368.3255 | 74400 | 19.6958 | 21 | 2021 | 2021-08-01 | 2036 | 31062460.0354 | 14363913.5613 | 878400 | 51.7149 | 35.3625 | 16.3524
| 2021-09-01 | 1203902.065 | 0 | 1203902.065 | 72000 | 16.7209 | 22 | 2021 | 2021-09-01 | 2037 | 31755343.0931 | 14664085.8304 | 876000 | 52.9902 | 36.2504 | 16.7398
| 2021-10-01 | 980773.5901 | 0 | 980773.5901 | 74400 | 13.1824 | 23 | 2021 | 2021-10-01 | 2038 | 33172348.3158 | 14972510.258 | 876000 | 54.9599 | 37.868 | 17.0919
| 2021-11-01 | 969786.653 | 0 | 969786.653 | 72000 | 13.4693 | 24 | 2021 | 2021-11-01 | 2039 | 33868967.6305 | 15285060.7649 | 876000 | 56.1119 | 38.6632 | 17.4487
| 2021-12-01 | 1176949.3204 | 0 | 1176949.3204 | 74400 | 15.8192 | 25 | 2021 | 2021-12-01 | 2040 | 34580215.9507 | 15608957.9899 | 876000 | 57.2936 | 39.4751 | 17.8184
| 2022-01-01 | 1831621.4012 | 0 | 1831621.4012 | 74400 | 24.6186 | 27 | 2022 | 2022-01-01 | 2041 | 35216538.882 | 15935949.7744 | 873682.7586 | 58.5481 | 40.3082 | 18.24
| 2022-02-01 | 1101348.345 | 0 | 1101348.345 | 67200 | 16.3891 | 28 | 2022 | 2022-02-01 | 2042 | 35956086.1986 | 16271193.7175 | 873682.7586 | 59.7783 | 41.1546 | 18.6237
| 2022-03-01 | 1044482.3112 | 0 | 1044482.3112 | 74400 | 14.0387 | 29 | 2022 | 2022-03-01 | 2043 | 36711164.0087 | 0 | 873682.7586 | 42.0189 | 42.0189 | 0
| 2022-04-01 | 924053.331 | 0 | 924053.331 | 72000 | 12.8341 | 30 | 2022 | 2022-04-01 | 2044 | 37518809.6169 | 0 | 873682.7586 | 42.9433 | 42.9433 | 0
| 2022-05-01 | 953261.5414 | 0 | 953261.5414 | 74400 | 12.8127 | 31 | 2022 | 2022-05-01 | 2045 | 34433226.7713 | 0 | 799282.7586 | 43.0802 | 43.0802 | 0
| 2022-06-01 | 985378.6925 | 0 | 985378.6925 | 72000 | 13.6858 | 32 | 2022 | 2022-06-01 | 2046
| 2022-07-01 | 2486783.2728 | 0 | 2486783.2728 | 74400 | 33.4245 | 33 | 2022 | 2022-07-01
| 2022-08-01 | 1595327.7118 | 0 | 1595327.7118 | 74400 | 21.4426 | 34 | 2022 | 2022-08-01
| 2022-09-01 | 1316611.0537 | 0 | 1316611.0537 | 72000 | 18.2863 | 35 | 2022 | 2022-09-01
| 2022-10-01 | 1051755.3818 | 0 | 1051755.3818 | 74400 | 14.1365 | 36 | 2022 | 2022-10-01
| 2022-11-01 | 1012353.5202 | 0 | 1012353.5202 | 72000 | 14.0605 | 37 | 2022 | 2022-11-01
| 2022-12-01 | 1218504.1596 | 0 | 1218504.1596 | 74400 | 16.3777 | 38 | 2022 | 2022-12-01
| 2023-01-01 | 1216551.6933 | 0 | 1216551.6933 | 74400 | 16.3515 | 40 | 2023 | 2023-01-01
| 2023-02-01 | 1128390.1487 | 0 | 1128390.1487 | 67200 | 16.7915 | 41 | 2023 | 2023-02-01
| 2023-03-01 | 1057472.5353 | 0 | 1057472.5353 | 74400 | 14.2133 | 42 | 2023 | 2023-03-01
| 2023-04-01 | 915436.5808 | 0 | 915436.5808 | 72000 | 12.7144 | 43 | 2023 | 2023-04-01
| 2023-05-01 | 972754.697 | 0 | 972754.697 | 74400 | 13.0747 | 44 | 2023 | 2023-05-01
| 2023-06-01 | 974045.5234 | 0 | 974045.5234 | 72000 | 13.5284 | 45 | 2023 | 2023-06-01
| 2023-07-01 | 2383337.9771 | 0 | 2383337.9771 | 74400 | 32.0341 | 46 | 2023 | 2023-07-01
| 2023-08-01 | 1550864.7204 | 0 | 1550864.7204 | 74400 | 20.845 | 47 | 2023 | 2023-08-01
| 2023-09-01 | 1249073.1716 | 0 | 1249073.1716 | 72000 | 17.3482 | 48 | 2023 | 2023-09-01
| 2023-10-01 | 1063500.4424 | 0 | 1063500.4424 | 74400 | 14.2944 | 49 | 2023 | 2023-10-01
| 2023-11-01 | 1034757.4874 | 0 | 1034757.4874 | 72000 | 14.3716 | 50 | 2023 | 2023-11-01
| 2023-12-01 | 1226571.7094 | 0 | 1226571.7094 | 74400 | 16.4862 | 51 | 2023 | 2023-12-01
| 2024-01-01 | 1141670.6743 | 0 | 1141670.6743 | 74400 | 15.345 | 53 | 2024 | 2024-01-01
| 2024-02-01 | 776335.2179 | 0 | 776335.2179 | 69600 | 11.1542 | 54 | 2024 | 2024-02-01
| 2024-03-01 | 531320.7374 | 0 | 531320.7374 | 74400 | 7.1414 | 55 | 2024 | 2024-03-01
| 2024-04-01 | 434023.1686 | 0 | 434023.1686 | 72000 | 6.0281 | 56 | 2024 | 2024-04-01
| 2024-05-01 | 599709.8619 | 0 | 599709.8619 | 74400 | 8.0606 | 57 | 2024 | 2024-05-01
| 2024-06-01 | 635430.4925 | 0 | 635430.4925 | 72000 | 8.8254 | 58 | 2024 | 2024-06-01
| 2024-07-01 | 2434611.4292 | 0 | 2434611.4292 | 74400 | 32.7233 | 59 | 2024 | 2024-07-01
| 2024-08-01 | 1155823.2782 | 0 | 1155823.2782 | 74400 | 15.5353 | 60 | 2024 | 2024-08-01
| 2024-09-01 | 783354.5216 | 0 | 783354.5216 | 72000 | 10.8799 | 61 | 2024 | 2024-09-01
| 2024-10-01 | 631770.0544 | 0 | 631770.0544 | 74400 | 8.4915 | 62 | 2024 | 2024-10-01
| 2024-11-01 | 689763.7247 | 0 | 689763.7247 | 72000 | 9.5801 | 63 | 2024 | 2024-11-01
| 2024-12-01 | 795604.3212 | 0 | 795604.3212 | 74400 | 10.6936 | 64 | 2024 | 2024-12-01
| 2025-01-01 | 1205403.973 | 0 | 1205403.973 | 74400 | 16.2017 | 66 | 2025 | 2025-01-01
| 2025-02-01 | 709624.7731 | 0 | 709624.7731 | 67200 | 10.5599 | 67 | 2025 | 2025-02-01
| 2025-03-01 | 556966.5967 | 0 | 556966.5967 | 74400 | 7.4861 | 68 | 2025 | 2025-03-01
| 2025-04-01 | 485105.1975 | 0 | 485105.1975 | 72000 | 6.7376 | 69 | 2025 | 2025-04-01
| 2025-05-01 | 631717.3699 | 0 | 631717.3699 | 74400 | 8.4908 | 70 | 2025 | 2025-05-01
| 2025-06-01 | 702486.138 | 0 | 702486.138 | 72000 | 9.7568 | 71 | 2025 | 2025-06-01
| 2025-07-01 | 2562516.7218 | 0 | 2562516.7218 | 74400 | 34.4424 | 72 | 2025 | 2025-07-01
| 2025-08-01 | 1312817.6456 | 0 | 1312817.6456 | 74400 | 17.6454 | 73 | 2025 | 2025-08-01
| 2025-09-01 | 826273.4435 | 0 | 826273.4435 | 72000 | 11.476 | 74 | 2025 | 2025-09-01
| 2025-10-01 | 635474.1889 | 0 | 635474.1889 | 74400 | 8.5413 | 75 | 2025 | 2025-10-01
| 2025-11-01 | 681948.5253 | 0 | 681948.5253 | 72000 | 9.4715 | 76 | 2025 | 2025-11-01
| 2025-12-01 | 822326.2098 | 0 | 822326.2098 | 74400 | 11.0528 | 77 | 2025 | 2025-12-01
| 2026-01-01 | 1318512.0998 | 963553.9283 | 2282066.0281 | 74400 | 30.6729 | 79 | 2026 | 2026-01-01
| 2026-02-01 | 1027238.4325 | 963553.9283 | 1990792.3608 | 67200 | 29.6249 | 80 | 2026 | 2026-02-01
| 2026-03-01 | 751043.1037 | 963553.9283 | 1714597.032 | 74400 | 23.0457 | 81 | 2026 | 2026-03-01
| 2026-04-01 | 840986.5364 | 963553.9283 | 1804540.4646 | 72000 | 25.0631 | 82 | 2026 | 2026-04-01
| 2026-05-01 | 1098498.892 | 963553.9283 | 2062052.8203 | 74400 | 27.7158 | 83 | 2026 | 2026-05-01
| 2026-06-01 | 1326893.3858 | 963553.9283 | 2290447.3141 | 72000 | 31.8118 | 84 | 2026 | 2026-06-01
| 2026-07-01 | 1627151.39 | 963553.9283 | 2590705.3183 | 74400 | 34.8213 | 85 | 2026 | 2026-07-01
| 2026-08-01 | 1634891.1214 | 963553.9283 | 2598445.0496 | 74400 | 34.9253 | 86 | 2026 | 2026-08-01
| 2026-09-01 | 1297159.7966 | 963553.9283 | 2260713.7249 | 72000 | 31.3988 | 87 | 2026 | 2026-09-01
| 2026-10-01 | 1143034.1497 | 963553.9283 | 2106588.078 | 74400 | 28.3144 | 88 | 2026 | 2026-10-01
| 2026-11-01 | 1179437.3829 | 963553.9283 | 2142991.3112 | 72000 | 29.7638 | 89 | 2026 | 2026-11-01
| 2026-12-01 | 1413557.1174 | 963553.9283 | 2377111.0457 | 74400 | 31.9504 | 90 | 2026 | 2026-12-01
| 2027-01-01 | 1424302.309 | 985703.1526 | 2410005.4617 | 74400 | 32.3925 | 92 | 2027 | 2027-01-01
| 2027-02-01 | 1043554.2849 | 985703.1526 | 2029257.4376 | 67200 | 30.1973 | 93 | 2027 | 2027-02-01
| 2027-03-01 | 799526.8449 | 985703.1526 | 1785229.9976 | 74400 | 23.995 | 94 | 2027 | 2027-03-01
| 2027-04-01 | 1042444.5577 | 985703.1526 | 2028147.7104 | 72000 | 28.1687 | 95 | 2027 | 2027-04-01
| 2027-05-01 | 1233437.4819 | 985703.1526 | 2219140.6345 | 74400 | 29.8272 | 96 | 2027 | 2027-05-01
| 2027-06-01 | 1489040.7673 | 985703.1526 | 2474743.92 | 72000 | 34.3714 | 97 | 2027 | 2027-06-01
| 2027-07-01 | 1793815.1834 | 985703.1526 | 2779518.336 | 74400 | 37.3591 | 98 | 2027 | 2027-07-01
| 2027-08-01 | 1794072.0341 | 985703.1526 | 2779775.1868 | 74400 | 37.3626 | 99 | 2027 | 2027-08-01
| 2027-09-01 | 1406253.6593 | 985703.1526 | 2391956.812 | 72000 | 33.2216 | 100 | 2027 | 2027-09-01
| 2027-10-01 | 1310818.4456 | 985703.1526 | 2296521.5983 | 74400 | 30.8672 | 101 | 2027 | 2027-10-01
| 2027-11-01 | 1329585.7177 | 985703.1526 | 2315288.8704 | 72000 | 32.1568 | 102 | 2027 | 2027-11-01
| 2027-12-01 | 1501629.6446 | 985703.1526 | 2487332.7973 | 74400 | 33.4319 | 103 | 2027 | 2027-12-01
| 2028-01-01 | 1727059.8205 | 1008482.5488 | 2735542.3692 | 74400 | 36.768 | 105 | 2028 | 2028-01-01
| 2028-02-01 | 1290460.1372 | 1008482.5488 | 2298942.6859 | 69600 | 33.0308 | 106 | 2028 | 2028-02-01
| 2028-03-01 | 1181810.7288 | 1008482.5488 | 2190293.2775 | 74400 | 29.4394 | 107 | 2028 | 2028-03-01
| 2028-04-01 | 1024329.3034 | 1008482.5488 | 2032811.8522 | 72000 | 28.2335 | 108 | 2028 | 2028-04-01
| 2028-05-01 | 1417874.7392 | 1008482.5488 | 2426357.2879 | 74400 | 32.6123 | 109 | 2028 | 2028-05-01
| 2028-06-01 | 1671931.196 | 1008482.5488 | 2680413.7448 | 72000 | 37.228 | 110 | 2028 | 2028-06-01
| 2028-07-01 | 2089399.1717 | 1008482.5488 | 3097881.7205 | 74400 | 41.6382 | 111 | 2028 | 2028-07-01
| 2028-08-01 | 2116449.6259 | 1008482.5488 | 3124932.1747 | 74400 | 42.0018 | 112 | 2028 | 2028-08-01
| 2028-09-01 | 1699839.4895 | 1008482.5488 | 2708322.0383 | 72000 | 37.6156 | 113 | 2028 | 2028-09-01
| 2028-10-01 | 1627145.0424 | 1008482.5488 | 2635627.5912 | 74400 | 35.4251 | 114 | 2028 | 2028-10-01
| 2028-11-01 | 1555795.4186 | 1008482.5488 | 2564277.9673 | 72000 | 35.615 | 115 | 2028 | 2028-11-01
| 2028-12-01 | 1792889.1569 | 1008482.5488 | 2801371.7057 | 74400 | 37.6528 | 116 | 2028 | 2028-12-01
| 2029-01-01 | 1682249.8408 | 1031691.7448 | 2713941.5856 | 74400 | 36.4777 | 118 | 2029 | 2029-01-01
| 2029-02-01 | 1307259.0662 | 1031691.7448 | 2338950.8111 | 67200 | 34.8058 | 119 | 2029 | 2029-02-01
| 2029-03-01 | 1204666.3347 | 1031691.7448 | 2236358.0795 | 74400 | 30.0586 | 120 | 2029 | 2029-03-01
| 2029-04-01 | 1231950.4758 | 1031691.7448 | 2263642.2206 | 72000 | 31.4395 | 121 | 2029 | 2029-04-01
| 2029-05-01 | 1288386.4354 | 1031691.7448 | 2320078.1802 | 74400 | 31.1838 | 122 | 2029 | 2029-05-01
| 2029-06-01 | 1595204.661 | 1031691.7448 | 2626896.4058 | 72000 | 36.4847 | 123 | 2029 | 2029-06-01
| 2029-07-01 | 2229324.9603 | 1031691.7448 | 3261016.7051 | 74400 | 43.8309 | 124 | 2029 | 2029-07-01
| 2029-08-01 | 2285728.4437 | 1031691.7448 | 3317420.1885 | 74400 | 44.589 | 125 | 2029 | 2029-08-01
| 2029-09-01 | 1779004.5193 | 1031691.7448 | 2810696.2641 | 72000 | 39.0374 | 126 | 2029 | 2029-09-01
| 2029-10-01 | 1703431.1741 | 1031691.7448 | 2735122.9189 | 74400 | 36.7624 | 127 | 2029 | 2029-10-01
| 2029-11-01 | 1773969.9833 | 1031691.7448 | 2805661.7281 | 72000 | 38.9675 | 128 | 2029 | 2029-11-01
| 2029-12-01 | 1913159.1199 | 1031691.7448 | 2944850.8647 | 74400 | 39.5813 | 129 | 2029 | 2029-12-01
| 2030-01-01 | 1624122.3821 | 1054471.141 | 2678593.5231 | 74400 | 36.0026 | 1 | 2030 | 2030-01-01
| 2030-02-01 | 1351177.421 | 1054471.141 | 2405648.5619 | 67200 | 35.7983 | 2 | 2030 | 2030-02-01
| 2030-03-01 | 1095787.5669 | 1054471.141 | 2150258.7079 | 74400 | 28.9013 | 3 | 2030 | 2030-03-01
| 2030-04-01 | 1017258.1293 | 1054471.141 | 2071729.2703 | 72000 | 28.774 | 4 | 2030 | 2030-04-01
| 2030-05-01 | 1044157.9452 | 1054471.141 | 2098629.0861 | 74400 | 28.2074 | 5 | 2030 | 2030-05-01
| 2030-06-01 | 1494743.3113 | 1054471.141 | 2549214.4523 | 72000 | 35.4058 | 6 | 2030 | 2030-06-01
| 2030-07-01 | 2211588.255 | 1054471.141 | 3266059.3959 | 74400 | 43.8986 | 7 | 2030 | 2030-07-01
| 2030-08-01 | 2283043.2626 | 1054471.141 | 3337514.4036 | 74400 | 44.8591 | 8 | 2030 | 2030-08-01
| 2030-09-01 | 1755933.3168 | 1054471.141 | 2810404.4578 | 72000 | 39.0334 | 9 | 2030 | 2030-09-01
| 2030-10-01 | 1705297.5568 | 1054471.141 | 2759768.6978 | 74400 | 37.0937 | 10 | 2030 | 2030-10-01
| 2030-11-01 | 1531722.8092 | 1054471.141 | 2586193.9501 | 72000 | 35.9194 | 11 | 2030 | 2030-11-01
| 2030-12-01 | 1958099.3146 | 1054471.141 | 3012570.4555 | 74400 | 40.4915 | 12 | 2030 | 2030-12-01
| 2031-01-01 | 1809776.4519 | 1077680.337 | 2887456.7889 | 74400 | 38.8099 | 14 | 2031 | 2031-01-01
| 2031-02-01 | 1487585.4282 | 1077680.337 | 2565265.7652 | 67200 | 38.1736 | 15 | 2031 | 2031-02-01
| 2031-03-01 | 1276414.4627 | 1077680.337 | 2354094.7998 | 74400 | 31.6411 | 16 | 2031 | 2031-03-01
| 2031-04-01 | 1192567.4082 | 1077680.337 | 2270247.7452 | 72000 | 31.5312 | 17 | 2031 | 2031-04-01
| 2031-05-01 | 1353243.3899 | 1077680.337 | 2430923.7269 | 74400 | 32.6737 | 18 | 2031 | 2031-05-01
| 2031-06-01 | 1665257.3343 | 1077680.337 | 2742937.6713 | 72000 | 38.0964 | 19 | 2031 | 2031-06-01
| 2031-07-01 | 2352783.8918 | 1077680.337 | 3430464.2288 | 74400 | 46.1084 | 20 | 2031 | 2031-07-01
| 2031-08-01 | 2406281.3421 | 1077680.337 | 3483961.6791 | 74400 | 46.8274 | 21 | 2031 | 2031-08-01
| 2031-09-01 | 1911488.6753 | 1077680.337 | 2989169.0124 | 72000 | 41.5162 | 22 | 2031 | 2031-09-01
| 2031-10-01 | 1904897.8674 | 1077680.337 | 2982578.2044 | 74400 | 40.0884 | 23 | 2031 | 2031-10-01
| 2031-11-01 | 1682516.1647 | 1077680.337 | 2760196.5017 | 72000 | 38.3361 | 24 | 2031 | 2031-11-01
| 2031-12-01 | 2097838.1525 | 1077680.337 | 3175518.4896 | 74400 | 42.6817 | 25 | 2031 | 2031-12-01
| 2032-01-01 | 2319755.1529 | 1101577.213 | 3421332.3659 | 74400 | 45.9857 | 27 | 2032 | 2032-01-01
| 2032-02-01 | 1796622.2669 | 1101577.213 | 2898199.4799 | 69600 | 41.6408 | 28 | 2032 | 2032-02-01
| 2032-03-01 | 1614382.3875 | 1101577.213 | 2715959.6005 | 74400 | 36.5048 | 29 | 2032 | 2032-03-01
| 2032-04-01 | 1611282.5107 | 1101577.213 | 2712859.7237 | 72000 | 37.6786 | 30 | 2032 | 2032-04-01
| 2032-05-01 | 1534849.2485 | 1101577.213 | 2636426.4615 | 74400 | 35.4358 | 31 | 2032 | 2032-05-01
| 2032-06-01 | 1961634.6871 | 1101577.213 | 3063211.9001 | 72000 | 42.5446 | 32 | 2032 | 2032-06-01
| 2032-07-01 | 2669217.4711 | 1101577.213 | 3770794.6841 | 74400 | 50.6827 | 33 | 2032 | 2032-07-01
| 2032-08-01 | 2719391.2641 | 1101577.213 | 3820968.4771 | 74400 | 51.3571 | 34 | 2032 | 2032-08-01
| 2032-09-01 | 2185663.3722 | 1101577.213 | 3287240.5852 | 72000 | 45.6561 | 35 | 2032 | 2032-09-01
| 2032-10-01 | 2154459.6222 | 1101577.213 | 3256036.8352 | 74400 | 43.7639 | 36 | 2032 | 2032-10-01
| 2032-11-01 | 2126542.6963 | 1101577.213 | 3228119.9093 | 72000 | 44.835 | 37 | 2032 | 2032-11-01
| 2032-12-01 | 2410582.3854 | 1101577.213 | 3512159.5984 | 74400 | 47.2064 | 38 | 2032 | 2032-12-01
| 2033-01-01 | 2509113.0725 | 1124528.5291 | 3633641.6016 | 74400 | 48.8393 | 40 | 2033 | 2033-01-01
| 2033-02-01 | 1827694.6522 | 1124528.5291 | 2952223.1812 | 67200 | 43.9319 | 41 | 2033 | 2033-02-01
| 2033-03-01 | 1734764.0751 | 1124528.5291 | 2859292.6042 | 74400 | 38.4314 | 42 | 2033 | 2033-03-01
| 2033-04-01 | 1551469.5861 | 1124528.5291 | 2675998.1152 | 72000 | 37.1666 | 43 | 2033 | 2033-04-01
| 2033-05-01 | 1503988.4632 | 1124528.5291 | 2628516.9923 | 74400 | 35.3295 | 44 | 2033 | 2033-05-01
| 2033-06-01 | 2100373.698 | 1124528.5291 | 3224902.227 | 72000 | 44.7903 | 45 | 2033 | 2033-06-01
| 2033-07-01 | 2766581.8611 | 1124528.5291 | 3891110.3902 | 74400 | 52.2999 | 46 | 2033 | 2033-07-01
| 2033-08-01 | 2815095.2709 | 1124528.5291 | 3939623.8 | 74400 | 52.9519 | 47 | 2033 | 2033-08-01
| 2033-09-01 | 2302920.9006 | 1124528.5291 | 3427449.4297 | 72000 | 47.6035 | 48 | 2033 | 2033-09-01
| 2033-10-01 | 2319676.5027 | 1124528.5291 | 3444205.0318 | 74400 | 46.2931 | 49 | 2033 | 2033-10-01
| 2033-11-01 | 2417533.291 | 1124528.5291 | 3542061.8201 | 72000 | 49.1953 | 50 | 2033 | 2033-11-01
| 2033-12-01 | 2644171.3975 | 1124528.5291 | 3768699.9266 | 74400 | 50.6546 | 51 | 2033 | 2033-12-01
| 2034-01-01 | 2561604.624 | 1148253.4851 | 3709858.109 | 74400 | 49.8637 | 53 | 2034 | 2034-01-01
| 2034-02-01 | 1996479.8897 | 1148253.4851 | 3144733.3748 | 67200 | 46.7966 | 54 | 2034 | 2034-02-01
| 2034-03-01 | 1822581.3077 | 1148253.4851 | 2970834.7927 | 74400 | 39.9306 | 55 | 2034 | 2034-03-01
| 2034-04-01 | 1650412.192 | 1148253.4851 | 2798665.677 | 72000 | 38.8704 | 56 | 2034 | 2034-04-01
| 2034-05-01 | 1614890.4603 | 1148253.4851 | 2763143.9454 | 74400 | 37.139 | 57 | 2034 | 2034-05-01
| 2034-06-01 | 2163416.9977 | 1148253.4851 | 3311670.4827 | 72000 | 45.9954 | 58 | 2034 | 2034-06-01
| 2034-07-01 | 2894830.0894 | 1148253.4851 | 4043083.5744 | 74400 | 54.3425 | 59 | 2034 | 2034-07-01
| 2034-08-01 | 2921404.8731 | 1148253.4851 | 4069658.3581 | 74400 | 54.6997 | 60 | 2034 | 2034-08-01
| 2034-09-01 | 2399179.9545 | 1148253.4851 | 3547433.4396 | 72000 | 49.2699 | 61 | 2034 | 2034-09-01
| 2034-10-01 | 2324008.0375 | 1148253.4851 | 3472261.5225 | 74400 | 46.6702 | 62 | 2034 | 2034-10-01
| 2034-11-01 | 2448173.5158 | 1148253.4851 | 3596427.0009 | 72000 | 49.9504 | 63 | 2034 | 2034-11-01
| 2034-12-01 | 2785567.8046 | 1148253.4851 | 3933821.2896 | 74400 | 52.8739 | 64 | 2034 | 2034-12-01
| 2035-01-01 | 2729460.1999 | 1172236.321 | 3901696.5209 | 74400 | 52.4422 | 66 | 2035 | 2035-01-01 |  | 2.1%
| 2035-02-01 | 2078745.5003 | 1172236.321 | 3250981.8213 | 67200 | 48.3777 | 67 | 2035 | 2035-02-01 |  | 2.1%
| 2035-03-01 | 1906597.1826 | 1172236.321 | 3078833.5036 | 74400 | 41.3822 | 68 | 2035 | 2035-03-01 |  | 2.1%
| 2035-04-01 | 1868226.1816 | 1172236.321 | 3040462.5026 | 72000 | 42.2286 | 69 | 2035 | 2035-04-01 |  | 2.1%
| 2035-05-01 | 1727350.3308 | 1172236.321 | 2899586.6518 | 74400 | 38.9729 | 70 | 2035 | 2035-05-01 |  | 2.1%
| 2035-06-01 | 2274024.5153 | 1172236.321 | 3446260.8362 | 72000 | 47.8647 | 71 | 2035 | 2035-06-01 |  | 2.1%
| 2035-07-01 | 2997913.5023 | 1172236.321 | 4170149.8233 | 74400 | 56.0504 | 72 | 2035 | 2035-07-01 |  | 2.1%
| 2035-08-01 | 3100877.9566 | 1172236.321 | 4273114.2776 | 74400 | 57.4343 | 73 | 2035 | 2035-08-01 |  | 2.1%
| 2035-09-01 | 2475122.8215 | 1172236.321 | 3647359.1425 | 72000 | 50.6578 | 74 | 2035 | 2035-09-01 |  | 2.1%
| 2035-10-01 | 2518200.114 | 1172236.321 | 3690436.435 | 74400 | 49.6026 | 75 | 2035 | 2035-10-01 |  | 2.1%
| 2035-11-01 | 2551993.7916 | 1172236.321 | 3724230.1126 | 72000 | 51.7254 | 76 | 2035 | 2035-11-01 |  | 2.1%
| 2035-12-01 | 2901321.3907 | 1172236.321 | 4073557.7117 | 74400 | 54.7521 | 77 | 2035 | 2035-12-01 |  | 2.1%
| 2036-01-01 | 2903348.0235 | 1196992.7968 | 4100340.8202 | 74400 | 55.1121 | 79 | 2036 | 2036-01-01 |  | 2.1%
| 2036-02-01 | 2328404.778 | 1196992.7968 | 3525397.5747 | 69600 | 50.6523 | 80 | 2036 | 2036-02-01 |  | 2.1%
| 2036-03-01 | 2050190.7015 | 1196992.7968 | 3247183.4982 | 74400 | 43.6449 | 81 | 2036 | 2036-03-01 |  | 2.1%
| 2036-04-01 | 1815275.2778 | 1196992.7968 | 3012268.0746 | 72000 | 41.8371 | 82 | 2036 | 2036-04-01 |  | 2.1%
| 2036-05-01 | 1788657.2196 | 1196992.7968 | 2985650.0163 | 74400 | 40.1297 | 83 | 2036 | 2036-05-01 |  | 2.1%
| 2036-06-01 | 2377863.3638 | 1196992.7968 | 3574856.1606 | 72000 | 49.6508 | 84 | 2036 | 2036-06-01 |  | 2.1%
| 2036-07-01 | 3190686.7562 | 1196992.7968 | 4387679.553 | 74400 | 58.9742 | 85 | 2036 | 2036-07-01 |  | 2.1%
| 2036-08-01 | 3198790.8245 | 1196992.7968 | 4395783.6212 | 74400 | 59.0831 | 86 | 2036 | 2036-08-01 |  | 2.1%
| 2036-09-01 | 2740947.3979 | 1196992.7968 | 3937940.1947 | 72000 | 54.6936 | 87 | 2036 | 2036-09-01 |  | 2.1%
| 2036-10-01 | 2720759.8148 | 1196992.7968 | 3917752.6116 | 74400 | 52.658 | 88 | 2036 | 2036-10-01 |  | 2.1%
| 2036-11-01 | 2769326.976 | 1196992.7968 | 3966319.7728 | 72000 | 55.0878 | 89 | 2036 | 2036-11-01 |  | 2.1%
| 2036-12-01 | 3178208.902 | 1196992.7968 | 4375201.6987 | 74400 | 58.8065 | 90 | 2036 | 2036-12-01 |  | 2.1%
| 2037-01-01 | 3020660.7484 | 1222007.1525 | 4242667.901 | 74400 | 57.0251 | 92 | 2037 | 2037-01-01 |  | 2.1%
| 2037-02-01 | 2319047.9173 | 1222007.1525 | 3541055.0698 | 67200 | 52.6943 | 93 | 2037 | 2037-02-01 |  | 2.1%
| 2037-03-01 | 2126412.2024 | 1222007.1525 | 3348419.3549 | 74400 | 45.0056 | 94 | 2037 | 2037-03-01 |  | 2.1%
| 2037-04-01 | 1960519.4046 | 1222007.1525 | 3182526.5571 | 72000 | 44.2018 | 95 | 2037 | 2037-04-01 |  | 2.1%
| 2037-05-01 | 1793291.4608 | 1222007.1525 | 3015298.6134 | 74400 | 40.5282 | 96 | 2037 | 2037-05-01 |  | 2.1%
| 2037-06-01 | 2394674.9924 | 1222007.1525 | 3616682.145 | 72000 | 50.2317 | 97 | 2037 | 2037-06-01 |  | 2.1%
| 2037-07-01 | 3427628.072 | 1222007.1525 | 4649635.2245 | 74400 | 62.4951 | 98 | 2037 | 2037-07-01 |  | 2.1%
| 2037-08-01 | 3391287.9782 | 1222007.1525 | 4613295.1307 | 74400 | 62.0067 | 99 | 2037 | 2037-08-01 |  | 2.1%
| 2037-09-01 | 2712964.9716 | 1222007.1525 | 3934972.1241 | 72000 | 54.6524 | 100 | 2037 | 2037-09-01 |  | 2.1%
| 2037-10-01 | 2635923.7928 | 1222007.1525 | 3857930.9453 | 74400 | 51.8539 | 101 | 2037 | 2037-10-01 |  | 2.1%
| 2037-11-01 | 2728941.9782 | 1222007.1525 | 3950949.1307 | 72000 | 54.8743 | 102 | 2037 | 2037-11-01 |  | 2.1%
| 2037-12-01 | 3243989.5743 | 1222007.1525 | 4465996.7269 | 74400 | 60.0268 | 103 | 2037 | 2037-12-01 |  | 2.1%
| 2038-01-01 | 3162334.2548 | 1247709.1882 | 4410043.443 | 74400 | 59.2748 | 105 | 2038 | 2038-01-01 |  | 2.1%
| 2038-02-01 | 2448470.8403 | 1247709.1882 | 3696180.0285 | 67200 | 55.0027 | 106 | 2038 | 2038-02-01 |  | 2.1%
| 2038-03-01 | 2310189.5714 | 1247709.1882 | 3557898.7596 | 74400 | 47.8212 | 107 | 2038 | 2038-03-01 |  | 2.1%
| 2038-04-01 | 2046632.258 | 1247709.1882 | 3294341.4462 | 72000 | 45.7547 | 108 | 2038 | 2038-04-01 |  | 2.1%
| 2038-05-01 | 1875990.031 | 1247709.1882 | 3123699.2192 | 74400 | 41.9852 | 109 | 2038 | 2038-05-01 |  | 2.1%
| 2038-06-01 | 2387049.3764 | 1247709.1882 | 3634758.5645 | 72000 | 50.4828 | 110 | 2038 | 2038-06-01 |  | 2.1%
| 2038-07-01 | 3535200.8449 | 1247709.1882 | 4782910.033 | 74400 | 64.2864 | 111 | 2038 | 2038-07-01 |  | 2.1%
| 2038-08-01 | 3626968.5656 | 1247709.1882 | 4874677.7538 | 74400 | 65.5199 | 112 | 2038 | 2038-08-01 |  | 2.1%
| 2038-09-01 | 2736862.8467 | 1247709.1882 | 3984572.0348 | 72000 | 55.3413 | 113 | 2038 | 2038-09-01 |  | 2.1%
| 2038-10-01 | 2840628.0445 | 1247709.1882 | 4088337.2327 | 74400 | 54.9508 | 114 | 2038 | 2038-10-01 |  | 2.1%
| 2038-11-01 | 2827152.5039 | 1247709.1882 | 4074861.6921 | 72000 | 56.5953 | 115 | 2038 | 2038-11-01 |  | 2.1%
| 2038-12-01 | 3374869.1782 | 1247709.1882 | 4622578.3664 | 74400 | 62.1314 | 116 | 2038 | 2038-12-01 |  | 2.1%
| 2039-01-01 | 3228743.2741 | 1273755.0637 | 4502498.3379 | 74400 | 60.5175 | 118 | 2039 | 2039-01-01 |  | 2.1%
| 2039-02-01 | 2499888.728 | 1273755.0637 | 3773643.7917 | 67200 | 56.1554 | 119 | 2039 | 2039-02-01 |  | 2.1%
| 2039-03-01 | 2358703.5524 | 1273755.0637 | 3632458.6162 | 74400 | 48.8234 | 120 | 2039 | 2039-03-01 |  | 2.1%
| 2039-04-01 | 2089611.5355 | 1273755.0637 | 3363366.5992 | 72000 | 46.7134 | 121 | 2039 | 2039-04-01 |  | 2.1%
| 2039-05-01 | 1915385.8217 | 1273755.0637 | 3189140.8854 | 74400 | 42.8648 | 122 | 2039 | 2039-05-01 |  | 2.1%
| 2039-06-01 | 2437177.4133 | 1273755.0637 | 3710932.477 | 72000 | 51.5407 | 123 | 2039 | 2039-06-01 |  | 2.1%
| 2039-07-01 | 3609440.0626 | 1273755.0637 | 4883195.1264 | 74400 | 65.6343 | 124 | 2039 | 2039-07-01 |  | 2.1%
| 2039-08-01 | 3703134.9055 | 1273755.0637 | 4976889.9692 | 74400 | 66.8937 | 125 | 2039 | 2039-08-01 |  | 2.1%
| 2039-09-01 | 2794336.9664 | 1273755.0637 | 4068092.0302 | 72000 | 56.5013 | 126 | 2039 | 2039-09-01 |  | 2.1%
| 2039-10-01 | 2900281.2335 | 1273755.0637 | 4174036.2972 | 74400 | 56.1026 | 127 | 2039 | 2039-10-01 |  | 2.1%
| 2039-11-01 | 2886522.7065 | 1273755.0637 | 4160277.7702 | 72000 | 57.7816 | 128 | 2039 | 2039-11-01 |  | 2.1%
| 2039-12-01 | 3445741.431 | 1273755.0637 | 4719496.4947 | 74400 | 63.4341 | 129 | 2039 | 2039-12-01 |  | 2.1%
| 2040-01-01 | 3296546.8829 | 1300746.4992 | 4597293.3821 | 74400 | 61.7916 | 1 | 2040 | 2040-01-01 |  | 2.1%
| 2040-02-01 | 2552386.3913 | 1300746.4992 | 3853132.8904 | 67200 | 57.3383 | 2 | 2040 | 2040-02-01 |  | 2.1%
| 2040-03-01 | 2408236.327 | 1300746.4992 | 3708982.8262 | 74400 | 49.8519 | 3 | 2040 | 2040-03-01 |  | 2.1%
| 2040-04-01 | 2133493.3777 | 1300746.4992 | 3434239.8769 | 72000 | 47.6978 | 4 | 2040 | 2040-04-01 |  | 2.1%
| 2040-05-01 | 1955608.9239 | 1300746.4992 | 3256355.4231 | 74400 | 43.7682 | 5 | 2040 | 2040-05-01 |  | 2.1%
| 2040-06-01 | 2488358.1389 | 1300746.4992 | 3789104.6381 | 72000 | 52.6265 | 6 | 2040 | 2040-06-01 |  | 2.1%
| 2040-07-01 | 3685238.3039 | 1300746.4992 | 4985984.8031 | 74400 | 67.0159 | 7 | 2040 | 2040-07-01 |  | 2.1%
| 2040-08-01 | 3780900.7385 | 1300746.4992 | 5081647.2377 | 74400 | 68.3017 | 8 | 2040 | 2040-08-01 |  | 2.1%
| 2040-09-01 | 2853018.0427 | 1300746.4992 | 4153764.5419 | 72000 | 57.6912 | 9 | 2040 | 2040-09-01 |  | 2.1%
| 2040-10-01 | 2961187.1394 | 1300746.4992 | 4261933.6385 | 74400 | 57.2841 | 10 | 2040 | 2040-10-01 |  | 2.1%
| 2040-11-01 | 2947139.6833 | 1300746.4992 | 4247886.1825 | 72000 | 58.9984 | 11 | 2040 | 2040-11-01 |  | 2.1%
| 2040-12-01 | 3518102.001 | 1300746.4992 | 4818848.5002 | 74400 | 64.7695 | 12 | 2040 | 2040-12-01 |  | 2.1%
| 2041-01-01 | 3365774.3674 | 1327995.8145 | 4693770.182 | 74400 | 63.0883 | 14 | 2041 | 2041-01-01 |  | 2.1%
| 2041-02-01 | 2516124.9018 | 1327995.8145 | 3844120.7164 | 64882.7586 | 59.2472 | 15 | 2041 | 2041-02-01 |  | 2.1%
| 2041-03-01 | 2458809.2899 | 1327995.8145 | 3786805.1044 | 74400 | 50.8979 | 16 | 2041 | 2041-03-01 |  | 2.1%
| 2041-04-01 | 2178296.7386 | 1327995.8145 | 3506292.5532 | 72000 | 48.6985 | 17 | 2041 | 2041-04-01 |  | 2.1%
| 2041-05-01 | 1996676.7113 | 1327995.8145 | 3324672.5259 | 74400 | 44.6865 | 18 | 2041 | 2041-05-01 |  | 2.1%
| 2041-06-01 | 2540613.6599 | 1327995.8145 | 3868609.4744 | 72000 | 53.7307 | 19 | 2041 | 2041-06-01 |  | 2.1%
| 2041-07-01 | 3762628.3083 | 1327995.8145 | 5090624.1228 | 74400 | 68.4224 | 20 | 2041 | 2041-07-01 |  | 2.1%
| 2041-08-01 | 3860299.654 | 1327995.8145 | 5188295.4686 | 74400 | 69.7352 | 21 | 2041 | 2041-08-01 |  | 2.1%
| 2041-09-01 | 2912931.4216 | 1327995.8145 | 4240927.2362 | 72000 | 58.9018 | 22 | 2041 | 2041-09-01 |  | 2.1%
| 2041-10-01 | 3023372.0693 | 1327995.8145 | 4351367.8838 | 74400 | 58.4861 | 23 | 2041 | 2041-10-01 |  | 2.1%
| 2041-11-01 | 3009029.6167 | 1327995.8145 | 4337025.4312 | 72000 | 60.2365 | 24 | 2041 | 2041-11-01 |  | 2.1%
| 2041-12-01 | 3591982.1431 | 1327995.8145 | 4919977.9576 | 74400 | 66.1287 | 25 | 2041 | 2041-12-01 |  | 2.1%
| 2042-01-01 | 3436455.6292 | 1355932.8098 | 4792388.439 | 74400 | 64.4138 | 27 | 2042 | 2042-01-01 |  | 2.1%
| 2042-02-01 | 2568963.5248 | 1355932.8098 | 3924896.3346 | 64882.7586 | 60.4921 | 28 | 2042 | 2042-02-01 |  | 2.1%
| 2042-03-01 | 2510444.285 | 1355932.8098 | 3866377.0948 | 74400 | 51.9674 | 29 | 2042 | 2042-03-01 |  | 2.1%
| 2042-04-01 | 2224040.9701 | 1355932.8098 | 3579973.7799 | 72000 | 49.7219 | 30 | 2042 | 2042-04-01 |  | 2.1%
| 2042-05-01 | 2038606.9223 | 1355932.8098 | 3394539.7321 | 74400 | 45.6255 | 31 | 2042 | 2042-05-01 |  | 2.1%
| 2042-06-01 | 2593966.5467 | 1355932.8098 | 3949899.3565 | 72000 | 54.8597 | 32 | 2042 | 2042-06-01 |  | 2.1%
| 2042-07-01 | 3841643.5028 | 1355932.8098 | 5197576.3126 | 74400 | 69.8599 | 33 | 2042 | 2042-07-01 |  | 2.1%
| 2042-08-01 | 3941365.9468 | 1355932.8098 | 5297298.7565 | 74400 | 71.2003 | 34 | 2042 | 2042-08-01 |  | 2.1%
| 2042-09-01 | 2974102.9815 | 1355932.8098 | 4330035.7913 | 72000 | 60.1394 | 35 | 2042 | 2042-09-01 |  | 2.1%
| 2042-10-01 | 3086862.8828 | 1355932.8098 | 4442795.6925 | 74400 | 59.715 | 36 | 2042 | 2042-10-01 |  | 2.1%
| 2042-11-01 | 3072219.2386 | 1355932.8098 | 4428152.0484 | 72000 | 61.5021 | 37 | 2042 | 2042-11-01 |  | 2.1%
| 2042-12-01 | 3667413.7681 | 1355932.8098 | 5023346.5779 | 74400 | 67.5181 | 38 | 2042 | 2042-12-01 |  | 2.1%
| 2043-01-01 | 3508621.1974 | 0 | 3508621.1974 | 74400 | 47.1589 | 40 | 2043 | 2043-01-01 |  | 2.1%
| 2043-02-01 | 2622911.7588 | 0 | 2622911.7588 | 64882.7586 | 40.4254 | 41 | 2043 | 2043-02-01 |  | 2.1%
| 2043-03-01 | 2563163.615 | 0 | 2563163.615 | 74400 | 34.4511 | 42 | 2043 | 2043-03-01 |  | 2.1%
| 2043-04-01 | 2270745.8305 | 0 | 2270745.8305 | 72000 | 31.5381 | 43 | 2043 | 2043-04-01 |  | 2.1%
| 2043-05-01 | 2081417.6676 | 0 | 2081417.6676 | 74400 | 27.976 | 44 | 2043 | 2043-05-01 |  | 2.1%
| 2043-06-01 | 2648439.8442 | 0 | 2648439.8442 | 72000 | 36.7839 | 45 | 2043 | 2043-06-01 |  | 2.1%
| 2043-07-01 | 3922318.0163 | 0 | 3922318.0163 | 74400 | 52.7193 | 46 | 2043 | 2043-07-01 |  | 2.1%
| 2043-08-01 | 4024134.6316 | 0 | 4024134.6316 | 74400 | 54.0878 | 47 | 2043 | 2043-08-01 |  | 2.1%
| 2043-09-01 | 3036559.1441 | 0 | 3036559.1441 | 72000 | 42.1744 | 48 | 2043 | 2043-09-01 |  | 2.1%
| 2043-10-01 | 3151687.0033 | 0 | 3151687.0033 | 74400 | 42.3614 | 49 | 2043 | 2043-10-01 |  | 2.1%
| 2043-11-01 | 3136735.8427 | 0 | 3136735.8427 | 72000 | 43.5658 | 50 | 2043 | 2043-11-01 |  | 2.1%
| 2043-12-01 | 3744429.4572 | 0 | 3744429.4572 | 74400 | 50.3284 | 51 | 2043 | 2043-12-01 |  | 2.1%
| 2044-01-01 | 3585810.8637 | 0 | 3585810.8637 | 74400 | 48.1964 | 53 | 2044 | 2044-01-01 |  | 2.2%
| 2044-02-01 | 2680615.8175 | 0 | 2680615.8175 | 64882.7586 | 41.3148 | 54 | 2044 | 2044-02-01 |  | 2.2%
| 2044-03-01 | 2619553.2145 | 0 | 2619553.2145 | 74400 | 35.209 | 55 | 2044 | 2044-03-01 |  | 2.2%
| 2044-04-01 | 2320702.2388 | 0 | 2320702.2388 | 72000 | 32.232 | 56 | 2044 | 2044-04-01 |  | 2.2%
| 2044-05-01 | 2127208.8563 | 0 | 2127208.8563 | 74400 | 28.5915 | 57 | 2044 | 2044-05-01 |  | 2.2%
| 2044-06-01 | 2706705.5208 | 0 | 2706705.5208 | 72000 | 37.5931 | 58 | 2044 | 2044-06-01 |  | 2.2%
| 2044-07-01 | 4008609.0127 | 0 | 4008609.0127 | 74400 | 53.8792 | 59 | 2044 | 2044-07-01 |  | 2.2%
| 2044-08-01 | 4112665.5935 | 0 | 4112665.5935 | 74400 | 55.2778 | 60 | 2044 | 2044-08-01 |  | 2.2%
| 2044-09-01 | 3103363.4453 | 0 | 3103363.4453 | 72000 | 43.1023 | 61 | 2044 | 2044-09-01 |  | 2.2%
| 2044-10-01 | 3221024.1174 | 0 | 3221024.1174 | 74400 | 43.2933 | 62 | 2044 | 2044-10-01 |  | 2.2%
| 2044-11-01 | 3205744.0312 | 0 | 3205744.0312 | 72000 | 44.5242 | 63 | 2044 | 2044-11-01 |  | 2.2%
| 2044-12-01 | 3826806.9053 | 0 | 3826806.9053 | 74400 | 51.4356 | 64 | 2044 | 2044-12-01 |  | 2.2%
| 2045-01-01 | 3664698.7027 | 0 | 3664698.7027 | 74400 | 49.2567 | 66 | 2045 | 2045-01-01 |  | 2.2%
| 2045-02-01 | 2739589.3655 | 0 | 2739589.3655 | 64882.7586 | 42.2237 | 67 | 2045 | 2045-02-01 |  | 2.2%
| 2045-03-01 | 2677183.3852 | 0 | 2677183.3852 | 74400 | 35.9836 | 68 | 2045 | 2045-03-01 |  | 2.2%
| 2045-04-01 | 2371757.688 | 0 | 2371757.688 | 72000 | 32.9411 | 69 | 2045 | 2045-04-01 |  | 2.2%
| 2045-05-01 | 2174007.4512 | 0 | 2174007.4512 | 74400 | 29.2205 | 70 | 2045 | 2045-05-01 |  | 2.2%
| 2045-06-01 | 2766253.0422 | 0 | 2766253.0422 | 72000 | 38.4202 | 71 | 2045 | 2045-06-01 |  | 2.2%
| 2045-07-01 | 4096798.411 | 0 | 4096798.411 | 74400 | 55.0645 | 72 | 2045 | 2045-07-01 |  | 2.2%
| 2045-08-01 | 4203144.2366 | 0 | 4203144.2366 | 74400 | 56.4939 | 73 | 2045 | 2045-08-01 |  | 2.2%
| 2045-09-01 | 3171637.4411 | 0 | 3171637.4411 | 72000 | 44.0505 | 74 | 2045 | 2045-09-01 |  | 2.2%
| 2045-10-01 | 3291886.6479 | 0 | 3291886.6479 | 74400 | 44.2458 | 75 | 2045 | 2045-10-01 |  | 2.2%
| 2045-11-01 | 3276270.3999 | 0 | 3276270.3999 | 72000 | 45.5038 | 76 | 2045 | 2045-11-01 |  | 2.2%
[7 empty] | 77 | 1900 |  |  | #N/A

## Table 3 UT CP Wind_2023 (hidden)
Table 3
2019 IRP Utah Wind Resource
30% Capacity Factor
Year | Estimated Capital Cost | Fixed Capital Cost at Real Levelized Rate | Fixed O&M | Network Upgrade | Fixed Costs | PTC & Variable O&M | Total Resource Cost | Total Resource Costs | Total Fixed Cost
| $/kW | $/kW-yr | $/kW-yr | $/kW-yr | $/MWh | $/MWh | $/MWh | $/kW-yr | $/kW-yr
| (a) | (b) | (c) | (d) | (e) | (f) | (g) | (h) | (i)
2019 IRP Utah Wind Resource - 30% Capacity Factor
2016
2017
2018 | [5 empty] | 0 |  |  | 0
2019 | [5 empty] | 0 |  |  | 0
2020 | [5 empty] | 0 |  |  | 0
2021 | [5 empty] | 0 |  |  | 0
2022 | [5 empty] | 0 |  |  | 0
2023 | 1265.6232 | 87.3108 | 32.3333 | 1.468 | 46.8664 | -21.48 | 25.3864 | 65.6 | 121.1121
2024 |  | 89.41 | 33.0725 | 1.5 | 47.9771 | -21.48 | 26.4971 | 68.47 | 123.9825
2025 |  | 91.47 | 33.8261 | 1.53 | 49.0775 | -22.278 | 26.7995 | 69.26 | 126.8261
2026 |  | 93.57 | 34.5942 | 1.57 | 50.2028 | -22.278 | 27.9248 | 72.16 | 129.7342
2027 |  | 95.72 | 35.3768 | 1.61 | 51.3532 | -23.07 | 28.2832 | 73.09 | 132.7068
2028 |  | 97.92 | 36.1884 | 1.65 | 52.534 | -23.07 | 29.464 | 76.14 | 135.7584
2029 |  | 100.17 | 37.0145 | 1.69 | 53.7398 | -23.868 | 29.8718 | 77.19 | 138.8745
2030 |  | 102.37 | 37.8551 | 1.73 | 54.9319 | -24.666 | 30.2659 | 78.21 | 141.9551
2031 |  | 104.62 | 38.7246 | 1.77 | 56.1546 | -24.666 | 31.4886 | 81.37 | 145.1146
2032 |  | 106.92 | 39.6087 | 1.81 | 57.4022 | -25.458 | 31.9442 | 82.55 | 148.3387
2033 |  | 109.17 | 40.5072 | 1.85 | 58.636 | 0 | 58.636 | 151.53 | 151.5272
2034 |  | 111.46 | 41.4348 | 1.89 | 59.8966 | 0 | 59.8966 | 154.78 | 154.7848
2035 |  | 113.8 | 42.3768 | 1.93 | 61.1821 | 0 | 61.1821 | 158.11 | 158.1068
2036 |  | 116.19 | 43.3478 | 1.97 | 62.4982 | 0 | 62.4982 | 161.51 | 161.5078
2037 |  | 118.63 | 44.3333 | 2.01 | 63.8392 | 0 | 63.8392 | 164.97 | 164.9733
2038 |  | 121.12 | 45.3478 | 2.05 | 65.2108 | 0 | 65.2108 | 168.52 | 168.5178
2039 |  | 123.66 | 46.3 | 2.09 | 66.5777 | 0 | 66.5777 | 172.05 | 172.05
2040 |  | 126.26 | 47.27 | 2.13 | 67.9746 | 0 | 67.9746 | 175.66 | 175.66
2041 |  | 128.91 | 48.26 | 2.17 | 69.3987 | 0 | 69.3987 | 179.34 | 179.34
2042 |  | 131.62 | 49.27 | 2.22 | 70.8575 | 0 | 70.8575 | 183.11 | 183.11
2043 |  | 134.38 | 50.3 | 2.27 | 72.3435 | 0 | 72.3435 | 186.95 | 186.95
Sources, Inputs and Assumptions
Source: | (c)(f) | Plant Costs - 2019 IRP Update - Table 6.1 & 6.2
| (a) | Plant capacity cost
| (b) | = (a) x 0.0689863805027125
| (e) | = ((b) + (c)) / (8.76 x 29.5%)
| (g) | = (e) + (f)
| (i) | Plant Costs - 2019 IRP Update - Table 6.1 & 6.2
2019 IRP Utah Wind Resource - 30% Capacity Factor
| Wind | Cost and Input Assumptions
[11 empty] | COD | 2023
2018 $ | 1301.4979 | Plant capacity cost | [10 empty] | H3.US1_WD_CPProposed Station Capital Costs
2018 $ | 28.8022 | Fixed O&M, plus on-going capital cost | [7 empty] | 69 | MW | H3.US1_WD_CP | H3.US1_WD_CPProposed Station Fixed Costs
Wheeling ($ MWh)
2018 $ | 0 | Variable O&M
|  | Tax Credit $/MWh |  |  |  |  | First Year real levelized |  |  |  |  | H3.US1_WD_CP2023
2023$ | 1.468 | Network Upgrade ($/kw-yr) |  | Utah S, Transmission Integration 2023
| 6.899% | Payment Factor
| 29.5% | Capacity Factor
Company Official Inflation Forecast Dated September 30, 2019
| 2017 | 2% |  | 2026 | 2.3% |  | 2035 | 2.1%
| 2018 | 2.4% |  | 2027 | 2.3% |  | 2036 | 2.1%
| 2019 | 1.8% |  | 2028 | 2.3% |  | 2037 | 2.1%
| 2020 | 1.9% |  | 2029 | 2.3% |  | 2038 | 2.1%
| 2021 | 2% |  | 2030 | 2.2% |  | 2039 | 2.1%
| 2022 | 2.5% |  | 2031 | 2.2% |  | 2040 | 2.1%
| 2023 | 2.5% |  | 2032 | 2.2% |  | 2041 | 2.1%
| 2024 | 2.4% |  | 2033 | 2.1% |  | 2042 | 2.1%
| 2025 | 2.3% |  | 2034 | 2.1% |  | 2043 | 2.1%

## Table 3 WYAE Wind_2024 (hidden)
Table 3
2019 IRP Wyoming Wind Resource
44% Capacity Factor
Year | Estimated Capital Cost | Fixed Capital Cost at Real Levelized Rate | Fixed O&M | Network Upgrade | Fixed Costs | Variable O&M | 40% PTC | Total Resource Cost | Total Resource Costs | Total Fixed Cost
| $/kW | $/kW-yr | $/kW-yr | $/kW-yr | $/MWh | $/MWh | $/MWh | $/MWh | $/kW-yr | $/kW-yr
| (a) | (b) | (c) | (d) | (e) | (f) | (g) | (h) | (i) | (i)
2019 IRP Wyoming Wind Resource - 44% Capacity Factor
2016
2017
2018 | [9 empty] | 0
2019 | [9 empty] | 0
2020 | [9 empty] | 0
2021 | [9 empty] | 0
2022 | [9 empty] | 0
2023 | [9 empty] | 0
2024 | 1252.8729 | 86.4312 | 32.9698 | 47.8703 | 43.7956 |  | -20.48 | 23.3156 | 89.05 | 167.2713
2025 |  | 88.42 | 33.7302 | 48.97 | 44.8034 |  | -20.95 | 23.8534 | 91.1 | 171.1202
2026 |  | 90.45 | 34.4901 | 50.1 | 45.8297 |  | -21.43 | 24.3997 | 93.19 | 175.0401
2027 |  | 92.53 | 35.2802 | 51.25 | 46.8823 | 1 | -21.92 | 25.9623 | 99.16 | 179.0602
2028 |  | 94.66 | 36.0901 | 52.43 | 47.9609 | 1 | -22.42 | 26.5409 | 101.37 | 183.1801
2029 |  | 96.84 | 36.9099 | 53.64 | 49.0632 | 1 | -22.94 | 27.1232 | 103.59 | 187.3899
2030 |  | 98.97 | 37.75 | 54.82 | 50.1498 | 1 | -23.44 | 27.7098 | 105.83 | 191.54
2031 |  | 101.15 | 38.6099 | 56.03 | 51.2625 | 1 | -23.96 | 28.3025 | 108.1 | 195.7899
2032 |  | 103.38 | 39.4901 | 57.26 | 52.3989 | 1 | -24.49 | 28.9089 | 110.41 | 200.1301
2033 |  | 105.55 | 40.3901 | 58.46 | 53.5168 | 1 | -25 | 29.5168 | 112.74 | 204.4001
2034 |  | 107.77 | 41.3099 | 59.69 | 54.661 | 1 |  | 55.661 | 212.59 | 208.7699
2035 |  | 110.03 | 42.25 | 60.94 | 55.8261 | 1 |  | 56.8261 | 217.04 | 213.22
2036 |  | 112.34 | 43.2198 | 62.22 | 57.02 | 1 |  | 58.02 | 221.6 | 217.7798
2037 |  | 114.7 | 44.2 | 63.53 | 58.2375 | 1 |  | 59.2375 | 226.25 | 222.43
2038 |  | 117.11 | 45.2099 | 64.86 | 59.4811 | 1 |  | 60.4811 | 231 | 227.1799
2039 |  | 119.57 | 46.16 | 66.22 | 60.7301 | 1 |  | 61.7301 | 235.77 | 231.95
2040 |  | 122.08 | 47.13 | 67.61 | 62.0052 | 1 |  | 63.0052 | 240.64 | 236.82
2041 |  | 124.64 | 48.12 | 69.03 | 63.3064 | 1 |  | 64.3064 | 245.61 | 241.79
2042 |  | 127.26 | 49.13 | 70.48 | 64.6365 | 1 |  | 65.6365 | 250.69 | 246.87
2043 |  | 129.93 | 50.16 | 71.96 | 65.9927 | 1 |  | 66.9927 | 255.87 | 252.05
Sources, Inputs and Assumptions
Source: | (c)(f) | Plant Costs - 2019 IRP Update - Table 6.1 & 6.2
| (a) | Plant capacity cost
| (b) | = (a) x 0.0689863805027125
| (e) | = ((b) + (c)) / (8.76 x 43.6%)
| (h) | = (e) + (f) + (g)
| (i) | Plant Costs - 2019 IRP Update - Table 6.1 & 6.2
2019 IRP Wyoming Wind Resource - 44% Capacity Factor
| Wind | Cost and Input Assumptions
[12 empty] | COD | 2024
2018 $ | 1301.4979 | Plant capacity cost | [8 empty] | 1920 | MW | H4.AE1_WD | H4.AE1_WDProposed Station Capital Costs
2018 $ | 28.8022 | Fixed O&M, plus on-going capital cost | [11 empty] | H4.AE1_WDProposed Station Fixed Costs
|  | Wheeling ($ MWh) | [10 empty] | H4.AE1_WD2024 | H4.AE1_WDProposed Station Variable O&M Costs
2018 $ | 0.65 | Variable O&M |  | WY wind Tax
| -6.2214 | Tax Credit $/MWh | [5 empty] | First Year real levelized
2024$ | 47.8703 | Network Upgrade ($/kw-yr) |  | Aeolus_Wyoming - to - Utah S, Expansion
| 6.899% | Payment Factor
| 43.6% | Capacity Factor
Company Official Inflation Forecast Dated March 31, 2020
| 2017 | 2% |  | 2026 | 2.3% |  | 2035 | 2.1%
| 2018 | 2.4% |  | 2027 | 2.3% |  | 2036 | 2.1%
| 2019 | 1.8% |  | 2028 | 2.3% |  | 2037 | 2.1%
| 2020 | 1.9% |  | 2029 | 2.3% |  | 2038 | 2.1%
| 2021 | 2% |  | 2030 | 2.2% |  | 2039 | 2.1%
| 2022 | 2.5% |  | 2031 | 2.2% |  | 2040 | 2.1%
| 2023 | 2.5% |  | 2032 | 2.2% |  | 2041 | 2.1%
| 2024 | 2.4% |  | 2033 | 2.1% |  | 2042 | 2.1%
| 2025 | 2.3% |  | 2034 | 2.1% |  | 2043 | 2.1%

## Table 3 ID Wind_2030 (hidden)
Table 3
2019 IRP Idaho Wind Resource
37% Capacity Factor
Year | Estimated Capital Cost | Fixed Capital Cost at Real Levelized Rate | Fixed O&M | Network Upgrade | Fixed Costs | Variable O&M | Total Resource Cost | Total Resource Costs | Total Fixed Cost
| $/kW | $/kW-yr | $/kW-yr | $/kW-yr | $/MWh | $/MWh | $/MWh | $/kW-yr | $/kW-yr
| (a) | (b) | (c) | (d) | (e) | (f) | (g) | (h) | (i)
2019 IRP Idaho Wind Resource - 37% Capacity Factor
2016
2017
2018 | [5 empty] | 0 |  |  | 0
2019 | [5 empty] | 0 |  |  | 0
2020 | [5 empty] | 0 |  |  | 0
2021 | [5 empty] | 0 |  |  | 0
2022 | [5 empty] | 0 |  |  | 0
2023 | [5 empty] | 0 |  |  | 0
2024 | [5 empty] | 0 |  |  | 0
2025 | [5 empty] | 0 |  |  | 0
2026 | [5 empty] | 0 |  |  | 0
2027 | [5 empty] | 0 |  |  | 0
2028 | [5 empty] | 0 |  |  | 0
2029 | [5 empty] | 0 |  |  | 0
2030 | 1253.0638 | 86.4489 | 37.7491 | 12.0973 | 41.9375 | 0 | 41.9375 | 136.3 | 136.2953
2031 |  | 88.35 | 38.61 | 12.36 | 42.8682 | 0 | 42.8682 | 139.32 | 139.32
2032 |  | 90.29 | 39.4902 | 12.63 | 43.8191 | 0 | 43.8191 | 142.41 | 142.4102
2033 |  | 92.19 | 40.3896 | 12.9 | 44.7635 | 0 | 44.7635 | 145.48 | 145.4796
2034 |  | 94.13 | 41.3101 | 13.17 | 45.7268 | 0 | 45.7268 | 148.61 | 148.6101
2035 |  | 96.11 | 42.2499 | 13.45 | 46.7113 | 0 | 46.7113 | 151.81 | 151.8099
2036 |  | 98.13 | 43.2195 | 13.73 | 47.7174 | 0 | 47.7174 | 155.08 | 155.0795
2037 |  | 100.19 | 44.1997 | 14.02 | 48.742 | 0 | 48.742 | 158.41 | 158.4097
2038 |  | 102.29 | 45.2107 | 14.31 | 49.7885 | 0 | 49.7885 | 161.81 | 161.8107
2039 |  | 104.44 | 46.16 | 14.61 | 50.8345 | 0 | 50.8345 | 165.21 | 165.21
2040 |  | 106.63 | 47.13 | 14.92 | 51.9022 | 0 | 51.9022 | 168.68 | 168.68
2041 |  | 108.87 | 48.12 | 15.23 | 52.9914 | 0 | 52.9914 | 172.22 | 172.22
2042 |  | 111.16 | 49.13 | 15.55 | 54.1053 | 0 | 54.1053 | 175.84 | 175.84
2043 |  | 113.49 | 50.16 | 15.88 | 55.2407 | 0 | 55.2407 | 179.53 | 179.53
Sources, Inputs and Assumptions
Source: | (c)(f) | Plant Costs - 2019 IRP Update - Table 6.1 & 6.2
| (a) | Plant capacity cost
| (b) | = (a) x 0.06899
| (e) | = ((b) + (c)) / (8.76 x 37.1%)
| (g) | = (e) + (f)
| (i) | Plant Costs - 2019 IRP Update - Table 6.1 & 6.2
2019 IRP Idaho Wind Resource - 37% Capacity Factor
| Wind | Cost and Input Assumptions
[11 empty] | COD | 2030
2018 $ | 1358.4351 | Plant capacity cost | [10 empty] | H_.GO2_WDProposed Station Capital Costs
2018 $ | 28.8022 | Fixed O&M, plus on-going capital cost | [7 empty] | 470 | MW | H_.GO2_WD | H_.GO2_WDProposed Station Fixed Costs | Levelized | 0
|  | Wheeling ($ MWh) | [7 empty] | 569.6 | MW | L_.GO2_WD | L_.GO2_WDProposed Station Fixed Costs
2018 $ | 0 | Variable O&M | [10 empty] | H_.GO2_WDProposed Station Variable O&M Costs
|  | Tax Credit $/MWh |  |  |  |  | First Year real levelized |  |  |  |  | H_.GO2_WD2030 | L_.GO2_WDProposed Station Variable O&M Costs
2030$ | 12.0973 | Network Upgrade ($/kw-yr) |  | Goshen - to - Utah N, Expansion
| 6.899% | Payment Factor
| 37.1% | Capacity Factor
Company Official Inflation Forecast Dated March 31, 2020
| 2017 | 2% |  | 2026 | 2.3% |  | 2035 | 2.1%
| 2018 | 2.4% |  | 2027 | 2.3% |  | 2036 | 2.1%
| 2019 | 1.8% |  | 2028 | 2.3% |  | 2037 | 2.1%
| 2020 | 1.9% |  | 2029 | 2.3% |  | 2038 | 2.1%
| 2021 | 2% |  | 2030 | 2.2% |  | 2039 | 2.1%
| 2022 | 2.5% |  | 2031 | 2.2% |  | 2040 | 2.1%
| 2023 | 2.5% |  | 2032 | 2.2% |  | 2041 | 2.1%
| 2024 | 2.4% |  | 2033 | 2.1% |  | 2042 | 2.1%
| 2025 | 2.3% |  | 2034 | 2.1% |  | 2043 | 2.1%

## Table 3 PV wS UTS_2024 (hidden)
Table 3
2019 IRP Utah South Solar with Storage
33% Capacity Factor
Year | Estimated Capital Cost | Fixed Capital Cost at Real Levelized Rate | Fixed O&M | Network Upgrade | Fixed Costs | Variable O&M | Total Resource Cost | Total Resource Costs | Total Fixed Cost
| $/kW | $/kW-yr | $/kW-yr | $/kW-yr | $/MWh | $/MWh | $/MWh | $/kW-yr | $/kW-yr
| (a) | (b) | (c) | (d) | (e) | (f) | (g) | (h) | (i)
2019 IRP Utah South Solar with Storage - 33% Capacity Factor
2016
2017
2018 |  |  | 24.5706 |  |  | 0 |  |  | 24.5706
2019 |  |  | 25.01 |  |  | 0 |  |  | 25.01
2020 |  |  | 25.49 |  |  | 0 |  |  | 25.49
2021 |  |  | 26 |  |  | 0 |  |  | 26
2022 |  |  | 26.65 |  |  | 0 |  |  | 26.65
2023 |  |  | 27.32 |  |  | 0 |  |  | 27.32
2024 | 1230.0217 | 62.5466 | 27.98 | 1.5033 | 32.3252 | 0 | 32.3252 | 92.03 | 92.0299
2025 |  | 63.99 | 28.62 | 1.54 | 33.0699 | 0 | 33.0699 | 94.15 | 94.15
2026 |  | 65.46 | 29.28 | 1.58 | 33.8321 | 0 | 33.8321 | 96.32 | 96.32
2027 |  | 66.97 | 29.95 | 1.62 | 34.6119 | 0 | 34.6119 | 98.54 | 98.54
2028 |  | 68.51 | 30.64 | 1.66 | 35.4092 | 0 | 35.4092 | 100.81 | 100.81
2029 |  | 70.09 | 31.34 | 1.7 | 36.2241 | 0 | 36.2241 | 103.13 | 103.13
2030 |  | 71.63 | 32.03 | 1.74 | 37.0214 | 0 | 37.0214 | 105.4 | 105.4
2031 |  | 73.21 | 32.73 | 1.78 | 37.8363 | 0 | 37.8363 | 107.72 | 107.72
2032 |  | 74.82 | 33.45 | 1.82 | 38.6688 | 0 | 38.6688 | 110.09 | 110.09
2033 |  | 76.39 | 34.15 | 1.86 | 39.4802 | 0 | 39.4802 | 112.4 | 112.4
2034 |  | 77.99 | 34.87 | 1.9 | 40.3091 | 0 | 40.3091 | 114.76 | 114.76
2035 |  | 79.63 | 35.6 | 1.94 | 41.1556 | 0 | 41.1556 | 117.17 | 117.17
2036 |  | 81.3 | 36.35 | 1.98 | 42.0197 | 0 | 42.0197 | 119.63 | 119.63
2037 |  | 83.01 | 37.11 | 2.02 | 42.9013 | 0 | 42.9013 | 122.14 | 122.14
2038 |  | 84.75 | 37.89 | 2.06 | 43.8005 | 0 | 43.8005 | 124.7 | 124.7
2039 |  | 86.53 | 38.69 | 2.1 | 44.7208 | 0 | 44.7208 | 127.32 | 127.32
2040 |  | 88.35 | 39.5 | 2.14 | 45.6586 | 0 | 45.6586 | 129.99 | 129.99
2041 |  | 90.21 | 40.33 | 2.18 | 46.6175 | 0 | 46.6175 | 132.72 | 132.72
2042 |  | 92.1 | 41.18 | 2.23 | 47.5975 | 0 | 47.5975 | 135.51 | 135.51
2043 |  | 94.03 | 42.04 | 2.28 | 48.595 | 0 | 48.595 | 138.35 | 138.35
Sources, Inputs and Assumptions
Source: | (c)(f) | Plant Costs - 2019 IRP Update - Table 6.1 & 6.2
| (a) | Plant capacity cost
| (b) | = (a) x 0.05085
| (d) | = ((b) + (c)) / (8.76 x 32.5%)
| (g) | = (e) + (f)
| (h) | Plant Costs - 2019 IRP Update - Table 6.1 & 6.2
2019 IRP Utah South Solar with Storage - 33% Capacity Factor
| Wind | Cost and Input Assumptions
[11 empty] | COD | 2024
2018 $ | 1611.5125 | Plant capacity cost | [7 empty] | 230.8 | MW | L1.US1_PVS | L1.US1_PV | L1.US1_PVSProposed Station Capital Costs
2018 $ | 24.5706 | Fixed O&M, plus on-going capital cost | [11 empty] | L1.US1_PVSProposed Station Fixed Costs
|  | Wheeling ($ MWh) | [9 empty] | L1.US1_PVS2024 |  | L1.US1_PVSProposed Station Variable O&M Costs
2018 $ | 0 | Variable O&M | [9 empty] | Photovoltaic (Utility) 30% ITC
|  | Tax Credit $/MWh |  |  |  |  | First Year real levelized
2023$ | 1.468 | Network Upgrade ($/kw-yr) |  | Utah S, Transmission Integration 2023
| 5.085% | Payment Factor | includes 30% ITC
| 32.5% | Capacity Factor
Company Official Inflation Forecast Dated March 31, 2020
| 2017 | 2% |  | 2026 | 2.3% |  | 2035 | 2.1%
| 2018 | 2.4% |  | 2027 | 2.3% |  | 2036 | 2.1%
| 2019 | 1.8% |  | 2028 | 2.3% |  | 2037 | 2.1%
| 2020 | 1.9% |  | 2029 | 2.3% |  | 2038 | 2.1%
| 2021 | 2% |  | 2030 | 2.2% |  | 2039 | 2.1%
| 2022 | 2.5% |  | 2031 | 2.2% |  | 2040 | 2.1%
| 2023 | 2.5% |  | 2032 | 2.2% |  | 2041 | 2.1%
| 2024 | 2.4% |  | 2033 | 2.1% |  | 2042 | 2.1%
| 2025 | 2.3% |  | 2034 | 2.1% |  | 2043 | 2.1%

## Table 3 PV wS UTS_2030 (hidden)
Table 3
2019 IRP Utah South Solar with Storage
33% Capacity Factor
Year | Estimated Capital Cost | Fixed Capital Cost at Real Levelized Rate | Fixed O&M | Network Upgrade | Fixed Costs | Variable O&M | Total Resource Cost | Total Resource Costs | Total Fixed Cost
| $/kW | $/kW-yr | $/kW-yr | $/kW-yr | $/MWh | $/MWh | $/MWh | $/kW-yr | $/kW-yr
| (a) | (b) | (c) | (d) | (e) | (f) | (g) | (h) | (i)
2019 IRP Utah South Solar with Storage - 33% Capacity Factor
2018 |  |  | 24.5706 |  |  | 0 |  |  | 24.5706
2019 |  |  | 25.01 |  |  | 0 |  |  | 25.01
2020 |  |  | 25.49 |  |  | 0 |  |  | 25.49
2021 |  |  | 26 |  |  | 0 |  |  | 26
2022 |  |  | 26.65 |  |  | 0 |  |  | 26.65
2023 |  |  | 27.32 |  |  | 0 |  |  | 27.32
2024 |  |  | 27.98 |  |  | 0 |  |  | 27.98
2025 |  |  | 28.62 |  |  | 0 |  |  | 28.62
2026 |  |  | 29.28 |  |  | 0 |  |  | 29.28
2027 |  |  | 29.95 |  |  | 0 |  |  | 29.95
2028 |  |  | 30.64 |  |  | 0 |  |  | 30.64
2029 |  |  | 31.34 |  |  | 0 |  |  | 31.34
2030 | 1208.8 | 81.594 | 32.03 | 21.5773 | 47.489 | 0 | 47.489 | 135.2 | 135.2013
2031 |  | 83.39 | 32.73 | 22.05 | 48.5318 | 0 | 48.5318 | 138.17 | 138.17
2032 |  | 85.22 | 33.45 | 22.54 | 49.5996 | 0 | 49.5996 | 141.21 | 141.21
2033 |  | 87.01 | 34.15 | 23.01 | 50.6393 | 0 | 50.6393 | 144.17 | 144.17
2034 |  | 88.84 | 34.87 | 23.49 | 51.7035 | 0 | 51.7035 | 147.2 | 147.2
2035 |  | 90.71 | 35.6 | 23.98 | 52.7889 | 0 | 52.7889 | 150.29 | 150.29
2036 |  | 92.61 | 36.35 | 24.48 | 53.8953 | 0 | 53.8953 | 153.44 | 153.44
2037 |  | 94.55 | 37.11 | 24.99 | 55.0228 | 0 | 55.0228 | 156.65 | 156.65
2038 |  | 96.54 | 37.89 | 25.51 | 56.1784 | 0 | 56.1784 | 159.94 | 159.94
2039 |  | 98.57 | 38.69 | 26.05 | 57.3621 | 0 | 57.3621 | 163.31 | 163.31
2040 |  | 100.64 | 39.5 | 26.6 | 58.5669 | 0 | 58.5669 | 166.74 | 166.74
2041 |  | 102.75 | 40.33 | 27.16 | 59.7963 | 0 | 59.7963 | 170.24 | 170.24
2042 |  | 104.91 | 41.18 | 27.73 | 61.0537 | 0 | 61.0537 | 173.82 | 173.82
2043 |  | 107.11 | 42.04 | 28.31 | 62.3323 | 0 | 62.3323 | 177.46 | 177.46
Sources, Inputs and Assumptions
Source: | (c)(f) | Plant Costs - 2019 IRP Update - Table 6.1 & 6.2
| (a) | Plant capacity cost
| (b) | = (a) x 0.0675
| (e) | = ((b) + (c)) / (8.76 x 32.5%)
| (g) | = (e) + (f)
| (i) | Plant Costs - 2019 IRP Update - Table 6.1 & 6.2
2019 IRP Utah South Solar with Storage - 33% Capacity Factor
| Wind | Cost and Input Assumptions
[11 empty] | COD | 2030
2018 $ | 1611.5125 | Plant capacity cost | [7 empty] | 500 | MW | L_.US4_PVS | H_.US4_PVS | L_.US4_PVSProposed Station Capital Costs
2018 $ | 24.5706 | Fixed O&M, plus on-going capital cost | [11 empty] | L_.US4_PVSProposed Station Fixed Costs
|  | Wheeling ($ MWh) | [9 empty] | L_.US4_PVS2030 |  | L_.US4_PVSProposed Station Variable O&M Costs
2018 $ | 0 | Variable O&M | [9 empty] | Photovoltaic (Utility) 30% ITC
|  | Tax Credit $/MWh |  |  |  |  | First Year real levelized
2030$ | 21.5773 | Network Upgrade ($/kw-yr) |  | Utah S, Transmission Integration 2030
| 6.75% | Payment Factor | includes 30% ITC
| 32.5% | Capacity Factor
Company Official Inflation Forecast Dated March 31, 2020
| 2017 | 2% |  | 2026 | 2.3% |  | 2035 | 2.1%
| 2018 | 2.4% |  | 2027 | 2.3% |  | 2036 | 2.1%
| 2019 | 1.8% |  | 2028 | 2.3% |  | 2037 | 2.1%
| 2020 | 1.9% |  | 2029 | 2.3% |  | 2038 | 2.1%
| 2021 | 2% |  | 2030 | 2.2% |  | 2039 | 2.1%
| 2022 | 2.5% |  | 2031 | 2.2% |  | 2040 | 2.1%
| 2023 | 2.5% |  | 2032 | 2.2% |  | 2041 | 2.1%
| 2024 | 2.4% |  | 2033 | 2.1% |  | 2042 | 2.1%
| 2025 | 2.3% |  | 2034 | 2.1% |  | 2043 | 2.1%

## Table 3 PV wS JB_2024 (hidden)
Table 3
2019 IRP Jim Bridger Solar with Storage
30% Capacity Factor
Year | Estimated Capital Cost | Fixed Capital Cost at Real Levelized Rate | Fixed O&M | Network Upgrade | Fixed Costs | Variable O&M | Total Resource Cost | Total Resource Costs | Total Fixed Cost
| $/kW | $/kW-yr | $/kW-yr | $/kW-yr | $/MWh | $/MWh | $/MWh | $/kW-yr | $/kW-yr
| (a) | (b) | (c) | (d) | (e) | (f) | (g) | (h) | (i)
2019 IRP Jim Bridger Solar with Storage - 30% Capacity Factor
2016
2017
2018 |  |  | 24.5706 |  |  | 0 |  |  | 24.5706
2019 |  |  | 25.01 |  |  | 0 |  |  | 25.01
2020 |  |  | 25.49 |  |  | 0 |  |  | 25.49
2021 |  |  | 26 |  |  | 0 |  |  | 26
2022 |  |  | 26.65 |  |  | 0 |  |  | 26.65
2023 |  |  | 27.32 |  |  | 0 |  |  | 27.32
2024 | 1227.9633 | 62.4419 | 27.98 | 0 | 34.2928 | 0 | 34.2928 | 90.42 | 90.4219
2025 |  | 63.88 | 28.62 | 0 | 35.0809 | 0 | 35.0809 | 92.5 | 92.5
2026 |  | 65.35 | 29.28 | 0 | 35.8887 | 0 | 35.8887 | 94.63 | 94.63
2027 |  | 66.85 | 29.95 | 0 | 36.7117 | 0 | 36.7117 | 96.8 | 96.8
2028 |  | 68.39 | 30.64 | 0 | 37.5575 | 0 | 37.5575 | 99.03 | 99.03
2029 |  | 69.96 | 31.34 | 0 | 38.4184 | 0 | 38.4184 | 101.3 | 101.3
2030 |  | 71.5 | 32.03 | 0 | 39.2641 | 0 | 39.2641 | 103.53 | 103.53
2031 |  | 73.07 | 32.73 | 0 | 40.125 | 0 | 40.125 | 105.8 | 105.8
2032 |  | 74.68 | 33.45 | 0 | 41.0087 | 0 | 41.0087 | 108.13 | 108.13
2033 |  | 76.25 | 34.15 | 0 | 41.8696 | 0 | 41.8696 | 110.4 | 110.4
2034 |  | 77.85 | 34.87 | 0 | 42.7494 | 0 | 42.7494 | 112.72 | 112.72
2035 |  | 79.48 | 35.6 | 0 | 43.6445 | 0 | 43.6445 | 115.08 | 115.08
2036 |  | 81.15 | 36.35 | 0 | 44.5623 | 0 | 44.5623 | 117.5 | 117.5
2037 |  | 82.85 | 37.11 | 0 | 45.4952 | 0 | 45.4952 | 119.96 | 119.96
2038 |  | 84.59 | 37.89 | 0 | 46.4509 | 0 | 46.4509 | 122.48 | 122.48
2039 |  | 86.37 | 38.69 | 0 | 47.4294 | 0 | 47.4294 | 125.06 | 125.06
2040 |  | 88.18 | 39.5 | 0 | 48.4231 | 0 | 48.4231 | 127.68 | 127.68
2041 |  | 90.03 | 40.33 | 0 | 49.4395 | 0 | 49.4395 | 130.36 | 130.36
2042 |  | 91.92 | 41.18 | 0 | 50.4786 | 0 | 50.4786 | 133.1 | 133.1
2043 |  | 93.85 | 42.04 | 0 | 51.5367 | 0 | 51.5367 | 135.89 | 135.89
Sources, Inputs and Assumptions
Source: | (c)(f) | Plant Costs - 2019 IRP Update - Table 6.1 & 6.2
| (a) | Plant capacity cost
| (b) | = (a) x 0.05085
| (e) | = ((b) + (c)) / (8.76 x 30.1%)
| (g) | = (e) + (f)
| (i) | Plant Costs - 2019 IRP Update - Table 6.1 & 6.2
2019 IRP Jim Bridger Solar with Storage - 30% Capacity Factor
| Wind | Cost and Input Assumptions
[11 empty] | COD | 2024
2018 $ | 1608.8222 | Plant capacity cost | [7 empty] | 354 | MW | L1.JBB_PVS | L1.US1_PV | L1.JBB_PVSProposed Station Capital Costs
2018 $ | 24.5706 | Fixed O&M, plus on-going capital cost | [11 empty] | L1.JBB_PVSProposed Station Fixed Costs
|  | Wheeling ($ MWh) | [9 empty] | L1.JBB_PVS2024 |  | L1.JBB_PVSProposed Station Variable O&M Costs
2018 $ | 0 | Variable O&M | [9 empty] | Photovoltaic (Utility) 30% ITC
|  | Tax Credit $/MWh |  |  |  |  | First Year real levelized
2024$ | 0 | Network Upgrade ($/kw-yr) |  | Bridger - to - Bridger West, Recovered Transmission 2024
| 5.085% | Payment Factor | includes 30% ITC
| 30.1% | Capacity Factor
Company Official Inflation Forecast Dated March 31, 2020
| 2017 | 2% |  | 2026 | 2.3% |  | 2035 | 2.1%
| 2018 | 2.4% |  | 2027 | 2.3% |  | 2036 | 2.1%
| 2019 | 1.8% |  | 2028 | 2.3% |  | 2037 | 2.1%
| 2020 | 1.9% |  | 2029 | 2.3% |  | 2038 | 2.1%
| 2021 | 2% |  | 2030 | 2.2% |  | 2039 | 2.1%
| 2022 | 2.5% |  | 2031 | 2.2% |  | 2040 | 2.1%
| 2023 | 2.5% |  | 2032 | 2.2% |  | 2041 | 2.1%
| 2024 | 2.4% |  | 2033 | 2.1% |  | 2042 | 2.1%
| 2025 | 2.3% |  | 2034 | 2.1% |  | 2043 | 2.1%

## Table 3 PV wS JB_2029 (hidden)
Table 3
2019 IRP Jim Bridger Solar with Storage
30% Capacity Factor
Year | Estimated Capital Cost | Fixed Capital Cost at Real Levelized Rate | Fixed O&M | Network Upgrade | Fixed Costs | Variable O&M | Total Resource Cost | Total Resource Costs | Total Fixed Cost
| $/kW | $/kW-yr | $/kW-yr | $/kW-yr | $/MWh | $/MWh | $/MWh | $/kW-yr | $/kW-yr
| (a) | (b) | (c) | (d) | (e) | (f) | (g) | (h) | (i)
2019 IRP Jim Bridger Solar with Storage - 30% Capacity Factor
2016
2017
2018 |  |  | 24.5706 |  |  | 0 |  |  | 24.5706
2019 |  |  | 25.01 |  |  | 0 |  |  | 25.01
2020 |  |  | 25.49 |  |  | 0 |  |  | 25.49
2021 |  |  | 26 |  |  | 0 |  |  | 26
2022 |  |  | 26.65 |  |  | 0 |  |  | 26.65
2023 |  |  | 27.32 |  |  | 0 |  |  | 27.32
2024 |  |  | 27.98 |  |  | 0 |  |  | 27.98
2025 |  |  | 28.62 |  |  | 0 |  |  | 28.62
2026 |  |  | 29.28 |  |  | 0 |  |  | 29.28
2027 |  |  | 29.95 |  |  | 0 |  |  | 29.95
2028 |  |  | 30.64 |  |  | 0 |  |  | 30.64
2029 | 1210.0083 | 61.5289 | 31.34 | 0 | 35.2208 | 0 | 35.2208 | 92.87 | 92.8689
2030 |  | 62.88 | 32.03 | 0 | 35.9949 | 0 | 35.9949 | 94.91 | 94.91
2031 |  | 64.26 | 32.73 | 0 | 36.7838 | 0 | 36.7838 | 96.99 | 96.99
2032 |  | 65.67 | 33.45 | 0 | 37.5916 | 0 | 37.5916 | 99.12 | 99.12
2033 |  | 67.05 | 34.15 | 0 | 38.3804 | 0 | 38.3804 | 101.2 | 101.2
2034 |  | 68.46 | 34.87 | 0 | 39.1882 | 0 | 39.1882 | 103.33 | 103.33
2035 |  | 69.9 | 35.6 | 0 | 40.0112 | 0 | 40.0112 | 105.5 | 105.5
2036 |  | 71.37 | 36.35 | 0 | 40.8532 | 0 | 40.8532 | 107.72 | 107.72
2037 |  | 72.87 | 37.11 | 0 | 41.7103 | 0 | 41.7103 | 109.98 | 109.98
2038 |  | 74.4 | 37.89 | 0 | 42.5864 | 0 | 42.5864 | 112.29 | 112.29
2039 |  | 75.96 | 38.69 | 0 | 43.4814 | 0 | 43.4814 | 114.65 | 114.65
2040 |  | 77.56 | 39.5 | 0 | 44.3954 | 0 | 44.3954 | 117.06 | 117.06
2041 |  | 79.19 | 40.33 | 0 | 45.3284 | 0 | 45.3284 | 119.52 | 119.52
2042 |  | 80.85 | 41.18 | 0 | 46.2803 | 0 | 46.2803 | 122.03 | 122.03
2043 |  | 82.55 | 42.04 | 0 | 47.2512 | 0 | 47.2512 | 124.59 | 124.59
Sources, Inputs and Assumptions
Source: | (c)(f) | Plant Costs - 2019 IRP Update - Table 6.1 & 6.2
| (a) | Plant capacity cost
| (b) | = (a) x 0.05085
| (e) | = ((b) + (c)) / (8.76 x 30.1%)
| (g) | = (e) + (f)
| (i) | Plant Costs - 2019 IRP Update - Table 6.1 & 6.2
2019 IRP Jim Bridger Solar with Storage - 30% Capacity Factor
| Wind | Cost and Input Assumptions
[11 empty] | COD | 2029
2018 $ | 1608.8222 | Plant capacity cost | [7 empty] | 359.4 | MW | L_.JBB_PVS | L1.US1_PV | L_.JBB_PVSProposed Station Capital Costs
2018 $ | 24.5706 | Fixed O&M, plus on-going capital cost | [11 empty] | L_.JBB_PVSProposed Station Fixed Costs
|  | Wheeling ($ MWh) | [9 empty] | L_.JBB_PVS2029 |  | L_.JBB_PVSProposed Station Variable O&M Costs
2018 $ | 0 | Variable O&M | [9 empty] | Photovoltaic (Utility) 30% ITC
|  | Tax Credit $/MWh |  |  |  |  | First Year real levelized
2029$ | 0 | Network Upgrade ($/kw-yr) |  | Bridger - to - Bridger West, Recovered Transmission 2029
| 5.085% | Payment Factor | includes 30% ITC
| 30.1% | Capacity Factor
Company Official Inflation Forecast Dated March 31, 2020
| 2017 | 2% |  | 2026 | 2.3% |  | 2035 | 2.1%
| 2018 | 2.4% |  | 2027 | 2.3% |  | 2036 | 2.1%
| 2019 | 1.8% |  | 2028 | 2.3% |  | 2037 | 2.1%
| 2020 | 1.9% |  | 2029 | 2.3% |  | 2038 | 2.1%
| 2021 | 2% |  | 2030 | 2.2% |  | 2039 | 2.1%
| 2022 | 2.5% |  | 2031 | 2.2% |  | 2040 | 2.1%
| 2023 | 2.5% |  | 2032 | 2.2% |  | 2041 | 2.1%
| 2024 | 2.4% |  | 2033 | 2.1% |  | 2042 | 2.1%
| 2025 | 2.3% |  | 2034 | 2.1% |  | 2043 | 2.1%

## Table 3 PV wS SO_2024 (hidden)
Table 3
2019 IRP Southen Oregon Solar with Storage
30% Capacity Factor
Year | Estimated Capital Cost | Fixed Capital Cost at Real Levelized Rate | Fixed O&M | Network Upgrade | Fixed Costs | Variable O&M | Total Resource Cost | Total Resource Costs | Total Fixed Cost
| $/kW | $/kW-yr | $/kW-yr | $/kW-yr | $/MWh | $/MWh | $/MWh | $/kW-yr | $/kW-yr
| (a) | (b) | (c) | (d) | (e) | (f) | (g) | (h) | (i)
2019 IRP Southen Oregon Solar with Storage - 30% Capacity Factor
2016
2017
2018 |  |  | 24.5706 |  |  | 0 |  |  | 24.5706
2019 |  |  | 25.01 |  |  | 0 |  |  | 25.01
2020 |  |  | 25.49 |  |  | 0 |  |  | 25.49
2021 |  |  | 26 |  |  | 0 |  |  | 26
2022 |  |  | 26.65 |  |  | 0 |  |  | 26.65
2023 |  |  | 27.32 |  |  | 0 |  |  | 27.32
2024 | 1296.5513 | 65.9296 | 27.98 | 0 | 36.0952 | 0 | 36.0952 | 93.91 | 93.9096
2025 |  | 67.45 | 28.62 | 0 | 36.9256 | 0 | 36.9256 | 96.07 | 96.07
2026 |  | 69 | 29.28 | 0 | 37.775 | 0 | 37.775 | 98.28 | 98.28
2027 |  | 70.59 | 29.95 | 0 | 38.6437 | 0 | 38.6437 | 100.54 | 100.54
2028 |  | 72.21 | 30.64 | 0 | 39.5315 | 0 | 39.5315 | 102.85 | 102.85
2029 |  | 73.87 | 31.34 | 0 | 40.4386 | 0 | 40.4386 | 105.21 | 105.21
2030 |  | 75.5 | 32.03 | 0 | 41.3304 | 0 | 41.3304 | 107.53 | 107.53
2031 |  | 77.16 | 32.73 | 0 | 42.2374 | 0 | 42.2374 | 109.89 | 109.89
2032 |  | 78.86 | 33.45 | 0 | 43.1676 | 0 | 43.1676 | 112.31 | 112.31
2033 |  | 80.52 | 34.15 | 0 | 44.0747 | 0 | 44.0747 | 114.67 | 114.67
2034 |  | 82.21 | 34.87 | 0 | 45.001 | 0 | 45.001 | 117.08 | 117.08
2035 |  | 83.94 | 35.6 | 0 | 45.9465 | 0 | 45.9465 | 119.54 | 119.54
2036 |  | 85.7 | 36.35 | 0 | 46.9113 | 0 | 46.9113 | 122.05 | 122.05
2037 |  | 87.5 | 37.11 | 0 | 47.8952 | 0 | 47.8952 | 124.61 | 124.61
2038 |  | 89.34 | 37.89 | 0 | 48.9023 | 0 | 48.9023 | 127.23 | 127.23
2039 |  | 91.22 | 38.69 | 0 | 49.9324 | 0 | 49.9324 | 129.91 | 129.91
2040 |  | 93.14 | 39.5 | 0 | 50.9817 | 0 | 50.9817 | 132.64 | 132.64
2041 |  | 95.1 | 40.33 | 0 | 52.054 | 0 | 52.054 | 135.43 | 135.43
2042 |  | 97.1 | 41.18 | 0 | 53.1495 | 0 | 53.1495 | 138.28 | 138.28
2043 |  | 99.14 | 42.04 | 0 | 54.2641 | 0 | 54.2641 | 141.18 | 141.18
Sources, Inputs and Assumptions
Source: | (c)(f) | Plant Costs - 2019 IRP Update - Table 6.1 & 6.2
| (a) | Plant capacity cost
| (b) | = (a) x 0.05085
| (e) | = ((b) + (c)) / (8.76 x 29.7%)
| (g) | = (e) + (f)
| (i) | Plant Costs - 2019 IRP Update - Table 6.1 & 6.2
2019 IRP Southen Oregon Solar with Storage - 30% Capacity Factor
| Wind | Cost and Input Assumptions
[11 empty] | COD | 2024
2018 $ | 1698.6767 | Plant capacity cost | [7 empty] | 442.2 | MW | H1.SO1_PVS | L1.US1_PV | H1.SO1_PVSProposed Station Capital Costs
2018 $ | 24.5706 | Fixed O&M, plus on-going capital cost | [7 empty] | 57.8 | MW | L1.SO1_PVS |  | H1.SO1_PVSProposed Station Fixed Costs
|  | Wheeling ($ MWh) | [9 empty] | H1.SO1_PVS2024 |  | H1.SO1_PVSProposed Station Variable O&M Costs
2018 $ | 0 | Variable O&M | [9 empty] | Photovoltaic (Utility) 30% ITC
|  | Tax Credit $/MWh |  |  |  |  | First Year real levelized
- | 0 | Network Upgrade ($/kw-yr) |  | n/a
| 5.085% | Payment Factor | includes 30% ITC
| 29.7% | Capacity Factor
Company Official Inflation Forecast Dated March 31, 2020
| 2017 | 2% |  | 2026 | 2.3% |  | 2035 | 2.1%
| 2018 | 2.4% |  | 2027 | 2.3% |  | 2036 | 2.1%
| 2019 | 1.8% |  | 2028 | 2.3% |  | 2037 | 2.1%
| 2020 | 1.9% |  | 2029 | 2.3% |  | 2038 | 2.1%
| 2021 | 2% |  | 2030 | 2.2% |  | 2039 | 2.1%
| 2022 | 2.5% |  | 2031 | 2.2% |  | 2040 | 2.1%
| 2023 | 2.5% |  | 2032 | 2.2% |  | 2041 | 2.1%
| 2024 | 2.4% |  | 2033 | 2.1% |  | 2042 | 2.1%
| 2025 | 2.3% |  | 2034 | 2.1% |  | 2043 | 2.1%

## Table 3 PV wS YK_2024 (hidden)
Table 3
2019 IRP Southen Oregon Solar with Storage
26% Capacity Factor
Year | Estimated Capital Cost | Fixed Capital Cost at Real Levelized Rate | Fixed O&M | Network Upgrade | Fixed Costs | Variable O&M | Total Resource Cost | Total Resource Costs | Total Fixed Cost
| $/kW | $/kW-yr | $/kW-yr | $/kW-yr | $/MWh | $/MWh | $/MWh | $/kW-yr | $/kW-yr
| (a) | (b) | (c) | (d) | (e) | (f) | (g) | (h) | (i)
2019 IRP Southen Oregon Solar with Storage - 26% Capacity Factor
2016
2017
2018 |  |  | 24.5706 |  |  | 0 |  |  | 24.5706
2019 |  |  | 25.01 |  |  | 0 |  |  | 25.01
2020 |  |  | 25.49 |  |  | 0 |  |  | 25.49
2021 |  |  | 26 |  |  | 0 |  |  | 26
2022 |  |  | 26.65 |  |  | 0 |  |  | 26.65
2023 |  |  | 27.32 |  |  | 0 |  |  | 27.32
2024 | 1295.086 | 65.8551 | 27.98 | 0.39132 | 41.3709 | 0 | 41.3709 | 94.23 | 94.2264
2025 |  | 67.37 | 28.62 | 0.4 | 42.3209 | 0 | 42.3209 | 96.39 | 96.39
2026 |  | 68.92 | 29.28 | 0.41 | 43.2956 | 0 | 43.2956 | 98.61 | 98.61
2027 |  | 70.51 | 29.95 | 0.42 | 44.2922 | 0 | 44.2922 | 100.88 | 100.88
2028 |  | 72.13 | 30.64 | 0.43 | 45.3109 | 0 | 45.3109 | 103.2 | 103.2
2029 |  | 73.79 | 31.34 | 0.44 | 46.3514 | 0 | 46.3514 | 105.57 | 105.57
2030 |  | 75.41 | 32.03 | 0.45 | 47.37 | 0 | 47.37 | 107.89 | 107.89
2031 |  | 77.07 | 32.73 | 0.46 | 48.4106 | 0 | 48.4106 | 110.26 | 110.26
2032 |  | 78.77 | 33.45 | 0.47 | 49.4775 | 0 | 49.4775 | 112.69 | 112.69
2033 |  | 80.42 | 34.15 | 0.48 | 50.5137 | 0 | 50.5137 | 115.05 | 115.05
2034 |  | 82.11 | 34.87 | 0.49 | 51.5762 | 0 | 51.5762 | 117.47 | 117.47
2035 |  | 83.83 | 35.6 | 0.5 | 52.6563 | 0 | 52.6563 | 119.93 | 119.93
2036 |  | 85.59 | 36.35 | 0.51 | 53.7627 | 0 | 53.7627 | 122.45 | 122.45
2037 |  | 87.39 | 37.11 | 0.52 | 54.8911 | 0 | 54.8911 | 125.02 | 125.02
2038 |  | 89.23 | 37.89 | 0.53 | 56.0458 | 0 | 56.0458 | 127.65 | 127.65
2039 |  | 91.1 | 38.69 | 0.54 | 57.2225 | 0 | 57.2225 | 130.33 | 130.33
2040 |  | 93.01 | 39.5 | 0.55 | 58.4211 | 0 | 58.4211 | 133.06 | 133.06
2041 |  | 94.96 | 40.33 | 0.56 | 59.6461 | 0 | 59.6461 | 135.85 | 135.85
2042 |  | 96.95 | 41.18 | 0.57 | 60.8974 | 0 | 60.8974 | 138.7 | 138.7
2043 |  | 98.99 | 42.04 | 0.58 | 62.1751 | 0 | 62.1751 | 141.61 | 141.61
Sources, Inputs and Assumptions
Source: | (c)(f) | Plant Costs - 2019 IRP Update - Table 6.1 & 6.2
| (a) | Plant capacity cost
| (b) | = (a) x 0.05085
| (e) | = ((b) + (c)) / (8.76 x 26.0%)
| (g) | = (e) + (f)
| (i) | Plant Costs - 2019 IRP Update - Table 6.1 & 6.2
2019 IRP Southen Oregon Solar with Storage - 26% Capacity Factor
| Wind | Cost and Input Assumptions
[11 empty] | COD | 2024
2018 $ | 1696.7442 | Plant capacity cost | [7 empty] | 395.2 | MW | L1.YK1_PVS | L1.US1_PV | L1.YK1_PVSProposed Station Capital Costs
2018 $ | 24.5706 | Fixed O&M, plus on-going capital cost | [8 empty] | MW |  |  | L1.YK1_PVSProposed Station Fixed Costs
|  | Wheeling ($ MWh) | [9 empty] | L1.YK1_PVS2024 |  | L1.YK1_PVSProposed Station Variable O&M Costs
2018 $ | 0 | Variable O&M | [9 empty] | Photovoltaic (Utility) 30% ITC
|  | Tax Credit $/MWh |  |  |  |  | First Year real levelized
2024$ | 0.39132 | Network Upgrade ($/kw-yr) |  | Yakima, Transmission Integration
| 5.085% | Payment Factor | includes 30% ITC
| 26% | Capacity Factor
Company Official Inflation Forecast Dated March 31, 2020
| 2017 | 2% |  | 2026 | 2.3% |  | 2035 | 2.1%
| 2018 | 2.4% |  | 2027 | 2.3% |  | 2036 | 2.1%
| 2019 | 1.8% |  | 2028 | 2.3% |  | 2037 | 2.1%
| 2020 | 1.9% |  | 2029 | 2.3% |  | 2038 | 2.1%
| 2021 | 2% |  | 2030 | 2.2% |  | 2039 | 2.1%
| 2022 | 2.5% |  | 2031 | 2.2% |  | 2040 | 2.1%
| 2023 | 2.5% |  | 2032 | 2.2% |  | 2041 | 2.1%
| 2024 | 2.4% |  | 2033 | 2.1% |  | 2042 | 2.1%
| 2025 | 2.3% |  | 2034 | 2.1% |  | 2043 | 2.1%

## Table 3 PV wS UTN_2024 (hidden)
Table 3
2019 IRP Utah North Solar with Storage
30% Capacity Factor
Year | Estimated Capital Cost | Fixed Capital Cost at Real Levelized Rate | Fixed O&M | Network Upgrade | Fixed Costs | Variable O&M | Total Resource Cost | Total Resource Costs | Total Fixed Cost
| $/kW | $/kW-yr | $/kW-yr | $/kW-yr | $/MWh | $/MWh | $/MWh | $/kW-yr | $/kW-yr
| (a) | (b) | (c) | (d) | (e) | (f) | (g) | (h) | (i)
2019 IRP Utah North Solar with Storage - 30% Capacity Factor
2016
2017
2018 |  |  | 24.5706 |  |  | 0 |  |  | 24.5706
2019 |  |  | 25.01 |  |  | 0 |  |  | 25.01
2020 |  |  | 25.49 |  |  | 0 |  |  | 25.49
2021 |  |  | 26 |  |  | 0 |  |  | 26
2022 |  |  | 26.65 |  |  | 0 |  |  | 26.65
2023 |  |  | 27.32 |  |  | 0 |  |  | 27.32
2024 | 1230.0205 | 62.5465 | 27.98 | 2.5818 | 35.3117 | 0 | 35.3117 | 93.11 | 93.1084
2025 |  | 63.99 | 28.62 | 2.64 | 36.1239 | 0 | 36.1239 | 95.25 | 95.25
2026 |  | 65.46 | 29.28 | 2.7 | 36.9544 | 0 | 36.9544 | 97.44 | 97.44
2027 |  | 66.97 | 29.95 | 2.76 | 37.804 | 0 | 37.804 | 99.68 | 99.68
2028 |  | 68.51 | 30.64 | 2.82 | 38.6725 | 0 | 38.6725 | 101.97 | 101.97
2029 |  | 70.09 | 31.34 | 2.88 | 39.5599 | 0 | 39.5599 | 104.31 | 104.31
2030 |  | 71.63 | 32.03 | 2.94 | 40.4284 | 0 | 40.4284 | 106.6 | 106.6
2031 |  | 73.21 | 32.73 | 3 | 41.3159 | 0 | 41.3159 | 108.94 | 108.94
2032 |  | 74.82 | 33.45 | 3.07 | 42.2261 | 0 | 42.2261 | 111.34 | 111.34
2033 |  | 76.39 | 34.15 | 3.13 | 43.1097 | 0 | 43.1097 | 113.67 | 113.67
2034 |  | 77.99 | 34.87 | 3.2 | 44.0161 | 0 | 44.0161 | 116.06 | 116.06
2035 |  | 79.63 | 35.6 | 3.27 | 44.9415 | 0 | 44.9415 | 118.5 | 118.5
2036 |  | 81.3 | 36.35 | 3.34 | 45.8859 | 0 | 45.8859 | 120.99 | 120.99
2037 |  | 83.01 | 37.11 | 3.41 | 46.8492 | 0 | 46.8492 | 123.53 | 123.53
2038 |  | 84.75 | 37.89 | 3.48 | 47.8314 | 0 | 47.8314 | 126.12 | 126.12
2039 |  | 86.53 | 38.69 | 3.55 | 48.8365 | 0 | 48.8365 | 128.77 | 128.77
2040 |  | 88.35 | 39.5 | 3.62 | 49.8604 | 0 | 49.8604 | 131.47 | 131.47
2041 |  | 90.21 | 40.33 | 3.7 | 50.911 | 0 | 50.911 | 134.24 | 134.24
2042 |  | 92.1 | 41.18 | 3.78 | 51.9805 | 0 | 51.9805 | 137.06 | 137.06
2043 |  | 94.03 | 42.04 | 3.86 | 53.0689 | 0 | 53.0689 | 139.93 | 139.93
2044 |  | 94.03 | 42.04 | 3.86 | 53.0689 | 0 | 53.0689 | 139.93 | 139.93
2045 |  | 94.03 | 42.04 | 3.86 | 53.0689 | 0 | 53.0689 | 139.93 | 139.93
2046 |  | 94.03 | 42.04 | 3.86 | 53.0689 | 0 | 53.0689 | 139.93 | 139.93
2047 |  | 94.03 | 42.04 | 3.86 | 53.0689 | 0 | 53.0689 | 139.93 | 139.93
Sources, Inputs and Assumptions
Source: | (c)(f) | Plant Costs - 2019 IRP Update - Table 6.1 & 6.2
| (a) | Plant capacity cost
| (b) | = (a) x 0.05085
| (e) | = ((b) + (c)) / (8.76 x 30.1%)
| (g) | = (e) + (f)
| (i) | Plant Costs - 2019 IRP Update - Table 6.1 & 6.2
2019 IRP Utah North Solar with Storage - 30% Capacity Factor
| Wind | Cost and Input Assumptions
[11 empty] | COD | 2024
2018 $ | 1608.8222 | Plant capacity cost | [7 empty] | 342.2 | MW | L1.UN1_PVS | L1.US1_PV | L1.UN1_PVSProposed Station Capital Costs
2018 $ | 24.5706 | Fixed O&M, plus on-going capital cost | [11 empty] | L1.UN1_PVSProposed Station Fixed Costs
|  | Wheeling ($ MWh) | [9 empty] | L1.UN1_PVS2024 |  | L1.UN1_PVSProposed Station Variable O&M Costs
2018 $ | 0 | Variable O&M | [9 empty] | Photovoltaic (Utility) 30% ITC
|  | Tax Credit $/MWh |  |  |  |  | First Year real levelized
2024$ | 2.5818 | Network Upgrade ($/kw-yr) |  | Utah N, Transmission Integration
| 5.085% | Payment Factor | includes 30% ITC
| 30.1% | Capacity Factor
Company Official Inflation Forecast Dated March 31, 2020
| 2017 | 2% |  | 2026 | 2.3% |  | 2035 | 2.1%
| 2018 | 2.4% |  | 2027 | 2.3% |  | 2036 | 2.1%
| 2019 | 1.8% |  | 2028 | 2.3% |  | 2037 | 2.1%
| 2020 | 1.9% |  | 2029 | 2.3% |  | 2038 | 2.1%
| 2021 | 2% |  | 2030 | 2.2% |  | 2039 | 2.1%
| 2022 | 2.5% |  | 2031 | 2.2% |  | 2040 | 2.1%
| 2023 | 2.5% |  | 2032 | 2.2% |  | 2041 | 2.1%
| 2024 | 2.4% |  | 2033 | 2.1% |  | 2042 | 2.1%
| 2025 | 2.3% |  | 2034 | 2.1% |  | 2043 | 2.1%
[7 empty] | 2044 | 2.2%
[7 empty] | 2045 | 2.2%
[7 empty] | 2046 | 2.1%
[7 empty] | 2047 | 2.1%

## Table 3 185 MW (NTN) 2026)
Appendix B
Table 3
2019 IRP SCCT Resource Costs
Naughton - 185 MW - SCCT Frame "F" x1 - East Side Resource (6,050')
Year | Estimated Capital Cost | Fixed Capital Cost at Real Levelized Rate | Fixed O&M | Variable O&M | Total O&M at Expected CF | Total Resource Fixed Costs | Fuel Cost | Total Resource Energy Cost | Total Resource Costs | Total Fixed Cost
| $/kW | $/kW-yr | $/kW-yr | $/MWh | $/kW-yr | $/kW-yr | $/MMBtu | $/MWh | $/MWh | $/kW-yr
| (a) | (b) | (c) | (d) | (e) | (f) | (g) | (h) | (i) | (i)
Naughton - 185 MW - SCCT Frame "F" x1 - East Side Resource (6,050')
2016
2017 | [9 empty] | 0
2018 |  |  |  | 7.76 | [5 empty] | 7.76
2019 |  |  |  | 7.9 | [5 empty] | 7.9
2020 |  |  |  | 8.05 | [5 empty] | 8.05
2021 |  |  |  | 8.21 | [5 empty] | 8.21
2022 |  |  |  | 8.42 | [5 empty] | 8.42
2023 |  |  |  | 8.63 | [5 empty] | 8.63
2024 |  |  |  | 8.84 | [5 empty] | 8.84
2025 |  |  |  | 9.04 | [5 empty] | 9.04
2026 | 718.6641 | 50.01 | 38.0533 | 9.25 | 64.79 | 114.8 | 2.69 | 26.32 | 66.03 | 112.0933
2027 |  | 51.16 | 38.93 | 9.46 | 66.28 | 117.44 | 2.95 | 28.87 | 69.5 | 114.67
2028 |  | 52.34 | 39.83 | 9.68 | 67.81 | 120.15 | 3.21 | 31.41 | 72.97 | 117.32
2029 |  | 53.54 | 40.75 | 9.9 | 69.37 | 122.91 | 3.44 | 33.66 | 76.18 | 120.02
2030 |  | 54.72 | 41.65 | 10.12 | 70.9 | 125.62 | 3.68 | 36.01 | 79.47 | 122.67
2031 |  | 55.92 | 42.57 | 10.34 | 72.46 | 128.38 | 3.86 | 37.77 | 82.18 | 125.37
2032 |  | 57.15 | 43.51 | 10.57 | 74.07 | 131.22 | 4.05 | 39.63 | 85.02 | 128.15
2033 |  | 58.35 | 44.42 | 10.79 | 75.61 | 133.96 | 4.23 | 41.39 | 87.73 | 130.82
2034 |  | 59.58 | 45.35 | 11.02 | 77.21 | 136.79 | 4.44 | 43.45 | 90.77 | 133.58
2035 |  | 60.83 | 46.3 | 11.25 | 78.82 | 139.65 | 4.67 | 45.7 | 94.01 | 136.37
2036 |  | 62.11 | 47.27 | 11.49 | 80.49 | 142.6 | 4.86 | 47.56 | 96.89 | 139.25
2037 |  | 63.41 | 48.26 | 11.73 | 82.17 | 145.58 | 5.19 | 50.79 | 101.15 | 142.16
2038 |  | 64.74 | 49.27 | 11.98 | 83.9 | 148.64 | 5.49 | 53.73 | 105.15 | 145.15
2039 |  | 66.1 | 50.3 | 12.23 | 85.65 | 151.75 | 5.83 | 57.05 | 109.54 | 148.18
2040 |  | 67.49 | 51.36 | 12.49 | 87.47 | 154.96 | 5.96 | 58.32 | 111.92 | 151.32
2041 |  | 68.91 | 52.44 | 12.75 | 89.3 | 158.21 | 6.09 | 59.6 | 114.33 | 154.49
2042 |  | 70.36 | 53.54 | 13.02 | 91.18 | 161.54 | 6.22 | 60.87 | 116.75 | 157.74
Sources, Inputs and Assumptions
Source: (a)(c)(d) |  | Plant Costs - 2019 IRP - Table 6.1 & 6.2
| (b) | = (a) x 0.0695884915153164
| (e) | = (d) x (8.76 x 33.0%) + (c)
| (f) | = (b) + (e)
| (g) | Table 4 - Burnertip Natural Gas Price Forecast
| (h) | = 9,786 MMBtu/MWH x $/MMBtu
| (i) | = (f) / (8.76 x 'Capacity Factor' ) + (h)
Naughton - 185 MW - SCCT Frame "F" x1 - East Side Resource (6,050')
| CCCT Statistics |  |  | MW | Percent | Cap Cost | Fixed
| SCCT Dry "F" - Turbine |  |  | 185 | 100% | 745.1281 | 31.9088 |  |  |  |  | COD | 2026
|  |  |  | 0 | 0% | 0 | 0 |  |  |  | 184.9 | MW | I_NTN_SC_FRM | I_NTN_SC_FRMProposed Station Capital Costs
| Capacity Weighted |  |  | 185 | 100% | 745 | 31.91 |  |  |  |  | MW |  | I_NTN_SC_FRMProposed Station Fixed Costs
[13 empty] | I_NTN_SC_FRM2026 | I_NTN_SC_FRMProposed Station Variable O&M Costs
| CCCT Statistics |  |  | MW | CF | aMW | Percent | Variable | Heat Rate
| SCCT Dry "F" - Turbine |  |  | 185 | 33% | 61.05 | 100% | 7.7613 | 9786.4587
| 0 |  |  | 0 | 0% | 0 | 0% | 0 | 0
| Energy Weighted |  |  | 185 | 33% | 61.05 | 100% | 7.76 | 9786
Rounded
| SCCT | Duct Firing | Plant Costs - 2019 IRP - Table 6.1 & 6.2
| 185 |  | MW Plant Capacity
2018 $ | 745.1281 |  | Plant Capacity Cost
2018 $ | 17.0055 |  | Fixed O&M & Capitalized O&M
2018 $ | 14.9034 |  | Fixed Pipeline
2018 $ | 31.9088 |  | Fixed O&M Including Fixed Pipeline & Capitalized O&M ($/kW-Yr)
2018 $ | 7.7613 |  | Variable O&M Costs & Capitalized Variable O&M ($/MWh)
| 9786.4587 |  | Heat Rate in btu/kWh
| 6.959% |  | Payment Factor
| 33% |  | Capacity Factor
|  | 33% | Energy Weighted Capacity Factor
Company Official Inflation Forecast Dated March 31, 2020
| 2017 | 2% |  | 2026 | 2.3% |  | 2035 | 2.1%
| 2018 | 2.4% |  | 2027 | 2.3% |  | 2036 | 2.1%
| 2019 | 1.8% |  | 2028 | 2.3% |  | 2037 | 2.1%
| 2020 | 1.9% |  | 2029 | 2.3% |  | 2038 | 2.1%
| 2021 | 2% |  | 2030 | 2.2% |  | 2039 | 2.1%
| 2022 | 2.5% |  | 2031 | 2.2% |  | 2040 | 2.1%
| 2023 | 2.5% |  | 2032 | 2.2% |  | 2041 | 2.1%
| 2024 | 2.4% |  | 2033 | 2.1% |  | 2042 | 2.1%
| 2025 | 2.3% |  | 2034 | 2.1% |  | 2043 | 2.1%
Note on C75: Should this be zero if this inly holding reserves?

## Table 3 YK Wind wS_2029 (hidden)
Table 3
2019 IRP Yakima Wind with Storage Resource
37% Capacity Factor
Year | Estimated Capital Cost | Fixed Capital Cost at Real Levelized Rate | Fixed O&M | Network Upgrade | Fixed Costs | Variable O&M | Total Resource Cost | Total Resource Costs | Total Fixed Cost
| $/kW | $/kW-yr | $/kW-yr | $/kW-yr | $/MWh | $/MWh | $/MWh | $/kW-yr | $/kW-yr
| (a) | (b) | (c) | (d) | (e) | (f) | (g) | (h) | (i)
2019 IRP Yakima Wind with Storage Resource - 37% Capacity Factor
2016
2017
2018 | [5 empty] | 10 |  |  | 0
2019 | [5 empty] | 10.18 |  |  | 0
2020 | [5 empty] | 10.37 |  |  | 0
2021 | [5 empty] | 10.58 |  |  | 0
2022 | [5 empty] | 10.84 |  |  | 0
2023 | [5 empty] | 11.11 |  |  | 0
2024 | [5 empty] | 11.38 |  |  | 0
2025 | [5 empty] | 11.64 |  |  | 0
2026 | [5 empty] | 11.91 |  |  | 0
2027 | [5 empty] | 12.18 |  |  | 0
2028 | [5 empty] | 12.46 |  |  | 0
2029 | 1709.5918 | 117.9447 | 25 | 0.44 | 44.1189 | 12.75 | 56.8689 | 184.82 | 143.3847
2030 |  | 120.54 | 25.5102 | 0.45 | 45.0775 | 13.03 | 58.1075 | 188.85 | 146.5002
2031 |  | 123.19 | 26.1224 | 0.46 | 46.0844 | 13.32 | 59.4044 | 193.06 | 149.7724
2032 |  | 125.9 | 26.7347 | 0.47 | 47.1097 | 13.61 | 60.7197 | 197.34 | 153.1047
2033 |  | 128.54 | 27.3469 | 0.48 | 48.1135 | 13.9 | 62.0135 | 201.54 | 156.3669
2034 |  | 131.24 | 27.9592 | 0.49 | 49.1357 | 14.19 | 63.3257 | 205.81 | 159.6892
2035 |  | 134 | 28.5714 | 0.5 | 50.1764 | 14.19 | 64.3664 | 209.19 | 163.0714
2036 |  | 136.81 | 29.1837 | 0.51 | 51.2325 | 14.19 | 65.4225 | 212.62 | 166.5037
2037 |  | 139.68 | 29.898 | 0.52 | 52.3385 | 14.19 | 66.5285 | 216.21 | 170.098
2038 |  | 142.61 | 30.6122 | 0.53 | 53.4629 | 14.19 | 67.6529 | 219.87 | 173.7522
2039 |  | 145.6 | 31.26 | 0.54 | 54.5853 | 14.19 | 68.7753 | 223.52 | 177.4
2040 |  | 148.66 | 31.92 | 0.55 | 55.733 | 14.19 | 69.923 | 227.25 | 181.13
2041 |  | 151.78 | 32.59 | 0.56 | 56.9022 | 14.19 | 71.0922 | 231.05 | 184.93
2042 |  | 154.97 | 33.27 | 0.57 | 58.0961 | 14.19 | 72.2861 | 234.93 | 188.81
2043 |  | 158.22 | 33.97 | 0.58 | 59.3146 | 14.19 | 73.5046 | 238.89 | 192.77
Sources, Inputs and Assumptions
Source: | (c)(f) | Plant Costs - 2019 IRP Update - Table 6.1 & 6.2
| (a) | Plant capacity cost
| (b) | = (a) x 0.06899
| (e) | = ((b) + (c)) / (8.76 x 37.1%)
| (g) | = (e) + (f)
| (i) | Plant Costs - 2019 IRP Update - Table 6.1 & 6.2
2019 IRP Yakima Wind with Storage Resource - 37% Capacity Factor
| Wind | Cost and Input Assumptions
[11 empty] | COD | 2029
2018 $ | 1923.6832 | Plant capacity cost | [10 empty] | H_.YK1_WDSProposed Station Capital Costs
2018 $ | 30.7433 | Fixed O&M, plus on-going capital cost | [7 empty] | 9.8 | MW | H_.YK1_WDS | H_.YK1_WDSProposed Station Fixed Costs | Levelized | 0
Wheeling ($ MWh)
2018 $ | 10 | Variable O&M | [10 empty] | H_.YK1_WDSProposed Station Variable O&M Costs
|  | Tax Credit $/MWh |  |  |  |  | First Year real levelized |  |  |  |  | H_.YK1_WDS2029 | Proposed Station Variable O&M Costs
2024$ | 0.39132 | Network Upgrade ($/kw-yr) |  | Yakima, Transmission Integration
| 6.899% | Payment Factor
| 37.1% | Capacity Factor
Company Official Inflation Forecast Dated March 31, 2020
| 2017 | 2% |  | 2026 | 2.3% |  | 2035 | 2.1%
| 2018 | 2.4% |  | 2027 | 2.3% |  | 2036 | 2.1%
| 2019 | 1.8% |  | 2028 | 2.3% |  | 2037 | 2.1%
| 2020 | 1.9% |  | 2029 | 2.3% |  | 2038 | 2.1%
| 2021 | 2% |  | 2030 | 2.2% |  | 2039 | 2.1%
| 2022 | 2.5% |  | 2031 | 2.2% |  | 2040 | 2.1%
| 2023 | 2.5% |  | 2032 | 2.2% |  | 2041 | 2.1%
| 2024 | 2.4% |  | 2033 | 2.1% |  | 2042 | 2.1%
| 2025 | 2.3% |  | 2034 | 2.1% |  | 2043 | 2.1%

## Table 3 ID Wind wS_2032 (hidden)
Table 3
2019 IRP Yakima Wind with Storage Resource
37% Capacity Factor
Year | Estimated Capital Cost | Fixed Capital Cost at Real Levelized Rate | Fixed O&M | Network Upgrade | Fixed Costs | Variable O&M | Total Resource Cost | Total Resource Costs | Total Fixed Cost
| $/kW | $/kW-yr | $/kW-yr | $/kW-yr | $/MWh | $/MWh | $/MWh | $/kW-yr | $/kW-yr
| (a) | (b) | (c) | (d) | (e) | (f) | (g) | (h) | (i)
2019 IRP Yakima Wind with Storage Resource - 37% Capacity Factor
2016
2017
2018 | [5 empty] | 0 |  |  | 0
2019 | [5 empty] | 0 |  |  | 0
2020 | [5 empty] | 0 |  |  | 0
2021 | [5 empty] | 0 |  |  | 0
2022 | [5 empty] | 0 |  |  | 0
2023 | [5 empty] | 0 |  |  | 0
2024 | [5 empty] | 0 |  |  | 0
2025 | [5 empty] | 0 |  |  | 0
2026 | [5 empty] | 0 |  |  | 0
2027 | [5 empty] | 0 |  |  | 0
2028 | [5 empty] | 0 |  |  | 0
2029 | [5 empty] | 0 |  |  | 0
2030 | [5 empty] | 0 |  |  | 0
2031 | [5 empty] | 0 |  |  | 0
2032 | 1672.1358 | 115.3606 | 26.7053 | 12.63 | 47.5993 | 0 | 47.5993 | 154.7 | 154.6959
2033 |  | 117.78 | 27.3179 | 12.9 | 48.6153 | 0 | 48.6153 | 158 | 157.9979
2034 |  | 120.25 | 27.947 | 13.17 | 49.652 | 0 | 49.652 | 161.37 | 161.367
2035 |  | 122.78 | 28.5762 | 13.45 | 50.7102 | 0 | 50.7102 | 164.81 | 164.8062
2036 |  | 125.36 | 29.2219 | 13.73 | 51.7889 | 0 | 51.7889 | 168.31 | 168.3119
2037 |  | 127.99 | 29.9007 | 14.02 | 52.8962 | 0 | 52.8962 | 171.91 | 171.9107
2038 |  | 130.68 | 30.5795 | 14.31 | 54.022 | 0 | 54.022 | 175.57 | 175.5695
2039 |  | 133.42 | 31.22 | 14.61 | 55.1545 | 0 | 55.1545 | 179.25 | 179.25
2040 |  | 136.22 | 31.88 | 14.92 | 56.3145 | 0 | 56.3145 | 183.02 | 183.02
2041 |  | 139.08 | 32.55 | 15.23 | 57.4961 | 0 | 57.4961 | 186.86 | 186.86
2042 |  | 142 | 33.23 | 15.55 | 58.7023 | 0 | 58.7023 | 190.78 | 190.78
2043 |  | 144.98 | 33.93 | 15.88 | 59.9361 | 0 | 59.9361 | 194.79 | 194.79
Sources, Inputs and Assumptions
Source: | (c)(f) | Plant Costs - 2019 IRP Update - Table 6.1 & 6.2
| (a) | Plant capacity cost
| (b) | = (a) x 0.06899
| (e) | = ((b) + (c)) / (8.76 x 37.1%)
| (g) | = (e) + (f)
| (i) | Plant Costs - 2019 IRP Update - Table 6.1 & 6.2
2019 IRP Yakima Wind with Storage Resource - 37% Capacity Factor
| Wind | Cost and Input Assumptions
[11 empty] | COD | 2032
2018 $ | 1879.5324 | Plant capacity cost | [10 empty] | H_.GO2_WDSProposed Station Capital Costs
2018 $ | 30.7433 | Fixed O&M, plus on-going capital cost | [7 empty] | 60.4 | MW | H_.GO2_WDS | H_.GO2_WDSProposed Station Fixed Costs | Levelized | 0
Wheeling ($ MWh)
2018 $ | 0 | Variable O&M | [10 empty] | H_.GO2_WDSProposed Station Variable O&M Costs
|  | Tax Credit $/MWh |  |  |  |  | First Year real levelized |  |  |  |  | H_.GO2_WDS2032 | Proposed Station Variable O&M Costs
2030$ | 12.0973 | Network Upgrade ($/kw-yr) |  | Goshen - to - Utah N, Expansion
| 6.899% | Payment Factor
| 37.1% | Capacity Factor
Company Official Inflation Forecast Dated March 31, 2020
| 2017 | 2% |  | 2026 | 2.3% |  | 2035 | 2.1%
| 2018 | 2.4% |  | 2027 | 2.3% |  | 2036 | 2.1%
| 2019 | 1.8% |  | 2028 | 2.3% |  | 2037 | 2.1%
| 2020 | 1.9% |  | 2029 | 2.3% |  | 2038 | 2.1%
| 2021 | 2% |  | 2030 | 2.2% |  | 2039 | 2.1%
| 2022 | 2.5% |  | 2031 | 2.2% |  | 2040 | 2.1%
| 2023 | 2.5% |  | 2032 | 2.2% |  | 2041 | 2.1%
| 2024 | 2.4% |  | 2033 | 2.1% |  | 2042 | 2.1%
| 2025 | 2.3% |  | 2034 | 2.1% |  | 2043 | 2.1%

## Table 3 TransCost (hidden)
Table 3
2019 IRP Transmission Costs
Aeolus_Wyoming - to - Utah S, Expansion |  |  |  |  | Goshen - to - Utah N, Expansion |  |  |  | Yakima- to - Southern Oregon/California, Expansion |  |  |  | Utah N, Transmission Integration |  |  |  | Yakima, Transmission Integration |  |  |  | Utah S, Transmission Integration 2023 |  |  |  | Utah S, Transmission Integration 2030 |  |  |  | Southern Oregon/California, Transmission Integration |  |  |  | Willamette Valley, Transmission Integration |  |  |  | Wyoming SW, Transmission Integration |  |  |  | Bridger - to - Bridger West, Recovered Transmission 2029 |  |  |  | Bridger - to - Bridger West, Recovered Transmission 2024
Year | Retail Revenue Requirement | Months In Service | Total Resource Costs |  | Year | Retail Revenue Requirement | Months In Service | Total Resource Costs | Year | Retail Revenue Requirement | Months In Service | Total Resource Costs | Year | Retail Revenue Requirement | Months In Service | Total Resource Costs | Year | Retail Revenue Requirement | Months In Service | Total Resource Costs | Year | Retail Revenue Requirement | Months In Service | Total Resource Costs | Year | Retail Revenue Requirement | Months In Service | Total Resource Costs | Year | Retail Revenue Requirement | Months In Service | Total Resource Costs | Year | Retail Revenue Requirement | Months In Service | Total Resource Costs | Year | Retail Revenue Requirement | Months In Service | Total Resource Costs | Year | Retail Revenue Requirement | Months In Service | Total Resource Costs | Year | Retail Revenue Requirement | Months In Service | Total Resource Costs
| $/kW-yr | # | $/kW-yr |  |  | $/kW-yr | # | $/kW-yr |  | $/kW-yr | # | $/kW-yr |  | $/kW-yr | # | $/kW-yr |  | $/kW-yr | # | $/kW-yr |  | $/kW-yr | # | $/kW-yr |  | $/kW-yr | # | $/kW-yr |  | $/kW-yr | # | $/kW-yr |  | $/kW-yr | # | $/kW-yr |  | $/kW-yr | # | $/kW-yr |  | $/kW-yr | # | $/kW-yr |  | $/kW-yr | # | $/kW-yr
| (b) | (d) | (h) |  |  | (b) | (d) | (h) |  | (b) | (d) | (h) |  | (b) | (d) | (h) |  | (b) | (d) | (h) |  | (b) | (d) | (h) |  | (b) | (d) | (h) |  | (b) | (d) | (h) |  | (b) | (d) | (h) |  | (b) | (d) | (h) |  | (b) | (d) | (h) |  | (b) | (d) | (h)
Aeolus_Wyoming - to - Utah S, Expansion |  |  |  |  | Goshen - to - Utah N, Expansion |  |  |  | Yakima- to - Southern Oregon/California, Expansion |  |  |  | Utah N, Transmission Integration |  |  |  | Yakima, Transmission Integration |  |  |  | Utah S, Transmission Integration-2023 |  |  |  | Utah S, Transmission Integration-2030 |  |  |  | Southern Oregon/California, Transmission Integration |  |  |  | Willamette Valley, Transmission Integration |  |  |  | Wyoming SW, Transmission Integration |  |  |  | Bridger - to - Bridger West, Recovered Transmission 2029 |  |  |  | Bridger - to - Bridger West, Recovered Transmission 2024
2023 | 0 | 12 | 0 |  | 2023 | 0 | 12 | 0 | 2023 | 0 | 12 | 0 | 2023 | 0 | 12 | 0 | 2023 | 0 | 12 | 0 | 2023 | 1.468 | 12 | 1.468 | 2023 | 0 | 12 | 0 | 2023 | 0 | 12 | 0 | 2023 | 0 | 12 | 0 | 2023 | 0 | 12 | 0 | 2023 | 0 | 12 | 0 | 2023 | 0 | 12 | 0
2024 | 47.8703 | 12 | 47.8703 |  | 2024 | 0 | 12 | 0 | 2024 | 0 | 12 | 0 | 2024 | 2.5818 | 12 | 2.5818 | 2024 | 0.39132 | 12 | 0.39132 | 2024 | 1.5 | 12 | 1.5 | 2024 | 0 | 12 | 0 | 2024 | 0 | 12 | 0 | 2024 | 0 | 12 | 0 | 2024 | 0 | 12 | 0 | 2024 | 0 | 12 | 0 | 2024 | 0 | 12 | 0
2025 | 48.97 | 12 | 48.97 |  | 2025 | 0 | 12 | 0 | 2025 | 0 | 12 | 0 | 2025 | 2.64 | 12 | 2.64 | 2025 | 0.4 | 12 | 0.4 | 2025 | 1.53 | 12 | 1.53 | 2025 | 0 | 12 | 0 | 2025 | 0 | 12 | 0 | 2025 | 0 | 12 | 0 | 2025 | 0 | 12 | 0 | 2025 | 0 | 12 | 0 | 2025 | 0 | 12 | 0
2026 | 50.1 | 12 | 50.1 |  | 2026 | 0 | 12 | 0 | 2026 | 0 | 12 | 0 | 2026 | 2.7 | 12 | 2.7 | 2026 | 0.41 | 12 | 0.41 | 2026 | 1.57 | 12 | 1.57 | 2026 | 0 | 12 | 0 | 2026 | 0 | 12 | 0 | 2026 | 0 | 12 | 0 | 2026 | 0 | 12 | 0 | 2026 | 0 | 12 | 0 | 2026 | 0 | 12 | 0
2027 | 51.25 | 12 | 51.25 |  | 2027 | 0 | 12 | 0 | 2027 | 0 | 12 | 0 | 2027 | 2.76 | 12 | 2.76 | 2027 | 0.42 | 12 | 0.42 | 2027 | 1.61 | 12 | 1.61 | 2027 | 0 | 12 | 0 | 2027 | 0 | 12 | 0 | 2027 | 0 | 12 | 0 | 2027 | 0 | 12 | 0 | 2027 | 0 | 12 | 0 | 2027 | 0 | 12 | 0
2028 | 52.43 | 12 | 52.43 |  | 2028 | 0 | 12 | 0 | 2028 | 0 | 12 | 0 | 2028 | 2.82 | 12 | 2.82 | 2028 | 0.43 | 12 | 0.43 | 2028 | 1.65 | 12 | 1.65 | 2028 | 0 | 12 | 0 | 2028 | 0 | 12 | 0 | 2028 | 0 | 12 | 0 | 2028 | 0 | 12 | 0 | 2028 | 0 | 12 | 0 | 2028 | 0 | 12 | 0
2029 | 53.64 | 12 | 53.64 |  | 2029 | 0 | 12 | 0 | 2029 | 0 | 12 | 0 | 2029 | 2.88 | 12 | 2.88 | 2029 | 0.44 | 12 | 0.44 | 2029 | 1.69 | 12 | 1.69 | 2029 | 0 | 12 | 0 | 2029 | 0 | 12 | 0 | 2029 | 0 | 12 | 0 | 2029 | 0 | 12 | 0 | 2029 | 0 | 12 | 0 | 2029 | 0 | 12 | 0
2030 | 54.82 | 12 | 54.82 |  | 2030 | 12.0973 | 12 | 12.0973 | 2030 | 0 | 12 | 0 | 2030 | 2.94 | 12 | 2.94 | 2030 | 0.45 | 12 | 0.45 | 2030 | 1.73 | 12 | 1.73 | 2030 | 21.5773 | 12 | 21.5773 | 2030 | 0 | 12 | 0 | 2030 | 0 | 12 | 0 | 2030 | 0 | 12 | 0 | 2030 | 0 | 12 | 0 | 2030 | 0 | 12 | 0
2031 | 56.03 | 12 | 56.03 |  | 2031 | 12.36 | 12 | 12.36 | 2031 | 0 | 12 | 0 | 2031 | 3 | 12 | 3 | 2031 | 0.46 | 12 | 0.46 | 2031 | 1.77 | 12 | 1.77 | 2031 | 22.05 | 12 | 22.05 | 2031 | 0 | 12 | 0 | 2031 | 0 | 12 | 0 | 2031 | 0 | 12 | 0 | 2031 | 0 | 12 | 0 | 2031 | 0 | 12 | 0
2032 | 57.26 | 12 | 57.26 |  | 2032 | 12.63 | 12 | 12.63 | 2032 | 0 | 12 | 0 | 2032 | 3.07 | 12 | 3.07 | 2032 | 0.47 | 12 | 0.47 | 2032 | 1.81 | 12 | 1.81 | 2032 | 22.54 | 12 | 22.54 | 2032 | 0 | 12 | 0 | 2032 | 0 | 12 | 0 | 2032 | 0 | 12 | 0 | 2032 | 0 | 12 | 0 | 2032 | 0 | 12 | 0
2033 | 58.46 | 12 | 58.46 |  | 2033 | 12.9 | 12 | 12.9 | 2033 | 0 | 12 | 0 | 2033 | 3.13 | 12 | 3.13 | 2033 | 0.48 | 12 | 0.48 | 2033 | 1.85 | 12 | 1.85 | 2033 | 23.01 | 12 | 23.01 | 2033 | 11.2611 | 12 | 11.2611 | 2033 | 0 | 12 | 0 | 2033 | 0 | 12 | 0 | 2033 | 0 | 12 | 0 | 2033 | 0 | 12 | 0
2034 | 59.69 | 12 | 59.69 |  | 2034 | 13.17 | 12 | 13.17 | 2034 | 0 | 12 | 0 | 2034 | 3.2 | 12 | 3.2 | 2034 | 0.49 | 12 | 0.49 | 2034 | 1.89 | 12 | 1.89 | 2034 | 23.49 | 12 | 23.49 | 2034 | 11.5 | 12 | 11.5 | 2034 | 0 | 12 | 0 | 2034 | 0 | 12 | 0 | 2034 | 0 | 12 | 0 | 2034 | 0 | 12 | 0
2035 | 60.94 | 12 | 60.94 |  | 2035 | 13.45 | 12 | 13.45 | 2035 | 0 | 12 | 0 | 2035 | 3.27 | 12 | 3.27 | 2035 | 0.5 | 12 | 0.5 | 2035 | 1.93 | 12 | 1.93 | 2035 | 23.98 | 12 | 23.98 | 2035 | 11.74 | 12 | 11.74 | 2035 | 0 | 12 | 0 | 2035 | 0 | 12 | 0 | 2035 | 0 | 12 | 0 | 2035 | 0 | 12 | 0
2036 | 62.22 | 12 | 62.22 |  | 2036 | 13.73 | 12 | 13.73 | 2036 | 31.0929 | 12 | 31.0929 | 2036 | 3.34 | 12 | 3.34 | 2036 | 0.51 | 12 | 0.51 | 2036 | 1.97 | 12 | 1.97 | 2036 | 24.48 | 12 | 24.48 | 2036 | 11.99 | 12 | 11.99 | 2036 | 0 | 12 | 0 | 2036 | 0 | 12 | 0 | 2036 | 0 | 12 | 0 | 2036 | 0 | 12 | 0
2037 | 63.53 | 12 | 63.53 |  | 2037 | 14.02 | 12 | 14.02 | 2037 | 31.75 | 12 | 31.75 | 2037 | 3.41 | 12 | 3.41 | 2037 | 0.52 | 12 | 0.52 | 2037 | 2.01 | 12 | 2.01 | 2037 | 24.99 | 12 | 24.99 | 2037 | 12.24 | 12 | 12.24 | 2037 | 4.7728 | 12 | 4.7728 | 2037 | 5.4973 | 12 | 5.4973 | 2037 | 0 | 12 | 0 | 2037 | 0 | 12 | 0
2038 | 64.86 | 12 | 64.86 |  | 2038 | 14.31 | 12 | 14.31 | 2038 | 32.42 | 12 | 32.42 | 2038 | 3.48 | 12 | 3.48 | 2038 | 0.53 | 12 | 0.53 | 2038 | 2.05 | 12 | 2.05 | 2038 | 25.51 | 12 | 25.51 | 2038 | 12.5 | 12 | 12.5 | 2038 | 4.87 | 12 | 4.87 | 2038 | 5.61 | 12 | 5.61 | 2038 | 0 | 12 | 0 | 2038 | 0 | 12 | 0
2039 | 66.22 | 12 | 66.22 |  | 2039 | 14.61 | 12 | 14.61 | 2039 | 33.1 | 12 | 33.1 | 2039 | 3.55 | 12 | 3.55 | 2039 | 0.54 | 12 | 0.54 | 2039 | 2.09 | 12 | 2.09 | 2039 | 26.05 | 12 | 26.05 | 2039 | 12.76 | 12 | 12.76 | 2039 | 4.97 | 12 | 4.97 | 2039 | 5.73 | 12 | 5.73 | 2039 | 0 | 12 | 0 | 2039 | 0 | 12 | 0
2040 | 67.61 | 12 | 67.61 |  | 2040 | 14.92 | 12 | 14.92 | 2040 | 33.8 | 12 | 33.8 | 2040 | 3.62 | 12 | 3.62 | 2040 | 0.55 | 12 | 0.55 | 2040 | 2.13 | 12 | 2.13 | 2040 | 26.6 | 12 | 26.6 | 2040 | 13.03 | 12 | 13.03 | 2040 | 5.07 | 12 | 5.07 | 2040 | 5.85 | 12 | 5.85 | 2040 | 0 | 12 | 0 | 2040 | 0 | 12 | 0
2041 | 69.03 | 12 | 69.03 |  | 2041 | 15.23 | 12 | 15.23 | 2041 | 34.51 | 12 | 34.51 | 2041 | 3.7 | 12 | 3.7 | 2041 | 0.56 | 12 | 0.56 | 2041 | 2.17 | 12 | 2.17 | 2041 | 27.16 | 12 | 27.16 | 2041 | 13.3 | 12 | 13.3 | 2041 | 5.18 | 12 | 5.18 | 2041 | 5.97 | 12 | 5.97 | 2041 | 0 | 12 | 0 | 2041 | 0 | 12 | 0
2042 | 70.48 | 12 | 70.48 |  | 2042 | 15.55 | 12 | 15.55 | 2042 | 35.23 | 12 | 35.23 | 2042 | 3.78 | 12 | 3.78 | 2042 | 0.57 | 12 | 0.57 | 2042 | 2.22 | 12 | 2.22 | 2042 | 27.73 | 12 | 27.73 | 2042 | 13.58 | 12 | 13.58 | 2042 | 5.29 | 12 | 5.29 | 2042 | 6.1 | 12 | 6.1 | 2042 | 0 | 12 | 0 | 2042 | 0 | 12 | 0
2043 | 71.96 | 12 | 71.96 |  | 2043 | 15.88 | 12 | 15.88 | 2043 | 35.97 | 12 | 35.97 | 2043 | 3.86 | 12 | 3.86 | 2043 | 0.58 | 12 | 0.58 | 2043 | 2.27 | 12 | 2.27 | 2043 | 28.31 | 12 | 28.31 | 2043 | 13.87 | 12 | 13.87 | 2043 | 5.4 | 12 | 5.4 | 2043 | 6.23 | 12 | 6.23 | 2043 | 0 | 12 | 0 | 2043 | 0 | 12 | 0
2044 | 73.54 | 12 | 73.54 |  | 2044 | 16.23 | 12 | 16.23 | 2044 | 36.76 | 12 | 36.76 | 2044 | 3.94 | 12 | 3.94 | 2044 | 0.59 | 12 | 0.59 | 2044 | 2.32 | 12 | 2.32 | 2044 | 28.93 | 12 | 28.93 | 2044 | 14.18 | 12 | 14.18 | 2044 | 5.52 | 12 | 5.52 | 2044 | 6.37 | 12 | 6.37 | 2044 | 0 | 12 | 0 | 2044 | 0 | 12 | 0
2045 | 75.16 | 12 | 75.16 |  | 2045 | 16.59 | 12 | 16.59 | 2045 | 37.57 | 12 | 37.57 | 2045 | 4.03 | 12 | 4.03 | 2045 | 0.6 | 12 | 0.6 | 2045 | 2.37 | 12 | 2.37 | 2045 | 29.57 | 12 | 29.57 | 2045 | 14.49 | 12 | 14.49 | 2045 | 5.64 | 12 | 5.64 | 2045 | 6.51 | 12 | 6.51 | 2045 | 0 | 12 | 0 | 2045 | 0 | 12 | 0
| COD | 2024 |  |  |  | COD | 2030 |  |  | COD | 2036 |  |  | COD | 2024 |  |  | COD | 2024 |  |  | COD | 2023 |  |  | COD | 2030 |  |  | COD | 2033 |  |  | COD | 2037 |  |  | COD | 2037 |  |  | COD | 2029 |  |  | COD | 2024
| Transfer Capacity (MW) | 1920 |  |  |  | Transfer Capacity (MW) | 1100 |  |  | Transfer Capacity (MW) | 430 |  |  | Transfer Capacity (MW) | 600 |  |  | Transfer Capacity (MW) | 405 |  |  | Transfer Capacity (MW) | 300 |  |  | Transfer Capacity (MW) | 500 |  |  | Transfer Capacity (MW) | 475 |  |  | Transfer Capacity (MW) | 442.8 |  |  | Transfer Capacity (MW) | 369.8 |  |  | Transfer Capacity (MW) | 359.4 |  |  | Transfer Capacity (MW) | 354
| Capital Cost (Mil $) | 1542.049 |  |  |  | Capital Cost (Mil $) | 223.26 |  |  | Capital Cost (Mil $) | 224.316 |  |  | Capital Cost (Mil $) | 25.99 |  |  | Capital Cost (Mil $) | 2.659 |  |  | Capital Cost (Mil $) | 7.389 |  |  | Capital Cost (Mil $) | 181.008 |  |  | Capital Cost (Mil $) | 89.744 |  |  | Capital Cost (Mil $) | 35.458 |  |  | Capital Cost (Mil $) | 34.107 |  |  | Capital Cost (Mil $) | 0 |  |  | Capital Cost (Mil $) | 0
| CRF 1st Year Real | 5.96% |  |  |  | CRF 1st Year Real | 5.96% |  |  | CRF 1st Year Real | 5.96% |  |  | CRF 1st Year Real | 5.96% |  |  | CRF 1st Year Real | 5.96% |  |  | CRF 1st Year Real | 5.96% |  |  | CRF 1st Year Real | 5.96% |  |  | CRF 1st Year Real | 5.96% |  |  | CRF 1st Year Real | 5.96% |  |  | CRF 1st Year Real | 5.96% |  |  | CRF 1st Year Real | 5.96% |  |  | CRF 1st Year Real | 5.96%
Retail Revenue Requirement ($/kW-year, 2024$) |  | 47.8703 |  |  | Retail Revenue Requirement ($/kW-year, 2030$) |  | 12.0973 |  | Retail Revenue Requirement ($/kW-year, 2036$) |  | 31.0929 |  | Retail Revenue Requirement ($/kW-year, 2024$) |  | 2.5818 |  | Retail Revenue Requirement ($/kW-year, 2024$) |  | 0.39132 |  | Retail Revenue Requirement ($/kW-year, 2023$) |  | 1.468 |  | Retail Revenue Requirement ($/kW-year, 2030$) |  | 21.5773 |  | Retail Revenue Requirement ($/kW-year, 2033$) |  | 11.2611 |  | Retail Revenue Requirement ($/kW-year, 2037$) |  | 4.7728 |  | Retail Revenue Requirement ($/kW-year, 2037$) |  | 5.4973 |  | Retail Revenue Requirement ($/kW-year, 2029$) |  | 0 |  | Retail Revenue Requirement ($/kW-year, 2024$) |  | 0
Company Official Inflation Forecast Dated March 31, 2020
| 2019 | 1.8% |  | 2028 | 2.3% |  | 2037 | 2.1%
| 2020 | 1.9% |  | 2029 | 2.3% |  | 2038 | 2.1%
| 2021 | 2% |  | 2030 | 2.2% |  | 2039 | 2.1%
| 2022 | 2.5% |  | 2031 | 2.2% |  | 2040 | 2.1%
| 2023 | 2.5% |  | 2032 | 2.2% |  | 2041 | 2.1%
| 2024 | 2.4% |  | 2033 | 2.1% |  | 2042 | 2.1%
| 2025 | 2.3% |  | 2034 | 2.1% |  | 2043 | 2.1%
| 2026 | 2.3% |  | 2035 | 2.1% |  | 2044 | 2.2%
| 2027 | 2.3% |  | 2036 | 2.1% |  | 2045 | 2.2%