## Appendix B.3
Appendix B.3
Avoided Cost Prices $/MWh
Utah 2020.Q1 Sch 38
|  | Thermal | Solar Tracking | Wind (Defers UT W) | Wind (Defers WYAE W) | Thermal | Solar Tracking | Wind | Thermal | Solar Tracking | Wind (Defers UT W)
| Year | UT 2020.Q1 | UT 2020.Q1 | UT 2020.Q1 | UT 2020.Q1 | UT 2019.Q4 | UT 2019.Q4 | UT 2019.Q4
|  | 100% CF (2) | 31.1% CF (2) | 31.0% CF (2) | 31.0% CF (2) | 100% CF (2) | 31.1% CF (2) | 31.0% CF (2) | Difference | Difference | Difference
| 2020 | 14.2227 | 12.5043 | 11.4789 | 12.5416 | 13.9606 | 12.6307 | 11.6044 | 0.26213 | -0.12634 | -0.1255
| 2021 | 16.6878 | 13.3344 | 13.6232 | 14.8945 | 12.9006 | 10.0415 | 10.3427 | 3.7872 | 3.2929 | 3.2805
| 2022 | 17.7186 | 14.2209 | 14.8156 | 15.9843 | 16.0907 | 13.0029 | 14.5931 | 1.6279 | 1.218 | 0.22246
| 2023 | 16.8639 | 13.5161 | 25.3966 | 15.2771 | 14.0055 | 11.1863 | 23.794 | 2.8583 | 2.3298 | 1.6026
| 2024 | 12.0781 | 13.7229 | 26.5077 | 67.8148 | 7.3575 | 8.6175 | 23.5805 | 4.7206 | 5.1054 | 2.9272
| 2025 | 12.7085 | 14.2522 | 26.793 | 68.9759 | 8.3516 | 9.2589 | 24.0035 | 4.3569 | 4.9934 | 2.7894
| 2026 | 29.9327 | 14.8112 | 27.9361 | 71.0079 | 28.1543 | 9.8871 | 25.1462 | 1.7784 | 4.9241 | 2.7899
| 2027 | 31.96 | 15.663 | 28.3387 | 71.1421 | 29.3206 | 10.804 | 25.6152 | 2.6394 | 4.859 | 2.7235
| 2028 | 35.6293 | 18.2656 | 29.4297 | 68.609 | 33.7398 | 14.5634 | 27.4328 | 1.8895 | 3.7022 | 1.9968
| 2029 | 36.9573 | 19.578 | 29.7096 | 68.3877 | 36.2357 | 16.5809 | 28.2326 | 0.72165 | 2.9971 | 1.477
| 2030 | 36.2176 | 17.9974 | 30.0953 | 74.4433 | 36.6 | 16.1836 | 28.0842 | -0.38239 | 1.8138 | 2.0111
| 2031 | 38.8959 | 19.8925 | 31.4016 | 74.7418 | 40.9405 | 19.1841 | 29.7598 | -2.0446 | 0.70836 | 1.6418
| 2032 | 43.6285 | 22.8984 | 31.8848 | 70.0912 | 46.0844 | 21.4634 | 30.6559 | -2.4558 | 1.4349 | 1.2289
| 2033 | 45.6481 | 23.1833 | 58.4469 | 69.788 | 46.9057 | 22.1264 | 54.0912 | -1.2576 | 1.0569 | 4.3557
| 2034 | 47.2164 | 24.3164 | 59.5544 | 126.8978 | 48.5544 | 22.7606 | 55.1412 | -1.338 | 1.5558 | 4.4133
15-Year Levelized Prices (Nominal) @ 6.920% Discount Rate (1) (3)
2020-2034 | $/MWh | 25.82 | 16.12 | 26.44 | 51.79 | 24.25 | 13.4 | 24.39 | 1.57 | 2.72 | 2.05
[9 empty] | 6.474% | 20.3% | 8.405%
Footnotes:
(1) Discount Rate - 2019 IRP
(2) Total Avoided Costs with Capacity, based on stated CF
(3) 15-Years: 2020 - 2034, levelized monthly

## Table 1
Appendix B
| Table 1 |  |  |  |  | 13 | [83 empty] | 0% | Transmission Deferral %
| Avoided Cost Prices |  |  |  |  | 322 |  |  | Capacity Contribution | [80 empty] | 1700 | Transmission Upgrade Capacity
| Utah 2020.Q1_Wind - 69.2 MW and 29.4% CF | [7 empty] | 19.11% | 17.94% | 12.71% | 76.03% | 76.03% | 38.37% | 32.69% | 32.69% | 35.16% | 35.16% | 30.22% | 31.4% | 31.4% | 31.4% | 30.22% | 30.22% | 30.22% | 96.94% | [63 empty] | 0 | Transmission Deferral (MW)
Deferral (Nameplate MW)
|  |  |  | Total Price @ | [7 empty] | IRP19Wind_wS_YK_T 2029 | IRP19Wind_wS_YK_T 2037 |  | IRP19Solar_wS_YK_T 2024 | IRP19Solar_wS_YK_T 2036 | IRP19Solar_wS_OR_T 2024 | IRP19Solar_wS_OR_T 2033 | IRP19Solar_wS_UT_UTN_T 2024 | IRP19Solar_wS_WY_JB_T 2024 | IRP19Solar_wS_WY_JB_T 2029 | IRP19Solar_wS_WY_JB_T 2038 | IRP19Solar_wS_UT_UTS_T 2024 | IRP19Solar_wS_UT_UTS_T 2030 | IRP19Solar_wS_UT_UTS_T 2037 | IRP19_SCCT_NTN_2026_185MW |  |  |  | 0 |  | 0 | IRP19Wind_wS_YK_T 2029 | IRP19Wind_wS_YK_T 2037 | 0 | IRP19Solar_wS_YK_T 2024 | IRP19Solar_wS_YK_T 2036 | IRP19Solar_wS_OR_T 2024 | IRP19Solar_wS_OR_T 2033 | IRP19Solar_wS_UT_UTN_T 2024 | IRP19Solar_wS_WY_JB_T 2024 | IRP19Solar_wS_WY_JB_T 2029 | IRP19Solar_wS_WY_JB_T 2038 | IRP19Solar_wS_UT_UTS_T 2024 | IRP19Solar_wS_UT_UTS_T 2030 | IRP19Solar_wS_UT_UTS_T 2037 | IRP19_SCCT_NTN_2026_185MW |  | Resource Cost ($/kw-year) |  |  | IRP19Wind_wS_YK_T 2029 | IRP19Wind_wS_YK_T 2037 | 0 | IRP19Solar_wS_YK_T 2024 | IRP19Solar_wS_YK_T 2036 | IRP19Solar_wS_OR_T 2024 | IRP19Solar_wS_OR_T 2033 | IRP19Solar_wS_UT_UTN_T 2024 | IRP19Solar_wS_WY_JB_T 2024 | IRP19Solar_wS_WY_JB_T 2029 | IRP19Solar_wS_WY_JB_T 2038 | IRP19Solar_wS_UT_UTS_T 2024 | IRP19Solar_wS_UT_UTS_T 2030 | IRP19Solar_wS_UT_UTS_T 2037 | IRP19_SCCT_NTN_2026_185MW | Deferred Cost (Millions $/year) | [22 empty] | Resource Cost ($/kw-year) | Deferred Cost (Millions $/year)
|  | Capacity | Energy | 29.4% |  |  |  |  | IRP19Wind_ID_T | IRP19Wind_UT_CP_T | IRP19Wind_WYAE_T | IRP19Wind_wS_YK_T | IRP19Wind_wS_YK_T | IRP19Wind_wS_ID_T | IRP19Solar_wS_YK_T | IRP19Solar_wS_YK_T | IRP19Solar_wS_OR_T | IRP19Solar_wS_OR_T | IRP19Solar_wS_UT_UTN_T | IRP19Solar_wS_WY_JB_T | IRP19Solar_wS_WY_JB_T | IRP19Solar_wS_WY_JB_T | IRP19Solar_wS_UT_UTS_T | IRP19Solar_wS_UT_UTS_T | IRP19Solar_wS_UT_UTS_T | IRP19_SCCT_NTN_2026_185MW |  |  |  | IRP19Wind_ID_T | IRP19Wind_UT_CP_T | IRP19Wind_WYAE_T | IRP19Wind_wS_YK_T | IRP19Wind_wS_YK_T | IRP19Wind_wS_ID_T | IRP19Solar_wS_YK_T | IRP19Solar_wS_YK_T | IRP19Solar_wS_OR_T | IRP19Solar_wS_OR_T | IRP19Solar_wS_UT_UTN_T | IRP19Solar_wS_WY_JB_T | IRP19Solar_wS_WY_JB_T | IRP19Solar_wS_WY_JB_T | IRP19Solar_wS_UT_UTS_T | IRP19Solar_wS_UT_UTS_T | IRP19Solar_wS_UT_UTS_T | IRP19_SCCT_NTN_2026_185MW |  | IRP19Wind_ID_T | IRP19Wind_UT_CP_T | IRP19Wind_WYAE_T | IRP19Wind_wS_YK_T | IRP19Wind_wS_YK_T | IRP19Wind_wS_ID_T | IRP19Solar_wS_YK_T | IRP19Solar_wS_YK_T | IRP19Solar_wS_OR_T | IRP19Solar_wS_OR_T | IRP19Solar_wS_UT_UTN_T | IRP19Solar_wS_WY_JB_T | IRP19Solar_wS_WY_JB_T | IRP19Solar_wS_WY_JB_T | IRP19Solar_wS_UT_UTS_T | IRP19Solar_wS_UT_UTS_T | IRP19Solar_wS_UT_UTS_T | IRP19_SCCT_NTN_2026_185MW | IRP19Wind_ID_T | IRP19Wind_UT_CP_T | IRP19Wind_WYAE_T | IRP19Wind_wS_YK_T | IRP19Wind_wS_YK_T | IRP19Wind_wS_ID_T | IRP19Solar_wS_YK_T | IRP19Solar_wS_YK_T | IRP19Solar_wS_OR_T | IRP19Solar_wS_OR_T | IRP19Solar_wS_UT_UTN_T | IRP19Solar_wS_WY_JB_T | IRP19Solar_wS_WY_JB_T | IRP19Solar_wS_WY_JB_T | IRP19Solar_wS_UT_UTS_T | IRP19Solar_wS_UT_UTS_T | IRP19Solar_wS_UT_UTS_T | IRP19_SCCT_NTN_2026_185MW | 0 | 0 | 0 | Total Capacity Deferral |  | IRP17 Aeolus Trans | IRP17 Aeolus Trans
| Year | Price | Only Price | Capacity Factor
|  | $/kW-yr | $/MWh (2) | $/MWh |  |  |  |  | MW | MW |  | MW | MW | MW | MW | MW | MW | MW | MW | MW | MW | MW | MW | MW | MW |  |  |  |  | MW | MW | MW | MW | MW | MW | MW | MW | MW | MW | MW | MW | MW | MW | MW | MW | MW | MW |  | $/kw-year | $/kw-year | $/kw-year | $/kw-year | $/kw-year | $/kw-year | $/kw-year | $/kw-year | $/kw-year | $/kw-year | $/kw-year | $/kw-year | $/kw-year | $/kw-year | $/kw-year | $/kw-year | $/kw-year | $/kw-year | Millions $/year | Millions $/year | Millions $/year | Millions $/year | Millions $/year | Millions $/year | Millions $/year | Millions $/year | Millions $/year | Millions $/year | Millions $/year | Millions $/year | Millions $/year | Millions $/year | Millions $/year | Millions $/year | Millions $/year | Millions $/year | Millions $/year | Millions $/year | Millions $/year | Millions $/year |  | $/kw-year | Millions $/year
| 2020 | 0 | 11.4789 | 11.4789 |  |  |  | 2020 | 0 | 0 | 0 | 0 | 0 | 0 | 0 | 0 | 0 | 0 | 0 | 0 | 0 | 0 | 0 | 0 | 0 | 0 |  |  |  | 0 | 0 | 0 | 0 | 0 | 0 | 0 | 0 | 0 | 0 | 0 | 0 | 0 | 0 | 0 | 0 | 0 | 0 | 2020 | 0 | 0 | 0 | 0 |  | 0 | 25.49 |  | 25.49 |  | 25.49 | 25.49 | 25.49 |  | 25.49 | 25.49 |  | 8.05 | 0 | 0 | 0 | 0 | 0 | 0 | 0 | 0 | 0 | 0 | 0 | 0 | 0 | 0 | 0 | 0 | 0 | 0 | 0 | 0 | 0 | 0 | 2020 | 0 | 0
| 2021 | 0 | 13.6232 | 13.6232 |  |  |  | 2021 | 0 | 0 | 0 | 0 | 0 | 0 | 0 | 0 | 0 | 0 | 0 | 0 | 0 | 0 | 0 | 0 | 0 | 0 |  |  |  | 0 | 0 | 0 | 0 | 0 | 0 | 0 | 0 | 0 | 0 | 0 | 0 | 0 | 0 | 0 | 0 | 0 | 0 | 2021 | 0 | 0 | 0 | 0 |  | 0 | 26 |  | 26 |  | 26 | 26 | 26 |  | 26 | 26 |  | 8.21 | 0 | 0 | 0 | 0 | 0 | 0 | 0 | 0 | 0 | 0 | 0 | 0 | 0 | 0 | 0 | 0 | 0 | 0 | 0 | 0 | 0 | 0 | 2021 | 0 | 0
| 2022 | 0 | 14.8156 | 14.8156 |  |  |  | 2022 | 0 | 0 | 0 | 0 | 0 | 0 | 0 | 0 | 0 | 0 | 0 | 0 | 0 | 0 | 0 | 0 | 0 | 0 |  |  |  | 0 | 0 | 0 | 0 | 0 | 0 | 0 | 0 | 0 | 0 | 0 | 0 | 0 | 0 | 0 | 0 | 0 | 0 | 2022 | 0 | 0 | 0 | 0 |  | 0 | 26.65 |  | 26.65 |  | 26.65 | 26.65 | 26.65 |  | 26.65 | 26.65 |  | 8.42 | 0 | 0 | 0 | 0 | 0 | 0 | 0 | 0 | 0 | 0 | 0 | 0 | 0 | 0 | 0 | 0 | 0 | 0 | 0 | 0 | 0 | 0 | 2022 | 0 | 0
| 2023 | 121.1121 | -21.5453 | 25.3966 |  |  |  | 2023 | 0 | 12.4161 | 0 | 0 | 0 | 0 | 0 | 0 | 0 | 0 | 0 | 0 | 0 | 0 | 0 | 0 | 0 | 0 |  |  |  | 0 | 69.2 | 0 | 0 | 0 | 0 | 0 | 0 | 0 | 0 | 0 | 0 | 0 | 0 | 0 | 0 | 0 | 0 | 2023 | 0 | 121.1121 | 0 | 0 |  | 0 | 27.32 |  | 27.32 |  | 27.32 | 27.32 | 27.32 |  | 27.32 | 27.32 |  | 8.63 | 0 | 8.381 | 0 | 0 | 0 | 0 | 0 | 0 | 0 | 0 | 0 | 0 | 0 | 0 | 0 | 0 | 0 | 0 | 0 | 0 | 0 | 8.381 | 2023 | 0 | 0
| 2024 | 123.9825 | -21.5089 | 26.5077 |  |  |  | 2024 | 0 | 0 | 0 | 0 | 0 | 0 | 0 | 0 | 0 | 0 | 0 | 0 | 0 | 0 | 0 | 0 | 0 | 0 |  |  |  | 0 | 0 | 0 | 0 | 0 | 0 | 0 | 0 | 0 | 0 | 0 | 0 | 0 | 0 | 0 | 0 | 0 | 0 | 2024 | 0 | 123.9825 | 167.2713 | 0 |  | 0 | 94.2264 |  | 93.9096 |  | 93.1084 | 90.4219 | 27.98 |  | 92.0299 | 27.98 |  | 8.84 | 0 | 8.5796 | 0 | 0 | 0 | 0 | 0 | 0 | 0 | 0 | 0 | 0 | 0 | 0 | 0 | 0 | 0 | 0 | 0 | 0 | 0 | 8.5796 | 2024 | 47.8703 | 0
| 2025 | 126.8261 | -22.3637 | 26.793 |  |  |  | 2025 | 0 | 0 | 0 | 0 | 0 | 0 | 0 | 0 | 0 | 0 | 0 | 0 | 0 | 0 | 0 | 0 | 0 | 0 |  |  |  | 0 | 0 | 0 | 0 | 0 | 0 | 0 | 0 | 0 | 0 | 0 | 0 | 0 | 0 | 0 | 0 | 0 | 0 | 2025 | 0 | 126.8261 | 171.1202 | 0 |  | 0 | 96.39 |  | 96.07 |  | 95.25 | 92.5 | 28.62 |  | 94.15 | 28.62 |  | 9.04 | 0 | 8.7764 | 0 | 0 | 0 | 0 | 0 | 0 | 0 | 0 | 0 | 0 | 0 | 0 | 0 | 0 | 0 | 0 | 0 | 0 | 0 | 8.7764 | 2025 | 48.97 | 0
| 2026 | 129.7342 | -22.3478 | 27.9361 |  |  |  | 2026 | 0 | 0 | 0 | 0 | 0 | 0 | 0 | 0 | 0 | 0 | 0 | 0 | 0 | 0 | 0 | 0 | 0 | 0 |  |  |  | 0 | 0 | 0 | 0 | 0 | 0 | 0 | 0 | 0 | 0 | 0 | 0 | 0 | 0 | 0 | 0 | 0 | 0 | 2026 | 0 | 129.7342 | 175.0401 | 0 |  | 0 | 98.61 |  | 98.28 |  | 97.44 | 94.63 | 29.28 |  | 96.32 | 29.28 |  | 112.0933 | 0 | 8.9776 | 0 | 0 | 0 | 0 | 0 | 0 | 0 | 0 | 0 | 0 | 0 | 0 | 0 | 0 | 0 | 0 | 0 | 0 | 0 | 8.9776 | 2026 | 50.1 | 0
| 2027 | 132.7068 | -23.0973 | 28.3387 |  |  |  | 2027 | 0 | 0 | 0 | 0 | 0 | 0 | 0 | 0 | 0 | 0 | 0 | 0 | 0 | 0 | 0 | 0 | 0 | 0 |  |  |  | 0 | 0 | 0 | 0 | 0 | 0 | 0 | 0 | 0 | 0 | 0 | 0 | 0 | 0 | 0 | 0 | 0 | 0 | 2027 | 0 | 132.7068 | 179.0602 | 0 |  | 0 | 100.88 |  | 100.54 |  | 99.68 | 96.8 | 29.95 |  | 98.54 | 29.95 |  | 114.67 | 0 | 9.1833 | 0 | 0 | 0 | 0 | 0 | 0 | 0 | 0 | 0 | 0 | 0 | 0 | 0 | 0 | 0 | 0 | 0 | 0 | 0 | 9.1833 | 2027 | 51.25 | 0
| 2028 | 135.7584 | -23.1476 | 29.4297 |  |  |  | 2028 | 0 | 0 | 0 | 0 | 0 | 0 | 0 | 0 | 0 | 0 | 0 | 0 | 0 | 0 | 0 | 0 | 0 | 0 |  |  |  | 0 | 0 | 0 | 0 | 0 | 0 | 0 | 0 | 0 | 0 | 0 | 0 | 0 | 0 | 0 | 0 | 0 | 0 | 2028 | 0 | 135.7584 | 183.1801 | 0 |  | 0 | 103.2 |  | 102.85 |  | 101.97 | 99.03 | 30.64 |  | 100.81 | 30.64 |  | 117.32 | 0 | 9.3945 | 0 | 0 | 0 | 0 | 0 | 0 | 0 | 0 | 0 | 0 | 0 | 0 | 0 | 0 | 0 | 0 | 0 | 0 | 0 | 9.3945 | 2028 | 52.43 | 0
| 2029 | 138.8745 | -24.1169 | 29.7096 |  |  |  | 2029 | 0 | 0 | 0 | 0 | 0 | 0 | 0 | 0 | 0 | 0 | 0 | 0 | 0 | 0 | 0 | 0 | 0 | 0 |  |  |  | 0 | 0 | 0 | 0 | 0 | 0 | 0 | 0 | 0 | 0 | 0 | 0 | 0 | 0 | 0 | 0 | 0 | 0 | 2029 | 0 | 138.8745 | 187.3899 | 143.3847 |  | 0 | 105.57 |  | 105.21 |  | 104.31 | 101.3 | 92.8689 |  | 103.13 | 31.34 |  | 120.02 | 0 | 9.6101 | 0 | 0 | 0 | 0 | 0 | 0 | 0 | 0 | 0 | 0 | 0 | 0 | 0 | 0 | 0 | 0 | 0 | 0 | 0 | 9.6101 | 2029 | 53.64 | 0
| 2030 | 141.9551 | -24.9252 | 30.0953 |  |  |  | 2030 | 0 | 0 | 0 | 0 | 0 | 0 | 0 | 0 | 0 | 0 | 0 | 0 | 0 | 0 | 0 | 0 | 0 | 0 |  |  |  | 0 | 0 | 0 | 0 | 0 | 0 | 0 | 0 | 0 | 0 | 0 | 0 | 0 | 0 | 0 | 0 | 0 | 0 | 2030 | 136.2953 | 141.9551 | 191.54 | 146.5002 |  | 0 | 107.89 |  | 107.53 |  | 106.6 | 103.53 | 94.91 |  | 105.4 | 135.2013 |  | 122.67 | 0 | 9.8233 | 0 | 0 | 0 | 0 | 0 | 0 | 0 | 0 | 0 | 0 | 0 | 0 | 0 | 0 | 0 | 0 | 0 | 0 | 0 | 9.8233 | 2030 | 54.82 | 0
| 2031 | 145.1146 | -24.8435 | 31.4016 |  |  |  | 2031 | 0 | 0 | 0 | 0 | 0 | 0 | 0 | 0 | 0 | 0 | 0 | 0 | 0 | 0 | 0 | 0 | 0 | 0 |  |  |  | 0 | 0 | 0 | 0 | 0 | 0 | 0 | 0 | 0 | 0 | 0 | 0 | 0 | 0 | 0 | 0 | 0 | 0 | 2031 | 139.32 | 145.1146 | 195.7899 | 149.7724 |  | 0 | 110.26 |  | 109.89 |  | 108.94 | 105.8 | 96.99 |  | 107.72 | 138.17 |  | 125.37 | 0 | 10.0419 | 0 | 0 | 0 | 0 | 0 | 0 | 0 | 0 | 0 | 0 | 0 | 0 | 0 | 0 | 0 | 0 | 0 | 0 | 0 | 10.0419 | 2031 | 56.03 | 0
| 2032 | 148.3387 | -25.5646 | 31.8848 |  |  |  | 2032 | 0 | 0 | 0 | 0 | 0 | 0 | 0 | 0 | 0 | 0 | 0 | 0 | 0 | 0 | 0 | 0 | 0 | 0 |  |  |  | 0 | 0 | 0 | 0 | 0 | 0 | 0 | 0 | 0 | 0 | 0 | 0 | 0 | 0 | 0 | 0 | 0 | 0 | 2032 | 142.4102 | 148.3387 | 200.1301 | 153.1047 |  | 154.6959 | 112.69 |  | 112.31 |  | 111.34 | 108.13 | 99.12 |  | 110.09 | 141.21 |  | 128.15 | 0 | 10.265 | 0 | 0 | 0 | 0 | 0 | 0 | 0 | 0 | 0 | 0 | 0 | 0 | 0 | 0 | 0 | 0 | 0 | 0 | 0 | 10.265 | 2032 | 57.26 | 0
| 2033 | 151.5272 | -0.28373 | 58.4469 |  |  |  | 2033 | 0 | 0 | 0 | 0 | 0 | 0 | 0 | 0 | 0 | 0 | 0 | 0 | 0 | 0 | 0 | 0 | 0 | 0 |  |  |  | 0 | 0 | 0 | 0 | 0 | 0 | 0 | 0 | 0 | 0 | 0 | 0 | 0 | 0 | 0 | 0 | 0 | 0 | 2033 | 145.4796 | 151.5272 | 204.4001 | 156.3669 |  | 157.9979 | 115.05 |  | 114.67 |  | 113.67 | 110.4 | 101.2 |  | 112.4 | 144.17 |  | 130.82 | 0 | 10.4857 | 0 | 0 | 0 | 0 | 0 | 0 | 0 | 0 | 0 | 0 | 0 | 0 | 0 | 0 | 0 | 0 | 0 | 0 | 0 | 10.4857 | 2033 | 58.46 | 0
| 2034 | 154.7848 | -0.43875 | 59.5544 |  |  |  | 2034 | 0 | 0 | 0 | 0 | 0 | 0 | 0 | 0 | 0 | 0 | 0 | 0 | 0 | 0 | 0 | 0 | 0 | 0 |  |  |  | 0 | 0 | 0 | 0 | 0 | 0 | 0 | 0 | 0 | 0 | 0 | 0 | 0 | 0 | 0 | 0 | 0 | 0 | 2034 | 148.6101 | 154.7848 | 208.7699 | 159.6892 |  | 161.367 | 117.47 |  | 117.08 |  | 116.06 | 112.72 | 103.33 |  | 114.76 | 147.2 |  | 133.58 | 0 | 10.7111 | 0 | 0 | 0 | 0 | 0 | 0 | 0 | 0 | 0 | 0 | 0 | 0 | 0 | 0 | 0 | 0 | 0 | 0 | 0 | 10.7111 | 2034 | 59.69 | 0
| 2035 | 158.1068 | -0.34033 | 60.9405 |  |  |  | 2035 | 0 | 0 | 0 | 0 | 0 | 0 | 0 | 0 | 0 | 0 | 0 | 0 | 0 | 0 | 0 | 0 | 0 | 0 |  |  |  | 0 | 0 | 0 | 0 | 0 | 0 | 0 | 0 | 0 | 0 | 0 | 0 | 0 | 0 | 0 | 0 | 0 | 0 | 2035 | 151.8099 | 158.1068 | 213.22 | 163.0714 |  | 164.8062 | 119.93 |  | 119.54 |  | 118.5 | 115.08 | 105.5 |  | 117.17 | 150.29 |  | 136.37 | 0 | 10.941 | 0 | 0 | 0 | 0 | 0 | 0 | 0 | 0 | 0 | 0 | 0 | 0 | 0 | 0 | 0 | 0 | 0 | 0 | 0 | 10.941 | 2035 | 60.94 | 0
| 2036 | 161.5078 | -0.11465 | 62.435 |  |  |  | 2036 | 0 | 0 | 0 | 0 | 0 | 0 | 0 | 0 | 0 | 0 | 0 | 0 | 0 | 0 | 0 | 0 | 0 | 0 |  |  |  | 0 | 0 | 0 | 0 | 0 | 0 | 0 | 0 | 0 | 0 | 0 | 0 | 0 | 0 | 0 | 0 | 0 | 0 | 2036 | 155.0795 | 161.5078 | 217.7798 | 166.5037 |  | 168.3119 | 122.45 |  | 122.05 |  | 120.99 | 117.5 | 107.72 |  | 119.63 | 153.44 |  | 139.25 | 0 | 11.1763 | 0 | 0 | 0 | 0 | 0 | 0 | 0 | 0 | 0 | 0 | 0 | 0 | 0 | 0 | 0 | 0 | 0 | 0 | 0 | 11.1763 | 2036 | 62.22 | 0
| 2037 | 164.9733 | -0.30446 | 63.6377 |  |  |  | 2037 | 0 | 0 | 0 | 0 | 0 | 0 | 0 | 0 | 0 | 0 | 0 | 0 | 0 | 0 | 0 | 0 | 0 | 0 |  |  |  | 0 | 0 | 0 | 0 | 0 | 0 | 0 | 0 | 0 | 0 | 0 | 0 | 0 | 0 | 0 | 0 | 0 | 0 | 2037 | 158.4097 | 164.9733 | 222.43 | 170.098 |  | 171.9107 | 125.02 |  | 124.61 |  | 123.53 | 119.96 | 109.98 |  | 122.14 | 156.65 |  | 142.16 | 0 | 11.4162 | 0 | 0 | 0 | 0 | 0 | 0 | 0 | 0 | 0 | 0 | 0 | 0 | 0 | 0 | 0 | 0 | 0 | 0 | 0 | 11.4162 | 2037 | 63.53 | 0
| 2038 | 168.5178 | -0.27534 | 65.0407 |  |  |  | 2038 | 0 | 0 | 0 | 0 | 0 | 0 | 0 | 0 | 0 | 0 | 0 | 0 | 0 | 0 | 0 | 0 | 0 | 0 |  |  |  | 0 | 0 | 0 | 0 | 0 | 0 | 0 | 0 | 0 | 0 | 0 | 0 | 0 | 0 | 0 | 0 | 0 | 0 | 2038 | 161.8107 | 168.5178 | 227.1799 | 173.7522 |  | 175.5695 | 127.65 |  | 127.23 |  | 126.12 | 122.48 | 112.29 |  | 124.7 | 159.94 |  | 145.15 | 0 | 11.6614 | 0 | 0 | 0 | 0 | 0 | 0 | 0 | 0 | 0 | 0 | 0 | 0 | 0 | 0 | 0 | 0 | 0 | 0 | 0 | 11.6614 | 2038 | 64.86 | 0
| 2039 | 172.05 | -0.28112 | 66.4039 |  |  |  | 2039 | 0 | 0 | 0 | 0 | 0 | 0 | 0 | 0 | 0 | 0 | 0 | 0 | 0 | 0 | 0 | 0 | 0 | 0 |  |  |  | 0 | 0 | 0 | 0 | 0 | 0 | 0 | 0 | 0 | 0 | 0 | 0 | 0 | 0 | 0 | 0 | 0 | 0 | 2039 | 165.21 | 172.05 | 231.95 | 177.4 |  | 179.25 | 130.33 |  | 129.91 |  | 128.77 | 125.06 | 114.65 |  | 127.32 | 163.31 |  | 148.18 | 0 | 11.9059 | 0 | 0 | 0 | 0 | 0 | 0 | 0 | 0 | 0 | 0 | 0 | 0 | 0 | 0 | 0 | 0 | 0 | 0 | 0 | 11.9059 | 2039 | 66.22 | 0
| 2040 | 175.66 | #DIV/0! | #DIV/0! |  |  |  | 2040 | 0 | 0 | 0 | 0 | 0 | 0 | 0 | 0 | 0 | 0 | 0 | 0 | 0 | 0 | 0 | 0 | 0 | 0 | 0 | 0 | 0 | 0 | 0 | 0 | 0 | 0 | 0 | 0 | 0 | 0 | 0 | 0 | 0 | 0 | 0 | 0 | 0 | 0 | 0 | 2040 | 168.68 | 175.66 | 236.82 | 181.13 |  | 183.02 | 133.06 |  | 132.64 |  | 131.47 | 127.68 | 117.06 |  | 129.99 | 166.74 |  | 151.32 | 0 | 12.1557 | 0 | 0 | 0 | 0 | 0 | 0 | 0 | 0 | 0 | 0 | 0 | 0 | 0 | 0 | 0 | 0 | 0 | 0 | 0 | 12.1557 | 2040 | 67.61 | 0
| 2041 | 179.34 | #DIV/0! | #DIV/0! |  |  |  | 2041 | 0 | 0 | 0 | 0 | 0 | 0 | 0 | 0 | 0 | 0 | 0 | 0 | 0 | 0 | 0 | 0 | 0 | 0 |  |  |  | 0 | 0 | 0 | 0 | 0 | 0 | 0 | 0 | 0 | 0 | 0 | 0 | 0 | 0 | 0 | 0 | 0 | 0 | 2041 | 172.22 | 179.34 | 241.79 | 184.93 |  | 186.86 | 135.85 |  | 135.43 |  | 134.24 | 130.36 | 119.52 |  | 132.72 | 170.24 |  | 154.49 | 0 | 12.4103 | 0 | 0 | 0 | 0 | 0 | 0 | 0 | 0 | 0 | 0 | 0 | 0 | 0 | 0 | 0 | 0 | 0 | 0 | 0 | 12.4103 | 2041 | 69.03 | 0
| 2042 | 183.11 | #DIV/0! | #DIV/0! |  |  |  | 2042 | 0 | 0 | 0 | 0 | 0 | 0 | 0 | 0 | 0 | 0 | 0 | 0 | 0 | 0 | 0 | 0 | 0 | 0 |  |  |  | 0 | 0 | 0 | 0 | 0 | 0 | 0 | 0 | 0 | 0 | 0 | 0 | 0 | 0 | 0 | 0 | 0 | 0 | 2042 | 175.84 | 183.11 | 246.87 | 188.81 |  | 190.78 | 138.7 |  | 138.28 |  | 137.06 | 133.1 | 122.03 |  | 135.51 | 173.82 |  | 157.74 | 0 | 12.6712 | 0 | 0 | 0 | 0 | 0 | 0 | 0 | 0 | 0 | 0 | 0 | 0 | 0 | 0 | 0 | 0 | 0 | 0 | 0 | 12.6712 | 2042 | 70.48 | 0
| 2043 | 186.95 | #DIV/0! | #DIV/0! |  |  |  | 2043 | 0 | 0 | 0 | 0 | 0 | 0 | 0 | 0 | 0 | 0 | 0 | 0 | 0 | 0 | 0 | 0 | 0 | 0 |  |  |  | 0 | 0 | 0 | 0 | 0 | 0 | 0 | 0 | 0 | 0 | 0 | 0 | 0 | 0 | 0 | 0 | 0 | 0 | 2043 | 179.53 | 186.95 | 252.05 | 192.77 |  | 194.79 | 141.61 |  | 141.18 |  | 139.93 | 135.89 | 124.59 |  | 138.35 | 177.46 |  | 0 | 0 | 12.9369 | 0 | 0 | 0 | 0 | 0 | 0 | 0 | 0 | 0 | 0 | 0 | 0 | 0 | 0 | 0 | 0 | 0 | 0 | 0 | 12.9369 | 2043 | 71.96 | 0
| 2044 | 0 | #DIV/0! | #DIV/0! |  |  |  | 2044 | 0 | 0 | 0 | 0 | 0 | 0 | 0 | 0 | 0 | 0 | 0 | 0 | 0 | 0 | 0 | 0 | 0 | 0 |  |  |  | 0 | 0 | 0 | 0 | 0 | 0 | 0 | 0 | 0 | 0 | 0 | 0 | 0 | 0 | 0 | 0 | 0 | 0 | 2044 | 0 | 0 | 0 | 0 |  | 0 | 0 |  | 0 |  | 139.93 | 0 | 0 |  | 0 | 0 |  | 0 | 0 | 0 | 0 | 0 | 0 | 0 | 0 | 0 | 0 | 0 | 0 | 0 | 0 | 0 | 0 | 0 | 0 | 0 | 0 | 0 | 0 | 0 | 2044 | 73.54 | 0
| 2045 | 0 | #DIV/0! | #DIV/0! |  |  |  | 2045 | 0 | 0 | 0 | 0 | 0 | 0 | 0 | 0 | 0 | 0 | 0 | 0 | 0 | 0 | 0 | 0 | 0 | 0 |  |  |  | 0 | 0 | 0 | 0 | 0 | 0 | 0 | 0 | 0 | 0 | 0 | 0 | 0 | 0 | 0 | 0 | 0 | 0 | 2045 | 0 | 0 | 0 | 0 |  | 0 | 0 |  | 0 |  | 139.93 | 0 | 0 |  | 0 | 0 |  | 0 | 0 | 0 | 0 | 0 | 0 | 0 | 0 | 0 | 0 | 0 | 0 | 0 | 0 | 0 | 0 | 0 | 0 | 0 | 0 | 0 | 0 | 0 | 2045 | 75.16 | 0
[53 empty] | No resource cost tab |  |  | No resource cost tab | [5 empty] | No resource cost tab |  |  | No resource cost tab
[7 empty] | Year of deferral |  | 2030 | 2023 | 2024 | 2029 | 2037 | 2032 | 2024 | 2036 | 2024 | 2033 | 2024 | 2024 | 2029 | 2038 | 2024 | 2030 | 2037 | 2026
[7 empty] | if Deferred 1 |  | 0 | 1 | 0 | 0 | 0 | 0 | 0 | 0 | 0 | 0 | 0 | 0 | 0 | 0 | 0 | 0 | 0 | 0
Discount Rate - 2019 IRP Update
6.92%
15 Year Starting 2020 | [8 empty] | IRP 2019
| Levelized Prices (Nominal) @ 6.92% Discount Rate (1) (3) | [7 empty] | Inflation/Escalation |  | 2.28%
| $/kW | 95.8301
| $/MWh |  | -10.7795 | 26.4358
15 Year Starting 2022
Levelized Prices (Nominal) @ 6.92% Discount Rate (1) (3)
| $/kW | 122.7201
| $/MWh |  | -15.1704 | 32.4876
15 Year Starting 2023
Levelized Prices (Nominal) @ 6.92% Discount Rate (1) (3)
| $/kW | 137.7809
| $/MWh |  | -17.8493 | 35.6577
TRUE
FALSE
2030 |  |  |  |  | <---- Calculated Monthly
Avoided Costs calculated annually are $26.56/MWH
Avoided Costs calculated monthly are $0.00/MWH

## Table 2
Appendix B
Table 2
Avoided Energy Costs - Scheduled Hours ($/MWh)
Utah 2020.Q1_Wind - 69.2 MW and 29.4% CF
|  | Winter Season |  |  |  |  | Summer Season |  |  |  | Winter Season
Year | Annual | Jan | Feb | Mar | Apr | May | Jun | Jul | Aug | Sep | Oct | Nov | Dec
Energy Only
2020 | 11.4789 | 9.6349 | 12.0632 | 12.4818 | 11.0798 | 11.1536 | 12.1185 | 13.1065 | 15.1179 | 10.7312 | 11.209 | 11.2155 | 9.5051
2021 | 13.6232 | 14.0286 | 13.6802 | 12.9005 | 10.5368 | 11.0719 | 11.7238 | 20.3138 | 19.7613 | 15.0887 | 12.3252 | 13.7011 | 14.8718
2022 | 14.8156 | 15.6679 | 15.7275 | 13.8837 | 11.5024 | 12.1218 | 13.2659 | 20.8802 | 20.3356 | 16.7676 | 13.3621 | 14.2998 | 16.051
2023 | -21.5453 | -21.5822 | -21.547 | -21.5325 | -21.4691 | -21.4926 | -21.4522 | -21.7394 | -21.723 | -21.5742 | -21.5475 | -21.4578 | -21.5843
2024 | -21.5089 | -22.2919 | -20.4124 | -21.5382 | -21.2772 | -21.5073 | -21.4616 | -21.8596 | -21.7541 | -21.6928 | -21.6166 | -21.3717 | -21.6216
2025 | -22.3637 | -22.3091 | -22.2796 | -22.3639 | -22.3196 | -22.3144 | -22.3302 | -22.7551 | -22.6957 | -22.4064 | -22.3701 | -22.1635 | -22.3523
2026 | -22.3478 | -22.3237 | -22.3153 | -22.3217 | -22.3303 | -22.1941 | -22.2645 | -22.656 | -22.7922 | -22.3995 | -22.2647 | -22.3421 | -22.3228
2027 | -23.0973 | -23.141 | -22.9731 | -23.1956 | -23.1148 | -23.0708 | -23.1425 | -23.8972 | -21.7003 | -23.2392 | -23.1294 | -23.1126 | -23.0801
2028 | -23.1476 | -23.0353 | -21.8382 | -23.299 | -23.0959 | -23.1037 | -23.2081 | -23.7806 | -24.3142 | -23.382 | -23.2153 | -23.1802 | -23.3047
2029 | -24.1169 | -23.8532 | -23.7578 | -24.0379 | -23.9747 | -23.9787 | -24.165 | -25.1647 | -24.9469 | -23.9212 | -24.3249 | -23.9423 | -24.1561
2030 | -24.9252 | -24.7788 | -24.6003 | -24.8739 | -24.7408 | -24.7946 | -24.739 | -25.9503 | -26.4161 | -25.1734 | -24.8025 | -24.7355 | -24.6476
2031 | -24.8435 | -24.7654 | -24.5667 | -24.6397 | -24.7266 | -24.6412 | -24.6678 | -25.6604 | -26.026 | -24.928 | -24.9624 | -24.5097 | -25.0108
2032 | -25.5646 | -25.5976 | -24.9102 | -25.7021 | -25.3763 | -25.504 | -25.5929 | -26.3528 | -28.4575 | -23.3282 | -25.5652 | -25.5078 | -25.9017
2033 | -0.28373 | 0.010866 | -0.22048 | -0.23243 | -0.092172 | -0.13384 | -0.3752 | -1.2541 | 0.1127 | -0.47112 | -0.44722 | -0.27619 | -0.36817
2034 | -0.43875 | -0.31192 | -0.11318 | -0.39901 | -0.051176 | -0.21537 | -0.12078 | -2.169 | -1.8364 | -0.26852 | -0.50465 | -0.41897 | -0.11446
2035 | -0.34033 | 0.12307 | 0.018199 | -0.23582 | -0.20414 | -0.48881 | -0.19199 | -0.46092 | -2.612 | -0.3125 | -0.44339 | -0.3043 | -0.18514
2036 | -0.11465 | 0.82232 | 0.71594 | -0.15203 | -0.20714 | -0.14789 | 0.029433 | -1.1537 | -1.2627 | -0.4327 | -0.098673 | -0.47551 | -0.28306
2037 | -0.30446 | 0.099371 | 0.32806 | 0.030634 | -0.43146 | 0.082849 | 0.036388 | -1.0536 | -1.2221 | -0.76816 | -0.65384 | -0.52483 | -0.78999
|  | 31 | 28 | 31 | 30 | 31 | 30 | 31 | 31 | 30 | 31 | 30 | 31

## Table 4
Appendix B
Table 4
Burnertip Natural Gas Price Forecast |  |  |  |  | Quote Date
Utah 2020.Q1_Wind - 69.2 MW and 29.4% CF |  |  |  |  | 2020-03-31
PacifiCorp
| Delivered | Delivered | Delivered | Delivered
Year | IRP - Utah Greenfield | Naughton | IRP West Side | IRP - Wyo NE
| Fuel Cost | Fuel Cost | Fuel Cost | Fuel Cost
[6 empty] | IRP - Utah Greenfield |  | IRP West Side | IRP - Wyo NE |  |  | IRP West Side |  | Burner tip
[5 empty] | Peak Type: | Delivered | Naughton | Delivered | Delivered | Year | IRP - Utah Greenfield | West Side | IRP - Wyo NE | Naughton
2019 | 2.42 | 2.43 | 4.31 | 2.09 | 2016-01-01 | 2.2764 | 2.2725 | 2.3749 | 2.2758 | 2016 | 47 | 43 | 46 | 42
2020 | 1.71 | 1.72 | 1.89 | 1.6 | 2016-02-01 | 1.8452 | 1.8414 | 1.7746 | 1.829 | 2016
2021 | 2.22 | 2.23 | 2.32 | 2.07 | 2016-03-01 | 1.5254 | 1.5217 | 1.4851 | 1.5765 | 2016
2022 | 2.16 | 2.17 | 2.22 | 2.03 | 2016-04-01 | 1.691 | 1.6873 | 1.4974 | 1.7513 | 2016
2023 | 2.25 | 2.26 | 2.3 | 2.13 | 2016-05-01 | 1.731 | 1.7273 | 1.5719 | 1.8005 | 2016
2024 | 2.38 | 2.39 | 2.4 | 2.25 | 2016-06-01 | 2.3388 | 2.3349 | 2.1751 | 2.3648 | 2016
2025 | 2.55 | 2.56 | 2.5 | 2.42 | 2016-07-01 | 2.581 | 2.577 | 2.5038 | 2.6063 | 2016
2026 | 2.68 | 2.69 | 2.6 | 2.55 | 2016-08-01 | 2.6354 | 2.6314 | 2.6478 | 2.6356 | 2016
2027 | 2.94 | 2.95 | 2.8 | 2.8 | 2016-09-01 | 2.7123 | 2.7083 | 2.7715 | 2.7682 | 2016
2028 | 3.2 | 3.21 | 3.05 | 3.06 | 2016-10-01 | 2.6863 | 2.6822 | 2.6942 | 2.75 | 2016
2029 | 3.43 | 3.44 | 3.3 | 3.3 | 2016-11-01 | 2.2696 | 2.2657 | 2.2677 | 2.3067 | 2016
2030 | 3.67 | 3.68 | 3.55 | 3.53 | 2016-12-01 | 3.5124 | 3.5081 | 3.8168 | 3.5519 | 2016
2031 | 3.85 | 3.86 | 3.72 | 3.71 | 2017-01-01 | 3.2524 | 3.2626 | 3.5318 | 3.2193 | 2017
2032 | 4.04 | 4.05 | 3.89 | 3.89 | 2017-02-01 | 2.6306 | 2.6408 | 2.6904 | 2.6164 | 2017
2033 | 4.22 | 4.23 | 4.06 | 4.07 | 2017-03-01 | 2.5701 | 2.5803 | 2.5432 | 2.5688 | 2017
2034 | 4.43 | 4.44 | 4.28 | 4.28 | 2017-04-01 | 2.7337 | 2.7439 | 2.7294 | 2.763 | 2017
2035 | 4.66 | 4.67 | 4.49 | 4.51 | 2017-05-01 | 2.7935 | 2.8037 | 2.7212 | 2.7948 | 2017
2036 | 4.85 | 4.86 | 4.66 | 4.7 | 2017-06-01 | 2.8755 | 2.8713 | 2.8529 | 2.9027 | 2017
2037 | 5.18 | 5.19 | 4.99 | 5.03 | 2017-07-01 | 2.6189 | 2.6291 | 2.4946 | 2.6363 | 2017
2038 | 5.48 | 5.49 | 5.24 | 5.32 | 2017-08-01 | 2.6204 | 2.6306 | 2.6662 | 2.5882 | 2017
2039 | 5.82 | 5.83 | 5.58 | 5.66 | 2017-09-01 | 2.6225 | 2.6328 | 2.6887 | 2.6332 | 2017
2040 | 5.95 | 5.96 | 5.69 | 5.78 | 2017-10-01 | 2.574 | 2.5842 | 2.6534 | 2.5597 | 2017
[5 empty] | 2017-11-01 | 2.7399 | 2.7501 | 2.7911 | 2.7287 | 2017
[5 empty] | 2017-12-01 | 2.5384 | 2.5486 | 2.8225 | 2.5087 | 2017
[5 empty] | 2018-01-01 | 2.9366 | 2.9467 | 2.8136 | 3.0827 | 2018
[5 empty] | 2018-02-01 | 2.2425 | 2.2526 | 2.2559 | 2.2491 | 2018
[5 empty] | 2018-03-01 | 2.1137 | 2.1238 | 2.1844 | 2.1613 | 2018
Official Forward Price Curve Forecast dated Mar 31, 2020 |  |  |  |  | 2018-04-01 | 1.9777 | 1.9878 | 2.0226 | 2.0695 | 2018
[5 empty] | 2018-05-01 | 1.7832 | 1.7933 | 1.5708 | 1.8795 | 2018
[5 empty] | 2018-06-01 | 2.1436 | 2.1538 | 1.8485 | 2.2504 | 2018
[5 empty] | 2018-07-01 | 2.4216 | 2.4318 | 2.3536 | 2.4675 | 2018
[5 empty] | 2018-08-01 | 2.4788 | 2.489 | 2.5402 | 2.4625 | 2018
[5 empty] | 2018-09-01 | 2.2195 | 2.2296 | 2.3919 | 2.2245 | 2018
[5 empty] | 2018-10-01 | 2.9129 | 2.923 | 4.6219 | 2.9276 | 2018
[5 empty] | 2018-11-01 | 3.9745 | 3.9847 | 8.668 | 3.8703 | 2018
[5 empty] | 2018-12-01 | 3.9079 | 3.9181 | 5.4439 | 3.5769 | 2018
[5 empty] | 2019-01-01 | 3.1877 | 3.1979 | 3.6245 | 2.9303 | 2019
[5 empty] | 2019-02-01 | 4.6376 | 4.6478 | 13.2487 | 2.6294 | 2019
[5 empty] | 2019-03-01 | 2.8841 | 2.8942 | 13.1476 | 3.1562 | 2019
[5 empty] | 2019-04-01 | 1.8442 | 1.8543 | 2.0842 | 1.8712 | 2019
[5 empty] | 2019-05-01 | 1.8429 | 1.853 | 1.8682 | 1.9059 | 2019
[5 empty] | 2019-06-01 | 1.5244 | 1.5346 | 1.6388 | 1.511 | 2019
[5 empty] | 2019-07-01 | 1.9035 | 1.9136 | 2.0858 | 1.8424 | 2019
[5 empty] | 2019-08-01 | 1.759 | 1.7692 | 1.9418 | 1.6796 | 2019
[5 empty] | 2019-09-01 | 1.997 | 2.0072 | 2.3396 | 1.8 | 2019
[5 empty] | 2019-10-01 | 2.0297 | 2.0399 | 2.9083 | 1.626 | 2019
[5 empty] | 2019-11-01 | 2.6989 | 2.709 | 3.6124 | 2.2204 | 2019
[5 empty] | 2019-12-01 | 2.6969 | 2.707 | 3.1833 | 1.9344 | 2019
[5 empty] | 2020-01-01 | 2.078 | 2.0882 | 2.309 | 1.7744 | 2020
[5 empty] | 2020-02-01 | 1.6878 | 1.6979 | 1.7679 | 1.6511 | 2020
[5 empty] | 2020-03-01 | 1.4749 | 1.4851 | 1.6828 | 1.3927 | 2020
[5 empty] | 2020-04-01 | 1.3322 | 1.3423 | 1.4597 | 1.2991 | 2020
[5 empty] | 2020-05-01 | 1.246 | 1.2561 | 1.3056 | 1.2213 | 2020
[5 empty] | 2020-06-01 | 1.3129 | 1.323 | 1.3921 | 1.2876 | 2020
[5 empty] | 2020-07-01 | 1.4812 | 1.4913 | 1.6112 | 1.4216 | 2020
[5 empty] | 2020-08-01 | 1.6495 | 1.6597 | 1.7974 | 1.5531 | 2020
[5 empty] | 2020-09-01 | 1.5968 | 1.6069 | 1.7151 | 1.5134 | 2020
[5 empty] | 2020-10-01 | 1.7301 | 1.7403 | 1.8836 | 1.6379 | 2020
[5 empty] | 2020-11-01 | 2.1331 | 2.1433 | 2.5691 | 2.0243 | 2020
[5 empty] | 2020-12-01 | 2.7415 | 2.7516 | 3.2144 | 2.4434 | 2020
[5 empty] | 2021-01-01 | 2.8216 | 2.8317 | 3.0716 | 2.5001 | 2021
[5 empty] | 2021-02-01 | 2.6639 | 2.6741 | 2.8297 | 2.3866 | 2021
[5 empty] | 2021-03-01 | 2.2918 | 2.302 | 2.3978 | 2.1136 | 2021
[5 empty] | 2021-04-01 | 1.8204 | 1.8305 | 1.8295 | 1.7849 | 2021
[5 empty] | 2021-05-01 | 1.7833 | 1.7935 | 1.7846 | 1.7157 | 2021
[5 empty] | 2021-06-01 | 1.8411 | 1.8513 | 1.8113 | 1.7754 | 2021
[5 empty] | 2021-07-01 | 2.1331 | 2.1433 | 2.0927 | 2.0017 | 2021
[5 empty] | 2021-08-01 | 2.1357 | 2.1458 | 2.1089 | 2.0017 | 2021
[5 empty] | 2021-09-01 | 2.1073 | 2.1174 | 2.1 | 2.0037 | 2021
[5 empty] | 2021-10-01 | 1.9714 | 1.9816 | 2.0906 | 1.9244 | 2021
[5 empty] | 2021-11-01 | 2.3025 | 2.3126 | 2.6566 | 2.1342 | 2021
[5 empty] | 2021-12-01 | 2.7587 | 2.7688 | 3.0663 | 2.4981 | 2021
[5 empty] | 2022-01-01 | 2.8033 | 2.8135 | 2.9883 | 2.5648 | 2022
[5 empty] | 2022-02-01 | 2.6877 | 2.6979 | 2.8301 | 2.4504 | 2022
[5 empty] | 2022-03-01 | 2.305 | 2.3151 | 2.4359 | 2.1116 | 2022
[5 empty] | 2022-04-01 | 1.7433 | 1.7534 | 1.7398 | 1.7513 | 2022
[5 empty] | 2022-05-01 | 1.7205 | 1.7306 | 1.677 | 1.676 | 2022
[5 empty] | 2022-06-01 | 1.8244 | 1.8345 | 1.7677 | 1.7889 | 2022
[5 empty] | 2022-07-01 | 2.0034 | 2.0135 | 1.931 | 1.8808 | 2022
[5 empty] | 2022-08-01 | 2.0226 | 2.0328 | 1.9598 | 1.8998 | 2022
[5 empty] | 2022-09-01 | 1.9937 | 2.0039 | 1.9549 | 1.8813 | 2022
[5 empty] | 2022-10-01 | 1.8832 | 1.8934 | 1.9449 | 1.8522 | 2022
[5 empty] | 2022-11-01 | 2.2599 | 2.27 | 2.5257 | 2.0293 | 2022
[5 empty] | 2022-12-01 | 2.6857 | 2.6958 | 2.9316 | 2.4183 | 2022
[5 empty] | 2023-01-01 | 2.7805 | 2.7906 | 2.9695 | 2.5698 | 2023
[5 empty] | 2023-02-01 | 2.6725 | 2.6827 | 2.8191 | 2.4955 | 2023
[5 empty] | 2023-03-01 | 2.3151 | 2.3253 | 2.5278 | 2.1618 | 2023
[5 empty] | 2023-04-01 | 1.7864 | 1.7965 | 1.7605 | 1.7839 | 2023
[5 empty] | 2023-05-01 | 1.8635 | 1.8737 | 1.8483 | 1.8176 | 2023
[5 empty] | 2023-06-01 | 1.9217 | 1.9319 | 1.8969 | 1.8853 | 2023
[5 empty] | 2023-07-01 | 2.0676 | 2.0778 | 2.0202 | 1.9444 | 2023
[5 empty] | 2023-08-01 | 2.1086 | 2.1187 | 2.0569 | 1.985 | 2023
[5 empty] | 2023-09-01 | 2.1881 | 2.1982 | 2.096 | 2.0737 | 2023
[5 empty] | 2023-10-01 | 2.1643 | 2.1744 | 2.1103 | 2.1304 | 2023
[5 empty] | 2023-11-01 | 2.4654 | 2.4755 | 2.6407 | 2.2328 | 2023
[5 empty] | 2023-12-01 | 2.7096 | 2.7198 | 2.9076 | 2.4419 | 2023
[5 empty] | 2024-01-01 | 2.7744 | 2.7846 | 2.9026 | 2.5638 | 2024
[5 empty] | 2024-02-01 | 2.7012 | 2.7114 | 2.8078 | 2.5239 | 2024
[5 empty] | 2024-03-01 | 2.4584 | 2.4685 | 2.6 | 2.3036 | 2024
[5 empty] | 2024-04-01 | 2.0531 | 2.0633 | 2.0136 | 2.048 | 2024
[5 empty] | 2024-05-01 | 2.0066 | 2.0167 | 2.0196 | 1.9593 | 2024
[5 empty] | 2024-06-01 | 2.0191 | 2.0292 | 2.0261 | 1.9816 | 2024
[5 empty] | 2024-07-01 | 2.1319 | 2.1421 | 2.1093 | 2.008 | 2024
[5 empty] | 2024-08-01 | 2.1946 | 2.2047 | 2.1541 | 2.0701 | 2024
[5 empty] | 2024-09-01 | 2.3826 | 2.3927 | 2.2373 | 2.2662 | 2024
[5 empty] | 2024-10-01 | 2.4452 | 2.4554 | 2.2757 | 2.4085 | 2024
[5 empty] | 2024-11-01 | 2.6708 | 2.6809 | 2.7558 | 2.4361 | 2024
[5 empty] | 2024-12-01 | 2.7335 | 2.7436 | 2.8838 | 2.4655 | 2024
[5 empty] | 2025-01-01 | 2.7682 | 2.7784 | 2.8358 | 2.5577 | 2025
[5 empty] | 2025-02-01 | 2.7298 | 2.74 | 2.7965 | 2.5523 | 2025
[5 empty] | 2025-03-01 | 2.6018 | 2.6119 | 2.6722 | 2.4456 | 2025
[5 empty] | 2025-04-01 | 2.3199 | 2.33 | 2.2666 | 2.3121 | 2025
[5 empty] | 2025-05-01 | 2.3328 | 2.3429 | 2.2143 | 2.2822 | 2025
[5 empty] | 2025-06-01 | 2.3455 | 2.3557 | 2.1685 | 2.3048 | 2025
[5 empty] | 2025-07-01 | 2.4224 | 2.4325 | 2.1751 | 2.2956 | 2025
[5 empty] | 2025-08-01 | 2.4352 | 2.4453 | 2.2209 | 2.3083 | 2025
[5 empty] | 2025-09-01 | 2.4865 | 2.4966 | 2.2928 | 2.3691 | 2025
[5 empty] | 2025-10-01 | 2.4993 | 2.5094 | 2.4825 | 2.462 | 2025
[5 empty] | 2025-11-01 | 2.781 | 2.7912 | 2.8227 | 2.5452 | 2025
[5 empty] | 2025-12-01 | 2.8963 | 2.9064 | 3.0582 | 2.6267 | 2025
[5 empty] | 2026-01-01 | 2.921 | 2.9312 | 2.9983 | 2.7089 | 2026
[5 empty] | 2026-02-01 | 2.921 | 2.9312 | 2.9381 | 2.7416 | 2026
[5 empty] | 2026-03-01 | 2.764 | 2.7741 | 2.7375 | 2.6062 | 2026
[5 empty] | 2026-04-01 | 2.3843 | 2.3944 | 2.3965 | 2.3758 | 2026
[5 empty] | 2026-05-01 | 2.3712 | 2.3813 | 2.2294 | 2.3202 | 2026
[5 empty] | 2026-06-01 | 2.3843 | 2.3944 | 2.2027 | 2.3432 | 2026
[5 empty] | 2026-07-01 | 2.5284 | 2.5385 | 2.2227 | 2.4005 | 2026
[5 empty] | 2026-08-01 | 2.5545 | 2.5647 | 2.2829 | 2.4264 | 2026
[5 empty] | 2026-09-01 | 2.6592 | 2.6694 | 2.4233 | 2.5401 | 2026
[5 empty] | 2026-10-01 | 2.6723 | 2.6825 | 2.6506 | 2.6334 | 2026
[5 empty] | 2026-11-01 | 2.921 | 2.9312 | 2.918 | 2.6838 | 2026
[5 empty] | 2026-12-01 | 3.1174 | 3.1276 | 3.259 | 2.8456 | 2026
[5 empty] | 2027-01-01 | 3.1327 | 3.1429 | 3.2211 | 2.9185 | 2027
[5 empty] | 2027-02-01 | 3.0926 | 3.1027 | 3.0503 | 2.9114 | 2027
[5 empty] | 2027-03-01 | 2.9186 | 2.9287 | 2.9 | 2.7592 | 2027
[5 empty] | 2027-04-01 | 2.6912 | 2.7013 | 2.6404 | 2.6796 | 2027
[5 empty] | 2027-05-01 | 2.7046 | 2.7147 | 2.4354 | 2.6502 | 2027
[5 empty] | 2027-06-01 | 2.718 | 2.7281 | 2.4012 | 2.6735 | 2027
[5 empty] | 2027-07-01 | 2.8116 | 2.8218 | 2.4217 | 2.6809 | 2027
[5 empty] | 2027-08-01 | 2.825 | 2.8352 | 2.5037 | 2.6942 | 2027
[5 empty] | 2027-09-01 | 2.8786 | 2.8887 | 2.6131 | 2.7572 | 2027
[5 empty] | 2027-10-01 | 2.9052 | 2.9154 | 2.8385 | 2.8639 | 2027
[5 empty] | 2027-11-01 | 3.1595 | 3.1696 | 3.1733 | 2.9199 | 2027
[5 empty] | 2027-12-01 | 3.3869 | 3.3971 | 3.3919 | 3.1124 | 2027
[5 empty] | 2028-01-01 | 3.424 | 3.4342 | 3.4069 | 3.2069 | 2028
[5 empty] | 2028-02-01 | 3.2871 | 3.2973 | 3.2461 | 3.104 | 2028
[5 empty] | 2028-03-01 | 3.205 | 3.2152 | 3.1622 | 3.0428 | 2028
[5 empty] | 2028-04-01 | 2.8765 | 2.8867 | 2.6798 | 2.8631 | 2028
[5 empty] | 2028-05-01 | 2.8765 | 2.8867 | 2.624 | 2.8204 | 2028
[5 empty] | 2028-06-01 | 2.8765 | 2.8867 | 2.6519 | 2.8305 | 2028
[5 empty] | 2028-07-01 | 3.1366 | 3.1467 | 2.7218 | 3.0026 | 2028
[5 empty] | 2028-08-01 | 3.1503 | 3.1604 | 2.8336 | 3.0162 | 2028
[5 empty] | 2028-09-01 | 3.2187 | 3.2289 | 2.9455 | 3.094 | 2028
[5 empty] | 2028-10-01 | 3.2461 | 3.2562 | 3.267 | 3.2014 | 2028
[5 empty] | 2028-11-01 | 3.3966 | 3.4068 | 3.4278 | 3.1547 | 2028
[5 empty] | 2028-12-01 | 3.6703 | 3.6804 | 3.6864 | 3.393 | 2028
[5 empty] | 2029-01-01 | 3.713 | 3.7231 | 3.7066 | 3.4929 | 2029
[5 empty] | 2029-02-01 | 3.517 | 3.5271 | 3.4921 | 3.3315 | 2029
[5 empty] | 2029-03-01 | 3.419 | 3.4291 | 3.3777 | 3.2546 | 2029
[5 empty] | 2029-04-01 | 3.1109 | 3.1211 | 3.0702 | 3.0952 | 2029
[5 empty] | 2029-05-01 | 3.1109 | 3.1211 | 2.87 | 3.0525 | 2029
[5 empty] | 2029-06-01 | 3.1249 | 3.1351 | 2.8629 | 3.0764 | 2029
[5 empty] | 2029-07-01 | 3.349 | 3.3591 | 2.9344 | 3.2129 | 2029
[5 empty] | 2029-08-01 | 3.377 | 3.3871 | 3.0274 | 3.2406 | 2029
[5 empty] | 2029-09-01 | 3.419 | 3.4291 | 3.1417 | 3.2922 | 2029
[5 empty] | 2029-10-01 | 3.447 | 3.4572 | 3.4564 | 3.4003 | 2029
[5 empty] | 2029-11-01 | 3.643 | 3.6532 | 3.678 | 3.3986 | 2029
[5 empty] | 2029-12-01 | 3.979 | 3.9892 | 4.0355 | 3.6986 | 2029
[5 empty] | 2030-01-01 | 4.0278 | 4.0379 | 4.077 | 3.8046 | 2030
[5 empty] | 2030-02-01 | 3.8559 | 3.8661 | 3.8575 | 3.6671 | 2030
[5 empty] | 2030-03-01 | 3.6984 | 3.7085 | 3.6746 | 3.5312 | 2030
[5 empty] | 2030-04-01 | 3.3117 | 3.3218 | 3.3015 | 3.2939 | 2030
[5 empty] | 2030-05-01 | 3.3117 | 3.3218 | 3.0748 | 3.2512 | 2030
[5 empty] | 2030-06-01 | 3.3404 | 3.3505 | 3.0967 | 3.2897 | 2030
[5 empty] | 2030-07-01 | 3.5695 | 3.5797 | 3.1553 | 3.4312 | 2030
[5 empty] | 2030-08-01 | 3.5981 | 3.6082 | 3.2869 | 3.4595 | 2030
[5 empty] | 2030-09-01 | 3.6268 | 3.6369 | 3.3454 | 3.498 | 2030
[5 empty] | 2030-10-01 | 3.6698 | 3.6799 | 3.5941 | 3.6208 | 2030
[5 empty] | 2030-11-01 | 3.8846 | 3.8948 | 3.938 | 3.6378 | 2030
[5 empty] | 2030-12-01 | 4.1138 | 4.1239 | 4.1794 | 3.832 | 2030
[5 empty] | 2031-01-01 | 4.1313 | 4.1415 | 4.1813 | 3.9071 | 2031
[5 empty] | 2031-02-01 | 3.9849 | 3.995 | 3.987 | 3.7948 | 2031
[5 empty] | 2031-03-01 | 3.8678 | 3.8779 | 3.8225 | 3.6989 | 2031
[5 empty] | 2031-04-01 | 3.5019 | 3.512 | 3.4861 | 3.4822 | 2031
[5 empty] | 2031-05-01 | 3.4873 | 3.4974 | 3.2319 | 3.4251 | 2031
[5 empty] | 2031-06-01 | 3.5165 | 3.5266 | 3.2244 | 3.464 | 2031
[5 empty] | 2031-07-01 | 3.7654 | 3.7755 | 3.3216 | 3.6251 | 2031
[5 empty] | 2031-08-01 | 3.7947 | 3.8048 | 3.4412 | 3.6541 | 2031
[5 empty] | 2031-09-01 | 3.8532 | 3.8633 | 3.531 | 3.7221 | 2031
[5 empty] | 2031-10-01 | 3.8971 | 3.9072 | 3.7777 | 3.8458 | 2031
[5 empty] | 2031-11-01 | 4.1167 | 4.1269 | 4.1739 | 3.8675 | 2031
[5 empty] | 2031-12-01 | 4.3362 | 4.3464 | 4.4355 | 4.0522 | 2031
[5 empty] | 2032-01-01 | 4.3721 | 4.3823 | 4.4412 | 4.1454 | 2032
[5 empty] | 2032-02-01 | 4.2225 | 4.2326 | 4.1891 | 4.0299 | 2032
[5 empty] | 2032-03-01 | 4.1028 | 4.113 | 4.0592 | 3.9316 | 2032
[5 empty] | 2032-04-01 | 3.6839 | 3.694 | 3.6543 | 3.6624 | 2032
[5 empty] | 2032-05-01 | 3.654 | 3.6641 | 3.3869 | 3.5901 | 2032
[5 empty] | 2032-06-01 | 3.6839 | 3.694 | 3.4021 | 3.6297 | 2032
[5 empty] | 2032-07-01 | 3.9233 | 3.9334 | 3.4556 | 3.7814 | 2032
[5 empty] | 2032-08-01 | 3.9831 | 3.9932 | 3.5778 | 3.8406 | 2032
[5 empty] | 2032-09-01 | 4.028 | 4.0381 | 3.6772 | 3.8951 | 2032
[5 empty] | 2032-10-01 | 4.0579 | 4.068 | 3.9217 | 4.005 | 2032
[5 empty] | 2032-11-01 | 4.2973 | 4.3074 | 4.3495 | 4.0463 | 2032
[5 empty] | 2032-12-01 | 4.4618 | 4.472 | 4.5635 | 4.1766 | 2032
[5 empty] | 2033-01-01 | 4.4991 | 4.5092 | 4.57 | 4.2711 | 2033
[5 empty] | 2033-02-01 | 4.3309 | 4.3411 | 4.3201 | 4.1373 | 2033
[5 empty] | 2033-03-01 | 4.1781 | 4.1882 | 4.1327 | 4.006 | 2033
[5 empty] | 2033-04-01 | 3.8416 | 3.8518 | 3.8126 | 3.8185 | 2033
[5 empty] | 2033-05-01 | 3.8416 | 3.8518 | 3.5392 | 3.7759 | 2033
[5 empty] | 2033-06-01 | 3.857 | 3.8671 | 3.5158 | 3.8011 | 2033
[5 empty] | 2033-07-01 | 4.0863 | 4.0964 | 3.6173 | 3.9428 | 2033
[5 empty] | 2033-08-01 | 4.1474 | 4.1576 | 3.7735 | 4.0033 | 2033
[5 empty] | 2033-09-01 | 4.2697 | 4.2798 | 3.9062 | 4.1344 | 2033
[5 empty] | 2033-10-01 | 4.3003 | 4.3105 | 4.1327 | 4.245 | 2033
[5 empty] | 2033-11-01 | 4.5297 | 4.5398 | 4.5934 | 4.2763 | 2033
[5 empty] | 2033-12-01 | 4.7131 | 4.7232 | 4.8199 | 4.4253 | 2033
[5 empty] | 2034-01-01 | 4.7546 | 4.7647 | 4.8299 | 4.524 | 2034
[5 empty] | 2034-02-01 | 4.6295 | 4.6397 | 4.6064 | 4.4329 | 2034
[5 empty] | 2034-03-01 | 4.4265 | 4.4366 | 4.375 | 4.2519 | 2034
[5 empty] | 2034-04-01 | 4.0826 | 4.0928 | 4.0319 | 4.0571 | 2034
[5 empty] | 2034-05-01 | 4.0202 | 4.0303 | 3.7207 | 3.9526 | 2034
[5 empty] | 2034-06-01 | 4.0514 | 4.0616 | 3.7685 | 3.9936 | 2034
[5 empty] | 2034-07-01 | 4.2545 | 4.2646 | 3.8084 | 4.1093 | 2034
[5 empty] | 2034-08-01 | 4.3327 | 4.3428 | 3.9361 | 4.1867 | 2034
[5 empty] | 2034-09-01 | 4.4421 | 4.4522 | 4.0798 | 4.305 | 2034
[5 empty] | 2034-10-01 | 4.4733 | 4.4834 | 4.3271 | 4.4162 | 2034
[5 empty] | 2034-11-01 | 4.7546 | 4.7647 | 4.798 | 4.499 | 2034
[5 empty] | 2034-12-01 | 4.9264 | 4.9365 | 5.0294 | 4.6365 | 2034
[5 empty] | 2035-01-01 | 4.9712 | 4.9814 | 5.0256 | 4.7385 | 2035
[5 empty] | 2035-02-01 | 4.8754 | 4.8855 | 4.8462 | 4.6763 | 2035
[5 empty] | 2035-03-01 | 4.6997 | 4.7098 | 4.6424 | 4.5224 | 2035
[5 empty] | 2035-04-01 | 4.3165 | 4.3266 | 4.2263 | 4.2886 | 2035
[5 empty] | 2035-05-01 | 4.3484 | 4.3585 | 4.0225 | 4.2775 | 2035
[5 empty] | 2035-06-01 | 4.3644 | 4.3745 | 4.0387 | 4.3034 | 2035
[5 empty] | 2035-07-01 | 4.4761 | 4.4863 | 3.9899 | 4.3287 | 2035
[5 empty] | 2035-08-01 | 4.572 | 4.5821 | 4.1367 | 4.4236 | 2035
[5 empty] | 2035-09-01 | 4.6199 | 4.63 | 4.2345 | 4.4811 | 2035
[5 empty] | 2035-10-01 | 4.6678 | 4.6779 | 4.4955 | 4.6088 | 2035
[5 empty] | 2035-11-01 | 4.9073 | 4.9175 | 4.9685 | 4.6502 | 2035
[5 empty] | 2035-12-01 | 5.1468 | 5.157 | 5.254 | 4.8547 | 2035
[5 empty] | 2036-01-01 | 5.1788 | 5.1889 | 5.2527 | 4.944 | 2036
[5 empty] | 2036-02-01 | 5.0482 | 5.0583 | 5.0193 | 4.8473 | 2036
[5 empty] | 2036-03-01 | 4.8033 | 4.8135 | 4.7692 | 4.625 | 2036
[5 empty] | 2036-04-01 | 4.4933 | 4.5034 | 4.3441 | 4.4636 | 2036
[5 empty] | 2036-05-01 | 4.4443 | 4.4544 | 4.1024 | 4.3725 | 2036
[5 empty] | 2036-06-01 | 4.4606 | 4.4708 | 4.1191 | 4.3987 | 2036
[5 empty] | 2036-07-01 | 4.6892 | 4.6993 | 4.1024 | 4.5396 | 2036
[5 empty] | 2036-08-01 | 4.7707 | 4.7808 | 4.3025 | 4.6203 | 2036
[5 empty] | 2036-09-01 | 4.8523 | 4.8624 | 4.4608 | 4.7111 | 2036
[5 empty] | 2036-10-01 | 4.9013 | 4.9114 | 4.7025 | 4.8399 | 2036
[5 empty] | 2036-11-01 | 5.1461 | 5.1563 | 5.211 | 4.8866 | 2036
[5 empty] | 2036-12-01 | 5.4562 | 5.4663 | 5.5527 | 5.1609 | 2036
[5 empty] | 2037-01-01 | 5.4931 | 5.5032 | 5.5725 | 5.2552 | 2037
[5 empty] | 2037-02-01 | 5.4763 | 5.4865 | 5.4702 | 5.2712 | 2037
[5 empty] | 2037-03-01 | 5.1929 | 5.203 | 5.1636 | 5.0106 | 2037
[5 empty] | 2037-04-01 | 4.7758 | 4.786 | 4.5673 | 4.7434 | 2037
[5 empty] | 2037-05-01 | 4.7425 | 4.7526 | 4.3713 | 4.6677 | 2037
[5 empty] | 2037-06-01 | 4.7591 | 4.7693 | 4.4054 | 4.6942 | 2037
[5 empty] | 2037-07-01 | 5.0427 | 5.0528 | 4.4395 | 4.8896 | 2037
[5 empty] | 2037-08-01 | 5.1094 | 5.1196 | 4.6865 | 4.9556 | 2037
[5 empty] | 2037-09-01 | 5.1929 | 5.203 | 4.8569 | 5.0483 | 2037
[5 empty] | 2037-10-01 | 5.2095 | 5.2196 | 5.0358 | 5.145 | 2037
[5 empty] | 2037-11-01 | 5.4763 | 5.4865 | 5.5384 | 5.2135 | 2037
[5 empty] | 2037-12-01 | 5.7266 | 5.7367 | 5.8025 | 5.4286 | 2037
[5 empty] | 2038-01-01 | 5.7505 | 5.7606 | 5.7994 | 5.51 | 2038
[5 empty] | 2038-02-01 | 5.7505 | 5.7606 | 5.7384 | 5.5426 | 2038
[5 empty] | 2038-03-01 | 5.4437 | 5.4538 | 5.4424 | 5.259 | 2038
[5 empty] | 2038-04-01 | 5.0176 | 5.0277 | 4.7807 | 4.9826 | 2038
[5 empty] | 2038-05-01 | 5.0176 | 5.0277 | 4.5979 | 4.94 | 2038
[5 empty] | 2038-06-01 | 5.0516 | 5.0618 | 4.624 | 4.9837 | 2038
[5 empty] | 2038-07-01 | 5.3756 | 5.3857 | 4.6763 | 5.2191 | 2038
[5 empty] | 2038-08-01 | 5.4267 | 5.4368 | 4.8939 | 5.2697 | 2038
[5 empty] | 2038-09-01 | 5.5801 | 5.5902 | 5.1028 | 5.4316 | 2038
[5 empty] | 2038-10-01 | 5.529 | 5.5391 | 5.2421 | 5.4613 | 2038
[5 empty] | 2038-11-01 | 5.6994 | 5.7095 | 5.7732 | 5.4343 | 2038
[5 empty] | 2038-12-01 | 6.1085 | 6.1186 | 6.165 | 5.8067 | 2038
[5 empty] | 2039-01-01 | 6.1386 | 6.1488 | 6.1758 | 5.8942 | 2039
[5 empty] | 2039-02-01 | 6.0515 | 6.0617 | 6.0424 | 5.8406 | 2039
[5 empty] | 2039-03-01 | 5.8425 | 5.8526 | 5.8466 | 5.6537 | 2039
[5 empty] | 2039-04-01 | 5.3895 | 5.3996 | 5.1615 | 5.3508 | 2039
[5 empty] | 2039-05-01 | 5.4069 | 5.417 | 5.0191 | 5.3254 | 2039
[5 empty] | 2039-06-01 | 5.4418 | 5.4519 | 5.0014 | 5.37 | 2039
[5 empty] | 2039-07-01 | 5.7901 | 5.8003 | 5.0458 | 5.6295 | 2039
[5 empty] | 2039-08-01 | 5.8425 | 5.8526 | 5.2771 | 5.6813 | 2039
[5 empty] | 2039-09-01 | 5.8773 | 5.8875 | 5.4462 | 5.7259 | 2039
[5 empty] | 2039-10-01 | 5.7901 | 5.8003 | 5.5174 | 5.7199 | 2039
[5 empty] | 2039-11-01 | 5.9819 | 5.992 | 6.0424 | 5.714 | 2039
[5 empty] | 2039-12-01 | 6.3128 | 6.3229 | 6.3626 | 6.0089 | 2039
[5 empty] | 2040-01-01 | 6.2917 | 6.3019 | 6.3115 | 6.0458 | 2040
[5 empty] | 2040-02-01 | 6.1493 | 6.1594 | 6.1387 | 5.9374 | 2040
[5 empty] | 2040-03-01 | 5.9356 | 5.9458 | 5.875 | 5.746 | 2040
[5 empty] | 2040-04-01 | 5.5439 | 5.554 | 5.2748 | 5.5037 | 2040
[5 empty] | 2040-05-01 | 5.5617 | 5.5718 | 5.1202 | 5.4787 | 2040
[5 empty] | 2040-06-01 | 5.5796 | 5.5897 | 5.0657 | 5.5064 | 2040
[5 empty] | 2040-07-01 | 5.811 | 5.8212 | 5.1566 | 5.6502 | 2040
[5 empty] | 2040-08-01 | 5.8644 | 5.8745 | 5.3203 | 5.703 | 2040
[5 empty] | 2040-09-01 | 5.9712 | 5.9814 | 5.5295 | 5.8188 | 2040
[5 empty] | 2040-10-01 | 5.9356 | 5.9458 | 5.6567 | 5.8639 | 2040
[5 empty] | 2040-11-01 | 6.1848 | 6.195 | 6.2478 | 5.9149 | 2040
[5 empty] | 2040-12-01 | 6.541 | 6.5512 | 6.5843 | 6.2349 | 2040
[5 empty] | 2041-01-01 | 6.576 | 6.5861 | 6.6081 | 6.3272 | 2041
[5 empty] | 2041-02-01 | 6.394 | 6.4042 | 6.3944 | 6.1797 | 2041
[5 empty] | 2041-03-01 | 6.212 | 6.2222 | 6.1899 | 6.0196 | 2041
[5 empty] | 2041-04-01 | 5.7753 | 5.7855 | 5.4929 | 5.7328 | 2041
[5 empty] | 2041-05-01 | 5.7571 | 5.7672 | 5.3628 | 5.6721 | 2041
[5 empty] | 2041-06-01 | 5.7571 | 5.7672 | 5.3071 | 5.6821 | 2041
[5 empty] | 2041-07-01 | 6.0119 | 6.022 | 5.3907 | 5.8491 | 2041
[5 empty] | 2041-08-01 | 6.0664 | 6.0766 | 5.5672 | 5.9031 | 2041
[5 empty] | 2041-09-01 | 6.0847 | 6.0948 | 5.6695 | 5.9312 | 2041
[5 empty] | 2041-10-01 | 6.1028 | 6.113 | 5.8646 | 6.0294 | 2041
[5 empty] | 2041-11-01 | 6.4668 | 6.4769 | 6.5059 | 6.194 | 2041
[5 empty] | 2041-12-01 | 6.7215 | 6.7316 | 6.7568 | 6.4135 | 2041
[5 empty] | 2042-01-01 | 6.7394 | 6.7496 | 6.7627 | 6.489 | 2042
[5 empty] | 2042-02-01 | 6.6093 | 6.6194 | 6.6203 | 6.3928 | 2042
[5 empty] | 2042-03-01 | 6.4233 | 6.4335 | 6.3543 | 6.2288 | 2042
[5 empty] | 2042-04-01 | 5.9956 | 6.0057 | 5.756 | 5.9508 | 2042
[5 empty] | 2042-05-01 | 5.9956 | 6.0057 | 5.547 | 5.9082 | 2042
[5 empty] | 2042-06-01 | 6.0328 | 6.0429 | 5.4901 | 5.955 | 2042
[5 empty] | 2042-07-01 | 6.2746 | 6.2847 | 5.5565 | 6.1091 | 2042
[5 empty] | 2042-08-01 | 6.3676 | 6.3777 | 5.737 | 6.2012 | 2042
[5 empty] | 2042-09-01 | 0 | 0 | 0 | 0 | 2042
[5 empty] | 2042-10-01 | 0 | 0 | 0 | 0 | 2042
[5 empty] | 2042-11-01 | 0 | 0 | 0 | 0 | 2042
[5 empty] | 2042-12-01 | 0 | 0 | 0 | 0 | 2042
[5 empty] | 0 | #N/A | #N/A | #N/A | #N/A | 1900
[5 empty] | 0 | #N/A | #N/A | #N/A | #N/A | 1900
[5 empty] | 0 | #N/A | #N/A | #N/A | #N/A | 1900
Note on H5: PacifiCorp: Date that deal is evaluated.

## Table3ACsummary (hidden)
Total Resource Cost ($/MWh)
COD | 2024 | 2030 | 2024 | 2024 | 2024 | 2024 | 2029 | 2024 | 2030 | 2026 | 2029 | 2032
| IRP19Wind_WYAE | IRP19Wind_ID | IRP19Solar_wS_YK | IRP19Solar_wS_OR | IRP19Solar_wS_UT_UTN | IRP19Solar_wS_WY_JB | IRP19Solar_wS_WY_JB | IRP19Solar_wS_UT_UTS | IRP19Solar_wS_UT_UTS | IRP19_SCCT_NTN_2026_185MW | IRP19Wind_wS_YK | IRP19Wind_wS_ID
2018
2019
2020
2021
2022
2023
2024 | 23.3156 |  | 41.3709 | 36.0952 | 35.3117 | 34.2928 |  | 32.3252
2025 | 23.8534 |  | 42.3209 | 36.9256 | 36.1239 | 35.0809 |  | 33.0699
2026 | 24.3997 |  | 43.2956 | 37.775 | 36.9544 | 35.8887 |  | 33.8321 |  | 66.03 |  |  | IRP19 Avg Inflation rate
2027 | 25.9623 |  | 44.2922 | 38.6437 | 37.804 | 36.7117 |  | 34.6119 |  | 69.5 |  |  | 2.275%
2028 | 26.5409 |  | 45.3109 | 39.5315 | 38.6725 | 37.5575 |  | 35.4092 |  | 72.97
2029 | 27.1232 |  | 46.3514 | 40.4386 | 39.5599 | 38.4184 | 35.2208 | 36.2241 |  | 76.18 | 56.8689
2030 | 27.7098 | 41.9375 | 47.37 | 41.3304 | 40.4284 | 39.2641 | 35.9949 | 37.0214 | 47.489 | 79.47 | 58.1075
2031 | 28.3025 | 42.8682 | 48.4106 | 42.2374 | 41.3159 | 40.125 | 36.7838 | 37.8363 | 48.5318 | 82.18 | 59.4044
2032 | 28.9089 | 43.8191 | 49.4775 | 43.1676 | 42.2261 | 41.0087 | 37.5916 | 38.6688 | 49.5996 | 85.02 | 60.7197 | 47.5993
2033 | 29.5168 | 44.7635 | 50.5137 | 44.0747 | 43.1097 | 41.8696 | 38.3804 | 39.4802 | 50.6393 | 87.73 | 62.0135 | 48.6153
2034 | 55.661 | 45.7268 | 51.5762 | 45.001 | 44.0161 | 42.7494 | 39.1882 | 40.3091 | 51.7035 | 90.77 | 63.3257 | 49.652
2035 | 56.8261 | 46.7113 | 52.6563 | 45.9465 | 44.9415 | 43.6445 | 40.0112 | 41.1556 | 52.7889 | 94.01 | 64.3664 | 50.7102
2036 | 58.02 | 47.7174 | 53.7627 | 46.9113 | 45.8859 | 44.5623 | 40.8532 | 42.0197 | 53.8953 | 96.89 | 65.4225 | 51.7889
2037 | 59.2375 | 48.742 | 54.8911 | 47.8952 | 46.8492 | 45.4952 | 41.7103 | 42.9013 | 55.0228 | 101.15 | 66.5285 | 52.8962
2038 | 60.4811 | 49.7885 | 56.0458 | 48.9023 | 47.8314 | 46.4509 | 42.5864 | 43.8005 | 56.1784 | 105.15 | 67.6529 | 54.022
2039 | 61.8571 | 50.9212 | 57.3209 | 50.0148 | 48.9196 | 47.5077 | 43.5552 | 44.797 | 57.4565 | 107.5422 | 69.192 | 55.251
2040 | 63.2643 | 52.0797 | 58.6249 | 51.1526 | 50.0325 | 48.5885 | 44.5461 | 45.8161 | 58.7636 | 109.9887 | 70.7661 | 56.508
2041 | 64.7036 | 53.2645 | 59.9586 | 52.3163 | 51.1708 | 49.6939 | 45.5595 | 46.8584 | 60.1005 | 112.491 | 72.376 | 57.7936
2042 | 66.1756 | 54.4762 | 61.3227 | 53.5065 | 52.3349 | 50.8244 | 46.596 | 47.9244 | 61.4678 | 115.0502 | 74.0226 | 59.1084
2043 | 67.6811 | 55.7156 | 62.7178 | 54.7238 | 53.5255 | 51.9807 | 47.656 | 49.0147 | 62.8662 | 117.6676 | 75.7066 | 60.4531
2044 | 69.2208 | 56.9831 | 64.1446 | 55.9688 | 54.7432 | 53.1632 | 48.7402 | 50.1298 | 64.2964 | 120.3445 | 77.4289 | 61.8284
2045 | 70.7956 | 58.2795 | 65.6039 | 57.2421 | 55.9886 | 54.3727 | 49.8491 | 51.2702 | 65.7591 | 123.0823 | 79.1904 | 63.235
2046 | 72.4062 | 59.6053 | 67.0964 | 58.5443 | 57.2624 | 55.6097 | 50.9831 | 52.4366 | 67.2551 | 125.8824 | 80.992 | 64.6736
2047 | 74.0535 | 60.9613 | 68.6229 | 59.8762 | 58.5651 | 56.8748 | 52.143 | 53.6296 | 68.7852 | 128.7463 | 82.8346 | 66.1449
2048 | 75.7382 | 62.3482 | 70.184 | 61.2384 | 59.8974 | 58.1687 | 53.3292 | 54.8497 | 70.3501 | 131.6753 | 84.7191 | 67.6497
2049 | 77.4612 | 63.7666 | 71.7807 | 62.6316 | 61.2601 | 59.4921 | 54.5425 | 56.0975 | 71.9505 | 134.6709 | 86.6464 | 69.1887
2050 | 79.2235 | 65.2173 | 73.4137 | 64.0564 | 62.6538 | 60.8455 | 55.7833 | 57.3737 | 73.5874 | 137.7346 | 88.6176 | 70.7628
2051 | 81.0258 | 66.701 | 75.0839 | 65.5137 | 64.0791 | 62.2297 | 57.0524 | 58.6789 | 75.2615 | 140.8681 | 90.6337 | 72.3726
2052 | 82.8691 | 68.2185 | 76.792 | 67.0042 | 65.5369 | 63.6455 | 58.3503 | 60.0139 | 76.9737 | 144.0728 | 92.6956 | 74.0191
2053 | 84.7544 | 69.7704 | 78.5391 | 68.5285 | 67.0279 | 65.0934 | 59.6778 | 61.3792 | 78.7249 | 147.3505 | 94.8044 | 75.703
2054 |  | 71.3577 |  |  |  |  | 61.0355 |  | 80.5159 | 150.7027 | 96.9612 | 77.4253
2055 |  | 72.9811 |  |  |  |  | 62.424 |  | 82.3476 | 154.1312 | 99.1671 | 79.1867
2056 |  | 74.6414 |  |  |  |  | 63.8442 |  | 84.221 |  | 101.4232 | 80.9882
2057 |  | 76.3395 |  |  |  |  | 65.2966 |  | 86.137 |  | 103.7305 | 82.8307
2058 |  | 78.0762 |  |  |  |  | 66.7821 |  | 88.0966 |  | 106.0904 | 84.7151
2059 |  | 79.8525 | [6 empty] | 90.1008 |  |  | 86.6424
2060 |  | 81.6691 | [9 empty] | 88.6135
2061 |  | 83.5271 | [9 empty] | 90.6294
30 year levelized | 43.4657 | 52.8079 | 52.1456 | 45.4977 | 44.5047 | 43.2208 | 44.2307 | 40.7519 | 53.1355 | 96.3146 | 70.7165 | 59.8986

## Table 5
Appendix B
| Table 5 | [9 empty] | Study_Name:
| Utah 2020.Q1_Wind - 69.2 MW and 29.4% CF | [7 empty] | 43831 |  | Utah 2020.Q1_Wind |  |  | 15 Year Starting 2021 | 15 Year Starting 2023 | 15 Year Starting 2020 | 15 Year Starting 2022
| January 2020 through December 2039 | [6 empty] | Start | 2020-01-01 |  | Resource Capacity |  | start | 25 | 49 | 13 | 37
| Nominal Avoided Costs Calculated Monthly | [6 empty] | End | 2039-12-01 |  | 69.2 | MW | end | 204 | 228 | 192 | 216
15 Year Starting 2023 |  | -30188528.3688 | 90497446.8274 | 60308918.4586 | 1691327.9787 | 35.6577 |  |  |  |  | 29.4% | CF
| Nominal NPV at 6.92% Discount Rate | [6 empty] | Discount Rate - 2019 IRP Update
15 Year Starting 2022 |  | -25657705.2411 | 80604106.8006 | 54946401.5595 | 1691304.3917 | 32.4876 |  | 6.92% | 0.5591%
15 Year Starting 2020 |  | -18231950.7467 | 62944209.529 | 44712258.7822 | 1691353.198 | 26.4358
|  | Energy | Capacity $ | Total | Total | AC Price
| Month | Avoided $ | 29.4% CF | Dollars | MWH | 29.4% CF | Offset | Year | Date Test | Offset |  |  |  | Total | energy | capacity
| 2020-01-01 | 175852.6638 | 0 | 175852.6638 | 18251.7 | 9.6349 | 1 | 2020 | 2020-01-01 | 358 | Net Power Cost
| 2020-02-01 | 210253.4099 | 0 | 210253.4099 | 17429.34 | 12.0632 | 2 | 2020 | 2020-02-01 | 456 | QF - Sch38 - UT - Wind
| 2020-03-01 | 273707.9749 | 0 | 273707.9749 | 21928.51 | 12.4818 | 3 | 2020 | 2020-03-01
| 2020-04-01 | 196231.4687 | 0 | 196231.4687 | 17710.81 | 11.0798 | 4 | 2020 | 2020-04-01 | 2020 | 2051037.688 | 0 | 178679.5 | 11.4789 | 11.4789 | 0
| 2020-05-01 | 197687.285 | 0 | 197687.285 | 17724.04 | 11.1536 | 5 | 2020 | 2020-05-01 | 2021 | 2432260.2347 | 0 | 178538.71 | 13.6232 | 13.6232 | 0
| 2020-06-01 | 173364.8727 | 0 | 173364.8727 | 14305.83 | 12.1185 | 6 | 2020 | 2020-06-01 | 2022 | 2645156.65 | 0 | 178538.71 | 14.8156 | 14.8156 | 0
| 2020-07-01 | 136369.035 | 0 | 136369.035 | 10404.71 | 13.1065 | 7 | 2020 | 2020-07-01 | 2023 | -3846678.7393 | 8380958.8413 | 178538.71 | 25.3966 | -21.5453 | 46.942
| 2020-08-01 | 125670.6656 | 0 | 125670.6656 | 8312.68 | 15.1179 | 8 | 2020 | 2020-08-01 | 2024 | -3843204.3575 | 8579586.4928 | 178679.5 | 26.5077 | -21.5089 | 48.0166
| 2020-09-01 | 116124.6797 | 0 | 116124.6797 | 10821.19 | 10.7312 | 9 | 2020 | 2020-09-01 | 2025 | -3992785.3407 | 8776365.2174 | 178538.71 | 26.793 | -22.3637 | 49.1567
| 2020-10-01 | 169989.2945 | 0 | 169989.2945 | 15165.42 | 11.209 | 10 | 2020 | 2020-10-01 | 2026 | -3989939.2143 | 8977606.8406 | 178538.71 | 27.9361 | -22.3478 | 50.2838
| 2020-11-01 | 148916.6868 | 0 | 148916.6868 | 13277.8 | 11.2155 | 11 | 2020 | 2020-11-01 | 2027 | -4123759.4506 | 9183311.3623 | 178538.71 | 28.3387 | -23.0973 | 51.436 |  | 1.9%
| 2020-12-01 | 126869.6513 | 0 | 126869.6513 | 13347.47 | 9.5051 | 12 | 2020 | 2020-12-01 | 2028 | -4135999.3287 | 9394481.6812 | 178679.5 | 29.4297 | -23.1476 | 52.5773
| 2021-01-01 | 256046.1912 | 0 | 256046.1912 | 18251.7 | 14.0286 | 14 | 2021 | 2021-01-01 | 2029 | -4305807.4553 | 9610114.8986 | 178538.71 | 29.7096 | -24.1169 | 53.8265
| 2021-02-01 | 236510.0356 | 0 | 236510.0356 | 17288.55 | 13.6802 | 15 | 2021 | 2021-02-01 | 2030 | -4450112.5086 | 9823291.0145 | 178538.71 | 30.0953 | -24.9252 | 55.0205
| 2021-03-01 | 282888.5994 | 0 | 282888.5994 | 21928.51 | 12.9005 | 16 | 2021 | 2021-03-01 | 2031 | -4435526.3944 | 10041932.9275 | 178538.71 | 31.4016 | -24.8435 | 56.2451
| 2021-04-01 | 186615.3853 | 0 | 186615.3853 | 17710.81 | 10.5368 | 17 | 2021 | 2021-04-01 | 2032 | -4567878.8735 | 10265037.7391 | 178679.5 | 31.8848 | -25.5646 | 57.4494
| 2021-05-01 | 196238.0228 | 0 | 196238.0228 | 17724.04 | 11.0719 | 18 | 2021 | 2021-05-01 | 2033 | -50656.179 | 10485685.4493 | 178538.71 | 58.4469 | -0.28373 | 58.7306
| 2021-06-01 | 167718.891 | 0 | 167718.891 | 14305.83 | 11.7238 | 19 | 2021 | 2021-06-01 | 2034 | -78333.4675 | 10711106.9565 | 178538.71 | 59.5544 | -0.43875 | 59.9932
| 2021-07-01 | 211358.8643 | 0 | 211358.8643 | 10404.71 | 20.3138 | 20 | 2021 | 2021-07-01 | 2035 | -60761.9225 | 10940991.3623 | 178538.71 | 60.9405 | -0.34033 | 61.2808
| 2021-08-01 | 164269.2446 | 0 | 164269.2446 | 8312.68 | 19.7613 | 21 | 2021 | 2021-08-01 | 2036 | -20486.3791 | 11176341.5652 | 178679.5 | 62.435 | -0.11465 | 62.5497
| 2021-09-01 | 163277.3474 | 0 | 163277.3474 | 10821.19 | 15.0887 | 22 | 2021 | 2021-09-01 | 2037 | -54358.3416 | 11416154.6667 | 178538.71 | 63.6377 | -0.30446 | 63.9422
| 2021-10-01 | 186916.7554 | 0 | 186916.7554 | 15165.42 | 12.3252 | 23 | 2021 | 2021-10-01 | 2038 | -49157.9833 | 11661433.5652 | 178538.71 | 65.0407 | -0.27534 | 65.316
| 2021-11-01 | 181920.2084 | 0 | 181920.2084 | 13277.8 | 13.7011 | 24 | 2021 | 2021-11-01 | 2039 | -50190.301 | 11905860 | 178538.71 | 66.4039 | -0.28112 | 66.685
| 2021-12-01 | 198500.6893 | 0 | 198500.6893 | 13347.47 | 14.8718 | 25 | 2021 | 2021-12-01 | 2040 | 0 | 0 | 0 | #DIV/0! | #DIV/0! | 0
| 2022-01-01 | 285965.4558 | 0 | 285965.4558 | 18251.7 | 15.6679 | 27 | 2022 | 2022-01-01 | 2041 | 0 | 0 | 0 | #DIV/0! | #DIV/0! | 0
| 2022-02-01 | 271904.9683 | 0 | 271904.9683 | 17288.55 | 15.7275 | 28 | 2022 | 2022-02-01 | 2042 | 0 | 0 | 0 | #DIV/0! | #DIV/0! | 0
| 2022-03-01 | 304448.6226 | 0 | 304448.6226 | 21928.51 | 13.8837 | 29 | 2022 | 2022-03-01 | 2043 | 0 | 0 | 0 | #DIV/0! | #DIV/0! | 0
| 2022-04-01 | 203716.6872 | 0 | 203716.6872 | 17710.81 | 11.5024 | 30 | 2022 | 2022-04-01 | 2044 | 0 | 0 | 0 | #DIV/0! | #DIV/0! | 0
| 2022-05-01 | 214846.9023 | 0 | 214846.9023 | 17724.04 | 12.1218 | 31 | 2022 | 2022-05-01 | 2045 | 0 | 0 | 0 | #DIV/0! | #DIV/0! | 0
| 2022-06-01 | 189780.3779 | 0 | 189780.3779 | 14305.83 | 13.2659 | 32 | 2022 | 2022-06-01 | 2046
| 2022-07-01 | 217252.8552 | 0 | 217252.8552 | 10404.71 | 20.8802 | 33 | 2022 | 2022-07-01
| 2022-08-01 | 169043.4593 | 0 | 169043.4593 | 8312.68 | 20.3356 | 34 | 2022 | 2022-08-01
| 2022-09-01 | 181444.927 | 0 | 181444.927 | 10821.19 | 16.7676 | 35 | 2022 | 2022-09-01
| 2022-10-01 | 202642.0712 | 0 | 202642.0712 | 15165.42 | 13.3621 | 36 | 2022 | 2022-10-01
| 2022-11-01 | 189869.9699 | 0 | 189869.9699 | 13277.8 | 14.2998 | 37 | 2022 | 2022-11-01
| 2022-12-01 | 214240.3533 | 0 | 214240.3533 | 13347.47 | 16.051 | 38 | 2022 | 2022-12-01
| 2023-01-01 | -393912.1641 | 698413.2368 | 304501.0727 | 18251.7 | 16.6834 | 40 | 2023 | 2023-01-01
| 2023-02-01 | -372516.6255 | 698413.2368 | 325896.6113 | 17288.55 | 18.8504 | 41 | 2023 | 2023-02-01
| 2023-03-01 | -472175.2133 | 698413.2368 | 226238.0234 | 21928.51 | 10.3171 | 42 | 2023 | 2023-03-01
| 2023-04-01 | -380234.3014 | 698413.2368 | 318178.9354 | 17710.81 | 17.9652 | 43 | 2023 | 2023-04-01
| 2023-05-01 | -380935.779 | 698413.2368 | 317477.4577 | 17724.04 | 17.9123 | 44 | 2023 | 2023-05-01
| 2023-06-01 | -306891.5237 | 698413.2368 | 391521.7131 | 14305.83 | 27.368 | 45 | 2023 | 2023-06-01
| 2023-07-01 | -226191.9154 | 698413.2368 | 472221.3214 | 10404.71 | 45.3853 | 46 | 2023 | 2023-07-01
| 2023-08-01 | -180576.0674 | 698413.2368 | 517837.1694 | 8312.68 | 62.2949 | 47 | 2023 | 2023-08-01
| 2023-09-01 | -233458.7748 | 698413.2368 | 464954.462 | 10821.19 | 42.967 | 48 | 2023 | 2023-09-01
| 2023-10-01 | -326777.4595 | 698413.2368 | 371635.7773 | 15165.42 | 24.5055 | 49 | 2023 | 2023-10-01
| 2023-11-01 | -284912.784 | 698413.2368 | 413500.4528 | 13277.8 | 31.1422 | 50 | 2023 | 2023-11-01
| 2023-12-01 | -288096.1312 | 698413.2368 | 410317.1056 | 13347.47 | 30.7412 | 51 | 2023 | 2023-12-01
| 2024-01-01 | -406864.1679 | 714965.5411 | 308101.3732 | 18251.7 | 16.8807 | 53 | 2024 | 2024-01-01
| 2024-02-01 | -355773.9253 | 714965.5411 | 359191.6158 | 17429.34 | 20.6084 | 54 | 2024 | 2024-02-01
| 2024-03-01 | -472300.2964 | 714965.5411 | 242665.2446 | 21928.51 | 11.0662 | 55 | 2024 | 2024-03-01
| 2024-04-01 | -376835.723 | 714965.5411 | 338129.8181 | 17710.81 | 19.0917 | 56 | 2024 | 2024-04-01
| 2024-05-01 | -381196.3315 | 714965.5411 | 333769.2096 | 17724.04 | 18.8314 | 57 | 2024 | 2024-05-01
| 2024-06-01 | -307025.6077 | 714965.5411 | 407939.9333 | 14305.83 | 28.5156 | 58 | 2024 | 2024-06-01
| 2024-07-01 | -227443.2284 | 714965.5411 | 487522.3126 | 10404.71 | 46.8559 | 59 | 2024 | 2024-07-01
| 2024-08-01 | -180835.0814 | 714965.5411 | 534130.4596 | 8312.68 | 64.2549 | 60 | 2024 | 2024-08-01
| 2024-09-01 | -234741.8912 | 714965.5411 | 480223.6499 | 10821.19 | 44.3781 | 61 | 2024 | 2024-09-01
| 2024-10-01 | -327825.4651 | 714965.5411 | 387140.0759 | 15165.42 | 25.5278 | 62 | 2024 | 2024-10-01
| 2024-11-01 | -283769.3509 | 714965.5411 | 431196.1901 | 13277.8 | 32.475 | 63 | 2024 | 2024-11-01
| 2024-12-01 | -288593.2886 | 714965.5411 | 426372.2525 | 13347.47 | 31.9441 | 64 | 2024 | 2024-12-01
| 2025-01-01 | -407178.9671 | 731363.7681 | 324184.801 | 18251.7 | 17.7619 | 66 | 2025 | 2025-01-01
| 2025-02-01 | -385181.4265 | 731363.7681 | 346182.3416 | 17288.55 | 20.0238 | 67 | 2025 | 2025-02-01
| 2025-03-01 | -490406.7731 | 731363.7681 | 240956.9951 | 21928.51 | 10.9883 | 68 | 2025 | 2025-03-01
| 2025-04-01 | -395297.749 | 731363.7681 | 336066.0191 | 17710.81 | 18.9752 | 69 | 2025 | 2025-04-01
| 2025-05-01 | -395500.9389 | 731363.7681 | 335862.8292 | 17724.04 | 18.9496 | 70 | 2025 | 2025-05-01
| 2025-06-01 | -319452.0172 | 731363.7681 | 411911.751 | 14305.83 | 28.7933 | 71 | 2025 | 2025-06-01
| 2025-07-01 | -236760.206 | 731363.7681 | 494603.5621 | 10404.71 | 47.5365 | 72 | 2025 | 2025-07-01
| 2025-08-01 | -188661.9439 | 731363.7681 | 542701.8242 | 8312.68 | 65.286 | 73 | 2025 | 2025-08-01
| 2025-09-01 | -242464.1859 | 731363.7681 | 488899.5823 | 10821.19 | 45.1798 | 74 | 2025 | 2025-09-01
| 2025-10-01 | -339252.2852 | 731363.7681 | 392111.4829 | 15165.42 | 25.8556 | 75 | 2025 | 2025-10-01
| 2025-11-01 | -294282.3191 | 731363.7681 | 437081.449 | 13277.8 | 32.9182 | 76 | 2025 | 2025-11-01
| 2025-12-01 | -298346.5288 | 731363.7681 | 433017.2393 | 13347.47 | 32.4419 | 77 | 2025 | 2025-12-01
| 2026-01-01 | -407445.7209 | 748133.9034 | 340688.1825 | 18251.7 | 18.6661 | 79 | 2026 | 2026-01-01
| 2026-02-01 | -385799.4719 | 748133.9034 | 362334.4314 | 17288.55 | 20.9581 | 80 | 2026 | 2026-02-01
| 2026-03-01 | -489482.065 | 748133.9034 | 258651.8384 | 21928.51 | 11.7952 | 81 | 2026 | 2026-03-01
| 2026-04-01 | -395487.5383 | 748133.9034 | 352646.3651 | 17710.81 | 19.9114 | 82 | 2026 | 2026-04-01
| 2026-05-01 | -393369.1284 | 748133.9034 | 354764.775 | 17724.04 | 20.016 | 83 | 2026 | 2026-05-01
| 2026-06-01 | -318512.4817 | 748133.9034 | 429621.4217 | 14305.83 | 30.0312 | 84 | 2026 | 2026-06-01
| 2026-07-01 | -235728.9146 | 748133.9034 | 512404.9888 | 10404.71 | 49.2474 | 85 | 2026 | 2026-07-01
| 2026-08-01 | -189464.1856 | 748133.9034 | 558669.7178 | 8312.68 | 67.2069 | 86 | 2026 | 2026-08-01
| 2026-09-01 | -242389.1021 | 748133.9034 | 505744.8012 | 10821.19 | 46.7365 | 87 | 2026 | 2026-09-01
| 2026-10-01 | -337653.7153 | 748133.9034 | 410480.1881 | 15165.42 | 27.0669 | 88 | 2026 | 2026-10-01
| 2026-11-01 | -296653.8414 | 748133.9034 | 451480.062 | 13277.8 | 34.0026 | 89 | 2026 | 2026-11-01
| 2026-12-01 | -297953.0491 | 748133.9034 | 450180.8543 | 13347.47 | 33.7278 | 90 | 2026 | 2026-12-01
| 2027-01-01 | -422362.5765 | 765275.9469 | 342913.3703 | 18251.7 | 18.788 | 92 | 2027 | 2027-01-01
| 2027-02-01 | -397170.8404 | 765275.9469 | 368105.1064 | 17288.55 | 21.2918 | 93 | 2027 | 2027-02-01
| 2027-03-01 | -508644.5162 | 765275.9469 | 256631.4306 | 21928.51 | 11.7031 | 94 | 2027 | 2027-03-01
| 2027-04-01 | -409381.4074 | 765275.9469 | 355894.5395 | 17710.81 | 20.0948 | 95 | 2027 | 2027-04-01
| 2027-05-01 | -408908.4812 | 765275.9469 | 356367.4657 | 17724.04 | 20.1064 | 96 | 2027 | 2027-05-01
| 2027-06-01 | -331072.3561 | 765275.9469 | 434203.5907 | 14305.83 | 30.3515 | 97 | 2027 | 2027-06-01
| 2027-07-01 | -248643.2311 | 765275.9469 | 516632.7158 | 10404.71 | 49.6537 | 98 | 2027 | 2027-07-01
| 2027-08-01 | -180387.9296 | 765275.9469 | 584888.0173 | 8312.68 | 70.3609 | 99 | 2027 | 2027-08-01
| 2027-09-01 | -251475.3804 | 765275.9469 | 513800.5664 | 10821.19 | 47.481 | 100 | 2027 | 2027-09-01
| 2027-10-01 | -350767.6359 | 765275.9469 | 414508.311 | 15165.42 | 27.3325 | 101 | 2027 | 2027-10-01
| 2027-11-01 | -306884.6731 | 765275.9469 | 458391.2738 | 13277.8 | 34.5231 | 102 | 2027 | 2027-11-01
| 2027-12-01 | -308060.4226 | 765275.9469 | 457215.5243 | 13347.47 | 34.2548 | 103 | 2027 | 2027-12-01
| 2028-01-01 | -420433.2147 | 782873.4734 | 362440.2587 | 18251.7 | 19.8579 | 105 | 2028 | 2028-01-01
| 2028-02-01 | -380625.6601 | 782873.4734 | 402247.8133 | 17429.34 | 23.0788 | 106 | 2028 | 2028-02-01
| 2028-03-01 | -510911.6713 | 782873.4734 | 271961.8022 | 21928.51 | 12.4022 | 107 | 2028 | 2028-03-01
| 2028-04-01 | -409047.443 | 782873.4734 | 373826.0304 | 17710.81 | 21.1072 | 108 | 2028 | 2028-04-01
| 2028-05-01 | -409490.6195 | 782873.4734 | 373382.8539 | 17724.04 | 21.0665 | 109 | 2028 | 2028-05-01
| 2028-06-01 | -332011.4985 | 782873.4734 | 450861.975 | 14305.83 | 31.516 | 110 | 2028 | 2028-06-01
| 2028-07-01 | -247430.6575 | 782873.4734 | 535442.816 | 10404.71 | 51.4616 | 111 | 2028 | 2028-07-01
| 2028-08-01 | -202116.1104 | 782873.4734 | 580757.363 | 8312.68 | 69.864 | 112 | 2028 | 2028-08-01
| 2028-09-01 | -253021.2402 | 782873.4734 | 529852.2333 | 10821.19 | 48.9643 | 113 | 2028 | 2028-09-01
| 2028-10-01 | -352070.5041 | 782873.4734 | 430802.9694 | 15165.42 | 28.4069 | 114 | 2028 | 2028-10-01
| 2028-11-01 | -307781.6463 | 782873.4734 | 475091.8272 | 13277.8 | 35.7809 | 115 | 2028 | 2028-11-01
| 2028-12-01 | -311059.0632 | 782873.4734 | 471814.4102 | 13347.47 | 35.3486 | 116 | 2028 | 2028-12-01
| 2029-01-01 | -435361.8306 | 800842.9082 | 365481.0776 | 18251.7 | 20.0245 | 118 | 2029 | 2029-01-01
| 2029-02-01 | -410738.1522 | 800842.9082 | 390104.756 | 17288.55 | 22.5643 | 119 | 2029 | 2029-02-01
| 2029-03-01 | -527114.6968 | 800842.9082 | 273728.2114 | 21928.51 | 12.4828 | 120 | 2029 | 2029-03-01
| 2029-04-01 | -424610.7726 | 800842.9082 | 376232.1356 | 17710.81 | 21.2431 | 121 | 2029 | 2029-04-01
| 2029-05-01 | -424999.1688 | 800842.9082 | 375843.7394 | 17724.04 | 21.2053 | 122 | 2029 | 2029-05-01
| 2029-06-01 | -345699.9079 | 800842.9082 | 455143.0003 | 14305.83 | 31.8152 | 123 | 2029 | 2029-06-01
| 2029-07-01 | -261831.5716 | 800842.9082 | 539011.3366 | 10404.71 | 51.8046 | 124 | 2029 | 2029-07-01
| 2029-08-01 | -207375.3543 | 800842.9082 | 593467.5539 | 8312.68 | 71.393 | 125 | 2029 | 2029-08-01
| 2029-09-01 | -258855.8601 | 800842.9082 | 541987.0481 | 10821.19 | 50.0857 | 126 | 2029 | 2029-09-01
| 2029-10-01 | -368896.977 | 800842.9082 | 431945.9312 | 15165.42 | 28.4823 | 127 | 2029 | 2029-10-01
| 2029-11-01 | -317900.9763 | 800842.9082 | 482941.9319 | 13277.8 | 36.3721 | 128 | 2029 | 2029-11-01
| 2029-12-01 | -322422.1871 | 800842.9082 | 478420.7211 | 13347.47 | 35.8436 | 129 | 2029 | 2029-12-01
| 2030-01-01 | -452254.8021 | 818607.5845 | 366352.7824 | 18251.7 | 20.0723 | 1 | 2030 | 2030-01-01
| 2030-02-01 | -425302.9062 | 818607.5845 | 393304.6784 | 17288.55 | 22.7494 | 2 | 2030 | 2030-02-01
| 2030-03-01 | -545448.3026 | 818607.5845 | 273159.2819 | 21928.51 | 12.4568 | 3 | 2030 | 2030-03-01
| 2030-04-01 | -438178.981 | 818607.5845 | 380428.6036 | 17710.81 | 21.48 | 4 | 2030 | 2030-04-01
| 2030-05-01 | -439459.6255 | 818607.5845 | 379147.9591 | 17724.04 | 21.3917 | 5 | 2030 | 2030-05-01
| 2030-06-01 | -353912.4844 | 818607.5845 | 464695.1001 | 14305.83 | 32.4829 | 6 | 2030 | 2030-06-01
| 2030-07-01 | -270005.2958 | 818607.5845 | 548602.2887 | 10404.71 | 52.7263 | 7 | 2030 | 2030-07-01
| 2030-08-01 | -219588.9686 | 818607.5845 | 599018.6159 | 8312.68 | 72.0608 | 8 | 2030 | 2030-08-01
| 2030-09-01 | -272405.6057 | 818607.5845 | 546201.9788 | 10821.19 | 50.4752 | 9 | 2030 | 2030-09-01
| 2030-10-01 | -376140.1625 | 818607.5845 | 442467.422 | 15165.42 | 29.1761 | 10 | 2030 | 2030-10-01
| 2030-11-01 | -328432.7943 | 818607.5845 | 490174.7902 | 13277.8 | 36.9169 | 11 | 2030 | 2030-11-01
| 2030-12-01 | -328982.5798 | 818607.5845 | 489625.0048 | 13347.47 | 36.683 | 12 | 2030 | 2030-12-01
| 2031-01-01 | -452010.2856 | 836827.744 | 384817.4583 | 18251.7 | 21.0839 | 14 | 2031 | 2031-01-01
| 2031-02-01 | -424722.9206 | 836827.744 | 412104.8233 | 17288.55 | 23.8369 | 15 | 2031 | 2031-02-01
| 2031-03-01 | -540311.9204 | 836827.744 | 296515.8236 | 21928.51 | 13.5219 | 16 | 2031 | 2031-03-01
| 2031-04-01 | -437927.6176 | 836827.744 | 398900.1264 | 17710.81 | 22.523 | 17 | 2031 | 2031-04-01
| 2031-05-01 | -436742.4334 | 836827.744 | 400085.3105 | 17724.04 | 22.573 | 18 | 2031 | 2031-05-01
| 2031-06-01 | -352893.4099 | 836827.744 | 483934.334 | 14305.83 | 33.8278 | 19 | 2031 | 2031-06-01
| 2031-07-01 | -266989.1878 | 836827.744 | 569838.5562 | 10404.71 | 54.7674 | 20 | 2031 | 2031-07-01
| 2031-08-01 | -216346.1159 | 836827.744 | 620481.628 | 8312.68 | 74.6428 | 21 | 2031 | 2031-08-01
| 2031-09-01 | -269751.1077 | 836827.744 | 567076.6363 | 10821.19 | 52.4043 | 22 | 2031 | 2031-09-01
| 2031-10-01 | -378565.3904 | 836827.744 | 458262.3536 | 15165.42 | 30.2176 | 23 | 2031 | 2031-10-01
| 2031-11-01 | -325435.2125 | 836827.744 | 511392.5314 | 13277.8 | 38.5149 | 24 | 2031 | 2031-11-01
| 2031-12-01 | -333830.7925 | 836827.744 | 502996.9514 | 13347.47 | 37.6848 | 25 | 2031 | 2031-12-01
| 2032-01-01 | -467200.3773 | 855419.8116 | 388219.4343 | 18251.7 | 21.2703 | 27 | 2032 | 2032-01-01
| 2032-02-01 | -434167.7241 | 855419.8116 | 421252.0875 | 17429.34 | 24.1691 | 28 | 2032 | 2032-02-01
| 2032-03-01 | -563607.84 | 855419.8116 | 291811.9716 | 21928.51 | 13.3074 | 29 | 2032 | 2032-03-01
| 2032-04-01 | -449434.9869 | 855419.8116 | 405984.8247 | 17710.81 | 22.923 | 30 | 2032 | 2032-04-01
| 2032-05-01 | -452033.9678 | 855419.8116 | 403385.8438 | 17724.04 | 22.7592 | 31 | 2032 | 2032-05-01
| 2032-06-01 | -366127.3346 | 855419.8116 | 489292.477 | 14305.83 | 34.2023 | 32 | 2032 | 2032-06-01
| 2032-07-01 | -274193.7543 | 855419.8116 | 581226.0573 | 10404.71 | 55.8618 | 33 | 2032 | 2032-07-01
| 2032-08-01 | -236558.0171 | 855419.8116 | 618861.7945 | 8312.68 | 74.4479 | 34 | 2032 | 2032-08-01
| 2032-09-01 | -252438.8225 | 855419.8116 | 602980.9891 | 10821.19 | 55.7222 | 35 | 2032 | 2032-09-01
| 2032-10-01 | -387706.9957 | 855419.8116 | 467712.8159 | 15165.42 | 30.8407 | 36 | 2032 | 2032-10-01
| 2032-11-01 | -338687.293 | 855419.8116 | 516732.5186 | 13277.8 | 38.917 | 37 | 2032 | 2032-11-01
| 2032-12-01 | -345721.7601 | 855419.8116 | 509698.0515 | 13347.47 | 38.1869 | 38 | 2032 | 2032-12-01
| 2033-01-01 | 198.3205 | 873807.1208 | 874005.4413 | 18251.7 | 47.8862 | 40 | 2033 | 2033-01-01
| 2033-02-01 | -3811.8274 | 873807.1208 | 869995.2934 | 17288.55 | 50.3221 | 41 | 2033 | 2033-02-01
| 2033-03-01 | -5096.8511 | 873807.1208 | 868710.2697 | 21928.51 | 39.6156 | 42 | 2033 | 2033-03-01
| 2033-04-01 | -1632.4412 | 873807.1208 | 872174.6795 | 17710.81 | 49.2453 | 43 | 2033 | 2033-04-01
| 2033-05-01 | -2372.2309 | 873807.1208 | 871434.8898 | 17724.04 | 49.1668 | 44 | 2033 | 2033-05-01
| 2033-06-01 | -5367.5612 | 873807.1208 | 868439.5596 | 14305.83 | 60.7053 | 45 | 2033 | 2033-06-01
| 2033-07-01 | -13048.8064 | 873807.1208 | 860758.3144 | 10404.71 | 82.7278 | 46 | 2033 | 2033-07-01
| 2033-08-01 | 936.8372 | 873807.1208 | 874743.958 | 8312.68 | 105.2301 | 47 | 2033 | 2033-08-01
| 2033-09-01 | -5098.0638 | 873807.1208 | 868709.0569 | 10821.19 | 80.2785 | 48 | 2033 | 2033-09-01
| 2033-10-01 | -6782.2657 | 873807.1208 | 867024.855 | 15165.42 | 57.1712 | 49 | 2033 | 2033-10-01
| 2033-11-01 | -3667.2127 | 873807.1208 | 870139.9081 | 13277.8 | 65.5334 | 50 | 2033 | 2033-11-01
| 2033-12-01 | -4914.0762 | 873807.1208 | 868893.0445 | 13347.47 | 65.098 | 51 | 2033 | 2033-12-01
| 2034-01-01 | -5693.0658 | 892592.2464 | 886899.1806 | 18251.7 | 48.5927 | 53 | 2034 | 2034-01-01
| 2034-02-01 | -1956.7197 | 892592.2464 | 890635.5267 | 17288.55 | 51.5159 | 54 | 2034 | 2034-02-01
| 2034-03-01 | -8749.6044 | 892592.2464 | 883842.642 | 21928.51 | 40.3056 | 55 | 2034 | 2034-03-01
| 2034-04-01 | -906.3747 | 892592.2464 | 891685.8717 | 17710.81 | 50.347 | 56 | 2034 | 2034-04-01
| 2034-05-01 | -3817.2558 | 892592.2464 | 888774.9906 | 17724.04 | 50.1452 | 57 | 2034 | 2034-05-01
| 2034-06-01 | -1727.8421 | 892592.2464 | 890864.4043 | 14305.83 | 62.2728 | 58 | 2034 | 2034-06-01
| 2034-07-01 | -22567.3933 | 892592.2464 | 870024.8531 | 10404.71 | 83.6184 | 59 | 2034 | 2034-07-01
| 2034-08-01 | -15265.3944 | 892592.2464 | 877326.852 | 8312.68 | 105.5408 | 60 | 2034 | 2034-08-01
| 2034-09-01 | -2905.7344 | 892592.2464 | 889686.512 | 10821.19 | 82.2171 | 61 | 2034 | 2034-09-01
| 2034-10-01 | -7653.2921 | 892592.2464 | 884938.9543 | 15165.42 | 58.3524 | 62 | 2034 | 2034-10-01
| 2034-11-01 | -5563.0482 | 892592.2464 | 887029.1982 | 13277.8 | 66.8054 | 63 | 2034 | 2034-11-01
| 2034-12-01 | -1527.7427 | 892592.2464 | 891064.5036 | 13347.47 | 66.7591 | 64 | 2034 | 2034-12-01
| 2035-01-01 | 2246.3085 | 911749.2802 | 913995.5887 | 18251.7 | 50.0773 | 66 | 2035 | 2035-01-01 |  | 2.1%
| 2035-02-01 | 314.6324 | 911749.2802 | 912063.9126 | 17288.55 | 52.7554 | 67 | 2035 | 2035-02-01 |  | 2.1%
| 2035-03-01 | -5171.1365 | 911749.2802 | 906578.1437 | 21928.51 | 41.3424 | 68 | 2035 | 2035-03-01 |  | 2.1%
| 2035-04-01 | -3615.5152 | 911749.2802 | 908133.765 | 17710.81 | 51.2757 | 69 | 2035 | 2035-04-01 |  | 2.1%
| 2035-05-01 | -8663.6213 | 911749.2802 | 903085.6589 | 17724.04 | 50.9526 | 70 | 2035 | 2035-05-01 |  | 2.1%
| 2035-06-01 | -2746.558 | 911749.2802 | 909002.7222 | 14305.83 | 63.5407 | 71 | 2035 | 2035-06-01 |  | 2.1%
| 2035-07-01 | -4795.7447 | 911749.2802 | 906953.5355 | 10404.71 | 87.1676 | 72 | 2035 | 2035-07-01 |  | 2.1%
| 2035-08-01 | -21713.0173 | 911749.2802 | 890036.2629 | 8312.68 | 107.0697 | 73 | 2035 | 2035-08-01 |  | 2.1%
| 2035-09-01 | -3381.6068 | 911749.2802 | 908367.6734 | 10821.19 | 83.9434 | 74 | 2035 | 2035-09-01 |  | 2.1%
| 2035-10-01 | -6724.137 | 911749.2802 | 905025.1432 | 15165.42 | 59.6769 | 75 | 2035 | 2035-10-01 |  | 2.1%
| 2035-11-01 | -4040.4367 | 911749.2802 | 907708.8435 | 13277.8 | 68.3629 | 76 | 2035 | 2035-11-01 |  | 2.1%
| 2035-12-01 | -2471.0899 | 911749.2802 | 909278.1903 | 13347.47 | 68.1236 | 77 | 2035 | 2035-12-01 |  | 2.1%
| 2036-01-01 | 15008.7232 | 931361.7971 | 946370.5203 | 18251.7 | 51.8511 | 79 | 2036 | 2036-01-01 |  | 2.1%
| 2036-02-01 | 12478.2818 | 931361.7971 | 943840.0789 | 17429.34 | 54.1524 | 80 | 2036 | 2036-02-01 |  | 2.1%
| 2036-03-01 | -3333.7025 | 931361.7971 | 928028.0946 | 21928.51 | 42.3206 | 81 | 2036 | 2036-03-01 |  | 2.1%
| 2036-04-01 | -3668.575 | 931361.7971 | 927693.2221 | 17710.81 | 52.3801 | 82 | 2036 | 2036-04-01 |  | 2.1%
| 2036-05-01 | -2621.1572 | 931361.7971 | 928740.6399 | 17724.04 | 52.4001 | 83 | 2036 | 2036-05-01 |  | 2.1%
| 2036-06-01 | 421.0603 | 931361.7971 | 931782.8574 | 14305.83 | 65.1331 | 84 | 2036 | 2036-06-01 |  | 2.1%
| 2036-07-01 | -12003.6785 | 931361.7971 | 919358.1186 | 10404.71 | 88.3598 | 85 | 2036 | 2036-07-01 |  | 2.1%
| 2036-08-01 | -10496.6995 | 931361.7971 | 920865.0976 | 8312.68 | 110.7784 | 86 | 2036 | 2036-08-01 |  | 2.1%
| 2036-09-01 | -4682.3781 | 931361.7971 | 926679.419 | 10821.19 | 85.6356 | 87 | 2036 | 2036-09-01 |  | 2.1%
| 2036-10-01 | -1496.4148 | 931361.7971 | 929865.3823 | 15165.42 | 61.3148 | 88 | 2036 | 2036-10-01 |  | 2.1%
| 2036-11-01 | -6313.7277 | 931361.7971 | 925048.0694 | 13277.8 | 69.6688 | 89 | 2036 | 2036-11-01 |  | 2.1%
| 2036-12-01 | -3778.111 | 931361.7971 | 927583.6861 | 13347.47 | 69.4951 | 90 | 2036 | 2036-12-01 |  | 2.1%
| 2037-01-01 | 1813.6958 | 951346.2222 | 953159.918 | 18251.7 | 52.2231 | 92 | 2037 | 2037-01-01 |  | 2.1%
| 2037-02-01 | 5671.7654 | 951346.2222 | 957017.9876 | 17288.55 | 55.3556 | 93 | 2037 | 2037-02-01 |  | 2.1%
| 2037-03-01 | 671.7474 | 951346.2222 | 952017.9696 | 21928.51 | 43.4146 | 94 | 2037 | 2037-03-01 |  | 2.1%
| 2037-04-01 | -7641.575 | 951346.2222 | 943704.6472 | 17710.81 | 53.2841 | 95 | 2037 | 2037-04-01 |  | 2.1%
| 2037-05-01 | 1468.4107 | 951346.2222 | 952814.633 | 17724.04 | 53.7583 | 96 | 2037 | 2037-05-01 |  | 2.1%
| 2037-06-01 | 520.5611 | 951346.2222 | 951866.7833 | 14305.83 | 66.537 | 97 | 2037 | 2037-06-01 |  | 2.1%
| 2037-07-01 | -10962.6487 | 951346.2222 | 940383.5735 | 10404.71 | 90.3806 | 98 | 2037 | 2037-07-01 |  | 2.1%
| 2037-08-01 | -10159.1542 | 951346.2222 | 941187.0681 | 8312.68 | 113.2231 | 99 | 2037 | 2037-08-01 |  | 2.1%
| 2037-09-01 | -8312.4411 | 951346.2222 | 943033.7811 | 10821.19 | 87.147 | 100 | 2037 | 2037-09-01 |  | 2.1%
| 2037-10-01 | -9915.8043 | 951346.2222 | 941430.4179 | 15165.42 | 62.0774 | 101 | 2037 | 2037-10-01 |  | 2.1%
| 2037-11-01 | -6968.569 | 951346.2222 | 944377.6532 | 13277.8 | 71.1246 | 102 | 2037 | 2037-11-01 |  | 2.1%
| 2037-12-01 | -10544.3296 | 951346.2222 | 940801.8926 | 13347.47 | 70.4854 | 103 | 2037 | 2037-12-01 |  | 2.1%
| 2038-01-01 | -873.8311 | 971786.1304 | 970912.2993 | 18251.7 | 53.1957 | 105 | 2038 | 2038-01-01 |  | 2.1%
| 2038-02-01 | -5688.7138 | 971786.1304 | 966097.4166 | 17288.55 | 55.8808 | 106 | 2038 | 2038-02-01 |  | 2.1%
| 2038-03-01 | -3214.7883 | 971786.1304 | 968571.3421 | 21928.51 | 44.1695 | 107 | 2038 | 2038-03-01 |  | 2.1%
| 2038-04-01 | -793.8974 | 971786.1304 | 970992.2331 | 17710.81 | 54.8248 | 108 | 2038 | 2038-04-01 |  | 2.1%
| 2038-05-01 | 1314.5072 | 971786.1304 | 973100.6376 | 17724.04 | 54.9029 | 109 | 2038 | 2038-05-01 |  | 2.1%
| 2038-06-01 | -3468.6862 | 971786.1304 | 968317.4443 | 14305.83 | 67.6869 | 110 | 2038 | 2038-06-01 |  | 2.1%
| 2038-07-01 | -15494.9939 | 971786.1304 | 956291.1365 | 10404.71 | 91.9094 | 111 | 2038 | 2038-07-01 |  | 2.1%
| 2038-08-01 | -10849.5339 | 971786.1304 | 960936.5966 | 8312.68 | 115.5989 | 112 | 2038 | 2038-08-01 |  | 2.1%
| 2038-09-01 | 6211.8213 | 971786.1304 | 977997.9518 | 10821.19 | 90.378 | 113 | 2038 | 2038-09-01 |  | 2.1%
| 2038-10-01 | -745.5696 | 971786.1304 | 971040.5608 | 15165.42 | 64.0299 | 114 | 2038 | 2038-10-01 |  | 2.1%
| 2038-11-01 | -7795.095 | 971786.1304 | 963991.0354 | 13277.8 | 72.6017 | 115 | 2038 | 2038-11-01 |  | 2.1%
| 2038-12-01 | -7759.2027 | 971786.1304 | 964026.9277 | 13347.47 | 72.2254 | 116 | 2038 | 2038-12-01 |  | 2.1%
| 2039-01-01 | -892.1816 | 992155 | 991262.8184 | 18251.7 | 54.3107 | 118 | 2039 | 2039-01-01 |  | 2.1%
| 2039-02-01 | -5808.1768 | 992155 | 986346.8232 | 17288.55 | 57.052 | 119 | 2039 | 2039-02-01 |  | 2.1%
| 2039-03-01 | -3282.2989 | 992155 | 988872.7011 | 21928.51 | 45.0953 | 120 | 2039 | 2039-03-01 |  | 2.1%
| 2039-04-01 | -810.5692 | 992155 | 991344.4308 | 17710.81 | 55.974 | 121 | 2039 | 2039-04-01 |  | 2.1%
| 2039-05-01 | 1342.1118 | 992155 | 993497.1118 | 17724.04 | 56.0536 | 122 | 2039 | 2039-05-01 |  | 2.1%
| 2039-06-01 | -3541.5286 | 992155 | 988613.4714 | 14305.83 | 69.1056 | 123 | 2039 | 2039-06-01 |  | 2.1%
| 2039-07-01 | -15820.3888 | 992155 | 976334.6112 | 10404.71 | 93.8358 | 124 | 2039 | 2039-07-01 |  | 2.1%
| 2039-08-01 | -11077.3741 | 992155 | 981077.6259 | 8312.68 | 118.0218 | 125 | 2039 | 2039-08-01 |  | 2.1%
| 2039-09-01 | 6342.2696 | 992155 | 998497.2696 | 10821.19 | 92.2724 | 126 | 2039 | 2039-09-01 |  | 2.1%
| 2039-10-01 | -761.2266 | 992155 | 991393.7734 | 15165.42 | 65.372 | 127 | 2039 | 2039-10-01 |  | 2.1%
| 2039-11-01 | -7958.792 | 992155 | 984196.208 | 13277.8 | 74.1234 | 128 | 2039 | 2039-11-01 |  | 2.1%
| 2039-12-01 | -7922.146 | 992155 | 984232.854 | 13347.47 | 73.7393 | 129 | 2039 | 2039-12-01 |  | 2.1%
| 2040-01-01 | [5 empty] | 1 | 2040 |  |  | 2.1%
| 2040-02-01 | [5 empty] | 2 | 2040 |  |  | 2.1%
| 2040-03-01 | [5 empty] | 3 | 2040 |  |  | 2.1%
| 2040-04-01 | [5 empty] | 4 | 2040 |  |  | 2.1%
| 2040-05-01 | [5 empty] | 5 | 2040 |  |  | 2.1%
| 2040-06-01 | [5 empty] | 6 | 2040 |  |  | 2.1%
| 2040-07-01 | [5 empty] | 7 | 2040 |  |  | 2.1%
| 2040-08-01 | [5 empty] | 8 | 2040 |  |  | 2.1%
| 2040-09-01 | [5 empty] | 9 | 2040 |  |  | 2.1%
| 2040-10-01 | [5 empty] | 10 | 2040 |  |  | 2.1%
| 2040-11-01 | [5 empty] | 11 | 2040 |  |  | 2.1%
| 2040-12-01 | [5 empty] | 12 | 2040 |  |  | 2.1%
| 2041-01-01 | [5 empty] | 14 | 2041 |  |  | 2.1%
| 2041-02-01 | [5 empty] | 15 | 2041 |  |  | 2.1%
| 2041-03-01 | [5 empty] | 16 | 2041 |  |  | 2.1%
| 2041-04-01 | [5 empty] | 17 | 2041 |  |  | 2.1%
| 2041-05-01 | [5 empty] | 18 | 2041 |  |  | 2.1%
| 2041-06-01 | [5 empty] | 19 | 2041 |  |  | 2.1%
| 2041-07-01 | [5 empty] | 20 | 2041 |  |  | 2.1%
| 2041-08-01 | [5 empty] | 21 | 2041 |  |  | 2.1%
| 2041-09-01 | [5 empty] | 22 | 2041 |  |  | 2.1%
| 2041-10-01 | [5 empty] | 23 | 2041 |  |  | 2.1%
| 2041-11-01 | [5 empty] | 24 | 2041 |  |  | 2.1%
| 2041-12-01 | [5 empty] | 25 | 2041 |  |  | 2.1%
| 2042-01-01 | [5 empty] | 27 | 2042 |  |  | 2.1%
| 2042-02-01 | [5 empty] | 28 | 2042 |  |  | 2.1%
| 2042-03-01 | [5 empty] | 29 | 2042 |  |  | 2.1%
| 2042-04-01 | [5 empty] | 30 | 2042 |  |  | 2.1%
| 2042-05-01 | [5 empty] | 31 | 2042 |  |  | 2.1%
| 2042-06-01 | [5 empty] | 32 | 2042 |  |  | 2.1%
| 2042-07-01 | [5 empty] | 33 | 2042 |  |  | 2.1%
| 2042-08-01 | [5 empty] | 34 | 2042 |  |  | 2.1%
| 2042-09-01 | [5 empty] | 35 | 2042 |  |  | 2.1%
| 2042-10-01 | [5 empty] | 36 | 2042 |  |  | 2.1%
| 2042-11-01 | [5 empty] | 37 | 2042 |  |  | 2.1%
| 2042-12-01 | [5 empty] | 38 | 2042 |  |  | 2.1%
| 2043-01-01 | [5 empty] | 40 | 2043 |  |  | 2.1%
| 2043-02-01 | [5 empty] | 41 | 2043 |  |  | 2.1%
| 2043-03-01 | [5 empty] | 42 | 2043 |  |  | 2.1%
| 2043-04-01 | [5 empty] | 43 | 2043 |  |  | 2.1%
| 2043-05-01 | [5 empty] | 44 | 2043 |  |  | 2.1%
| 2043-06-01 | [5 empty] | 45 | 2043 |  |  | 2.1%
| 2043-07-01 | [5 empty] | 46 | 2043 |  |  | 2.1%
| 2043-08-01 | [5 empty] | 47 | 2043 |  |  | 2.1%
| 2043-09-01 | [5 empty] | 48 | 2043 |  |  | 2.1%
| 2043-10-01 | [5 empty] | 49 | 2043 |  |  | 2.1%
| 2043-11-01 | [5 empty] | 50 | 2043 |  |  | 2.1%
| 2043-12-01 | [5 empty] | 51 | 2043 |  |  | 2.1%
| 2044-01-01 | [5 empty] | 53 | 2044 |  |  | 2.2%
| 2044-02-01 | [5 empty] | 54 | 2044 |  |  | 2.2%
| 2044-03-01 | [5 empty] | 55 | 2044 |  |  | 2.2%
| 2044-04-01 | [5 empty] | 56 | 2044 |  |  | 2.2%
| 2044-05-01 | [5 empty] | 57 | 2044 |  |  | 2.2%
| 2044-06-01 | [5 empty] | 58 | 2044 |  |  | 2.2%
| 2044-07-01 | [5 empty] | 59 | 2044 |  |  | 2.2%
| 2044-08-01 | [5 empty] | 60 | 2044 |  |  | 2.2%
| 2044-09-01 | [5 empty] | 61 | 2044 |  |  | 2.2%
| 2044-10-01 | [5 empty] | 62 | 2044 |  |  | 2.2%
| 2044-11-01 | [5 empty] | 63 | 2044 |  |  | 2.2%
| 2044-12-01 | [5 empty] | 64 | 2044 |  |  | 2.2%
| 2045-01-01 | [5 empty] | 66 | 2045 |  |  | 2.2%
| 2045-02-01 | [5 empty] | 67 | 2045 |  |  | 2.2%
| 2045-03-01 | [5 empty] | 68 | 2045 |  |  | 2.2%
| 2045-04-01 | [5 empty] | 69 | 2045 |  |  | 2.2%
| 2045-05-01 | [5 empty] | 70 | 2045 |  |  | 2.2%
| 2045-06-01 | [5 empty] | 71 | 2045 |  |  | 2.2%
| 2045-07-01 | [5 empty] | 72 | 2045 |  |  | 2.2%
| 2045-08-01 | [5 empty] | 73 | 2045 |  |  | 2.2%
| 2045-09-01 | [5 empty] | 74 | 2045 |  |  | 2.2%
| 2045-10-01 | [5 empty] | 75 | 2045 |  |  | 2.2%
| 2045-11-01 | [5 empty] | 76 | 2045 |  |  | 2.2%
[7 empty] | 77 | 1900 |  |  | #N/A

## Table 3 UT CP Wind_2023
Table 3
2019 IRP Utah Wind Resource
30% Capacity Factor
Year | Estimated Capital Cost | Fixed Capital Cost at Real Levelized Rate | Fixed O&M | Network Upgrade | Fixed Costs | PTC & Variable O&M | Total Resource Cost | Total Resource Costs | Total Fixed Cost
| $/kW | $/kW-yr | $/kW-yr | $/kW-yr | $/MWh | $/MWh | $/MWh | $/kW-yr | $/kW-yr
| (a) | (b) | (c) | (d) | (e) | (f) | (g) | (h) | (i)
2019 IRP Utah Wind Resource - 30% Capacity Factor
2016
2017
2018 | [5 empty] | 0 |  |  | 0
2019 | [5 empty] | 0 |  |  | 0
2020 | [5 empty] | 0 |  |  | 0
2021 | [5 empty] | 0 |  |  | 0
2022 | [5 empty] | 0 |  |  | 0
2023 | 1265.6232 | 87.3108 | 32.3333 | 1.468 | 46.8664 | -21.48 | 25.3864 | 65.6 | 121.1121
2024 |  | 89.41 | 33.0725 | 1.5 | 47.9771 | -21.48 | 26.4971 | 68.47 | 123.9825
2025 |  | 91.47 | 33.8261 | 1.53 | 49.0775 | -22.278 | 26.7995 | 69.26 | 126.8261
2026 |  | 93.57 | 34.5942 | 1.57 | 50.2028 | -22.278 | 27.9248 | 72.16 | 129.7342
2027 |  | 95.72 | 35.3768 | 1.61 | 51.3532 | -23.07 | 28.2832 | 73.09 | 132.7068
2028 |  | 97.92 | 36.1884 | 1.65 | 52.534 | -23.07 | 29.464 | 76.14 | 135.7584
2029 |  | 100.17 | 37.0145 | 1.69 | 53.7398 | -23.868 | 29.8718 | 77.19 | 138.8745
2030 |  | 102.37 | 37.8551 | 1.73 | 54.9319 | -24.666 | 30.2659 | 78.21 | 141.9551
2031 |  | 104.62 | 38.7246 | 1.77 | 56.1546 | -24.666 | 31.4886 | 81.37 | 145.1146
2032 |  | 106.92 | 39.6087 | 1.81 | 57.4022 | -25.458 | 31.9442 | 82.55 | 148.3387
2033 |  | 109.17 | 40.5072 | 1.85 | 58.636 | 0 | 58.636 | 151.53 | 151.5272
2034 |  | 111.46 | 41.4348 | 1.89 | 59.8966 | 0 | 59.8966 | 154.78 | 154.7848
2035 |  | 113.8 | 42.3768 | 1.93 | 61.1821 | 0 | 61.1821 | 158.11 | 158.1068
2036 |  | 116.19 | 43.3478 | 1.97 | 62.4982 | 0 | 62.4982 | 161.51 | 161.5078
2037 |  | 118.63 | 44.3333 | 2.01 | 63.8392 | 0 | 63.8392 | 164.97 | 164.9733
2038 |  | 121.12 | 45.3478 | 2.05 | 65.2108 | 0 | 65.2108 | 168.52 | 168.5178
2039 |  | 123.66 | 46.3 | 2.09 | 66.5777 | 0 | 66.5777 | 172.05 | 172.05
2040 |  | 126.26 | 47.27 | 2.13 | 67.9746 | 0 | 67.9746 | 175.66 | 175.66
2041 |  | 128.91 | 48.26 | 2.17 | 69.3987 | 0 | 69.3987 | 179.34 | 179.34
2042 |  | 131.62 | 49.27 | 2.22 | 70.8575 | 0 | 70.8575 | 183.11 | 183.11
2043 |  | 134.38 | 50.3 | 2.27 | 72.3435 | 0 | 72.3435 | 186.95 | 186.95
Sources, Inputs and Assumptions
Source: | (c)(f) | Plant Costs - 2019 IRP Update - Table 6.1 & 6.2
| (a) | Plant capacity cost
| (b) | = (a) x 0.0689863805027125
| (e) | = ((b) + (c)) / (8.76 x 29.5%)
| (g) | = (e) + (f)
| (i) | Plant Costs - 2019 IRP Update - Table 6.1 & 6.2
2019 IRP Utah Wind Resource - 30% Capacity Factor
| Wind | Cost and Input Assumptions
[11 empty] | COD | 2023
2018 $ | 1301.4979 | Plant capacity cost | [10 empty] | H3.US1_WD_CPProposed Station Capital Costs
2018 $ | 28.8022 | Fixed O&M, plus on-going capital cost | [7 empty] | 69 | MW | H3.US1_WD_CP | H3.US1_WD_CPProposed Station Fixed Costs
Wheeling ($ MWh)
2018 $ | 0 | Variable O&M
|  | Tax Credit $/MWh |  |  |  |  | First Year real levelized |  |  |  |  | H3.US1_WD_CP2023
2023$ | 1.468 | Network Upgrade ($/kw-yr) |  | Utah S, Transmission Integration 2023
| 6.899% | Payment Factor
| 29.5% | Capacity Factor
Company Official Inflation Forecast Dated September 30, 2019
| 2017 | 2% |  | 2026 | 2.3% |  | 2035 | 2.1%
| 2018 | 2.4% |  | 2027 | 2.3% |  | 2036 | 2.1%
| 2019 | 1.8% |  | 2028 | 2.3% |  | 2037 | 2.1%
| 2020 | 1.9% |  | 2029 | 2.3% |  | 2038 | 2.1%
| 2021 | 2% |  | 2030 | 2.2% |  | 2039 | 2.1%
| 2022 | 2.5% |  | 2031 | 2.2% |  | 2040 | 2.1%
| 2023 | 2.5% |  | 2032 | 2.2% |  | 2041 | 2.1%
| 2024 | 2.4% |  | 2033 | 2.1% |  | 2042 | 2.1%
| 2025 | 2.3% |  | 2034 | 2.1% |  | 2043 | 2.1%

## Table 3 WYAE Wind_2024 (hidden)
Table 3
2019 IRP Wyoming Wind Resource
44% Capacity Factor
Year | Estimated Capital Cost | Fixed Capital Cost at Real Levelized Rate | Fixed O&M | Network Upgrade | Fixed Costs | Variable O&M | 40% PTC | Total Resource Cost | Total Resource Costs | Total Fixed Cost
| $/kW | $/kW-yr | $/kW-yr | $/kW-yr | $/MWh | $/MWh | $/MWh | $/MWh | $/kW-yr | $/kW-yr
| (a) | (b) | (c) | (d) | (e) | (f) | (g) | (h) | (i) | (i)
2019 IRP Wyoming Wind Resource - 44% Capacity Factor
2016
2017
2018 | [9 empty] | 0
2019 | [9 empty] | 0
2020 | [9 empty] | 0
2021 | [9 empty] | 0
2022 | [9 empty] | 0
2023 | [9 empty] | 0
2024 | 1252.8729 | 86.4312 | 32.9698 | 47.8703 | 43.7956 |  | -20.48 | 23.3156 | 89.05 | 167.2713
2025 |  | 88.42 | 33.7302 | 48.97 | 44.8034 |  | -20.95 | 23.8534 | 91.1 | 171.1202
2026 |  | 90.45 | 34.4901 | 50.1 | 45.8297 |  | -21.43 | 24.3997 | 93.19 | 175.0401
2027 |  | 92.53 | 35.2802 | 51.25 | 46.8823 | 1 | -21.92 | 25.9623 | 99.16 | 179.0602
2028 |  | 94.66 | 36.0901 | 52.43 | 47.9609 | 1 | -22.42 | 26.5409 | 101.37 | 183.1801
2029 |  | 96.84 | 36.9099 | 53.64 | 49.0632 | 1 | -22.94 | 27.1232 | 103.59 | 187.3899
2030 |  | 98.97 | 37.75 | 54.82 | 50.1498 | 1 | -23.44 | 27.7098 | 105.83 | 191.54
2031 |  | 101.15 | 38.6099 | 56.03 | 51.2625 | 1 | -23.96 | 28.3025 | 108.1 | 195.7899
2032 |  | 103.38 | 39.4901 | 57.26 | 52.3989 | 1 | -24.49 | 28.9089 | 110.41 | 200.1301
2033 |  | 105.55 | 40.3901 | 58.46 | 53.5168 | 1 | -25 | 29.5168 | 112.74 | 204.4001
2034 |  | 107.77 | 41.3099 | 59.69 | 54.661 | 1 |  | 55.661 | 212.59 | 208.7699
2035 |  | 110.03 | 42.25 | 60.94 | 55.8261 | 1 |  | 56.8261 | 217.04 | 213.22
2036 |  | 112.34 | 43.2198 | 62.22 | 57.02 | 1 |  | 58.02 | 221.6 | 217.7798
2037 |  | 114.7 | 44.2 | 63.53 | 58.2375 | 1 |  | 59.2375 | 226.25 | 222.43
2038 |  | 117.11 | 45.2099 | 64.86 | 59.4811 | 1 |  | 60.4811 | 231 | 227.1799
2039 |  | 119.57 | 46.16 | 66.22 | 60.7301 | 1 |  | 61.7301 | 235.77 | 231.95
2040 |  | 122.08 | 47.13 | 67.61 | 62.0052 | 1 |  | 63.0052 | 240.64 | 236.82
2041 |  | 124.64 | 48.12 | 69.03 | 63.3064 | 1 |  | 64.3064 | 245.61 | 241.79
2042 |  | 127.26 | 49.13 | 70.48 | 64.6365 | 1 |  | 65.6365 | 250.69 | 246.87
2043 |  | 129.93 | 50.16 | 71.96 | 65.9927 | 1 |  | 66.9927 | 255.87 | 252.05
Sources, Inputs and Assumptions
Source: | (c)(f) | Plant Costs - 2019 IRP Update - Table 6.1 & 6.2
| (a) | Plant capacity cost
| (b) | = (a) x 0.0689863805027125
| (e) | = ((b) + (c)) / (8.76 x 43.6%)
| (h) | = (e) + (f) + (g)
| (i) | Plant Costs - 2019 IRP Update - Table 6.1 & 6.2
2019 IRP Wyoming Wind Resource - 44% Capacity Factor
| Wind | Cost and Input Assumptions
[12 empty] | COD | 2024
2018 $ | 1301.4979 | Plant capacity cost | [8 empty] | 1920 | MW | H4.AE1_WD | H4.AE1_WDProposed Station Capital Costs
2018 $ | 28.8022 | Fixed O&M, plus on-going capital cost | [11 empty] | H4.AE1_WDProposed Station Fixed Costs
|  | Wheeling ($ MWh) | [10 empty] | H4.AE1_WD2024 | H4.AE1_WDProposed Station Variable O&M Costs
2018 $ | 0.65 | Variable O&M |  | WY wind Tax
| -6.2214 | Tax Credit $/MWh | [5 empty] | First Year real levelized
2024$ | 47.8703 | Network Upgrade ($/kw-yr) |  | Aeolus_Wyoming - to - Utah S, Expansion
| 6.899% | Payment Factor
| 43.6% | Capacity Factor
Company Official Inflation Forecast Dated March 31, 2020
| 2017 | 2% |  | 2026 | 2.3% |  | 2035 | 2.1%
| 2018 | 2.4% |  | 2027 | 2.3% |  | 2036 | 2.1%
| 2019 | 1.8% |  | 2028 | 2.3% |  | 2037 | 2.1%
| 2020 | 1.9% |  | 2029 | 2.3% |  | 2038 | 2.1%
| 2021 | 2% |  | 2030 | 2.2% |  | 2039 | 2.1%
| 2022 | 2.5% |  | 2031 | 2.2% |  | 2040 | 2.1%
| 2023 | 2.5% |  | 2032 | 2.2% |  | 2041 | 2.1%
| 2024 | 2.4% |  | 2033 | 2.1% |  | 2042 | 2.1%
| 2025 | 2.3% |  | 2034 | 2.1% |  | 2043 | 2.1%

## Table 3 ID Wind_2030 (hidden)
Table 3
2019 IRP Idaho Wind Resource
37% Capacity Factor
Year | Estimated Capital Cost | Fixed Capital Cost at Real Levelized Rate | Fixed O&M | Network Upgrade | Fixed Costs | Variable O&M | Total Resource Cost | Total Resource Costs | Total Fixed Cost
| $/kW | $/kW-yr | $/kW-yr | $/kW-yr | $/MWh | $/MWh | $/MWh | $/kW-yr | $/kW-yr
| (a) | (b) | (c) | (d) | (e) | (f) | (g) | (h) | (i)
2019 IRP Idaho Wind Resource - 37% Capacity Factor
2016
2017
2018 | [5 empty] | 0 |  |  | 0
2019 | [5 empty] | 0 |  |  | 0
2020 | [5 empty] | 0 |  |  | 0
2021 | [5 empty] | 0 |  |  | 0
2022 | [5 empty] | 0 |  |  | 0
2023 | [5 empty] | 0 |  |  | 0
2024 | [5 empty] | 0 |  |  | 0
2025 | [5 empty] | 0 |  |  | 0
2026 | [5 empty] | 0 |  |  | 0
2027 | [5 empty] | 0 |  |  | 0
2028 | [5 empty] | 0 |  |  | 0
2029 | [5 empty] | 0 |  |  | 0
2030 | 1253.0638 | 86.4489 | 37.7491 | 12.0973 | 41.9375 | 0 | 41.9375 | 136.3 | 136.2953
2031 |  | 88.35 | 38.61 | 12.36 | 42.8682 | 0 | 42.8682 | 139.32 | 139.32
2032 |  | 90.29 | 39.4902 | 12.63 | 43.8191 | 0 | 43.8191 | 142.41 | 142.4102
2033 |  | 92.19 | 40.3896 | 12.9 | 44.7635 | 0 | 44.7635 | 145.48 | 145.4796
2034 |  | 94.13 | 41.3101 | 13.17 | 45.7268 | 0 | 45.7268 | 148.61 | 148.6101
2035 |  | 96.11 | 42.2499 | 13.45 | 46.7113 | 0 | 46.7113 | 151.81 | 151.8099
2036 |  | 98.13 | 43.2195 | 13.73 | 47.7174 | 0 | 47.7174 | 155.08 | 155.0795
2037 |  | 100.19 | 44.1997 | 14.02 | 48.742 | 0 | 48.742 | 158.41 | 158.4097
2038 |  | 102.29 | 45.2107 | 14.31 | 49.7885 | 0 | 49.7885 | 161.81 | 161.8107
2039 |  | 104.44 | 46.16 | 14.61 | 50.8345 | 0 | 50.8345 | 165.21 | 165.21
2040 |  | 106.63 | 47.13 | 14.92 | 51.9022 | 0 | 51.9022 | 168.68 | 168.68
2041 |  | 108.87 | 48.12 | 15.23 | 52.9914 | 0 | 52.9914 | 172.22 | 172.22
2042 |  | 111.16 | 49.13 | 15.55 | 54.1053 | 0 | 54.1053 | 175.84 | 175.84
2043 |  | 113.49 | 50.16 | 15.88 | 55.2407 | 0 | 55.2407 | 179.53 | 179.53
Sources, Inputs and Assumptions
Source: | (c)(f) | Plant Costs - 2019 IRP Update - Table 6.1 & 6.2
| (a) | Plant capacity cost
| (b) | = (a) x 0.06899
| (e) | = ((b) + (c)) / (8.76 x 37.1%)
| (g) | = (e) + (f)
| (i) | Plant Costs - 2019 IRP Update - Table 6.1 & 6.2
2019 IRP Idaho Wind Resource - 37% Capacity Factor
| Wind | Cost and Input Assumptions
[11 empty] | COD | 2030
2018 $ | 1358.4351 | Plant capacity cost | [10 empty] | H_.GO2_WDProposed Station Capital Costs
2018 $ | 28.8022 | Fixed O&M, plus on-going capital cost | [7 empty] | 470 | MW | H_.GO2_WD | H_.GO2_WDProposed Station Fixed Costs | Levelized | 0
|  | Wheeling ($ MWh) | [7 empty] | 569.6 | MW | L_.GO2_WD | L_.GO2_WDProposed Station Fixed Costs
2018 $ | 0 | Variable O&M | [10 empty] | H_.GO2_WDProposed Station Variable O&M Costs
|  | Tax Credit $/MWh |  |  |  |  | First Year real levelized |  |  |  |  | H_.GO2_WD2030 | L_.GO2_WDProposed Station Variable O&M Costs
2030$ | 12.0973 | Network Upgrade ($/kw-yr) |  | Goshen - to - Utah N, Expansion
| 6.899% | Payment Factor
| 37.1% | Capacity Factor
Company Official Inflation Forecast Dated March 31, 2020
| 2017 | 2% |  | 2026 | 2.3% |  | 2035 | 2.1%
| 2018 | 2.4% |  | 2027 | 2.3% |  | 2036 | 2.1%
| 2019 | 1.8% |  | 2028 | 2.3% |  | 2037 | 2.1%
| 2020 | 1.9% |  | 2029 | 2.3% |  | 2038 | 2.1%
| 2021 | 2% |  | 2030 | 2.2% |  | 2039 | 2.1%
| 2022 | 2.5% |  | 2031 | 2.2% |  | 2040 | 2.1%
| 2023 | 2.5% |  | 2032 | 2.2% |  | 2041 | 2.1%
| 2024 | 2.4% |  | 2033 | 2.1% |  | 2042 | 2.1%
| 2025 | 2.3% |  | 2034 | 2.1% |  | 2043 | 2.1%

## Table 3 PV wS UTS_2024 (hidden)
Table 3
2019 IRP Utah South Solar with Storage
33% Capacity Factor
Year | Estimated Capital Cost | Fixed Capital Cost at Real Levelized Rate | Fixed O&M | Network Upgrade | Fixed Costs | Variable O&M | Total Resource Cost | Total Resource Costs | Total Fixed Cost
| $/kW | $/kW-yr | $/kW-yr | $/kW-yr | $/MWh | $/MWh | $/MWh | $/kW-yr | $/kW-yr
| (a) | (b) | (c) | (d) | (e) | (f) | (g) | (h) | (i)
2019 IRP Utah South Solar with Storage - 33% Capacity Factor
2016
2017
2018 |  |  | 24.5706 |  |  | 0 |  |  | 24.5706
2019 |  |  | 25.01 |  |  | 0 |  |  | 25.01
2020 |  |  | 25.49 |  |  | 0 |  |  | 25.49
2021 |  |  | 26 |  |  | 0 |  |  | 26
2022 |  |  | 26.65 |  |  | 0 |  |  | 26.65
2023 |  |  | 27.32 |  |  | 0 |  |  | 27.32
2024 | 1230.0217 | 62.5466 | 27.98 | 1.5033 | 32.3252 | 0 | 32.3252 | 92.03 | 92.0299
2025 |  | 63.99 | 28.62 | 1.54 | 33.0699 | 0 | 33.0699 | 94.15 | 94.15
2026 |  | 65.46 | 29.28 | 1.58 | 33.8321 | 0 | 33.8321 | 96.32 | 96.32
2027 |  | 66.97 | 29.95 | 1.62 | 34.6119 | 0 | 34.6119 | 98.54 | 98.54
2028 |  | 68.51 | 30.64 | 1.66 | 35.4092 | 0 | 35.4092 | 100.81 | 100.81
2029 |  | 70.09 | 31.34 | 1.7 | 36.2241 | 0 | 36.2241 | 103.13 | 103.13
2030 |  | 71.63 | 32.03 | 1.74 | 37.0214 | 0 | 37.0214 | 105.4 | 105.4
2031 |  | 73.21 | 32.73 | 1.78 | 37.8363 | 0 | 37.8363 | 107.72 | 107.72
2032 |  | 74.82 | 33.45 | 1.82 | 38.6688 | 0 | 38.6688 | 110.09 | 110.09
2033 |  | 76.39 | 34.15 | 1.86 | 39.4802 | 0 | 39.4802 | 112.4 | 112.4
2034 |  | 77.99 | 34.87 | 1.9 | 40.3091 | 0 | 40.3091 | 114.76 | 114.76
2035 |  | 79.63 | 35.6 | 1.94 | 41.1556 | 0 | 41.1556 | 117.17 | 117.17
2036 |  | 81.3 | 36.35 | 1.98 | 42.0197 | 0 | 42.0197 | 119.63 | 119.63
2037 |  | 83.01 | 37.11 | 2.02 | 42.9013 | 0 | 42.9013 | 122.14 | 122.14
2038 |  | 84.75 | 37.89 | 2.06 | 43.8005 | 0 | 43.8005 | 124.7 | 124.7
2039 |  | 86.53 | 38.69 | 2.1 | 44.7208 | 0 | 44.7208 | 127.32 | 127.32
2040 |  | 88.35 | 39.5 | 2.14 | 45.6586 | 0 | 45.6586 | 129.99 | 129.99
2041 |  | 90.21 | 40.33 | 2.18 | 46.6175 | 0 | 46.6175 | 132.72 | 132.72
2042 |  | 92.1 | 41.18 | 2.23 | 47.5975 | 0 | 47.5975 | 135.51 | 135.51
2043 |  | 94.03 | 42.04 | 2.28 | 48.595 | 0 | 48.595 | 138.35 | 138.35
Sources, Inputs and Assumptions
Source: | (c)(f) | Plant Costs - 2019 IRP Update - Table 6.1 & 6.2
| (a) | Plant capacity cost
| (b) | = (a) x 0.05085
| (d) | = ((b) + (c)) / (8.76 x 32.5%)
| (g) | = (e) + (f)
| (h) | Plant Costs - 2019 IRP Update - Table 6.1 & 6.2
2019 IRP Utah South Solar with Storage - 33% Capacity Factor
| Wind | Cost and Input Assumptions
[11 empty] | COD | 2024
2018 $ | 1611.5125 | Plant capacity cost | [7 empty] | 230.8 | MW | L1.US1_PVS | L1.US1_PV | L1.US1_PVSProposed Station Capital Costs
2018 $ | 24.5706 | Fixed O&M, plus on-going capital cost | [11 empty] | L1.US1_PVSProposed Station Fixed Costs
|  | Wheeling ($ MWh) | [9 empty] | L1.US1_PVS2024 |  | L1.US1_PVSProposed Station Variable O&M Costs
2018 $ | 0 | Variable O&M | [9 empty] | Photovoltaic (Utility) 30% ITC
|  | Tax Credit $/MWh |  |  |  |  | First Year real levelized
2023$ | 1.468 | Network Upgrade ($/kw-yr) |  | Utah S, Transmission Integration 2023
| 5.085% | Payment Factor | includes 30% ITC
| 32.5% | Capacity Factor
Company Official Inflation Forecast Dated March 31, 2020
| 2017 | 2% |  | 2026 | 2.3% |  | 2035 | 2.1%
| 2018 | 2.4% |  | 2027 | 2.3% |  | 2036 | 2.1%
| 2019 | 1.8% |  | 2028 | 2.3% |  | 2037 | 2.1%
| 2020 | 1.9% |  | 2029 | 2.3% |  | 2038 | 2.1%
| 2021 | 2% |  | 2030 | 2.2% |  | 2039 | 2.1%
| 2022 | 2.5% |  | 2031 | 2.2% |  | 2040 | 2.1%
| 2023 | 2.5% |  | 2032 | 2.2% |  | 2041 | 2.1%
| 2024 | 2.4% |  | 2033 | 2.1% |  | 2042 | 2.1%
| 2025 | 2.3% |  | 2034 | 2.1% |  | 2043 | 2.1%

## Table 3 PV wS UTS_2030 (hidden)
Table 3
2019 IRP Utah South Solar with Storage
33% Capacity Factor
Year | Estimated Capital Cost | Fixed Capital Cost at Real Levelized Rate | Fixed O&M | Network Upgrade | Fixed Costs | Variable O&M | Total Resource Cost | Total Resource Costs | Total Fixed Cost
| $/kW | $/kW-yr | $/kW-yr | $/kW-yr | $/MWh | $/MWh | $/MWh | $/kW-yr | $/kW-yr
| (a) | (b) | (c) | (d) | (e) | (f) | (g) | (h) | (i)
2019 IRP Utah South Solar with Storage - 33% Capacity Factor
2018 |  |  | 24.5706 |  |  | 0 |  |  | 24.5706
2019 |  |  | 25.01 |  |  | 0 |  |  | 25.01
2020 |  |  | 25.49 |  |  | 0 |  |  | 25.49
2021 |  |  | 26 |  |  | 0 |  |  | 26
2022 |  |  | 26.65 |  |  | 0 |  |  | 26.65
2023 |  |  | 27.32 |  |  | 0 |  |  | 27.32
2024 |  |  | 27.98 |  |  | 0 |  |  | 27.98
2025 |  |  | 28.62 |  |  | 0 |  |  | 28.62
2026 |  |  | 29.28 |  |  | 0 |  |  | 29.28
2027 |  |  | 29.95 |  |  | 0 |  |  | 29.95
2028 |  |  | 30.64 |  |  | 0 |  |  | 30.64
2029 |  |  | 31.34 |  |  | 0 |  |  | 31.34
2030 | 1208.8 | 81.594 | 32.03 | 21.5773 | 47.489 | 0 | 47.489 | 135.2 | 135.2013
2031 |  | 83.39 | 32.73 | 22.05 | 48.5318 | 0 | 48.5318 | 138.17 | 138.17
2032 |  | 85.22 | 33.45 | 22.54 | 49.5996 | 0 | 49.5996 | 141.21 | 141.21
2033 |  | 87.01 | 34.15 | 23.01 | 50.6393 | 0 | 50.6393 | 144.17 | 144.17
2034 |  | 88.84 | 34.87 | 23.49 | 51.7035 | 0 | 51.7035 | 147.2 | 147.2
2035 |  | 90.71 | 35.6 | 23.98 | 52.7889 | 0 | 52.7889 | 150.29 | 150.29
2036 |  | 92.61 | 36.35 | 24.48 | 53.8953 | 0 | 53.8953 | 153.44 | 153.44
2037 |  | 94.55 | 37.11 | 24.99 | 55.0228 | 0 | 55.0228 | 156.65 | 156.65
2038 |  | 96.54 | 37.89 | 25.51 | 56.1784 | 0 | 56.1784 | 159.94 | 159.94
2039 |  | 98.57 | 38.69 | 26.05 | 57.3621 | 0 | 57.3621 | 163.31 | 163.31
2040 |  | 100.64 | 39.5 | 26.6 | 58.5669 | 0 | 58.5669 | 166.74 | 166.74
2041 |  | 102.75 | 40.33 | 27.16 | 59.7963 | 0 | 59.7963 | 170.24 | 170.24
2042 |  | 104.91 | 41.18 | 27.73 | 61.0537 | 0 | 61.0537 | 173.82 | 173.82
2043 |  | 107.11 | 42.04 | 28.31 | 62.3323 | 0 | 62.3323 | 177.46 | 177.46
Sources, Inputs and Assumptions
Source: | (c)(f) | Plant Costs - 2019 IRP Update - Table 6.1 & 6.2
| (a) | Plant capacity cost
| (b) | = (a) x 0.0675
| (e) | = ((b) + (c)) / (8.76 x 32.5%)
| (g) | = (e) + (f)
| (i) | Plant Costs - 2019 IRP Update - Table 6.1 & 6.2
2019 IRP Utah South Solar with Storage - 33% Capacity Factor
| Wind | Cost and Input Assumptions
[11 empty] | COD | 2030
2018 $ | 1611.5125 | Plant capacity cost | [7 empty] | 500 | MW | L_.US4_PVS | H_.US4_PVS | L_.US4_PVSProposed Station Capital Costs
2018 $ | 24.5706 | Fixed O&M, plus on-going capital cost | [11 empty] | L_.US4_PVSProposed Station Fixed Costs
|  | Wheeling ($ MWh) | [9 empty] | L_.US4_PVS2030 |  | L_.US4_PVSProposed Station Variable O&M Costs
2018 $ | 0 | Variable O&M | [9 empty] | Photovoltaic (Utility) 30% ITC
|  | Tax Credit $/MWh |  |  |  |  | First Year real levelized
2030$ | 21.5773 | Network Upgrade ($/kw-yr) |  | Utah S, Transmission Integration 2030
| 6.75% | Payment Factor | includes 30% ITC
| 32.5% | Capacity Factor
Company Official Inflation Forecast Dated March 31, 2020
| 2017 | 2% |  | 2026 | 2.3% |  | 2035 | 2.1%
| 2018 | 2.4% |  | 2027 | 2.3% |  | 2036 | 2.1%
| 2019 | 1.8% |  | 2028 | 2.3% |  | 2037 | 2.1%
| 2020 | 1.9% |  | 2029 | 2.3% |  | 2038 | 2.1%
| 2021 | 2% |  | 2030 | 2.2% |  | 2039 | 2.1%
| 2022 | 2.5% |  | 2031 | 2.2% |  | 2040 | 2.1%
| 2023 | 2.5% |  | 2032 | 2.2% |  | 2041 | 2.1%
| 2024 | 2.4% |  | 2033 | 2.1% |  | 2042 | 2.1%
| 2025 | 2.3% |  | 2034 | 2.1% |  | 2043 | 2.1%

## Table 3 PV wS JB_2024 (hidden)
Table 3
2019 IRP Jim Bridger Solar with Storage
30% Capacity Factor
Year | Estimated Capital Cost | Fixed Capital Cost at Real Levelized Rate | Fixed O&M | Network Upgrade | Fixed Costs | Variable O&M | Total Resource Cost | Total Resource Costs | Total Fixed Cost
| $/kW | $/kW-yr | $/kW-yr | $/kW-yr | $/MWh | $/MWh | $/MWh | $/kW-yr | $/kW-yr
| (a) | (b) | (c) | (d) | (e) | (f) | (g) | (h) | (i)
2019 IRP Jim Bridger Solar with Storage - 30% Capacity Factor
2016
2017
2018 |  |  | 24.5706 |  |  | 0 |  |  | 24.5706
2019 |  |  | 25.01 |  |  | 0 |  |  | 25.01
2020 |  |  | 25.49 |  |  | 0 |  |  | 25.49
2021 |  |  | 26 |  |  | 0 |  |  | 26
2022 |  |  | 26.65 |  |  | 0 |  |  | 26.65
2023 |  |  | 27.32 |  |  | 0 |  |  | 27.32
2024 | 1227.9633 | 62.4419 | 27.98 | 0 | 34.2928 | 0 | 34.2928 | 90.42 | 90.4219
2025 |  | 63.88 | 28.62 | 0 | 35.0809 | 0 | 35.0809 | 92.5 | 92.5
2026 |  | 65.35 | 29.28 | 0 | 35.8887 | 0 | 35.8887 | 94.63 | 94.63
2027 |  | 66.85 | 29.95 | 0 | 36.7117 | 0 | 36.7117 | 96.8 | 96.8
2028 |  | 68.39 | 30.64 | 0 | 37.5575 | 0 | 37.5575 | 99.03 | 99.03
2029 |  | 69.96 | 31.34 | 0 | 38.4184 | 0 | 38.4184 | 101.3 | 101.3
2030 |  | 71.5 | 32.03 | 0 | 39.2641 | 0 | 39.2641 | 103.53 | 103.53
2031 |  | 73.07 | 32.73 | 0 | 40.125 | 0 | 40.125 | 105.8 | 105.8
2032 |  | 74.68 | 33.45 | 0 | 41.0087 | 0 | 41.0087 | 108.13 | 108.13
2033 |  | 76.25 | 34.15 | 0 | 41.8696 | 0 | 41.8696 | 110.4 | 110.4
2034 |  | 77.85 | 34.87 | 0 | 42.7494 | 0 | 42.7494 | 112.72 | 112.72
2035 |  | 79.48 | 35.6 | 0 | 43.6445 | 0 | 43.6445 | 115.08 | 115.08
2036 |  | 81.15 | 36.35 | 0 | 44.5623 | 0 | 44.5623 | 117.5 | 117.5
2037 |  | 82.85 | 37.11 | 0 | 45.4952 | 0 | 45.4952 | 119.96 | 119.96
2038 |  | 84.59 | 37.89 | 0 | 46.4509 | 0 | 46.4509 | 122.48 | 122.48
2039 |  | 86.37 | 38.69 | 0 | 47.4294 | 0 | 47.4294 | 125.06 | 125.06
2040 |  | 88.18 | 39.5 | 0 | 48.4231 | 0 | 48.4231 | 127.68 | 127.68
2041 |  | 90.03 | 40.33 | 0 | 49.4395 | 0 | 49.4395 | 130.36 | 130.36
2042 |  | 91.92 | 41.18 | 0 | 50.4786 | 0 | 50.4786 | 133.1 | 133.1
2043 |  | 93.85 | 42.04 | 0 | 51.5367 | 0 | 51.5367 | 135.89 | 135.89
Sources, Inputs and Assumptions
Source: | (c)(f) | Plant Costs - 2019 IRP Update - Table 6.1 & 6.2
| (a) | Plant capacity cost
| (b) | = (a) x 0.05085
| (e) | = ((b) + (c)) / (8.76 x 30.1%)
| (g) | = (e) + (f)
| (i) | Plant Costs - 2019 IRP Update - Table 6.1 & 6.2
2019 IRP Jim Bridger Solar with Storage - 30% Capacity Factor
| Wind | Cost and Input Assumptions
[11 empty] | COD | 2024
2018 $ | 1608.8222 | Plant capacity cost | [7 empty] | 354 | MW | L1.JBB_PVS | L1.US1_PV | L1.JBB_PVSProposed Station Capital Costs
2018 $ | 24.5706 | Fixed O&M, plus on-going capital cost | [11 empty] | L1.JBB_PVSProposed Station Fixed Costs
|  | Wheeling ($ MWh) | [9 empty] | L1.JBB_PVS2024 |  | L1.JBB_PVSProposed Station Variable O&M Costs
2018 $ | 0 | Variable O&M | [9 empty] | Photovoltaic (Utility) 30% ITC
|  | Tax Credit $/MWh |  |  |  |  | First Year real levelized
2024$ | 0 | Network Upgrade ($/kw-yr) |  | Bridger - to - Bridger West, Recovered Transmission 2024
| 5.085% | Payment Factor | includes 30% ITC
| 30.1% | Capacity Factor
Company Official Inflation Forecast Dated March 31, 2020
| 2017 | 2% |  | 2026 | 2.3% |  | 2035 | 2.1%
| 2018 | 2.4% |  | 2027 | 2.3% |  | 2036 | 2.1%
| 2019 | 1.8% |  | 2028 | 2.3% |  | 2037 | 2.1%
| 2020 | 1.9% |  | 2029 | 2.3% |  | 2038 | 2.1%
| 2021 | 2% |  | 2030 | 2.2% |  | 2039 | 2.1%
| 2022 | 2.5% |  | 2031 | 2.2% |  | 2040 | 2.1%
| 2023 | 2.5% |  | 2032 | 2.2% |  | 2041 | 2.1%
| 2024 | 2.4% |  | 2033 | 2.1% |  | 2042 | 2.1%
| 2025 | 2.3% |  | 2034 | 2.1% |  | 2043 | 2.1%

## Table 3 PV wS JB_2029 (hidden)
Table 3
2019 IRP Jim Bridger Solar with Storage
30% Capacity Factor
Year | Estimated Capital Cost | Fixed Capital Cost at Real Levelized Rate | Fixed O&M | Network Upgrade | Fixed Costs | Variable O&M | Total Resource Cost | Total Resource Costs | Total Fixed Cost
| $/kW | $/kW-yr | $/kW-yr | $/kW-yr | $/MWh | $/MWh | $/MWh | $/kW-yr | $/kW-yr
| (a) | (b) | (c) | (d) | (e) | (f) | (g) | (h) | (i)
2019 IRP Jim Bridger Solar with Storage - 30% Capacity Factor
2016
2017
2018 |  |  | 24.5706 |  |  | 0 |  |  | 24.5706
2019 |  |  | 25.01 |  |  | 0 |  |  | 25.01
2020 |  |  | 25.49 |  |  | 0 |  |  | 25.49
2021 |  |  | 26 |  |  | 0 |  |  | 26
2022 |  |  | 26.65 |  |  | 0 |  |  | 26.65
2023 |  |  | 27.32 |  |  | 0 |  |  | 27.32
2024 |  |  | 27.98 |  |  | 0 |  |  | 27.98
2025 |  |  | 28.62 |  |  | 0 |  |  | 28.62
2026 |  |  | 29.28 |  |  | 0 |  |  | 29.28
2027 |  |  | 29.95 |  |  | 0 |  |  | 29.95
2028 |  |  | 30.64 |  |  | 0 |  |  | 30.64
2029 | 1210.0083 | 61.5289 | 31.34 | 0 | 35.2208 | 0 | 35.2208 | 92.87 | 92.8689
2030 |  | 62.88 | 32.03 | 0 | 35.9949 | 0 | 35.9949 | 94.91 | 94.91
2031 |  | 64.26 | 32.73 | 0 | 36.7838 | 0 | 36.7838 | 96.99 | 96.99
2032 |  | 65.67 | 33.45 | 0 | 37.5916 | 0 | 37.5916 | 99.12 | 99.12
2033 |  | 67.05 | 34.15 | 0 | 38.3804 | 0 | 38.3804 | 101.2 | 101.2
2034 |  | 68.46 | 34.87 | 0 | 39.1882 | 0 | 39.1882 | 103.33 | 103.33
2035 |  | 69.9 | 35.6 | 0 | 40.0112 | 0 | 40.0112 | 105.5 | 105.5
2036 |  | 71.37 | 36.35 | 0 | 40.8532 | 0 | 40.8532 | 107.72 | 107.72
2037 |  | 72.87 | 37.11 | 0 | 41.7103 | 0 | 41.7103 | 109.98 | 109.98
2038 |  | 74.4 | 37.89 | 0 | 42.5864 | 0 | 42.5864 | 112.29 | 112.29
2039 |  | 75.96 | 38.69 | 0 | 43.4814 | 0 | 43.4814 | 114.65 | 114.65
2040 |  | 77.56 | 39.5 | 0 | 44.3954 | 0 | 44.3954 | 117.06 | 117.06
2041 |  | 79.19 | 40.33 | 0 | 45.3284 | 0 | 45.3284 | 119.52 | 119.52
2042 |  | 80.85 | 41.18 | 0 | 46.2803 | 0 | 46.2803 | 122.03 | 122.03
2043 |  | 82.55 | 42.04 | 0 | 47.2512 | 0 | 47.2512 | 124.59 | 124.59
Sources, Inputs and Assumptions
Source: | (c)(f) | Plant Costs - 2019 IRP Update - Table 6.1 & 6.2
| (a) | Plant capacity cost
| (b) | = (a) x 0.05085
| (e) | = ((b) + (c)) / (8.76 x 30.1%)
| (g) | = (e) + (f)
| (i) | Plant Costs - 2019 IRP Update - Table 6.1 & 6.2
2019 IRP Jim Bridger Solar with Storage - 30% Capacity Factor
| Wind | Cost and Input Assumptions
[11 empty] | COD | 2029
2018 $ | 1608.8222 | Plant capacity cost | [7 empty] | 359.4 | MW | L_.JBB_PVS | L1.US1_PV | L_.JBB_PVSProposed Station Capital Costs
2018 $ | 24.5706 | Fixed O&M, plus on-going capital cost | [11 empty] | L_.JBB_PVSProposed Station Fixed Costs
|  | Wheeling ($ MWh) | [9 empty] | L_.JBB_PVS2029 |  | L_.JBB_PVSProposed Station Variable O&M Costs
2018 $ | 0 | Variable O&M | [9 empty] | Photovoltaic (Utility) 30% ITC
|  | Tax Credit $/MWh |  |  |  |  | First Year real levelized
2029$ | 0 | Network Upgrade ($/kw-yr) |  | Bridger - to - Bridger West, Recovered Transmission 2029
| 5.085% | Payment Factor | includes 30% ITC
| 30.1% | Capacity Factor
Company Official Inflation Forecast Dated March 31, 2020
| 2017 | 2% |  | 2026 | 2.3% |  | 2035 | 2.1%
| 2018 | 2.4% |  | 2027 | 2.3% |  | 2036 | 2.1%
| 2019 | 1.8% |  | 2028 | 2.3% |  | 2037 | 2.1%
| 2020 | 1.9% |  | 2029 | 2.3% |  | 2038 | 2.1%
| 2021 | 2% |  | 2030 | 2.2% |  | 2039 | 2.1%
| 2022 | 2.5% |  | 2031 | 2.2% |  | 2040 | 2.1%
| 2023 | 2.5% |  | 2032 | 2.2% |  | 2041 | 2.1%
| 2024 | 2.4% |  | 2033 | 2.1% |  | 2042 | 2.1%
| 2025 | 2.3% |  | 2034 | 2.1% |  | 2043 | 2.1%

## Table 3 PV wS SO_2024 (hidden)
Table 3
2019 IRP Southen Oregon Solar with Storage
30% Capacity Factor
Year | Estimated Capital Cost | Fixed Capital Cost at Real Levelized Rate | Fixed O&M | Network Upgrade | Fixed Costs | Variable O&M | Total Resource Cost | Total Resource Costs | Total Fixed Cost
| $/kW | $/kW-yr | $/kW-yr | $/kW-yr | $/MWh | $/MWh | $/MWh | $/kW-yr | $/kW-yr
| (a) | (b) | (c) | (d) | (e) | (f) | (g) | (h) | (i)
2019 IRP Southen Oregon Solar with Storage - 30% Capacity Factor
2016
2017
2018 |  |  | 24.5706 |  |  | 0 |  |  | 24.5706
2019 |  |  | 25.01 |  |  | 0 |  |  | 25.01
2020 |  |  | 25.49 |  |  | 0 |  |  | 25.49
2021 |  |  | 26 |  |  | 0 |  |  | 26
2022 |  |  | 26.65 |  |  | 0 |  |  | 26.65
2023 |  |  | 27.32 |  |  | 0 |  |  | 27.32
2024 | 1296.5513 | 65.9296 | 27.98 | 0 | 36.0952 | 0 | 36.0952 | 93.91 | 93.9096
2025 |  | 67.45 | 28.62 | 0 | 36.9256 | 0 | 36.9256 | 96.07 | 96.07
2026 |  | 69 | 29.28 | 0 | 37.775 | 0 | 37.775 | 98.28 | 98.28
2027 |  | 70.59 | 29.95 | 0 | 38.6437 | 0 | 38.6437 | 100.54 | 100.54
2028 |  | 72.21 | 30.64 | 0 | 39.5315 | 0 | 39.5315 | 102.85 | 102.85
2029 |  | 73.87 | 31.34 | 0 | 40.4386 | 0 | 40.4386 | 105.21 | 105.21
2030 |  | 75.5 | 32.03 | 0 | 41.3304 | 0 | 41.3304 | 107.53 | 107.53
2031 |  | 77.16 | 32.73 | 0 | 42.2374 | 0 | 42.2374 | 109.89 | 109.89
2032 |  | 78.86 | 33.45 | 0 | 43.1676 | 0 | 43.1676 | 112.31 | 112.31
2033 |  | 80.52 | 34.15 | 0 | 44.0747 | 0 | 44.0747 | 114.67 | 114.67
2034 |  | 82.21 | 34.87 | 0 | 45.001 | 0 | 45.001 | 117.08 | 117.08
2035 |  | 83.94 | 35.6 | 0 | 45.9465 | 0 | 45.9465 | 119.54 | 119.54
2036 |  | 85.7 | 36.35 | 0 | 46.9113 | 0 | 46.9113 | 122.05 | 122.05
2037 |  | 87.5 | 37.11 | 0 | 47.8952 | 0 | 47.8952 | 124.61 | 124.61
2038 |  | 89.34 | 37.89 | 0 | 48.9023 | 0 | 48.9023 | 127.23 | 127.23
2039 |  | 91.22 | 38.69 | 0 | 49.9324 | 0 | 49.9324 | 129.91 | 129.91
2040 |  | 93.14 | 39.5 | 0 | 50.9817 | 0 | 50.9817 | 132.64 | 132.64
2041 |  | 95.1 | 40.33 | 0 | 52.054 | 0 | 52.054 | 135.43 | 135.43
2042 |  | 97.1 | 41.18 | 0 | 53.1495 | 0 | 53.1495 | 138.28 | 138.28
2043 |  | 99.14 | 42.04 | 0 | 54.2641 | 0 | 54.2641 | 141.18 | 141.18
Sources, Inputs and Assumptions
Source: | (c)(f) | Plant Costs - 2019 IRP Update - Table 6.1 & 6.2
| (a) | Plant capacity cost
| (b) | = (a) x 0.05085
| (e) | = ((b) + (c)) / (8.76 x 29.7%)
| (g) | = (e) + (f)
| (i) | Plant Costs - 2019 IRP Update - Table 6.1 & 6.2
2019 IRP Southen Oregon Solar with Storage - 30% Capacity Factor
| Wind | Cost and Input Assumptions
[11 empty] | COD | 2024
2018 $ | 1698.6767 | Plant capacity cost | [7 empty] | 442.2 | MW | H1.SO1_PVS | L1.US1_PV | H1.SO1_PVSProposed Station Capital Costs
2018 $ | 24.5706 | Fixed O&M, plus on-going capital cost | [7 empty] | 57.8 | MW | L1.SO1_PVS |  | H1.SO1_PVSProposed Station Fixed Costs
|  | Wheeling ($ MWh) | [9 empty] | H1.SO1_PVS2024 |  | H1.SO1_PVSProposed Station Variable O&M Costs
2018 $ | 0 | Variable O&M | [9 empty] | Photovoltaic (Utility) 30% ITC
|  | Tax Credit $/MWh |  |  |  |  | First Year real levelized
- | 0 | Network Upgrade ($/kw-yr) |  | n/a
| 5.085% | Payment Factor | includes 30% ITC
| 29.7% | Capacity Factor
Company Official Inflation Forecast Dated March 31, 2020
| 2017 | 2% |  | 2026 | 2.3% |  | 2035 | 2.1%
| 2018 | 2.4% |  | 2027 | 2.3% |  | 2036 | 2.1%
| 2019 | 1.8% |  | 2028 | 2.3% |  | 2037 | 2.1%
| 2020 | 1.9% |  | 2029 | 2.3% |  | 2038 | 2.1%
| 2021 | 2% |  | 2030 | 2.2% |  | 2039 | 2.1%
| 2022 | 2.5% |  | 2031 | 2.2% |  | 2040 | 2.1%
| 2023 | 2.5% |  | 2032 | 2.2% |  | 2041 | 2.1%
| 2024 | 2.4% |  | 2033 | 2.1% |  | 2042 | 2.1%
| 2025 | 2.3% |  | 2034 | 2.1% |  | 2043 | 2.1%

## Table 3 PV wS YK_2024 (hidden)
Table 3
2019 IRP Southen Oregon Solar with Storage
26% Capacity Factor
Year | Estimated Capital Cost | Fixed Capital Cost at Real Levelized Rate | Fixed O&M | Network Upgrade | Fixed Costs | Variable O&M | Total Resource Cost | Total Resource Costs | Total Fixed Cost
| $/kW | $/kW-yr | $/kW-yr | $/kW-yr | $/MWh | $/MWh | $/MWh | $/kW-yr | $/kW-yr
| (a) | (b) | (c) | (d) | (e) | (f) | (g) | (h) | (i)
2019 IRP Southen Oregon Solar with Storage - 26% Capacity Factor
2016
2017
2018 |  |  | 24.5706 |  |  | 0 |  |  | 24.5706
2019 |  |  | 25.01 |  |  | 0 |  |  | 25.01
2020 |  |  | 25.49 |  |  | 0 |  |  | 25.49
2021 |  |  | 26 |  |  | 0 |  |  | 26
2022 |  |  | 26.65 |  |  | 0 |  |  | 26.65
2023 |  |  | 27.32 |  |  | 0 |  |  | 27.32
2024 | 1295.086 | 65.8551 | 27.98 | 0.39132 | 41.3709 | 0 | 41.3709 | 94.23 | 94.2264
2025 |  | 67.37 | 28.62 | 0.4 | 42.3209 | 0 | 42.3209 | 96.39 | 96.39
2026 |  | 68.92 | 29.28 | 0.41 | 43.2956 | 0 | 43.2956 | 98.61 | 98.61
2027 |  | 70.51 | 29.95 | 0.42 | 44.2922 | 0 | 44.2922 | 100.88 | 100.88
2028 |  | 72.13 | 30.64 | 0.43 | 45.3109 | 0 | 45.3109 | 103.2 | 103.2
2029 |  | 73.79 | 31.34 | 0.44 | 46.3514 | 0 | 46.3514 | 105.57 | 105.57
2030 |  | 75.41 | 32.03 | 0.45 | 47.37 | 0 | 47.37 | 107.89 | 107.89
2031 |  | 77.07 | 32.73 | 0.46 | 48.4106 | 0 | 48.4106 | 110.26 | 110.26
2032 |  | 78.77 | 33.45 | 0.47 | 49.4775 | 0 | 49.4775 | 112.69 | 112.69
2033 |  | 80.42 | 34.15 | 0.48 | 50.5137 | 0 | 50.5137 | 115.05 | 115.05
2034 |  | 82.11 | 34.87 | 0.49 | 51.5762 | 0 | 51.5762 | 117.47 | 117.47
2035 |  | 83.83 | 35.6 | 0.5 | 52.6563 | 0 | 52.6563 | 119.93 | 119.93
2036 |  | 85.59 | 36.35 | 0.51 | 53.7627 | 0 | 53.7627 | 122.45 | 122.45
2037 |  | 87.39 | 37.11 | 0.52 | 54.8911 | 0 | 54.8911 | 125.02 | 125.02
2038 |  | 89.23 | 37.89 | 0.53 | 56.0458 | 0 | 56.0458 | 127.65 | 127.65
2039 |  | 91.1 | 38.69 | 0.54 | 57.2225 | 0 | 57.2225 | 130.33 | 130.33
2040 |  | 93.01 | 39.5 | 0.55 | 58.4211 | 0 | 58.4211 | 133.06 | 133.06
2041 |  | 94.96 | 40.33 | 0.56 | 59.6461 | 0 | 59.6461 | 135.85 | 135.85
2042 |  | 96.95 | 41.18 | 0.57 | 60.8974 | 0 | 60.8974 | 138.7 | 138.7
2043 |  | 98.99 | 42.04 | 0.58 | 62.1751 | 0 | 62.1751 | 141.61 | 141.61
Sources, Inputs and Assumptions
Source: | (c)(f) | Plant Costs - 2019 IRP Update - Table 6.1 & 6.2
| (a) | Plant capacity cost
| (b) | = (a) x 0.05085
| (e) | = ((b) + (c)) / (8.76 x 26.0%)
| (g) | = (e) + (f)
| (i) | Plant Costs - 2019 IRP Update - Table 6.1 & 6.2
2019 IRP Southen Oregon Solar with Storage - 26% Capacity Factor
| Wind | Cost and Input Assumptions
[11 empty] | COD | 2024
2018 $ | 1696.7442 | Plant capacity cost | [7 empty] | 395.2 | MW | L1.YK1_PVS | L1.US1_PV | L1.YK1_PVSProposed Station Capital Costs
2018 $ | 24.5706 | Fixed O&M, plus on-going capital cost | [8 empty] | MW |  |  | L1.YK1_PVSProposed Station Fixed Costs
|  | Wheeling ($ MWh) | [9 empty] | L1.YK1_PVS2024 |  | L1.YK1_PVSProposed Station Variable O&M Costs
2018 $ | 0 | Variable O&M | [9 empty] | Photovoltaic (Utility) 30% ITC
|  | Tax Credit $/MWh |  |  |  |  | First Year real levelized
2024$ | 0.39132 | Network Upgrade ($/kw-yr) |  | Yakima, Transmission Integration
| 5.085% | Payment Factor | includes 30% ITC
| 26% | Capacity Factor
Company Official Inflation Forecast Dated March 31, 2020
| 2017 | 2% |  | 2026 | 2.3% |  | 2035 | 2.1%
| 2018 | 2.4% |  | 2027 | 2.3% |  | 2036 | 2.1%
| 2019 | 1.8% |  | 2028 | 2.3% |  | 2037 | 2.1%
| 2020 | 1.9% |  | 2029 | 2.3% |  | 2038 | 2.1%
| 2021 | 2% |  | 2030 | 2.2% |  | 2039 | 2.1%
| 2022 | 2.5% |  | 2031 | 2.2% |  | 2040 | 2.1%
| 2023 | 2.5% |  | 2032 | 2.2% |  | 2041 | 2.1%
| 2024 | 2.4% |  | 2033 | 2.1% |  | 2042 | 2.1%
| 2025 | 2.3% |  | 2034 | 2.1% |  | 2043 | 2.1%

## Table 3 PV wS UTN_2024 (hidden)
Table 3
2019 IRP Utah North Solar with Storage
30% Capacity Factor
Year | Estimated Capital Cost | Fixed Capital Cost at Real Levelized Rate | Fixed O&M | Network Upgrade | Fixed Costs | Variable O&M | Total Resource Cost | Total Resource Costs | Total Fixed Cost
| $/kW | $/kW-yr | $/kW-yr | $/kW-yr | $/MWh | $/MWh | $/MWh | $/kW-yr | $/kW-yr
| (a) | (b) | (c) | (d) | (e) | (f) | (g) | (h) | (i)
2019 IRP Utah North Solar with Storage - 30% Capacity Factor
2016
2017
2018 |  |  | 24.5706 |  |  | 0 |  |  | 24.5706
2019 |  |  | 25.01 |  |  | 0 |  |  | 25.01
2020 |  |  | 25.49 |  |  | 0 |  |  | 25.49
2021 |  |  | 26 |  |  | 0 |  |  | 26
2022 |  |  | 26.65 |  |  | 0 |  |  | 26.65
2023 |  |  | 27.32 |  |  | 0 |  |  | 27.32
2024 | 1230.0205 | 62.5465 | 27.98 | 2.5818 | 35.3117 | 0 | 35.3117 | 93.11 | 93.1084
2025 |  | 63.99 | 28.62 | 2.64 | 36.1239 | 0 | 36.1239 | 95.25 | 95.25
2026 |  | 65.46 | 29.28 | 2.7 | 36.9544 | 0 | 36.9544 | 97.44 | 97.44
2027 |  | 66.97 | 29.95 | 2.76 | 37.804 | 0 | 37.804 | 99.68 | 99.68
2028 |  | 68.51 | 30.64 | 2.82 | 38.6725 | 0 | 38.6725 | 101.97 | 101.97
2029 |  | 70.09 | 31.34 | 2.88 | 39.5599 | 0 | 39.5599 | 104.31 | 104.31
2030 |  | 71.63 | 32.03 | 2.94 | 40.4284 | 0 | 40.4284 | 106.6 | 106.6
2031 |  | 73.21 | 32.73 | 3 | 41.3159 | 0 | 41.3159 | 108.94 | 108.94
2032 |  | 74.82 | 33.45 | 3.07 | 42.2261 | 0 | 42.2261 | 111.34 | 111.34
2033 |  | 76.39 | 34.15 | 3.13 | 43.1097 | 0 | 43.1097 | 113.67 | 113.67
2034 |  | 77.99 | 34.87 | 3.2 | 44.0161 | 0 | 44.0161 | 116.06 | 116.06
2035 |  | 79.63 | 35.6 | 3.27 | 44.9415 | 0 | 44.9415 | 118.5 | 118.5
2036 |  | 81.3 | 36.35 | 3.34 | 45.8859 | 0 | 45.8859 | 120.99 | 120.99
2037 |  | 83.01 | 37.11 | 3.41 | 46.8492 | 0 | 46.8492 | 123.53 | 123.53
2038 |  | 84.75 | 37.89 | 3.48 | 47.8314 | 0 | 47.8314 | 126.12 | 126.12
2039 |  | 86.53 | 38.69 | 3.55 | 48.8365 | 0 | 48.8365 | 128.77 | 128.77
2040 |  | 88.35 | 39.5 | 3.62 | 49.8604 | 0 | 49.8604 | 131.47 | 131.47
2041 |  | 90.21 | 40.33 | 3.7 | 50.911 | 0 | 50.911 | 134.24 | 134.24
2042 |  | 92.1 | 41.18 | 3.78 | 51.9805 | 0 | 51.9805 | 137.06 | 137.06
2043 |  | 94.03 | 42.04 | 3.86 | 53.0689 | 0 | 53.0689 | 139.93 | 139.93
2044 |  | 94.03 | 42.04 | 3.86 | 53.0689 | 0 | 53.0689 | 139.93 | 139.93
2045 |  | 94.03 | 42.04 | 3.86 | 53.0689 | 0 | 53.0689 | 139.93 | 139.93
2046 |  | 94.03 | 42.04 | 3.86 | 53.0689 | 0 | 53.0689 | 139.93 | 139.93
2047 |  | 94.03 | 42.04 | 3.86 | 53.0689 | 0 | 53.0689 | 139.93 | 139.93
Sources, Inputs and Assumptions
Source: | (c)(f) | Plant Costs - 2019 IRP Update - Table 6.1 & 6.2
| (a) | Plant capacity cost
| (b) | = (a) x 0.05085
| (e) | = ((b) + (c)) / (8.76 x 30.1%)
| (g) | = (e) + (f)
| (i) | Plant Costs - 2019 IRP Update - Table 6.1 & 6.2
2019 IRP Utah North Solar with Storage - 30% Capacity Factor
| Wind | Cost and Input Assumptions
[11 empty] | COD | 2024
2018 $ | 1608.8222 | Plant capacity cost | [7 empty] | 342.2 | MW | L1.UN1_PVS | L1.US1_PV | L1.UN1_PVSProposed Station Capital Costs
2018 $ | 24.5706 | Fixed O&M, plus on-going capital cost | [11 empty] | L1.UN1_PVSProposed Station Fixed Costs
|  | Wheeling ($ MWh) | [9 empty] | L1.UN1_PVS2024 |  | L1.UN1_PVSProposed Station Variable O&M Costs
2018 $ | 0 | Variable O&M | [9 empty] | Photovoltaic (Utility) 30% ITC
|  | Tax Credit $/MWh |  |  |  |  | First Year real levelized
2024$ | 2.5818 | Network Upgrade ($/kw-yr) |  | Utah N, Transmission Integration
| 5.085% | Payment Factor | includes 30% ITC
| 30.1% | Capacity Factor
Company Official Inflation Forecast Dated March 31, 2020
| 2017 | 2% |  | 2026 | 2.3% |  | 2035 | 2.1%
| 2018 | 2.4% |  | 2027 | 2.3% |  | 2036 | 2.1%
| 2019 | 1.8% |  | 2028 | 2.3% |  | 2037 | 2.1%
| 2020 | 1.9% |  | 2029 | 2.3% |  | 2038 | 2.1%
| 2021 | 2% |  | 2030 | 2.2% |  | 2039 | 2.1%
| 2022 | 2.5% |  | 2031 | 2.2% |  | 2040 | 2.1%
| 2023 | 2.5% |  | 2032 | 2.2% |  | 2041 | 2.1%
| 2024 | 2.4% |  | 2033 | 2.1% |  | 2042 | 2.1%
| 2025 | 2.3% |  | 2034 | 2.1% |  | 2043 | 2.1%
[7 empty] | 2044 | 2.2%
[7 empty] | 2045 | 2.2%
[7 empty] | 2046 | 2.1%
[7 empty] | 2047 | 2.1%

## Table 3 185 MW (NTN) 2026) (hidden)
Appendix B
Table 3
2019 IRP SCCT Resource Costs
Naughton - 185 MW - SCCT Frame "F" x1 - East Side Resource (6,050')
Year | Estimated Capital Cost | Fixed Capital Cost at Real Levelized Rate | Fixed O&M | Variable O&M | Total O&M at Expected CF | Total Resource Fixed Costs | Fuel Cost | Total Resource Energy Cost | Total Resource Costs | Total Fixed Cost
| $/kW | $/kW-yr | $/kW-yr | $/MWh | $/kW-yr | $/kW-yr | $/MMBtu | $/MWh | $/MWh | $/kW-yr
| (a) | (b) | (c) | (d) | (e) | (f) | (g) | (h) | (i) | (i)
Naughton - 185 MW - SCCT Frame "F" x1 - East Side Resource (6,050')
2016
2017 | [9 empty] | 0
2018 |  |  |  | 7.76 | [5 empty] | 7.76
2019 |  |  |  | 7.9 | [5 empty] | 7.9
2020 |  |  |  | 8.05 | [5 empty] | 8.05
2021 |  |  |  | 8.21 | [5 empty] | 8.21
2022 |  |  |  | 8.42 | [5 empty] | 8.42
2023 |  |  |  | 8.63 | [5 empty] | 8.63
2024 |  |  |  | 8.84 | [5 empty] | 8.84
2025 |  |  |  | 9.04 | [5 empty] | 9.04
2026 | 718.6641 | 50.01 | 38.0533 | 9.25 | 64.79 | 114.8 | 2.69 | 26.32 | 66.03 | 112.0933
2027 |  | 51.16 | 38.93 | 9.46 | 66.28 | 117.44 | 2.95 | 28.87 | 69.5 | 114.67
2028 |  | 52.34 | 39.83 | 9.68 | 67.81 | 120.15 | 3.21 | 31.41 | 72.97 | 117.32
2029 |  | 53.54 | 40.75 | 9.9 | 69.37 | 122.91 | 3.44 | 33.66 | 76.18 | 120.02
2030 |  | 54.72 | 41.65 | 10.12 | 70.9 | 125.62 | 3.68 | 36.01 | 79.47 | 122.67
2031 |  | 55.92 | 42.57 | 10.34 | 72.46 | 128.38 | 3.86 | 37.77 | 82.18 | 125.37
2032 |  | 57.15 | 43.51 | 10.57 | 74.07 | 131.22 | 4.05 | 39.63 | 85.02 | 128.15
2033 |  | 58.35 | 44.42 | 10.79 | 75.61 | 133.96 | 4.23 | 41.39 | 87.73 | 130.82
2034 |  | 59.58 | 45.35 | 11.02 | 77.21 | 136.79 | 4.44 | 43.45 | 90.77 | 133.58
2035 |  | 60.83 | 46.3 | 11.25 | 78.82 | 139.65 | 4.67 | 45.7 | 94.01 | 136.37
2036 |  | 62.11 | 47.27 | 11.49 | 80.49 | 142.6 | 4.86 | 47.56 | 96.89 | 139.25
2037 |  | 63.41 | 48.26 | 11.73 | 82.17 | 145.58 | 5.19 | 50.79 | 101.15 | 142.16
2038 |  | 64.74 | 49.27 | 11.98 | 83.9 | 148.64 | 5.49 | 53.73 | 105.15 | 145.15
2039 |  | 66.1 | 50.3 | 12.23 | 85.65 | 151.75 | 5.83 | 57.05 | 109.54 | 148.18
2040 |  | 67.49 | 51.36 | 12.49 | 87.47 | 154.96 | 5.96 | 58.32 | 111.92 | 151.32
2041 |  | 68.91 | 52.44 | 12.75 | 89.3 | 158.21 | 6.09 | 59.6 | 114.33 | 154.49
2042 |  | 70.36 | 53.54 | 13.02 | 91.18 | 161.54 | 6.22 | 60.87 | 116.75 | 157.74
Sources, Inputs and Assumptions
Source: (a)(c)(d) |  | Plant Costs - 2019 IRP - Table 6.1 & 6.2
| (b) | = (a) x 0.0695884915153164
| (e) | = (d) x (8.76 x 33.0%) + (c)
| (f) | = (b) + (e)
| (g) | Table 4 - Burnertip Natural Gas Price Forecast
| (h) | = 9,786 MMBtu/MWH x $/MMBtu
| (i) | = (f) / (8.76 x 'Capacity Factor' ) + (h)
Naughton - 185 MW - SCCT Frame "F" x1 - East Side Resource (6,050')
| CCCT Statistics |  |  | MW | Percent | Cap Cost | Fixed
| SCCT Dry "F" - Turbine |  |  | 185 | 100% | 745.1281 | 31.9088 |  |  |  |  | COD | 2026
|  |  |  | 0 | 0% | 0 | 0 |  |  |  | 184.9 | MW | I_NTN_SC_FRM | I_NTN_SC_FRMProposed Station Capital Costs
| Capacity Weighted |  |  | 185 | 100% | 745 | 31.91 |  |  |  |  | MW |  | I_NTN_SC_FRMProposed Station Fixed Costs
[13 empty] | I_NTN_SC_FRM2026 | I_NTN_SC_FRMProposed Station Variable O&M Costs
| CCCT Statistics |  |  | MW | CF | aMW | Percent | Variable | Heat Rate
| SCCT Dry "F" - Turbine |  |  | 185 | 33% | 61.05 | 100% | 7.7613 | 9786.4587
| 0 |  |  | 0 | 0% | 0 | 0% | 0 | 0
| Energy Weighted |  |  | 185 | 33% | 61.05 | 100% | 7.76 | 9786
Rounded
| SCCT | Duct Firing | Plant Costs - 2019 IRP - Table 6.1 & 6.2
| 185 |  | MW Plant Capacity
2018 $ | 745.1281 |  | Plant Capacity Cost
2018 $ | 17.0055 |  | Fixed O&M & Capitalized O&M
2018 $ | 14.9034 |  | Fixed Pipeline
2018 $ | 31.9088 |  | Fixed O&M Including Fixed Pipeline & Capitalized O&M ($/kW-Yr)
2018 $ | 7.7613 |  | Variable O&M Costs & Capitalized Variable O&M ($/MWh)
| 9786.4587 |  | Heat Rate in btu/kWh
| 6.959% |  | Payment Factor
| 33% |  | Capacity Factor
|  | 33% | Energy Weighted Capacity Factor
Company Official Inflation Forecast Dated March 31, 2020
| 2017 | 2% |  | 2026 | 2.3% |  | 2035 | 2.1%
| 2018 | 2.4% |  | 2027 | 2.3% |  | 2036 | 2.1%
| 2019 | 1.8% |  | 2028 | 2.3% |  | 2037 | 2.1%
| 2020 | 1.9% |  | 2029 | 2.3% |  | 2038 | 2.1%
| 2021 | 2% |  | 2030 | 2.2% |  | 2039 | 2.1%
| 2022 | 2.5% |  | 2031 | 2.2% |  | 2040 | 2.1%
| 2023 | 2.5% |  | 2032 | 2.2% |  | 2041 | 2.1%
| 2024 | 2.4% |  | 2033 | 2.1% |  | 2042 | 2.1%
| 2025 | 2.3% |  | 2034 | 2.1% |  | 2043 | 2.1%
Note on C75: Should this be zero if this inly holding reserves?

## Table 3 YK Wind wS_2029 (hidden)
Table 3
2019 IRP Yakima Wind with Storage Resource
37% Capacity Factor
Year | Estimated Capital Cost | Fixed Capital Cost at Real Levelized Rate | Fixed O&M | Network Upgrade | Fixed Costs | Variable O&M | Total Resource Cost | Total Resource Costs | Total Fixed Cost
| $/kW | $/kW-yr | $/kW-yr | $/kW-yr | $/MWh | $/MWh | $/MWh | $/kW-yr | $/kW-yr
| (a) | (b) | (c) | (d) | (e) | (f) | (g) | (h) | (i)
2019 IRP Yakima Wind with Storage Resource - 37% Capacity Factor
2016
2017
2018 | [5 empty] | 10 |  |  | 0
2019 | [5 empty] | 10.18 |  |  | 0
2020 | [5 empty] | 10.37 |  |  | 0
2021 | [5 empty] | 10.58 |  |  | 0
2022 | [5 empty] | 10.84 |  |  | 0
2023 | [5 empty] | 11.11 |  |  | 0
2024 | [5 empty] | 11.38 |  |  | 0
2025 | [5 empty] | 11.64 |  |  | 0
2026 | [5 empty] | 11.91 |  |  | 0
2027 | [5 empty] | 12.18 |  |  | 0
2028 | [5 empty] | 12.46 |  |  | 0
2029 | 1709.5918 | 117.9447 | 25 | 0.44 | 44.1189 | 12.75 | 56.8689 | 184.82 | 143.3847
2030 |  | 120.54 | 25.5102 | 0.45 | 45.0775 | 13.03 | 58.1075 | 188.85 | 146.5002
2031 |  | 123.19 | 26.1224 | 0.46 | 46.0844 | 13.32 | 59.4044 | 193.06 | 149.7724
2032 |  | 125.9 | 26.7347 | 0.47 | 47.1097 | 13.61 | 60.7197 | 197.34 | 153.1047
2033 |  | 128.54 | 27.3469 | 0.48 | 48.1135 | 13.9 | 62.0135 | 201.54 | 156.3669
2034 |  | 131.24 | 27.9592 | 0.49 | 49.1357 | 14.19 | 63.3257 | 205.81 | 159.6892
2035 |  | 134 | 28.5714 | 0.5 | 50.1764 | 14.19 | 64.3664 | 209.19 | 163.0714
2036 |  | 136.81 | 29.1837 | 0.51 | 51.2325 | 14.19 | 65.4225 | 212.62 | 166.5037
2037 |  | 139.68 | 29.898 | 0.52 | 52.3385 | 14.19 | 66.5285 | 216.21 | 170.098
2038 |  | 142.61 | 30.6122 | 0.53 | 53.4629 | 14.19 | 67.6529 | 219.87 | 173.7522
2039 |  | 145.6 | 31.26 | 0.54 | 54.5853 | 14.19 | 68.7753 | 223.52 | 177.4
2040 |  | 148.66 | 31.92 | 0.55 | 55.733 | 14.19 | 69.923 | 227.25 | 181.13
2041 |  | 151.78 | 32.59 | 0.56 | 56.9022 | 14.19 | 71.0922 | 231.05 | 184.93
2042 |  | 154.97 | 33.27 | 0.57 | 58.0961 | 14.19 | 72.2861 | 234.93 | 188.81
2043 |  | 158.22 | 33.97 | 0.58 | 59.3146 | 14.19 | 73.5046 | 238.89 | 192.77
Sources, Inputs and Assumptions
Source: | (c)(f) | Plant Costs - 2019 IRP Update - Table 6.1 & 6.2
| (a) | Plant capacity cost
| (b) | = (a) x 0.06899
| (e) | = ((b) + (c)) / (8.76 x 37.1%)
| (g) | = (e) + (f)
| (i) | Plant Costs - 2019 IRP Update - Table 6.1 & 6.2
2019 IRP Yakima Wind with Storage Resource - 37% Capacity Factor
| Wind | Cost and Input Assumptions
[11 empty] | COD | 2029
2018 $ | 1923.6832 | Plant capacity cost | [10 empty] | H_.YK1_WDSProposed Station Capital Costs
2018 $ | 30.7433 | Fixed O&M, plus on-going capital cost | [7 empty] | 9.8 | MW | H_.YK1_WDS | H_.YK1_WDSProposed Station Fixed Costs | Levelized | 0
Wheeling ($ MWh)
2018 $ | 10 | Variable O&M | [10 empty] | H_.YK1_WDSProposed Station Variable O&M Costs
|  | Tax Credit $/MWh |  |  |  |  | First Year real levelized |  |  |  |  | H_.YK1_WDS2029 | Proposed Station Variable O&M Costs
2024$ | 0.39132 | Network Upgrade ($/kw-yr) |  | Yakima, Transmission Integration
| 6.899% | Payment Factor
| 37.1% | Capacity Factor
Company Official Inflation Forecast Dated March 31, 2020
| 2017 | 2% |  | 2026 | 2.3% |  | 2035 | 2.1%
| 2018 | 2.4% |  | 2027 | 2.3% |  | 2036 | 2.1%
| 2019 | 1.8% |  | 2028 | 2.3% |  | 2037 | 2.1%
| 2020 | 1.9% |  | 2029 | 2.3% |  | 2038 | 2.1%
| 2021 | 2% |  | 2030 | 2.2% |  | 2039 | 2.1%
| 2022 | 2.5% |  | 2031 | 2.2% |  | 2040 | 2.1%
| 2023 | 2.5% |  | 2032 | 2.2% |  | 2041 | 2.1%
| 2024 | 2.4% |  | 2033 | 2.1% |  | 2042 | 2.1%
| 2025 | 2.3% |  | 2034 | 2.1% |  | 2043 | 2.1%

## Table 3 ID Wind wS_2032 (hidden)
Table 3
2019 IRP Yakima Wind with Storage Resource
37% Capacity Factor
Year | Estimated Capital Cost | Fixed Capital Cost at Real Levelized Rate | Fixed O&M | Network Upgrade | Fixed Costs | Variable O&M | Total Resource Cost | Total Resource Costs | Total Fixed Cost
| $/kW | $/kW-yr | $/kW-yr | $/kW-yr | $/MWh | $/MWh | $/MWh | $/kW-yr | $/kW-yr
| (a) | (b) | (c) | (d) | (e) | (f) | (g) | (h) | (i)
2019 IRP Yakima Wind with Storage Resource - 37% Capacity Factor
2016
2017
2018 | [5 empty] | 0 |  |  | 0
2019 | [5 empty] | 0 |  |  | 0
2020 | [5 empty] | 0 |  |  | 0
2021 | [5 empty] | 0 |  |  | 0
2022 | [5 empty] | 0 |  |  | 0
2023 | [5 empty] | 0 |  |  | 0
2024 | [5 empty] | 0 |  |  | 0
2025 | [5 empty] | 0 |  |  | 0
2026 | [5 empty] | 0 |  |  | 0
2027 | [5 empty] | 0 |  |  | 0
2028 | [5 empty] | 0 |  |  | 0
2029 | [5 empty] | 0 |  |  | 0
2030 | [5 empty] | 0 |  |  | 0
2031 | [5 empty] | 0 |  |  | 0
2032 | 1672.1358 | 115.3606 | 26.7053 | 12.63 | 47.5993 | 0 | 47.5993 | 154.7 | 154.6959
2033 |  | 117.78 | 27.3179 | 12.9 | 48.6153 | 0 | 48.6153 | 158 | 157.9979
2034 |  | 120.25 | 27.947 | 13.17 | 49.652 | 0 | 49.652 | 161.37 | 161.367
2035 |  | 122.78 | 28.5762 | 13.45 | 50.7102 | 0 | 50.7102 | 164.81 | 164.8062
2036 |  | 125.36 | 29.2219 | 13.73 | 51.7889 | 0 | 51.7889 | 168.31 | 168.3119
2037 |  | 127.99 | 29.9007 | 14.02 | 52.8962 | 0 | 52.8962 | 171.91 | 171.9107
2038 |  | 130.68 | 30.5795 | 14.31 | 54.022 | 0 | 54.022 | 175.57 | 175.5695
2039 |  | 133.42 | 31.22 | 14.61 | 55.1545 | 0 | 55.1545 | 179.25 | 179.25
2040 |  | 136.22 | 31.88 | 14.92 | 56.3145 | 0 | 56.3145 | 183.02 | 183.02
2041 |  | 139.08 | 32.55 | 15.23 | 57.4961 | 0 | 57.4961 | 186.86 | 186.86
2042 |  | 142 | 33.23 | 15.55 | 58.7023 | 0 | 58.7023 | 190.78 | 190.78
2043 |  | 144.98 | 33.93 | 15.88 | 59.9361 | 0 | 59.9361 | 194.79 | 194.79
Sources, Inputs and Assumptions
Source: | (c)(f) | Plant Costs - 2019 IRP Update - Table 6.1 & 6.2
| (a) | Plant capacity cost
| (b) | = (a) x 0.06899
| (e) | = ((b) + (c)) / (8.76 x 37.1%)
| (g) | = (e) + (f)
| (i) | Plant Costs - 2019 IRP Update - Table 6.1 & 6.2
2019 IRP Yakima Wind with Storage Resource - 37% Capacity Factor
| Wind | Cost and Input Assumptions
[11 empty] | COD | 2032
2018 $ | 1879.5324 | Plant capacity cost | [10 empty] | H_.GO2_WDSProposed Station Capital Costs
2018 $ | 30.7433 | Fixed O&M, plus on-going capital cost | [7 empty] | 60.4 | MW | H_.GO2_WDS | H_.GO2_WDSProposed Station Fixed Costs | Levelized | 0
Wheeling ($ MWh)
2018 $ | 0 | Variable O&M | [10 empty] | H_.GO2_WDSProposed Station Variable O&M Costs
|  | Tax Credit $/MWh |  |  |  |  | First Year real levelized |  |  |  |  | H_.GO2_WDS2032 | Proposed Station Variable O&M Costs
2030$ | 12.0973 | Network Upgrade ($/kw-yr) |  | Goshen - to - Utah N, Expansion
| 6.899% | Payment Factor
| 37.1% | Capacity Factor
Company Official Inflation Forecast Dated March 31, 2020
| 2017 | 2% |  | 2026 | 2.3% |  | 2035 | 2.1%
| 2018 | 2.4% |  | 2027 | 2.3% |  | 2036 | 2.1%
| 2019 | 1.8% |  | 2028 | 2.3% |  | 2037 | 2.1%
| 2020 | 1.9% |  | 2029 | 2.3% |  | 2038 | 2.1%
| 2021 | 2% |  | 2030 | 2.2% |  | 2039 | 2.1%
| 2022 | 2.5% |  | 2031 | 2.2% |  | 2040 | 2.1%
| 2023 | 2.5% |  | 2032 | 2.2% |  | 2041 | 2.1%
| 2024 | 2.4% |  | 2033 | 2.1% |  | 2042 | 2.1%
| 2025 | 2.3% |  | 2034 | 2.1% |  | 2043 | 2.1%

## Table 3 TransCost (hidden)
Table 3
2019 IRP Transmission Costs
Aeolus_Wyoming - to - Utah S, Expansion |  |  |  |  | Goshen - to - Utah N, Expansion |  |  |  | Yakima- to - Southern Oregon/California, Expansion |  |  |  | Utah N, Transmission Integration |  |  |  | Yakima, Transmission Integration |  |  |  | Utah S, Transmission Integration 2023 |  |  |  | Utah S, Transmission Integration 2030 |  |  |  | Southern Oregon/California, Transmission Integration |  |  |  | Willamette Valley, Transmission Integration |  |  |  | Wyoming SW, Transmission Integration |  |  |  | Bridger - to - Bridger West, Recovered Transmission 2029 |  |  |  | Bridger - to - Bridger West, Recovered Transmission 2024
Year | Retail Revenue Requirement | Months In Service | Total Resource Costs |  | Year | Retail Revenue Requirement | Months In Service | Total Resource Costs | Year | Retail Revenue Requirement | Months In Service | Total Resource Costs | Year | Retail Revenue Requirement | Months In Service | Total Resource Costs | Year | Retail Revenue Requirement | Months In Service | Total Resource Costs | Year | Retail Revenue Requirement | Months In Service | Total Resource Costs | Year | Retail Revenue Requirement | Months In Service | Total Resource Costs | Year | Retail Revenue Requirement | Months In Service | Total Resource Costs | Year | Retail Revenue Requirement | Months In Service | Total Resource Costs | Year | Retail Revenue Requirement | Months In Service | Total Resource Costs | Year | Retail Revenue Requirement | Months In Service | Total Resource Costs | Year | Retail Revenue Requirement | Months In Service | Total Resource Costs
| $/kW-yr | # | $/kW-yr |  |  | $/kW-yr | # | $/kW-yr |  | $/kW-yr | # | $/kW-yr |  | $/kW-yr | # | $/kW-yr |  | $/kW-yr | # | $/kW-yr |  | $/kW-yr | # | $/kW-yr |  | $/kW-yr | # | $/kW-yr |  | $/kW-yr | # | $/kW-yr |  | $/kW-yr | # | $/kW-yr |  | $/kW-yr | # | $/kW-yr |  | $/kW-yr | # | $/kW-yr |  | $/kW-yr | # | $/kW-yr
| (b) | (d) | (h) |  |  | (b) | (d) | (h) |  | (b) | (d) | (h) |  | (b) | (d) | (h) |  | (b) | (d) | (h) |  | (b) | (d) | (h) |  | (b) | (d) | (h) |  | (b) | (d) | (h) |  | (b) | (d) | (h) |  | (b) | (d) | (h) |  | (b) | (d) | (h) |  | (b) | (d) | (h)
Aeolus_Wyoming - to - Utah S, Expansion |  |  |  |  | Goshen - to - Utah N, Expansion |  |  |  | Yakima- to - Southern Oregon/California, Expansion |  |  |  | Utah N, Transmission Integration |  |  |  | Yakima, Transmission Integration |  |  |  | Utah S, Transmission Integration-2023 |  |  |  | Utah S, Transmission Integration-2030 |  |  |  | Southern Oregon/California, Transmission Integration |  |  |  | Willamette Valley, Transmission Integration |  |  |  | Wyoming SW, Transmission Integration |  |  |  | Bridger - to - Bridger West, Recovered Transmission 2029 |  |  |  | Bridger - to - Bridger West, Recovered Transmission 2024
2023 | 0 | 12 | 0 |  | 2023 | 0 | 12 | 0 | 2023 | 0 | 12 | 0 | 2023 | 0 | 12 | 0 | 2023 | 0 | 12 | 0 | 2023 | 1.468 | 12 | 1.468 | 2023 | 0 | 12 | 0 | 2023 | 0 | 12 | 0 | 2023 | 0 | 12 | 0 | 2023 | 0 | 12 | 0 | 2023 | 0 | 12 | 0 | 2023 | 0 | 12 | 0
2024 | 47.8703 | 12 | 47.8703 |  | 2024 | 0 | 12 | 0 | 2024 | 0 | 12 | 0 | 2024 | 2.5818 | 12 | 2.5818 | 2024 | 0.39132 | 12 | 0.39132 | 2024 | 1.5 | 12 | 1.5 | 2024 | 0 | 12 | 0 | 2024 | 0 | 12 | 0 | 2024 | 0 | 12 | 0 | 2024 | 0 | 12 | 0 | 2024 | 0 | 12 | 0 | 2024 | 0 | 12 | 0
2025 | 48.97 | 12 | 48.97 |  | 2025 | 0 | 12 | 0 | 2025 | 0 | 12 | 0 | 2025 | 2.64 | 12 | 2.64 | 2025 | 0.4 | 12 | 0.4 | 2025 | 1.53 | 12 | 1.53 | 2025 | 0 | 12 | 0 | 2025 | 0 | 12 | 0 | 2025 | 0 | 12 | 0 | 2025 | 0 | 12 | 0 | 2025 | 0 | 12 | 0 | 2025 | 0 | 12 | 0
2026 | 50.1 | 12 | 50.1 |  | 2026 | 0 | 12 | 0 | 2026 | 0 | 12 | 0 | 2026 | 2.7 | 12 | 2.7 | 2026 | 0.41 | 12 | 0.41 | 2026 | 1.57 | 12 | 1.57 | 2026 | 0 | 12 | 0 | 2026 | 0 | 12 | 0 | 2026 | 0 | 12 | 0 | 2026 | 0 | 12 | 0 | 2026 | 0 | 12 | 0 | 2026 | 0 | 12 | 0
2027 | 51.25 | 12 | 51.25 |  | 2027 | 0 | 12 | 0 | 2027 | 0 | 12 | 0 | 2027 | 2.76 | 12 | 2.76 | 2027 | 0.42 | 12 | 0.42 | 2027 | 1.61 | 12 | 1.61 | 2027 | 0 | 12 | 0 | 2027 | 0 | 12 | 0 | 2027 | 0 | 12 | 0 | 2027 | 0 | 12 | 0 | 2027 | 0 | 12 | 0 | 2027 | 0 | 12 | 0
2028 | 52.43 | 12 | 52.43 |  | 2028 | 0 | 12 | 0 | 2028 | 0 | 12 | 0 | 2028 | 2.82 | 12 | 2.82 | 2028 | 0.43 | 12 | 0.43 | 2028 | 1.65 | 12 | 1.65 | 2028 | 0 | 12 | 0 | 2028 | 0 | 12 | 0 | 2028 | 0 | 12 | 0 | 2028 | 0 | 12 | 0 | 2028 | 0 | 12 | 0 | 2028 | 0 | 12 | 0
2029 | 53.64 | 12 | 53.64 |  | 2029 | 0 | 12 | 0 | 2029 | 0 | 12 | 0 | 2029 | 2.88 | 12 | 2.88 | 2029 | 0.44 | 12 | 0.44 | 2029 | 1.69 | 12 | 1.69 | 2029 | 0 | 12 | 0 | 2029 | 0 | 12 | 0 | 2029 | 0 | 12 | 0 | 2029 | 0 | 12 | 0 | 2029 | 0 | 12 | 0 | 2029 | 0 | 12 | 0
2030 | 54.82 | 12 | 54.82 |  | 2030 | 12.0973 | 12 | 12.0973 | 2030 | 0 | 12 | 0 | 2030 | 2.94 | 12 | 2.94 | 2030 | 0.45 | 12 | 0.45 | 2030 | 1.73 | 12 | 1.73 | 2030 | 21.5773 | 12 | 21.5773 | 2030 | 0 | 12 | 0 | 2030 | 0 | 12 | 0 | 2030 | 0 | 12 | 0 | 2030 | 0 | 12 | 0 | 2030 | 0 | 12 | 0
2031 | 56.03 | 12 | 56.03 |  | 2031 | 12.36 | 12 | 12.36 | 2031 | 0 | 12 | 0 | 2031 | 3 | 12 | 3 | 2031 | 0.46 | 12 | 0.46 | 2031 | 1.77 | 12 | 1.77 | 2031 | 22.05 | 12 | 22.05 | 2031 | 0 | 12 | 0 | 2031 | 0 | 12 | 0 | 2031 | 0 | 12 | 0 | 2031 | 0 | 12 | 0 | 2031 | 0 | 12 | 0
2032 | 57.26 | 12 | 57.26 |  | 2032 | 12.63 | 12 | 12.63 | 2032 | 0 | 12 | 0 | 2032 | 3.07 | 12 | 3.07 | 2032 | 0.47 | 12 | 0.47 | 2032 | 1.81 | 12 | 1.81 | 2032 | 22.54 | 12 | 22.54 | 2032 | 0 | 12 | 0 | 2032 | 0 | 12 | 0 | 2032 | 0 | 12 | 0 | 2032 | 0 | 12 | 0 | 2032 | 0 | 12 | 0
2033 | 58.46 | 12 | 58.46 |  | 2033 | 12.9 | 12 | 12.9 | 2033 | 0 | 12 | 0 | 2033 | 3.13 | 12 | 3.13 | 2033 | 0.48 | 12 | 0.48 | 2033 | 1.85 | 12 | 1.85 | 2033 | 23.01 | 12 | 23.01 | 2033 | 11.2611 | 12 | 11.2611 | 2033 | 0 | 12 | 0 | 2033 | 0 | 12 | 0 | 2033 | 0 | 12 | 0 | 2033 | 0 | 12 | 0
2034 | 59.69 | 12 | 59.69 |  | 2034 | 13.17 | 12 | 13.17 | 2034 | 0 | 12 | 0 | 2034 | 3.2 | 12 | 3.2 | 2034 | 0.49 | 12 | 0.49 | 2034 | 1.89 | 12 | 1.89 | 2034 | 23.49 | 12 | 23.49 | 2034 | 11.5 | 12 | 11.5 | 2034 | 0 | 12 | 0 | 2034 | 0 | 12 | 0 | 2034 | 0 | 12 | 0 | 2034 | 0 | 12 | 0
2035 | 60.94 | 12 | 60.94 |  | 2035 | 13.45 | 12 | 13.45 | 2035 | 0 | 12 | 0 | 2035 | 3.27 | 12 | 3.27 | 2035 | 0.5 | 12 | 0.5 | 2035 | 1.93 | 12 | 1.93 | 2035 | 23.98 | 12 | 23.98 | 2035 | 11.74 | 12 | 11.74 | 2035 | 0 | 12 | 0 | 2035 | 0 | 12 | 0 | 2035 | 0 | 12 | 0 | 2035 | 0 | 12 | 0
2036 | 62.22 | 12 | 62.22 |  | 2036 | 13.73 | 12 | 13.73 | 2036 | 31.0929 | 12 | 31.0929 | 2036 | 3.34 | 12 | 3.34 | 2036 | 0.51 | 12 | 0.51 | 2036 | 1.97 | 12 | 1.97 | 2036 | 24.48 | 12 | 24.48 | 2036 | 11.99 | 12 | 11.99 | 2036 | 0 | 12 | 0 | 2036 | 0 | 12 | 0 | 2036 | 0 | 12 | 0 | 2036 | 0 | 12 | 0
2037 | 63.53 | 12 | 63.53 |  | 2037 | 14.02 | 12 | 14.02 | 2037 | 31.75 | 12 | 31.75 | 2037 | 3.41 | 12 | 3.41 | 2037 | 0.52 | 12 | 0.52 | 2037 | 2.01 | 12 | 2.01 | 2037 | 24.99 | 12 | 24.99 | 2037 | 12.24 | 12 | 12.24 | 2037 | 4.7728 | 12 | 4.7728 | 2037 | 5.4973 | 12 | 5.4973 | 2037 | 0 | 12 | 0 | 2037 | 0 | 12 | 0
2038 | 64.86 | 12 | 64.86 |  | 2038 | 14.31 | 12 | 14.31 | 2038 | 32.42 | 12 | 32.42 | 2038 | 3.48 | 12 | 3.48 | 2038 | 0.53 | 12 | 0.53 | 2038 | 2.05 | 12 | 2.05 | 2038 | 25.51 | 12 | 25.51 | 2038 | 12.5 | 12 | 12.5 | 2038 | 4.87 | 12 | 4.87 | 2038 | 5.61 | 12 | 5.61 | 2038 | 0 | 12 | 0 | 2038 | 0 | 12 | 0
2039 | 66.22 | 12 | 66.22 |  | 2039 | 14.61 | 12 | 14.61 | 2039 | 33.1 | 12 | 33.1 | 2039 | 3.55 | 12 | 3.55 | 2039 | 0.54 | 12 | 0.54 | 2039 | 2.09 | 12 | 2.09 | 2039 | 26.05 | 12 | 26.05 | 2039 | 12.76 | 12 | 12.76 | 2039 | 4.97 | 12 | 4.97 | 2039 | 5.73 | 12 | 5.73 | 2039 | 0 | 12 | 0 | 2039 | 0 | 12 | 0
2040 | 67.61 | 12 | 67.61 |  | 2040 | 14.92 | 12 | 14.92 | 2040 | 33.8 | 12 | 33.8 | 2040 | 3.62 | 12 | 3.62 | 2040 | 0.55 | 12 | 0.55 | 2040 | 2.13 | 12 | 2.13 | 2040 | 26.6 | 12 | 26.6 | 2040 | 13.03 | 12 | 13.03 | 2040 | 5.07 | 12 | 5.07 | 2040 | 5.85 | 12 | 5.85 | 2040 | 0 | 12 | 0 | 2040 | 0 | 12 | 0
2041 | 69.03 | 12 | 69.03 |  | 2041 | 15.23 | 12 | 15.23 | 2041 | 34.51 | 12 | 34.51 | 2041 | 3.7 | 12 | 3.7 | 2041 | 0.56 | 12 | 0.56 | 2041 | 2.17 | 12 | 2.17 | 2041 | 27.16 | 12 | 27.16 | 2041 | 13.3 | 12 | 13.3 | 2041 | 5.18 | 12 | 5.18 | 2041 | 5.97 | 12 | 5.97 | 2041 | 0 | 12 | 0 | 2041 | 0 | 12 | 0
2042 | 70.48 | 12 | 70.48 |  | 2042 | 15.55 | 12 | 15.55 | 2042 | 35.23 | 12 | 35.23 | 2042 | 3.78 | 12 | 3.78 | 2042 | 0.57 | 12 | 0.57 | 2042 | 2.22 | 12 | 2.22 | 2042 | 27.73 | 12 | 27.73 | 2042 | 13.58 | 12 | 13.58 | 2042 | 5.29 | 12 | 5.29 | 2042 | 6.1 | 12 | 6.1 | 2042 | 0 | 12 | 0 | 2042 | 0 | 12 | 0
2043 | 71.96 | 12 | 71.96 |  | 2043 | 15.88 | 12 | 15.88 | 2043 | 35.97 | 12 | 35.97 | 2043 | 3.86 | 12 | 3.86 | 2043 | 0.58 | 12 | 0.58 | 2043 | 2.27 | 12 | 2.27 | 2043 | 28.31 | 12 | 28.31 | 2043 | 13.87 | 12 | 13.87 | 2043 | 5.4 | 12 | 5.4 | 2043 | 6.23 | 12 | 6.23 | 2043 | 0 | 12 | 0 | 2043 | 0 | 12 | 0
2044 | 73.54 | 12 | 73.54 |  | 2044 | 16.23 | 12 | 16.23 | 2044 | 36.76 | 12 | 36.76 | 2044 | 3.94 | 12 | 3.94 | 2044 | 0.59 | 12 | 0.59 | 2044 | 2.32 | 12 | 2.32 | 2044 | 28.93 | 12 | 28.93 | 2044 | 14.18 | 12 | 14.18 | 2044 | 5.52 | 12 | 5.52 | 2044 | 6.37 | 12 | 6.37 | 2044 | 0 | 12 | 0 | 2044 | 0 | 12 | 0
2045 | 75.16 | 12 | 75.16 |  | 2045 | 16.59 | 12 | 16.59 | 2045 | 37.57 | 12 | 37.57 | 2045 | 4.03 | 12 | 4.03 | 2045 | 0.6 | 12 | 0.6 | 2045 | 2.37 | 12 | 2.37 | 2045 | 29.57 | 12 | 29.57 | 2045 | 14.49 | 12 | 14.49 | 2045 | 5.64 | 12 | 5.64 | 2045 | 6.51 | 12 | 6.51 | 2045 | 0 | 12 | 0 | 2045 | 0 | 12 | 0
| COD | 2024 |  |  |  | COD | 2030 |  |  | COD | 2036 |  |  | COD | 2024 |  |  | COD | 2024 |  |  | COD | 2023 |  |  | COD | 2030 |  |  | COD | 2033 |  |  | COD | 2037 |  |  | COD | 2037 |  |  | COD | 2029 |  |  | COD | 2024
| Transfer Capacity (MW) | 1920 |  |  |  | Transfer Capacity (MW) | 1100 |  |  | Transfer Capacity (MW) | 430 |  |  | Transfer Capacity (MW) | 600 |  |  | Transfer Capacity (MW) | 405 |  |  | Transfer Capacity (MW) | 300 |  |  | Transfer Capacity (MW) | 500 |  |  | Transfer Capacity (MW) | 475 |  |  | Transfer Capacity (MW) | 442.8 |  |  | Transfer Capacity (MW) | 369.8 |  |  | Transfer Capacity (MW) | 359.4 |  |  | Transfer Capacity (MW) | 354
| Capital Cost (Mil $) | 1542.049 |  |  |  | Capital Cost (Mil $) | 223.26 |  |  | Capital Cost (Mil $) | 224.316 |  |  | Capital Cost (Mil $) | 25.99 |  |  | Capital Cost (Mil $) | 2.659 |  |  | Capital Cost (Mil $) | 7.389 |  |  | Capital Cost (Mil $) | 181.008 |  |  | Capital Cost (Mil $) | 89.744 |  |  | Capital Cost (Mil $) | 35.458 |  |  | Capital Cost (Mil $) | 34.107 |  |  | Capital Cost (Mil $) | 0 |  |  | Capital Cost (Mil $) | 0
| CRF 1st Year Real | 5.96% |  |  |  | CRF 1st Year Real | 5.96% |  |  | CRF 1st Year Real | 5.96% |  |  | CRF 1st Year Real | 5.96% |  |  | CRF 1st Year Real | 5.96% |  |  | CRF 1st Year Real | 5.96% |  |  | CRF 1st Year Real | 5.96% |  |  | CRF 1st Year Real | 5.96% |  |  | CRF 1st Year Real | 5.96% |  |  | CRF 1st Year Real | 5.96% |  |  | CRF 1st Year Real | 5.96% |  |  | CRF 1st Year Real | 5.96%
Retail Revenue Requirement ($/kW-year, 2024$) |  | 47.8703 |  |  | Retail Revenue Requirement ($/kW-year, 2030$) |  | 12.0973 |  | Retail Revenue Requirement ($/kW-year, 2036$) |  | 31.0929 |  | Retail Revenue Requirement ($/kW-year, 2024$) |  | 2.5818 |  | Retail Revenue Requirement ($/kW-year, 2024$) |  | 0.39132 |  | Retail Revenue Requirement ($/kW-year, 2023$) |  | 1.468 |  | Retail Revenue Requirement ($/kW-year, 2030$) |  | 21.5773 |  | Retail Revenue Requirement ($/kW-year, 2033$) |  | 11.2611 |  | Retail Revenue Requirement ($/kW-year, 2037$) |  | 4.7728 |  | Retail Revenue Requirement ($/kW-year, 2037$) |  | 5.4973 |  | Retail Revenue Requirement ($/kW-year, 2029$) |  | 0 |  | Retail Revenue Requirement ($/kW-year, 2024$) |  | 0
Company Official Inflation Forecast Dated March 31, 2020
| 2019 | 1.8% |  | 2028 | 2.3% |  | 2037 | 2.1%
| 2020 | 1.9% |  | 2029 | 2.3% |  | 2038 | 2.1%
| 2021 | 2% |  | 2030 | 2.2% |  | 2039 | 2.1%
| 2022 | 2.5% |  | 2031 | 2.2% |  | 2040 | 2.1%
| 2023 | 2.5% |  | 2032 | 2.2% |  | 2041 | 2.1%
| 2024 | 2.4% |  | 2033 | 2.1% |  | 2042 | 2.1%
| 2025 | 2.3% |  | 2034 | 2.1% |  | 2043 | 2.1%
| 2026 | 2.3% |  | 2035 | 2.1% |  | 2044 | 2.2%
| 2027 | 2.3% |  | 2036 | 2.1% |  | 2045 | 2.2%