## Appendix B.2
Appendix B.2
Avoided Cost Prices $/MWh
Utah 2020.Q4 Sch 38
|  | Thermal | Solar Tracking | Wind (Defers UT W) | Thermal | Solar Tracking | Wind (Defers UT W) | Thermal | Solar Tracking | Wind (Defers UT W)
| Year | UT 2020.Q4 | UT 2020.Q4 | UT 2020.Q4 | UT 2020.Q3 | UT 2020.Q3 | UT 2020.Q3
|  | 100% CF (2) | 31.1% CF (2) | 31.0% CF (2) | 100% CF (2) | 31.1% CF (2) | 31.0% CF (2) | Difference | Difference | Difference
| 2021 | 20.3257 | 16.8723 | 18.5978 | 20.6886 | 17.2058 | 17.5327 | -0.36291 | -0.33358 | 1.0652
| 2022 | 21.1834 | 17.4474 | 19.6321 | 20.4041 | 17.0763 | 17.9555 | 0.77929 | 0.3711 | 1.6766
| 2023 | 20.1453 | 16.6768 | 26.0488 | 19.5859 | 16.0604 | 25.2798 | 0.55936 | 0.61639 | 0.76901
| 2024 | 17.2731 | 15.7709 | 27.0026 | 15.825 | 14.686 | 26.3341 | 1.4481 | 1.0849 | 0.66851
| 2025 | 20.4425 | 17.4266 | 27.3863 | 17.9246 | 15.8109 | 26.5509 | 2.518 | 1.6157 | 0.83534
| 2026 | 34.189 | 17.6453 | 28.6204 | 33.0072 | 16.4271 | 27.7009 | 1.1818 | 1.2182 | 0.91954
| 2027 | 35.8326 | 18.8692 | 29.3814 | 34.2333 | 17.4155 | 28.2024 | 1.5993 | 1.4537 | 1.179
| 2028 | 39.2226 | 21.9282 | 30.7734 | 38.1449 | 20.617 | 29.091 | 1.0777 | 1.3112 | 1.6825
| 2029 | 41.6252 | 23.6827 | 31.5019 | 40.3949 | 22.1896 | 29.7644 | 1.2302 | 1.4931 | 1.7375
| 2030 | 40.633 | 21.6076 | 32.3057 | 40.4203 | 20.7199 | 30.1937 | 0.21271 | 0.88767 | 2.112
| 2031 | 42.4756 | 22.8328 | 33.5047 | 43.002 | 22.252 | 31.7325 | -0.52642 | 0.58087 | 1.7722
| 2032 | 44.7031 | 23.9766 | 34.509 | 44.7101 | 22.7442 | 32.4783 | -0.0069811 | 1.2324 | 2.0306
| 2033 | 45.6578 | 24.1451 | 62.0947 | 45.878 | 23.142 | 59.3212 | -0.22015 | 1.0031 | 2.7735
| 2034 | 47.3639 | 25.6857 | 63.6369 | 47.5424 | 24.3254 | 60.5293 | -0.17847 | 1.3603 | 3.1076
| 2035 | 49.2633 | 26.5755 | 65.7976 | 49.0682 | 25.046 | 61.8137 | 0.19509 | 1.5295 | 3.9838
15-Year Levelized Prices (Nominal) @ 6.920% Discount Rate (1) (3)
2021-2035 | $/MWh | 31.63 | 19.72 | 31.76 | 30.92 | 18.79 | 30.22 | 0.71 | 0.93 | 1.54
[8 empty] | 2.296% | 4.949% | 5.096%
Footnotes:
(1) Discount Rate - 2019 IRP
(2) Total Avoided Costs with Capacity, based on stated CF
(3) 15-Years: 2021 - 2035, levelized monthly

## Table 1
Appendix B
| Table 1 |  |  |  |  | 13 | [83 empty] | 0% | Transmission Deferral %
| Avoided Cost Prices |  |  |  |  | 322 |  |  | Capacity Contribution | [80 empty] | 1700 | Transmission Upgrade Capacity
| Utah 2020.Q4_Solar - 80.0 MW and 32.2% CF | [7 empty] | 19.11% | 17.94% | 12.71% | 76.03% | 76.03% | 38.37% | 32.69% | 32.69% | 35.16% | 35.16% | 30.22% | 31.4% | 31.4% | 31.4% | 30.22% | 30.22% | 30.22% | 96.94% | [63 empty] | 0 | Transmission Deferral (MW)
Deferral (Nameplate MW)
|  |  |  | Total Price @ | [7 empty] | IRP19Wind_wS_YK_T 2029 | IRP19Wind_wS_YK_T 2037 |  | IRP19Solar_wS_YK_T 2024 | IRP19Solar_wS_YK_T 2036 | IRP19Solar_wS_OR_T 2024 | IRP19Solar_wS_OR_T 2033 | IRP19Solar_wS_UT_UTN_T 2024 | IRP19Solar_wS_WY_JB_T 2024 | IRP19Solar_wS_WY_JB_T 2029 | IRP19Solar_wS_WY_JB_T 2038 | IRP19Solar_wS_UT_UTS_T 2024 | IRP19Solar_wS_UT_UTS_T 2030 | IRP19Solar_wS_UT_UTS_T 2037 | IRP19_SCCT_NTN_2026_185MW |  |  |  | 0 |  | 0 | IRP19Wind_wS_YK_T 2029 | IRP19Wind_wS_YK_T 2037 | 0 | IRP19Solar_wS_YK_T 2024 | IRP19Solar_wS_YK_T 2036 | IRP19Solar_wS_OR_T 2024 | IRP19Solar_wS_OR_T 2033 | IRP19Solar_wS_UT_UTN_T 2024 | IRP19Solar_wS_WY_JB_T 2024 | IRP19Solar_wS_WY_JB_T 2029 | IRP19Solar_wS_WY_JB_T 2038 | IRP19Solar_wS_UT_UTS_T 2024 | IRP19Solar_wS_UT_UTS_T 2030 | IRP19Solar_wS_UT_UTS_T 2037 | IRP19_SCCT_NTN_2026_185MW |  | Resource Cost ($/kw-year) |  |  | IRP19Wind_wS_YK_T 2029 | IRP19Wind_wS_YK_T 2037 | 0 | IRP19Solar_wS_YK_T 2024 | IRP19Solar_wS_YK_T 2036 | IRP19Solar_wS_OR_T 2024 | IRP19Solar_wS_OR_T 2033 | IRP19Solar_wS_UT_UTN_T 2024 | IRP19Solar_wS_WY_JB_T 2024 | IRP19Solar_wS_WY_JB_T 2029 | IRP19Solar_wS_WY_JB_T 2038 | IRP19Solar_wS_UT_UTS_T 2024 | IRP19Solar_wS_UT_UTS_T 2030 | IRP19Solar_wS_UT_UTS_T 2037 | IRP19_SCCT_NTN_2026_185MW | Deferred Cost (Millions $/year) | [22 empty] | Resource Cost ($/kw-year) | Deferred Cost (Millions $/year)
|  | Capacity | Energy | 32.19% |  |  |  |  | IRP19Wind_ID_T | IRP19Wind_UT_CP_T | IRP19Wind_WYAE_T | IRP19Wind_wS_YK_T | IRP19Wind_wS_YK_T | IRP19Wind_wS_ID_T | IRP19Solar_wS_YK_T | IRP19Solar_wS_YK_T | IRP19Solar_wS_OR_T | IRP19Solar_wS_OR_T | IRP19Solar_wS_UT_UTN_T | IRP19Solar_wS_WY_JB_T | IRP19Solar_wS_WY_JB_T | IRP19Solar_wS_WY_JB_T | IRP19Solar_wS_UT_UTS_T | IRP19Solar_wS_UT_UTS_T | IRP19Solar_wS_UT_UTS_T | IRP19_SCCT_NTN_2026_185MW |  |  |  | IRP19Wind_ID_T | IRP19Wind_UT_CP_T | IRP19Wind_WYAE_T | IRP19Wind_wS_YK_T | IRP19Wind_wS_YK_T | IRP19Wind_wS_ID_T | IRP19Solar_wS_YK_T | IRP19Solar_wS_YK_T | IRP19Solar_wS_OR_T | IRP19Solar_wS_OR_T | IRP19Solar_wS_UT_UTN_T | IRP19Solar_wS_WY_JB_T | IRP19Solar_wS_WY_JB_T | IRP19Solar_wS_WY_JB_T | IRP19Solar_wS_UT_UTS_T | IRP19Solar_wS_UT_UTS_T | IRP19Solar_wS_UT_UTS_T | IRP19_SCCT_NTN_2026_185MW |  | IRP19Wind_ID_T | IRP19Wind_UT_CP_T | IRP19Wind_WYAE_T | IRP19Wind_wS_YK_T | IRP19Wind_wS_YK_T | IRP19Wind_wS_ID_T | IRP19Solar_wS_YK_T | IRP19Solar_wS_YK_T | IRP19Solar_wS_OR_T | IRP19Solar_wS_OR_T | IRP19Solar_wS_UT_UTN_T | IRP19Solar_wS_WY_JB_T | IRP19Solar_wS_WY_JB_T | IRP19Solar_wS_WY_JB_T | IRP19Solar_wS_UT_UTS_T | IRP19Solar_wS_UT_UTS_T | IRP19Solar_wS_UT_UTS_T | IRP19_SCCT_NTN_2026_185MW | IRP19Wind_ID_T | IRP19Wind_UT_CP_T | IRP19Wind_WYAE_T | IRP19Wind_wS_YK_T | IRP19Wind_wS_YK_T | IRP19Wind_wS_ID_T | IRP19Solar_wS_YK_T | IRP19Solar_wS_YK_T | IRP19Solar_wS_OR_T | IRP19Solar_wS_OR_T | IRP19Solar_wS_UT_UTN_T | IRP19Solar_wS_WY_JB_T | IRP19Solar_wS_WY_JB_T | IRP19Solar_wS_WY_JB_T | IRP19Solar_wS_UT_UTS_T | IRP19Solar_wS_UT_UTS_T | IRP19Solar_wS_UT_UTS_T | IRP19_SCCT_NTN_2026_185MW | 0 | 0 | 0 | Total Capacity Deferral |  | IRP17 Aeolus Trans | IRP17 Aeolus Trans
| Year | Price | Only Price | Capacity Factor
|  | $/kW-yr | $/MWh (2) | $/MWh |  |  |  |  | MW | MW |  | MW | MW | MW | MW | MW | MW | MW | MW | MW | MW | MW | MW | MW | MW |  |  |  |  | MW | MW | MW | MW | MW | MW | MW | MW | MW | MW | MW | MW | MW | MW | MW | MW | MW | MW |  | $/kw-year | $/kw-year | $/kw-year | $/kw-year | $/kw-year | $/kw-year | $/kw-year | $/kw-year | $/kw-year | $/kw-year | $/kw-year | $/kw-year | $/kw-year | $/kw-year | $/kw-year | $/kw-year | $/kw-year | $/kw-year | Millions $/year | Millions $/year | Millions $/year | Millions $/year | Millions $/year | Millions $/year | Millions $/year | Millions $/year | Millions $/year | Millions $/year | Millions $/year | Millions $/year | Millions $/year | Millions $/year | Millions $/year | Millions $/year | Millions $/year | Millions $/year | Millions $/year | Millions $/year | Millions $/year | Millions $/year |  | $/kw-year | Millions $/year
| 2021 | 0 | 16.8723 | 16.8723 |  |  |  | 2021 | 0 | 0 | 0 | 0 | 0 | 0 | 0 | 0 | 0 | 0 | 0 | 0 | 0 | 0 | 0 | 0 | 0 | 0 |  |  |  | 0 | 0 | 0 | 0 | 0 | 0 | 0 | 0 | 0 | 0 | 0 | 0 | 0 | 0 | 0 | 0 | 0 | 0 | 2021 | 0 | 0 | 0 | 0 |  | 0 | 25.79 |  | 25.79 |  | 25.79 | 25.79 | 25.79 |  | 25.79 | 25.79 |  | 8.14 | 0 | 0 | 0 | 0 | 0 | 0 | 0 | 0 | 0 | 0 | 0 | 0 | 0 | 0 | 0 | 0 | 0 | 0 | 0 | 0 | 0 | 0 | 2021 | 0 | 0
| 2022 | 0 | 17.4474 | 17.4474 |  |  |  | 2022 | 0 | 0 | 0 | 0 | 0 | 0 | 0 | 0 | 0 | 0 | 0 | 0 | 0 | 0 | 0 | 0 | 0 | 0 |  |  |  | 0 | 0 | 0 | 0 | 0 | 0 | 0 | 0 | 0 | 0 | 0 | 0 | 0 | 0 | 0 | 0 | 0 | 0 | 2022 | 0 | 0 | 0 | 0 |  | 0 | 26.36 |  | 26.36 |  | 26.36 | 26.36 | 26.36 |  | 26.36 | 26.36 |  | 8.32 | 0 | 0 | 0 | 0 | 0 | 0 | 0 | 0 | 0 | 0 | 0 | 0 | 0 | 0 | 0 | 0 | 0 | 0 | 0 | 0 | 0 | 0 | 2022 | 0 | 0
| 2023 | 0 | 16.6768 | 16.6768 |  |  |  | 2023 | 0 | 0 | 0 | 0 | 0 | 0 | 0 | 0 | 0 | 0 | 0 | 0 | 0 | 0 | 0 | 0 | 0 | 0 |  |  |  | 0 | 0 | 0 | 0 | 0 | 0 | 0 | 0 | 0 | 0 | 0 | 0 | 0 | 0 | 0 | 0 | 0 | 0 | 2023 | 0 | 121.1121 | 0 | 0 |  | 0 | 26.89 |  | 26.89 |  | 26.89 | 26.89 | 26.89 |  | 26.89 | 26.89 |  | 8.49 | 0 | 0 | 0 | 0 | 0 | 0 | 0 | 0 | 0 | 0 | 0 | 0 | 0 | 0 | 0 | 0 | 0 | 0 | 0 | 0 | 0 | 0 | 2023 | 0 | 0
| 2024 | 32.7961 | 3.9953 | 15.7709 |  |  |  | 2024 | 0 | 0 | 0 | 0 | 0 | 0 | 0 | 0 | 0 | 0 | 0 | 0 | 0 | 0 | 8.6687 | 0 | 0 | 0 |  |  |  | 0 | 0 | 0 | 0 | 0 | 0 | 0 | 0 | 0 | 0 | 0 | 0 | 0 | 0 | 28.6824 | 0 | 0 | 0 | 2024 | 0 | 123.6325 | 167.2713 | 0 |  | 0 | 93.6764 |  | 93.3596 |  | 92.5584 | 89.8719 | 27.43 |  | 91.474 | 27.43 |  | 8.66 | 0 | 0 | 0 | 0 | 0 | 0 | 0 | 0 | 0 | 0 | 0 | 0 | 0 | 0 | 2.6237 | 0 | 0 | 0 | 0 | 0 | 0 | 2.6237 | 2024 | 47.8703 | 0
| 2025 | 33.4867 | 5.3101 | 17.4266 |  |  |  | 2025 | 0 | 0 | 0 | 0 | 0 | 0 | 0 | 0 | 0 | 0 | 0 | 0 | 0 | 0 | 0 | 0 | 0 | 0 |  |  |  | 0 | 0 | 0 | 0 | 0 | 0 | 0 | 0 | 0 | 0 | 0 | 0 | 0 | 0 | 0 | 0 | 0 | 0 | 2025 | 0 | 126.2861 | 170.8602 | 0 |  | 0 | 95.65 |  | 95.32 |  | 94.51 | 91.76 | 28.01 |  | 93.4 | 28.01 |  | 8.84 | 0 | 0 | 0 | 0 | 0 | 0 | 0 | 0 | 0 | 0 | 0 | 0 | 0 | 0 | 2.6789 | 0 | 0 | 0 | 0 | 0 | 0 | 2.6789 | 2025 | 48.88 | 0
| 2026 | 34.2217 | 5.2006 | 17.6453 |  |  |  | 2026 | 0 | 0 | 0 | 0 | 0 | 0 | 0 | 0 | 0 | 0 | 0 | 0 | 0 | 0 | 0 | 0 | 0 | 0 |  |  |  | 0 | 0 | 0 | 0 | 0 | 0 | 0 | 0 | 0 | 0 | 0 | 0 | 0 | 0 | 0 | 0 | 0 | 0 | 2026 | 0 | 129.0842 | 174.6401 | 0 |  | 0 | 97.76 |  | 97.42 |  | 96.59 | 93.78 | 28.63 |  | 95.45 | 28.63 |  | 111.2433 | 0 | 0 | 0 | 0 | 0 | 0 | 0 | 0 | 0 | 0 | 0 | 0 | 0 | 0 | 2.7377 | 0 | 0 | 0 | 0 | 0 | 0 | 2.7377 | 2026 | 49.96 | 0
| 2027 | 35.0104 | 6.0737 | 18.8692 |  |  |  | 2027 | 0 | 0 | 0 | 0 | 0 | 0 | 0 | 0 | 0 | 0 | 0 | 0 | 0 | 0 | 0 | 0 | 0 | 0 |  |  |  | 0 | 0 | 0 | 0 | 0 | 0 | 0 | 0 | 0 | 0 | 0 | 0 | 0 | 0 | 0 | 0 | 0 | 0 | 2027 | 0 | 132.0468 | 178.6502 | 0 |  | 0 | 100.01 |  | 99.66 |  | 98.81 | 95.94 | 29.29 |  | 97.65 | 29.29 |  | 113.81 | 0 | 0 | 0 | 0 | 0 | 0 | 0 | 0 | 0 | 0 | 0 | 0 | 0 | 0 | 2.8008 | 0 | 0 | 0 | 0 | 0 | 0 | 2.8008 | 2027 | 51.11 | 0
| 2028 | 35.8171 | 8.8074 | 21.9282 |  |  |  | 2028 | 0 | 0 | 0 | 0 | 0 | 0 | 0 | 0 | 0 | 0 | 0 | 0 | 0 | 0 | 0 | 0 | 0 | 0 |  |  |  | 0 | 0 | 0 | 0 | 0 | 0 | 0 | 0 | 0 | 0 | 0 | 0 | 0 | 0 | 0 | 0 | 0 | 0 | 2028 | 0 | 135.0884 | 182.7601 | 0 |  | 0 | 102.31 |  | 101.95 |  | 101.08 | 98.14 | 29.96 |  | 99.9 | 29.96 |  | 116.43 | 0 | 0 | 0 | 0 | 0 | 0 | 0 | 0 | 0 | 0 | 0 | 0 | 0 | 0 | 2.8654 | 0 | 0 | 0 | 0 | 0 | 0 | 2.8654 | 2028 | 52.29 | 0
| 2029 | 36.6417 | 10.1561 | 23.6827 |  |  |  | 2029 | 0 | 0 | 0 | 0 | 0 | 0 | 0 | 0 | 0 | 0 | 0 | 0 | 0 | 0 | 0 | 0 | 0 | 0 |  |  |  | 0 | 0 | 0 | 0 | 0 | 0 | 0 | 0 | 0 | 0 | 0 | 0 | 0 | 0 | 0 | 0 | 0 | 0 | 2029 | 0 | 138.1945 | 186.9499 | 143.3847 |  | 0 | 104.66 |  | 104.3 |  | 103.4 | 100.4 | 92.1789 |  | 102.2 | 30.65 |  | 119.12 | 0 | 0 | 0 | 0 | 0 | 0 | 0 | 0 | 0 | 0 | 0 | 0 | 0 | 0 | 2.9313 | 0 | 0 | 0 | 0 | 0 | 0 | 2.9313 | 2029 | 53.49 | 0
| 2030 | 37.4843 | 7.7003 | 21.6076 |  |  |  | 2030 | 0 | 0 | 0 | 0 | 0 | 0 | 0 | 0 | 0 | 0 | 0 | 0 | 0 | 0 | 0 | 0 | 0 | 0 |  |  |  | 0 | 0 | 0 | 0 | 0 | 0 | 0 | 0 | 0 | 0 | 0 | 0 | 0 | 0 | 0 | 0 | 0 | 0 | 2030 | 136.2953 | 141.3651 | 191.24 | 146.6202 |  | 0 | 107.06 |  | 106.69 |  | 105.78 | 102.7 | 94.29 |  | 104.55 | 134.5213 |  | 121.86 | 0 | 0 | 0 | 0 | 0 | 0 | 0 | 0 | 0 | 0 | 0 | 0 | 0 | 0 | 2.9987 | 0 | 0 | 0 | 0 | 0 | 0 | 2.9987 | 2030 | 54.72 | 0
| 2031 | 38.3448 | 8.5349 | 22.8328 |  |  |  | 2031 | 0 | 0 | 0 | 0 | 0 | 0 | 0 | 0 | 0 | 0 | 0 | 0 | 0 | 0 | 0 | 0 | 0 | 0 |  |  |  | 0 | 0 | 0 | 0 | 0 | 0 | 0 | 0 | 0 | 0 | 0 | 0 | 0 | 0 | 0 | 0 | 0 | 0 | 2031 | 139.43 | 144.6146 | 195.6299 | 150.0224 |  | 0 | 109.52 |  | 109.14 |  | 108.21 | 105.06 | 96.46 |  | 106.95 | 137.61 |  | 124.67 | 0 | 0 | 0 | 0 | 0 | 0 | 0 | 0 | 0 | 0 | 0 | 0 | 0 | 0 | 3.0676 | 0 | 0 | 0 | 0 | 0 | 0 | 3.0676 | 2031 | 55.98 | 0
| 2032 | 39.2267 | 9.3157 | 23.9766 |  |  |  | 2032 | 0 | 0 | 0 | 0 | 0 | 0 | 0 | 0 | 0 | 0 | 0 | 0 | 0 | 0 | 0 | 0 | 0 | 0 |  |  |  | 0 | 0 | 0 | 0 | 0 | 0 | 0 | 0 | 0 | 0 | 0 | 0 | 0 | 0 | 0 | 0 | 0 | 0 | 2032 | 142.6202 | 147.9287 | 200.1201 | 153.4847 |  | 154.7259 | 112.04 |  | 111.65 |  | 110.7 | 107.48 | 98.68 |  | 109.41 | 140.78 |  | 127.53 | 0 | 0 | 0 | 0 | 0 | 0 | 0 | 0 | 0 | 0 | 0 | 0 | 0 | 0 | 3.1381 | 0 | 0 | 0 | 0 | 0 | 0 | 3.1381 | 2032 | 57.27 | 0
| 2033 | 40.1266 | 9.0319 | 24.1451 |  |  |  | 2033 | 0 | 0 | 0 | 0 | 0 | 0 | 0 | 0 | 0 | 0 | 0 | 0 | 0 | 0 | 0 | 0 | 0 | 0 |  |  |  | 0 | 0 | 0 | 0 | 0 | 0 | 0 | 0 | 0 | 0 | 0 | 0 | 0 | 0 | 0 | 0 | 0 | 0 | 2033 | 145.8896 | 151.3172 | 204.7201 | 157.0069 |  | 158.2779 | 114.61 |  | 114.21 |  | 113.24 | 109.95 | 100.95 |  | 111.92 | 144.01 |  | 130.46 | 0 | 0 | 0 | 0 | 0 | 0 | 0 | 0 | 0 | 0 | 0 | 0 | 0 | 0 | 3.2101 | 0 | 0 | 0 | 0 | 0 | 0 | 3.2101 | 2033 | 58.59 | 0
| 2034 | 41.0481 | 10.1478 | 25.6857 |  |  |  | 2034 | 0 | 0 | 0 | 0 | 0 | 0 | 0 | 0 | 0 | 0 | 0 | 0 | 0 | 0 | 0 | 0 | 0 | 0 |  |  |  | 0 | 0 | 0 | 0 | 0 | 0 | 0 | 0 | 0 | 0 | 0 | 0 | 0 | 0 | 0 | 0 | 0 | 0 | 2034 | 149.2401 | 154.7948 | 209.4199 | 160.5992 |  | 161.917 | 117.24 |  | 116.83 |  | 115.84 | 112.48 | 103.27 |  | 114.49 | 147.32 |  | 133.46 | 0 | 0 | 0 | 0 | 0 | 0 | 0 | 0 | 0 | 0 | 0 | 0 | 0 | 0 | 3.2838 | 0 | 0 | 0 | 0 | 0 | 0 | 3.2838 | 2034 | 59.94 | 0
| 2035 | 41.991 | 10.6008 | 26.5755 |  |  |  | 2035 | 0 | 0 | 0 | 0 | 0 | 0 | 0 | 0 | 0 | 0 | 0 | 0 | 0 | 0 | 0 | 0 | 0 | 0 |  |  |  | 0 | 0 | 0 | 0 | 0 | 0 | 0 | 0 | 0 | 0 | 0 | 0 | 0 | 0 | 0 | 0 | 0 | 0 | 2035 | 152.6599 | 158.3368 | 214.23 | 164.2614 |  | 165.6262 | 119.94 |  | 119.52 |  | 118.5 | 115.07 | 105.65 |  | 117.12 | 150.71 |  | 136.53 | 0 | 0 | 0 | 0 | 0 | 0 | 0 | 0 | 0 | 0 | 0 | 0 | 0 | 0 | 3.3593 | 0 | 0 | 0 | 0 | 0 | 0 | 3.3593 | 2035 | 61.32 | 0
| 2036 | 42.9554 | 12.2849 | 28.6645 |  |  |  | 2036 | 0 | 0 | 0 | 0 | 0 | 0 | 0 | 0 | 0 | 0 | 0 | 0 | 0 | 0 | 0 | 0 | 0 | 0 |  |  |  | 0 | 0 | 0 | 0 | 0 | 0 | 0 | 0 | 0 | 0 | 0 | 0 | 0 | 0 | 0 | 0 | 0 | 0 | 2036 | 156.1695 | 161.9678 | 219.1598 | 167.9937 |  | 169.4219 | 122.7 |  | 122.27 |  | 121.23 | 117.72 | 108.08 |  | 119.81 | 154.18 |  | 139.64 | 0 | 0 | 0 | 0 | 0 | 0 | 0 | 0 | 0 | 0 | 0 | 0 | 0 | 0 | 3.4364 | 0 | 0 | 0 | 0 | 0 | 0 | 3.4364 | 2036 | 62.73 | 0
| 2037 | 43.945 | 12.8468 | 29.7333 |  |  |  | 2037 | 0 | 0 | 0 | 0 | 0 | 0 | 0 | 0 | 0 | 0 | 0 | 0 | 0 | 0 | 0 | 0 | 0 | 0 |  |  |  | 0 | 0 | 0 | 0 | 0 | 0 | 0 | 0 | 0 | 0 | 0 | 0 | 0 | 0 | 0 | 0 | 0 | 0 | 2037 | 159.7497 | 165.6833 | 224.18 | 171.898 |  | 173.3307 | 125.52 |  | 125.09 |  | 124.02 | 120.43 | 110.57 |  | 122.57 | 157.73 |  | 142.85 | 0 | 0 | 0 | 0 | 0 | 0 | 0 | 0 | 0 | 0 | 0 | 0 | 0 | 0 | 3.5156 | 0 | 0 | 0 | 0 | 0 | 0 | 3.5156 | 2037 | 64.17 | 0
| 2038 | 44.9596 | 14.1864 | 31.5495 |  |  |  | 2038 | 0 | 0 | 0 | 0 | 0 | 0 | 0 | 0 | 0 | 0 | 0 | 0 | 0 | 0 | 0 | 0 | 0 | 0 |  |  |  | 0 | 0 | 0 | 0 | 0 | 0 | 0 | 0 | 0 | 0 | 0 | 0 | 0 | 0 | 0 | 0 | 0 | 0 | 2038 | 163.4207 | 169.4878 | 229.3299 | 175.8722 |  | 177.3095 | 128.41 |  | 127.97 |  | 126.88 | 123.2 | 113.12 |  | 125.4 | 161.36 |  | 146.14 | 0 | 0 | 0 | 0 | 0 | 0 | 0 | 0 | 0 | 0 | 0 | 0 | 0 | 0 | 3.5968 | 0 | 0 | 0 | 0 | 0 | 0 | 3.5968 | 2038 | 65.65 | 0
| 2039 | 45.9958 | #DIV/0! | #DIV/0! |  |  |  | 2039 | 0 | 0 | 0 | 0 | 0 | 0 | 0 | 0 | 0 | 0 | 0 | 0 | 0 | 0 | 0 | 0 | 0 | 0 |  |  |  | 0 | 0 | 0 | 0 | 0 | 0 | 0 | 0 | 0 | 0 | 0 | 0 | 0 | 0 | 0 | 0 | 0 | 0 | 2039 | 167.18 | 173.39 | 234.6 | 179.92 |  | 181.38 | 131.37 |  | 130.92 |  | 129.8 | 126.04 | 115.73 |  | 128.29 | 165.08 |  | 149.5 | 0 | 0 | 0 | 0 | 0 | 0 | 0 | 0 | 0 | 0 | 0 | 0 | 0 | 0 | 3.6797 | 0 | 0 | 0 | 0 | 0 | 0 | 3.6797 | 2039 | 67.16 | 0
| 2040 | 47.057 | #DIV/0! | #DIV/0! |  |  |  | 2040 | 0 | 0 | 0 | 0 | 0 | 0 | 0 | 0 | 0 | 0 | 0 | 0 | 0 | 0 | 0 | 0 | 0 | 0 |  |  |  | 0 | 0 | 0 | 0 | 0 | 0 | 0 | 0 | 0 | 0 | 0 | 0 | 0 | 0 | 0 | 0 | 0 | 0 | 2040 | 171.02 | 177.38 | 239.99 | 184.06 |  | 185.55 | 134.39 |  | 133.94 |  | 132.79 | 128.94 | 118.4 |  | 131.25 | 168.88 |  | 152.94 | 0 | 0 | 0 | 0 | 0 | 0 | 0 | 0 | 0 | 0 | 0 | 0 | 0 | 0 | 3.7646 | 0 | 0 | 0 | 0 | 0 | 0 | 3.7646 | 2040 | 68.7 | 0
| 2041 | 48.1398 | #DIV/0! | #DIV/0! |  |  |  | 2041 | 0 | 0 | 0 | 0 | 0 | 0 | 0 | 0 | 0 | 0 | 0 | 0 | 0 | 0 | 0 | 0 | 0 | 0 | 0 | 0 | 0 | 0 | 0 | 0 | 0 | 0 | 0 | 0 | 0 | 0 | 0 | 0 | 0 | 0 | 0 | 0 | 0 | 0 | 0 | 2041 | 174.96 | 181.46 | 245.51 | 188.29 |  | 189.82 | 137.48 |  | 137.03 |  | 135.85 | 131.91 | 121.13 |  | 134.27 | 172.77 |  | 156.47 | 0 | 0 | 0 | 0 | 0 | 0 | 0 | 0 | 0 | 0 | 0 | 0 | 0 | 0 | 3.8512 | 0 | 0 | 0 | 0 | 0 | 0 | 3.8512 | 2041 | 70.28 | 0
| 2042 | 49.2476 | #DIV/0! | #DIV/0! |  |  |  | 2042 | 0 | 0 | 0 | 0 | 0 | 0 | 0 | 0 | 0 | 0 | 0 | 0 | 0 | 0 | 0 | 0 | 0 | 0 |  |  |  | 0 | 0 | 0 | 0 | 0 | 0 | 0 | 0 | 0 | 0 | 0 | 0 | 0 | 0 | 0 | 0 | 0 | 0 | 2042 | 178.98 | 185.64 | 251.16 | 192.61 |  | 194.19 | 140.64 |  | 140.19 |  | 138.98 | 134.95 | 123.92 |  | 137.36 | 176.75 |  | 160.06 | 0 | 0 | 0 | 0 | 0 | 0 | 0 | 0 | 0 | 0 | 0 | 0 | 0 | 0 | 3.9398 | 0 | 0 | 0 | 0 | 0 | 0 | 3.9398 | 2042 | 71.9 | 0
| 2043 | 50.4272 | #DIV/0! | #DIV/0! |  |  |  | 2043 | 0 | 0 | 0 | 0 | 0 | 0 | 0 | 0 | 0 | 0 | 0 | 0 | 0 | 0 | 0 | 0 | 0 | 0 |  |  |  | 0 | 0 | 0 | 0 | 0 | 0 | 0 | 0 | 0 | 0 | 0 | 0 | 0 | 0 | 0 | 0 | 0 | 0 | 2043 | 183.28 | 190.09 | 257.19 | 197.22 |  | 198.85 | 144.01 |  | 143.56 |  | 142.31 | 138.19 | 126.9 |  | 140.65 | 180.99 |  | 0 | 0 | 0 | 0 | 0 | 0 | 0 | 0 | 0 | 0 | 0 | 0 | 0 | 0 | 0 | 4.0342 | 0 | 0 | 0 | 0 | 0 | 0 | 4.0342 | 2043 | 73.63 | 0
| 2044 | 0 | #DIV/0! | #DIV/0! |  |  |  | 2044 | 0 | 0 | 0 | 0 | 0 | 0 | 0 | 0 | 0 | 0 | 0 | 0 | 0 | 0 | 0 | 0 | 0 | 0 |  |  |  | 0 | 0 | 0 | 0 | 0 | 0 | 0 | 0 | 0 | 0 | 0 | 0 | 0 | 0 | 0 | 0 | 0 | 0 | 2044 | 0 | 0 | 0 | 0 |  | 0 | 0 |  | 0 |  | 142.31 | 0 | 0 |  | 0 | 0 |  | 0 | 0 | 0 | 0 | 0 | 0 | 0 | 0 | 0 | 0 | 0 | 0 | 0 | 0 | 0 | 0 | 0 | 0 | 0 | 0 | 0 | 0 | 0 | 2044 | 75.4 | 0
| 2045 | 0 | #DIV/0! | #DIV/0! |  |  |  | 2045 | 0 | 0 | 0 | 0 | 0 | 0 | 0 | 0 | 0 | 0 | 0 | 0 | 0 | 0 | 0 | 0 | 0 | 0 |  |  |  | 0 | 0 | 0 | 0 | 0 | 0 | 0 | 0 | 0 | 0 | 0 | 0 | 0 | 0 | 0 | 0 | 0 | 0 | 2045 | 0 | 0 | 0 | 0 |  | 0 | 0 |  | 0 |  | 142.31 | 0 | 0 |  | 0 | 0 |  | 0 | 0 | 0 | 0 | 0 | 0 | 0 | 0 | 0 | 0 | 0 | 0 | 0 | 0 | 0 | 0 | 0 | 0 | 0 | 0 | 0 | 0 | 0 | 2045 | 77.21 | 0
| 2046 | 0 | #DIV/0! | #DIV/0! |  |  |  | 2046 | 0 | 0 | 0 | 0 | 0 | 0 | 0 | 0 | 0 | 0 | 0 | 0 | 0 | 0 | 0 | 0 | 0 | 0 |  |  |  | 0 | 0 | 0 | 0 | 0 | 0 | 0 | 0 | 0 | 0 | 0 | 0 | 0 | 0 | 0 | 0 | 0 | 0 | 2046 | 0 | 0 | 0 | 0 |  | 0 | 0 |  | 0 |  | 142.31 | 0 | 0 |  | 0 | 0 |  | 0 | 0 | 0 | 0 | 0 | 0 | 0 | 0 | 0 | 0 | 0 | 0 | 0 | 0 | 0 | 0 | 0 | 0 | 0 | 0 | 0 | 0 | 0 | 2046 | 0 | 0
[53 empty] | No resource cost tab |  |  | No resource cost tab | [5 empty] | No resource cost tab |  |  | No resource cost tab
[7 empty] | Year of deferral |  | 2030 |  | 2024 | 2029 | 2037 | 2032 | 2024 | 2036 | 2024 | 2033 | 2024 | 2024 | 2029 | 2038 | 2024 | 2030 | 2037 | 2026
[7 empty] | if Deferred 1 |  | 0 |  | 0 | 0 | 0 | 0 | 0 | 0 | 0 | 0 | 0 | 0 | 0 | 0 | 1 | 0 | 0 | 0
Discount Rate - 2019 IRP Update
6.92%
IRP 2019
[9 empty] | Inflation/Escalation |  | 2.28%
15 Year
Levelized Prices (Nominal) @ 6.92% Discount Rate (1) (3)
| $/kW | 26.7759
| $/MWh |  | 10.2271 | 19.7232
TRUE
14
2027 |  |  |  |  | <---- Calculated Monthly
Avoided Costs calculated annually are $19.81/MWH
Avoided Costs calculated monthly are $0.00/MWH

## Table 2
Appendix B
Table 2
Avoided Energy Costs - Scheduled Hours ($/MWh)
Utah 2020.Q4_Solar - 80.0 MW and 32.2% CF
|  | Winter Season |  |  |  |  | Summer Season |  |  |  | Winter Season
Year | Annual | Jan | Feb | Mar | Apr | May | Jun | Jul | Aug | Sep | Oct | Nov | Dec
Energy Only
2021 | 16.8723 | 19.1813 | 15.4007 | 14.3692 | 12.5278 | 12.5025 | 14.6364 | 24.386 | 23.008 | 16.9043 | 14.9545 | 15.6669 | 18.0507
2022 | 17.4474 | 22.3566 | 16.6513 | 15.624 | 12.4105 | 12.4404 | 15.6016 | 25.355 | 22.6043 | 17.294 | 15.3305 | 15.4577 | 18.6101
2023 | 16.6768 | 17.377 | 16.182 | 14.7874 | 12.045 | 12.5998 | 13.9066 | 24.7446 | 21.9751 | 17.0308 | 14.5962 | 15.5257 | 18.8496
2024 | 3.9953 | 4.5478 | 2.4713 | 0.16382 | -1.0687 | 3.4045 | 3.9571 | 9.8256 | 8.7341 | 3.8477 | 0.65203 | 2.1785 | 6.7611
2025 | 5.3101 | 5.3334 | 4.8659 | 2.5291 | 0.96144 | 3.8425 | 5.6044 | 10.4811 | 10.0977 | 5.0368 | 1.675 | 3.6463 | 7.8662
2026 | 5.2006 | 4.5032 | 4.2591 | 2.9511 | -0.82823 | 4.0215 | 6.1103 | 10.0411 | 9.7663 | 4.3673 | 2.4993 | 5.3583 | 7.913
2027 | 6.0737 | 4.5772 | 4.9147 | 5.2384 | 2.0818 | 5.0221 | 5.9772 | 10.1439 | 12.1426 | 4.3041 | 2.6788 | 5.7549 | 8.1632
2028 | 8.8074 | 8.6624 | 8.4581 | 6.2696 | 3.497 | 6.6234 | 8.7053 | 15.2753 | 14.7172 | 7.1443 | 5.3212 | 7.9798 | 11.7759
2029 | 10.1561 | 9.5336 | 9.0399 | 6.2308 | 4.8521 | 6.2302 | 9.0988 | 18.2278 | 19.208 | 8.8815 | 6.1858 | 9.6347 | 12.3809
2030 | 7.7003 | 7.5708 | 6.7445 | 6.3262 | 3.5799 | 3.9554 | 7.4992 | 12.3487 | 13.9527 | 6.9776 | 5.4314 | 7.4968 | 10.2828
2031 | 8.5349 | 8.0174 | 7.2161 | 8.2557 | 4.6134 | 4.6873 | 8.6644 | 13.8427 | 13.8176 | 7.9224 | 6.4393 | 6.8951 | 11.08
2032 | 9.3157 | 8.7032 | 8.1968 | 7.3797 | 5.9156 | 4.1006 | 8.0865 | 16.1136 | 15.1661 | 10.8455 | 6.2164 | 8.9111 | 11.0803
2033 | 9.0319 | 9.1236 | 7.7422 | 7.1835 | 4.0953 | 4.1001 | 7.9393 | 15.635 | 16.8681 | 7.7527 | 7.1726 | 8.6026 | 11.7998
2034 | 10.1478 | 9.981 | 8.723 | 8.2293 | 4.0472 | 4.8624 | 9.3539 | 17.0767 | 18.7168 | 9.3003 | 7.7535 | 9.8905 | 13.3969
2035 | 10.6008 | 12.5319 | 11.2269 | 8.5737 | 4.3912 | 4.5652 | 8.7673 | 17.79 | 19.5464 | 9.2101 | 7.9434 | 10.9444 | 13.135
2036 | 12.2849 | 11.9617 | 10.2681 | 9.8408 | 5.6684 | 5.0226 | 10.3078 | 20.3755 | 23.3306 | 11.8041 | 9.5958 | 13.6133 | 15.9201
2037 | 12.8468 | 15.4137 | 13.9802 | 10.455 | 6.5246 | 5.2601 | 11.3254 | 20.5203 | 19.77 | 12.3338 | 9.6196 | 14.9115 | 18.8414
2038 | 14.1864 | 19.3763 | 15.8698 | 10.8345 | 6.612 | 5.0925 | 12.0347 | 21.416 | 24.6392 | 12.1975 | 10.5892 | 18.4881 | 20.1345
|  | 31 | 28 | 31 | 30 | 31 | 30 | 31 | 31 | 30 | 31 | 30 | 31

## Table 4
Appendix B
Table 4
Burnertip Natural Gas Price Forecast |  |  |  |  | Quote Date
Utah 2020.Q4_Solar - 80.0 MW and 32.2% CF |  |  |  |  | 2020-12-31
PacifiCorp
| Delivered | Delivered | Delivered | Delivered
Year | IRP - Utah Greenfield | Naughton | IRP West Side | IRP - Wyo NE
| Fuel Cost | Fuel Cost | Fuel Cost | Fuel Cost
[6 empty] | IRP - Utah Greenfield |  | IRP West Side | IRP - Wyo NE |  |  | IRP West Side |  | Burner tip
[5 empty] | Peak Type: | Delivered | Naughton | Delivered | Delivered | Year | IRP - Utah Greenfield | West Side | IRP - Wyo NE | Naughton
2019 | 2.42 | 2.43 | 4.31 | 2.09 | 2016-01-01 | 2.2764 | 2.2725 | 2.3749 | 2.2758 | 2016 | 47 | 43 | 46 | 42
2020 | 1.98 | 1.99 | 2.17 | 1.79 | 2016-02-01 | 1.8452 | 1.8414 | 1.7746 | 1.829 | 2016
2021 | 2.74 | 2.75 | 2.78 | 2.45 | 2016-03-01 | 1.5254 | 1.5217 | 1.4851 | 1.5765 | 2016
2022 | 2.6 | 2.61 | 2.62 | 2.36 | 2016-04-01 | 1.691 | 1.6873 | 1.4974 | 1.7513 | 2016
2023 | 2.44 | 2.45 | 2.47 | 2.26 | 2016-05-01 | 1.731 | 1.7273 | 1.5719 | 1.8005 | 2016
2024 | 2.91 | 2.92 | 2.85 | 2.73 | 2016-06-01 | 2.3388 | 2.3349 | 2.1751 | 2.3648 | 2016
2025 | 3.43 | 3.44 | 3.25 | 3.24 | 2016-07-01 | 2.581 | 2.577 | 2.5038 | 2.6063 | 2016
2026 | 3.58 | 3.59 | 3.4 | 3.39 | 2016-08-01 | 2.6354 | 2.6314 | 2.6478 | 2.6356 | 2016
2027 | 3.67 | 3.68 | 3.53 | 3.47 | 2016-09-01 | 2.7123 | 2.7083 | 2.7715 | 2.7682 | 2016
2028 | 3.86 | 3.87 | 3.7 | 3.67 | 2016-10-01 | 2.6863 | 2.6822 | 2.6942 | 2.75 | 2016
2029 | 4.13 | 4.14 | 4 | 3.93 | 2016-11-01 | 2.2696 | 2.2657 | 2.2677 | 2.3067 | 2016
2030 | 4.43 | 4.44 | 4.31 | 4.23 | 2016-12-01 | 3.5124 | 3.5081 | 3.8168 | 3.5519 | 2016
2031 | 4.62 | 4.63 | 4.45 | 4.42 | 2017-01-01 | 3.2524 | 3.2626 | 3.5318 | 3.2193 | 2017
2032 | 4.66 | 4.67 | 4.52 | 4.46 | 2017-02-01 | 2.6306 | 2.6408 | 2.6904 | 2.6164 | 2017
2033 | 4.79 | 4.8 | 4.67 | 4.58 | 2017-03-01 | 2.5701 | 2.5803 | 2.5432 | 2.5688 | 2017
2034 | 4.95 | 4.96 | 4.78 | 4.74 | 2017-04-01 | 2.7337 | 2.7439 | 2.7294 | 2.763 | 2017
2035 | 5.08 | 5.09 | 4.91 | 4.87 | 2017-05-01 | 2.7935 | 2.8037 | 2.7212 | 2.7948 | 2017
2036 | 5.24 | 5.25 | 5.11 | 5.03 | 2017-06-01 | 2.8755 | 2.8713 | 2.8529 | 2.9027 | 2017
2037 | 5.26 | 5.27 | 5.16 | 5.05 | 2017-07-01 | 2.6189 | 2.6291 | 2.4946 | 2.6363 | 2017
2038 | 5.65 | 5.66 | 5.47 | 5.44 | 2017-08-01 | 2.6204 | 2.6306 | 2.6662 | 2.5882 | 2017
2039 | 6.19 | 6.2 | 5.98 | 5.97 | 2017-09-01 | 2.6225 | 2.6328 | 2.6887 | 2.6332 | 2017
2040 | 6.56 | 6.57 | 6.39 | 6.34 | 2017-10-01 | 2.574 | 2.5842 | 2.6534 | 2.5597 | 2017
[5 empty] | 2017-11-01 | 2.7399 | 2.7501 | 2.7911 | 2.7287 | 2017
[5 empty] | 2017-12-01 | 2.5384 | 2.5486 | 2.8225 | 2.5087 | 2017
[5 empty] | 2018-01-01 | 2.9366 | 2.9467 | 2.8136 | 3.0827 | 2018
[5 empty] | 2018-02-01 | 2.2425 | 2.2526 | 2.2559 | 2.2491 | 2018
[5 empty] | 2018-03-01 | 2.1137 | 2.1238 | 2.1844 | 2.1613 | 2018
Official Forward Price Curve Forecast dated Dec 31, 2020 |  |  |  |  | 2018-04-01 | 1.9777 | 1.9878 | 2.0226 | 2.0695 | 2018
[5 empty] | 2018-05-01 | 1.7832 | 1.7933 | 1.5708 | 1.8795 | 2018
[5 empty] | 2018-06-01 | 2.1436 | 2.1538 | 1.8485 | 2.2504 | 2018
[5 empty] | 2018-07-01 | 2.4216 | 2.4318 | 2.3536 | 2.4675 | 2018
[5 empty] | 2018-08-01 | 2.4788 | 2.489 | 2.5402 | 2.4625 | 2018
[5 empty] | 2018-09-01 | 2.2195 | 2.2296 | 2.3919 | 2.2245 | 2018
[5 empty] | 2018-10-01 | 2.9129 | 2.923 | 4.6219 | 2.9276 | 2018
[5 empty] | 2018-11-01 | 3.9745 | 3.9847 | 8.668 | 3.8703 | 2018
[5 empty] | 2018-12-01 | 3.9079 | 3.9181 | 5.4439 | 3.5769 | 2018
[5 empty] | 2019-01-01 | 3.1877 | 3.1979 | 3.6245 | 2.9303 | 2019
[5 empty] | 2019-02-01 | 4.6376 | 4.6478 | 13.2487 | 2.6294 | 2019
[5 empty] | 2019-03-01 | 2.8841 | 2.8942 | 13.1476 | 3.1562 | 2019
[5 empty] | 2019-04-01 | 1.8442 | 1.8543 | 2.0842 | 1.8712 | 2019
[5 empty] | 2019-05-01 | 1.8429 | 1.853 | 1.8682 | 1.9059 | 2019
[5 empty] | 2019-06-01 | 1.5244 | 1.5346 | 1.6388 | 1.511 | 2019
[5 empty] | 2019-07-01 | 1.9035 | 1.9136 | 2.0858 | 1.8424 | 2019
[5 empty] | 2019-08-01 | 1.759 | 1.7692 | 1.9418 | 1.6796 | 2019
[5 empty] | 2019-09-01 | 1.997 | 2.0072 | 2.3396 | 1.8 | 2019
[5 empty] | 2019-10-01 | 2.0297 | 2.0399 | 2.9083 | 1.626 | 2019
[5 empty] | 2019-11-01 | 2.6989 | 2.709 | 3.6124 | 2.2204 | 2019
[5 empty] | 2019-12-01 | 2.6969 | 2.707 | 3.1833 | 1.9344 | 2019
[5 empty] | 2020-01-01 | 2.078 | 2.0882 | 2.309 | 1.7744 | 2020
[5 empty] | 2020-02-01 | 1.6878 | 1.6979 | 1.7679 | 1.6511 | 2020
[5 empty] | 2020-03-01 | 1.4749 | 1.4851 | 1.6828 | 1.3927 | 2020
[5 empty] | 2020-04-01 | 1.406 | 1.4162 | 1.5865 | 1.4157 | 2020
[5 empty] | 2020-05-01 | 1.5688 | 1.5789 | 1.6252 | 1.5824 | 2020
[5 empty] | 2020-06-01 | 1.4677 | 1.4778 | 1.5098 | 1.4821 | 2020
[5 empty] | 2020-07-01 | 1.5546 | 1.5647 | 1.5981 | 1.558 | 2020
[5 empty] | 2020-08-01 | 2.0888 | 2.099 | 2.1539 | 2.0001 | 2020
[5 empty] | 2020-09-01 | 2.0796 | 2.0898 | 2.2983 | 1.7222 | 2020
[5 empty] | 2020-10-01 | 2.3029 | 2.313 | 2.9094 | 2.1238 | 2020
[5 empty] | 2020-11-01 | 2.9797 | 2.9899 | 3.2988 | 2.3296 | 2020
[5 empty] | 2020-12-01 | 3.1277 | 3.1379 | 3.31 | 2.4221 | 2020
[5 empty] | 2021-01-01 | 3.2281 | 3.2383 | 3.1633 | 2.4132 | 2021
[5 empty] | 2021-02-01 | 3.0041 | 3.0142 | 3.1066 | 2.4499 | 2021
[5 empty] | 2021-03-01 | 2.6462 | 2.6563 | 2.7708 | 2.3766 | 2021
[5 empty] | 2021-04-01 | 2.4454 | 2.4556 | 2.4091 | 2.3385 | 2021
[5 empty] | 2021-05-01 | 2.3308 | 2.341 | 2.1626 | 2.2225 | 2021
[5 empty] | 2021-06-01 | 2.3547 | 2.3648 | 2.2219 | 2.2436 | 2021
[5 empty] | 2021-07-01 | 2.6122 | 2.6223 | 2.5756 | 2.4208 | 2021
[5 empty] | 2021-08-01 | 2.6528 | 2.6629 | 2.6267 | 2.4559 | 2021
[5 empty] | 2021-09-01 | 2.6244 | 2.6345 | 2.6456 | 2.4705 | 2021
[5 empty] | 2021-10-01 | 2.6259 | 2.636 | 2.73 | 2.492 | 2021
[5 empty] | 2021-11-01 | 2.9833 | 2.9934 | 3.2232 | 2.6602 | 2021
[5 empty] | 2021-12-01 | 3.4086 | 3.4188 | 3.679 | 2.878 | 2021
[5 empty] | 2022-01-01 | 3.4345 | 3.4446 | 3.5915 | 2.9261 | 2022
[5 empty] | 2022-02-01 | 3.2753 | 3.2854 | 3.3829 | 2.8112 | 2022
[5 empty] | 2022-03-01 | 2.7587 | 2.7688 | 2.8482 | 2.4052 | 2022
[5 empty] | 2022-04-01 | 2.1524 | 2.1625 | 2.1052 | 2.066 | 2022
[5 empty] | 2022-05-01 | 2.089 | 2.0992 | 2.0127 | 1.9505 | 2022
[5 empty] | 2022-06-01 | 2.1859 | 2.196 | 2.0689 | 2.0639 | 2022
[5 empty] | 2022-07-01 | 2.4317 | 2.4419 | 2.311 | 2.2697 | 2022
[5 empty] | 2022-08-01 | 2.4449 | 2.455 | 2.3354 | 2.2577 | 2022
[5 empty] | 2022-09-01 | 2.4044 | 2.4145 | 2.3225 | 2.2326 | 2022
[5 empty] | 2022-10-01 | 2.2984 | 2.3085 | 2.3061 | 2.208 | 2022
[5 empty] | 2022-11-01 | 2.6299 | 2.6401 | 2.861 | 2.3455 | 2022
[5 empty] | 2022-12-01 | 3.0695 | 3.0796 | 3.2504 | 2.7404 | 2022
[5 empty] | 2023-01-01 | 3.1105 | 3.1207 | 3.28 | 2.8037 | 2023
[5 empty] | 2023-02-01 | 2.9975 | 3.0076 | 3.1135 | 2.7294 | 2023
[5 empty] | 2023-03-01 | 2.6036 | 2.6137 | 2.7163 | 2.3545 | 2023
[5 empty] | 2023-04-01 | 2.0561 | 2.0662 | 1.9972 | 2.0082 | 2023
[5 empty] | 2023-05-01 | 2.0267 | 2.0368 | 1.9535 | 1.8938 | 2023
[5 empty] | 2023-06-01 | 2.0637 | 2.0738 | 1.9926 | 1.9581 | 2023
[5 empty] | 2023-07-01 | 2.2452 | 2.2553 | 2.1417 | 2.0599 | 2023
[5 empty] | 2023-08-01 | 2.2558 | 2.266 | 2.1623 | 2.068 | 2023
[5 empty] | 2023-09-01 | 2.2335 | 2.2437 | 2.1642 | 2.0609 | 2023
[5 empty] | 2023-10-01 | 2.1965 | 2.2066 | 2.171 | 2.1046 | 2023
[5 empty] | 2023-11-01 | 2.6203 | 2.6305 | 2.813 | 2.3987 | 2023
[5 empty] | 2023-12-01 | 2.9204 | 2.9306 | 3.1577 | 2.6556 | 2023
[5 empty] | 2024-01-01 | 3.028 | 3.0381 | 3.2516 | 2.7936 | 2024
[5 empty] | 2024-02-01 | 3.3435 | 3.3537 | 3.3559 | 3.0719 | 2024
[5 empty] | 2024-03-01 | 3.0603 | 3.0705 | 2.9605 | 2.8067 | 2024
[5 empty] | 2024-04-01 | 2.599 | 2.6092 | 2.5129 | 2.5457 | 2024
[5 empty] | 2024-05-01 | 2.5995 | 2.6097 | 2.4833 | 2.4609 | 2024
[5 empty] | 2024-06-01 | 2.6383 | 2.6484 | 2.5029 | 2.5269 | 2024
[5 empty] | 2024-07-01 | 2.8051 | 2.8153 | 2.5904 | 2.6143 | 2024
[5 empty] | 2024-08-01 | 2.8206 | 2.8307 | 2.6214 | 2.627 | 2024
[5 empty] | 2024-09-01 | 2.7942 | 2.8043 | 2.6145 | 2.616 | 2024
[5 empty] | 2024-10-01 | 2.7555 | 2.7656 | 2.6283 | 2.6578 | 2024
[5 empty] | 2024-11-01 | 3.1143 | 3.1244 | 3.1305 | 2.8878 | 2024
[5 empty] | 2024-12-01 | 3.4064 | 3.4165 | 3.4919 | 3.1367 | 2024
[5 empty] | 2025-01-01 | 3.4601 | 3.4703 | 3.5492 | 3.2214 | 2025
[5 empty] | 2025-02-01 | 3.6895 | 3.6996 | 3.5982 | 3.4144 | 2025
[5 empty] | 2025-03-01 | 3.5171 | 3.5272 | 3.2047 | 3.2589 | 2025
[5 empty] | 2025-04-01 | 3.142 | 3.1521 | 3.0286 | 3.0832 | 2025
[5 empty] | 2025-05-01 | 3.1724 | 3.1825 | 3.0131 | 3.028 | 2025
[5 empty] | 2025-06-01 | 3.2129 | 3.2231 | 3.0131 | 3.0958 | 2025
[5 empty] | 2025-07-01 | 3.365 | 3.3752 | 3.039 | 3.1685 | 2025
[5 empty] | 2025-08-01 | 3.3853 | 3.3954 | 3.0804 | 3.1861 | 2025
[5 empty] | 2025-09-01 | 3.3549 | 3.365 | 3.0649 | 3.171 | 2025
[5 empty] | 2025-10-01 | 3.3143 | 3.3245 | 3.0856 | 3.2112 | 2025
[5 empty] | 2025-11-01 | 3.6084 | 3.6185 | 3.4481 | 3.3768 | 2025
[5 empty] | 2025-12-01 | 3.8922 | 3.9024 | 3.8261 | 3.6177 | 2025
[5 empty] | 2026-01-01 | 3.8922 | 3.9024 | 3.8468 | 3.6492 | 2026
[5 empty] | 2026-02-01 | 3.8415 | 3.8517 | 3.7795 | 3.565 | 2026
[5 empty] | 2026-03-01 | 3.6185 | 3.6286 | 3.36 | 3.3592 | 2026
[5 empty] | 2026-04-01 | 3.2636 | 3.2738 | 3.1581 | 3.2037 | 2026
[5 empty] | 2026-05-01 | 3.2839 | 3.294 | 3.1011 | 3.1384 | 2026
[5 empty] | 2026-06-01 | 3.3346 | 3.3447 | 3.1063 | 3.2162 | 2026
[5 empty] | 2026-07-01 | 3.5171 | 3.5272 | 3.1426 | 3.3191 | 2026
[5 empty] | 2026-08-01 | 3.5374 | 3.5475 | 3.2202 | 3.3367 | 2026
[5 empty] | 2026-09-01 | 3.4867 | 3.4968 | 3.1581 | 3.3015 | 2026
[5 empty] | 2026-10-01 | 3.4461 | 3.4563 | 3.184 | 3.3417 | 2026
[5 empty] | 2026-11-01 | 3.7503 | 3.7604 | 3.738 | 3.5173 | 2026
[5 empty] | 2026-12-01 | 4.0443 | 4.0545 | 4.028 | 3.7683 | 2026
[5 empty] | 2027-01-01 | 4.0342 | 4.0443 | 4.0539 | 3.7897 | 2027
[5 empty] | 2027-02-01 | 3.9531 | 3.9632 | 3.9037 | 3.6754 | 2027
[5 empty] | 2027-03-01 | 3.6996 | 3.7097 | 3.6448 | 3.4395 | 2027
[5 empty] | 2027-04-01 | 3.3346 | 3.3447 | 3.3497 | 3.2739 | 2027
[5 empty] | 2027-05-01 | 3.3447 | 3.3549 | 3.1633 | 3.1986 | 2027
[5 empty] | 2027-06-01 | 3.3853 | 3.3954 | 3.1529 | 3.2664 | 2027
[5 empty] | 2027-07-01 | 3.5678 | 3.5779 | 3.184 | 3.3693 | 2027
[5 empty] | 2027-08-01 | 3.5982 | 3.6084 | 3.272 | 3.3969 | 2027
[5 empty] | 2027-09-01 | 3.5577 | 3.5678 | 3.2513 | 3.3718 | 2027
[5 empty] | 2027-10-01 | 3.5171 | 3.5272 | 3.3497 | 3.4119 | 2027
[5 empty] | 2027-11-01 | 3.8618 | 3.872 | 3.8623 | 3.6277 | 2027
[5 empty] | 2027-12-01 | 4.1559 | 4.166 | 4.1368 | 3.8787 | 2027
[5 empty] | 2028-01-01 | 4.1559 | 4.166 | 4.1678 | 3.9102 | 2028
[5 empty] | 2028-02-01 | 4.0849 | 4.095 | 4.028 | 3.8059 | 2028
[5 empty] | 2028-03-01 | 3.8517 | 3.8618 | 3.7847 | 3.5901 | 2028
[5 empty] | 2028-04-01 | 3.507 | 3.5171 | 3.3756 | 3.4446 | 2028
[5 empty] | 2028-05-01 | 3.4867 | 3.4968 | 3.2824 | 3.3392 | 2028
[5 empty] | 2028-06-01 | 3.5475 | 3.5577 | 3.329 | 3.427 | 2028
[5 empty] | 2028-07-01 | 3.7909 | 3.801 | 3.3704 | 3.5901 | 2028
[5 empty] | 2028-08-01 | 3.8111 | 3.8213 | 3.4895 | 3.6077 | 2028
[5 empty] | 2028-09-01 | 3.7909 | 3.801 | 3.4533 | 3.6026 | 2028
[5 empty] | 2028-10-01 | 3.7503 | 3.7604 | 3.5931 | 3.6428 | 2028
[5 empty] | 2028-11-01 | 4.1153 | 4.1254 | 4.1161 | 3.8787 | 2028
[5 empty] | 2028-12-01 | 4.4296 | 4.4397 | 4.4267 | 4.1497 | 2028
[5 empty] | 2029-01-01 | 4.4296 | 4.4397 | 4.4423 | 4.1812 | 2029
[5 empty] | 2029-02-01 | 4.3789 | 4.389 | 4.3491 | 4.097 | 2029
[5 empty] | 2029-03-01 | 4.1153 | 4.1254 | 4.0332 | 3.8511 | 2029
[5 empty] | 2029-04-01 | 3.7503 | 3.7604 | 3.7277 | 3.6854 | 2029
[5 empty] | 2029-05-01 | 3.7604 | 3.7706 | 3.5827 | 3.6102 | 2029
[5 empty] | 2029-06-01 | 3.8213 | 3.8314 | 3.6086 | 3.698 | 2029
[5 empty] | 2029-07-01 | 4.1153 | 4.1254 | 3.7536 | 3.9113 | 2029
[5 empty] | 2029-08-01 | 4.1356 | 4.1457 | 3.8571 | 3.9288 | 2029
[5 empty] | 2029-09-01 | 4.1356 | 4.1457 | 3.8157 | 3.9439 | 2029
[5 empty] | 2029-10-01 | 3.9125 | 3.9227 | 3.7898 | 3.8034 | 2029
[5 empty] | 2029-11-01 | 4.3282 | 4.3384 | 4.3335 | 4.0894 | 2029
[5 empty] | 2029-12-01 | 4.6932 | 4.7034 | 4.6701 | 4.4106 | 2029
[5 empty] | 2030-01-01 | 4.7439 | 4.754 | 4.7271 | 4.4923 | 2030
[5 empty] | 2030-02-01 | 4.6324 | 4.6425 | 4.6287 | 4.3479 | 2030
[5 empty] | 2030-03-01 | 4.4702 | 4.4803 | 4.3957 | 4.2024 | 2030
[5 empty] | 2030-04-01 | 4.1356 | 4.1457 | 4.028 | 4.0669 | 2030
[5 empty] | 2030-05-01 | 4.095 | 4.1052 | 3.9452 | 3.9414 | 2030
[5 empty] | 2030-06-01 | 4.095 | 4.1052 | 3.9141 | 3.969 | 2030
[5 empty] | 2030-07-01 | 4.3181 | 4.3282 | 4.0539 | 4.112 | 2030
[5 empty] | 2030-08-01 | 4.3586 | 4.3688 | 4.1212 | 4.1497 | 2030
[5 empty] | 2030-09-01 | 4.3079 | 4.3181 | 4.028 | 4.1145 | 2030
[5 empty] | 2030-10-01 | 4.3079 | 4.3181 | 4.1523 | 4.1948 | 2030
[5 empty] | 2030-11-01 | 4.6831 | 4.6932 | 4.7374 | 4.4407 | 2030
[5 empty] | 2030-12-01 | 4.9974 | 5.0075 | 4.9963 | 4.7117 | 2030
[5 empty] | 2031-01-01 | 5.0582 | 5.0684 | 5.0429 | 4.8035 | 2031
[5 empty] | 2031-02-01 | 4.9264 | 4.9365 | 4.929 | 4.639 | 2031
[5 empty] | 2031-03-01 | 4.7845 | 4.7946 | 4.696 | 4.5135 | 2031
[5 empty] | 2031-04-01 | 4.3586 | 4.3688 | 4.1937 | 4.2877 | 2031
[5 empty] | 2031-05-01 | 4.3181 | 4.3282 | 4.1057 | 4.1622 | 2031
[5 empty] | 2031-06-01 | 4.3282 | 4.3384 | 4.0539 | 4.1998 | 2031
[5 empty] | 2031-07-01 | 4.4904 | 4.5006 | 4.0746 | 4.2827 | 2031
[5 empty] | 2031-08-01 | 4.531 | 4.5411 | 4.1782 | 4.3203 | 2031
[5 empty] | 2031-09-01 | 4.4296 | 4.4397 | 4.1109 | 4.235 | 2031
[5 empty] | 2031-10-01 | 4.4499 | 4.46 | 4.2507 | 4.3354 | 2031
[5 empty] | 2031-11-01 | 4.754 | 4.7642 | 4.7737 | 4.511 | 2031
[5 empty] | 2031-12-01 | 5.0177 | 5.0278 | 5.0067 | 4.7318 | 2031
[5 empty] | 2032-01-01 | 5.0582 | 5.0684 | 5.0481 | 4.8035 | 2032
[5 empty] | 2032-02-01 | 4.8453 | 4.8554 | 4.8462 | 4.5587 | 2032
[5 empty] | 2032-03-01 | 4.6831 | 4.6932 | 4.6028 | 4.4131 | 2032
[5 empty] | 2032-04-01 | 4.4195 | 4.4296 | 4.2818 | 4.3479 | 2032
[5 empty] | 2032-05-01 | 4.3586 | 4.3688 | 4.1627 | 4.2024 | 2032
[5 empty] | 2032-06-01 | 4.389 | 4.3992 | 4.1523 | 4.2601 | 2032
[5 empty] | 2032-07-01 | 4.5006 | 4.5107 | 4.1937 | 4.2927 | 2032
[5 empty] | 2032-08-01 | 4.5513 | 4.5614 | 4.2714 | 4.3404 | 2032
[5 empty] | 2032-09-01 | 4.5209 | 4.531 | 4.23 | 4.3253 | 2032
[5 empty] | 2032-10-01 | 4.531 | 4.5411 | 4.3646 | 4.4156 | 2032
[5 empty] | 2032-11-01 | 4.8757 | 4.8859 | 4.929 | 4.6314 | 2032
[5 empty] | 2032-12-01 | 5.2002 | 5.2103 | 5.2138 | 4.9125 | 2032
[5 empty] | 2033-01-01 | 5.2509 | 5.261 | 5.2501 | 4.9942 | 2033
[5 empty] | 2033-02-01 | 5.0785 | 5.0886 | 5.0792 | 4.7895 | 2033
[5 empty] | 2033-03-01 | 4.8656 | 4.8757 | 4.8047 | 4.5938 | 2033
[5 empty] | 2033-04-01 | 4.46 | 4.4702 | 4.3439 | 4.388 | 2033
[5 empty] | 2033-05-01 | 4.4296 | 4.4397 | 4.3025 | 4.2726 | 2033
[5 empty] | 2033-06-01 | 4.4296 | 4.4397 | 4.2818 | 4.3002 | 2033
[5 empty] | 2033-07-01 | 4.5918 | 4.602 | 4.3335 | 4.383 | 2033
[5 empty] | 2033-08-01 | 4.6425 | 4.6527 | 4.4112 | 4.4307 | 2033
[5 empty] | 2033-09-01 | 4.6425 | 4.6527 | 4.3439 | 4.4458 | 2033
[5 empty] | 2033-10-01 | 4.6831 | 4.6932 | 4.4837 | 4.5662 | 2033
[5 empty] | 2033-11-01 | 4.9771 | 4.9872 | 5.0274 | 4.7318 | 2033
[5 empty] | 2033-12-01 | 5.3725 | 5.3827 | 5.3847 | 5.0831 | 2033
[5 empty] | 2034-01-01 | 5.4131 | 5.4232 | 5.4261 | 5.1548 | 2034
[5 empty] | 2034-02-01 | 5.2002 | 5.2103 | 5.2035 | 4.91 | 2034
[5 empty] | 2034-03-01 | 5.0582 | 5.0684 | 4.9549 | 4.7845 | 2034
[5 empty] | 2034-04-01 | 4.6222 | 4.6324 | 4.4216 | 4.5486 | 2034
[5 empty] | 2034-05-01 | 4.602 | 4.6121 | 4.3646 | 4.4432 | 2034
[5 empty] | 2034-06-01 | 4.6222 | 4.6324 | 4.3698 | 4.4909 | 2034
[5 empty] | 2034-07-01 | 4.7743 | 4.7845 | 4.4319 | 4.5637 | 2034
[5 empty] | 2034-08-01 | 4.825 | 4.8352 | 4.5044 | 4.6114 | 2034
[5 empty] | 2034-09-01 | 4.7946 | 4.8047 | 4.4216 | 4.5963 | 2034
[5 empty] | 2034-10-01 | 4.8047 | 4.8149 | 4.5924 | 4.6867 | 2034
[5 empty] | 2034-11-01 | 5.119 | 5.1292 | 5.1569 | 4.8723 | 2034
[5 empty] | 2034-12-01 | 5.5246 | 5.5347 | 5.5193 | 5.2337 | 2034
[5 empty] | 2035-01-01 | 5.555 | 5.5652 | 5.5607 | 5.2953 | 2035
[5 empty] | 2035-02-01 | 5.3624 | 5.3725 | 5.3743 | 5.0706 | 2035
[5 empty] | 2035-03-01 | 5.1697 | 5.1799 | 5.0533 | 4.8949 | 2035
[5 empty] | 2035-04-01 | 4.7135 | 4.7236 | 4.5355 | 4.639 | 2035
[5 empty] | 2035-05-01 | 4.7338 | 4.7439 | 4.4992 | 4.5737 | 2035
[5 empty] | 2035-06-01 | 4.7439 | 4.754 | 4.4785 | 4.6114 | 2035
[5 empty] | 2035-07-01 | 4.8859 | 4.896 | 4.5303 | 4.6741 | 2035
[5 empty] | 2035-08-01 | 4.9365 | 4.9467 | 4.608 | 4.7218 | 2035
[5 empty] | 2035-09-01 | 4.967 | 4.9771 | 4.5821 | 4.7669 | 2035
[5 empty] | 2035-10-01 | 4.9872 | 4.9974 | 4.7374 | 4.8673 | 2035
[5 empty] | 2035-11-01 | 5.2711 | 5.2813 | 5.307 | 5.0229 | 2035
[5 empty] | 2035-12-01 | 5.5854 | 5.5956 | 5.7109 | 5.2939 | 2035
[5 empty] | 2036-01-01 | 5.6159 | 5.626 | 5.742 | 5.3555 | 2036
[5 empty] | 2036-02-01 | 5.4435 | 5.4536 | 5.5193 | 5.1509 | 2036
[5 empty] | 2036-03-01 | 5.2407 | 5.2509 | 5.1983 | 4.9652 | 2036
[5 empty] | 2036-04-01 | 4.8859 | 4.896 | 4.7426 | 4.8096 | 2036
[5 empty] | 2036-05-01 | 4.9061 | 4.9163 | 4.6856 | 4.7444 | 2036
[5 empty] | 2036-06-01 | 4.9163 | 4.9264 | 4.6908 | 4.782 | 2036
[5 empty] | 2036-07-01 | 5.0988 | 5.1089 | 4.7478 | 4.8849 | 2036
[5 empty] | 2036-08-01 | 5.1495 | 5.1596 | 4.8099 | 4.9326 | 2036
[5 empty] | 2036-09-01 | 5.1495 | 5.1596 | 4.7374 | 4.9476 | 2036
[5 empty] | 2036-10-01 | 5.1799 | 5.19 | 5.0015 | 5.058 | 2036
[5 empty] | 2036-11-01 | 5.5043 | 5.5145 | 5.5193 | 5.2537 | 2036
[5 empty] | 2036-12-01 | 5.7679 | 5.7781 | 5.8973 | 5.4746 | 2036
[5 empty] | 2037-01-01 | 5.6159 | 5.626 | 5.7316 | 5.3555 | 2037
[5 empty] | 2037-02-01 | 5.4638 | 5.4739 | 5.54 | 5.1709 | 2037
[5 empty] | 2037-03-01 | 5.2813 | 5.2914 | 5.2293 | 5.0053 | 2037
[5 empty] | 2037-04-01 | 4.8453 | 4.8554 | 4.6805 | 4.7695 | 2037
[5 empty] | 2037-05-01 | 4.8656 | 4.8757 | 4.7012 | 4.7042 | 2037
[5 empty] | 2037-06-01 | 4.8859 | 4.896 | 4.7271 | 4.7519 | 2037
[5 empty] | 2037-07-01 | 5.0988 | 5.1089 | 4.7737 | 4.8849 | 2037
[5 empty] | 2037-08-01 | 5.1697 | 5.1799 | 4.9394 | 4.9526 | 2037
[5 empty] | 2037-09-01 | 5.2002 | 5.2103 | 4.8669 | 4.9978 | 2037
[5 empty] | 2037-10-01 | 5.2306 | 5.2407 | 5.0585 | 5.1082 | 2037
[5 empty] | 2037-11-01 | 5.6159 | 5.626 | 5.6436 | 5.3642 | 2037
[5 empty] | 2037-12-01 | 5.8795 | 5.8896 | 6.0112 | 5.585 | 2037
[5 empty] | 2038-01-01 | 5.9302 | 5.9403 | 6.0527 | 5.6667 | 2038
[5 empty] | 2038-02-01 | 5.7578 | 5.7679 | 5.8611 | 5.462 | 2038
[5 empty] | 2038-03-01 | 5.626 | 5.6361 | 5.5763 | 5.3466 | 2038
[5 empty] | 2038-04-01 | 5.2509 | 5.261 | 5.017 | 5.1709 | 2038
[5 empty] | 2038-05-01 | 5.2509 | 5.261 | 5.017 | 5.0856 | 2038
[5 empty] | 2038-06-01 | 5.2306 | 5.2407 | 5.0119 | 5.0932 | 2038
[5 empty] | 2038-07-01 | 5.5043 | 5.5145 | 5.0636 | 5.2864 | 2038
[5 empty] | 2038-08-01 | 5.555 | 5.5652 | 5.1206 | 5.334 | 2038
[5 empty] | 2038-09-01 | 5.6057 | 5.6159 | 5.0636 | 5.3993 | 2038
[5 empty] | 2038-10-01 | 5.6463 | 5.6564 | 5.2811 | 5.5197 | 2038
[5 empty] | 2038-11-01 | 6.0518 | 6.062 | 6.0423 | 5.7958 | 2038
[5 empty] | 2038-12-01 | 6.3965 | 6.4067 | 6.5446 | 6.0969 | 2038
[5 empty] | 2039-01-01 | 6.3864 | 6.3965 | 6.5239 | 6.1183 | 2039
[5 empty] | 2039-02-01 | 6.2749 | 6.285 | 6.3634 | 5.9739 | 2039
[5 empty] | 2039-03-01 | 6.1735 | 6.1836 | 6.0164 | 5.8886 | 2039
[5 empty] | 2039-04-01 | 5.8592 | 5.8693 | 5.6281 | 5.7732 | 2039
[5 empty] | 2039-05-01 | 5.8795 | 5.8896 | 5.6229 | 5.7079 | 2039
[5 empty] | 2039-06-01 | 5.8389 | 5.849 | 5.5349 | 5.6954 | 2039
[5 empty] | 2039-07-01 | 6.1228 | 6.1329 | 5.597 | 5.8986 | 2039
[5 empty] | 2039-08-01 | 6.1532 | 6.1634 | 5.654 | 5.9262 | 2039
[5 empty] | 2039-09-01 | 6.1431 | 6.1532 | 5.5763 | 5.9313 | 2039
[5 empty] | 2039-10-01 | 6.1228 | 6.1329 | 5.7938 | 5.9915 | 2039
[5 empty] | 2039-11-01 | 6.4675 | 6.4777 | 6.4928 | 6.2073 | 2039
[5 empty] | 2039-12-01 | 6.8021 | 6.8122 | 6.9485 | 6.4984 | 2039
[5 empty] | 2040-01-01 | 6.9542 | 6.9643 | 7.109 | 6.6804 | 2040
[5 empty] | 2040-02-01 | 6.8122 | 6.8224 | 6.9174 | 6.5059 | 2040
[5 empty] | 2040-03-01 | 6.7109 | 6.721 | 6.5912 | 6.4206 | 2040
[5 empty] | 2040-04-01 | 6.2445 | 6.2546 | 6.0009 | 6.1546 | 2040
[5 empty] | 2040-05-01 | 6.2647 | 6.2749 | 6.0061 | 6.0893 | 2040
[5 empty] | 2040-06-01 | 6.1938 | 6.2039 | 5.9025 | 6.0467 | 2040
[5 empty] | 2040-07-01 | 6.4371 | 6.4472 | 5.8973 | 6.2098 | 2040
[5 empty] | 2040-08-01 | 6.4979 | 6.5081 | 5.9439 | 6.2675 | 2040
[5 empty] | 2040-09-01 | 6.4067 | 6.4168 | 6.0216 | 6.1922 | 2040
[5 empty] | 2040-10-01 | 6.4067 | 6.4168 | 6.2184 | 6.2725 | 2040
[5 empty] | 2040-11-01 | 6.7413 | 6.7514 | 6.8501 | 6.4783 | 2040
[5 empty] | 2040-12-01 | 7.0454 | 7.0556 | 7.2022 | 6.7392 | 2040
[5 empty] | 2041-01-01 | 7.1874 | 7.1975 | 7.3627 | 6.9113 | 2041
[5 empty] | 2041-02-01 | 6.9136 | 6.9238 | 7.021 | 6.6063 | 2041
[5 empty] | 2041-03-01 | 6.7007 | 6.7109 | 6.8087 | 6.4105 | 2041
[5 empty] | 2041-04-01 | 6.1532 | 6.1634 | 6.1562 | 6.0642 | 2041
[5 empty] | 2041-05-01 | 6.1735 | 6.1836 | 6.1044 | 5.999 | 2041
[5 empty] | 2041-06-01 | 6.062 | 6.0721 | 6.0164 | 5.9162 | 2041
[5 empty] | 2041-07-01 | 6.3661 | 6.3763 | 5.9957 | 6.1395 | 2041
[5 empty] | 2041-08-01 | 6.427 | 6.4371 | 6.0527 | 6.1972 | 2041
[5 empty] | 2041-09-01 | 6.4574 | 6.4675 | 6.0941 | 6.2424 | 2041
[5 empty] | 2041-10-01 | 6.4574 | 6.4675 | 6.353 | 6.3227 | 2041
[5 empty] | 2041-11-01 | 6.9339 | 6.944 | 7.0313 | 6.669 | 2041
[5 empty] | 2041-12-01 | 7.2584 | 7.2685 | 7.4197 | 6.95 | 2041
[5 empty] | 2042-01-01 | 7.4307 | 7.4409 | 7.5906 | 7.1522 | 2042
[5 empty] | 2042-02-01 | 7.2279 | 7.2381 | 7.3317 | 6.9174 | 2042
[5 empty] | 2042-03-01 | 7.0049 | 7.015 | 7.0779 | 6.7116 | 2042
[5 empty] | 2042-04-01 | 6.6095 | 6.6196 | 6.5549 | 6.5159 | 2042
[5 empty] | 2042-05-01 | 6.65 | 6.6602 | 6.4773 | 6.4708 | 2042
[5 empty] | 2042-06-01 | 6.4979 | 6.5081 | 6.3168 | 6.3478 | 2042
[5 empty] | 2042-07-01 | 6.8325 | 6.8427 | 6.3064 | 6.6012 | 2042
[5 empty] | 2042-08-01 | 6.8731 | 6.8832 | 6.3426 | 6.6389 | 2042
[5 empty] | 2042-09-01 | 6.9035 | 6.9136 | 6.441 | 6.684 | 2042
[5 empty] | 2042-10-01 | 6.8934 | 6.9035 | 6.6015 | 6.7543 | 2042
[5 empty] | 2042-11-01 | 7.5422 | 7.5524 | 7.6424 | 7.2712 | 2042
[5 empty] | 2042-12-01 | 7.9174 | 7.9275 | 8.098 | 7.6024 | 2042
[5 empty] | 0 | #N/A | #N/A | #N/A | #N/A | 1900
[5 empty] | 0 | #N/A | #N/A | #N/A | #N/A | 1900
[5 empty] | 0 | #N/A | #N/A | #N/A | #N/A | 1900
Note on H5: PacifiCorp: Date that deal is evaluated.

## Table3ACsummary (hidden)
Total Resource Cost ($/MWh)
COD | 2024 | 2030 | 2024 | 2024 | 2024 | 2024 | 2029 | 2024 | 2030 | 2026 | 2029 | 2032
| IRP19Wind_WYAE | IRP19Wind_ID | IRP19Solar_wS_YK | IRP19Solar_wS_OR | IRP19Solar_wS_UT_UTN | IRP19Solar_wS_WY_JB | IRP19Solar_wS_WY_JB | IRP19Solar_wS_UT_UTS | IRP19Solar_wS_UT_UTS | IRP19_SCCT_NTN_2026_185MW | IRP19Wind_wS_YK | IRP19Wind_wS_ID
2018
2019
2020
2021
2022
2023
2024 | 23.3156 |  | 41.1295 | 35.8838 | 35.1031 | 34.0842 |  | 32.13
2025 | 23.8253 |  | 41.996 | 36.6373 | 35.8432 | 34.8003 |  | 32.8065
2026 | 24.355 |  | 42.9224 | 37.4445 | 36.6321 | 35.5664 |  | 33.5265 |  | 74.62 |  |  | IRP19 Avg Inflation rate
2027 | 25.9149 |  | 43.9103 | 38.3054 | 37.474 | 36.3856 |  | 34.2993 |  | 76.41 |  |  | 2.275%
2028 | 26.491 |  | 44.9201 | 39.1856 | 38.3349 | 37.2199 |  | 35.0896 |  | 79.2
2029 | 27.078 |  | 45.9519 | 40.0889 | 39.2148 | 38.077 | 34.9592 | 35.8974 |  | 82.8 | 56.5789
2030 | 27.6712 | 41.9375 | 47.0056 | 41.0075 | 40.1174 | 38.9493 | 35.7598 | 36.7229 | 47.2502 | 86.71 | 57.8645
2031 | 28.2806 | 42.9021 | 48.0857 | 41.9492 | 41.039 | 39.8444 | 36.5828 | 37.5659 | 48.3351 | 89.56 | 59.2013
2032 | 28.9062 | 43.8837 | 49.1921 | 42.9139 | 41.9833 | 40.7621 | 37.4247 | 38.4299 | 49.4485 | 90.97 | 60.5666 | 47.6086
2033 | 29.5506 | 44.8897 | 50.3205 | 43.8979 | 42.9466 | 41.6989 | 38.2856 | 39.3116 | 50.5831 | 93.28 | 61.9604 | 48.7015
2034 | 55.8311 | 45.9206 | 51.4752 | 44.9049 | 43.9327 | 42.6584 | 39.1655 | 40.2143 | 51.7457 | 95.92 | 63.3757 | 49.8212
2035 | 57.0905 | 46.9729 | 52.6607 | 45.9388 | 44.9415 | 43.6407 | 40.0681 | 41.138 | 52.9364 | 98.28 | 64.5026 | 50.9625
2036 | 58.3813 | 48.0527 | 53.8725 | 46.9958 | 45.9769 | 44.6457 | 40.9897 | 42.0829 | 54.1553 | 100.95 | 65.651 | 52.1304
2037 | 59.6957 | 49.1544 | 55.1106 | 48.0797 | 47.035 | 45.6735 | 41.934 | 43.0523 | 55.4022 | 102.28 | 66.8523 | 53.3332
2038 | 61.0441 | 50.2839 | 56.3795 | 49.1867 | 48.1197 | 46.724 | 42.9011 | 44.0464 | 56.6772 | 107.27 | 68.0752 | 54.5574
2039 | 62.4328 | 51.4279 | 57.6622 | 50.3057 | 49.2144 | 47.787 | 43.8771 | 45.0484 | 57.9666 | 109.7104 | 69.6239 | 55.7986
2040 | 63.8532 | 52.5978 | 58.974 | 51.4501 | 50.334 | 48.8741 | 44.8753 | 46.0733 | 59.2854 | 112.2063 | 71.2079 | 57.068
2041 | 65.3058 | 53.7944 | 60.3156 | 52.6206 | 51.4791 | 49.986 | 45.8963 | 47.1214 | 60.6341 | 114.759 | 72.8278 | 58.3663
2042 | 66.7915 | 55.0183 | 61.6878 | 53.8178 | 52.6503 | 51.1232 | 46.9404 | 48.1935 | 62.0135 | 117.3698 | 74.4847 | 59.6942
2043 | 68.311 | 56.2699 | 63.0912 | 55.0421 | 53.8481 | 52.2863 | 48.0083 | 49.2899 | 63.4243 | 120.0399 | 76.1792 | 61.0522
2044 | 69.8651 | 57.5501 | 64.5265 | 56.2943 | 55.0731 | 53.4758 | 49.1005 | 50.4112 | 64.8672 | 122.7708 | 77.9123 | 62.4411
2045 | 71.4545 | 58.8593 | 65.9945 | 57.575 | 56.326 | 54.6923 | 50.2175 | 51.5581 | 66.343 | 125.5639 | 79.6848 | 63.8617
2046 | 73.0801 | 60.1984 | 67.4959 | 58.8848 | 57.6074 | 55.9366 | 51.36 | 52.731 | 67.8523 | 128.4204 | 81.4976 | 65.3145
2047 | 74.7427 | 61.5679 | 69.0314 | 60.2245 | 58.918 | 57.2092 | 52.5284 | 53.9306 | 69.3959 | 131.342 | 83.3517 | 66.8004
2048 | 76.4431 | 62.9686 | 70.6019 | 61.5946 | 60.2584 | 58.5107 | 53.7234 | 55.1575 | 70.9747 | 134.33 | 85.2479 | 68.3201
2049 | 78.1822 | 64.4011 | 72.2081 | 62.9959 | 61.6293 | 59.8418 | 54.9456 | 56.4124 | 72.5893 | 137.3861 | 87.1873 | 69.8744
2050 | 79.9608 | 65.8662 | 73.8508 | 64.429 | 63.0313 | 61.2032 | 56.1956 | 57.6958 | 74.2407 | 140.5116 | 89.1708 | 71.4641
2051 | 81.7799 | 67.3647 | 75.5309 | 65.8948 | 64.4653 | 62.5955 | 57.4741 | 59.0083 | 75.9297 | 143.7082 | 91.1995 | 73.0899
2052 | 83.6404 | 68.8972 | 77.2492 | 67.3939 | 65.9319 | 64.0196 | 58.7816 | 60.3508 | 77.6571 | 146.9776 | 93.2743 | 74.7527
2053 | 85.5433 | 70.4646 | 79.0067 | 68.9271 | 67.4318 | 65.476 | 60.1189 | 61.7238 | 79.4238 | 150.3213 | 95.3962 | 76.4533
2054 |  | 72.0677 |  |  |  |  | 61.4866 |  | 81.2307 | 153.7411 | 97.5665 | 78.1926
2055 |  | 73.7073 |  |  |  |  | 62.8854 |  | 83.0787 | 157.2387 | 99.7861 | 79.9715
2056 |  | 75.3841 |  |  |  |  | 64.3161 |  | 84.9687 |  | 102.0563 | 81.7908
2057 |  | 77.0991 |  |  |  |  | 65.7793 |  | 86.9018 |  | 104.3781 | 83.6516
2058 |  | 78.8531 |  |  |  |  | 67.2758 |  | 88.8788 |  | 106.7527 | 85.5547
2059 |  | 80.647 | [6 empty] | 90.9008 |  |  | 87.501
2060 |  | 82.4817 | [9 empty] | 89.4917
2061 |  | 84.3582 | [9 empty] | 91.5276
30 year levelized | 43.6865 | 53.1946 | 52.0808 | 45.4352 | 44.4492 | 43.1587 | 44.3637 | 40.686 | 53.3873 | 101.115 | 70.9279 | 60.3791

## Table 5
Appendix B
| Table 5 | [9 empty] | Study_Name:
| Utah 2020.Q4_Solar - 80.0 MW and 32.2% CF | [7 empty] | 44197 |  | Utah 2020.Q4_Solar |  |  | 15 Year Starting 2025 |  |  | 15 Year
| January 2021 through December 2035 | [6 empty] | Start | 2021-01-01 |  | Resource Capacity |  | start | 25 |  |  | 13
| Nominal Avoided Costs Calculated Monthly | [6 empty] | End | 2035-12-01 |  | 80 | MW | end | 204 |  |  | 192
[11 empty] | 32.19% | CF
| Nominal NPV at 6.92% Discount Rate | [6 empty] | Discount Rate - 2019 IRP Update
15 Year |  | 21179583.8257 | 19665568.6037 | 40845152.4294 | 2070920.6099 | 19.7232 |  | 6.92% | 0.5591%
|  | Energy | Capacity $ | Total | Total | AC Price
| Month | Avoided $ | 31.8% CF | Dollars | MWH | 31.8% CF | Offset | Year | Date Test | Offset |  |  |  | Total | energy | capacity
| 2021-01-01 | 238884.7612 | 0 | 238884.7612 | 12454.0661 | 19.1813 | 1 | 2021 | 2021-01-01 | 361 | Net Power Cost
| 2021-02-01 | 187075.7303 | 0 | 187075.7303 | 12147.1928 | 15.4007 | 2 | 2021 | 2021-02-01 | 462 | QF - Sch38 - UT - Solar T
| 2021-03-01 | 243330.0676 | 0 | 243330.0676 | 16934.1933 | 14.3692 | 3 | 2021 | 2021-03-01
| 2021-04-01 | 251475.4134 | 0 | 251475.4134 | 20073.4336 | 12.5278 | 4 | 2021 | 2021-04-01 | 2021 | 3805962.4126 | 0 | 225575.0982 | 16.8723 | 16.8723 | 0
| 2021-05-01 | 343444.2592 | 0 | 343444.2592 | 27469.9543 | 12.5025 | 5 | 2021 | 2021-05-01 | 2022 | 3916024.1782 | 0 | 224447.222 | 17.4474 | 17.4474 | 0
| 2021-06-01 | 368360.664 | 0 | 368360.664 | 25167.3927 | 14.6364 | 6 | 2021 | 2021-06-01 | 2023 | 3724343.2303 | 0 | 223324.9858 | 16.6768 | 16.6768 | 0
| 2021-07-01 | 626017.8148 | 0 | 626017.8148 | 25671.2124 | 24.386 | 7 | 2021 | 2021-07-01 | 2024 | 890175.9356 | 2623691.4561 | 222806.8295 | 15.7709 | 3.9953 | 11.7756
| 2021-08-01 | 530134.5286 | 0 | 530134.5286 | 23041.3091 | 23.008 | 8 | 2021 | 2021-08-01 | 2025 | 1174039.9008 | 2678934.0617 | 221097.3199 | 17.4266 | 5.3101 | 12.1165
| 2021-09-01 | 371642.963 | 0 | 371642.963 | 21985.1783 | 16.9043 | 9 | 2021 | 2021-09-01 | 2026 | 1144092.7666 | 2737732.9357 | 219991.8332 | 17.6453 | 5.2006 | 12.4447
| 2021-10-01 | 274707.0696 | 0 | 274707.0696 | 18369.5748 | 14.9545 | 10 | 2021 | 2021-10-01 | 2027 | 1329479.7601 | 2800834.1662 | 218891.8734 | 18.8692 | 6.0737 | 12.7955
| 2021-11-01 | 203396.6952 | 0 | 203396.6952 | 12982.6044 | 15.6669 | 11 | 2021 | 2021-11-01 | 2028 | 1923404.4804 | 2865369.5157 | 218384.0017 | 21.9282 | 8.8074 | 13.1208 |  | 1.9%
| 2021-12-01 | 167492.4456 | 0 | 167492.4456 | 9278.9863 | 18.0507 | 12 | 2021 | 2021-12-01 | 2029 | 2200902.7939 | 2931338.984 | 216708.428 | 23.6827 | 10.1561 | 13.5266
| 2022-01-01 | 277038.6603 | 0 | 277038.6603 | 12391.7958 | 22.3566 | 14 | 2022 | 2022-01-01 | 2030 | 1660383.4765 | 2998742.5712 | 215624.8862 | 21.6076 | 7.7003 | 13.9072
| 2022-02-01 | 201255.7796 | 0 | 201255.7796 | 12086.4568 | 16.6513 | 15 | 2022 | 2022-02-01 | 2031 | 1831133.0602 | 3067580.2773 | 214546.7598 | 22.8328 | 8.5349 | 14.298
| 2022-03-01 | 263257.5262 | 0 | 263257.5262 | 16849.5223 | 15.624 | 16 | 2022 | 2022-03-01 | 2032 | 1994018.3878 | 3138138.9261 | 214048.9711 | 23.9766 | 9.3157 | 14.6608
| 2022-04-01 | 247875.4792 | 0 | 247875.4792 | 19973.0663 | 12.4105 | 17 | 2022 | 2022-04-01 | 2033 | 1918439.0812 | 3210131.6937 | 212406.6581 | 24.1451 | 9.0319 | 15.1131
| 2022-05-01 | 340029.2961 | 0 | 340029.2961 | 27332.6044 | 12.4404 | 18 | 2022 | 2022-05-01 | 2034 | 2144688.109 | 3283845.4039 | 211344.6247 | 25.6857 | 10.1478 | 15.5379
| 2022-06-01 | 390687.2371 | 0 | 390687.2371 | 25041.5557 | 15.6016 | 19 | 2022 | 2022-06-01 | 2035 | 2229216.8433 | 3359280.0568 | 210287.9004 | 26.5755 | 10.6008 | 15.9747
| 2022-07-01 | 647638.5631 | 0 | 647638.5631 | 25542.8562 | 25.355 | 20 | 2022 | 2022-07-01 | 2036 | 2577376.1579 | 3436435.6524 | 209799.9929 | 28.6645 | 12.2849 | 16.3796
| 2022-08-01 | 518227.712 | 0 | 518227.712 | 22926.1025 | 22.6043 | 21 | 2022 | 2022-08-01 | 2037 | 2674584.0037 | 3515599.0144 | 208190.278 | 29.7333 | 12.8468 | 16.8865
| 2022-09-01 | 378309.5246 | 0 | 378309.5246 | 21875.2524 | 17.294 | 22 | 2022 | 2022-09-01 | 2038 | 2938693.0552 | 3596770.1428 | 207149.3271 | 31.5495 | 14.1864 | 17.3632
| 2022-10-01 | 280207.5245 | 0 | 280207.5245 | 18277.7268 | 15.3305 | 23 | 2022 | 2022-10-01 | 2039 | 0 | 0 | 0 | #DIV/0! | #DIV/0! | 0
| 2022-11-01 | 199677.8081 | 0 | 199677.8081 | 12917.6914 | 15.4577 | 24 | 2022 | 2022-11-01 | 2040 | 0 | 0 | 0 | #DIV/0! | #DIV/0! | 0
| 2022-12-01 | 171819.0674 | 0 | 171819.0674 | 9232.5914 | 18.6101 | 25 | 2022 | 2022-12-01 | 2041 | 0 | 0 | 0 | #DIV/0! | #DIV/0! | 0
| 2023-01-01 | 214255.4937 | 0 | 214255.4937 | 12329.8368 | 17.377 | 27 | 2023 | 2023-01-01 | 2042 | 0 | 0 | 0 | #DIV/0! | #DIV/0! | 0
| 2023-02-01 | 194605.3832 | 0 | 194605.3832 | 12026.0245 | 16.182 | 28 | 2023 | 2023-02-01 | 2043 | 0 | 0 | 0 | #DIV/0! | #DIV/0! | 0
| 2023-03-01 | 247915.5838 | 0 | 247915.5838 | 16765.2748 | 14.7874 | 29 | 2023 | 2023-03-01 | 2044 | 0 | 0 | 0 | #DIV/0! | #DIV/0! | 0
| 2023-04-01 | 239373.2358 | 0 | 239373.2358 | 19873.2009 | 12.045 | 30 | 2023 | 2023-04-01 | 2045 | 0 | 0 | 0 | #DIV/0! | #DIV/0! | 0
| 2023-05-01 | 342662.2349 | 0 | 342662.2349 | 27195.9414 | 12.5998 | 31 | 2023 | 2023-05-01 | 2046 | 0 | 0 | 0 | #DIV/0! | #DIV/0! | 0
| 2023-06-01 | 346501.6679 | 0 | 346501.6679 | 24916.3479 | 13.9066 | 32 | 2023 | 2023-06-01 | 2047
| 2023-07-01 | 628888.2467 | 0 | 628888.2467 | 25415.142 | 24.7446 | 33 | 2023 | 2023-07-01
| 2023-08-01 | 501285.3322 | 0 | 501285.3322 | 22811.4718 | 21.9751 | 34 | 2023 | 2023-08-01
| 2023-09-01 | 370691.13 | 0 | 370691.13 | 21765.8761 | 17.0308 | 35 | 2023 | 2023-09-01
| 2023-10-01 | 265451.4887 | 0 | 265451.4887 | 18186.3384 | 14.5962 | 36 | 2023 | 2023-10-01
| 2023-11-01 | 199553.121 | 0 | 199553.121 | 12853.1029 | 15.5257 | 37 | 2023 | 2023-11-01
| 2023-12-01 | 173160.3124 | 0 | 173160.3124 | 9186.4284 | 18.8496 | 38 | 2023 | 2023-12-01
| 2024-01-01 | 55793.6558 | 218640.9547 | 274434.6105 | 12268.1876 | 22.3696 | 40 | 2024 | 2024-01-01
| 2024-02-01 | 31050.1554 | 218640.9547 | 249691.1101 | 12564.3624 | 19.873 | 41 | 2024 | 2024-02-01
| 2024-03-01 | 2732.7164 | 218640.9547 | 221373.6711 | 16681.4484 | 13.2707 | 42 | 2024 | 2024-03-01
| 2024-04-01 | -21131.6813 | 218640.9547 | 197509.2734 | 19773.835 | 9.9884 | 43 | 2024 | 2024-04-01
| 2024-05-01 | 92124.996 | 218640.9547 | 310765.9506 | 27059.9618 | 11.4843 | 44 | 2024 | 2024-05-01
| 2024-06-01 | 98104.1463 | 218640.9547 | 316745.1009 | 24791.7661 | 12.7762 | 45 | 2024 | 2024-06-01
| 2024-07-01 | 248470.9341 | 218640.9547 | 467111.8888 | 25288.0663 | 18.4716 | 46 | 2024 | 2024-07-01
| 2024-08-01 | 198241.3812 | 218640.9547 | 416882.3359 | 22697.4146 | 18.367 | 47 | 2024 | 2024-08-01
| 2024-09-01 | 83330.4998 | 218640.9547 | 301971.4545 | 21657.0468 | 13.9433 | 48 | 2024 | 2024-09-01
| 2024-10-01 | 11798.7036 | 218640.9547 | 230439.6583 | 18095.4068 | 12.7347 | 49 | 2024 | 2024-10-01
| 2024-11-01 | 27860.3565 | 218640.9547 | 246501.3111 | 12788.8375 | 19.2747 | 50 | 2024 | 2024-11-01
| 2024-12-01 | 61800.0717 | 218640.9547 | 280441.0264 | 9140.4963 | 30.6812 | 51 | 2024 | 2024-12-01
| 2025-01-01 | 65103.5038 | 223244.5051 | 288348.009 | 12206.8467 | 23.6218 | 53 | 2025 | 2025-01-01
| 2025-02-01 | 57933.6007 | 223244.5051 | 281178.1058 | 11906.0649 | 23.6164 | 54 | 2025 | 2025-02-01
| 2025-03-01 | 41977.5926 | 223244.5051 | 265222.0977 | 16598.0414 | 15.9791 | 55 | 2025 | 2025-03-01
| 2025-04-01 | 18916.3641 | 223244.5051 | 242160.8692 | 19674.9657 | 12.3081 | 56 | 2025 | 2025-04-01
| 2025-05-01 | 103457.1572 | 223244.5051 | 326701.6623 | 26924.662 | 12.1339 | 57 | 2025 | 2025-05-01
| 2025-06-01 | 138247.5278 | 223244.5051 | 361492.0329 | 24667.8074 | 14.6544 | 58 | 2025 | 2025-06-01
| 2025-07-01 | 263722.4603 | 223244.5051 | 486966.9654 | 25161.6259 | 19.3536 | 59 | 2025 | 2025-07-01
| 2025-08-01 | 228046.1721 | 223244.5051 | 451290.6772 | 22583.9278 | 19.9828 | 60 | 2025 | 2025-08-01
| 2025-09-01 | 108537.3931 | 223244.5051 | 331781.8983 | 21548.7616 | 15.3968 | 61 | 2025 | 2025-09-01
| 2025-10-01 | 30158.9195 | 223244.5051 | 253403.4246 | 18004.9295 | 14.0741 | 62 | 2025 | 2025-10-01
| 2025-11-01 | 46398.1866 | 223244.5051 | 269642.6918 | 12724.8932 | 21.1902 | 63 | 2025 | 2025-11-01
| 2025-12-01 | 71541.0231 | 223244.5051 | 294785.5282 | 9094.7938 | 32.4126 | 64 | 2025 | 2025-12-01
| 2026-01-01 | 54695.5457 | 228144.4113 | 282839.957 | 12145.8125 | 23.287 | 66 | 2026 | 2026-01-01
| 2026-02-01 | 50455.6524 | 228144.4113 | 278600.0637 | 11846.5346 | 23.5174 | 67 | 2026 | 2026-02-01
| 2026-03-01 | 48737.9292 | 228144.4113 | 276882.3405 | 16515.051 | 16.7655 | 68 | 2026 | 2026-03-01
| 2026-04-01 | -16214.0154 | 228144.4113 | 211930.3959 | 19576.5909 | 10.8257 | 69 | 2026 | 2026-04-01
| 2026-05-01 | 107735.0001 | 228144.4113 | 335879.4114 | 26790.0387 | 12.5375 | 70 | 2026 | 2026-05-01
| 2026-06-01 | 149973.3477 | 228144.4113 | 378117.759 | 24544.4683 | 15.4054 | 71 | 2026 | 2026-06-01
| 2026-07-01 | 251386.9137 | 228144.4113 | 479531.325 | 25035.8181 | 19.1538 | 72 | 2026 | 2026-07-01
| 2026-08-01 | 219459.0051 | 228144.4113 | 447603.4164 | 22471.0079 | 19.9192 | 73 | 2026 | 2026-08-01
| 2026-09-01 | 93638.5876 | 228144.4113 | 321782.9989 | 21441.0177 | 15.0078 | 74 | 2026 | 2026-09-01
| 2026-10-01 | 44774.6982 | 228144.4113 | 272919.1095 | 17914.9052 | 15.2342 | 75 | 2026 | 2026-10-01
| 2026-11-01 | 67842.9849 | 228144.4113 | 295987.3962 | 12661.2687 | 23.3774 | 76 | 2026 | 2026-11-01
| 2026-12-01 | 71607.1174 | 228144.4113 | 299751.5287 | 9049.3198 | 33.1242 | 77 | 2026 | 2026-12-01
| 2027-01-01 | 55315.6875 | 233402.8472 | 288718.5346 | 12085.0834 | 23.8905 | 79 | 2027 | 2027-01-01
| 2027-02-01 | 57931.1763 | 233402.8472 | 291334.0235 | 11787.3019 | 24.7159 | 80 | 2027 | 2027-02-01
| 2027-03-01 | 86080.516 | 233402.8472 | 319483.3632 | 16432.4759 | 19.4422 | 81 | 2027 | 2027-03-01
| 2027-04-01 | 40550.7491 | 233402.8472 | 273953.5962 | 19478.7077 | 14.0643 | 82 | 2027 | 2027-04-01
| 2027-05-01 | 133868.9834 | 233402.8472 | 367271.8306 | 26656.0885 | 13.7782 | 83 | 2027 | 2027-05-01
| 2027-06-01 | 145973.3636 | 233402.8472 | 379376.2108 | 24421.746 | 15.5344 | 84 | 2027 | 2027-06-01
| 2027-07-01 | 252691.4114 | 233402.8472 | 486094.2586 | 24910.6387 | 19.5135 | 85 | 2027 | 2027-07-01
| 2027-08-01 | 271492.8596 | 233402.8472 | 504895.7068 | 22358.6529 | 22.5817 | 86 | 2027 | 2027-08-01
| 2027-09-01 | 91823.7626 | 233402.8472 | 325226.6098 | 21333.8127 | 15.2447 | 87 | 2027 | 2027-09-01
| 2027-10-01 | 47749.6072 | 233402.8472 | 281152.4544 | 17825.3303 | 15.7726 | 88 | 2027 | 2027-10-01
| 2027-11-01 | 72499.974 | 233402.8472 | 305902.8211 | 12597.9624 | 24.2819 | 89 | 2027 | 2027-11-01
| 2027-12-01 | 73501.6694 | 233402.8472 | 306904.5166 | 9004.0732 | 34.0851 | 90 | 2027 | 2027-12-01
| 2028-01-01 | 104162.8568 | 238780.793 | 342943.6498 | 12024.6579 | 28.52 | 92 | 2028 | 2028-01-01
| 2028-02-01 | 104161.0162 | 238780.793 | 342941.8092 | 12314.9535 | 27.8476 | 93 | 2028 | 2028-02-01
| 2028-03-01 | 102510.149 | 238780.793 | 341290.942 | 16350.3131 | 20.8737 | 94 | 2028 | 2028-03-01
| 2028-04-01 | 67777.3324 | 238780.793 | 306558.1254 | 19381.3144 | 15.8172 | 95 | 2028 | 2028-04-01
| 2028-05-01 | 175672.0237 | 238780.793 | 414452.8166 | 26522.8077 | 15.6263 | 96 | 2028 | 2028-05-01
| 2028-06-01 | 211535.2535 | 238780.793 | 450316.0465 | 24299.6373 | 18.5318 | 97 | 2028 | 2028-06-01
| 2028-07-01 | 378614.8004 | 238780.793 | 617395.5934 | 24786.0854 | 24.909 | 98 | 2028 | 2028-07-01
| 2028-08-01 | 327412.328 | 238780.793 | 566193.1209 | 22246.8595 | 25.4505 | 99 | 2028 | 2028-08-01
| 2028-09-01 | 151652.529 | 238780.793 | 390433.322 | 21227.1436 | 18.3931 | 100 | 2028 | 2028-09-01
| 2028-10-01 | 94378.512 | 238780.793 | 333159.305 | 17736.2038 | 18.7841 | 101 | 2028 | 2028-10-01
| 2028-11-01 | 100026.7825 | 238780.793 | 338807.5755 | 12534.9726 | 27.029 | 102 | 2028 | 2028-11-01
| 2028-12-01 | 105500.897 | 238780.793 | 344281.6899 | 8959.0529 | 38.4284 | 103 | 2028 | 2028-12-01
| 2029-01-01 | 114065.4045 | 244278.2487 | 358343.6532 | 11964.5347 | 29.9505 | 105 | 2029 | 2029-01-01
| 2029-02-01 | 105492.8645 | 244278.2487 | 349771.1132 | 11669.7236 | 29.9725 | 106 | 2029 | 2029-02-01
| 2029-03-01 | 101366.2329 | 244278.2487 | 345644.4816 | 16268.5619 | 21.2462 | 107 | 2029 | 2029-03-01
| 2029-04-01 | 93569.9966 | 244278.2487 | 337848.2453 | 19284.4078 | 17.5192 | 108 | 2029 | 2029-04-01
| 2029-05-01 | 164415.5443 | 244278.2487 | 408693.7929 | 26390.1944 | 15.4866 | 109 | 2029 | 2029-05-01
| 2029-06-01 | 219991.3372 | 244278.2487 | 464269.5859 | 24178.1391 | 19.202 | 110 | 2029 | 2029-06-01
| 2029-07-01 | 449537.0892 | 244278.2487 | 693815.3379 | 24662.1553 | 28.1328 | 111 | 2029 | 2029-07-01
| 2029-08-01 | 425180.8003 | 244278.2487 | 669459.0489 | 22135.6256 | 30.2435 | 112 | 2029 | 2029-08-01
| 2029-09-01 | 187585.2546 | 244278.2487 | 431863.5032 | 21121.0079 | 20.4471 | 113 | 2029 | 2029-09-01
| 2029-10-01 | 109164.7618 | 244278.2487 | 353443.0104 | 17647.5225 | 20.0279 | 114 | 2029 | 2029-10-01
| 2029-11-01 | 120167.3195 | 244278.2487 | 364445.5682 | 12472.2978 | 29.2204 | 115 | 2029 | 2029-11-01
| 2029-12-01 | 110366.1885 | 244278.2487 | 354644.4371 | 8914.2576 | 39.784 | 116 | 2029 | 2029-12-01
| 2030-01-01 | 90127.9289 | 249895.2143 | 340023.1432 | 11904.712 | 28.5621 | 118 | 2030 | 2030-01-01
| 2030-02-01 | 78312.8126 | 249895.2143 | 328208.0269 | 11611.3749 | 28.2661 | 119 | 2030 | 2030-02-01
| 2030-03-01 | 102404.2254 | 249895.2143 | 352299.4396 | 16187.2189 | 21.764 | 120 | 2030 | 2030-03-01
| 2030-04-01 | 68690.4629 | 249895.2143 | 318585.6772 | 19187.9859 | 16.6034 | 121 | 2030 | 2030-04-01
| 2030-05-01 | 103861.5787 | 249895.2143 | 353756.7929 | 26258.2436 | 13.4722 | 122 | 2030 | 2030-05-01
| 2030-06-01 | 180409.5445 | 249895.2143 | 430304.7587 | 24057.2484 | 17.8867 | 123 | 2030 | 2030-06-01
| 2030-07-01 | 303021.6935 | 249895.2143 | 552916.9077 | 24538.8446 | 22.5323 | 124 | 2030 | 2030-07-01
| 2030-08-01 | 307307.359 | 249895.2143 | 557202.5733 | 22024.9472 | 25.2987 | 125 | 2030 | 2030-08-01
| 2030-09-01 | 146637.1503 | 249895.2143 | 396532.3646 | 21015.4028 | 18.8687 | 126 | 2030 | 2030-09-01
| 2030-10-01 | 95371.22 | 249895.2143 | 345266.4343 | 17559.2851 | 19.6629 | 127 | 2030 | 2030-10-01
| 2030-11-01 | 93034.3644 | 249895.2143 | 342929.5787 | 12409.9363 | 27.6335 | 128 | 2030 | 2030-11-01
| 2030-12-01 | 91205.1364 | 249895.2143 | 341100.3506 | 8869.6863 | 38.4569 | 129 | 2030 | 2030-12-01
| 2031-01-01 | 94967.0404 | 255631.6898 | 350598.7302 | 11845.1884 | 29.5984 | 1 | 2031 | 2031-01-01
| 2031-02-01 | 83370.0816 | 255631.6898 | 339001.7714 | 11553.3181 | 29.3424 | 2 | 2031 | 2031-02-01
| 2031-03-01 | 132967.9364 | 255631.6898 | 388599.6262 | 16106.2827 | 24.1272 | 3 | 2031 | 2031-03-01
| 2031-04-01 | 88079.1965 | 255631.6898 | 343710.8862 | 19092.0458 | 18.0028 | 4 | 2031 | 2031-04-01
| 2031-05-01 | 122465.7135 | 255631.6898 | 378097.4033 | 26126.9516 | 14.4715 | 5 | 2031 | 2031-05-01
| 2031-06-01 | 207398.9543 | 255631.6898 | 463030.6441 | 23936.9621 | 19.3438 | 6 | 2031 | 2031-06-01
| 2031-07-01 | 337984.5286 | 255631.6898 | 593616.2184 | 24416.1501 | 24.3124 | 7 | 2031 | 2031-07-01
| 2031-08-01 | 302810.8579 | 255631.6898 | 558442.5476 | 21914.8221 | 25.4824 | 8 | 2031 | 2031-08-01
| 2031-09-01 | 165660.2558 | 255631.6898 | 421291.9456 | 20910.3258 | 20.1476 | 9 | 2031 | 2031-09-01
| 2031-10-01 | 112503.8527 | 255631.6898 | 368135.5425 | 17471.4886 | 21.0706 | 10 | 2031 | 2031-10-01
| 2031-11-01 | 85140.1408 | 255631.6898 | 340771.8306 | 12347.8866 | 27.5976 | 11 | 2031 | 2031-11-01
| 2031-12-01 | 97784.5016 | 255631.6898 | 353416.1914 | 8825.3379 | 40.0456 | 12 | 2031 | 2031-12-01
| 2032-01-01 | 102575.4589 | 261511.5772 | 364087.0361 | 11785.9625 | 30.8916 | 14 | 2032 | 2032-01-01
| 2032-02-01 | 98939.498 | 261511.5772 | 360451.0752 | 12070.4955 | 29.8622 | 15 | 2032 | 2032-02-01
| 2032-03-01 | 118265.2218 | 261511.5772 | 379776.799 | 16025.7514 | 23.6979 | 16 | 2032 | 2032-03-01
| 2032-04-01 | 112376.1709 | 261511.5772 | 373887.7481 | 18996.5853 | 19.6818 | 17 | 2032 | 2032-04-01
| 2032-05-01 | 106601.1241 | 261511.5772 | 368112.7013 | 25996.3175 | 14.1602 | 18 | 2032 | 2032-05-01
| 2032-06-01 | 192598.4948 | 261511.5772 | 454110.072 | 23817.2773 | 19.0664 | 19 | 2032 | 2032-06-01
| 2032-07-01 | 391463.7512 | 261511.5772 | 652975.3284 | 24294.0698 | 26.878 | 20 | 2032 | 2032-07-01
| 2032-08-01 | 330700.713 | 261511.5772 | 592212.2902 | 21805.2481 | 27.1592 | 21 | 2032 | 2032-08-01
| 2032-09-01 | 225649.9298 | 261511.5772 | 487161.507 | 20805.7742 | 23.4147 | 22 | 2032 | 2032-09-01
| 2032-10-01 | 108065.9892 | 261511.5772 | 369577.5664 | 17384.1312 | 21.2595 | 23 | 2032 | 2032-10-01
| 2032-11-01 | 109483.3795 | 261511.5772 | 370994.9567 | 12286.1471 | 30.1962 | 24 | 2032 | 2032-11-01
| 2032-12-01 | 97298.6564 | 261511.5772 | 358810.2336 | 8781.2112 | 40.8611 | 25 | 2032 | 2032-12-01
| 2033-01-01 | 106992.7271 | 267510.9745 | 374503.7016 | 11727.0327 | 31.9351 | 27 | 2033 | 2033-01-01
| 2033-02-01 | 88556.373 | 267510.9745 | 356067.3475 | 11438.0737 | 31.13 | 28 | 2033 | 2033-02-01
| 2033-03-01 | 114545.2519 | 267510.9745 | 382056.2263 | 15945.6227 | 23.9599 | 29 | 2033 | 2033-03-01
| 2033-04-01 | 77407.9935 | 267510.9745 | 344918.968 | 18901.6028 | 18.2481 | 30 | 2033 | 2033-04-01
| 2033-05-01 | 106055.6383 | 267510.9745 | 373566.6128 | 25866.3363 | 14.4422 | 31 | 2033 | 2033-05-01
| 2033-06-01 | 188145.9953 | 267510.9745 | 455656.9697 | 23698.1909 | 19.2275 | 32 | 2033 | 2033-06-01
| 2033-07-01 | 377938.9449 | 267510.9745 | 645449.9194 | 24172.5998 | 26.7017 | 33 | 2033 | 2033-07-01
| 2033-08-01 | 365972.9894 | 267510.9745 | 633483.9639 | 21696.2219 | 29.1979 | 34 | 2033 | 2033-08-01
| 2033-09-01 | 160494.3572 | 267510.9745 | 428005.3316 | 20701.7454 | 20.6748 | 35 | 2033 | 2033-09-01
| 2033-10-01 | 124066.223 | 267510.9745 | 391577.1975 | 17297.2103 | 22.6382 | 36 | 2033 | 2033-10-01
| 2033-11-01 | 105164.4373 | 267510.9745 | 372675.4118 | 12224.7164 | 30.4854 | 37 | 2033 | 2033-11-01
| 2033-12-01 | 103098.1503 | 267510.9745 | 370609.1248 | 8737.3051 | 42.4169 | 38 | 2033 | 2033-12-01
| 2034-01-01 | 116462.3451 | 273653.7837 | 390116.1288 | 11668.3975 | 33.4336 | 40 | 2034 | 2034-01-01
| 2034-02-01 | 99275.9638 | 273653.7837 | 372929.7475 | 11380.8834 | 32.7681 | 41 | 2034 | 2034-02-01
| 2034-03-01 | 130565.808 | 273653.7837 | 404219.5917 | 15865.8946 | 25.4773 | 42 | 2034 | 2034-03-01
| 2034-04-01 | 76115.413 | 273653.7837 | 349769.1967 | 18807.0949 | 18.5977 | 43 | 2034 | 2034-04-01
| 2034-05-01 | 125144.4399 | 273653.7837 | 398798.2236 | 25737.0047 | 15.4951 | 44 | 2034 | 2034-05-01
| 2034-06-01 | 220563.3318 | 273653.7837 | 494217.1155 | 23579.7 | 20.9594 | 45 | 2034 | 2034-06-01
| 2034-07-01 | 410723.7875 | 273653.7837 | 684377.5712 | 24051.7366 | 28.4544 | 46 | 2034 | 2034-07-01
| 2034-08-01 | 404053.4459 | 273653.7837 | 677707.2295 | 21587.7407 | 31.3932 | 47 | 2034 | 2034-08-01
| 2034-09-01 | 191568.8601 | 273653.7837 | 465222.6438 | 20598.2366 | 22.5856 | 48 | 2034 | 2034-09-01
| 2034-10-01 | 133443.2576 | 273653.7837 | 407097.0412 | 17210.7244 | 23.6537 | 49 | 2034 | 2034-10-01
| 2034-11-01 | 120303.6561 | 273653.7837 | 393957.4398 | 12163.5928 | 32.3882 | 50 | 2034 | 2034-11-01
| 2034-12-01 | 116467.8001 | 273653.7837 | 390121.5837 | 8693.6186 | 44.8745 | 51 | 2034 | 2034-12-01
| 2035-01-01 | 145496.4421 | 279940.0047 | 425436.4468 | 11610.0555 | 36.6438 | 53 | 2035 | 2035-01-01
| 2035-02-01 | 127133.091 | 279940.0047 | 407073.0957 | 11323.9789 | 35.9479 | 54 | 2035 | 2035-02-01
| 2035-03-01 | 135349.9559 | 279940.0047 | 415289.9607 | 15786.5652 | 26.3065 | 55 | 2035 | 2035-03-01
| 2035-04-01 | 82173.2946 | 279940.0047 | 362113.2994 | 18713.059 | 19.3508 | 56 | 2035 | 2035-04-01
| 2035-05-01 | 116906.7027 | 279940.0047 | 396846.7074 | 25608.3188 | 15.4968 | 57 | 2035 | 2035-05-01
| 2035-06-01 | 205695.6708 | 279940.0047 | 485635.6755 | 23461.8015 | 20.699 | 58 | 2035 | 2035-06-01
| 2035-07-01 | 425740.1812 | 279940.0047 | 705680.1859 | 23931.4773 | 29.4875 | 59 | 2035 | 2035-07-01
| 2035-08-01 | 419851.8422 | 279940.0047 | 699791.8469 | 21479.8022 | 32.5791 | 60 | 2035 | 2035-08-01
| 2035-09-01 | 188763.9459 | 279940.0047 | 468703.9506 | 20495.2454 | 22.8689 | 61 | 2035 | 2035-09-01
| 2035-10-01 | 136028.037 | 279940.0047 | 415968.0418 | 17124.6712 | 24.2906 | 62 | 2035 | 2035-10-01
| 2035-11-01 | 132457.7089 | 279940.0047 | 412397.7137 | 12102.7748 | 34.0746 | 63 | 2035 | 2035-11-01
| 2035-12-01 | 113619.971 | 279940.0047 | 393559.9758 | 8650.1505 | 45.4975 | 64 | 2035 | 2035-12-01
| 2036-01-01 | 138181.4151 | 286369.6377 | 424551.0528 | 11552.0052 | 36.7513 | 66 | 2036 | 2036-01-01 |  | 2.3%
| 2036-02-01 | 121480.4097 | 286369.6377 | 407850.0474 | 11830.8902 | 34.4733 | 67 | 2036 | 2036-02-01 |  | 2.3%
| 2036-03-01 | 154576.2579 | 286369.6377 | 440945.8956 | 15707.6323 | 28.0721 | 68 | 2036 | 2036-03-01 |  | 2.3%
| 2036-04-01 | 105542.3193 | 286369.6377 | 391911.957 | 18619.4941 | 21.0485 | 69 | 2036 | 2036-04-01 |  | 2.3%
| 2036-05-01 | 127976.5295 | 286369.6377 | 414346.1672 | 25480.2777 | 16.2614 | 70 | 2036 | 2036-05-01 |  | 2.3%
| 2036-06-01 | 240629.8619 | 286369.6377 | 526999.4996 | 23344.4925 | 22.5749 | 71 | 2036 | 2036-06-01 |  | 2.3%
| 2036-07-01 | 485178.5098 | 286369.6377 | 771548.1475 | 23811.8201 | 32.4019 | 72 | 2036 | 2036-07-01 |  | 2.3%
| 2036-08-01 | 498632.0101 | 286369.6377 | 785001.6478 | 21372.4035 | 36.7297 | 73 | 2036 | 2036-08-01 |  | 2.3%
| 2036-09-01 | 240719.2542 | 286369.6377 | 527088.8919 | 20392.7692 | 25.8469 | 74 | 2036 | 2036-09-01 |  | 2.3%
| 2036-10-01 | 163502.622 | 286369.6377 | 449872.2597 | 17039.0474 | 26.4024 | 75 | 2036 | 2036-10-01 |  | 2.3%
| 2036-11-01 | 163934.5622 | 286369.6377 | 450304.1999 | 12042.261 | 37.3937 | 76 | 2036 | 2036-11-01 |  | 2.3%
| 2036-12-01 | 137022.4061 | 286369.6377 | 423392.0438 | 8606.8998 | 49.1922 | 77 | 2036 | 2036-12-01 |  | 2.3%
| 2037-01-01 | 177168.5936 | 292966.5845 | 470135.1781 | 11494.2452 | 40.9018 | 79 | 2037 | 2037-01-01 |  | 2.3%
| 2037-02-01 | 156732.6044 | 292966.5845 | 449699.189 | 11211.0222 | 40.1122 | 80 | 2037 | 2037-02-01 |  | 2.3%
| 2037-03-01 | 163401.8089 | 292966.5845 | 456368.3934 | 15629.0939 | 29.1999 | 81 | 2037 | 2037-03-01 |  | 2.3%
| 2037-04-01 | 120877.2983 | 292966.5845 | 413843.8829 | 18526.3965 | 22.3381 | 82 | 2037 | 2037-04-01 |  | 2.3%
| 2037-05-01 | 133357.9456 | 292966.5845 | 426324.5302 | 25352.8758 | 16.8156 | 83 | 2037 | 2037-05-01 |  | 2.3%
| 2037-06-01 | 263063.3964 | 292966.5845 | 556029.9809 | 23227.77 | 23.9382 | 84 | 2037 | 2037-06-01 |  | 2.3%
| 2037-07-01 | 486183.3797 | 292966.5845 | 779149.9643 | 23692.7609 | 32.8856 | 85 | 2037 | 2037-07-01 |  | 2.3%
| 2037-08-01 | 420420.7719 | 292966.5845 | 713387.3564 | 21265.5409 | 33.5466 | 86 | 2037 | 2037-08-01 |  | 2.3%
| 2037-09-01 | 250263.1661 | 292966.5845 | 543229.7506 | 20290.8054 | 26.7722 | 87 | 2037 | 2037-09-01 |  | 2.3%
| 2037-10-01 | 163089.6503 | 292966.5845 | 456056.2348 | 16953.8522 | 26.8999 | 88 | 2037 | 2037-10-01 |  | 2.3%
| 2037-11-01 | 178670.3623 | 292966.5845 | 471636.9468 | 11982.0497 | 39.362 | 89 | 2037 | 2037-11-01 |  | 2.3%
| 2037-12-01 | 161355.0263 | 292966.5845 | 454321.6108 | 8563.8653 | 53.051 | 90 | 2037 | 2037-12-01 |  | 2.3%
| 2038-01-01 | 221602.4342 | 299730.8452 | 521333.2795 | 11436.774 | 45.5839 | 92 | 2038 | 2038-01-01 |  | 2.3%
| 2038-02-01 | 177027.4888 | 299730.8452 | 476758.334 | 11154.9671 | 42.7396 | 93 | 2038 | 2038-02-01 |  | 2.3%
| 2038-03-01 | 168486.3021 | 299730.8452 | 468217.1474 | 15550.9484 | 30.1086 | 94 | 2038 | 2038-03-01 |  | 2.3%
| 2038-04-01 | 121884.9418 | 299730.8452 | 421615.787 | 18433.7644 | 22.8719 | 95 | 2038 | 2038-04-01 |  | 2.3%
| 2038-05-01 | 128462.9282 | 299730.8452 | 428193.7734 | 25226.1118 | 16.9742 | 96 | 2038 | 2038-05-01 |  | 2.3%
| 2038-06-01 | 278140.717 | 299730.8452 | 577871.5622 | 23111.6312 | 25.0035 | 97 | 2038 | 2038-06-01 |  | 2.3%
| 2038-07-01 | 504868.0393 | 299730.8452 | 804598.8845 | 23574.2973 | 34.1303 | 98 | 2038 | 2038-07-01 |  | 2.3%
| 2038-08-01 | 521345.2096 | 299730.8452 | 821076.0548 | 21159.2134 | 38.8047 | 99 | 2038 | 2038-08-01 |  | 2.3%
| 2038-09-01 | 246260.0697 | 299730.8452 | 545990.915 | 20189.3512 | 27.0435 | 100 | 2038 | 2038-09-01 |  | 2.3%
| 2038-10-01 | 178630.239 | 299730.8452 | 478361.0843 | 16869.083 | 28.3573 | 101 | 2038 | 2038-10-01 |  | 2.3%
| 2038-11-01 | 220417.6359 | 299730.8452 | 520148.4812 | 11922.1394 | 43.6288 | 102 | 2038 | 2038-11-01 |  | 2.3%
| 2038-12-01 | 171567.0495 | 299730.8452 | 471297.8947 | 8521.0459 | 55.3099 | 103 | 2038 | 2038-12-01 |  | 2.3%

## Table 3 UT CP Wind_2023 (hidden)
Table 3
2019 IRP Utah Wind Resource
30% Capacity Factor
Year | Estimated Capital Cost | Fixed Capital Cost at Real Levelized Rate | Fixed O&M | Network Upgrade | Fixed Costs | PTC & Variable O&M | Total Resource Cost | Total Resource Costs | Total Fixed Cost
| $/kW | $/kW-yr | $/kW-yr | $/kW-yr | $/MWh | $/MWh | $/MWh | $/kW-yr | $/kW-yr
| (a) | (b) | (c) | (d) | (e) | (f) | (g) | (h) | (i)
2019 IRP Utah Wind Resource - 30% Capacity Factor
2016
2017
2018 | [5 empty] | 0 |  |  | 0
2019 | [5 empty] | 0 |  |  | 0
2020 | [5 empty] | 0 |  |  | 0
2021 | [5 empty] | 0 |  |  | 0
2022 | [5 empty] | 0 |  |  | 0
2023 | 1265.6232 | 87.3108 | 32.3333 | 1.468 | 46.8664 | -21.48 | 25.3864 | 65.6 | 121.1121
2024 |  | 89.06 | 33.0725 | 1.5 | 47.8417 | -21.48 | 26.3617 | 68.12 | 123.6325
2025 |  | 90.93 | 33.8261 | 1.53 | 48.8685 | -22.278 | 26.5905 | 68.72 | 126.2861
2026 |  | 92.93 | 34.5942 | 1.56 | 49.9513 | -22.278 | 27.6733 | 71.51 | 129.0842
2027 |  | 95.07 | 35.3768 | 1.6 | 51.0978 | -23.07 | 28.0278 | 72.43 | 132.0468
2028 |  | 97.26 | 36.1884 | 1.64 | 52.2747 | -23.07 | 29.2047 | 75.47 | 135.0884
2029 |  | 99.5 | 37.0145 | 1.68 | 53.4767 | -23.868 | 29.6087 | 76.51 | 138.1945
2030 |  | 101.79 | 37.8551 | 1.72 | 54.7036 | -24.666 | 30.0376 | 77.62 | 141.3651
2031 |  | 104.13 | 38.7246 | 1.76 | 55.9611 | -24.666 | 31.2951 | 80.87 | 144.6146
2032 |  | 106.52 | 39.6087 | 1.8 | 57.2435 | -25.458 | 31.7855 | 82.14 | 147.9287
2033 |  | 108.97 | 40.5072 | 1.84 | 58.5548 | 0 | 58.5548 | 151.32 | 151.3172
2034 |  | 111.48 | 41.4348 | 1.88 | 59.9005 | 0 | 59.9005 | 154.79 | 154.7948
2035 |  | 114.04 | 42.3768 | 1.92 | 61.2711 | 0 | 61.2711 | 158.34 | 158.3368
2036 |  | 116.66 | 43.3478 | 1.96 | 62.6762 | 0 | 62.6762 | 161.97 | 161.9678
2037 |  | 119.34 | 44.3333 | 2.01 | 64.114 | 0 | 64.114 | 165.68 | 165.6833
2038 |  | 122.08 | 45.3478 | 2.06 | 65.5862 | 0 | 65.5862 | 169.49 | 169.4878
2039 |  | 124.89 | 46.39 | 2.11 | 67.0962 | 0 | 67.0962 | 173.39 | 173.39
2040 |  | 127.76 | 47.46 | 2.16 | 68.6402 | 0 | 68.6402 | 177.38 | 177.38
2041 |  | 130.7 | 48.55 | 2.21 | 70.219 | 0 | 70.219 | 181.46 | 181.46
2042 |  | 133.71 | 49.67 | 2.26 | 71.8365 | 0 | 71.8365 | 185.64 | 185.64
2043 |  | 136.92 | 50.86 | 2.31 | 73.5585 | 0 | 73.5585 | 190.09 | 190.09
Sources, Inputs and Assumptions
Source: | (c)(f) | Plant Costs - 2019 IRP Update - Table 6.1 & 6.2
| (a) | Plant capacity cost
| (b) | = (a) x 0.0689863805027125
| (e) | = ((b) + (c)) / (8.76 x 29.5%)
| (g) | = (e) + (f)
| (i) | Plant Costs - 2019 IRP Update - Table 6.1 & 6.2
2019 IRP Utah Wind Resource - 30% Capacity Factor
| Wind | Cost and Input Assumptions
[11 empty] | COD | 2023
2018 $ | 1301.4979 | Plant capacity cost | [10 empty] | H3.US1_WD_CPProposed Station Capital Costs
2018 $ | 28.8022 | Fixed O&M, plus on-going capital cost | [7 empty] | 69 | MW | H3.US1_WD_CP | H3.US1_WD_CPProposed Station Fixed Costs
Wheeling ($ MWh)
2018 $ | 0 | Variable O&M
|  | Tax Credit $/MWh |  |  |  |  | First Year real levelized |  |  |  |  | H3.US1_WD_CP2023
2023$ | 1.468 | Network Upgrade ($/kw-yr) |  | Utah S, Transmission Integration 2023
| 6.899% | Payment Factor
| 29.5% | Capacity Factor
Company Official Inflation Forecast Dated September 30, 2019
| 2017 | 2% |  | 2026 | 2.2% |  | 2035 | 2.3%
| 2018 | 2.4% |  | 2027 | 2.3% |  | 2036 | 2.3%
| 2019 | 1.8% |  | 2028 | 2.3% |  | 2037 | 2.3%
| 2020 | 1.2% |  | 2029 | 2.3% |  | 2038 | 2.3%
| 2021 | 1.9% |  | 2030 | 2.3% |  | 2039 | 2.3%
| 2022 | 2.2% |  | 2031 | 2.3% |  | 2040 | 2.3%
| 2023 | 2% |  | 2032 | 2.3% |  | 2041 | 2.3%
| 2024 | 2% |  | 2033 | 2.3% |  | 2042 | 2.3%
| 2025 | 2.1% |  | 2034 | 2.3% |  | 2043 | 2.4%

## Table 3 WYAE Wind_2024 (hidden)
Table 3
2019 IRP Wyoming Wind Resource
44% Capacity Factor
Year | Estimated Capital Cost | Fixed Capital Cost at Real Levelized Rate | Fixed O&M | Network Upgrade | Fixed Costs | Variable O&M | 40% PTC | Total Resource Cost | Total Resource Costs | Total Fixed Cost
| $/kW | $/kW-yr | $/kW-yr | $/kW-yr | $/MWh | $/MWh | $/MWh | $/MWh | $/kW-yr | $/kW-yr
| (a) | (b) | (c) | (d) | (e) | (f) | (g) | (h) | (i) | (i)
2019 IRP Wyoming Wind Resource - 44% Capacity Factor
2016
2017
2018 | [9 empty] | 0
2019 | [9 empty] | 0
2020 | [9 empty] | 0
2021 | [9 empty] | 0
2022 | [9 empty] | 0
2023 | [9 empty] | 0
2024 | 1252.8729 | 86.4312 | 32.9698 | 47.8703 | 43.7956 |  | -20.48 | 23.3156 | 89.05 | 167.2713
2025 |  | 88.25 | 33.7302 | 48.88 | 44.7353 |  | -20.91 | 23.8253 | 91 | 170.8602
2026 |  | 90.19 | 34.4901 | 49.96 | 45.725 |  | -21.37 | 24.355 | 93.02 | 174.6401
2027 |  | 92.26 | 35.2802 | 51.11 | 46.7749 | 1 | -21.86 | 25.9149 | 98.98 | 178.6502
2028 |  | 94.38 | 36.0901 | 52.29 | 47.851 | 1 | -22.36 | 26.491 | 101.18 | 182.7601
2029 |  | 96.55 | 36.9099 | 53.49 | 48.948 | 1 | -22.87 | 27.078 | 103.42 | 186.9499
2030 |  | 98.77 | 37.75 | 54.72 | 50.0712 | 1 | -23.4 | 27.6712 | 105.69 | 191.24
2031 |  | 101.04 | 38.6099 | 55.98 | 51.2206 | 1 | -23.94 | 28.2806 | 108.01 | 195.6299
2032 |  | 103.36 | 39.4901 | 57.27 | 52.3962 | 1 | -24.49 | 28.9062 | 110.4 | 200.1201
2033 |  | 105.74 | 40.3901 | 58.59 | 53.6006 | 1 | -25.05 | 29.5506 | 112.86 | 204.7201
2034 |  | 108.17 | 41.3099 | 59.94 | 54.8311 | 1 |  | 55.8311 | 213.24 | 209.4199
2035 |  | 110.66 | 42.25 | 61.32 | 56.0905 | 1 |  | 57.0905 | 218.05 | 214.23
2036 |  | 113.21 | 43.2198 | 62.73 | 57.3813 | 1 |  | 58.3813 | 222.98 | 219.1598
2037 |  | 115.81 | 44.2 | 64.17 | 58.6957 | 1 |  | 59.6957 | 228 | 224.18
2038 |  | 118.47 | 45.2099 | 65.65 | 60.0441 | 1 |  | 61.0441 | 233.15 | 229.3299
2039 |  | 121.19 | 46.25 | 67.16 | 61.4239 | 1 |  | 62.4239 | 238.42 | 234.6
2040 |  | 123.98 | 47.31 | 68.7 | 62.8351 | 1 |  | 63.8351 | 243.81 | 239.99
2041 |  | 126.83 | 48.4 | 70.28 | 64.2804 | 1 |  | 65.2804 | 249.33 | 245.51
2042 |  | 129.75 | 49.51 | 71.9 | 65.7597 | 1 |  | 66.7597 | 254.98 | 251.16
2043 |  | 132.86 | 50.7 | 73.63 | 67.3385 | 1 |  | 68.3385 | 261.01 | 257.19
Sources, Inputs and Assumptions
Source: | (c)(f) | Plant Costs - 2019 IRP Update - Table 6.1 & 6.2
| (a) | Plant capacity cost
| (b) | = (a) x 0.0689863805027125
| (e) | = ((b) + (c)) / (8.76 x 43.6%)
| (h) | = (e) + (f) + (g)
| (i) | Plant Costs - 2019 IRP Update - Table 6.1 & 6.2
2019 IRP Wyoming Wind Resource - 44% Capacity Factor
| Wind | Cost and Input Assumptions
[12 empty] | COD | 2024
2018 $ | 1301.4979 | Plant capacity cost | [8 empty] | 1920 | MW | H4.AE1_WD | H4.AE1_WDProposed Station Capital Costs
2018 $ | 28.8022 | Fixed O&M, plus on-going capital cost | [11 empty] | H4.AE1_WDProposed Station Fixed Costs
|  | Wheeling ($ MWh) | [10 empty] | H4.AE1_WD2024 | H4.AE1_WDProposed Station Variable O&M Costs
2018 $ | 0.65 | Variable O&M |  | WY wind Tax
| -6.2214 | Tax Credit $/MWh | [5 empty] | First Year real levelized
2024$ | 47.8703 | Network Upgrade ($/kw-yr) |  | Aeolus_Wyoming - to - Utah S, Expansion
| 6.899% | Payment Factor
| 43.6% | Capacity Factor
Company Official Inflation Forecast Dated December 31, 2020
| 2017 | 2% |  | 2026 | 2.2% |  | 2035 | 2.3%
| 2018 | 2.4% |  | 2027 | 2.3% |  | 2036 | 2.3%
| 2019 | 1.8% |  | 2028 | 2.3% |  | 2037 | 2.3%
| 2020 | 1.2% |  | 2029 | 2.3% |  | 2038 | 2.3%
| 2021 | 1.9% |  | 2030 | 2.3% |  | 2039 | 2.3%
| 2022 | 2.2% |  | 2031 | 2.3% |  | 2040 | 2.3%
| 2023 | 2% |  | 2032 | 2.3% |  | 2041 | 2.3%
| 2024 | 2% |  | 2033 | 2.3% |  | 2042 | 2.3%
| 2025 | 2.1% |  | 2034 | 2.3% |  | 2043 | 2.4%

## Table 3 ID Wind_2030 (hidden)
Table 3
2019 IRP Idaho Wind Resource
37% Capacity Factor
Year | Estimated Capital Cost | Fixed Capital Cost at Real Levelized Rate | Fixed O&M | Network Upgrade | Fixed Costs | Variable O&M | Total Resource Cost | Total Resource Costs | Total Fixed Cost
| $/kW | $/kW-yr | $/kW-yr | $/kW-yr | $/MWh | $/MWh | $/MWh | $/kW-yr | $/kW-yr
| (a) | (b) | (c) | (d) | (e) | (f) | (g) | (h) | (i)
2019 IRP Idaho Wind Resource - 37% Capacity Factor
2016
2017
2018 | [5 empty] | 0 |  |  | 0
2019 | [5 empty] | 0 |  |  | 0
2020 | [5 empty] | 0 |  |  | 0
2021 | [5 empty] | 0 |  |  | 0
2022 | [5 empty] | 0 |  |  | 0
2023 | [5 empty] | 0 |  |  | 0
2024 | [5 empty] | 0 |  |  | 0
2025 | [5 empty] | 0 |  |  | 0
2026 | [5 empty] | 0 |  |  | 0
2027 | [5 empty] | 0 |  |  | 0
2028 | [5 empty] | 0 |  |  | 0
2029 | [5 empty] | 0 |  |  | 0
2030 | 1253.0638 | 86.4489 | 37.7491 | 12.0973 | 41.9375 | 0 | 41.9375 | 136.3 | 136.2953
2031 |  | 88.44 | 38.61 | 12.38 | 42.9021 | 0 | 42.9021 | 139.43 | 139.43
2032 |  | 90.47 | 39.4902 | 12.66 | 43.8837 | 0 | 43.8837 | 142.62 | 142.6202
2033 |  | 92.55 | 40.3896 | 12.95 | 44.8897 | 0 | 44.8897 | 145.89 | 145.8896
2034 |  | 94.68 | 41.3101 | 13.25 | 45.9206 | 0 | 45.9206 | 149.24 | 149.2401
2035 |  | 96.86 | 42.2499 | 13.55 | 46.9729 | 0 | 46.9729 | 152.66 | 152.6599
2036 |  | 99.09 | 43.2195 | 13.86 | 48.0527 | 0 | 48.0527 | 156.17 | 156.1695
2037 |  | 101.37 | 44.1997 | 14.18 | 49.1544 | 0 | 49.1544 | 159.75 | 159.7497
2038 |  | 103.7 | 45.2107 | 14.51 | 50.2839 | 0 | 50.2839 | 163.42 | 163.4207
2039 |  | 106.09 | 46.25 | 14.84 | 51.4406 | 0 | 51.4406 | 167.18 | 167.18
2040 |  | 108.53 | 47.31 | 15.18 | 52.6222 | 0 | 52.6222 | 171.02 | 171.02
2041 |  | 111.03 | 48.4 | 15.53 | 53.8345 | 0 | 53.8345 | 174.96 | 174.96
2042 |  | 113.58 | 49.51 | 15.89 | 55.0714 | 0 | 55.0714 | 178.98 | 178.98
2043 |  | 116.31 | 50.7 | 16.27 | 56.3945 | 0 | 56.3945 | 183.28 | 183.28
Sources, Inputs and Assumptions
Source: | (c)(f) | Plant Costs - 2019 IRP Update - Table 6.1 & 6.2
| (a) | Plant capacity cost
| (b) | = (a) x 0.06899
| (e) | = ((b) + (c)) / (8.76 x 37.1%)
| (g) | = (e) + (f)
| (i) | Plant Costs - 2019 IRP Update - Table 6.1 & 6.2
2019 IRP Idaho Wind Resource - 37% Capacity Factor
| Wind | Cost and Input Assumptions
[11 empty] | COD | 2030
2018 $ | 1358.4351 | Plant capacity cost | [10 empty] | H_.GO2_WDProposed Station Capital Costs
2018 $ | 28.8022 | Fixed O&M, plus on-going capital cost | [7 empty] | 470 | MW | H_.GO2_WD | H_.GO2_WDProposed Station Fixed Costs | Levelized | 0
|  | Wheeling ($ MWh) | [7 empty] | 569.6 | MW | L_.GO2_WD | L_.GO2_WDProposed Station Fixed Costs
2018 $ | 0 | Variable O&M | [10 empty] | H_.GO2_WDProposed Station Variable O&M Costs
|  | Tax Credit $/MWh |  |  |  |  | First Year real levelized |  |  |  |  | H_.GO2_WD2030 | L_.GO2_WDProposed Station Variable O&M Costs
2030$ | 12.0973 | Network Upgrade ($/kw-yr) |  | Goshen - to - Utah N, Expansion
| 6.899% | Payment Factor
| 37.1% | Capacity Factor
Company Official Inflation Forecast Dated December 31, 2020
| 2017 | 2% |  | 2026 | 2.2% |  | 2035 | 2.3%
| 2018 | 2.4% |  | 2027 | 2.3% |  | 2036 | 2.3%
| 2019 | 1.8% |  | 2028 | 2.3% |  | 2037 | 2.3%
| 2020 | 1.2% |  | 2029 | 2.3% |  | 2038 | 2.3%
| 2021 | 1.9% |  | 2030 | 2.3% |  | 2039 | 2.3%
| 2022 | 2.2% |  | 2031 | 2.3% |  | 2040 | 2.3%
| 2023 | 2% |  | 2032 | 2.3% |  | 2041 | 2.3%
| 2024 | 2% |  | 2033 | 2.3% |  | 2042 | 2.3%
| 2025 | 2.1% |  | 2034 | 2.3% |  | 2043 | 2.4%

## Table 3 PV wS UTS_2024
Table 3
2019 IRP Utah South Solar with Storage
33% Capacity Factor
Year | Estimated Capital Cost | Fixed Capital Cost at Real Levelized Rate | Fixed O&M | Network Upgrade | Fixed Costs | Variable O&M | Total Resource Cost | Total Resource Costs | Total Fixed Cost
| $/kW | $/kW-yr | $/kW-yr | $/kW-yr | $/MWh | $/MWh | $/MWh | $/kW-yr | $/kW-yr
| (a) | (b) | (c) | (d) | (e) | (f) | (g) | (h) | (i)
2019 IRP Utah South Solar with Storage - 33% Capacity Factor
2016
2017
2018 |  |  | 24.5706 |  |  | 0 |  |  | 24.5706
2019 |  |  | 25.01 |  |  | 0 |  |  | 25.01
2020 |  |  | 25.31 |  |  | 0 |  |  | 25.31
2021 |  |  | 25.79 |  |  | 0 |  |  | 25.79
2022 |  |  | 26.36 |  |  | 0 |  |  | 26.36
2023 |  |  | 26.89 |  |  | 0 |  |  | 26.89
2024 | 1230.0217 | 62.5466 | 27.43 | 1.4974 | 32.13 | 0 | 32.13 | 91.47 | 91.474
2025 |  | 63.86 | 28.01 | 1.53 | 32.8065 | 0 | 32.8065 | 93.4 | 93.4
2026 |  | 65.26 | 28.63 | 1.56 | 33.5265 | 0 | 33.5265 | 95.45 | 95.45
2027 |  | 66.76 | 29.29 | 1.6 | 34.2993 | 0 | 34.2993 | 97.65 | 97.65
2028 |  | 68.3 | 29.96 | 1.64 | 35.0896 | 0 | 35.0896 | 99.9 | 99.9
2029 |  | 69.87 | 30.65 | 1.68 | 35.8974 | 0 | 35.8974 | 102.2 | 102.2
2030 |  | 71.48 | 31.35 | 1.72 | 36.7229 | 0 | 36.7229 | 104.55 | 104.55
2031 |  | 73.12 | 32.07 | 1.76 | 37.5659 | 0 | 37.5659 | 106.95 | 106.95
2032 |  | 74.8 | 32.81 | 1.8 | 38.4299 | 0 | 38.4299 | 109.41 | 109.41
2033 |  | 76.52 | 33.56 | 1.84 | 39.3116 | 0 | 39.3116 | 111.92 | 111.92
2034 |  | 78.28 | 34.33 | 1.88 | 40.2143 | 0 | 40.2143 | 114.49 | 114.49
2035 |  | 80.08 | 35.12 | 1.92 | 41.138 | 0 | 41.138 | 117.12 | 117.12
2036 |  | 81.92 | 35.93 | 1.96 | 42.0829 | 0 | 42.0829 | 119.81 | 119.81
2037 |  | 83.8 | 36.76 | 2.01 | 43.0523 | 0 | 43.0523 | 122.57 | 122.57
2038 |  | 85.73 | 37.61 | 2.06 | 44.0464 | 0 | 44.0464 | 125.4 | 125.4
2039 |  | 87.7 | 38.48 | 2.11 | 45.0615 | 0 | 45.0615 | 128.29 | 128.29
2040 |  | 89.72 | 39.37 | 2.16 | 46.1012 | 0 | 46.1012 | 131.25 | 131.25
2041 |  | 91.78 | 40.28 | 2.21 | 47.1619 | 0 | 47.1619 | 134.27 | 134.27
2042 |  | 93.89 | 41.21 | 2.26 | 48.2473 | 0 | 48.2473 | 137.36 | 137.36
2043 |  | 96.14 | 42.2 | 2.31 | 49.4029 | 0 | 49.4029 | 140.65 | 140.65
Sources, Inputs and Assumptions
Source: | (c)(f) | Plant Costs - 2019 IRP Update - Table 6.1 & 6.2
| (a) | Plant capacity cost
| (b) | = (a) x 0.05085
| (d) | = ((b) + (c)) / (8.76 x 32.5%)
| (g) | = (e) + (f)
| (h) | Plant Costs - 2019 IRP Update - Table 6.1 & 6.2
2019 IRP Utah South Solar with Storage - 33% Capacity Factor
| Wind | Cost and Input Assumptions
[11 empty] | COD | 2024
2018 $ | 1611.5125 | Plant capacity cost | [7 empty] | 230.8 | MW | L1.US1_PVS | L1.US1_PV | L1.US1_PVSProposed Station Capital Costs
2018 $ | 24.5706 | Fixed O&M, plus on-going capital cost | [11 empty] | L1.US1_PVSProposed Station Fixed Costs
|  | Wheeling ($ MWh) | [9 empty] | L1.US1_PVS2024 |  | L1.US1_PVSProposed Station Variable O&M Costs
2018 $ | 0 | Variable O&M | [9 empty] | Photovoltaic (Utility) 30% ITC
|  | Tax Credit $/MWh |  |  |  |  | First Year real levelized
2023$ | 1.468 | Network Upgrade ($/kw-yr) |  | Utah S, Transmission Integration 2023
| 5.085% | Payment Factor | includes 30% ITC
| 32.5% | Capacity Factor
Company Official Inflation Forecast Dated December 31, 2020
| 2017 | 2% |  | 2026 | 2.2% |  | 2035 | 2.3%
| 2018 | 2.4% |  | 2027 | 2.3% |  | 2036 | 2.3%
| 2019 | 1.8% |  | 2028 | 2.3% |  | 2037 | 2.3%
| 2020 | 1.2% |  | 2029 | 2.3% |  | 2038 | 2.3%
| 2021 | 1.9% |  | 2030 | 2.3% |  | 2039 | 2.3%
| 2022 | 2.2% |  | 2031 | 2.3% |  | 2040 | 2.3%
| 2023 | 2% |  | 2032 | 2.3% |  | 2041 | 2.3%
| 2024 | 2% |  | 2033 | 2.3% |  | 2042 | 2.3%
| 2025 | 2.1% |  | 2034 | 2.3% |  | 2043 | 2.4%

## Table 3 PV wS UTS_2030 (hidden)
Table 3
2019 IRP Utah South Solar with Storage
33% Capacity Factor
Year | Estimated Capital Cost | Fixed Capital Cost at Real Levelized Rate | Fixed O&M | Network Upgrade | Fixed Costs | Variable O&M | Total Resource Cost | Total Resource Costs | Total Fixed Cost
| $/kW | $/kW-yr | $/kW-yr | $/kW-yr | $/MWh | $/MWh | $/MWh | $/kW-yr | $/kW-yr
| (a) | (b) | (c) | (d) | (e) | (f) | (g) | (h) | (i)
2019 IRP Utah South Solar with Storage - 33% Capacity Factor
2018 |  |  | 24.5706 |  |  | 0 |  |  | 24.5706
2019 |  |  | 25.01 |  |  | 0 |  |  | 25.01
2020 |  |  | 25.31 |  |  | 0 |  |  | 25.31
2021 |  |  | 25.79 |  |  | 0 |  |  | 25.79
2022 |  |  | 26.36 |  |  | 0 |  |  | 26.36
2023 |  |  | 26.89 |  |  | 0 |  |  | 26.89
2024 |  |  | 27.43 |  |  | 0 |  |  | 27.43
2025 |  |  | 28.01 |  |  | 0 |  |  | 28.01
2026 |  |  | 28.63 |  |  | 0 |  |  | 28.63
2027 |  |  | 29.29 |  |  | 0 |  |  | 29.29
2028 |  |  | 29.96 |  |  | 0 |  |  | 29.96
2029 |  |  | 30.65 |  |  | 0 |  |  | 30.65
2030 | 1208.8 | 81.594 | 31.35 | 21.5773 | 47.2502 | 0 | 47.2502 | 134.52 | 134.5213
2031 |  | 83.47 | 32.07 | 22.07 | 48.3351 | 0 | 48.3351 | 137.61 | 137.61
2032 |  | 85.39 | 32.81 | 22.58 | 49.4485 | 0 | 49.4485 | 140.78 | 140.78
2033 |  | 87.35 | 33.56 | 23.1 | 50.5831 | 0 | 50.5831 | 144.01 | 144.01
2034 |  | 89.36 | 34.33 | 23.63 | 51.7457 | 0 | 51.7457 | 147.32 | 147.32
2035 |  | 91.42 | 35.12 | 24.17 | 52.9364 | 0 | 52.9364 | 150.71 | 150.71
2036 |  | 93.52 | 35.93 | 24.73 | 54.1553 | 0 | 54.1553 | 154.18 | 154.18
2037 |  | 95.67 | 36.76 | 25.3 | 55.4022 | 0 | 55.4022 | 157.73 | 157.73
2038 |  | 97.87 | 37.61 | 25.88 | 56.6772 | 0 | 56.6772 | 161.36 | 161.36
2039 |  | 100.12 | 38.48 | 26.48 | 57.9838 | 0 | 57.9838 | 165.08 | 165.08
2040 |  | 102.42 | 39.37 | 27.09 | 59.3186 | 0 | 59.3186 | 168.88 | 168.88
2041 |  | 104.78 | 40.28 | 27.71 | 60.6849 | 0 | 60.6849 | 172.77 | 172.77
2042 |  | 107.19 | 41.21 | 28.35 | 62.0829 | 0 | 62.0829 | 176.75 | 176.75
2043 |  | 109.76 | 42.2 | 29.03 | 63.5722 | 0 | 63.5722 | 180.99 | 180.99
Sources, Inputs and Assumptions
Source: | (c)(f) | Plant Costs - 2019 IRP Update - Table 6.1 & 6.2
| (a) | Plant capacity cost
| (b) | = (a) x 0.0675
| (e) | = ((b) + (c)) / (8.76 x 32.5%)
| (g) | = (e) + (f)
| (i) | Plant Costs - 2019 IRP Update - Table 6.1 & 6.2
2019 IRP Utah South Solar with Storage - 33% Capacity Factor
| Wind | Cost and Input Assumptions
[11 empty] | COD | 2030
2018 $ | 1611.5125 | Plant capacity cost | [7 empty] | 500 | MW | L_.US4_PVS | H_.US4_PVS | L_.US4_PVSProposed Station Capital Costs
2018 $ | 24.5706 | Fixed O&M, plus on-going capital cost | [11 empty] | L_.US4_PVSProposed Station Fixed Costs
|  | Wheeling ($ MWh) | [9 empty] | L_.US4_PVS2030 |  | L_.US4_PVSProposed Station Variable O&M Costs
2018 $ | 0 | Variable O&M | [9 empty] | Photovoltaic (Utility) 30% ITC
|  | Tax Credit $/MWh |  |  |  |  | First Year real levelized
2030$ | 21.5773 | Network Upgrade ($/kw-yr) |  | Utah S, Transmission Integration 2030
| 6.75% | Payment Factor | includes 30% ITC
| 32.5% | Capacity Factor
Company Official Inflation Forecast Dated December 31, 2020
| 2017 | 2% |  | 2026 | 2.2% |  | 2035 | 2.3%
| 2018 | 2.4% |  | 2027 | 2.3% |  | 2036 | 2.3%
| 2019 | 1.8% |  | 2028 | 2.3% |  | 2037 | 2.3%
| 2020 | 1.2% |  | 2029 | 2.3% |  | 2038 | 2.3%
| 2021 | 1.9% |  | 2030 | 2.3% |  | 2039 | 2.3%
| 2022 | 2.2% |  | 2031 | 2.3% |  | 2040 | 2.3%
| 2023 | 2% |  | 2032 | 2.3% |  | 2041 | 2.3%
| 2024 | 2% |  | 2033 | 2.3% |  | 2042 | 2.3%
| 2025 | 2.1% |  | 2034 | 2.3% |  | 2043 | 2.4%

## Table 3 PV wS JB_2024 (hidden)
Table 3
2019 IRP Jim Bridger Solar with Storage
30% Capacity Factor
Year | Estimated Capital Cost | Fixed Capital Cost at Real Levelized Rate | Fixed O&M | Network Upgrade | Fixed Costs | Variable O&M | Total Resource Cost | Total Resource Costs | Total Fixed Cost
| $/kW | $/kW-yr | $/kW-yr | $/kW-yr | $/MWh | $/MWh | $/MWh | $/kW-yr | $/kW-yr
| (a) | (b) | (c) | (d) | (e) | (f) | (g) | (h) | (i)
2019 IRP Jim Bridger Solar with Storage - 30% Capacity Factor
2016
2017
2018 |  |  | 24.5706 |  |  | 0 |  |  | 24.5706
2019 |  |  | 25.01 |  |  | 0 |  |  | 25.01
2020 |  |  | 25.31 |  |  | 0 |  |  | 25.31
2021 |  |  | 25.79 |  |  | 0 |  |  | 25.79
2022 |  |  | 26.36 |  |  | 0 |  |  | 26.36
2023 |  |  | 26.89 |  |  | 0 |  |  | 26.89
2024 | 1227.9633 | 62.4419 | 27.43 | 0 | 34.0842 | 0 | 34.0842 | 89.87 | 89.8719
2025 |  | 63.75 | 28.01 | 0 | 34.8003 | 0 | 34.8003 | 91.76 | 91.76
2026 |  | 65.15 | 28.63 | 0 | 35.5664 | 0 | 35.5664 | 93.78 | 93.78
2027 |  | 66.65 | 29.29 | 0 | 36.3856 | 0 | 36.3856 | 95.94 | 95.94
2028 |  | 68.18 | 29.96 | 0 | 37.2199 | 0 | 37.2199 | 98.14 | 98.14
2029 |  | 69.75 | 30.65 | 0 | 38.077 | 0 | 38.077 | 100.4 | 100.4
2030 |  | 71.35 | 31.35 | 0 | 38.9493 | 0 | 38.9493 | 102.7 | 102.7
2031 |  | 72.99 | 32.07 | 0 | 39.8444 | 0 | 39.8444 | 105.06 | 105.06
2032 |  | 74.67 | 32.81 | 0 | 40.7621 | 0 | 40.7621 | 107.48 | 107.48
2033 |  | 76.39 | 33.56 | 0 | 41.6989 | 0 | 41.6989 | 109.95 | 109.95
2034 |  | 78.15 | 34.33 | 0 | 42.6584 | 0 | 42.6584 | 112.48 | 112.48
2035 |  | 79.95 | 35.12 | 0 | 43.6407 | 0 | 43.6407 | 115.07 | 115.07
2036 |  | 81.79 | 35.93 | 0 | 44.6457 | 0 | 44.6457 | 117.72 | 117.72
2037 |  | 83.67 | 36.76 | 0 | 45.6735 | 0 | 45.6735 | 120.43 | 120.43
2038 |  | 85.59 | 37.61 | 0 | 46.724 | 0 | 46.724 | 123.2 | 123.2
2039 |  | 87.56 | 38.48 | 0 | 47.8011 | 0 | 47.8011 | 126.04 | 126.04
2040 |  | 89.57 | 39.37 | 0 | 48.9009 | 0 | 48.9009 | 128.94 | 128.94
2041 |  | 91.63 | 40.28 | 0 | 50.0273 | 0 | 50.0273 | 131.91 | 131.91
2042 |  | 93.74 | 41.21 | 0 | 51.1802 | 0 | 51.1802 | 134.95 | 134.95
2043 |  | 95.99 | 42.2 | 0 | 52.409 | 0 | 52.409 | 138.19 | 138.19
Sources, Inputs and Assumptions
Source: | (c)(f) | Plant Costs - 2019 IRP Update - Table 6.1 & 6.2
| (a) | Plant capacity cost
| (b) | = (a) x 0.05085
| (e) | = ((b) + (c)) / (8.76 x 30.1%)
| (g) | = (e) + (f)
| (i) | Plant Costs - 2019 IRP Update - Table 6.1 & 6.2
2019 IRP Jim Bridger Solar with Storage - 30% Capacity Factor
| Wind | Cost and Input Assumptions
[11 empty] | COD | 2024
2018 $ | 1608.8222 | Plant capacity cost | [7 empty] | 354 | MW | L1.JBB_PVS | L1.US1_PV | L1.JBB_PVSProposed Station Capital Costs
2018 $ | 24.5706 | Fixed O&M, plus on-going capital cost | [11 empty] | L1.JBB_PVSProposed Station Fixed Costs
|  | Wheeling ($ MWh) | [9 empty] | L1.JBB_PVS2024 |  | L1.JBB_PVSProposed Station Variable O&M Costs
2018 $ | 0 | Variable O&M | [9 empty] | Photovoltaic (Utility) 30% ITC
|  | Tax Credit $/MWh |  |  |  |  | First Year real levelized
2024$ | 0 | Network Upgrade ($/kw-yr) |  | Bridger - to - Bridger West, Recovered Transmission 2024
| 5.085% | Payment Factor | includes 30% ITC
| 30.1% | Capacity Factor
Company Official Inflation Forecast Dated December 31, 2020
| 2017 | 2% |  | 2026 | 2.2% |  | 2035 | 2.3%
| 2018 | 2.4% |  | 2027 | 2.3% |  | 2036 | 2.3%
| 2019 | 1.8% |  | 2028 | 2.3% |  | 2037 | 2.3%
| 2020 | 1.2% |  | 2029 | 2.3% |  | 2038 | 2.3%
| 2021 | 1.9% |  | 2030 | 2.3% |  | 2039 | 2.3%
| 2022 | 2.2% |  | 2031 | 2.3% |  | 2040 | 2.3%
| 2023 | 2% |  | 2032 | 2.3% |  | 2041 | 2.3%
| 2024 | 2% |  | 2033 | 2.3% |  | 2042 | 2.3%
| 2025 | 2.1% |  | 2034 | 2.3% |  | 2043 | 2.4%

## Table 3 PV wS JB_2029 (hidden)
Table 3
2019 IRP Jim Bridger Solar with Storage
30% Capacity Factor
Year | Estimated Capital Cost | Fixed Capital Cost at Real Levelized Rate | Fixed O&M | Network Upgrade | Fixed Costs | Variable O&M | Total Resource Cost | Total Resource Costs | Total Fixed Cost
| $/kW | $/kW-yr | $/kW-yr | $/kW-yr | $/MWh | $/MWh | $/MWh | $/kW-yr | $/kW-yr
| (a) | (b) | (c) | (d) | (e) | (f) | (g) | (h) | (i)
2019 IRP Jim Bridger Solar with Storage - 30% Capacity Factor
2016
2017
2018 |  |  | 24.5706 |  |  | 0 |  |  | 24.5706
2019 |  |  | 25.01 |  |  | 0 |  |  | 25.01
2020 |  |  | 25.31 |  |  | 0 |  |  | 25.31
2021 |  |  | 25.79 |  |  | 0 |  |  | 25.79
2022 |  |  | 26.36 |  |  | 0 |  |  | 26.36
2023 |  |  | 26.89 |  |  | 0 |  |  | 26.89
2024 |  |  | 27.43 |  |  | 0 |  |  | 27.43
2025 |  |  | 28.01 |  |  | 0 |  |  | 28.01
2026 |  |  | 28.63 |  |  | 0 |  |  | 28.63
2027 |  |  | 29.29 |  |  | 0 |  |  | 29.29
2028 |  |  | 29.96 |  |  | 0 |  |  | 29.96
2029 | 1210.0083 | 61.5289 | 30.65 | 0 | 34.9592 | 0 | 34.9592 | 92.18 | 92.1789
2030 |  | 62.94 | 31.35 | 0 | 35.7598 | 0 | 35.7598 | 94.29 | 94.29
2031 |  | 64.39 | 32.07 | 0 | 36.5828 | 0 | 36.5828 | 96.46 | 96.46
2032 |  | 65.87 | 32.81 | 0 | 37.4247 | 0 | 37.4247 | 98.68 | 98.68
2033 |  | 67.39 | 33.56 | 0 | 38.2856 | 0 | 38.2856 | 100.95 | 100.95
2034 |  | 68.94 | 34.33 | 0 | 39.1655 | 0 | 39.1655 | 103.27 | 103.27
2035 |  | 70.53 | 35.12 | 0 | 40.0681 | 0 | 40.0681 | 105.65 | 105.65
2036 |  | 72.15 | 35.93 | 0 | 40.9897 | 0 | 40.9897 | 108.08 | 108.08
2037 |  | 73.81 | 36.76 | 0 | 41.934 | 0 | 41.934 | 110.57 | 110.57
2038 |  | 75.51 | 37.61 | 0 | 42.9011 | 0 | 42.9011 | 113.12 | 113.12
2039 |  | 77.25 | 38.48 | 0 | 43.891 | 0 | 43.891 | 115.73 | 115.73
2040 |  | 79.03 | 39.37 | 0 | 44.9036 | 0 | 44.9036 | 118.4 | 118.4
2041 |  | 80.85 | 40.28 | 0 | 45.939 | 0 | 45.939 | 121.13 | 121.13
2042 |  | 82.71 | 41.21 | 0 | 46.9971 | 0 | 46.9971 | 123.92 | 123.92
2043 |  | 84.7 | 42.2 | 0 | 48.1272 | 0 | 48.1272 | 126.9 | 126.9
Sources, Inputs and Assumptions
Source: | (c)(f) | Plant Costs - 2019 IRP Update - Table 6.1 & 6.2
| (a) | Plant capacity cost
| (b) | = (a) x 0.05085
| (e) | = ((b) + (c)) / (8.76 x 30.1%)
| (g) | = (e) + (f)
| (i) | Plant Costs - 2019 IRP Update - Table 6.1 & 6.2
2019 IRP Jim Bridger Solar with Storage - 30% Capacity Factor
| Wind | Cost and Input Assumptions
[11 empty] | COD | 2029
2018 $ | 1608.8222 | Plant capacity cost | [7 empty] | 359.4 | MW | L_.JBB_PVS | L1.US1_PV | L_.JBB_PVSProposed Station Capital Costs
2018 $ | 24.5706 | Fixed O&M, plus on-going capital cost | [11 empty] | L_.JBB_PVSProposed Station Fixed Costs
|  | Wheeling ($ MWh) | [9 empty] | L_.JBB_PVS2029 |  | L_.JBB_PVSProposed Station Variable O&M Costs
2018 $ | 0 | Variable O&M | [9 empty] | Photovoltaic (Utility) 30% ITC
|  | Tax Credit $/MWh |  |  |  |  | First Year real levelized
2029$ | 0 | Network Upgrade ($/kw-yr) |  | Bridger - to - Bridger West, Recovered Transmission 2029
| 5.085% | Payment Factor | includes 30% ITC
| 30.1% | Capacity Factor
Company Official Inflation Forecast Dated December 31, 2020
| 2017 | 2% |  | 2026 | 2.2% |  | 2035 | 2.3%
| 2018 | 2.4% |  | 2027 | 2.3% |  | 2036 | 2.3%
| 2019 | 1.8% |  | 2028 | 2.3% |  | 2037 | 2.3%
| 2020 | 1.2% |  | 2029 | 2.3% |  | 2038 | 2.3%
| 2021 | 1.9% |  | 2030 | 2.3% |  | 2039 | 2.3%
| 2022 | 2.2% |  | 2031 | 2.3% |  | 2040 | 2.3%
| 2023 | 2% |  | 2032 | 2.3% |  | 2041 | 2.3%
| 2024 | 2% |  | 2033 | 2.3% |  | 2042 | 2.3%
| 2025 | 2.1% |  | 2034 | 2.3% |  | 2043 | 2.4%

## Table 3 PV wS SO_2024 (hidden)
Table 3
2019 IRP Southen Oregon Solar with Storage
30% Capacity Factor
Year | Estimated Capital Cost | Fixed Capital Cost at Real Levelized Rate | Fixed O&M | Network Upgrade | Fixed Costs | Variable O&M | Total Resource Cost | Total Resource Costs | Total Fixed Cost
| $/kW | $/kW-yr | $/kW-yr | $/kW-yr | $/MWh | $/MWh | $/MWh | $/kW-yr | $/kW-yr
| (a) | (b) | (c) | (d) | (e) | (f) | (g) | (h) | (i)
2019 IRP Southen Oregon Solar with Storage - 30% Capacity Factor
2016
2017
2018 |  |  | 24.5706 |  |  | 0 |  |  | 24.5706
2019 |  |  | 25.01 |  |  | 0 |  |  | 25.01
2020 |  |  | 25.31 |  |  | 0 |  |  | 25.31
2021 |  |  | 25.79 |  |  | 0 |  |  | 25.79
2022 |  |  | 26.36 |  |  | 0 |  |  | 26.36
2023 |  |  | 26.89 |  |  | 0 |  |  | 26.89
2024 | 1296.5513 | 65.9296 | 27.43 | 0 | 35.8838 | 0 | 35.8838 | 93.36 | 93.3596
2025 |  | 67.31 | 28.01 | 0 | 36.6373 | 0 | 36.6373 | 95.32 | 95.32
2026 |  | 68.79 | 28.63 | 0 | 37.4445 | 0 | 37.4445 | 97.42 | 97.42
2027 |  | 70.37 | 29.29 | 0 | 38.3054 | 0 | 38.3054 | 99.66 | 99.66
2028 |  | 71.99 | 29.96 | 0 | 39.1856 | 0 | 39.1856 | 101.95 | 101.95
2029 |  | 73.65 | 30.65 | 0 | 40.0889 | 0 | 40.0889 | 104.3 | 104.3
2030 |  | 75.34 | 31.35 | 0 | 41.0075 | 0 | 41.0075 | 106.69 | 106.69
2031 |  | 77.07 | 32.07 | 0 | 41.9492 | 0 | 41.9492 | 109.14 | 109.14
2032 |  | 78.84 | 32.81 | 0 | 42.9139 | 0 | 42.9139 | 111.65 | 111.65
2033 |  | 80.65 | 33.56 | 0 | 43.8979 | 0 | 43.8979 | 114.21 | 114.21
2034 |  | 82.5 | 34.33 | 0 | 44.9049 | 0 | 44.9049 | 116.83 | 116.83
2035 |  | 84.4 | 35.12 | 0 | 45.9388 | 0 | 45.9388 | 119.52 | 119.52
2036 |  | 86.34 | 35.93 | 0 | 46.9958 | 0 | 46.9958 | 122.27 | 122.27
2037 |  | 88.33 | 36.76 | 0 | 48.0797 | 0 | 48.0797 | 125.09 | 125.09
2038 |  | 90.36 | 37.61 | 0 | 49.1867 | 0 | 49.1867 | 127.97 | 127.97
2039 |  | 92.44 | 38.48 | 0 | 50.3206 | 0 | 50.3206 | 130.92 | 130.92
2040 |  | 94.57 | 39.37 | 0 | 51.4813 | 0 | 51.4813 | 133.94 | 133.94
2041 |  | 96.75 | 40.28 | 0 | 52.669 | 0 | 52.669 | 137.03 | 137.03
2042 |  | 98.98 | 41.21 | 0 | 53.8836 | 0 | 53.8836 | 140.19 | 140.19
2043 |  | 101.36 | 42.2 | 0 | 55.1789 | 0 | 55.1789 | 143.56 | 143.56
Sources, Inputs and Assumptions
Source: | (c)(f) | Plant Costs - 2019 IRP Update - Table 6.1 & 6.2
| (a) | Plant capacity cost
| (b) | = (a) x 0.05085
| (e) | = ((b) + (c)) / (8.76 x 29.7%)
| (g) | = (e) + (f)
| (i) | Plant Costs - 2019 IRP Update - Table 6.1 & 6.2
2019 IRP Southen Oregon Solar with Storage - 30% Capacity Factor
| Wind | Cost and Input Assumptions
[11 empty] | COD | 2024
2018 $ | 1698.6767 | Plant capacity cost | [7 empty] | 442.2 | MW | H1.SO1_PVS | L1.US1_PV | H1.SO1_PVSProposed Station Capital Costs
2018 $ | 24.5706 | Fixed O&M, plus on-going capital cost | [7 empty] | 57.8 | MW | L1.SO1_PVS |  | H1.SO1_PVSProposed Station Fixed Costs
|  | Wheeling ($ MWh) | [9 empty] | H1.SO1_PVS2024 |  | H1.SO1_PVSProposed Station Variable O&M Costs
2018 $ | 0 | Variable O&M | [9 empty] | Photovoltaic (Utility) 30% ITC
|  | Tax Credit $/MWh |  |  |  |  | First Year real levelized
- | 0 | Network Upgrade ($/kw-yr) |  | n/a
| 5.085% | Payment Factor | includes 30% ITC
| 29.7% | Capacity Factor
Company Official Inflation Forecast Dated December 31, 2020
| 2017 | 2% |  | 2026 | 2.2% |  | 2035 | 2.3%
| 2018 | 2.4% |  | 2027 | 2.3% |  | 2036 | 2.3%
| 2019 | 1.8% |  | 2028 | 2.3% |  | 2037 | 2.3%
| 2020 | 1.2% |  | 2029 | 2.3% |  | 2038 | 2.3%
| 2021 | 1.9% |  | 2030 | 2.3% |  | 2039 | 2.3%
| 2022 | 2.2% |  | 2031 | 2.3% |  | 2040 | 2.3%
| 2023 | 2% |  | 2032 | 2.3% |  | 2041 | 2.3%
| 2024 | 2% |  | 2033 | 2.3% |  | 2042 | 2.3%
| 2025 | 2.1% |  | 2034 | 2.3% |  | 2043 | 2.4%

## Table 3 PV wS YK_2024 (hidden)
Table 3
2019 IRP Southen Oregon Solar with Storage
26% Capacity Factor
Year | Estimated Capital Cost | Fixed Capital Cost at Real Levelized Rate | Fixed O&M | Network Upgrade | Fixed Costs | Variable O&M | Total Resource Cost | Total Resource Costs | Total Fixed Cost
| $/kW | $/kW-yr | $/kW-yr | $/kW-yr | $/MWh | $/MWh | $/MWh | $/kW-yr | $/kW-yr
| (a) | (b) | (c) | (d) | (e) | (f) | (g) | (h) | (i)
2019 IRP Southen Oregon Solar with Storage - 26% Capacity Factor
2016
2017
2018 |  |  | 24.5706 |  |  | 0 |  |  | 24.5706
2019 |  |  | 25.01 |  |  | 0 |  |  | 25.01
2020 |  |  | 25.31 |  |  | 0 |  |  | 25.31
2021 |  |  | 25.79 |  |  | 0 |  |  | 25.79
2022 |  |  | 26.36 |  |  | 0 |  |  | 26.36
2023 |  |  | 26.89 |  |  | 0 |  |  | 26.89
2024 | 1295.086 | 65.8551 | 27.43 | 0.39132 | 41.1295 | 0 | 41.1295 | 93.68 | 93.6764
2025 |  | 67.24 | 28.01 | 0.4 | 41.996 | 0 | 41.996 | 95.65 | 95.65
2026 |  | 68.72 | 28.63 | 0.41 | 42.9224 | 0 | 42.9224 | 97.76 | 97.76
2027 |  | 70.3 | 29.29 | 0.42 | 43.9103 | 0 | 43.9103 | 100.01 | 100.01
2028 |  | 71.92 | 29.96 | 0.43 | 44.9201 | 0 | 44.9201 | 102.31 | 102.31
2029 |  | 73.57 | 30.65 | 0.44 | 45.9519 | 0 | 45.9519 | 104.66 | 104.66
2030 |  | 75.26 | 31.35 | 0.45 | 47.0056 | 0 | 47.0056 | 107.06 | 107.06
2031 |  | 76.99 | 32.07 | 0.46 | 48.0857 | 0 | 48.0857 | 109.52 | 109.52
2032 |  | 78.76 | 32.81 | 0.47 | 49.1921 | 0 | 49.1921 | 112.04 | 112.04
2033 |  | 80.57 | 33.56 | 0.48 | 50.3205 | 0 | 50.3205 | 114.61 | 114.61
2034 |  | 82.42 | 34.33 | 0.49 | 51.4752 | 0 | 51.4752 | 117.24 | 117.24
2035 |  | 84.32 | 35.12 | 0.5 | 52.6607 | 0 | 52.6607 | 119.94 | 119.94
2036 |  | 86.26 | 35.93 | 0.51 | 53.8725 | 0 | 53.8725 | 122.7 | 122.7
2037 |  | 88.24 | 36.76 | 0.52 | 55.1106 | 0 | 55.1106 | 125.52 | 125.52
2038 |  | 90.27 | 37.61 | 0.53 | 56.3795 | 0 | 56.3795 | 128.41 | 128.41
2039 |  | 92.35 | 38.48 | 0.54 | 57.6791 | 0 | 57.6791 | 131.37 | 131.37
2040 |  | 94.47 | 39.37 | 0.55 | 59.0051 | 0 | 59.0051 | 134.39 | 134.39
2041 |  | 96.64 | 40.28 | 0.56 | 60.3618 | 0 | 60.3618 | 137.48 | 137.48
2042 |  | 98.86 | 41.21 | 0.57 | 61.7492 | 0 | 61.7492 | 140.64 | 140.64
2043 |  | 101.23 | 42.2 | 0.58 | 63.2288 | 0 | 63.2288 | 144.01 | 144.01
Sources, Inputs and Assumptions
Source: | (c)(f) | Plant Costs - 2019 IRP Update - Table 6.1 & 6.2
| (a) | Plant capacity cost
| (b) | = (a) x 0.05085
| (e) | = ((b) + (c)) / (8.76 x 26.0%)
| (g) | = (e) + (f)
| (i) | Plant Costs - 2019 IRP Update - Table 6.1 & 6.2
2019 IRP Southen Oregon Solar with Storage - 26% Capacity Factor
| Wind | Cost and Input Assumptions
[11 empty] | COD | 2024
2018 $ | 1696.7442 | Plant capacity cost | [7 empty] | 395.2 | MW | L1.YK1_PVS | L1.US1_PV | L1.YK1_PVSProposed Station Capital Costs
2018 $ | 24.5706 | Fixed O&M, plus on-going capital cost | [8 empty] | MW |  |  | L1.YK1_PVSProposed Station Fixed Costs
|  | Wheeling ($ MWh) | [9 empty] | L1.YK1_PVS2024 |  | L1.YK1_PVSProposed Station Variable O&M Costs
2018 $ | 0 | Variable O&M | [9 empty] | Photovoltaic (Utility) 30% ITC
|  | Tax Credit $/MWh |  |  |  |  | First Year real levelized
2024$ | 0.39132 | Network Upgrade ($/kw-yr) |  | Yakima, Transmission Integration
| 5.085% | Payment Factor | includes 30% ITC
| 26% | Capacity Factor
Company Official Inflation Forecast Dated December 31, 2020
| 2017 | 2% |  | 2026 | 2.2% |  | 2035 | 2.3%
| 2018 | 2.4% |  | 2027 | 2.3% |  | 2036 | 2.3%
| 2019 | 1.8% |  | 2028 | 2.3% |  | 2037 | 2.3%
| 2020 | 1.2% |  | 2029 | 2.3% |  | 2038 | 2.3%
| 2021 | 1.9% |  | 2030 | 2.3% |  | 2039 | 2.3%
| 2022 | 2.2% |  | 2031 | 2.3% |  | 2040 | 2.3%
| 2023 | 2% |  | 2032 | 2.3% |  | 2041 | 2.3%
| 2024 | 2% |  | 2033 | 2.3% |  | 2042 | 2.3%
| 2025 | 2.1% |  | 2034 | 2.3% |  | 2043 | 2.4%

## Table 3 PV wS UTN_2024 (hidden)
Table 3
2019 IRP Utah North Solar with Storage
30% Capacity Factor
Year | Estimated Capital Cost | Fixed Capital Cost at Real Levelized Rate | Fixed O&M | Network Upgrade | Fixed Costs | Variable O&M | Total Resource Cost | Total Resource Costs | Total Fixed Cost
| $/kW | $/kW-yr | $/kW-yr | $/kW-yr | $/MWh | $/MWh | $/MWh | $/kW-yr | $/kW-yr
| (a) | (b) | (c) | (d) | (e) | (f) | (g) | (h) | (i)
2019 IRP Utah North Solar with Storage - 30% Capacity Factor
2016
2017
2018 |  |  | 24.5706 |  |  | 0 |  |  | 24.5706
2019 |  |  | 25.01 |  |  | 0 |  |  | 25.01
2020 |  |  | 25.31 |  |  | 0 |  |  | 25.31
2021 |  |  | 25.79 |  |  | 0 |  |  | 25.79
2022 |  |  | 26.36 |  |  | 0 |  |  | 26.36
2023 |  |  | 26.89 |  |  | 0 |  |  | 26.89
2024 | 1230.0205 | 62.5465 | 27.43 | 2.5818 | 35.1031 | 0 | 35.1031 | 92.56 | 92.5584
2025 |  | 63.86 | 28.01 | 2.64 | 35.8432 | 0 | 35.8432 | 94.51 | 94.51
2026 |  | 65.26 | 28.63 | 2.7 | 36.6321 | 0 | 36.6321 | 96.59 | 96.59
2027 |  | 66.76 | 29.29 | 2.76 | 37.474 | 0 | 37.474 | 98.81 | 98.81
2028 |  | 68.3 | 29.96 | 2.82 | 38.3349 | 0 | 38.3349 | 101.08 | 101.08
2029 |  | 69.87 | 30.65 | 2.88 | 39.2148 | 0 | 39.2148 | 103.4 | 103.4
2030 |  | 71.48 | 31.35 | 2.95 | 40.1174 | 0 | 40.1174 | 105.78 | 105.78
2031 |  | 73.12 | 32.07 | 3.02 | 41.039 | 0 | 41.039 | 108.21 | 108.21
2032 |  | 74.8 | 32.81 | 3.09 | 41.9833 | 0 | 41.9833 | 110.7 | 110.7
2033 |  | 76.52 | 33.56 | 3.16 | 42.9466 | 0 | 42.9466 | 113.24 | 113.24
2034 |  | 78.28 | 34.33 | 3.23 | 43.9327 | 0 | 43.9327 | 115.84 | 115.84
2035 |  | 80.08 | 35.12 | 3.3 | 44.9415 | 0 | 44.9415 | 118.5 | 118.5
2036 |  | 81.92 | 35.93 | 3.38 | 45.9769 | 0 | 45.9769 | 121.23 | 121.23
2037 |  | 83.8 | 36.76 | 3.46 | 47.035 | 0 | 47.035 | 124.02 | 124.02
2038 |  | 85.73 | 37.61 | 3.54 | 48.1197 | 0 | 48.1197 | 126.88 | 126.88
2039 |  | 87.7 | 38.48 | 3.62 | 49.2271 | 0 | 49.2271 | 129.8 | 129.8
2040 |  | 89.72 | 39.37 | 3.7 | 50.361 | 0 | 50.361 | 132.79 | 132.79
2041 |  | 91.78 | 40.28 | 3.79 | 51.5216 | 0 | 51.5216 | 135.85 | 135.85
2042 |  | 93.89 | 41.21 | 3.88 | 52.7086 | 0 | 52.7086 | 138.98 | 138.98
2043 |  | 96.14 | 42.2 | 3.97 | 53.9715 | 0 | 53.9715 | 142.31 | 142.31
2044 |  | 96.14 | 42.2 | 3.97 | 53.9715 | 0 | 53.9715 | 142.31 | 142.31
2045 |  | 96.14 | 42.2 | 3.97 | 53.9715 | 0 | 53.9715 | 142.31 | 142.31
2046 |  | 96.14 | 42.2 | 3.97 | 53.9715 | 0 | 53.9715 | 142.31 | 142.31
2047 |  | 96.14 | 42.2 | 3.97 | 53.9715 | 0 | 53.9715 | 142.31 | 142.31
Sources, Inputs and Assumptions
Source: | (c)(f) | Plant Costs - 2019 IRP Update - Table 6.1 & 6.2
| (a) | Plant capacity cost
| (b) | = (a) x 0.05085
| (e) | = ((b) + (c)) / (8.76 x 30.1%)
| (g) | = (e) + (f)
| (i) | Plant Costs - 2019 IRP Update - Table 6.1 & 6.2
2019 IRP Utah North Solar with Storage - 30% Capacity Factor
| Wind | Cost and Input Assumptions
[11 empty] | COD | 2024
2018 $ | 1608.8222 | Plant capacity cost | [7 empty] | 342.2 | MW | L1.UN1_PVS | L1.US1_PV | L1.UN1_PVSProposed Station Capital Costs
2018 $ | 24.5706 | Fixed O&M, plus on-going capital cost | [11 empty] | L1.UN1_PVSProposed Station Fixed Costs
|  | Wheeling ($ MWh) | [9 empty] | L1.UN1_PVS2024 |  | L1.UN1_PVSProposed Station Variable O&M Costs
2018 $ | 0 | Variable O&M | [9 empty] | Photovoltaic (Utility) 30% ITC
|  | Tax Credit $/MWh |  |  |  |  | First Year real levelized
2024$ | 2.5818 | Network Upgrade ($/kw-yr) |  | Utah N, Transmission Integration
| 5.085% | Payment Factor | includes 30% ITC
| 30.1% | Capacity Factor
Company Official Inflation Forecast Dated December 31, 2020
| 2017 | 2% |  | 2026 | 2.2% |  | 2035 | 2.3%
| 2018 | 2.4% |  | 2027 | 2.3% |  | 2036 | 2.3%
| 2019 | 1.8% |  | 2028 | 2.3% |  | 2037 | 2.3%
| 2020 | 1.2% |  | 2029 | 2.3% |  | 2038 | 2.3%
| 2021 | 1.9% |  | 2030 | 2.3% |  | 2039 | 2.3%
| 2022 | 2.2% |  | 2031 | 2.3% |  | 2040 | 2.3%
| 2023 | 2% |  | 2032 | 2.3% |  | 2041 | 2.3%
| 2024 | 2% |  | 2033 | 2.3% |  | 2042 | 2.3%
| 2025 | 2.1% |  | 2034 | 2.3% |  | 2043 | 2.4%
[7 empty] | 2044 | 2.4%
[7 empty] | 2045 | 2.4%
[7 empty] | 2046 | 2.4%
[7 empty] | 2047 | 2.4%

## Table 3 185 MW (NTN) 2026) (hidden)
Appendix B
Table 3
2019 IRP SCCT Resource Costs
Naughton - 185 MW - SCCT Frame "F" x1 - East Side Resource (6,050')
Year | Estimated Capital Cost | Fixed Capital Cost at Real Levelized Rate | Fixed O&M | Variable O&M | Total O&M at Expected CF | Total Resource Fixed Costs | Fuel Cost | Total Resource Energy Cost | Total Resource Costs | Total Fixed Cost
| $/kW | $/kW-yr | $/kW-yr | $/MWh | $/kW-yr | $/kW-yr | $/MMBtu | $/MWh | $/MWh | $/kW-yr
| (a) | (b) | (c) | (d) | (e) | (f) | (g) | (h) | (i) | (i)
Naughton - 185 MW - SCCT Frame "F" x1 - East Side Resource (6,050')
2016
2017 | [9 empty] | 0
2018 |  |  |  | 7.76 | [5 empty] | 7.76
2019 |  |  |  | 7.9 | [5 empty] | 7.9
2020 |  |  |  | 7.99 | [5 empty] | 7.99
2021 |  |  |  | 8.14 | [5 empty] | 8.14
2022 |  |  |  | 8.32 | [5 empty] | 8.32
2023 |  |  |  | 8.49 | [5 empty] | 8.49
2024 |  |  |  | 8.66 | [5 empty] | 8.66
2025 |  |  |  | 8.84 | [5 empty] | 8.84
2026 | 718.6641 | 50.01 | 38.0533 | 9.03 | 64.16 | 114.17 | 3.59 | 35.13 | 74.62 | 111.2433
2027 |  | 51.16 | 38.93 | 9.24 | 65.64 | 116.8 | 3.68 | 36.01 | 76.41 | 113.81
2028 |  | 52.34 | 39.83 | 9.45 | 67.15 | 119.49 | 3.87 | 37.87 | 79.2 | 116.43
2029 |  | 53.54 | 40.75 | 9.67 | 68.7 | 122.24 | 4.14 | 40.51 | 82.8 | 119.12
2030 |  | 54.77 | 41.69 | 9.89 | 70.28 | 125.05 | 4.44 | 43.45 | 86.71 | 121.86
2031 |  | 56.03 | 42.65 | 10.12 | 71.9 | 127.93 | 4.63 | 45.31 | 89.56 | 124.67
2032 |  | 57.32 | 43.63 | 10.35 | 73.55 | 130.87 | 4.67 | 45.7 | 90.97 | 127.53
2033 |  | 58.64 | 44.63 | 10.59 | 75.24 | 133.88 | 4.8 | 46.97 | 93.28 | 130.46
2034 |  | 59.99 | 45.66 | 10.83 | 76.97 | 136.96 | 4.96 | 48.54 | 95.92 | 133.46
2035 |  | 61.37 | 46.71 | 11.08 | 78.74 | 140.11 | 5.09 | 49.81 | 98.28 | 136.53
2036 |  | 62.78 | 47.78 | 11.33 | 80.53 | 143.31 | 5.25 | 51.38 | 100.95 | 139.64
2037 |  | 64.22 | 48.88 | 11.59 | 82.38 | 146.6 | 5.27 | 51.57 | 102.28 | 142.85
2038 |  | 65.7 | 50 | 11.86 | 84.28 | 149.98 | 5.66 | 55.39 | 107.27 | 146.14
2039 |  | 67.21 | 51.15 | 12.13 | 86.22 | 153.43 | 6.2 | 60.67 | 113.75 | 149.5
2040 |  | 68.76 | 52.33 | 12.41 | 88.2 | 156.96 | 6.57 | 64.29 | 118.59 | 152.94
2041 |  | 70.34 | 53.53 | 12.7 | 90.24 | 160.58 | 6.72 | 65.76 | 121.31 | 156.47
2042 |  | 71.96 | 54.76 | 12.99 | 92.31 | 164.27 | 6.87 | 67.23 | 124.06 | 160.06
Sources, Inputs and Assumptions
Source: (a)(c)(d) |  | Plant Costs - 2019 IRP - Table 6.1 & 6.2
| (b) | = (a) x 0.0695884915153164
| (e) | = (d) x (8.76 x 33.0%) + (c)
| (f) | = (b) + (e)
| (g) | Table 4 - Burnertip Natural Gas Price Forecast
| (h) | = 9,786 MMBtu/MWH x $/MMBtu
| (i) | = (f) / (8.76 x 'Capacity Factor' ) + (h)
Naughton - 185 MW - SCCT Frame "F" x1 - East Side Resource (6,050')
| CCCT Statistics |  |  | MW | Percent | Cap Cost | Fixed
| SCCT Dry "F" - Turbine |  |  | 185 | 100% | 745.1281 | 31.9088 |  |  |  |  | COD | 2026
|  |  |  | 0 | 0% | 0 | 0 |  |  |  | 184.9 | MW | I_NTN_SC_FRM | I_NTN_SC_FRMProposed Station Capital Costs
| Capacity Weighted |  |  | 185 | 100% | 745 | 31.91 |  |  |  |  | MW |  | I_NTN_SC_FRMProposed Station Fixed Costs
[13 empty] | I_NTN_SC_FRM2026 | I_NTN_SC_FRMProposed Station Variable O&M Costs
| CCCT Statistics |  |  | MW | CF | aMW | Percent | Variable | Heat Rate
| SCCT Dry "F" - Turbine |  |  | 185 | 33% | 61.05 | 100% | 7.7613 | 9786.4587
| 0 |  |  | 0 | 0% | 0 | 0% | 0 | 0
| Energy Weighted |  |  | 185 | 33% | 61.05 | 100% | 7.76 | 9786
Rounded
| SCCT | Duct Firing | Plant Costs - 2019 IRP - Table 6.1 & 6.2
| 185 |  | MW Plant Capacity
2018 $ | 745.1281 |  | Plant Capacity Cost
2018 $ | 17.0055 |  | Fixed O&M & Capitalized O&M
2018 $ | 14.9034 |  | Fixed Pipeline
2018 $ | 31.9088 |  | Fixed O&M Including Fixed Pipeline & Capitalized O&M ($/kW-Yr)
2018 $ | 7.7613 |  | Variable O&M Costs & Capitalized Variable O&M ($/MWh)
| 9786.4587 |  | Heat Rate in btu/kWh
| 6.959% |  | Payment Factor
| 33% |  | Capacity Factor
|  | 33% | Energy Weighted Capacity Factor
Company Official Inflation Forecast Dated December 31, 2020
| 2017 | 2% |  | 2026 | 2.2% |  | 2035 | 2.3%
| 2018 | 2.4% |  | 2027 | 2.3% |  | 2036 | 2.3%
| 2019 | 1.8% |  | 2028 | 2.3% |  | 2037 | 2.3%
| 2020 | 1.2% |  | 2029 | 2.3% |  | 2038 | 2.3%
| 2021 | 1.9% |  | 2030 | 2.3% |  | 2039 | 2.3%
| 2022 | 2.2% |  | 2031 | 2.3% |  | 2040 | 2.3%
| 2023 | 2% |  | 2032 | 2.3% |  | 2041 | 2.3%
| 2024 | 2% |  | 2033 | 2.3% |  | 2042 | 2.3%
| 2025 | 2.1% |  | 2034 | 2.3% |  | 2043 | 2.4%
Note on C75: Should this be zero if this inly holding reserves?

## Table 3 YK Wind wS_2029 (hidden)
Table 3
2019 IRP Yakima Wind with Storage Resource
37% Capacity Factor
Year | Estimated Capital Cost | Fixed Capital Cost at Real Levelized Rate | Fixed O&M | Network Upgrade | Fixed Costs | Variable O&M | Total Resource Cost | Total Resource Costs | Total Fixed Cost
| $/kW | $/kW-yr | $/kW-yr | $/kW-yr | $/MWh | $/MWh | $/MWh | $/kW-yr | $/kW-yr
| (a) | (b) | (c) | (d) | (e) | (f) | (g) | (h) | (i)
2019 IRP Yakima Wind with Storage Resource - 37% Capacity Factor
2016
2017
2018 | [5 empty] | 10 |  |  | 0
2019 | [5 empty] | 10.18 |  |  | 0
2020 | [5 empty] | 10.3 |  |  | 0
2021 | [5 empty] | 10.5 |  |  | 0
2022 | [5 empty] | 10.73 |  |  | 0
2023 | [5 empty] | 10.94 |  |  | 0
2024 | [5 empty] | 11.16 |  |  | 0
2025 | [5 empty] | 11.39 |  |  | 0
2026 | [5 empty] | 11.64 |  |  | 0
2027 | [5 empty] | 11.91 |  |  | 0
2028 | [5 empty] | 12.18 |  |  | 0
2029 | 1709.5918 | 117.9447 | 25 | 0.44 | 44.1189 | 12.46 | 56.5789 | 183.88 | 143.3847
2030 |  | 120.66 | 25.5102 | 0.45 | 45.1145 | 12.75 | 57.8645 | 188.06 | 146.6202
2031 |  | 123.44 | 26.1224 | 0.46 | 46.1613 | 13.04 | 59.2013 | 192.4 | 150.0224
2032 |  | 126.28 | 26.7347 | 0.47 | 47.2266 | 13.34 | 60.5666 | 196.84 | 153.4847
2033 |  | 129.18 | 27.3469 | 0.48 | 48.3104 | 13.65 | 61.9604 | 201.37 | 157.0069
2034 |  | 132.15 | 27.9592 | 0.49 | 49.4157 | 13.96 | 63.3757 | 205.97 | 160.5992
2035 |  | 135.19 | 28.5714 | 0.5 | 50.5426 | 13.96 | 64.5026 | 209.63 | 164.2614
2036 |  | 138.3 | 29.1837 | 0.51 | 51.691 | 13.96 | 65.651 | 213.36 | 167.9937
2037 |  | 141.48 | 29.898 | 0.52 | 52.8923 | 13.96 | 66.8523 | 217.27 | 171.898
2038 |  | 144.73 | 30.6122 | 0.53 | 54.1152 | 13.96 | 68.0752 | 221.24 | 175.8722
2039 |  | 148.06 | 31.32 | 0.54 | 55.3607 | 13.96 | 69.3207 | 225.29 | 179.92
2040 |  | 151.47 | 32.04 | 0.55 | 56.6345 | 13.96 | 70.5945 | 229.43 | 184.06
2041 |  | 154.95 | 32.78 | 0.56 | 57.9361 | 13.96 | 71.8961 | 233.66 | 188.29
2042 |  | 158.51 | 33.53 | 0.57 | 59.2653 | 13.96 | 73.2253 | 237.98 | 192.61
2043 |  | 162.31 | 34.33 | 0.58 | 60.6838 | 13.96 | 74.6438 | 242.59 | 197.22
Sources, Inputs and Assumptions
Source: | (c)(f) | Plant Costs - 2019 IRP Update - Table 6.1 & 6.2
| (a) | Plant capacity cost
| (b) | = (a) x 0.06899
| (e) | = ((b) + (c)) / (8.76 x 37.1%)
| (g) | = (e) + (f)
| (i) | Plant Costs - 2019 IRP Update - Table 6.1 & 6.2
2019 IRP Yakima Wind with Storage Resource - 37% Capacity Factor
| Wind | Cost and Input Assumptions
[11 empty] | COD | 2029
2018 $ | 1923.6832 | Plant capacity cost | [10 empty] | H_.YK1_WDSProposed Station Capital Costs
2018 $ | 30.7433 | Fixed O&M, plus on-going capital cost | [7 empty] | 9.8 | MW | H_.YK1_WDS | H_.YK1_WDSProposed Station Fixed Costs | Levelized | 0
Wheeling ($ MWh)
2018 $ | 10 | Variable O&M | [10 empty] | H_.YK1_WDSProposed Station Variable O&M Costs
|  | Tax Credit $/MWh |  |  |  |  | First Year real levelized |  |  |  |  | H_.YK1_WDS2029 | Proposed Station Variable O&M Costs
2024$ | 0.39132 | Network Upgrade ($/kw-yr) |  | Yakima, Transmission Integration
| 6.899% | Payment Factor
| 37.1% | Capacity Factor
Company Official Inflation Forecast Dated December 31, 2020
| 2017 | 2% |  | 2026 | 2.2% |  | 2035 | 2.3%
| 2018 | 2.4% |  | 2027 | 2.3% |  | 2036 | 2.3%
| 2019 | 1.8% |  | 2028 | 2.3% |  | 2037 | 2.3%
| 2020 | 1.2% |  | 2029 | 2.3% |  | 2038 | 2.3%
| 2021 | 1.9% |  | 2030 | 2.3% |  | 2039 | 2.3%
| 2022 | 2.2% |  | 2031 | 2.3% |  | 2040 | 2.3%
| 2023 | 2% |  | 2032 | 2.3% |  | 2041 | 2.3%
| 2024 | 2% |  | 2033 | 2.3% |  | 2042 | 2.3%
| 2025 | 2.1% |  | 2034 | 2.3% |  | 2043 | 2.4%

## Table 3 ID Wind wS_2032 (hidden)
Table 3
2019 IRP Yakima Wind with Storage Resource
37% Capacity Factor
Year | Estimated Capital Cost | Fixed Capital Cost at Real Levelized Rate | Fixed O&M | Network Upgrade | Fixed Costs | Variable O&M | Total Resource Cost | Total Resource Costs | Total Fixed Cost
| $/kW | $/kW-yr | $/kW-yr | $/kW-yr | $/MWh | $/MWh | $/MWh | $/kW-yr | $/kW-yr
| (a) | (b) | (c) | (d) | (e) | (f) | (g) | (h) | (i)
2019 IRP Yakima Wind with Storage Resource - 37% Capacity Factor
2016
2017
2018 | [5 empty] | 0 |  |  | 0
2019 | [5 empty] | 0 |  |  | 0
2020 | [5 empty] | 0 |  |  | 0
2021 | [5 empty] | 0 |  |  | 0
2022 | [5 empty] | 0 |  |  | 0
2023 | [5 empty] | 0 |  |  | 0
2024 | [5 empty] | 0 |  |  | 0
2025 | [5 empty] | 0 |  |  | 0
2026 | [5 empty] | 0 |  |  | 0
2027 | [5 empty] | 0 |  |  | 0
2028 | [5 empty] | 0 |  |  | 0
2029 | [5 empty] | 0 |  |  | 0
2030 | [5 empty] | 0 |  |  | 0
2031 | [5 empty] | 0 |  |  | 0
2032 | 1672.1358 | 115.3606 | 26.7053 | 12.66 | 47.6086 | 0 | 47.6086 | 154.73 | 154.7259
2033 |  | 118.01 | 27.3179 | 12.95 | 48.7015 | 0 | 48.7015 | 158.28 | 158.2779
2034 |  | 120.72 | 27.947 | 13.25 | 49.8212 | 0 | 49.8212 | 161.92 | 161.917
2035 |  | 123.5 | 28.5762 | 13.55 | 50.9625 | 0 | 50.9625 | 165.63 | 165.6262
2036 |  | 126.34 | 29.2219 | 13.86 | 52.1304 | 0 | 52.1304 | 169.42 | 169.4219
2037 |  | 129.25 | 29.9007 | 14.18 | 53.3332 | 0 | 53.3332 | 173.33 | 173.3307
2038 |  | 132.22 | 30.5795 | 14.51 | 54.5574 | 0 | 54.5574 | 177.31 | 177.3095
2039 |  | 135.26 | 31.28 | 14.84 | 55.8099 | 0 | 55.8099 | 181.38 | 181.38
2040 |  | 138.37 | 32 | 15.18 | 57.093 | 0 | 57.093 | 185.55 | 185.55
2041 |  | 141.55 | 32.74 | 15.53 | 58.4069 | 0 | 58.4069 | 189.82 | 189.82
2042 |  | 144.81 | 33.49 | 15.89 | 59.7515 | 0 | 59.7515 | 194.19 | 194.19
2043 |  | 148.29 | 34.29 | 16.27 | 61.1854 | 0 | 61.1854 | 198.85 | 198.85
Sources, Inputs and Assumptions
Source: | (c)(f) | Plant Costs - 2019 IRP Update - Table 6.1 & 6.2
| (a) | Plant capacity cost
| (b) | = (a) x 0.06899
| (e) | = ((b) + (c)) / (8.76 x 37.1%)
| (g) | = (e) + (f)
| (i) | Plant Costs - 2019 IRP Update - Table 6.1 & 6.2
2019 IRP Yakima Wind with Storage Resource - 37% Capacity Factor
| Wind | Cost and Input Assumptions
[11 empty] | COD | 2032
2018 $ | 1879.5324 | Plant capacity cost | [10 empty] | H_.GO2_WDSProposed Station Capital Costs
2018 $ | 30.7433 | Fixed O&M, plus on-going capital cost | [7 empty] | 60.4 | MW | H_.GO2_WDS | H_.GO2_WDSProposed Station Fixed Costs | Levelized | 0
Wheeling ($ MWh)
2018 $ | 0 | Variable O&M | [10 empty] | H_.GO2_WDSProposed Station Variable O&M Costs
|  | Tax Credit $/MWh |  |  |  |  | First Year real levelized |  |  |  |  | H_.GO2_WDS2032 | Proposed Station Variable O&M Costs
2030$ | 12.0973 | Network Upgrade ($/kw-yr) |  | Goshen - to - Utah N, Expansion
| 6.899% | Payment Factor
| 37.1% | Capacity Factor
Company Official Inflation Forecast Dated December 31, 2020
| 2017 | 2% |  | 2026 | 2.2% |  | 2035 | 2.3%
| 2018 | 2.4% |  | 2027 | 2.3% |  | 2036 | 2.3%
| 2019 | 1.8% |  | 2028 | 2.3% |  | 2037 | 2.3%
| 2020 | 1.2% |  | 2029 | 2.3% |  | 2038 | 2.3%
| 2021 | 1.9% |  | 2030 | 2.3% |  | 2039 | 2.3%
| 2022 | 2.2% |  | 2031 | 2.3% |  | 2040 | 2.3%
| 2023 | 2% |  | 2032 | 2.3% |  | 2041 | 2.3%
| 2024 | 2% |  | 2033 | 2.3% |  | 2042 | 2.3%
| 2025 | 2.1% |  | 2034 | 2.3% |  | 2043 | 2.4%

## Table 3 TransCost (hidden)
Table 3
2019 IRP Transmission Costs
Aeolus_Wyoming - to - Utah S, Expansion |  |  |  |  | Goshen - to - Utah N, Expansion |  |  |  | Yakima- to - Southern Oregon/California, Expansion |  |  |  | Utah N, Transmission Integration |  |  |  | Yakima, Transmission Integration |  |  |  | Utah S, Transmission Integration 2023 |  |  |  | Utah S, Transmission Integration 2030 |  |  |  | Southern Oregon/California, Transmission Integration |  |  |  | Willamette Valley, Transmission Integration |  |  |  | Wyoming SW, Transmission Integration |  |  |  | Bridger - to - Bridger West, Recovered Transmission 2029 |  |  |  | Bridger - to - Bridger West, Recovered Transmission 2024
Year | Retail Revenue Requirement | Months In Service | Total Resource Costs |  | Year | Retail Revenue Requirement | Months In Service | Total Resource Costs | Year | Retail Revenue Requirement | Months In Service | Total Resource Costs | Year | Retail Revenue Requirement | Months In Service | Total Resource Costs | Year | Retail Revenue Requirement | Months In Service | Total Resource Costs | Year | Retail Revenue Requirement | Months In Service | Total Resource Costs | Year | Retail Revenue Requirement | Months In Service | Total Resource Costs | Year | Retail Revenue Requirement | Months In Service | Total Resource Costs | Year | Retail Revenue Requirement | Months In Service | Total Resource Costs | Year | Retail Revenue Requirement | Months In Service | Total Resource Costs | Year | Retail Revenue Requirement | Months In Service | Total Resource Costs | Year | Retail Revenue Requirement | Months In Service | Total Resource Costs
| $/kW-yr | # | $/kW-yr |  |  | $/kW-yr | # | $/kW-yr |  | $/kW-yr | # | $/kW-yr |  | $/kW-yr | # | $/kW-yr |  | $/kW-yr | # | $/kW-yr |  | $/kW-yr | # | $/kW-yr |  | $/kW-yr | # | $/kW-yr |  | $/kW-yr | # | $/kW-yr |  | $/kW-yr | # | $/kW-yr |  | $/kW-yr | # | $/kW-yr |  | $/kW-yr | # | $/kW-yr |  | $/kW-yr | # | $/kW-yr
| (b) | (d) | (h) |  |  | (b) | (d) | (h) |  | (b) | (d) | (h) |  | (b) | (d) | (h) |  | (b) | (d) | (h) |  | (b) | (d) | (h) |  | (b) | (d) | (h) |  | (b) | (d) | (h) |  | (b) | (d) | (h) |  | (b) | (d) | (h) |  | (b) | (d) | (h) |  | (b) | (d) | (h)
Aeolus_Wyoming - to - Utah S, Expansion |  |  |  |  | Goshen - to - Utah N, Expansion |  |  |  | Yakima- to - Southern Oregon/California, Expansion |  |  |  | Utah N, Transmission Integration |  |  |  | Yakima, Transmission Integration |  |  |  | Utah S, Transmission Integration-2023 |  |  |  | Utah S, Transmission Integration-2030 |  |  |  | Southern Oregon/California, Transmission Integration |  |  |  | Willamette Valley, Transmission Integration |  |  |  | Wyoming SW, Transmission Integration |  |  |  | Bridger - to - Bridger West, Recovered Transmission 2029 |  |  |  | Bridger - to - Bridger West, Recovered Transmission 2024
2023 | 0 | 12 | 0 |  | 2023 | 0 | 12 | 0 | 2023 | 0 | 12 | 0 | 2023 | 0 | 12 | 0 | 2023 | 0 | 12 | 0 | 2023 | 1.468 | 12 | 1.468 | 2023 | 0 | 12 | 0 | 2023 | 0 | 12 | 0 | 2023 | 0 | 12 | 0 | 2023 | 0 | 12 | 0 | 2023 | 0 | 12 | 0 | 2023 | 0 | 12 | 0
2024 | 47.8703 | 12 | 47.8703 |  | 2024 | 0 | 12 | 0 | 2024 | 0 | 12 | 0 | 2024 | 2.5818 | 12 | 2.5818 | 2024 | 0.39132 | 12 | 0.39132 | 2024 | 1.5 | 12 | 1.5 | 2024 | 0 | 12 | 0 | 2024 | 0 | 12 | 0 | 2024 | 0 | 12 | 0 | 2024 | 0 | 12 | 0 | 2024 | 0 | 12 | 0 | 2024 | 0 | 12 | 0
2025 | 48.88 | 12 | 48.88 |  | 2025 | 0 | 12 | 0 | 2025 | 0 | 12 | 0 | 2025 | 2.64 | 12 | 2.64 | 2025 | 0.4 | 12 | 0.4 | 2025 | 1.53 | 12 | 1.53 | 2025 | 0 | 12 | 0 | 2025 | 0 | 12 | 0 | 2025 | 0 | 12 | 0 | 2025 | 0 | 12 | 0 | 2025 | 0 | 12 | 0 | 2025 | 0 | 12 | 0
2026 | 49.96 | 12 | 49.96 |  | 2026 | 0 | 12 | 0 | 2026 | 0 | 12 | 0 | 2026 | 2.7 | 12 | 2.7 | 2026 | 0.41 | 12 | 0.41 | 2026 | 1.56 | 12 | 1.56 | 2026 | 0 | 12 | 0 | 2026 | 0 | 12 | 0 | 2026 | 0 | 12 | 0 | 2026 | 0 | 12 | 0 | 2026 | 0 | 12 | 0 | 2026 | 0 | 12 | 0
2027 | 51.11 | 12 | 51.11 |  | 2027 | 0 | 12 | 0 | 2027 | 0 | 12 | 0 | 2027 | 2.76 | 12 | 2.76 | 2027 | 0.42 | 12 | 0.42 | 2027 | 1.6 | 12 | 1.6 | 2027 | 0 | 12 | 0 | 2027 | 0 | 12 | 0 | 2027 | 0 | 12 | 0 | 2027 | 0 | 12 | 0 | 2027 | 0 | 12 | 0 | 2027 | 0 | 12 | 0
2028 | 52.29 | 12 | 52.29 |  | 2028 | 0 | 12 | 0 | 2028 | 0 | 12 | 0 | 2028 | 2.82 | 12 | 2.82 | 2028 | 0.43 | 12 | 0.43 | 2028 | 1.64 | 12 | 1.64 | 2028 | 0 | 12 | 0 | 2028 | 0 | 12 | 0 | 2028 | 0 | 12 | 0 | 2028 | 0 | 12 | 0 | 2028 | 0 | 12 | 0 | 2028 | 0 | 12 | 0
2029 | 53.49 | 12 | 53.49 |  | 2029 | 0 | 12 | 0 | 2029 | 0 | 12 | 0 | 2029 | 2.88 | 12 | 2.88 | 2029 | 0.44 | 12 | 0.44 | 2029 | 1.68 | 12 | 1.68 | 2029 | 0 | 12 | 0 | 2029 | 0 | 12 | 0 | 2029 | 0 | 12 | 0 | 2029 | 0 | 12 | 0 | 2029 | 0 | 12 | 0 | 2029 | 0 | 12 | 0
2030 | 54.72 | 12 | 54.72 |  | 2030 | 12.0973 | 12 | 12.0973 | 2030 | 0 | 12 | 0 | 2030 | 2.95 | 12 | 2.95 | 2030 | 0.45 | 12 | 0.45 | 2030 | 1.72 | 12 | 1.72 | 2030 | 21.5773 | 12 | 21.5773 | 2030 | 0 | 12 | 0 | 2030 | 0 | 12 | 0 | 2030 | 0 | 12 | 0 | 2030 | 0 | 12 | 0 | 2030 | 0 | 12 | 0
2031 | 55.98 | 12 | 55.98 |  | 2031 | 12.38 | 12 | 12.38 | 2031 | 0 | 12 | 0 | 2031 | 3.02 | 12 | 3.02 | 2031 | 0.46 | 12 | 0.46 | 2031 | 1.76 | 12 | 1.76 | 2031 | 22.07 | 12 | 22.07 | 2031 | 0 | 12 | 0 | 2031 | 0 | 12 | 0 | 2031 | 0 | 12 | 0 | 2031 | 0 | 12 | 0 | 2031 | 0 | 12 | 0
2032 | 57.27 | 12 | 57.27 |  | 2032 | 12.66 | 12 | 12.66 | 2032 | 0 | 12 | 0 | 2032 | 3.09 | 12 | 3.09 | 2032 | 0.47 | 12 | 0.47 | 2032 | 1.8 | 12 | 1.8 | 2032 | 22.58 | 12 | 22.58 | 2032 | 0 | 12 | 0 | 2032 | 0 | 12 | 0 | 2032 | 0 | 12 | 0 | 2032 | 0 | 12 | 0 | 2032 | 0 | 12 | 0
2033 | 58.59 | 12 | 58.59 |  | 2033 | 12.95 | 12 | 12.95 | 2033 | 0 | 12 | 0 | 2033 | 3.16 | 12 | 3.16 | 2033 | 0.48 | 12 | 0.48 | 2033 | 1.84 | 12 | 1.84 | 2033 | 23.1 | 12 | 23.1 | 2033 | 11.2611 | 12 | 11.2611 | 2033 | 0 | 12 | 0 | 2033 | 0 | 12 | 0 | 2033 | 0 | 12 | 0 | 2033 | 0 | 12 | 0
2034 | 59.94 | 12 | 59.94 |  | 2034 | 13.25 | 12 | 13.25 | 2034 | 0 | 12 | 0 | 2034 | 3.23 | 12 | 3.23 | 2034 | 0.49 | 12 | 0.49 | 2034 | 1.88 | 12 | 1.88 | 2034 | 23.63 | 12 | 23.63 | 2034 | 11.52 | 12 | 11.52 | 2034 | 0 | 12 | 0 | 2034 | 0 | 12 | 0 | 2034 | 0 | 12 | 0 | 2034 | 0 | 12 | 0
2035 | 61.32 | 12 | 61.32 |  | 2035 | 13.55 | 12 | 13.55 | 2035 | 0 | 12 | 0 | 2035 | 3.3 | 12 | 3.3 | 2035 | 0.5 | 12 | 0.5 | 2035 | 1.92 | 12 | 1.92 | 2035 | 24.17 | 12 | 24.17 | 2035 | 11.78 | 12 | 11.78 | 2035 | 0 | 12 | 0 | 2035 | 0 | 12 | 0 | 2035 | 0 | 12 | 0 | 2035 | 0 | 12 | 0
2036 | 62.73 | 12 | 62.73 |  | 2036 | 13.86 | 12 | 13.86 | 2036 | 31.0929 | 12 | 31.0929 | 2036 | 3.38 | 12 | 3.38 | 2036 | 0.51 | 12 | 0.51 | 2036 | 1.96 | 12 | 1.96 | 2036 | 24.73 | 12 | 24.73 | 2036 | 12.05 | 12 | 12.05 | 2036 | 0 | 12 | 0 | 2036 | 0 | 12 | 0 | 2036 | 0 | 12 | 0 | 2036 | 0 | 12 | 0
2037 | 64.17 | 12 | 64.17 |  | 2037 | 14.18 | 12 | 14.18 | 2037 | 31.81 | 12 | 31.81 | 2037 | 3.46 | 12 | 3.46 | 2037 | 0.52 | 12 | 0.52 | 2037 | 2.01 | 12 | 2.01 | 2037 | 25.3 | 12 | 25.3 | 2037 | 12.33 | 12 | 12.33 | 2037 | 4.7728 | 12 | 4.7728 | 2037 | 5.4973 | 12 | 5.4973 | 2037 | 0 | 12 | 0 | 2037 | 0 | 12 | 0
2038 | 65.65 | 12 | 65.65 |  | 2038 | 14.51 | 12 | 14.51 | 2038 | 32.54 | 12 | 32.54 | 2038 | 3.54 | 12 | 3.54 | 2038 | 0.53 | 12 | 0.53 | 2038 | 2.06 | 12 | 2.06 | 2038 | 25.88 | 12 | 25.88 | 2038 | 12.61 | 12 | 12.61 | 2038 | 4.88 | 12 | 4.88 | 2038 | 5.62 | 12 | 5.62 | 2038 | 0 | 12 | 0 | 2038 | 0 | 12 | 0
2039 | 67.16 | 12 | 67.16 |  | 2039 | 14.84 | 12 | 14.84 | 2039 | 33.29 | 12 | 33.29 | 2039 | 3.62 | 12 | 3.62 | 2039 | 0.54 | 12 | 0.54 | 2039 | 2.11 | 12 | 2.11 | 2039 | 26.48 | 12 | 26.48 | 2039 | 12.9 | 12 | 12.9 | 2039 | 4.99 | 12 | 4.99 | 2039 | 5.75 | 12 | 5.75 | 2039 | 0 | 12 | 0 | 2039 | 0 | 12 | 0
2040 | 68.7 | 12 | 68.7 |  | 2040 | 15.18 | 12 | 15.18 | 2040 | 34.06 | 12 | 34.06 | 2040 | 3.7 | 12 | 3.7 | 2040 | 0.55 | 12 | 0.55 | 2040 | 2.16 | 12 | 2.16 | 2040 | 27.09 | 12 | 27.09 | 2040 | 13.2 | 12 | 13.2 | 2040 | 5.1 | 12 | 5.1 | 2040 | 5.88 | 12 | 5.88 | 2040 | 0 | 12 | 0 | 2040 | 0 | 12 | 0
2041 | 70.28 | 12 | 70.28 |  | 2041 | 15.53 | 12 | 15.53 | 2041 | 34.84 | 12 | 34.84 | 2041 | 3.79 | 12 | 3.79 | 2041 | 0.56 | 12 | 0.56 | 2041 | 2.21 | 12 | 2.21 | 2041 | 27.71 | 12 | 27.71 | 2041 | 13.5 | 12 | 13.5 | 2041 | 5.22 | 12 | 5.22 | 2041 | 6.02 | 12 | 6.02 | 2041 | 0 | 12 | 0 | 2041 | 0 | 12 | 0
2042 | 71.9 | 12 | 71.9 |  | 2042 | 15.89 | 12 | 15.89 | 2042 | 35.64 | 12 | 35.64 | 2042 | 3.88 | 12 | 3.88 | 2042 | 0.57 | 12 | 0.57 | 2042 | 2.26 | 12 | 2.26 | 2042 | 28.35 | 12 | 28.35 | 2042 | 13.81 | 12 | 13.81 | 2042 | 5.34 | 12 | 5.34 | 2042 | 6.16 | 12 | 6.16 | 2042 | 0 | 12 | 0 | 2042 | 0 | 12 | 0
2043 | 73.63 | 12 | 73.63 |  | 2043 | 16.27 | 12 | 16.27 | 2043 | 36.5 | 12 | 36.5 | 2043 | 3.97 | 12 | 3.97 | 2043 | 0.58 | 12 | 0.58 | 2043 | 2.31 | 12 | 2.31 | 2043 | 29.03 | 12 | 29.03 | 2043 | 14.14 | 12 | 14.14 | 2043 | 5.47 | 12 | 5.47 | 2043 | 6.31 | 12 | 6.31 | 2043 | 0 | 12 | 0 | 2043 | 0 | 12 | 0
2044 | 75.4 | 12 | 75.4 |  | 2044 | 16.66 | 12 | 16.66 | 2044 | 37.38 | 12 | 37.38 | 2044 | 4.07 | 12 | 4.07 | 2044 | 0.59 | 12 | 0.59 | 2044 | 2.37 | 12 | 2.37 | 2044 | 29.73 | 12 | 29.73 | 2044 | 14.48 | 12 | 14.48 | 2044 | 5.6 | 12 | 5.6 | 2044 | 6.46 | 12 | 6.46 | 2044 | 0 | 12 | 0 | 2044 | 0 | 12 | 0
2045 | 77.21 | 12 | 77.21 |  | 2045 | 17.06 | 12 | 17.06 | 2045 | 38.28 | 12 | 38.28 | 2045 | 4.17 | 12 | 4.17 | 2045 | 0.6 | 12 | 0.6 | 2045 | 2.43 | 12 | 2.43 | 2045 | 30.44 | 12 | 30.44 | 2045 | 14.83 | 12 | 14.83 | 2045 | 5.73 | 12 | 5.73 | 2045 | 6.62 | 12 | 6.62 | 2045 | 0 | 12 | 0 | 2045 | 0 | 12 | 0
| COD | 2024 |  |  |  | COD | 2030 |  |  | COD | 2036 |  |  | COD | 2024 |  |  | COD | 2024 |  |  | COD | 2023 |  |  | COD | 2030 |  |  | COD | 2033 |  |  | COD | 2037 |  |  | COD | 2037 |  |  | COD | 2029 |  |  | COD | 2024
| Transfer Capacity (MW) | 1920 |  |  |  | Transfer Capacity (MW) | 1100 |  |  | Transfer Capacity (MW) | 430 |  |  | Transfer Capacity (MW) | 600 |  |  | Transfer Capacity (MW) | 405 |  |  | Transfer Capacity (MW) | 300 |  |  | Transfer Capacity (MW) | 500 |  |  | Transfer Capacity (MW) | 475 |  |  | Transfer Capacity (MW) | 442.8 |  |  | Transfer Capacity (MW) | 369.8 |  |  | Transfer Capacity (MW) | 359.4 |  |  | Transfer Capacity (MW) | 354
| Capital Cost (Mil $) | 1542.049 |  |  |  | Capital Cost (Mil $) | 223.26 |  |  | Capital Cost (Mil $) | 224.316 |  |  | Capital Cost (Mil $) | 25.99 |  |  | Capital Cost (Mil $) | 2.659 |  |  | Capital Cost (Mil $) | 7.389 |  |  | Capital Cost (Mil $) | 181.008 |  |  | Capital Cost (Mil $) | 89.744 |  |  | Capital Cost (Mil $) | 35.458 |  |  | Capital Cost (Mil $) | 34.107 |  |  | Capital Cost (Mil $) | 0 |  |  | Capital Cost (Mil $) | 0
| CRF 1st Year Real | 5.96% |  |  |  | CRF 1st Year Real | 5.96% |  |  | CRF 1st Year Real | 5.96% |  |  | CRF 1st Year Real | 5.96% |  |  | CRF 1st Year Real | 5.96% |  |  | CRF 1st Year Real | 5.96% |  |  | CRF 1st Year Real | 5.96% |  |  | CRF 1st Year Real | 5.96% |  |  | CRF 1st Year Real | 5.96% |  |  | CRF 1st Year Real | 5.96% |  |  | CRF 1st Year Real | 5.96% |  |  | CRF 1st Year Real | 5.96%
Retail Revenue Requirement ($/kW-year, 2024$) |  | 47.8703 |  |  | Retail Revenue Requirement ($/kW-year, 2030$) |  | 12.0973 |  | Retail Revenue Requirement ($/kW-year, 2036$) |  | 31.0929 |  | Retail Revenue Requirement ($/kW-year, 2024$) |  | 2.5818 |  | Retail Revenue Requirement ($/kW-year, 2024$) |  | 0.39132 |  | Retail Revenue Requirement ($/kW-year, 2023$) |  | 1.468 |  | Retail Revenue Requirement ($/kW-year, 2030$) |  | 21.5773 |  | Retail Revenue Requirement ($/kW-year, 2033$) |  | 11.2611 |  | Retail Revenue Requirement ($/kW-year, 2037$) |  | 4.7728 |  | Retail Revenue Requirement ($/kW-year, 2037$) |  | 5.4973 |  | Retail Revenue Requirement ($/kW-year, 2029$) |  | 0 |  | Retail Revenue Requirement ($/kW-year, 2024$) |  | 0
Company Official Inflation Forecast Dated December 31, 2020
| 2019 | 1.8% |  | 2028 | 2.3% |  | 2037 | 2.3%
| 2020 | 1.2% |  | 2029 | 2.3% |  | 2038 | 2.3%
| 2021 | 1.9% |  | 2030 | 2.3% |  | 2039 | 2.3%
| 2022 | 2.2% |  | 2031 | 2.3% |  | 2040 | 2.3%
| 2023 | 2% |  | 2032 | 2.3% |  | 2041 | 2.3%
| 2024 | 2% |  | 2033 | 2.3% |  | 2042 | 2.3%
| 2025 | 2.1% |  | 2034 | 2.3% |  | 2043 | 2.4%
| 2026 | 2.2% |  | 2035 | 2.3% |  | 2044 | 2.4%
| 2027 | 2.3% |  | 2036 | 2.3% |  | 2045 | 2.4%