## Table 1
Appendix B
| Table 1 | [5 empty] | 24 | [86 empty] | 0% | Transmission Deferral %
| Avoided Cost Prices | [5 empty] | 203 |  |  |  |  | Capacity Contribution | [81 empty] | 750 | Transmission Upgrade Capacity
| RFP_Elektron Solar - 80.0 MW and 29.4% CF | [10 empty] | 15.8% | 15.8% | 15.8% | 15.8% | 15.8% | 11.78% | 11.78% | 11.78% | 15.8% | 15.8% | 53.86% | 53.86% | 53.86% | 59.67% | 59.67% | 37.91% | 64.8% | 64.8% | 64.8% | 64.8% | [62 empty] | 0 | Transmission Deferral (MW)
|  |  |  | Total Price @ |  |  | Capacity Contribution |  |  |  |  | Deferral (Capacity Contribution MW) |  |  | IRP17 Goshen Wind 2 2030 | IRP17 Goshen Wind 2 2033 |  |  |  | IRP17 UT Wind 2030 | IRP17 UT Wind 2036 | IRP17 Yakima Solar2030 | IRP17 Yakima Solar2032 | IRP17 Yakima Solar2033 | IRP17 Utah South Solar T2033 | IRP17 Utah South Solar T2035 | IRP17 Utah South Solar F2035 | IRP17 SOregonCal Solar2030 | IRP17 SOregonCal Solar2031 | IRP17 SOregonCal Solar2032 | IRP17 SOregonCal Solar2033 | Deferral (Nameplate MW) |  |  | IRP17 Goshen Wind 2 2030 | IRP17 Goshen Wind 2 2033 |  |  |  | IRP17 UT Wind 2030 | IRP17 UT Wind 2036 | IRP17 Yakima Solar2030 | IRP17 Yakima Solar2032 | IRP17 Yakima Solar2033 | IRP17 Utah South Solar T2033 | IRP17 Utah South Solar T2035 | IRP17 Utah South Solar F2035 | IRP17 SOregonCal Solar2030 | IRP17 SOregonCal Solar2031 | IRP17 SOregonCal Solar2032 | IRP17 SOregonCal Solar2033 | Resource Cost ($/kw-year) | [19 empty] | Deferred Cost (Millions $/year) | [21 empty] | Resource Cost ($/kw-year) | Deferred Cost (Millions $/year)
|  | Capacity | Energy | 29.41% |  |  | Type | East | West |  |  | IRP17 Aeolus Wind | IRP17 WYAE WindCDR2021 | IRP17 Dave Johnston Wind | IRP17 Goshen Wind 2 | IRP17 Goshen Wind 2 | IRP17 WallaW Wind | IRP17 Yakima Wind | IRP17 S Oregon Wind | IRP17 UT Wind | IRP17 UT Wind | IRP17 Yakima Solar | IRP17 Yakima Solar | IRP17 Yakima Solar | IRP17 Utah South Solar T | IRP17 Utah South Solar T | IRP17 Utah South Solar F | IRP17 SOregonCal Solar | IRP17 SOregonCal Solar | IRP17 SOregonCal Solar | IRP17 SOregonCal Solar | IRP17 Aeolus Wind | IRP17 WYAE WindCDR2021 | IRP17 Dave Johnston Wind | IRP17 Goshen Wind 2 | IRP17 Goshen Wind 2 | IRP17 WallaW Wind | IRP17 Yakima Wind | IRP17 S Oregon Wind | IRP17 UT Wind | IRP17 UT Wind | IRP17 Yakima Solar | IRP17 Yakima Solar | IRP17 Yakima Solar | IRP17 Utah South Solar T | IRP17 Utah South Solar T | IRP17 Utah South Solar F | IRP17 SOregonCal Solar | IRP17 SOregonCal Solar | IRP17 SOregonCal Solar | IRP17 SOregonCal Solar | IRP17 Aeolus Wind | IRP17 WYAE WindCDR2021 | IRP17 Dave Johnston Wind | IRP17 Goshen Wind 2 2030 | IRP17 Goshen Wind 2 2033 | IRP17 WallaW Wind | IRP17 Yakima Wind | IRP17 S Oregon Wind | IRP17 UT Wind 2030 | IRP17 UT Wind 2036 | IRP17 Yakima Solar2030 | IRP17 Yakima Solar2032 | IRP17 Yakima Solar2033 | IRP17 Utah South Solar T2033 | IRP17 Utah South Solar T2035 | IRP17 Utah South Solar F2035 | IRP17 SOregonCal Solar2030' | IRP17 SOregonCal Solar2031 | IRP17 SOregonCal Solar2032 | IRP17 SOregonCal Solar2033 | IRP17 Aeolus Wind | IRP17 WYAE WindCDR2021 | IRP17 Dave Johnston Wind | IRP17 Goshen Wind 2 2030 | IRP17 Goshen Wind 2 2033 | IRP17 WallaW Wind | IRP17 Yakima Wind | IRP17 S Oregon Wind | IRP17 UT Wind 2030 | IRP17 UT Wind 2036 | IRP17 Yakima Solar2030 | IRP17 Yakima Solar2032 | IRP17 Yakima Solar2033 | IRP17 Utah South Solar T2033 | IRP17 Utah South Solar T2035 | IRP17 Utah South Solar F2035 | IRP17 SOregonCal Solar2030' | IRP17 SOregonCal Solar2031 | IRP17 SOregonCal Solar2032 | IRP17 SOregonCal Solar2033 | Total Capacity Deferral |  | IRP17 Aeolus Trans | IRP17 Aeolus Trans
| Year | Price | Only Price | Capacity Factor
|  | $/kW-yr | $/MWh (2) | $/MWh |  |  | Wind | 15.8% | 11.78% |  |  | MW |  | MW | MW | MW | MW | MW | MW | MW | MW | MW | MW | MW | MW | MW | MW | MW | MW | MW | MW | MW | MW | MW | MW | MW | MW | MW | MW | MW | MW | MW | MW | MW | MW | MW | MW | MW | MW | MW | MW | $/kw-year | $/kw-year | $/kw-year | $/kw-year |  | $/kw-year | $/kw-year | $/kw-year | $/kw-year |  | $/kw-year | $/kw-year | $/kw-year | $/kw-year | $/kw-year | $/kw-year | $/kw-year | $/kw-year | $/kw-year | $/kw-year | Millions $/year | Millions $/year | Millions $/year | Millions $/year | Millions $/year | Millions $/year | Millions $/year | Millions $/year | Millions $/year | Millions $/year | Millions $/year | Millions $/year | Millions $/year | Millions $/year | Millions $/year | Millions $/year | Millions $/year | Millions $/year | Millions $/year | Millions $/year | Millions $/year |  | $/kw-year | Millions $/year
[7 empty] | Fixed | 37.91% | 53.86%
| 2022 | 0 | 18.476 | 18.476 |  |  | Tracking | 59.67% | 64.8% |  | 2022 | 0 | 0 | 0 | 0 | 0 | 0 | 0 | 0 | 0 | 0 | 0 | 0 | 0 | 0 | 0 | 0 | 0 | 0 | 0 | 0 | 0 | 0 | 0 | 0 | 0 | 0 | 0 | 0 | 0 | 0 | 0 | 0 | 0 | 0 | 0 | 0 | 0 | 0 | 0 | 0 | -5.17 | -6.98 | 44.41 | 41.84 | 41.84 | 41.84 | 41.84 | 41.84 | 41.84 | 41.84 | 20.87 | 20.87 | 20.87 | 21.92 | 21.92 | 20.85 | 21.95 | 21.95 | 21.95 | 21.95 | 0 | 0 | 0 | 0 | 0 | 0 | 0 | 0 | 0 | 0 | 0 | 0 | 0 | 0 | 0 | 0 | 0 | 0 | 0 | 0 | 0 | 2022 | 49.71 | 0
| 2023 | 0 | 18.819 | 18.819 |  |  | Gas | 100% | 100% |  | 2023 | 0 | 0 | 0 | 0 | 0 | 0 | 0 | 0 | 0 | 0 | 0 | 0 | 0 | 0 | 0 | 0 | 0 | 0 | 0 | 0 | 0 | 0 | 0 | 0 | 0 | 0 | 0 | 0 | 0 | 0 | 0 | 0 | 0 | 0 | 0 | 0 | 0 | 0 | 0 | 0 | -7.21 | -9.06 | 45.4 | 42.76 | 42.76 | 42.76 | 42.76 | 42.76 | 42.76 | 42.76 | 21.33 | 21.33 | 21.33 | 22.4 | 22.4 | 21.31 | 22.43 | 22.43 | 22.43 | 22.43 | 0 | 0 | 0 | 0 | 0 | 0 | 0 | 0 | 0 | 0 | 0 | 0 | 0 | 0 | 0 | 0 | 0 | 0 | 0 | 0 | 0 | 2023 | 50.8 | 0
| 2024 | 0 | 20.7299 | 20.7299 |  |  | Hydro | 100% | 100% |  | 2024 | 0 | 0 | 0 | 0 | 0 | 0 | 0 | 0 | 0 | 0 | 0 | 0 | 0 | 0 | 0 | 0 | 0 | 0 | 0 | 0 | 0 | 0 | 0 | 0 | 0 | 0 | 0 | 0 | 0 | 0 | 0 | 0 | 0 | 0 | 0 | 0 | 0 | 0 | 0 | 0 | -4.7 | -6.59 | 46.41 | 43.7 | 43.7 | 43.7 | 43.7 | 43.7 | 43.7 | 43.7 | 21.8 | 21.8 | 21.8 | 22.89 | 22.89 | 21.78 | 22.92 | 22.92 | 22.92 | 22.92 | 0 | 0 | 0 | 0 | 0 | 0 | 0 | 0 | 0 | 0 | 0 | 0 | 0 | 0 | 0 | 0 | 0 | 0 | 0 | 0 | 0 | 2024 | 51.92 | 0
| 2025 | 0 | 22.7697 | 22.7697 | [6 empty] | 2025 | 0 | 0 | 0 | 0 | 0 | 0 | 0 | 0 | 0 | 0 | 0 | 0 | 0 | 0 | 0 | 0 | 0 | 0 | 0 | 0 | 0 | 0 | 0 | 0 | 0 | 0 | 0 | 0 | 0 | 0 | 0 | 0 | 0 | 0 | 0 | 0 | 0 | 0 | 0 | 0 | -6.64 | -8.57 | 47.45 | 44.66 | 44.66 | 44.66 | 44.66 | 44.66 | 44.66 | 44.66 | 22.28 | 22.28 | 22.28 | 23.39 | 23.39 | 22.26 | 23.42 | 23.42 | 23.42 | 23.42 | 0 | 0 | 0 | 0 | 0 | 0 | 0 | 0 | 0 | 0 | 0 | 0 | 0 | 0 | 0 | 0 | 0 | 0 | 0 | 0 | 0 | 2025 | 53.06 | 0
| 2026 | 0 | 22.3522 | 22.3522 | [6 empty] | 2026 | 0 | 0 | 0 | 0 | 0 | 0 | 0 | 0 | 0 | 0 | 0 | 0 | 0 | 0 | 0 | 0 | 0 | 0 | 0 | 0 | 0 | 0 | 0 | 0 | 0 | 0 | 0 | 0 | 0 | 0 | 0 | 0 | 0 | 0 | 0 | 0 | 0 | 0 | 0 | 0 | -4 | -5.97 | 48.5 | 45.64 | 45.64 | 45.64 | 45.64 | 45.64 | 45.64 | 45.64 | 22.77 | 22.77 | 22.77 | 23.9 | 23.9 | 22.75 | 23.94 | 23.94 | 23.94 | 23.94 | 0 | 0 | 0 | 0 | 0 | 0 | 0 | 0 | 0 | 0 | 0 | 0 | 0 | 0 | 0 | 0 | 0 | 0 | 0 | 0 | 0 | 2026 | 54.23 | 0
| 2027 | 0 | 23.8181 | 23.8181 | [6 empty] | 2027 | 0 | 0 | 0 | 0 | 0 | 0 | 0 | 0 | 0 | 0 | 0 | 0 | 0 | 0 | 0 | 0 | 0 | 0 | 0 | 0 | 0 | 0 | 0 | 0 | 0 | 0 | 0 | 0 | 0 | 0 | 0 | 0 | 0 | 0 | 0 | 0 | 0 | 0 | 0 | 0 | -5.79 | -7.81 | 49.57 | 46.64 | 46.64 | 46.64 | 46.64 | 46.64 | 46.64 | 46.64 | 23.27 | 23.27 | 23.27 | 24.43 | 24.43 | 23.25 | 24.47 | 24.47 | 24.47 | 24.47 | 0 | 0 | 0 | 0 | 0 | 0 | 0 | 0 | 0 | 0 | 0 | 0 | 0 | 0 | 0 | 0 | 0 | 0 | 0 | 0 | 0 | 2027 | 55.42 | 0
| 2028 | 0 | 27.4967 | 27.4967 | [6 empty] | 2028 | 0 | 0 | 0 | 0 | 0 | 0 | 0 | 0 | 0 | 0 | 0 | 0 | 0 | 0 | 0 | 0 | 0 | 0 | 0 | 0 | 0 | 0 | 0 | 0 | 0 | 0 | 0 | 0 | 0 | 0 | 0 | 0 | 0 | 0 | 0 | 0 | 0 | 0 | 0 | 0 | -2.94 | -5 | 50.71 | 47.71 | 47.71 | 47.71 | 47.71 | 47.71 | 47.71 | 47.71 | 23.81 | 23.81 | 23.81 | 24.99 | 24.99 | 23.78 | 25.03 | 25.03 | 25.03 | 25.03 | 0 | 0 | 0 | 0 | 0 | 0 | 0 | 0 | 0 | 0 | 0 | 0 | 0 | 0 | 0 | 0 | 0 | 0 | 0 | 0 | 0 | 2028 | 56.69 | 0
| 2029 | 0 | 31.7863 | 31.7863 | [6 empty] | 2029 | 0 | 0 | 0 | 0 | 0 | 0 | 0 | 0 | 0 | 0 | 0 | 0 | 0 | 0 | 0 | 0 | 0 | 0 | 0 | 0 | 0 | 0 | 0 | 0 | 0 | 0 | 0 | 0 | 0 | 0 | 0 | 0 | 0 | 0 | 0 | 0 | 0 | 0 | 0 | 0 | -4.55 | -6.65 | 51.89 | 48.81 | 48.81 | 48.81 | 48.81 | 48.81 | 48.81 | 48.81 | 24.36 | 24.36 | 24.36 | 25.56 | 25.56 | 24.33 | 25.61 | 25.61 | 25.61 | 25.61 | 0 | 0 | 0 | 0 | 0 | 0 | 0 | 0 | 0 | 0 | 0 | 0 | 0 | 0 | 0 | 0 | 0 | 0 | 0 | 0 | 0 | 2029 | 57.99 | 0
| 2030 | 0 | 36.3033 | 36.3033 | [6 empty] | 2030 | 0 | 0 | 0 | 0 | 0 | 0 | 0 | 0 | 0 | 0 | 0 | 0 | 0 | 0 | 0 | 0 | 0 | 0 | 0 | 0 | 0 | 0 | 0 | 0 | 0 | 0 | 0 | 0 | 0 | 0 | 0 | 0 | 0 | 0 | 0 | 0 | 0 | 0 | 0 | 0 | 17.23 | -8.2 | 149.24 | 150.17 | 49.93 | 49.93 | 49.93 | 49.93 | 145.99 | 49.93 | 116.98 | 24.92 | 24.92 | 26.15 | 26.15 | 24.89 | 120.03 | 26.2 | 26.2 | 26.2 | 0 | 0 | 0 | 0 | 0 | 0 | 0 | 0 | 0 | 0 | 0 | 0 | 0 | 0 | 0 | 0 | 0 | 0 | 0 | 0 | 0 | 2030 | 59.32 | 0
| 2031 | 0 | 38.2128 | 38.2128 | [6 empty] | 2031 | 0 | 0 | 0 | 0 | 0 | 0 | 0 | 0 | 0 | 0 | 0 | 0 | 0 | 0 | 0 | 0 | 0 | 0 | 0 | 0 | 0 | 0 | 0 | 0 | 0 | 0 | 0 | 0 | 0 | 0 | 0 | 0 | 0 | 0 | 0 | 0 | 0 | 0 | 0 | 0 | 136.73 | 134.53 | 152.68 | 153.63 | 51.08 | 51.08 | 51.08 | 51.08 | 149.35 | 51.08 | 119.66 | 25.49 | 25.49 | 26.75 | 26.75 | 25.46 | 122.78 | 120.09 | 26.8 | 26.8 | 0 | 0 | 0 | 0 | 0 | 0 | 0 | 0 | 0 | 0 | 0 | 0 | 0 | 0 | 0 | 0 | 0 | 0 | 0 | 0 | 0 | 2031 | 60.68 | 0
| 2032 | 0 | 40.0853 | 40.0853 | [6 empty] | 2032 | 0 | 0 | 0 | 0 | 0 | 0 | 0 | 0 | 0 | 0 | 0 | 0 | 0 | 0 | 0 | 0 | 0 | 0 | 0 | 0 | 0 | 0 | 0 | 0 | 0 | 0 | 0 | 0 | 0 | 0 | 0 | 0 | 0 | 0 | 0 | 0 | 0 | 0 | 0 | 0 | 139.9 | 137.65 | 156.18 | 157.16 | 52.25 | 52.25 | 52.25 | 52.25 | 152.78 | 52.25 | 122.42 | 117.09 | 26.08 | 27.37 | 27.37 | 26.05 | 125.61 | 122.86 | 120.18 | 27.42 | 0 | 0 | 0 | 0 | 0 | 0 | 0 | 0 | 0 | 0 | 0 | 0 | 0 | 0 | 0 | 0 | 0 | 0 | 0 | 0 | 0 | 2032 | 62.08 | 0
| 2033 | 0 | 38.1031 | 38.1031 | [6 empty] | 2033 | 0 | 0 | 0 | 0 | 0 | 0 | 0 | 0 | 0 | 0 | 0 | 0 | 0 | 0 | 0 | 0 | 0 | 0 | 0 | 0 | 0 | 0 | 0 | 0 | 0 | 0 | 0 | 0 | 0 | 0 | 0 | 0 | 0 | 0 | 0 | 0 | 0 | 0 | 0 | 0 | 142.96 | 140.66 | 159.61 | 160.62 | 154.31 | 53.4 | 53.4 | 53.4 | 156.14 | 53.4 | 125.11 | 119.66 | 117.14 | 117.97 | 27.97 | 26.62 | 128.37 | 125.56 | 122.82 | 120.25 | 0 | 0 | 0 | 0 | 0 | 0 | 0 | 0 | 0 | 0 | 0 | 0 | 0 | 0 | 0 | 0 | 0 | 0 | 0 | 0 | 0 | 2033 | 63.45 | 0
| 2034 | 0 | 40.2975 | 40.2975 | [6 empty] | 2034 | 0 | 0 | 0 | 0 | 0 | 0 | 0 | 0 | 0 | 0 | 0 | 0 | 0 | 0 | 0 | 0 | 0 | 0 | 0 | 0 | 0 | 0 | 0 | 0 | 0 | 0 | 0 | 0 | 0 | 0 | 0 | 0 | 0 | 0 | 0 | 0 | 0 | 0 | 0 | 0 | 146.13 | 143.78 | 163.12 | 164.15 | 157.7 | 54.57 | 54.57 | 54.57 | 159.57 | 54.57 | 127.87 | 122.3 | 119.72 | 120.57 | 28.59 | 27.21 | 131.2 | 128.33 | 125.53 | 122.9 | 0 | 0 | 0 | 0 | 0 | 0 | 0 | 0 | 0 | 0 | 0 | 0 | 0 | 0 | 0 | 0 | 0 | 0 | 0 | 0 | 0 | 2034 | 64.85 | 0
| 2035 | 0 | 44.679 | 44.679 | [6 empty] | 2035 | 0 | 0 | 0 | 0 | 0 | 0 | 0 | 0 | 0 | 0 | 0 | 0 | 0 | 0 | 0 | 0 | 0 | 0 | 0 | 0 | 0 | 0 | 0 | 0 | 0 | 0 | 0 | 0 | 0 | 0 | 0 | 0 | 0 | 0 | 0 | 0 | 0 | 0 | 0 | 0 | 149.36 | 146.96 | 166.7 | 167.76 | 161.17 | 156.49 | 156.49 | 155.05 | 163.08 | 55.77 | 130.68 | 124.99 | 122.35 | 123.22 | 118.2 | 114.97 | 134.09 | 131.15 | 128.29 | 125.6 | 0 | 0 | 0 | 0 | 0 | 0 | 0 | 0 | 0 | 0 | 0 | 0 | 0 | 0 | 0 | 0 | 0 | 0 | 0 | 0 | 0 | 2035 | 66.28 | 0
| 2036 | 0 | 47.8681 | 47.8681 | [6 empty] | 2036 | 0 | 0 | 0 | 0 | 0 | 0 | 0 | 0 | 0 | 0 | 0 | 0 | 0 | 0 | 0 | 0 | 0 | 0 | 0 | 0 | 0 | 0 | 0 | 0 | 0 | 0 | 0 | 0 | 0 | 0 | 0 | 0 | 0 | 0 | 0 | 0 | 0 | 0 | 0 | 0 | 152.66 | 150.2 | 170.36 | 171.45 | 164.72 | 159.94 | 159.94 | 158.46 | 166.67 | 154.33 | 133.55 | 127.74 | 125.04 | 125.93 | 120.8 | 117.5 | 137.04 | 134.03 | 131.11 | 128.36 | 0 | 0 | 0 | 0 | 0 | 0 | 0 | 0 | 0 | 0 | 0 | 0 | 0 | 0 | 0 | 0 | 0 | 0 | 0 | 0 | 0 | 2036 | 67.74 | 0
| 2037 | 0 | 47.8734 | 47.8734 | [6 empty] | 2037 | 0 | 0 | 0 | 0 | 0 | 0 | 0 | 0 | 0 | 0 | 0 | 0 | 0 | 0 | 0 | 0 | 0 | 0 | 0 | 0 | 0 | 0 | 0 | 0 | 0 | 0 | 0 | 0 | 0 | 0 | 0 | 0 | 0 | 0 | 0 | 0 | 0 | 0 | 0 | 0 | 156.02 | 153.51 | 174.1 | 175.22 | 168.34 | 163.45 | 163.45 | 161.94 | 170.33 | 157.73 | 136.49 | 130.55 | 127.79 | 128.7 | 123.46 | 120.09 | 140.06 | 136.98 | 134 | 131.19 | 0 | 0 | 0 | 0 | 0 | 0 | 0 | 0 | 0 | 0 | 0 | 0 | 0 | 0 | 0 | 0 | 0 | 0 | 0 | 0 | 0 | 2037 | 69.23 | 0
| 2038 | 0 | #DIV/0! | #DIV/0! | #DIV/0! | [5 empty] | 2038 | 0 | 0 | 0 | 0 | 0 | 0 | 0 | 0 | 0 | 0 | 0 | 0 | 0 | 0 | 0 | 0 | 0 | 0 | 0 | 0 | 0 | 0 | 0 | 0 | 0 | 0 | 0 | 0 | 0 | 0 | 0 | 0 | 0 | 0 | 0 | 0 | 0 | 0 | 0 | 0 | 159.45 | 156.88 | 177.93 | 179.07 | 172.04 | 167.04 | 167.04 | 165.5 | 174.08 | 161.2 | 139.49 | 133.42 | 130.6 | 131.53 | 126.17 | 122.73 | 143.14 | 139.99 | 136.95 | 134.07 | 0 | 0 | 0 | 0 | 0 | 0 | 0 | 0 | 0 | 0 | 0 | 0 | 0 | 0 | 0 | 0 | 0 | 0 | 0 | 0 | 0 | 2038 | 70.75 | 0
| 2039 | 0 | #DIV/0! | #DIV/0! | #DIV/0! | [5 empty] | 2039 | 0 | 0 | 0 | 0 | 0 | 0 | 0 | 0 | 0 | 0 | 0 | 0 | 0 | 0 | 0 | 0 | 0 | 0 | 0 | 0 | 0 | 0 | 0 | 0 | 0 | 0 | 0 | 0 | 0 | 0 | 0 | 0 | 0 | 0 | 0 | 0 | 0 | 0 | 0 | 0 | 162.95 | 160.32 | 181.83 | 183.01 | 175.83 | 170.72 | 170.72 | 169.14 | 177.91 | 164.75 | 142.55 | 136.35 | 133.47 | 134.43 | 128.95 | 125.43 | 146.29 | 143.07 | 139.97 | 137.02 | 0 | 0 | 0 | 0 | 0 | 0 | 0 | 0 | 0 | 0 | 0 | 0 | 0 | 0 | 0 | 0 | 0 | 0 | 0 | 0 | 0 | 2039 | 72.31 | 0
| 2040 | 0 | #DIV/0! | #DIV/0! | #DIV/0! | [5 empty] | 2040 | 0 | 0 | 0 | 0 | 0 | 0 | 0 | 0 | 0 | 0 | 0 | 0 | 0 | 0 | 0 | 0 | 0 | 0 | 0 | 0 | 0 | 0 | 0 | 0 | 0 | 0 | 0 | 0 | 0 | 0 | 0 | 0 | 0 | 0 | 0 | 0 | 0 | 0 | 0 | 0 | 166.52 | 163.83 | 185.82 | 187.04 | 179.7 | 174.48 | 174.48 | 172.86 | 181.83 | 168.38 | 145.69 | 139.35 | 136.41 | 137.39 | 131.79 | 128.19 | 149.51 | 146.22 | 143.05 | 140.03 | 0 | 0 | 0 | 0 | 0 | 0 | 0 | 0 | 0 | 0 | 0 | 0 | 0 | 0 | 0 | 0 | 0 | 0 | 0 | 0 | 0 | 2040 | 73.9 | 0
| 2041 | 0 | #DIV/0! | #DIV/0! | #DIV/0! | [5 empty] | 2041 | 0 | 0 | 0 | 0 | 0 | 0 | 0 | 0 | 0 | 0 | 0 | 0 | 0 | 0 | 0 | 0 | 0 | 0 | 0 | 0 | 0 | 0 | 0 | 0 | 0 | 0 | 0 | 0 | 0 | 0 | 0 | 0 | 0 | 0 | 0 | 0 | 0 | 0 | 0 | 0 | 170.16 | 167.41 | 189.89 | 191.16 | 183.66 | 178.32 | 178.32 | 176.66 | 185.83 | 172.09 | 148.89 | 142.41 | 139.41 | 140.42 | 134.69 | 131.01 | 152.8 | 149.44 | 146.2 | 143.11 | 0 | 0 | 0 | 0 | 0 | 0 | 0 | 0 | 0 | 0 | 0 | 0 | 0 | 0 | 0 | 0 | 0 | 0 | 0 | 0 | 0 | 2041 | 75.53 | 0
| 2042 | 0 | #DIV/0! | #DIV/0! | #DIV/0! | [5 empty] | 2042 | 0 | 0 | 0 | 0 | 0 | 0 | 0 | 0 | 0 | 0 | 0 | 0 | 0 | 0 | 0 | 0 | 0 | 0 | 0 | 0 | 0 | 0 | 0 | 0 | 0 | 0 | 0 | 0 | 0 | 0 | 0 | 0 | 0 | 0 | 0 | 0 | 0 | 0 | 0 | 0 | 174.09 | 171.27 | 194.28 | 195.56 | 187.88 | 182.42 | 182.42 | 180.72 | 190.1 | 176.05 | 152.31 | 145.69 | 142.62 | 143.65 | 137.79 | 134.02 | 156.32 | 152.88 | 149.57 | 146.4 | 0 | 0 | 0 | 0 |  | 0 | 0 | 0 | 0 | 0 | 0 | 0 | 0 | 0 | 0 | 0 | 0 | 0 | 0 | 0 | 0 | 2042 | 77.27 | 0
| 2043 | #N/A | #DIV/0! | #DIV/0! | #DIV/0! | [5 empty] | 2043 | #N/A | #N/A | #N/A | #N/A | #N/A | #N/A | #N/A | #N/A | #N/A | #N/A | #N/A | #N/A | #N/A | #N/A | #N/A | #N/A | #N/A | #N/A | #N/A | #N/A | #N/A | #N/A | #N/A | #N/A | #N/A | #N/A | #N/A | #N/A | #N/A | #N/A | #N/A | #N/A | #N/A | #N/A | #N/A | #N/A | #N/A | #N/A | #N/A | #N/A | #N/A | #N/A | #N/A | #N/A | #N/A | #N/A | #N/A | #N/A | #N/A | #N/A | #N/A | #N/A | #N/A | #N/A | #N/A | #N/A | #N/A | #N/A | #N/A | #N/A | #N/A | #N/A | #N/A | #N/A |  | #N/A | #N/A | #N/A | #N/A | #N/A | #N/A | #N/A | #N/A | #N/A | #N/A | #N/A | #N/A | #N/A | #N/A | #N/A | #N/A | 2043 | 0 | 0
[10 empty] | Year of deferral |  |  |  |  | 2030 | 2033 |  |  |  | 2030 | 2036 | 2030 | 2032 | 2033 | 2033 | 2035 | 2035 | 2030 | 2031 | 2032 | 2033
[10 empty] | if Defferred 1 |  |  |  |  | 0 | 0 |  |  |  | 0 | 0 | 0 | 0 | 0 | 0 | 0 | 0 | 0 | 0 | 0 | 0
| 15 year Levelized Prices (Nominal) @ 6.91% Discount Rate (1) (3) |  |  |  |  | Discount Rate - 2017 IRP Update
| $/kW | 0 |  |  |  | 6.91%
| $/MWh |  | 30.4413 | 30.4413
0
15 year Levelized Prices (Nominal) @ 0.00% Discount Rate (1) (3)
| $/kW | #DIV/0! | #DIV/0! | 0
$/MWh
0
20 year Levelized Prices (Nominal) @ 0.00% Discount Rate (1) (3)
| $/kW | #DIV/0!
| $/MWh |  | #DIV/0! | 0
15 year Levelized Prices (Nominal) @ 0.00% Discount Rate (1) (3)
| $/kW | #DIV/0!
| $/MWh |  | #DIV/0! | 0
0
15 year Levelized Prices (Nominal) @ 0.00% Discount Rate (1) (3)
| $/kW | #DIV/0!
| $/MWh |  | #DIV/0! | 0
Footnotes:
(1) Discount Rate - 2017 IRP Update
(2) 'Energy Only' is the GRID calculated costs and includes some capacity costs.
FALSE
FALSE
#VALUE! | [5 empty] | <---- Calculated Monthly
Avoided Costs calculated annually are $28.79/MWH
Avoided Costs calculated monthly are $30.44/MWH

## Table 2
Appendix B
Table 2
Avoided Energy Costs - Scheduled Hours ($/MWh)
RFP_Elektron Solar - 80.0 MW and 29.4% CF
|  | Winter Season |  |  |  |  | Summer Season |  |  |  | Winter Season
Year | Annual | Jan | Feb | Mar | Apr | May | Jun | Jul | Aug | Sep | Oct | Nov | Dec
Energy Only
2022 | 18.476 | 0 | 0 | 0 | 0 | 0 | 0 | 0 | 0 | 0 | 0 | 0 | 18.476
2023 | 18.819 | 17.7612 | 15.6063 | 15.3653 | 13.4096 | 14.586 | 18.9237 | 32.9603 | 20.8181 | 16.5122 | 16.4836 | 17.0853 | 18.924
2024 | 20.7299 | 18.2345 | 16.9585 | 14.6418 | 13.192 | 15.368 | 20.1618 | 35.8346 | 29.4833 | 20.3968 | 15.3118 | 17.8327 | 19.6745
2025 | 22.7697 | 19.3884 | 18.232 | 15.9622 | 15.2528 | 16.4329 | 21.3431 | 38.9742 | 32.6452 | 21.729 | 20.39 | 18.9194 | 20.2574
2026 | 22.3522 | 19.6774 | 18.8834 | 15.7963 | 15.6543 | 16.8647 | 22.5866 | 42.4332 | 22.8637 | 20.946 | 20.5142 | 19.4837 | 21.1347
2027 | 23.8181 | 20.2329 | 19.6265 | 17.1357 | 15.9018 | 16.8991 | 24.1208 | 40.5705 | 32.8375 | 21.6572 | 20.9529 | 20.504 | 22.0489
2028 | 27.4967 | 20.6115 | 20.1819 | 18.077 | 16.6967 | 18.9104 | 24.5505 | 54.5802 | 43.0867 | 23.261 | 21.8745 | 21.1825 | 24.5533
2029 | 31.7863 | 23.5138 | 22.316 | 18.2093 | 18.545 | 20.181 | 26.8266 | 66.4323 | 54.0898 | 26.651 | 22.8535 | 23.8159 | 30.063
2030 | 36.3033 | 25.0639 | 23.616 | 19.8788 | 18.9269 | 19.9006 | 28.6624 | 87.8754 | 61.3357 | 28.8567 | 24.4586 | 25.5634 | 33.9417
2031 | 38.2128 | 26.9832 | 24.9015 | 21.2135 | 19.8101 | 21.2621 | 29.738 | 90.4894 | 65.9802 | 31.7074 | 26.0288 | 26.2411 | 34.1336
2032 | 40.0853 | 26.4828 | 25.2917 | 22.0125 | 21.4071 | 22.2464 | 33.323 | 97.3748 | 67.2104 | 31.698 | 27.0054 | 27.3631 | 35.6831
2033 | 38.1031 | 22.9459 | 19.6797 | 18.8698 | 16.215 | 17.6954 | 29.2412 | 109.1355 | 65.7961 | 26.2549 | 22.6661 | 23.6098 | 33.6582
2034 | 40.2975 | 25.3935 | 21.6559 | 19.9999 | 17.3938 | 17.4376 | 30.0836 | 115.4982 | 71.5043 | 27.4298 | 23.2805 | 25.0903 | 34.9512
2035 | 44.679 | 25.6614 | 23.1691 | 20.5334 | 18.8062 | 18.89 | 30.3671 | 115.7651 | 92.1359 | 30.0388 | 24.4217 | 25.5537 | 68.203
2036 | 47.8681 | 26.5445 | 24.5528 | 21.3012 | 18.466 | 20.0326 | 33.3476 | 131.0263 | 84.9526 | 36.7513 | 29.6357 | 29.8442 | 76.8138
2037 | 0 | 0 | 0 | 0 | 0 | 0 | 0 | 0 | 0 | 0 | 0 | 0 | 0
2038 | 0 | 0 | 0 | 0 | 0 | 0 | 0 | 0 | 0 | 0 | 0 | 0 | 0
2039 | 0 | 0 | 0 | 0 | 0 | 0 | 0 | 0 | 0 | 0 | 0 | 0 | 0
|  | 31 | 28 | 31 | 30 | 31 | 30 | 31 | 31 | 30 | 31 | 30 | 31

## Table 4
Appendix B
Table 4
Burnertip Natural Gas Price Forecast |  |  |  | Quote Date
RFP_Elektron Solar - 80.0 MW and 29.4% CF |  |  |  | 2019-06-28
PacifiCorp
| Delivered | Delivered | Delivered
Year | IRP - Utah Greenfield | IRP West Side | IRP - Wyo NE
| Fuel Cost | Fuel Cost | Fuel Cost
2016 | 2.32 | 2.3 | 2.35
2017 | 2.65 | 3.31 | 2.66 |  | IRP - Utah Greenfield | IRP West Side | IRP - Wyo NE |  |  | IRP West Side
2018 | 2.59 | 3.23 | 2.6 | Peak Type: | Delivered | Delivered | Delivered | Year | IRP - Utah Greenfield | West Side | IRP - Wyo NE
2019 | 2.38 | 4.07 | 2.11 | 2016-01-01 | 2.2764 | 2.3749 | 2.2758 | 2016 | 47 | 43 | 46
2020 | 2.15 | 2.11 | 1.97 | 2016-02-01 | 1.8452 | 1.7746 | 1.829 | 2016
2021 | 2.2 | 2.11 | 2.07 | 2016-03-01 | 1.5254 | 1.4851 | 1.5765 | 2016
2022 | 2.31 | 2.23 | 2.17 | 2016-04-01 | 1.691 | 1.4974 | 1.7513 | 2016
2023 | 2.52 | 2.47 | 2.38 | 2016-05-01 | 1.731 | 1.5719 | 1.8005 | 2016
2024 | 2.8 | 2.81 | 2.66 | 2016-06-01 | 2.3388 | 2.1751 | 2.3648 | 2016
2025 | 3.16 | 3.15 | 3.01 | 2016-07-01 | 2.581 | 2.5038 | 2.6063 | 2016
2026 | 3.38 | 3.4 | 3.23 | 2016-08-01 | 2.6354 | 2.6478 | 2.6356 | 2016
2027 | 3.52 | 3.56 | 3.37 | 2016-09-01 | 2.7123 | 2.7715 | 2.7682 | 2016
2028 | 3.75 | 3.81 | 3.6 | 2016-10-01 | 2.6863 | 2.6942 | 2.75 | 2016
2029 | 3.89 | 3.97 | 3.73 | 2016-11-01 | 2.2696 | 2.2677 | 2.3067 | 2016
2030 | 4.04 | 4.11 | 3.89 | 2016-12-01 | 3.5124 | 3.8168 | 3.5519 | 2016
2031 | 4.35 | 4.39 | 4.19 | 2017-01-01 | 2.9366 | 2.8136 | 3.0827 | 2017
2032 | 4.59 | 4.62 | 4.43 | 2017-02-01 | 2.2425 | 2.2559 | 2.2491 | 2017
2033 | 4.97 | 4.96 | 4.8 | 2017-03-01 | 2.1137 | 2.1844 | 2.1613 | 2017
2034 | 5.11 | 5.09 | 4.95 | 2017-04-01 | 1.9777 | 2.0226 | 2.0695 | 2017
2035 | 5.27 | 5.19 | 5.1 | 2017-05-01 | 1.7832 | 1.5708 | 1.8795 | 2017
2036 | 5.39 | 5.27 | 5.22 | 2017-06-01 | 2.8755 | 2.8529 | 2.9027 | 2017
2037 | 5.79 | 5.68 | 5.61 | 2017-07-01 | 2.4216 | 2.3536 | 2.4675 | 2017
2038 | 6.05 | 5.92 | 5.88 | 2017-08-01 | 2.4788 | 2.5402 | 2.4625 | 2017
2039 | 6.3 | 6.15 | 6.12 | 2017-09-01 | 2.2195 | 2.3919 | 2.2245 | 2017
2040 | 6.51 | 6.38 | 6.33 | 2017-10-01 | 2.9129 | 4.6219 | 2.9276 | 2017
2041 | #N/A | #N/A | #N/A | 2017-11-01 | 3.9745 | 8.668 | 3.8703 | 2017
2042 | #N/A | #N/A | #N/A | 2017-12-01 | 3.9079 | 5.4439 | 3.5769 | 2017
|  |  |  | 2018-01-01 | 2.9366 | 2.8136 | 3.0827 | 2018
|  |  |  | 2018-02-01 | 2.2425 | 2.2559 | 2.2491 | 2018
|  |  |  | 2018-03-01 | 2.1137 | 2.1844 | 2.1613 | 2018
Official Forward Price Curve Forecast dated Jun 28, 2019 |  |  |  | 2018-04-01 | 1.9777 | 2.0226 | 2.0695 | 2018
|  |  |  | 2018-05-01 | 1.7832 | 1.5708 | 1.8795 | 2018
|  |  |  | 2018-06-01 | 2.1436 | 1.8485 | 2.2504 | 2018
|  |  |  | 2018-07-01 | 2.4216 | 2.3536 | 2.4675 | 2018
|  |  |  | 2018-08-01 | 2.4788 | 2.5402 | 2.4625 | 2018
|  |  |  | 2018-09-01 | 2.2195 | 2.3919 | 2.2245 | 2018
|  |  |  | 2018-10-01 | 2.9129 | 4.6219 | 2.9276 | 2018
|  |  |  | 2018-11-01 | 3.9745 | 8.668 | 3.8703 | 2018
|  |  |  | 2018-12-01 | 3.9079 | 5.4439 | 3.5769 | 2018
|  |  |  | 2019-01-01 | 3.1877 | 3.6245 | 2.9303 | 2019
|  |  |  | 2019-02-01 | 4.6376 | 13.2487 | 2.6294 | 2019
|  |  |  | 2019-03-01 | 2.8841 | 13.1476 | 3.1562 | 2019
|  |  |  | 2019-04-01 | 1.8442 | 2.0842 | 1.8712 | 2019
|  |  |  | 2019-05-01 | 1.8429 | 1.8682 | 1.9059 | 2019
|  |  |  | 2019-06-01 | 1.5244 | 1.6388 | 1.511 | 2019
|  |  |  | 2019-07-01 | 1.9912 | 1.9257 | 1.7006 | 2019
|  |  |  | 2019-08-01 | 2.0855 | 2.0583 | 1.8015 | 2019
|  |  |  | 2019-09-01 | 1.8259 | 1.7349 | 1.66 | 2019
|  |  |  | 2019-10-01 | 1.8503 | 1.8892 | 1.7543 | 2019
|  |  |  | 2019-11-01 | 2.1828 | 2.4334 | 1.9882 | 2019
|  |  |  | 2019-12-01 | 2.706 | 3.1322 | 2.3957 | 2019
|  |  |  | 2020-01-01 | 2.7029 | 3.1013 | 2.4228 | 2020
|  |  |  | 2020-02-01 | 2.5863 | 2.7815 | 2.2597 | 2020
|  |  |  | 2020-03-01 | 2.0693 | 2.212 | 1.8582 | 2020
|  |  |  | 2020-04-01 | 1.795 | 1.5881 | 1.6996 | 2020
|  |  |  | 2020-05-01 | 1.7773 | 1.489 | 1.6569 | 2020
|  |  |  | 2020-06-01 | 1.8026 | 1.5156 | 1.6795 | 2020
|  |  |  | 2020-07-01 | 2.1494 | 1.8763 | 1.9626 | 2020
|  |  |  | 2020-08-01 | 2.1671 | 1.9047 | 1.9776 | 2020
|  |  |  | 2020-09-01 | 2.1271 | 1.9014 | 1.9505 | 2020
|  |  |  | 2020-10-01 | 1.9537 | 1.8428 | 1.8542 | 2020
|  |  |  | 2020-11-01 | 2.1833 | 2.3478 | 2.0313 | 2020
|  |  |  | 2020-12-01 | 2.4931 | 2.7509 | 2.3129 | 2020
|  |  |  | 2021-01-01 | 2.6132 | 2.752 | 2.4368 | 2021
|  |  |  | 2021-02-01 | 2.5696 | 2.5903 | 2.4489 | 2021
|  |  |  | 2021-03-01 | 2.2832 | 2.31 | 2.1578 | 2021
|  |  |  | 2021-04-01 | 1.9111 | 1.7106 | 1.8547 | 2021
|  |  |  | 2021-05-01 | 1.867 | 1.648 | 1.7332 | 2021
|  |  |  | 2021-06-01 | 1.9207 | 1.6932 | 1.8015 | 2021
|  |  |  | 2021-07-01 | 2.1448 | 1.8794 | 1.9631 | 2021
|  |  |  | 2021-08-01 | 2.1575 | 1.9059 | 1.9731 | 2021
|  |  |  | 2021-09-01 | 2.1367 | 1.9079 | 1.9801 | 2021
|  |  |  | 2021-10-01 | 2.0637 | 1.9201 | 1.9681 | 2021
|  |  |  | 2021-11-01 | 2.2077 | 2.3552 | 2.0855 | 2021
|  |  |  | 2021-12-01 | 2.5164 | 2.6816 | 2.3786 | 2021
|  |  |  | 2022-01-01 | 2.6446 | 2.7362 | 2.4855 | 2022
|  |  |  | 2022-02-01 | 2.6183 | 2.6374 | 2.4594 | 2022
|  |  |  | 2022-03-01 | 2.3699 | 2.3915 | 2.2536 | 2022
|  |  |  | 2022-04-01 | 1.9947 | 1.796 | 1.9174 | 2022
|  |  |  | 2022-05-01 | 1.9937 | 1.7451 | 1.8587 | 2022
|  |  |  | 2022-06-01 | 1.9942 | 1.7819 | 1.8742 | 2022
|  |  |  | 2022-07-01 | 2.1342 | 1.8989 | 1.9325 | 2022
|  |  |  | 2022-08-01 | 2.2979 | 2.1268 | 2.1121 | 2022
|  |  |  | 2022-09-01 | 2.2937 | 2.0962 | 2.1356 | 2022
|  |  |  | 2022-10-01 | 2.2572 | 2.1054 | 2.1597 | 2022
|  |  |  | 2022-11-01 | 2.4406 | 2.522 | 2.3161 | 2022
|  |  |  | 2022-12-01 | 2.6816 | 2.8874 | 2.5421 | 2022
|  |  |  | 2023-01-01 | 2.7329 | 2.8711 | 2.5728 | 2023
|  |  |  | 2023-02-01 | 2.6943 | 2.7023 | 2.5347 | 2023
|  |  |  | 2023-03-01 | 2.5322 | 2.4921 | 2.4143 | 2023
|  |  |  | 2023-04-01 | 2.3004 | 2.1847 | 2.22 | 2023
|  |  |  | 2023-05-01 | 2.3125 | 2.1722 | 2.1743 | 2023
|  |  |  | 2023-06-01 | 2.3191 | 2.1809 | 2.1958 | 2023
|  |  |  | 2023-07-01 | 2.4523 | 2.3233 | 2.2474 | 2023
|  |  |  | 2023-08-01 | 2.4384 | 2.3477 | 2.2512 | 2023
|  |  |  | 2023-09-01 | 2.4508 | 2.2845 | 2.2911 | 2023
|  |  |  | 2023-10-01 | 2.4508 | 2.2908 | 2.3513 | 2023
|  |  |  | 2023-11-01 | 2.6734 | 2.6889 | 2.5466 | 2023
|  |  |  | 2023-12-01 | 2.8466 | 3.0932 | 2.7055 | 2023
|  |  |  | 2024-01-01 | 2.8211 | 3.0061 | 2.6602 | 2024
|  |  |  | 2024-02-01 | 2.7705 | 2.7672 | 2.6101 | 2024
|  |  |  | 2024-03-01 | 2.6946 | 2.5928 | 2.5751 | 2024
|  |  |  | 2024-04-01 | 2.6061 | 2.5734 | 2.5226 | 2024
|  |  |  | 2024-05-01 | 2.6314 | 2.5993 | 2.4899 | 2024
|  |  |  | 2024-06-01 | 2.644 | 2.5799 | 2.5175 | 2024
|  |  |  | 2024-07-01 | 2.7705 | 2.7478 | 2.5624 | 2024
|  |  |  | 2024-08-01 | 2.8084 | 2.7995 | 2.6175 | 2024
|  |  |  | 2024-09-01 | 2.8211 | 2.7349 | 2.6576 | 2024
|  |  |  | 2024-10-01 | 2.859 | 2.793 | 2.7554 | 2024
|  |  |  | 2024-11-01 | 2.9981 | 3.103 | 2.868 | 2024
|  |  |  | 2024-12-01 | 3.175 | 3.4646 | 3.0306 | 2024
|  |  |  | 2025-01-01 | 3.1806 | 3.4284 | 3.0161 | 2025
|  |  |  | 2025-02-01 | 3.1676 | 3.237 | 3.0032 | 2025
|  |  |  | 2025-03-01 | 3.0513 | 2.9994 | 2.9282 | 2025
|  |  |  | 2025-04-01 | 2.9867 | 2.907 | 2.8994 | 2025
|  |  |  | 2025-05-01 | 2.9867 | 2.8872 | 2.8417 | 2025
|  |  |  | 2025-06-01 | 2.9867 | 2.907 | 2.8568 | 2025
|  |  |  | 2025-07-01 | 3.1418 | 3.0588 | 2.93 | 2025
|  |  |  | 2025-08-01 | 3.1676 | 3.0852 | 2.9731 | 2025
|  |  |  | 2025-09-01 | 3.1806 | 3.0258 | 3.0136 | 2025
|  |  |  | 2025-10-01 | 3.1547 | 3.0456 | 3.0482 | 2025
|  |  |  | 2025-11-01 | 3.3615 | 3.4086 | 3.2278 | 2025
|  |  |  | 2025-12-01 | 3.5423 | 3.7782 | 3.3943 | 2025
|  |  |  | 2026-01-01 | 3.5413 | 3.7397 | 3.3732 | 2026
|  |  |  | 2026-02-01 | 3.5149 | 3.5306 | 3.347 | 2026
|  |  |  | 2026-03-01 | 3.3168 | 3.2878 | 3.191 | 2026
|  |  |  | 2026-04-01 | 3.1847 | 3.1664 | 3.0955 | 2026
|  |  |  | 2026-05-01 | 3.1716 | 3.1327 | 3.0247 | 2026
|  |  |  | 2026-06-01 | 3.1847 | 3.1664 | 3.0528 | 2026
|  |  |  | 2026-07-01 | 3.3696 | 3.3147 | 3.1555 | 2026
|  |  |  | 2026-08-01 | 3.3696 | 3.3283 | 3.1731 | 2026
|  |  |  | 2026-09-01 | 3.3432 | 3.2338 | 3.1746 | 2026
|  |  |  | 2026-10-01 | 3.3432 | 3.2608 | 3.2348 | 2026
|  |  |  | 2026-11-01 | 3.5413 | 3.6385 | 3.4058 | 2026
|  |  |  | 2026-12-01 | 3.713 | 4.0432 | 3.5632 | 2026
|  |  |  | 2027-01-01 | 3.7275 | 3.9941 | 3.5575 | 2027
|  |  |  | 2027-02-01 | 3.6869 | 3.7666 | 3.5173 | 2027
|  |  |  | 2027-03-01 | 3.5115 | 3.484 | 3.3838 | 2027
|  |  |  | 2027-04-01 | 3.3225 | 3.2979 | 3.2319 | 2027
|  |  |  | 2027-05-01 | 3.309 | 3.2772 | 3.1608 | 2027
|  |  |  | 2027-06-01 | 3.309 | 3.2772 | 3.1759 | 2027
|  |  |  | 2027-07-01 | 3.498 | 3.4702 | 3.2827 | 2027
|  |  |  | 2027-08-01 | 3.498 | 3.4702 | 3.3002 | 2027
|  |  |  | 2027-09-01 | 3.4575 | 3.3185 | 3.2877 | 2027
|  |  |  | 2027-10-01 | 3.4575 | 3.3874 | 3.3479 | 2027
|  |  |  | 2027-11-01 | 3.6734 | 3.7872 | 3.5366 | 2027
|  |  |  | 2027-12-01 | 3.8489 | 4.2009 | 3.6978 | 2027
|  |  |  | 2028-01-01 | 3.8825 | 4.1703 | 3.7109 | 2028
|  |  |  | 2028-02-01 | 3.8272 | 3.9165 | 3.6562 | 2028
|  |  |  | 2028-03-01 | 3.6754 | 3.6696 | 3.546 | 2028
|  |  |  | 2028-04-01 | 3.5373 | 3.5498 | 3.4445 | 2028
|  |  |  | 2028-05-01 | 3.5235 | 3.5356 | 3.3731 | 2028
|  |  |  | 2028-06-01 | 3.5235 | 3.5498 | 3.3881 | 2028
|  |  |  | 2028-07-01 | 3.7444 | 3.712 | 3.5266 | 2028
|  |  |  | 2028-08-01 | 3.7582 | 3.726 | 3.5578 | 2028
|  |  |  | 2028-09-01 | 3.7444 | 3.6344 | 3.5717 | 2028
|  |  |  | 2028-10-01 | 3.7444 | 3.7049 | 3.6319 | 2028
|  |  |  | 2028-11-01 | 3.9239 | 4.0645 | 3.7845 | 2028
|  |  |  | 2028-12-01 | 4.131 | 4.5088 | 3.977 | 2028
|  |  |  | 2029-01-01 | 4.1556 | 4.4752 | 3.9813 | 2029
|  |  |  | 2029-02-01 | 4.1133 | 4.2805 | 3.9394 | 2029
|  |  |  | 2029-03-01 | 3.9297 | 3.9774 | 3.7978 | 2029
|  |  |  | 2029-04-01 | 3.6613 | 3.7106 | 3.5672 | 2029
|  |  |  | 2029-05-01 | 3.633 | 3.6961 | 3.4815 | 2029
|  |  |  | 2029-06-01 | 3.6472 | 3.7106 | 3.5106 | 2029
|  |  |  | 2029-07-01 | 3.8449 | 3.8548 | 3.626 | 2029
|  |  |  | 2029-08-01 | 3.859 | 3.862 | 3.6575 | 2029
|  |  |  | 2029-09-01 | 3.8025 | 3.7178 | 3.6292 | 2029
|  |  |  | 2029-10-01 | 3.8025 | 3.7971 | 3.6895 | 2029
|  |  |  | 2029-11-01 | 3.972 | 4.0929 | 3.8322 | 2029
|  |  |  | 2029-12-01 | 4.2263 | 4.5113 | 4.0714 | 2029
|  |  |  | 2030-01-01 | 4.266 | 4.4967 | 4.0905 | 2030
|  |  |  | 2030-02-01 | 4.2082 | 4.2827 | 4.0333 | 2030
|  |  |  | 2030-03-01 | 3.9769 | 3.9728 | 3.8445 | 2030
|  |  |  | 2030-04-01 | 3.6879 | 3.7218 | 3.5936 | 2030
|  |  |  | 2030-05-01 | 3.7024 | 3.7588 | 3.5502 | 2030
|  |  |  | 2030-06-01 | 3.7457 | 3.803 | 3.6082 | 2030
|  |  |  | 2030-07-01 | 4.0058 | 4.0023 | 3.7853 | 2030
|  |  |  | 2030-08-01 | 4.0636 | 4.0687 | 3.8601 | 2030
|  |  |  | 2030-09-01 | 4.0058 | 3.9359 | 3.8305 | 2030
|  |  |  | 2030-10-01 | 4.0347 | 4.017 | 3.9193 | 2030
|  |  |  | 2030-11-01 | 4.266 | 4.386 | 4.1232 | 2030
|  |  |  | 2030-12-01 | 4.5694 | 4.8436 | 4.411 | 2030
|  |  |  | 2031-01-01 | 4.6008 | 4.8416 | 4.4221 | 2031
|  |  |  | 2031-02-01 | 4.4973 | 4.5999 | 4.3196 | 2031
|  |  |  | 2031-03-01 | 4.3347 | 4.3659 | 4.1987 | 2031
|  |  |  | 2031-04-01 | 4.0392 | 4.0413 | 3.9413 | 2031
|  |  |  | 2031-05-01 | 4.0095 | 4.0488 | 3.8543 | 2031
|  |  |  | 2031-06-01 | 4.0243 | 4.0488 | 3.884 | 2031
|  |  |  | 2031-07-01 | 4.4234 | 4.3659 | 4.1987 | 2031
|  |  |  | 2031-08-01 | 4.4382 | 4.4036 | 4.231 | 2031
|  |  |  | 2031-09-01 | 4.3495 | 4.23 | 4.1707 | 2031
|  |  |  | 2031-10-01 | 4.3495 | 4.2828 | 4.231 | 2031
|  |  |  | 2031-11-01 | 4.4382 | 4.5697 | 4.2937 | 2031
|  |  |  | 2031-12-01 | 4.6452 | 4.9246 | 4.486 | 2031
|  |  |  | 2032-01-01 | 4.6918 | 4.8754 | 4.5121 | 2032
|  |  |  | 2032-02-01 | 4.5859 | 4.6283 | 4.4073 | 2032
|  |  |  | 2032-03-01 | 4.5254 | 4.5202 | 4.3875 | 2032
|  |  |  | 2032-04-01 | 4.3288 | 4.2962 | 4.2281 | 2032
|  |  |  | 2032-05-01 | 4.3288 | 4.3116 | 4.1703 | 2032
|  |  |  | 2032-06-01 | 4.3591 | 4.358 | 4.2154 | 2032
|  |  |  | 2032-07-01 | 4.5859 | 4.551 | 4.3596 | 2032
|  |  |  | 2032-08-01 | 4.6464 | 4.5974 | 4.437 | 2032
|  |  |  | 2032-09-01 | 4.601 | 4.4661 | 4.4198 | 2032
|  |  |  | 2032-10-01 | 4.601 | 4.5665 | 4.48 | 2032
|  |  |  | 2032-11-01 | 4.7976 | 4.9063 | 4.6495 | 2032
|  |  |  | 2032-12-01 | 5.085 | 5.3388 | 4.9214 | 2032
|  |  |  | 2033-01-01 | 5.1198 | 5.3298 | 4.9358 | 2033
|  |  |  | 2033-02-01 | 5.1198 | 5.164 | 4.9358 | 2033
|  |  |  | 2033-03-01 | 4.9189 | 4.9193 | 4.7771 | 2033
|  |  |  | 2033-04-01 | 4.7335 | 4.6904 | 4.6286 | 2033
|  |  |  | 2033-05-01 | 4.7489 | 4.6904 | 4.5862 | 2033
|  |  |  | 2033-06-01 | 4.7798 | 4.722 | 4.6318 | 2033
|  |  |  | 2033-07-01 | 4.9498 | 4.8325 | 4.7199 | 2033
|  |  |  | 2033-08-01 | 4.9652 | 4.8641 | 4.7527 | 2033
|  |  |  | 2033-09-01 | 4.9652 | 4.7694 | 4.7803 | 2033
|  |  |  | 2033-10-01 | 4.9343 | 4.8009 | 4.8099 | 2033
|  |  |  | 2033-11-01 | 5.058 | 5.1482 | 4.9073 | 2033
|  |  |  | 2033-12-01 | 5.3053 | 5.5665 | 5.1395 | 2033
|  |  |  | 2034-01-01 | 5.3275 | 5.5275 | 5.1414 | 2034
|  |  |  | 2034-02-01 | 5.2959 | 5.3177 | 5.1101 | 2034
|  |  |  | 2034-03-01 | 5.0589 | 5.0596 | 4.9157 | 2034
|  |  |  | 2034-04-01 | 4.8694 | 4.7853 | 4.7632 | 2034
|  |  |  | 2034-05-01 | 4.8378 | 4.7692 | 4.6742 | 2034
|  |  |  | 2034-06-01 | 4.8694 | 4.7853 | 4.7206 | 2034
|  |  |  | 2034-07-01 | 5.0431 | 4.9144 | 4.8122 | 2034
|  |  |  | 2034-08-01 | 5.1064 | 4.995 | 4.8924 | 2034
|  |  |  | 2034-09-01 | 5.0906 | 4.8983 | 4.9044 | 2034
|  |  |  | 2034-10-01 | 5.1064 | 4.9951 | 4.9802 | 2034
|  |  |  | 2034-11-01 | 5.2642 | 5.35 | 5.1114 | 2034
|  |  |  | 2034-12-01 | 5.5012 | 5.7049 | 5.3334 | 2034
|  |  |  | 2035-01-01 | 5.5417 | 5.7066 | 5.3535 | 2035
|  |  |  | 2035-02-01 | 5.5417 | 5.5417 | 5.3535 | 2035
|  |  |  | 2035-03-01 | 5.2835 | 5.2614 | 5.138 | 2035
|  |  |  | 2035-04-01 | 5.009 | 4.8987 | 4.9014 | 2035
|  |  |  | 2035-05-01 | 5.0414 | 4.8987 | 4.8757 | 2035
|  |  |  | 2035-06-01 | 5.0897 | 4.9398 | 4.9387 | 2035
|  |  |  | 2035-07-01 | 5.235 | 5.0717 | 5.0022 | 2035
|  |  |  | 2035-08-01 | 5.3319 | 5.146 | 5.1156 | 2035
|  |  |  | 2035-09-01 | 5.1382 | 4.8904 | 4.9515 | 2035
|  |  |  | 2035-10-01 | 5.1705 | 4.9646 | 5.0437 | 2035
|  |  |  | 2035-11-01 | 5.3157 | 5.2779 | 5.1624 | 2035
|  |  |  | 2035-12-01 | 5.5417 | 5.7313 | 5.3736 | 2035
|  |  |  | 2036-01-01 | 5.6144 | 5.7308 | 5.4255 | 2036
|  |  |  | 2036-02-01 | 5.565 | 5.5623 | 5.3765 | 2036
|  |  |  | 2036-03-01 | 5.3009 | 5.1999 | 5.1553 | 2036
|  |  |  | 2036-04-01 | 5.037 | 4.8798 | 4.9291 | 2036
|  |  |  | 2036-05-01 | 5.07 | 4.8882 | 4.9041 | 2036
|  |  |  | 2036-06-01 | 5.1196 | 4.9472 | 4.9682 | 2036
|  |  |  | 2036-07-01 | 5.3175 | 5.1157 | 5.0838 | 2036
|  |  |  | 2036-08-01 | 5.4 | 5.1915 | 5.1831 | 2036
|  |  |  | 2036-09-01 | 5.3835 | 5.0989 | 5.1943 | 2036
|  |  |  | 2036-10-01 | 5.4164 | 5.1663 | 5.2872 | 2036
|  |  |  | 2036-11-01 | 5.5815 | 5.4949 | 5.4255 | 2036
|  |  |  | 2036-12-01 | 5.8949 | 5.992 | 5.7232 | 2036
|  |  |  | 2037-01-01 | 5.9405 | 6.0805 | 5.7483 | 2037
|  |  |  | 2037-02-01 | 5.9237 | 5.8997 | 5.7316 | 2037
|  |  |  | 2037-03-01 | 5.7045 | 5.5811 | 5.5548 | 2037
|  |  |  | 2037-04-01 | 5.5022 | 5.34 | 5.3897 | 2037
|  |  |  | 2037-05-01 | 5.5022 | 5.3486 | 5.3319 | 2037
|  |  |  | 2037-06-01 | 5.5359 | 5.4003 | 5.3803 | 2037
|  |  |  | 2037-07-01 | 5.7382 | 5.5467 | 5.5004 | 2037
|  |  |  | 2037-08-01 | 5.7888 | 5.5983 | 5.568 | 2037
|  |  |  | 2037-09-01 | 5.7888 | 5.4777 | 5.5956 | 2037
|  |  |  | 2037-10-01 | 5.7719 | 5.495 | 5.6391 | 2037
|  |  |  | 2037-11-01 | 5.9574 | 5.9083 | 5.7977 | 2037
|  |  |  | 2037-12-01 | 6.3115 | 6.4594 | 6.1356 | 2037
|  |  |  | 2038-01-01 | 6.3472 | 6.4165 | 6.1509 | 2038
|  |  |  | 2038-02-01 | 6.2955 | 6.2141 | 6.0997 | 2038
|  |  |  | 2038-03-01 | 6.0198 | 5.8269 | 5.8669 | 2038
|  |  |  | 2038-04-01 | 5.7441 | 5.5717 | 5.6291 | 2038
|  |  |  | 2038-05-01 | 5.7441 | 5.5893 | 5.5714 | 2038
|  |  |  | 2038-06-01 | 5.7785 | 5.6157 | 5.6205 | 2038
|  |  |  | 2038-07-01 | 5.9853 | 5.7828 | 5.745 | 2038
|  |  |  | 2038-08-01 | 6.0543 | 5.8445 | 5.8308 | 2038
|  |  |  | 2038-09-01 | 6.0198 | 5.7037 | 5.8243 | 2038
|  |  |  | 2038-10-01 | 5.9681 | 5.7301 | 5.8333 | 2038
|  |  |  | 2038-11-01 | 6.1576 | 6.0997 | 5.9958 | 2038
|  |  |  | 2038-12-01 | 6.5367 | 6.6365 | 6.3585 | 2038
|  |  |  | 2039-01-01 | 6.5751 | 6.5934 | 6.3765 | 2039
|  |  |  | 2039-02-01 | 6.5223 | 6.3866 | 6.3242 | 2039
|  |  |  | 2039-03-01 | 6.2229 | 6.0088 | 6.068 | 2039
|  |  |  | 2039-04-01 | 5.9588 | 5.775 | 5.8416 | 2039
|  |  |  | 2039-05-01 | 5.9588 | 5.748 | 5.7839 | 2039
|  |  |  | 2039-06-01 | 5.9764 | 5.7929 | 5.8164 | 2039
|  |  |  | 2039-07-01 | 6.2582 | 6.0178 | 6.0151 | 2039
|  |  |  | 2039-08-01 | 6.3285 | 6.1078 | 6.1023 | 2039
|  |  |  | 2039-09-01 | 6.2582 | 6.0178 | 6.0602 | 2039
|  |  |  | 2039-10-01 | 6.2405 | 6.0538 | 6.103 | 2039
|  |  |  | 2039-11-01 | 6.5046 | 6.4316 | 6.3394 | 2039
|  |  |  | 2039-12-01 | 6.7864 | 6.8723 | 6.6058 | 2039
|  |  |  | 2040-01-01 | 6.828 | 6.8486 | 6.6268 | 2040
|  |  |  | 2040-02-01 | 6.72 | 6.5912 | 6.5199 | 2040
|  |  |  | 2040-03-01 | 6.4501 | 6.2695 | 6.2929 | 2040
|  |  |  | 2040-04-01 | 6.1441 | 5.9937 | 6.0251 | 2040
|  |  |  | 2040-05-01 | 6.162 | 6.0029 | 5.9852 | 2040
|  |  |  | 2040-06-01 | 6.198 | 6.0397 | 6.0358 | 2040
|  |  |  | 2040-07-01 | 6.4501 | 6.2695 | 6.2051 | 2040
|  |  |  | 2040-08-01 | 6.576 | 6.3798 | 6.3473 | 2040
|  |  |  | 2040-09-01 | 6.504 | 6.2235 | 6.3036 | 2040
|  |  |  | 2040-10-01 | 6.4501 | 6.2143 | 6.3105 | 2040
|  |  |  | 2040-11-01 | 6.63 | 6.582 | 6.4635 | 2040
|  |  |  | 2040-12-01 | 7.026 | 7.1427 | 6.8429 | 2040
|  |  |  | 2041-01-01 | 7.1072 | 7.1305 | 6.9033 | 2041
|  |  |  | 2041-02-01 | #N/A | #N/A | #N/A | 2041
|  |  |  | 2041-03-01 | #N/A | #N/A | #N/A | 2041
|  |  |  | 2041-04-01 | #N/A | #N/A | #N/A | 2041
|  |  |  | 2041-05-01 | #N/A | #N/A | #N/A | 2041
|  |  |  | 2041-06-01 | #N/A | #N/A | #N/A | 2041
|  |  |  | 2041-07-01 | #N/A | #N/A | #N/A | 2041
|  |  |  | 2041-08-01 | #N/A | #N/A | #N/A | 2041
|  |  |  | 2041-09-01 | #N/A | #N/A | #N/A | 2041
|  |  |  | 2041-10-01 | #N/A | #N/A | #N/A | 2041
|  |  |  | 2041-11-01 | #N/A | #N/A | #N/A | 2041
|  |  |  | 2041-12-01 | #N/A | #N/A | #N/A | 2041
|  |  |  | 2042-01-01 | #N/A | #N/A | #N/A | 2042
|  |  |  | 2042-02-01 | #N/A | #N/A | #N/A | 2042
|  |  |  | 2042-03-01 | #N/A | #N/A | #N/A | 2042
|  |  |  | 2042-04-01 | #N/A | #N/A | #N/A | 2042
|  |  |  | 2042-05-01 | #N/A | #N/A | #N/A | 2042
|  |  |  | 2042-06-01 | #N/A | #N/A | #N/A | 2042
|  |  |  | 2042-07-01 | #N/A | #N/A | #N/A | 2042
|  |  |  | 2042-08-01 | #N/A | #N/A | #N/A | 2042
|  |  |  | 2042-09-01 | 0 | 0 | 0 | 2042
|  |  |  | 2042-10-01 | 0 | 0 | 0 | 2042
|  |  |  | 2042-11-01 | 0 | 0 | 0 | 2042
|  |  |  | 2042-12-01 | 0 | 0 | 0 | 2042
|  |  |  | 0 | #N/A | #N/A | #N/A | 1900
|  |  |  | 0 | #N/A | #N/A | #N/A | 1900
|  |  |  | 0 | #N/A | #N/A | #N/A | 1900
Note on G5: PacifiCorp: Date that deal is evaluated.

## Table 5
Appendix B
| Table 5 | [9 empty] | Study_Name:
| RFP_Elektron Solar - 80.0 MW and 29.4% CF | [7 empty] | 44896 |  | RFP_Elektron Solar |  |  | 20 Year | 20 Year Starting 2019 | 15 Year Starting 2020
| December 2022 through November 2037 | [6 empty] | Start | 2022-12-01 |  | Resource Capacity |  | start | 24 | 13 | 25
| Nominal Avoided Costs Calculated Monthly | [6 empty] | End | 2037-11-01 |  | 80 | MW | end | 203 | 252 | 204
[11 empty] | 29.41% | CF
| Nominal NPV at 6.91% Discount Rate | [6 empty] | Discount Rate - 2017 IRP Update
20 Year |  | 58322316.7013 | 0 | 58322316.7013 | 1915892.1337 | 30.4413 |  | 6.91% | 0.5584%
|  | Energy | Capacity $ | Total | Total | AC Price
| Month | Avoided $ | 29.3% CF | Dollars | MWH | 29.3% CF | Offset | Year | Date Test | Offset |  |  |  | Total | energy | capacity
| 2022-01-01 | [5 empty] | 1 | 2022 |  | 283 | Net Power Cost
| 2022-02-01 | [5 empty] | 2 | 2022 |  | 379 | QF - 529 - UT - Solar
| 2022-03-01 | [5 empty] | 3 | 2022
| 2022-04-01 | [5 empty] | 4 | 2022 |  | 2022 | 136714.1604 | 0 | 7399.5672 | 18.476 | 18.476 | 0
| 2022-05-01 | [5 empty] | 5 | 2022 |  | 2023 | 3878719.5482 | 0 | 206106.1519 | 18.819 | 18.819 | 0
| 2022-06-01 | [5 empty] | 6 | 2022 |  | 2024 | 4276657.787 | 0 | 206303.5621 | 20.7299 | 20.7299 | 0
| 2022-07-01 | [5 empty] | 7 | 2022 |  | 2025 | 4669456.0216 | 0 | 205073.5328 | 22.7697 | 22.7697 | 0
| 2022-08-01 | [5 empty] | 8 | 2022 |  | 2026 | 4572345.7538 | 0 | 204559.1633 | 22.3522 | 22.3522 | 0
| 2022-09-01 | [5 empty] | 9 | 2022 |  | 2027 | 4859981.3652 | 0 | 204046.0853 | 23.8181 | 23.8181 | 0
| 2022-10-01 | [5 empty] | 10 | 2022 |  | 2028 | 5615966.8599 | 0 | 204241.5206 | 27.4967 | 27.4967 | 0
| 2022-11-01 | [5 empty] | 11 | 2022 |  | 2029 | 6453378.2116 | 0 | 203023.7849 | 31.7863 | 31.7863 | 0
| 2022-12-01 | 136714.1604 | 0 | 136714.1604 | 7399.5672 | 18.476 | 12 | 2022 | 2022-12-01 | 2030 | 7351953.7761 | 0 | 202514.5604 | 36.3033 | 36.3033 | 0
| 2023-01-01 | 153900.0113 | 0 | 153900.0113 | 8664.9508 | 17.7612 | 14 | 2023 | 2023-01-01 | 2031 | 7719232.7006 | 0 | 202006.6061 | 38.2128 | 38.2128 | 0
| 2023-02-01 | 175212.1344 | 0 | 175212.1344 | 11227.0354 | 15.6063 | 15 | 2023 | 2023-02-01 | 2032 | 8105244.8626 | 0 | 202200.093 | 40.0853 | 40.0853 | 0
| 2023-03-01 | 264931.7361 | 0 | 264931.7361 | 17242.1731 | 15.3653 | 16 | 2023 | 2023-03-01 | 2033 | 7658517.7011 | 0 | 200994.5253 | 38.1031 | 38.1031 | 0
| 2023-04-01 | 261186.4181 | 0 | 261186.4181 | 19477.595 | 13.4096 | 17 | 2023 | 2023-04-01 | 2034 | 8079260.5656 | 0 | 200490.3888 | 40.2975 | 40.2975 | 0
| 2023-05-01 | 333935.5263 | 0 | 333935.5263 | 22894.2248 | 14.586 | 18 | 2023 | 2023-05-01 | 2035 | 8935242.3286 | 0 | 199987.5139 | 44.679 | 44.679 | 0
| 2023-06-01 | 462292.086 | 0 | 462292.086 | 24429.2961 | 18.9237 | 19 | 2023 | 2023-06-01 | 2036 | 9582188.4194 | 0 | 200179.0641 | 47.8681 | 47.8681 | 0
| 2023-07-01 | 835789.6329 | 0 | 835789.6329 | 25357.4325 | 32.9603 | 20 | 2023 | 2023-07-01 | 2037 | 9222169.7437 | 0 | 192636.5327 | 47.8734 | 47.8734 | 0
| 2023-08-01 | 483719.5304 | 0 | 483719.5304 | 23235.5725 | 20.8181 | 21 | 2023 | 2023-08-01 | 2038 | 0 | 0 | 0 | #DIV/0! | #DIV/0! | 0
| 2023-09-01 | 329908.5114 | 0 | 329908.5114 | 19979.6396 | 16.5122 | 22 | 2023 | 2023-09-01 | 2039 | 0 | 0 | 0 | #DIV/0! | #DIV/0! | 0
| 2023-10-01 | 267478.735 | 0 | 267478.735 | 16226.9389 | 16.4836 | 23 | 2023 | 2023-10-01 | 2040 | 0 | 0 | 0 | #DIV/0! | #DIV/0! | 0
| 2023-11-01 | 170687.2278 | 0 | 170687.2278 | 9990.2859 | 17.0853 | 24 | 2023 | 2023-11-01 | 2041 | 0 | 0 | 0 | #DIV/0! | #DIV/0! | 0
| 2023-12-01 | 139677.9985 | 0 | 139677.9985 | 7381.0075 | 18.924 | 25 | 2023 | 2023-12-01 | 2042 | 0 | 0 | 0 | #DIV/0! | #DIV/0! | 0
| 2024-01-01 | 157604.6724 | 0 | 157604.6724 | 8643.2172 | 18.2345 | 27 | 2024 | 2024-01-01 | 2043 | 0 | 0 | 0 | #DIV/0! | #DIV/0! | 0
| 2024-02-01 | 202031.0053 | 0 | 202031.0053 | 11913.2447 | 16.9585 | 28 | 2024 | 2024-02-01
| 2024-03-01 | 251823.6051 | 0 | 251823.6051 | 17198.9266 | 14.6418 | 29 | 2024 | 2024-03-01
| 2024-04-01 | 256304.7366 | 0 | 256304.7366 | 19428.7413 | 13.192 | 30 | 2024 | 2024-04-01
| 2024-05-01 | 350956.0733 | 0 | 350956.0733 | 22836.8012 | 15.368 | 31 | 2024 | 2024-05-01
| 2024-06-01 | 491303.4271 | 0 | 491303.4271 | 24368.0222 | 20.1618 | 32 | 2024 | 2024-06-01
| 2024-07-01 | 906393.9129 | 0 | 906393.9129 | 25293.83 | 35.8346 | 33 | 2024 | 2024-07-01
| 2024-08-01 | 683341.9432 | 0 | 683341.9432 | 23177.2924 | 29.4833 | 34 | 2024 | 2024-08-01
| 2024-09-01 | 406498.5996 | 0 | 406498.5996 | 19929.526 | 20.3968 | 35 | 2024 | 2024-09-01
| 2024-10-01 | 247839.7667 | 0 | 247839.7667 | 16186.2382 | 15.3118 | 36 | 2024 | 2024-10-01
| 2024-11-01 | 177706.7789 | 0 | 177706.7789 | 9965.2281 | 17.8327 | 37 | 2024 | 2024-11-01
| 2024-12-01 | 144853.2661 | 0 | 144853.2661 | 7362.4943 | 19.6745 | 38 | 2024 | 2024-12-01
| 2025-01-01 | 167157.9961 | 0 | 167157.9961 | 8621.5382 | 19.3884 | 40 | 2025 | 2025-01-01
| 2025-02-01 | 203665.9343 | 0 | 203665.9343 | 11170.7865 | 18.232 | 41 | 2025 | 2025-02-01
| 2025-03-01 | 273844.9739 | 0 | 273844.9739 | 17155.7882 | 15.9622 | 42 | 2025 | 2025-03-01
| 2025-04-01 | 295599.2732 | 0 | 295599.2732 | 19380.0095 | 15.2528 | 43 | 2025 | 2025-04-01
| 2025-05-01 | 374332.74 | 0 | 374332.74 | 22779.5216 | 16.4329 | 44 | 2025 | 2025-05-01
| 2025-06-01 | 518784.4677 | 0 | 518784.4677 | 24306.9019 | 21.3431 | 45 | 2025 | 2025-06-01
| 2025-07-01 | 983334.7537 | 0 | 983334.7537 | 25230.3884 | 38.9742 | 46 | 2025 | 2025-07-01
| 2025-08-01 | 754728.6822 | 0 | 754728.6822 | 23119.1591 | 32.6452 | 47 | 2025 | 2025-08-01
| 2025-09-01 | 431962.8979 | 0 | 431962.8979 | 19879.539 | 21.729 | 48 | 2025 | 2025-09-01
| 2025-10-01 | 329209.9908 | 0 | 329209.9908 | 16145.6397 | 20.39 | 49 | 2025 | 2025-10-01
| 2025-11-01 | 188063.2285 | 0 | 188063.2285 | 9940.2331 | 18.9194 | 50 | 2025 | 2025-11-01
| 2025-12-01 | 148771.0832 | 0 | 148771.0832 | 7344.0276 | 20.2574 | 51 | 2025 | 2025-12-01
| 2026-01-01 | 169223.9106 | 0 | 169223.9106 | 8599.9134 | 19.6774 | 53 | 2026 | 2026-01-01
| 2026-02-01 | 210413.465 | 0 | 210413.465 | 11142.7677 | 18.8834 | 54 | 2026 | 2026-02-01
| 2026-03-01 | 270318.4786 | 0 | 270318.4786 | 17112.7578 | 15.7963 | 55 | 2026 | 2026-03-01
| 2026-04-01 | 302618.9272 | 0 | 302618.9272 | 19331.4004 | 15.6543 | 56 | 2026 | 2026-04-01
| 2026-05-01 | 383206.2639 | 0 | 383206.2639 | 22722.3856 | 16.8647 | 57 | 2026 | 2026-05-01
| 2026-06-01 | 547632.2741 | 0 | 547632.2741 | 24245.935 | 22.5866 | 58 | 2026 | 2026-06-01
| 2026-07-01 | 1067919.5878 | 0 | 1067919.5878 | 25167.1048 | 42.4332 | 59 | 2026 | 2026-07-01
| 2026-08-01 | 527263.6953 | 0 | 527263.6953 | 23061.1711 | 22.8637 | 60 | 2026 | 2026-08-01
| 2026-09-01 | 415353.3591 | 0 | 415353.3591 | 19829.6765 | 20.946 | 61 | 2026 | 2026-09-01
| 2026-10-01 | 330384.5088 | 0 | 330384.5088 | 16105.1429 | 20.5142 | 62 | 2026 | 2026-10-01
| 2026-11-01 | 193187.1351 | 0 | 193187.1351 | 9915.3009 | 19.4837 | 63 | 2026 | 2026-11-01
| 2026-12-01 | 154824.1485 | 0 | 154824.1485 | 7325.6072 | 21.1347 | 64 | 2026 | 2026-12-01
| 2027-01-01 | 173565.181 | 0 | 173565.181 | 8578.3431 | 20.2329 | 66 | 2027 | 2027-01-01
| 2027-02-01 | 218145.4831 | 0 | 218145.4831 | 11114.8192 | 19.6265 | 67 | 2027 | 2027-02-01
| 2027-03-01 | 292503.5603 | 0 | 292503.5603 | 17069.8351 | 17.1357 | 68 | 2027 | 2027-03-01
| 2027-04-01 | 306632.3703 | 0 | 306632.3703 | 19282.9133 | 15.9018 | 69 | 2027 | 2027-04-01
| 2027-05-01 | 383023.9443 | 0 | 383023.9443 | 22665.3929 | 16.8991 | 70 | 2027 | 2027-05-01
| 2027-06-01 | 583364.5231 | 0 | 583364.5231 | 24185.121 | 24.1208 | 71 | 2027 | 2027-06-01
| 2027-07-01 | 1018481.9152 | 0 | 1018481.9152 | 25103.9805 | 40.5705 | 72 | 2027 | 2027-07-01
| 2027-08-01 | 755372.7904 | 0 | 755372.7904 | 23003.3288 | 32.8375 | 73 | 2027 | 2027-08-01
| 2027-09-01 | 428378.9436 | 0 | 428378.9436 | 19779.9396 | 21.6572 | 74 | 2027 | 2027-09-01
| 2027-10-01 | 336603.015 | 0 | 336603.015 | 16064.7477 | 20.9529 | 75 | 2027 | 2027-10-01
| 2027-11-01 | 202792.9977 | 0 | 202792.9977 | 9890.4311 | 20.504 | 76 | 2027 | 2027-11-01
| 2027-12-01 | 161116.6411 | 0 | 161116.6411 | 7307.233 | 22.0489 | 77 | 2027 | 2027-12-01
| 2028-01-01 | 176369.2892 | 0 | 176369.2892 | 8556.8267 | 20.6115 | 79 | 2028 | 2028-01-01
| 2028-02-01 | 238028.3532 | 0 | 238028.3532 | 11794.1697 | 20.1819 | 80 | 2028 | 2028-02-01
| 2028-03-01 | 307796.688 | 0 | 307796.688 | 17027.0205 | 18.077 | 81 | 2028 | 2028-03-01
| 2028-04-01 | 321154.3355 | 0 | 321154.3355 | 19234.5472 | 16.6967 | 82 | 2028 | 2028-04-01
| 2028-05-01 | 427536.1094 | 0 | 427536.1094 | 22608.5433 | 18.9104 | 83 | 2028 | 2028-05-01
| 2028-06-01 | 592267.306 | 0 | 592267.306 | 24124.4594 | 24.5505 | 84 | 2028 | 2028-06-01
| 2028-07-01 | 1366742.5234 | 0 | 1366742.5234 | 25041.0134 | 54.5802 | 85 | 2028 | 2028-07-01
| 2028-08-01 | 988651.618 | 0 | 988651.618 | 22945.6311 | 43.0867 | 86 | 2028 | 2028-08-01
| 2028-09-01 | 458948.0458 | 0 | 458948.0458 | 19730.3266 | 23.261 | 87 | 2028 | 2028-09-01
| 2028-10-01 | 350527.6012 | 0 | 350527.6012 | 16024.4539 | 21.8745 | 88 | 2028 | 2028-10-01
| 2028-11-01 | 208978.663 | 0 | 208978.663 | 9865.6239 | 21.1825 | 89 | 2028 | 2028-11-01
| 2028-12-01 | 178966.3271 | 0 | 178966.3271 | 7288.9049 | 24.5533 | 90 | 2028 | 2028-12-01
| 2029-01-01 | 200699.1967 | 0 | 200699.1967 | 8535.3644 | 23.5138 | 92 | 2029 | 2029-01-01
| 2029-02-01 | 246795.4586 | 0 | 246795.4586 | 11059.1325 | 22.316 | 93 | 2029 | 2029-02-01
| 2029-03-01 | 309272.8122 | 0 | 309272.8122 | 16984.3125 | 18.2093 | 94 | 2029 | 2029-03-01
| 2029-04-01 | 355810.5491 | 0 | 355810.5491 | 19186.3028 | 18.545 | 95 | 2029 | 2029-04-01
| 2029-05-01 | 455118.8079 | 0 | 455118.8079 | 22551.8363 | 20.181 | 96 | 2029 | 2029-05-01
| 2029-06-01 | 645554.7632 | 0 | 645554.7632 | 24063.9501 | 26.8266 | 97 | 2029 | 2029-06-01
| 2029-07-01 | 1659359.0585 | 0 | 1659359.0585 | 24978.2058 | 66.4323 | 98 | 2029 | 2029-07-01
| 2029-08-01 | 1238011.9065 | 0 | 1238011.9065 | 22888.0788 | 54.0898 | 99 | 2029 | 2029-08-01
| 2029-09-01 | 524513.1953 | 0 | 524513.1953 | 19680.8392 | 26.651 | 100 | 2029 | 2029-09-01
| 2029-10-01 | 365296.6553 | 0 | 365296.6553 | 15984.2611 | 22.8535 | 101 | 2029 | 2029-10-01
| 2029-11-01 | 234369.0668 | 0 | 234369.0668 | 9840.8788 | 23.8159 | 102 | 2029 | 2029-11-01
| 2029-12-01 | 218576.7414 | 0 | 218576.7414 | 7270.6227 | 30.063 | 103 | 2029 | 2029-12-01
| 2030-01-01 | 213393.331 | 0 | 213393.331 | 8513.9558 | 25.0639 | 105 | 2030 | 2030-01-01
| 2030-02-01 | 260517.3172 | 0 | 260517.3172 | 11031.3938 | 23.616 | 106 | 2030 | 2030-02-01
| 2030-03-01 | 336780.236 | 0 | 336780.236 | 16941.7128 | 19.8788 | 107 | 2030 | 2030-03-01
| 2030-04-01 | 362225.5262 | 0 | 362225.5262 | 19138.1791 | 18.9269 | 108 | 2030 | 2030-04-01
| 2030-05-01 | 447670.2024 | 0 | 447670.2024 | 22495.2713 | 19.9006 | 109 | 2030 | 2030-05-01
| 2030-06-01 | 688000.6516 | 0 | 688000.6516 | 24003.5926 | 28.6624 | 110 | 2030 | 2030-06-01
| 2030-07-01 | 2189464.7523 | 0 | 2189464.7523 | 24915.5563 | 87.8754 | 111 | 2030 | 2030-07-01
| 2030-08-01 | 1400334.9829 | 0 | 1400334.9829 | 22830.6712 | 61.3357 | 112 | 2030 | 2030-08-01
| 2030-09-01 | 566500.4634 | 0 | 566500.4634 | 19631.4762 | 28.8567 | 113 | 2030 | 2030-09-01
| 2030-10-01 | 389972.1505 | 0 | 389972.1505 | 15944.1692 | 24.4586 | 114 | 2030 | 2030-10-01
| 2030-11-01 | 250935.6806 | 0 | 250935.6806 | 9816.1957 | 25.5634 | 115 | 2030 | 2030-11-01
| 2030-12-01 | 246158.482 | 0 | 246158.482 | 7252.3864 | 33.9417 | 116 | 2030 | 2030-12-01
| 2031-01-01 | 229157.4339 | 0 | 229157.4339 | 8492.601 | 26.9832 | 118 | 2031 | 2031-01-01
| 2031-02-01 | 274009.5394 | 0 | 274009.5394 | 11003.7246 | 24.9015 | 119 | 2031 | 2031-02-01
| 2031-03-01 | 358491.6024 | 0 | 358491.6024 | 16899.2187 | 21.2135 | 120 | 2031 | 2031-03-01
| 2031-04-01 | 378177.8258 | 0 | 378177.8258 | 19090.1769 | 19.8101 | 121 | 2031 | 2031-04-01
| 2031-05-01 | 477097.2044 | 0 | 477097.2044 | 22438.8483 | 21.2621 | 122 | 2031 | 2031-05-01
| 2031-06-01 | 712027.448 | 0 | 712027.448 | 23943.3862 | 29.738 | 123 | 2031 | 2031-06-01
| 2031-07-01 | 2248939.6526 | 0 | 2248939.6526 | 24853.061 | 90.4894 | 124 | 2031 | 2031-07-01
| 2031-08-01 | 1502592.8803 | 0 | 1502592.8803 | 22773.4061 | 65.9802 | 125 | 2031 | 2031-08-01
| 2031-09-01 | 620902.276 | 0 | 620902.276 | 19582.235 | 31.7074 | 126 | 2031 | 2031-09-01
| 2031-10-01 | 413966.4713 | 0 | 413966.4713 | 15904.1778 | 26.0288 | 127 | 2031 | 2031-10-01
| 2031-11-01 | 256941.3801 | 0 | 256941.3801 | 9791.5746 | 26.2411 | 128 | 2031 | 2031-11-01
| 2031-12-01 | 246928.9865 | 0 | 246928.9865 | 7234.1959 | 34.1336 | 129 | 2031 | 2031-12-01
| 2032-01-01 | 224344.0007 | 0 | 224344.0007 | 8471.2997 | 26.4828 | 1 | 2032 | 2032-01-01
| 2032-02-01 | 295313.4449 | 0 | 295313.4449 | 11676.2848 | 25.2917 | 2 | 2032 | 2032-02-01
| 2032-03-01 | 371061.0022 | 0 | 371061.0022 | 16856.8323 | 22.0125 | 3 | 2032 | 2032-03-01
| 2032-04-01 | 407640.3184 | 0 | 407640.3184 | 19042.2946 | 21.4071 | 4 | 2032 | 2032-04-01
| 2032-05-01 | 497930.8988 | 0 | 497930.8988 | 22382.5668 | 22.2464 | 5 | 2032 | 2032-05-01
| 2032-06-01 | 795863.1848 | 0 | 795863.1848 | 23883.3311 | 33.323 | 6 | 2032 | 2032-06-01
| 2032-07-01 | 2413991.4602 | 0 | 2413991.4602 | 24790.7253 | 97.3748 | 7 | 2032 | 2032-07-01
| 2032-08-01 | 1526771.6564 | 0 | 1526771.6564 | 22716.286 | 67.2104 | 8 | 2032 | 2032-08-01
| 2032-09-01 | 619160.6408 | 0 | 619160.6408 | 19533.1194 | 31.698 | 9 | 2032 | 2032-09-01
| 2032-10-01 | 428421.4585 | 0 | 428421.4585 | 15864.2866 | 27.0054 | 10 | 2032 | 2032-10-01
| 2032-11-01 | 267255.6721 | 0 | 267255.6721 | 9767.0152 | 27.3631 | 11 | 2032 | 2032-11-01
| 2032-12-01 | 257491.1249 | 0 | 257491.1249 | 7216.051 | 35.6831 | 12 | 2032 | 2032-12-01
| 2033-01-01 | 193893.8753 | 0 | 193893.8753 | 8450.0519 | 22.9459 | 14 | 2033 | 2033-01-01
| 2033-02-01 | 215464.7821 | 0 | 215464.7821 | 10948.5944 | 19.6797 | 15 | 2033 | 2033-02-01
| 2033-03-01 | 317286.788 | 0 | 317286.788 | 16814.5515 | 18.8698 | 16 | 2033 | 2033-03-01
| 2033-04-01 | 307995.6988 | 0 | 307995.6988 | 18994.5329 | 16.215 | 17 | 2033 | 2033-04-01
| 2033-05-01 | 395075.4284 | 0 | 395075.4284 | 22326.4266 | 17.6954 | 18 | 2033 | 2033-05-01
| 2033-06-01 | 696624.9436 | 0 | 696624.9436 | 23823.4268 | 29.2412 | 19 | 2033 | 2033-06-01
| 2033-07-01 | 2698760.8658 | 0 | 2698760.8658 | 24728.5435 | 109.1355 | 20 | 2033 | 2033-07-01
| 2033-08-01 | 1490893.3099 | 0 | 1490893.3099 | 22659.3081 | 65.7961 | 21 | 2033 | 2033-08-01
| 2033-09-01 | 511553.8248 | 0 | 511553.8248 | 19484.1252 | 26.2549 | 22 | 2033 | 2033-09-01
| 2033-10-01 | 358679.3541 | 0 | 358679.3541 | 15824.4956 | 22.6661 | 23 | 2033 | 2033-10-01
| 2033-11-01 | 230018.6749 | 0 | 230018.6749 | 9742.5174 | 23.6098 | 24 | 2033 | 2033-11-01
| 2033-12-01 | 242270.1554 | 0 | 242270.1554 | 7197.9515 | 33.6582 | 25 | 2033 | 2033-12-01
| 2034-01-01 | 214038.3283 | 0 | 214038.3283 | 8428.8573 | 25.3935 | 27 | 2034 | 2034-01-01
| 2034-02-01 | 236506.8254 | 0 | 236506.8254 | 10921.133 | 21.6559 | 28 | 2034 | 2034-02-01
| 2034-03-01 | 335445.5881 | 0 | 335445.5881 | 16772.3768 | 19.9999 | 29 | 2034 | 2034-03-01
| 2034-04-01 | 329558.7106 | 0 | 329558.7106 | 18946.8899 | 17.3938 | 30 | 2034 | 2034-04-01
| 2034-05-01 | 388342.6818 | 0 | 388342.6818 | 22270.4272 | 17.4376 | 31 | 2034 | 2034-05-01
| 2034-06-01 | 714897.1053 | 0 | 714897.1053 | 23763.6723 | 30.0836 | 32 | 2034 | 2034-06-01
| 2034-07-01 | 2848937.9212 | 0 | 2848937.9212 | 24666.5198 | 115.4982 | 33 | 2034 | 2034-07-01
| 2034-08-01 | 1616173.5167 | 0 | 1616173.5167 | 22602.4741 | 71.5043 | 34 | 2034 | 2034-08-01
| 2034-09-01 | 533105.9815 | 0 | 533105.9815 | 19435.2554 | 27.4298 | 35 | 2034 | 2034-09-01
| 2034-10-01 | 367478.6228 | 0 | 367478.6228 | 15784.8043 | 23.2805 | 36 | 2034 | 2034-10-01
| 2034-11-01 | 243829.5002 | 0 | 243829.5002 | 9718.0811 | 25.0903 | 37 | 2034 | 2034-11-01
| 2034-12-01 | 250945.7836 | 0 | 250945.7836 | 7179.8976 | 34.9512 | 38 | 2034 | 2034-12-01
| 2035-01-01 | 215753.953 | 0 | 215753.953 | 8407.7159 | 25.6614 | 40 | 2035 | 2035-01-01
| 2035-02-01 | 252398.0829 | 0 | 252398.0829 | 10893.7404 | 23.1691 | 41 | 2035 | 2035-02-01
| 2035-03-01 | 343529.9811 | 0 | 343529.9811 | 16730.3081 | 20.5334 | 42 | 2035 | 2035-03-01
| 2035-04-01 | 355424.6353 | 0 | 355424.6353 | 18899.367 | 18.8062 | 43 | 2035 | 2035-04-01
| 2035-05-01 | 419632.4905 | 0 | 419632.4905 | 22214.5681 | 18.89 | 44 | 2035 | 2035-05-01
| 2035-06-01 | 719823.3853 | 0 | 719823.3853 | 23704.068 | 30.3671 | 45 | 2035 | 2035-06-01
| 2035-07-01 | 2848359.0241 | 0 | 2848359.0241 | 24604.6501 | 115.7651 | 46 | 2035 | 2035-07-01
| 2035-08-01 | 2077276.1366 | 0 | 2077276.1366 | 22545.7818 | 92.1359 | 47 | 2035 | 2035-08-01
| 2035-09-01 | 582347.6212 | 0 | 582347.6212 | 19386.5071 | 30.0388 | 48 | 2035 | 2035-09-01
| 2035-10-01 | 384524.2681 | 0 | 384524.2681 | 15745.2126 | 24.4217 | 49 | 2035 | 2035-10-01
| 2035-11-01 | 247710.21 | 0 | 247710.21 | 9693.7061 | 25.5537 | 50 | 2035 | 2035-11-01
| 2035-12-01 | 488462.5404 | 0 | 488462.5404 | 7161.8888 | 68.203 | 51 | 2035 | 2035-12-01
| 2036-01-01 | 222618.9096 | 0 | 222618.9096 | 8386.6276 | 26.5445 | 53 | 2036 | 2036-01-01
| 2036-02-01 | 283819.6372 | 0 | 283819.6372 | 11559.5783 | 24.5528 | 54 | 2036 | 2036-02-01
| 2036-03-01 | 355482.2359 | 0 | 355482.2359 | 16688.3452 | 21.3012 | 55 | 2036 | 2036-03-01
| 2036-04-01 | 348120.8202 | 0 | 348120.8202 | 18851.9631 | 18.466 | 56 | 2036 | 2036-04-01
| 2036-05-01 | 443899.7964 | 0 | 443899.7964 | 22158.8492 | 20.0326 | 57 | 2036 | 2036-05-01
| 2036-06-01 | 788489.9478 | 0 | 788489.9478 | 23644.613 | 33.3476 | 58 | 2036 | 2036-06-01
| 2036-07-01 | 3215770.6339 | 0 | 3215770.6339 | 24542.9364 | 131.0263 | 59 | 2036 | 2036-07-01
| 2036-08-01 | 1910517.6641 | 0 | 1910517.6641 | 22489.2321 | 84.9526 | 60 | 2036 | 2036-08-01
| 2036-09-01 | 710691.4633 | 0 | 710691.4633 | 19337.8816 | 36.7513 | 61 | 2036 | 2036-09-01
| 2036-10-01 | 465449.5493 | 0 | 465449.5493 | 15705.7202 | 29.6357 | 62 | 2036 | 2036-10-01
| 2036-11-01 | 288575.6819 | 0 | 288575.6819 | 9669.3921 | 29.8442 | 63 | 2036 | 2036-11-01
| 2036-12-01 | 548752.0797 | 0 | 548752.0797 | 7143.9253 | 76.8138 | 64 | 2036 | 2036-12-01
| 2037-01-01 | 227516.5256 | 0 | 227516.5256 | 8386.6276 | 27.1285 | 66 | 2037 | 2037-01-01 |  | 2.2%
| 2037-02-01 | 280061.4737 | 0 | 280061.4737 | 11160.9721 | 25.0929 | 67 | 2037 | 2037-02-01 |  | 2.2%
| 2037-03-01 | 363302.8451 | 0 | 363302.8451 | 16688.3452 | 21.7699 | 68 | 2037 | 2037-03-01 |  | 2.2%
| 2037-04-01 | 355779.4783 | 0 | 355779.4783 | 18851.9631 | 18.8723 | 69 | 2037 | 2037-04-01 |  | 2.2%
| 2037-05-01 | 453665.592 | 0 | 453665.592 | 22158.8492 | 20.4733 | 70 | 2037 | 2037-05-01 |  | 2.2%
| 2037-06-01 | 805836.7267 | 0 | 805836.7267 | 23644.613 | 34.0812 | 71 | 2037 | 2037-06-01 |  | 2.2%
| 2037-07-01 | 3286517.5878 | 0 | 3286517.5878 | 24542.9364 | 133.9089 | 72 | 2037 | 2037-07-01 |  | 2.2%
| 2037-08-01 | 1952549.0527 | 0 | 1952549.0527 | 22489.2321 | 86.8215 | 73 | 2037 | 2037-08-01 |  | 2.2%
| 2037-09-01 | 726326.6755 | 0 | 726326.6755 | 19337.8816 | 37.5598 | 74 | 2037 | 2037-09-01 |  | 2.2%
| 2037-10-01 | 475689.4394 | 0 | 475689.4394 | 15705.7202 | 30.2877 | 75 | 2037 | 2037-10-01 |  | 2.2%
| 2037-11-01 | 294924.3469 | 0 | 294924.3469 | 9669.3921 | 30.5008 | 76 | 2037 | 2037-11-01 |  | 2.2%
| 2037-12-01 | [5 empty] | 77 | 2037 |  |  | 2.2%
| 2038-01-01 | [5 empty] | 79 | 2038 |  |  | 2.2%
| 2038-02-01 | [5 empty] | 80 | 2038 |  |  | 2.2%
| 2038-03-01 | [5 empty] | 81 | 2038 |  |  | 2.2%
| 2038-04-01 | [5 empty] | 82 | 2038 |  |  | 2.2%
| 2038-05-01 | [5 empty] | 83 | 2038 |  |  | 2.2%
| 2038-06-01 | [5 empty] | 84 | 2038 |  |  | 2.2%
| 2038-07-01 | [5 empty] | 85 | 2038 |  |  | 2.2%
| 2038-08-01 | [5 empty] | 86 | 2038 |  |  | 2.2%
| 2038-09-01 | [5 empty] | 87 | 2038 |  |  | 2.2%
| 2038-10-01 | [5 empty] | 88 | 2038 |  |  | 2.2%
| 2038-11-01 | [5 empty] | 89 | 2038 |  |  | 2.2%
| 2038-12-01 | [5 empty] | 90 | 2038 |  |  | 2.2%
| 2039-01-01 | [5 empty] | 92 | 2039 |  |  | 2.2%
| 2039-02-01 | [5 empty] | 93 | 2039 |  |  | 2.2%
| 2039-03-01 | [5 empty] | 94 | 2039 |  |  | 2.2%
| 2039-04-01 | [5 empty] | 95 | 2039 |  |  | 2.2%
| 2039-05-01 | [5 empty] | 96 | 2039 |  |  | 2.2%
| 2039-06-01 | [5 empty] | 97 | 2039 |  |  | 2.2%
| 2039-07-01 | [5 empty] | 98 | 2039 |  |  | 2.2%
| 2039-08-01 | [5 empty] | 99 | 2039 |  |  | 2.2%
| 2039-09-01 | [5 empty] | 100 | 2039 |  |  | 2.2%
| 2039-10-01 | [5 empty] | 101 | 2039 |  |  | 2.2%
| 2039-11-01 | [5 empty] | 102 | 2039 |  |  | 2.2%
| 2039-12-01 | [5 empty] | 103 | 2039 |  |  | 2.2%
| 2040-01-01 | [5 empty] | 105 | 2040 |  |  | 2.2%
| 2040-02-01 | [5 empty] | 106 | 2040 |  |  | 2.2%
| 2040-03-01 | [5 empty] | 107 | 2040 |  |  | 2.2%
| 2040-04-01 | [5 empty] | 108 | 2040 |  |  | 2.2%
| 2040-05-01 | [5 empty] | 109 | 2040 |  |  | 2.2%
| 2040-06-01 | [5 empty] | 110 | 2040 |  |  | 2.2%
| 2040-07-01 | [5 empty] | 111 | 2040 |  |  | 2.2%
| 2040-08-01 | [5 empty] | 112 | 2040 |  |  | 2.2%
| 2040-09-01 | [5 empty] | 113 | 2040 |  |  | 2.2%
| 2040-10-01 | [5 empty] | 114 | 2040 |  |  | 2.2%
| 2040-11-01 | [5 empty] | 115 | 2040 |  |  | 2.2%
| 2040-12-01 | [5 empty] | 116 | 2040 |  |  | 2.2%
| 2041-01-01 | [5 empty] | 118 | 2041 |  |  | 2.2%
| 2041-02-01 | [5 empty] | 119 | 2041 |  |  | 2.2%
| 2041-03-01 | [5 empty] | 120 | 2041 |  |  | 2.2%
| 2041-04-01 | [5 empty] | 121 | 2041 |  |  | 2.2%
| 2041-05-01 | [5 empty] | 122 | 2041 |  |  | 2.2%
| 2041-06-01 | [5 empty] | 123 | 2041 |  |  | 2.2%
| 2041-07-01 | [5 empty] | 124 | 2041 |  |  | 2.2%
| 2041-08-01 | [5 empty] | 125 | 2041 |  |  | 2.2%
| 2041-09-01 | [5 empty] | 126 | 2041 |  |  | 2.2%
| 2041-10-01 | [5 empty] | 127 | 2041 |  |  | 2.2%
| 2041-11-01 | [5 empty] | 128 | 2041 |  |  | 2.2%
| 2041-12-01 | [5 empty] | 129 | 2041 |  |  | 2.2%
| 2042-01-01 | [5 empty] | 1 | 2042 |  |  | 2.3%
| 2042-02-01 | [5 empty] | 2 | 2042 |  |  | 2.3%
| 2042-03-01 | [5 empty] | 3 | 2042 |  |  | 2.3%
| 2042-04-01 | [5 empty] | 4 | 2042 |  |  | 2.3%
| 2042-05-01 | [5 empty] | 5 | 2042 |  |  | 2.3%
| 2042-06-01 | [5 empty] | 6 | 2042 |  |  | 2.3%
| 2042-07-01 | [5 empty] | 7 | 2042 |  |  | 2.3%
| 2042-08-01 | [5 empty] | 8 | 2042 |  |  | 2.3%
| 2042-09-01 | [5 empty] | 9 | 2042 |  |  | 2.3%
| 2042-10-01 | [5 empty] | 10 | 2042 |  |  | 2.3%
| 2042-11-01 | [5 empty] | 11 | 2042 |  |  | 2.3%
| 2042-12-01 | [5 empty] | 12 | 2042 |  |  | 2.3%
[7 empty] | 14 | 1900 |  |  | #N/A
[7 empty] | 15 | 1900 |  |  | #N/A
[7 empty] | 16 | 1900 |  |  | #N/A
[7 empty] | 17 | 1900 |  |  | #N/A
[7 empty] | 18 | 1900 |  |  | #N/A
[7 empty] | 19 | 1900 |  |  | #N/A
[7 empty] | 20 | 1900 |  |  | #N/A
[7 empty] | 21 | 1900 |  |  | #N/A
[7 empty] | 22 | 1900 |  |  | #N/A
[7 empty] | 23 | 1900 |  |  | #N/A
[7 empty] | 24 | 1900 |  |  | #N/A
[7 empty] | 25 | 1900 |  |  | #N/A

## Table 3 TransCost D2 (hidden)
Table 3
2017 IRP Aeolus-Bridger/Anticline Transmission
Year | Retail Revenue Requirement | Months In Service | Total Resource Costs
| $/kW-yr | # | $/kW-yr
| (b) | (d) | (h)
2017 IRP Aeolus-Bridger/Anticline Transmission
2020 | 47.55 | 2 | 7.925
2021 | 48.591 | 12 | 48.591
2022 | 49.71 | 12 | 49.71
2023 | 50.8 | 12 | 50.8
2024 | 51.92 | 12 | 51.92
2025 | 53.06 | 12 | 53.06
2026 | 54.23 | 12 | 54.23
2027 | 55.42 | 12 | 55.42
2028 | 56.69 | 12 | 56.69
2029 | 57.99 | 12 | 57.99
2030 | 59.32 | 12 | 59.32
2031 | 60.68 | 12 | 60.68
2032 | 62.08 | 12 | 62.08
2033 | 63.45 | 12 | 63.45
2034 | 64.85 | 12 | 64.85
2035 | 66.28 | 12 | 66.28
2036 | 67.74 | 12 | 67.74
2037 | 69.23 | 12 | 69.23
2038 | 70.75 | 12 | 70.75
2039 | 72.31 | 12 | 72.31
2040 | 73.9 | 12 | 73.9
2041 | 75.53 | 12 | 75.53
2042 | 77.27 | 12 | 77.27
| Transfer Capacity (MW) | 750
Retail Revenue Requirement ($/kW-year, 2021$) |  | 48.591
Company Official Inflation Forecast Dated June 28, 2019
| 2017 | 2% |  | 2026 | 2.2% | 2035 | 2.2%
| 2018 | 2.3% |  | 2027 | 2.2% | 2036 | 2.2%
| 2019 | 1.9% |  | 2028 | 2.3% | 2037 | 2.2%
| 2020 | 2.2% |  | 2029 | 2.3% | 2038 | 2.2%
| 2021 | 2.2% |  | 2030 | 2.3% | 2039 | 2.2%
| 2022 | 2.3% |  | 2031 | 2.3% | 2040 | 2.2%
| 2023 | 2.2% |  | 2032 | 2.3% | 2041 | 2.2%
| 2024 | 2.2% |  | 2033 | 2.2% | 2042 | 2.3%
| 2025 | 2.2% |  | 2034 | 2.2% | 2043 | 2.3%

## Table 3 UT Wind 2030 (hidden)
Table 3
2017 IRP Update Utah Wind Resource
31% Capacity Factor
Year | Estimated Capital Cost | Fixed Capital Cost at Real Levelized Rate | Fixed O&M | Fixed Costs | Variable O&M | Tax Credit | Total Resource Cost | Total Resource Costs | Wind Integration Cost | Tax Credit
| $/kW | $/kW-yr | $/kW-yr | $/MWh | $/MWh | $/MWh | $/MWh | $/kW-yr | $/MWh
| (a) | (b) | (c) | (d) | (e) | (f) | (g) | (h) | (i)
2017 IRP Update Utah Wind Resource - 31% Capacity Factor
2016 | [9 empty] | 0
2017 |  |  | 37.5706 | 13.8351 | 0 | 0 | 13.8351 | 37.57 | 0.58601 | 0
2018 |  |  | 38.43 | 14.1516 | 0 | 0 | 14.1516 | 38.43 | 0.6 | 0
2019 |  |  | 39.16 | 14.4204 | 0 | 0 | 14.4204 | 39.16 | 0.61 | 0
2020 |  |  | 40.02 | 14.7371 | 0 | 0 | 14.7371 | 40.02 | 0.62 | 0
2021 |  |  | 40.9 | 15.0611 | 0 | 0 | 15.0611 | 40.9 | 0.63 | 0
2022 |  |  | 41.84 | 15.4073 | 0 | 0 | 15.4073 | 41.84 | 0.64 | 0
2023 |  |  | 42.76 | 15.7461 | 0 | 0 | 15.7461 | 42.76 | 0.65 | 0
2024 |  |  | 43.7 | 16.0922 | 0 | 0 | 16.0922 | 43.7 | 0.66 | 0
2025 |  |  | 44.66 | 16.4457 | 0 | 0 | 16.4457 | 44.66 | 0.67 | 0
2026 |  |  | 45.64 | 16.8066 | 0 | 0 | 16.8066 | 45.64 | 0.68 | 0
2027 |  |  | 46.64 | 17.1748 | 0 | 0 | 17.1748 | 46.64 | 0.69 | 0
2028 |  |  | 47.71 | 17.5689 | 0 | 0 | 17.5689 | 47.71 | 0.71 | 0
2029 |  |  | 48.81 | 17.9739 | 0 | 0 | 17.9739 | 48.81 | 0.73 | 0
2030 | 1351.8149 | 96.0598 | 49.93 | 53.7597 | 0 | 0 | 53.7597 | 145.99 | 0.75 | 0
2031 |  | 98.27 | 51.08 | 54.9971 | 0 | 0 | 54.9971 | 149.35 | 0.77 | 0
2032 |  | 100.53 | 52.25 | 56.2601 | 0 | 0 | 56.2601 | 152.78 | 0.79 | 0
2033 |  | 102.74 | 53.4 | 57.4974 | 0 | 0 | 57.4974 | 156.14 | 0.81 | 0
2034 |  | 105 | 54.57 | 58.7605 | 0 | 0 | 58.7605 | 159.57 | 0.83 | 0
2035 |  | 107.31 | 55.77 | 60.053 | 0 | 0 | 60.053 | 163.08 | 0.85 | 0
2036 |  | 109.67 | 57 | 61.375 | 0 | 0 | 61.375 | 166.67 | 0.87 | 0
2037 |  | 112.08 | 58.25 | 62.7228 | 0 | 0 | 62.7228 | 170.33 | 0.89 | 0
2038 |  | 114.55 | 59.53 | 64.1037 | 0 | 0 | 64.1037 | 174.08 | 0.91 | 0
2039 |  | 117.07 | 60.84 | 65.5141 | 0 | 0 | 65.5141 | 177.91 | 0.93 | 0
2040 |  | 119.65 | 62.18 | 66.9576 | 0 | 0 | 66.9576 | 181.83 | 0.95 | 0
2041 |  | 122.28 | 63.55 | 68.4305 | 0 | 0 | 68.4305 | 185.83 | 0.97 | 0
2042 |  | 125.09 | 65.01 | 70.0029 | 0 | 0 | 70.0029 | 190.1 | 0.99 | 0
Sources, Inputs and Assumptions
Source: | (c)(f) | Plant Costs - 2017 IRP Update - Table 5.4 & 5.5
| (a) | Plant capacity cost
| (b) | = (a) x 0.0710599128799291
| (d) | = ((b) + (c)) / (8.76 x 31.0%)
| (g) | = (d) + (f)
| (i) | Plant Costs - 2017 IRP Update - Table 5.4 & 5.5
2017 IRP Update Utah Wind Resource - 31% Capacity Factor
| Wind | Cost and Input Assumptions
2030 $ | 1351.8149 | Plant capacity cost |  |  |  | $/kW-yr
2017 $ | 37.5706 | Fixed O&M, plus on-going capital cost |  |  |  | $/kW-yr
2017 $ | 0.58601 | Integration Cost |  |  |  | $/MWH
2017 $ | 0 | Variable O&M |  |  |  | $/MWH
2017 $ |  | Tax Credit $/MWh |  |  |  | $/MWH
| 7.106% | Payment Factor
| 31% | Capacity Factor
Company Official Inflation Forecast Dated June 28, 2019
| 2017 | 2% |  | 2026 | 2.2% |  | 2035 | 2.2%
| 2018 | 2.3% |  | 2027 | 2.2% |  | 2036 | 2.2%
| 2019 | 1.9% |  | 2028 | 2.3% |  | 2037 | 2.2%
| 2020 | 2.2% |  | 2029 | 2.3% |  | 2038 | 2.2%
| 2021 | 2.2% |  | 2030 | 2.3% |  | 2039 | 2.2%
| 2022 | 2.3% |  | 2031 | 2.3% |  | 2040 | 2.2%
| 2023 | 2.2% |  | 2032 | 2.3% |  | 2041 | 2.2%
| 2024 | 2.2% |  | 2033 | 2.2% |  | 2042 | 2.3%
| 2025 | 2.2% |  | 2034 | 2.2% |  | 2043 | 2.3%

## Table 3 DJ Wind 2030 (hidden)
Table 3
2017 IRP Update Wyoming DJ Wind Resource
41% Capacity Factor
Year | Estimated Capital Cost | Fixed Capital Cost at Real Levelized Rate | Fixed O&M | Fixed Costs | Variable O&M | Tax Credit | Total Resource Cost | Total Resource Costs | Wind Integration Cost | Tax Credit
| $/kW | $/kW-yr | $/kW-yr | $/MWh | $/MWh | $/MWh | $/MWh | $/kW-yr | $/MWh
| (a) | (b) | (c) | (d) | (e) | (f) | (g) | (h) | (i)
2017 IRP Update Wyoming DJ Wind Resource - 41% Capacity Factor
2016 | [9 empty] | 0
2017 |  |  | 37.5656 | 10.3833 | 0.65 | 0 | 11.0333 | 39.92 | 0.58601 | 0
2018 |  |  | 38.43 | 10.6222 | 0.66 | 0 | 11.2822 | 40.82 | 0.6 | 0
2019 |  |  | 39.16 | 10.824 | 0.67 | 0 | 11.494 | 41.58 | 0.61 | 0
2020 |  |  | 40.02 | 11.0617 | 0.68 | 0 | 11.7417 | 42.48 | 0.62 | 0
2021 |  |  | 40.9 | 11.305 | 0.69 | 0 | 11.995 | 43.4 | 0.63 | 0
2022 |  |  | 41.84 | 11.5648 | 0.71 | 0 | 12.2748 | 44.41 | 0.64 | 0
2023 |  |  | 42.76 | 11.8191 | 0.73 | 0 | 12.5491 | 45.4 | 0.65 | 0
2024 |  |  | 43.7 | 12.0789 | 0.75 | 0 | 12.8289 | 46.41 | 0.66 | 0
2025 |  |  | 44.66 | 12.3442 | 0.77 | 0 | 13.1142 | 47.45 | 0.67 | 0
2026 |  |  | 45.64 | 12.6151 | 0.79 | 0 | 13.4051 | 48.5 | 0.68 | 0
2027 |  |  | 46.64 | 12.8915 | 0.81 | 0 | 13.7015 | 49.57 | 0.69 | 0
2028 |  |  | 47.71 | 13.1873 | 0.83 | 0 | 14.0173 | 50.71 | 0.71 | 0
2029 |  |  | 48.81 | 13.4913 | 0.85 | 0 | 14.3413 | 51.89 | 0.73 | 0
2030 | 1353.2739 | 96.1635 | 49.93 | 40.381 | 0.87 | 0 | 41.251 | 149.24 | 0.75 | 0
2031 |  | 98.38 | 51.08 | 41.3115 | 0.89 | 0 | 42.2015 | 152.68 | 0.77 | 0
2032 |  | 100.64 | 52.25 | 42.2596 | 0.91 | 0 | 43.1696 | 156.18 | 0.79 | 0
2033 |  | 102.85 | 53.4 | 43.1883 | 0.93 | 0 | 44.1183 | 159.61 | 0.81 | 0
2034 |  | 105.11 | 54.57 | 44.1363 | 0.95 | 0 | 45.0863 | 163.12 | 0.83 | 0
2035 |  | 107.42 | 55.77 | 45.1065 | 0.97 | 0 | 46.0765 | 166.7 | 0.85 | 0
2036 |  | 109.78 | 57 | 46.0988 | 0.99 | 0 | 47.0888 | 170.36 | 0.87 | 0
2037 |  | 112.2 | 58.25 | 47.1132 | 1.01 | 0 | 48.1232 | 174.1 | 0.89 | 0
2038 |  | 114.67 | 59.53 | 48.1497 | 1.03 | 0 | 49.1797 | 177.93 | 0.91 | 0
2039 |  | 117.19 | 60.84 | 49.2084 | 1.05 | 0 | 50.2584 | 181.83 | 0.93 | 0
2040 |  | 119.77 | 62.18 | 50.2919 | 1.07 | 0 | 51.3619 | 185.82 | 0.95 | 0
2041 |  | 122.4 | 63.55 | 51.3975 | 1.09 | 0 | 52.4875 | 189.89 | 0.97 | 0
2042 |  | 125.22 | 65.01 | 52.5805 | 1.12 | 0 | 53.7005 | 194.28 | 0.99 | 0
Sources, Inputs and Assumptions
Source: | (c)(f) | Plant Costs - 2017 IRP Update - Table 5.4 & 5.5
| (a) | Plant capacity cost
| (b) | = (a) x 0.0710599128799291
| (d) | = ((b) + (c)) / (8.76 x 41.3%)
| (g) | = (d) + (f)
| (i) | Plant Costs - 2017 IRP Update - Table 5.4 & 5.5
2017 IRP Update Wyoming DJ Wind Resource - 41% Capacity Factor
| Wind | Cost and Input Assumptions
2030 $ | 1353.2739 | Plant capacity cost |  |  |  | $/kW-yr
2017 $ | 37.5656 | Fixed O&M, plus on-going capital cost |  |  |  | $/kW-yr
2017 $ | 0.58601 | Integration Cost |  |  |  | $/MWH
2017 $ | 0.65 | Variable O&M |  |  |  | $/MWH
2017 $ |  | Tax Credit $/MWh |  |  |  | $/MWH
| 7.106% | Payment Factor
| 43.12% | Capacity Factor |  |  | 41.3% | Supply Side tables
Company Official Inflation Forecast Dated June 28, 2019
| 2017 | 2% |  | 2026 | 2.2% |  | 2035 | 2.2%
| 2018 | 2.3% |  | 2027 | 2.2% |  | 2036 | 2.2%
| 2019 | 1.9% |  | 2028 | 2.3% |  | 2037 | 2.2%
| 2020 | 2.2% |  | 2029 | 2.3% |  | 2038 | 2.2%
| 2021 | 2.2% |  | 2030 | 2.3% |  | 2039 | 2.2%
| 2022 | 2.3% |  | 2031 | 2.3% |  | 2040 | 2.2%
| 2023 | 2.2% |  | 2032 | 2.3% |  | 2041 | 2.2%
| 2024 | 2.2% |  | 2033 | 2.2% |  | 2042 | 2.3%
| 2025 | 2.2% |  | 2034 | 2.2% |  | 2043 | 2.3%

## Table 3 ID Wind 2030 (hidden)
Table 3
2017 IRP Update ID Wind Resource
38% Capacity Factor
Year | Estimated Capital Cost | Fixed Capital Cost at Real Levelized Rate | Fixed O&M | Fixed Costs | Variable O&M | Tax Credit | Total Resource Costs | Total Resource Costs | Wind Integration Cost | Tax Credit
| $/kW | $/kW-yr | $/kW-yr | $/MWh | $/MWh | $/MWh | $/MWh | $/kW-yr | $/MWh
| (a) | (b) | (c) | (d) | (e) | (f) | (g) | (h) | (h)
2017 IRP Update ID Wind Resource - 38% Capacity Factor
2016 | [9 empty] | 0
2017 |  |  | 37.5706 | 11.2865 | 0 | 0 | 11.2865 | 37.57 | 0.58601 | 0
2018 |  |  | 38.43 | 11.5447 | 0 | 0 | 11.5447 | 38.43 | 0.6 | 0
2019 |  |  | 39.16 | 11.764 | 0 | 0 | 11.764 | 39.16 | 0.61 | 0
2020 |  |  | 40.02 | 12.0224 | 0 | 0 | 12.0224 | 40.02 | 0.62 | 0
2021 |  |  | 40.9 | 12.2867 | 0 | 0 | 12.2867 | 40.9 | 0.63 | 0
2022 |  |  | 41.84 | 12.5691 | 0 | 0 | 12.5691 | 41.84 | 0.64 | 0
2023 |  |  | 42.76 | 12.8455 | 0 | 0 | 12.8455 | 42.76 | 0.65 | 0
2024 |  |  | 43.7 | 13.1279 | 0 | 0 | 13.1279 | 43.7 | 0.66 | 0
2025 |  |  | 44.66 | 13.4162 | 0 | 0 | 13.4162 | 44.66 | 0.67 | 0
2026 |  |  | 45.64 | 13.7106 | 0 | 0 | 13.7106 | 45.64 | 0.68 | 0
2027 |  |  | 46.64 | 14.0111 | 0 | 0 | 14.0111 | 46.64 | 0.69 | 0
2028 |  |  | 47.71 | 14.3325 | 0 | 0 | 14.3325 | 47.71 | 0.71 | 0
2029 |  |  | 48.81 | 14.6629 | 0 | 0 | 14.6629 | 48.81 | 0.73 | 0
2030 | 1410.7096 | 100.2449 | 49.93 | 45.1138 | 0 | 0 | 45.1138 | 150.17 | 0.75 | 0
2031 |  | 102.55 | 51.08 | 46.1518 | 0 | 0 | 46.1518 | 153.63 | 0.77 | 0
2032 |  | 104.91 | 52.25 | 47.2122 | 0 | 0 | 47.2122 | 157.16 | 0.79 | 0
2033 |  | 107.22 | 53.4 | 48.2516 | 0 | 0 | 48.2516 | 160.62 | 0.81 | 0
2034 |  | 109.58 | 54.57 | 49.3121 | 0 | 0 | 49.3121 | 164.15 | 0.83 | 0
2035 |  | 111.99 | 55.77 | 50.3965 | 0 | 0 | 50.3965 | 167.76 | 0.85 | 0
2036 |  | 114.45 | 57 | 51.505 | 0 | 0 | 51.505 | 171.45 | 0.87 | 0
2037 |  | 116.97 | 58.25 | 52.6376 | 0 | 0 | 52.6376 | 175.22 | 0.89 | 0
2038 |  | 119.54 | 59.53 | 53.7942 | 0 | 0 | 53.7942 | 179.07 | 0.91 | 0
2039 |  | 122.17 | 60.84 | 54.9778 | 0 | 0 | 54.9778 | 183.01 | 0.93 | 0
2040 |  | 124.86 | 62.18 | 56.1884 | 0 | 0 | 56.1884 | 187.04 | 0.95 | 0
2041 |  | 127.61 | 63.55 | 57.4261 | 0 | 0 | 57.4261 | 191.16 | 0.97 | 0
2042 |  | 130.55 | 65.01 | 58.7479 | 0 | 0 | 58.7479 | 195.56 | 0.99 | 0
Sources, Inputs and Assumptions
Source: | (c)(f) | Plant Costs - 2017 IRP Update - Table 5.4 & 5.5
| (a) | Plant capacity cost
| (b) | = (a) x 0.0710599128799291
| (d) | = ((b) + (c)) / (8.76 x 38.0%)
| (g) | = (d) + (f)
| (h) | Plant Costs - 2017 IRP Update - Table 5.4 & 5.5
2017 IRP Update ID Wind Resource - 38% Capacity Factor
| Wind | Cost and Input Assumptions
2030 $ | 1410.7096 | Plant capacity cost |  |  |  | $/kW-yr
2017 $ | 37.5706 | Fixed O&M, plus on-going capital cost |  |  |  | $/kW-yr
2017 $ | 0.58601 | Integration Cost |  |  |  | $/MWH
2017 $ | 0 | Variable O&M |  |  |  | $/MWH
2017 $ |  | Tax Credit $/MWh |  |  |  | $/MWH
| 7.106% | Payment Factor
| 38% | Capacity Factor
Company Official Inflation Forecast Dated June 28, 2019
| 2017 | 2% |  | 2026 | 2.2% |  | 2035 | 2.2%
| 2018 | 2.3% |  | 2027 | 2.2% |  | 2036 | 2.2%
| 2019 | 1.9% |  | 2028 | 2.3% |  | 2037 | 2.2%
| 2020 | 2.2% |  | 2029 | 2.3% |  | 2038 | 2.2%
| 2021 | 2.2% |  | 2030 | 2.3% |  | 2039 | 2.2%
| 2022 | 2.3% |  | 2031 | 2.3% |  | 2040 | 2.2%
| 2023 | 2.2% |  | 2032 | 2.3% |  | 2041 | 2.2%
| 2024 | 2.2% |  | 2033 | 2.2% |  | 2042 | 2.3%
| 2025 | 2.2% |  | 2034 | 2.2% |  | 2043 | 2.3%

## Table 3 ID Wind 2033 (hidden)
Table 3
2017 IRP Update ID Wind Resource
38% Capacity Factor
Year | Estimated Capital Cost | Fixed Capital Cost at Real Levelized Rate | Fixed O&M | Fixed Costs | Variable O&M | Tax Credit | Total Resource Costs | Total Resource Costs | Wind Integration Cost | Tax Credit
| $/kW | $/kW-yr | $/kW-yr | $/MWh | $/MWh | $/MWh | $/MWh | $/kW-yr | $/MWh
| (a) | (b) | (c) | (d) | (e) | (f) | (g) | (h) | (h)
2017 IRP Update ID Wind Resource - 38% Capacity Factor
2016 | [9 empty] | 0
2017 |  |  | 37.5706 | 11.2865 | 0 | 0 | 11.2865 | 37.57 | 0.58601 | 0
2018 |  |  | 38.43 | 11.5447 | 0 | 0 | 11.5447 | 38.43 | 0.6 | 0
2019 |  |  | 39.16 | 11.764 | 0 | 0 | 11.764 | 39.16 | 0.61 | 0
2020 |  |  | 40.02 | 12.0224 | 0 | 0 | 12.0224 | 40.02 | 0.62 | 0
2021 |  |  | 40.9 | 12.2867 | 0 | 0 | 12.2867 | 40.9 | 0.63 | 0
2022 |  |  | 41.84 | 12.5691 | 0 | 0 | 12.5691 | 41.84 | 0.64 | 0
2023 |  |  | 42.76 | 12.8455 | 0 | 0 | 12.8455 | 42.76 | 0.65 | 0
2024 |  |  | 43.7 | 13.1279 | 0 | 0 | 13.1279 | 43.7 | 0.66 | 0
2025 |  |  | 44.66 | 13.4162 | 0 | 0 | 13.4162 | 44.66 | 0.67 | 0
2026 |  |  | 45.64 | 13.7106 | 0 | 0 | 13.7106 | 45.64 | 0.68 | 0
2027 |  |  | 46.64 | 14.0111 | 0 | 0 | 14.0111 | 46.64 | 0.69 | 0
2028 |  |  | 47.71 | 14.3325 | 0 | 0 | 14.3325 | 47.71 | 0.71 | 0
2029 |  |  | 48.81 | 14.6629 | 0 | 0 | 14.6629 | 48.81 | 0.73 | 0
2030 |  |  | 49.93 | 14.9994 | 0 | 0 | 14.9994 | 49.93 | 0.75 | 0
2031 |  |  | 51.08 | 15.3449 | 0 | 0 | 15.3449 | 51.08 | 0.77 | 0
2032 |  |  | 52.25 | 15.6963 | 0 | 0 | 15.6963 | 52.25 | 0.79 | 0
2033 | 1420.0408 | 100.908 | 53.4 | 46.3554 | 0 | 0 | 46.3554 | 154.31 | 0.81 | 0
2034 |  | 103.13 | 54.57 | 47.3744 | 0 | 0 | 47.3744 | 157.7 | 0.83 | 0
2035 |  | 105.4 | 55.77 | 48.4168 | 0 | 0 | 48.4168 | 161.17 | 0.85 | 0
2036 |  | 107.72 | 57 | 49.4833 | 0 | 0 | 49.4833 | 164.72 | 0.87 | 0
2037 |  | 110.09 | 58.25 | 50.5708 | 0 | 0 | 50.5708 | 168.34 | 0.89 | 0
2038 |  | 112.51 | 59.53 | 51.6823 | 0 | 0 | 51.6823 | 172.04 | 0.91 | 0
2039 |  | 114.99 | 60.84 | 52.8208 | 0 | 0 | 52.8208 | 175.83 | 0.93 | 0
2040 |  | 117.52 | 62.18 | 53.9834 | 0 | 0 | 53.9834 | 179.7 | 0.95 | 0
2041 |  | 120.11 | 63.55 | 55.173 | 0 | 0 | 55.173 | 183.66 | 0.97 | 0
2042 |  | 122.87 | 65.01 | 56.4408 | 0 | 0 | 56.4408 | 187.88 | 0.99 | 0
Sources, Inputs and Assumptions
Source: | (c)(f) | Plant Costs - 2017 IRP Update - Table 5.4 & 5.5
| (a) | Plant capacity cost
| (b) | = (a) x 0.0710599128799291
| (d) | = ((b) + (c)) / (8.76 x 38.0%)
| (g) | = (d) + (f)
| (h) | Plant Costs - 2017 IRP Update - Table 5.4 & 5.5
2017 IRP Update ID Wind Resource - 38% Capacity Factor
| Wind | Cost and Input Assumptions
2033 $ | 1420.0408 | Plant capacity cost |  |  |  | $/kW-yr
2017 $ | 37.5706 | Fixed O&M, plus on-going capital cost |  |  |  | $/kW-yr
2017 $ | 0.58601 | Integration Cost |  |  |  | $/MWH
2017 $ | 0 | Variable O&M |  |  |  | $/MWH
2017 $ |  | Tax Credit $/MWh |  |  |  | $/MWH
| 7.106% | Payment Factor
| 38% | Capacity Factor
Company Official Inflation Forecast Dated June 28, 2019
| 2017 | 2% |  | 2026 | 2.2% |  | 2035 | 2.2%
| 2018 | 2.3% |  | 2027 | 2.2% |  | 2036 | 2.2%
| 2019 | 1.9% |  | 2028 | 2.3% |  | 2037 | 2.2%
| 2020 | 2.2% |  | 2029 | 2.3% |  | 2038 | 2.2%
| 2021 | 2.2% |  | 2030 | 2.3% |  | 2039 | 2.2%
| 2022 | 2.3% |  | 2031 | 2.3% |  | 2040 | 2.2%
| 2023 | 2.2% |  | 2032 | 2.3% |  | 2041 | 2.2%
| 2024 | 2.2% |  | 2033 | 2.2% |  | 2042 | 2.3%
| 2025 | 2.2% |  | 2034 | 2.2% |  | 2043 | 2.3%

## Table 3 UT Wind 2036 (hidden)
Table 3
2017 IRP Update Utah Wind Resource
31% Capacity Factor
Year | Estimated Capital Cost | Fixed Capital Cost at Real Levelized Rate | Fixed O&M | Fixed Costs | Variable O&M | Tax Credit | Total Resource Cost | Total Resource Costs | Wind Integration Cost | Tax Credit
| $/kW | $/kW-yr | $/kW-yr | $/MWh | $/MWh | $/MWh | $/MWh | $/kW-yr | $/MWh
| (a) | (b) | (c) | (d) | (e) | (f) | (g) | (h) | (i)
2017 IRP Update Utah Wind Resource - 31% Capacity Factor
2016 | [9 empty] | 0
2017 |  |  | 37.5706 | 13.8351 | 0 | 0 | 13.8351 | 37.57 | 0.58601 | 0
2018 |  |  | 38.43 | 14.1516 | 0 | 0 | 14.1516 | 38.43 | 0.6 | 0
2019 |  |  | 39.16 | 14.4204 | 0 | 0 | 14.4204 | 39.16 | 0.61 | 0
2020 |  |  | 40.02 | 14.7371 | 0 | 0 | 14.7371 | 40.02 | 0.62 | 0
2021 |  |  | 40.9 | 15.0611 | 0 | 0 | 15.0611 | 40.9 | 0.63 | 0
2022 |  |  | 41.84 | 15.4073 | 0 | 0 | 15.4073 | 41.84 | 0.64 | 0
2023 |  |  | 42.76 | 15.7461 | 0 | 0 | 15.7461 | 42.76 | 0.65 | 0
2024 |  |  | 43.7 | 16.0922 | 0 | 0 | 16.0922 | 43.7 | 0.66 | 0
2025 |  |  | 44.66 | 16.4457 | 0 | 0 | 16.4457 | 44.66 | 0.67 | 0
2026 |  |  | 45.64 | 16.8066 | 0 | 0 | 16.8066 | 45.64 | 0.68 | 0
2027 |  |  | 46.64 | 17.1748 | 0 | 0 | 17.1748 | 46.64 | 0.69 | 0
2028 |  |  | 47.71 | 17.5689 | 0 | 0 | 17.5689 | 47.71 | 0.71 | 0
2029 |  |  | 48.81 | 17.9739 | 0 | 0 | 17.9739 | 48.81 | 0.73 | 0
2030 |  |  | 49.93 | 18.3864 | 0 | 0 | 18.3864 | 49.93 | 0.75 | 0
2031 |  |  | 51.08 | 18.8098 | 0 | 0 | 18.8098 | 51.08 | 0.77 | 0
2032 |  |  | 52.25 | 19.2407 | 0 | 0 | 19.2407 | 52.25 | 0.79 | 0
2033 |  |  | 53.4 | 19.6642 | 0 | 0 | 19.6642 | 53.4 | 0.81 | 0
2034 |  |  | 54.57 | 20.095 | 0 | 0 | 20.095 | 54.57 | 0.83 | 0
2035 |  |  | 55.77 | 20.5369 | 0 | 0 | 20.5369 | 55.77 | 0.85 | 0
2036 | 1369.7573 | 97.3348 | 57 | 56.8327 | 0 | 0 | 56.8327 | 154.33 | 0.87 | 0
2037 |  | 99.48 | 58.25 | 58.0829 | 0 | 0 | 58.0829 | 157.73 | 0.89 | 0
2038 |  | 101.67 | 59.53 | 59.3607 | 0 | 0 | 59.3607 | 161.2 | 0.91 | 0
2039 |  | 103.91 | 60.84 | 60.668 | 0 | 0 | 60.668 | 164.75 | 0.93 | 0
2040 |  | 106.2 | 62.18 | 62.0047 | 0 | 0 | 62.0047 | 168.38 | 0.95 | 0
2041 |  | 108.54 | 63.55 | 63.3709 | 0 | 0 | 63.3709 | 172.09 | 0.97 | 0
2042 |  | 111.04 | 65.01 | 64.8291 | 0 | 0 | 64.8291 | 176.05 | 0.99 | 0
Sources, Inputs and Assumptions
Source: | (c)(f) | Plant Costs - 2017 IRP Update - Table 5.4 & 5.5
| (a) | Plant capacity cost
| (b) | = (a) x 0.0710599128799291
| (d) | = ((b) + (c)) / (8.76 x 31.0%)
| (g) | = (d) + (f)
| (i) | Plant Costs - 2017 IRP Update - Table 5.4 & 5.5
2017 IRP Update Utah Wind Resource - 31% Capacity Factor
| Wind | Cost and Input Assumptions
2036 $ | 1369.7573 | Plant capacity cost |  |  |  | $/kW-yr
2017 $ | 37.5706 | Fixed O&M, plus on-going capital cost |  |  |  | $/kW-yr
2017 $ | 0.58601 | Integration Cost |  |  |  | $/MWH
2017 $ | 0 | Variable O&M |  |  |  | $/MWH
2017 $ |  | Tax Credit $/MWh |  |  |  | $/MWH
| 7.106% | Payment Factor
| 31% | Capacity Factor
Company Official Inflation Forecast Dated June 28, 2019
| 2017 | 2% |  | 2026 | 2.2% |  | 2035 | 2.2%
| 2018 | 2.3% |  | 2027 | 2.2% |  | 2036 | 2.2%
| 2019 | 1.9% |  | 2028 | 2.3% |  | 2037 | 2.2%
| 2020 | 2.2% |  | 2029 | 2.3% |  | 2038 | 2.2%
| 2021 | 2.2% |  | 2030 | 2.3% |  | 2039 | 2.2%
| 2022 | 2.3% |  | 2031 | 2.3% |  | 2040 | 2.2%
| 2023 | 2.2% |  | 2032 | 2.3% |  | 2041 | 2.2%
| 2024 | 2.2% |  | 2033 | 2.2% |  | 2042 | 2.3%
| 2025 | 2.2% |  | 2034 | 2.2% |  | 2043 | 2.3%

## Table 3 WW Wind 2035 (hidden)
Table 3
2017 IRP Update Walla Walla Wind Resource
38% Capacity Factor
Year | Estimated Capital Cost | Fixed Capital Cost at Real Levelized Rate | Fixed O&M | Fixed Costs | Variable O&M | Tax Credit | Total Resource Costs | Total Resource Costs | Wind Integration Cost | Tax Credit
| $/kW | $/kW-yr | $/kW-yr | $/MWh | $/MWh | $/MWh | $/MWh | $/kW-yr | $/MWh
| (a) | (b) | (c) | (d) | (e) | (f) | (g) | (h) | (h)
2017 IRP Update Walla Walla Wind Resource - 38% Capacity Factor
2016 | [9 empty] | 0
2017 |  |  | 37.5706 | 11.2865 | 0 | 0 | 11.2865 | 37.57 | 0.58601 | 0
2018 |  |  | 38.43 | 11.5447 | 0 | 0 | 11.5447 | 38.43 | 0.6 | 0
2019 |  |  | 39.16 | 11.764 | 0 | 0 | 11.764 | 39.16 | 0.61 | 0
2020 |  |  | 40.02 | 12.0224 | 0 | 0 | 12.0224 | 40.02 | 0.62 | 0
2021 |  |  | 40.9 | 12.2867 | 0 | 0 | 12.2867 | 40.9 | 0.63 | 0
2022 |  |  | 41.84 | 12.5691 | 0 | 0 | 12.5691 | 41.84 | 0.64 | 0
2023 |  |  | 42.76 | 12.8455 | 0 | 0 | 12.8455 | 42.76 | 0.65 | 0
2024 |  |  | 43.7 | 13.1279 | 0 | 0 | 13.1279 | 43.7 | 0.66 | 0
2025 |  |  | 44.66 | 13.4162 | 0 | 0 | 13.4162 | 44.66 | 0.67 | 0
2026 |  |  | 45.64 | 13.7106 | 0 | 0 | 13.7106 | 45.64 | 0.68 | 0
2027 |  |  | 46.64 | 14.0111 | 0 | 0 | 14.0111 | 46.64 | 0.69 | 0
2028 |  |  | 47.71 | 14.3325 | 0 | 0 | 14.3325 | 47.71 | 0.71 | 0
2029 |  |  | 48.81 | 14.6629 | 0 | 0 | 14.6629 | 48.81 | 0.73 | 0
2030 |  |  | 49.93 | 14.9994 | 0 | 0 | 14.9994 | 49.93 | 0.75 | 0
2031 |  |  | 51.08 | 15.3449 | 0 | 0 | 15.3449 | 51.08 | 0.77 | 0
2032 |  |  | 52.25 | 15.6963 | 0 | 0 | 15.6963 | 52.25 | 0.79 | 0
2033 |  |  | 53.4 | 16.0418 | 0 | 0 | 16.0418 | 53.4 | 0.81 | 0
2034 |  |  | 54.57 | 16.3933 | 0 | 0 | 16.3933 | 54.57 | 0.83 | 0
2035 | 1417.4139 | 100.7213 | 55.77 | 47.0113 | 0 | 0 | 47.0113 | 156.49 | 0.85 | 0
2036 |  | 102.94 | 57 | 48.0473 | 0 | 0 | 48.0473 | 159.94 | 0.87 | 0
2037 |  | 105.2 | 58.25 | 49.1018 | 0 | 0 | 49.1018 | 163.45 | 0.89 | 0
2038 |  | 107.51 | 59.53 | 50.1802 | 0 | 0 | 50.1802 | 167.04 | 0.91 | 0
2039 |  | 109.88 | 60.84 | 51.2857 | 0 | 0 | 51.2857 | 170.72 | 0.93 | 0
2040 |  | 112.3 | 62.18 | 52.4153 | 0 | 0 | 52.4153 | 174.48 | 0.95 | 0
2041 |  | 114.77 | 63.55 | 53.5689 | 0 | 0 | 53.5689 | 178.32 | 0.97 | 0
2042 |  | 117.41 | 65.01 | 54.8005 | 0 | 0 | 54.8005 | 182.42 | 0.99 | 0
Sources, Inputs and Assumptions
Source: | (c)(f) | Plant Costs - 2017 IRP Update - Table 5.4 & 5.5
| (a) | Plant capacity cost
| (b) | = (a) x 0.0710599128799291
| (d) | = ((b) + (c)) / (8.76 x 38.0%)
| (g) | = (d) + (f)
| (h) | Plant Costs - 2017 IRP Update - Table 5.4 & 5.5
2017 IRP Update Walla Walla Wind Resource - 38% Capacity Factor
| Wind | Cost and Input Assumptions
2035 $ | 1417.4139 | Plant capacity cost |  |  |  | $/kW-yr
2017 $ | 37.5706 | Fixed O&M, plus on-going capital cost |  |  |  | $/kW-yr
2017 $ | 0.58601 | Integration Cost |  |  |  | $/MWH
2017 $ | 0 | Variable O&M |  |  |  | $/MWH
2017 $ |  | Tax Credit $/MWh |  |  |  | $/MWH
| 7.106% | Payment Factor
| 38% | Capacity Factor
Company Official Inflation Forecast Dated June 28, 2019
| 2017 | 2% |  | 2026 | 2.2% |  | 2035 | 2.2%
| 2018 | 2.3% |  | 2027 | 2.2% |  | 2036 | 2.2%
| 2019 | 1.9% |  | 2028 | 2.3% |  | 2037 | 2.2%
| 2020 | 2.2% |  | 2029 | 2.3% |  | 2038 | 2.2%
| 2021 | 2.2% |  | 2030 | 2.3% |  | 2039 | 2.2%
| 2022 | 2.3% |  | 2031 | 2.3% |  | 2040 | 2.2%
| 2023 | 2.2% |  | 2032 | 2.3% |  | 2041 | 2.2%
| 2024 | 2.2% |  | 2033 | 2.2% |  | 2042 | 2.3%
| 2025 | 2.2% |  | 2034 | 2.2% |  | 2043 | 2.3%

## Table 3 YK Wind 2035 (hidden)
Table 3
2017 IRP Update Yakima Wind Resource
38% Capacity Factor
Year | Estimated Capital Cost | Fixed Capital Cost at Real Levelized Rate | Fixed O&M | Fixed Costs | Variable O&M | Tax Credit | Total Resource Costs | Total Resource Costs | Wind Integration Cost | Tax Credit
| $/kW | $/kW-yr | $/kW-yr | $/MWh | $/MWh | $/MWh | $/MWh | $/kW-yr | $/MWh
| (a) | (b) | (c) | (d) | (e) | (f) | (g) | (h) | (h)
2017 IRP Update Yakima Wind Resource - 38% Capacity Factor
2016 | [9 empty] | 0
2017 |  |  | 37.5706 | 11.2865 | 0 | 0 | 11.2865 | 37.57 | 0.58601 | 0
2018 |  |  | 38.43 | 11.5447 | 0 | 0 | 11.5447 | 38.43 | 0.6 | 0
2019 |  |  | 39.16 | 11.764 | 0 | 0 | 11.764 | 39.16 | 0.61 | 0
2020 |  |  | 40.02 | 12.0224 | 0 | 0 | 12.0224 | 40.02 | 0.62 | 0
2021 |  |  | 40.9 | 12.2867 | 0 | 0 | 12.2867 | 40.9 | 0.63 | 0
2022 |  |  | 41.84 | 12.5691 | 0 | 0 | 12.5691 | 41.84 | 0.64 | 0
2023 |  |  | 42.76 | 12.8455 | 0 | 0 | 12.8455 | 42.76 | 0.65 | 0
2024 |  |  | 43.7 | 13.1279 | 0 | 0 | 13.1279 | 43.7 | 0.66 | 0
2025 |  |  | 44.66 | 13.4162 | 0 | 0 | 13.4162 | 44.66 | 0.67 | 0
2026 |  |  | 45.64 | 13.7106 | 0 | 0 | 13.7106 | 45.64 | 0.68 | 0
2027 |  |  | 46.64 | 14.0111 | 0 | 0 | 14.0111 | 46.64 | 0.69 | 0
2028 |  |  | 47.71 | 14.3325 | 0 | 0 | 14.3325 | 47.71 | 0.71 | 0
2029 |  |  | 48.81 | 14.6629 | 0 | 0 | 14.6629 | 48.81 | 0.73 | 0
2030 |  |  | 49.93 | 14.9994 | 0 | 0 | 14.9994 | 49.93 | 0.75 | 0
2031 |  |  | 51.08 | 15.3449 | 0 | 0 | 15.3449 | 51.08 | 0.77 | 0
2032 |  |  | 52.25 | 15.6963 | 0 | 0 | 15.6963 | 52.25 | 0.79 | 0
2033 |  |  | 53.4 | 16.0418 | 0 | 0 | 16.0418 | 53.4 | 0.81 | 0
2034 |  |  | 54.57 | 16.3933 | 0 | 0 | 16.3933 | 54.57 | 0.83 | 0
2035 | 1417.4139 | 100.7213 | 55.77 | 47.0113 | 0 | 0 | 47.0113 | 156.49 | 0.85 | 0
2036 |  | 102.94 | 57 | 48.0473 | 0 | 0 | 48.0473 | 159.94 | 0.87 | 0
2037 |  | 105.2 | 58.25 | 49.1018 | 0 | 0 | 49.1018 | 163.45 | 0.89 | 0
2038 |  | 107.51 | 59.53 | 50.1802 | 0 | 0 | 50.1802 | 167.04 | 0.91 | 0
2039 |  | 109.88 | 60.84 | 51.2857 | 0 | 0 | 51.2857 | 170.72 | 0.93 | 0
2040 |  | 112.3 | 62.18 | 52.4153 | 0 | 0 | 52.4153 | 174.48 | 0.95 | 0
2041 |  | 114.77 | 63.55 | 53.5689 | 0 | 0 | 53.5689 | 178.32 | 0.97 | 0
2042 |  | 117.41 | 65.01 | 54.8005 | 0 | 0 | 54.8005 | 182.42 | 0.99 | 0
Sources, Inputs and Assumptions
Source: | (c)(f) | Plant Costs - 2017 IRP Update - Table 5.4 & 5.5
| (a) | Plant capacity cost
| (b) | = (a) x 0.0710599128799291
| (d) | = ((b) + (c)) / (8.76 x 38.0%)
| (g) | = (d) + (f)
| (h) | Plant Costs - 2017 IRP Update - Table 5.4 & 5.5
2017 IRP Update Yakima Wind Resource - 38% Capacity Factor
| Wind | Cost and Input Assumptions
2035 $ | 1417.4139 | Plant capacity cost |  |  |  | $/kW-yr
2017 $ | 37.5706 | Fixed O&M, plus on-going capital cost |  |  |  | $/kW-yr
2017 $ | 0.58601 | Integration Cost |  |  |  | $/MWH
2017 $ | 0 | Variable O&M |  |  |  | $/MWH
2017 $ |  | Tax Credit $/MWh |  |  |  | $/MWH
| 7.106% | Payment Factor
| 38% | Capacity Factor
Company Official Inflation Forecast Dated June 28, 2019
| 2017 | 2% |  | 2026 | 2.2% |  | 2035 | 2.2%
| 2018 | 2.3% |  | 2027 | 2.2% |  | 2036 | 2.2%
| 2019 | 1.9% |  | 2028 | 2.3% |  | 2037 | 2.2%
| 2020 | 2.2% |  | 2029 | 2.3% |  | 2038 | 2.2%
| 2021 | 2.2% |  | 2030 | 2.3% |  | 2039 | 2.2%
| 2022 | 2.3% |  | 2031 | 2.3% |  | 2040 | 2.2%
| 2023 | 2.2% |  | 2032 | 2.3% |  | 2041 | 2.2%
| 2024 | 2.2% |  | 2033 | 2.2% |  | 2042 | 2.3%
| 2025 | 2.2% |  | 2034 | 2.2% |  | 2043 | 2.3%

## Table 3 OR Wind 2035 (hidden)
Table 3
2017 IRP Update Oregon Wind Resource
38% Capacity Factor
Year | Estimated Capital Cost | Fixed Capital Cost at Real Levelized Rate | Fixed O&M | Fixed Costs | Variable O&M | Tax Credit | Total Resource Costs | Total Resource Costs | Wind Integration Cost | Tax Credit
| $/kW | $/kW-yr | $/kW-yr | $/MWh | $/MWh | $/MWh | $/MWh | $/kW-yr | $/MWh
| (a) | (b) | (c) | (d) | (e) | (f) | (g) | (h) | (h)
2017 IRP Update Oregon Wind Resource - 38% Capacity Factor
2016 | [9 empty] | 0
2017 |  |  | 37.5706 | 11.2865 | 0 | 0 | 11.2865 | 37.57 | 0.58601 | 0
2018 |  |  | 38.43 | 11.5447 | 0 | 0 | 11.5447 | 38.43 | 0.6 | 0
2019 |  |  | 39.16 | 11.764 | 0 | 0 | 11.764 | 39.16 | 0.61 | 0
2020 |  |  | 40.02 | 12.0224 | 0 | 0 | 12.0224 | 40.02 | 0.62 | 0
2021 |  |  | 40.9 | 12.2867 | 0 | 0 | 12.2867 | 40.9 | 0.63 | 0
2022 |  |  | 41.84 | 12.5691 | 0 | 0 | 12.5691 | 41.84 | 0.64 | 0
2023 |  |  | 42.76 | 12.8455 | 0 | 0 | 12.8455 | 42.76 | 0.65 | 0
2024 |  |  | 43.7 | 13.1279 | 0 | 0 | 13.1279 | 43.7 | 0.66 | 0
2025 |  |  | 44.66 | 13.4162 | 0 | 0 | 13.4162 | 44.66 | 0.67 | 0
2026 |  |  | 45.64 | 13.7106 | 0 | 0 | 13.7106 | 45.64 | 0.68 | 0
2027 |  |  | 46.64 | 14.0111 | 0 | 0 | 14.0111 | 46.64 | 0.69 | 0
2028 |  |  | 47.71 | 14.3325 | 0 | 0 | 14.3325 | 47.71 | 0.71 | 0
2029 |  |  | 48.81 | 14.6629 | 0 | 0 | 14.6629 | 48.81 | 0.73 | 0
2030 |  |  | 49.93 | 14.9994 | 0 | 0 | 14.9994 | 49.93 | 0.75 | 0
2031 |  |  | 51.08 | 15.3449 | 0 | 0 | 15.3449 | 51.08 | 0.77 | 0
2032 |  |  | 52.25 | 15.6963 | 0 | 0 | 15.6963 | 52.25 | 0.79 | 0
2033 |  |  | 53.4 | 16.0418 | 0 | 0 | 16.0418 | 53.4 | 0.81 | 0
2034 |  |  | 54.57 | 16.3933 | 0 | 0 | 16.3933 | 54.57 | 0.83 | 0
2035 | 1397.0737 | 99.2759 | 55.77 | 46.5771 | 0 | 0 | 46.5771 | 155.05 | 0.85 | 0
2036 |  | 101.46 | 57 | 47.6027 | 0 | 0 | 47.6027 | 158.46 | 0.87 | 0
2037 |  | 103.69 | 58.25 | 48.6482 | 0 | 0 | 48.6482 | 161.94 | 0.89 | 0
2038 |  | 105.97 | 59.53 | 49.7176 | 0 | 0 | 49.7176 | 165.5 | 0.91 | 0
2039 |  | 108.3 | 60.84 | 50.8111 | 0 | 0 | 50.8111 | 169.14 | 0.93 | 0
2040 |  | 110.68 | 62.18 | 51.9286 | 0 | 0 | 51.9286 | 172.86 | 0.95 | 0
2041 |  | 113.11 | 63.55 | 53.0702 | 0 | 0 | 53.0702 | 176.66 | 0.97 | 0
2042 |  | 115.71 | 65.01 | 54.2898 | 0 | 0 | 54.2898 | 180.72 | 0.99 | 0
Sources, Inputs and Assumptions
Source: | (c)(f) | Plant Costs - 2017 IRP Update - Table 5.4 & 5.5
| (a) | Plant capacity cost
| (b) | = (a) x 0.0710599128799291
| (d) | = ((b) + (c)) / (8.76 x 38.0%)
| (g) | = (d) + (f)
| (h) | Plant Costs - 2017 IRP Update - Table 5.4 & 5.5
2017 IRP Update Oregon Wind Resource - 38% Capacity Factor
| Wind | Cost and Input Assumptions
2035 $ | 1397.0737 | Plant capacity cost |  |  |  | $/kW-yr
2017 $ | 37.5706 | Fixed O&M, plus on-going capital cost |  |  |  | $/kW-yr
2017 $ | 0.58601 | Integration Cost |  |  |  | $/MWH
2017 $ | 0 | Variable O&M |  |  |  | $/MWH
2017 $ |  | Tax Credit $/MWh |  |  |  | $/MWH
| 7.106% | Payment Factor
| 38% | Capacity Factor
Company Official Inflation Forecast Dated June 28, 2019
| 2017 | 2% |  | 2026 | 2.2% |  | 2035 | 2.2%
| 2018 | 2.3% |  | 2027 | 2.2% |  | 2036 | 2.2%
| 2019 | 1.9% |  | 2028 | 2.3% |  | 2037 | 2.2%
| 2020 | 2.2% |  | 2029 | 2.3% |  | 2038 | 2.2%
| 2021 | 2.2% |  | 2030 | 2.3% |  | 2039 | 2.2%
| 2022 | 2.3% |  | 2031 | 2.3% |  | 2040 | 2.2%
| 2023 | 2.2% |  | 2032 | 2.3% |  | 2041 | 2.2%
| 2024 | 2.2% |  | 2033 | 2.2% |  | 2042 | 2.3%
| 2025 | 2.2% |  | 2034 | 2.2% |  | 2043 | 2.3%

## Table 3 YK Solar 2030 (hidden)
Table 3
2017 IRP Update Yakima Solar Resource-2030
25% Capacity Factor
Year | Estimated Capital Cost | Fixed Capital Cost at Real Levelized Rate | Fixed O&M | Fixed Costs | Variable O&M | Tax Credit | Avoided Cost (before Integration Cost) | Total Resource Costs | Wind Integration Cost
| $/kW | $/kW-yr | $/kW-yr | $/MWh | $/MWh | $/MWh | $/MWh | $/kW-yr | $/MWh
| (a) | (b) | (c) | (d) | (e) | (f) | (g) | (h) | (h)
2017 IRP Update Yakima Solar Resource-2030 - 25% Capacity Factor
2016
2017 |  |  | 18.7418 | 8.5922 | 0 | 0 | 8.5922 | 18.74 | 0.61669 | 34.793
2018 |  |  | 19.17 | 8.7886 | 0 | 0 | 8.7886 | 19.17 | 0.63
2019 |  |  | 19.53 | 8.9536 | 0 | 0 | 8.9536 | 19.53 | 0.64
2020 |  |  | 19.96 | 9.1508 | 0 | 0 | 9.1508 | 19.96 | 0.65
2021 |  |  | 20.4 | 9.3525 | 0 | 0 | 9.3525 | 20.4 | 0.66
2022 |  |  | 20.87 | 9.568 | 0 | 0 | 9.568 | 20.87 | 0.68
2023 |  |  | 21.33 | 9.7788 | 0 | 0 | 9.7788 | 21.33 | 0.69
2024 |  |  | 21.8 | 9.9943 | 0 | 0 | 9.9943 | 21.8 | 0.71
2025 |  |  | 22.28 | 10.2144 | 0 | 0 | 10.2144 | 22.28 | 0.73
2026 |  |  | 22.77 | 10.439 | 0 | 0 | 10.439 | 22.77 | 0.75
2027 |  |  | 23.27 | 10.6682 | 0 | 0 | 10.6682 | 23.27 | 0.77
2028 |  |  | 23.81 | 10.9158 | 0 | 0 | 10.9158 | 23.81 | 0.79
2029 |  |  | 24.36 | 11.168 | 0 | 0 | 11.168 | 24.36 | 0.81
2030 | 1192.5045 | 92.0573 | 24.92 | 53.6288 | 0 | 0 | 53.6288 | 116.98 | 0.83
2031 |  | 94.17 | 25.49 | 54.8587 | 0 | 0 | 54.8587 | 119.66 | 0.85
2032 |  | 96.34 | 26.08 | 56.124 | 0 | 0 | 56.124 | 122.42 | 0.87
2033 |  | 98.46 | 26.65 | 57.3573 | 0 | 0 | 57.3573 | 125.11 | 0.89
2034 |  | 100.63 | 27.24 | 58.6226 | 0 | 0 | 58.6226 | 127.87 | 0.91
2035 |  | 102.84 | 27.84 | 59.9109 | 0 | 0 | 59.9109 | 130.68 | 0.93
2036 |  | 105.1 | 28.45 | 61.2266 | 0 | 0 | 61.2266 | 133.55 | 0.95
2037 |  | 107.41 | 29.08 | 62.5745 | 0 | 0 | 62.5745 | 136.49 | 0.97
2038 |  | 109.77 | 29.72 | 63.9499 | 0 | 0 | 63.9499 | 139.49 | 0.99
2039 |  | 112.18 | 30.37 | 65.3527 | 0 | 0 | 65.3527 | 142.55 | 1.01
2040 |  | 114.65 | 31.04 | 66.7923 | 0 | 0 | 66.7923 | 145.69 | 1.03
2041 |  | 117.17 | 31.72 | 68.2593 | 0 | 0 | 68.2593 | 148.89 | 1.05
2042 |  | 119.86 | 32.45 | 69.8273 | 0 | 0 | 69.8273 | 152.31 | 1.07
Sources, Inputs and Assumptions
Source: | (c)(f) | Plant Costs - 2017 IRP Update - Table 5.4 & 5.5
| (a) | Plant capacity cost
| (b) | = (a) x 0.0771966024070909
| (d) | = ((b) + (c)) / (8.76 x 24.9%)
| (g) | = (d) + (f)
| (h) | Plant Costs - 2017 IRP Update - Table 5.4 & 5.5
2017 IRP Update Yakima Solar Resource-2030 - 25% Capacity Factor
| Solar | Cost and Input Assumptions
2030 $ | 1192.5045 | Plant capacity cost |  |  |  | $/kW-yr
2017 $ | 18.7418 | Fixed O&M, plus on-going capital cost |  |  |  | $/kW-yr
2017 $ | 0.61669 | Integration Cost |  |  |  | $/MWH
2017 $ | 0 | Variable O&M |  |  |  | $/MWH
2017 $ |  | Tax Credit $/MWh |  |  |  | $/MWH
| 7.72% | Payment Factor
| 24.9% | Capacity Factor
Company Official Inflation Forecast Dated June 28, 2019
| 2017 | 2% |  | 2026 | 2.2% |  | 2035 | 2.2%
| 2018 | 2.3% |  | 2027 | 2.2% |  | 2036 | 2.2%
| 2019 | 1.9% |  | 2028 | 2.3% |  | 2037 | 2.2%
| 2020 | 2.2% |  | 2029 | 2.3% |  | 2038 | 2.2%
| 2021 | 2.2% |  | 2030 | 2.3% |  | 2039 | 2.2%
| 2022 | 2.3% |  | 2031 | 2.3% |  | 2040 | 2.2%
| 2023 | 2.2% |  | 2032 | 2.3% |  | 2041 | 2.2%
| 2024 | 2.2% |  | 2033 | 2.2% |  | 2042 | 2.3%
| 2025 | 2.2% |  | 2034 | 2.2% |  | 2043 | 2.3%

## Table 3 YK Solar 2032 (hidden)
Table 3
2017 IRP Update Yakima Solar Resource-2032
25% Capacity Factor
Year | Estimated Capital Cost | Fixed Capital Cost at Real Levelized Rate | Fixed O&M | Fixed Costs | Variable O&M | Tax Credit | Avoided Cost (before Integration Cost) | Total Resource Costs | Wind Integration Cost
| $/kW | $/kW-yr | $/kW-yr | $/MWh | $/MWh | $/MWh | $/MWh | $/kW-yr | $/MWh
| (a) | (b) | (c) | (d) | (e) | (f) | (g) | (h) | (h)
2017 IRP Update Yakima Solar Resource-2032 - 25% Capacity Factor
2016
2017 |  |  | 18.7418 | 8.5922 | 0 | 0 | 8.5922 | 18.74 | 0.61669
2018 |  |  | 19.17 | 8.7886 | 0 | 0 | 8.7886 | 19.17 | 0.63
2019 |  |  | 19.53 | 8.9536 | 0 | 0 | 8.9536 | 19.53 | 0.64
2020 |  |  | 19.96 | 9.1508 | 0 | 0 | 9.1508 | 19.96 | 0.65
2021 |  |  | 20.4 | 9.3525 | 0 | 0 | 9.3525 | 20.4 | 0.66
2022 |  |  | 20.87 | 9.568 | 0 | 0 | 9.568 | 20.87 | 0.68
2023 |  |  | 21.33 | 9.7788 | 0 | 0 | 9.7788 | 21.33 | 0.69
2024 |  |  | 21.8 | 9.9943 | 0 | 0 | 9.9943 | 21.8 | 0.71
2025 |  |  | 22.28 | 10.2144 | 0 | 0 | 10.2144 | 22.28 | 0.73
2026 |  |  | 22.77 | 10.439 | 0 | 0 | 10.439 | 22.77 | 0.75
2027 |  |  | 23.27 | 10.6682 | 0 | 0 | 10.6682 | 23.27 | 0.77
2028 |  |  | 23.81 | 10.9158 | 0 | 0 | 10.9158 | 23.81 | 0.79
2029 |  |  | 24.36 | 11.168 | 0 | 0 | 11.168 | 24.36 | 0.81
2030 |  |  | 24.92 | 11.4247 | 0 | 0 | 11.4247 | 24.92 | 0.83
2031 |  |  | 25.49 | 11.686 | 0 | 0 | 11.686 | 25.49 | 0.85
2032 | 1178.9487 | 91.0108 | 26.08 | 53.6809 | 0 | 0 | 53.6809 | 117.09 | 0.87
2033 |  | 93.01 | 26.65 | 54.8587 | 0 | 0 | 54.8587 | 119.66 | 0.89
2034 |  | 95.06 | 27.24 | 56.069 | 0 | 0 | 56.069 | 122.3 | 0.91
2035 |  | 97.15 | 27.84 | 57.3023 | 0 | 0 | 57.3023 | 124.99 | 0.93
2036 |  | 99.29 | 28.45 | 58.563 | 0 | 0 | 58.563 | 127.74 | 0.95
2037 |  | 101.47 | 29.08 | 59.8513 | 0 | 0 | 59.8513 | 130.55 | 0.97
2038 |  | 103.7 | 29.72 | 61.167 | 0 | 0 | 61.167 | 133.42 | 0.99
2039 |  | 105.98 | 30.37 | 62.5103 | 0 | 0 | 62.5103 | 136.35 | 1.01
2040 |  | 108.31 | 31.04 | 63.8857 | 0 | 0 | 63.8857 | 139.35 | 1.03
2041 |  | 110.69 | 31.72 | 65.2886 | 0 | 0 | 65.2886 | 142.41 | 1.05
2042 |  | 113.24 | 32.45 | 66.7923 | 0 | 0 | 66.7923 | 145.69 | 1.07
Sources, Inputs and Assumptions
Source: | (c)(f) | Plant Costs - 2017 IRP Update - Table 5.4 & 5.5
| (a) | Plant capacity cost
| (b) | = (a) x 0.0771966024070909
| (d) | = ((b) + (c)) / (8.76 x 24.9%)
| (g) | = (d) + (f)
| (h) | Plant Costs - 2017 IRP Update - Table 5.4 & 5.5
2017 IRP Update Yakima Solar Resource-2032 - 25% Capacity Factor
| Solar | Cost and Input Assumptions
2032 $ | 1178.9487 | Plant capacity cost |  |  |  | $/kW-yr
2017 $ | 18.7418 | Fixed O&M, plus on-going capital cost |  |  |  | $/kW-yr
2017 $ | 0.61669 | Integration Cost |  |  |  | $/MWH
2017 $ | 0 | Variable O&M |  |  |  | $/MWH
2017 $ |  | Tax Credit $/MWh |  |  |  | $/MWH
| 7.72% | Payment Factor
| 24.9% | Capacity Factor
Company Official Inflation Forecast Dated June 28, 2019
| 2017 | 2% |  | 2026 | 2.2% |  | 2035 | 2.2%
| 2018 | 2.3% |  | 2027 | 2.2% |  | 2036 | 2.2%
| 2019 | 1.9% |  | 2028 | 2.3% |  | 2037 | 2.2%
| 2020 | 2.2% |  | 2029 | 2.3% |  | 2038 | 2.2%
| 2021 | 2.2% |  | 2030 | 2.3% |  | 2039 | 2.2%
| 2022 | 2.3% |  | 2031 | 2.3% |  | 2040 | 2.2%
| 2023 | 2.2% |  | 2032 | 2.3% |  | 2041 | 2.2%
| 2024 | 2.2% |  | 2033 | 2.2% |  | 2042 | 2.3%
| 2025 | 2.2% |  | 2034 | 2.2% |  | 2043 | 2.3%

## Table 3 YK Solar 2033 (hidden)
Table 3
2017 IRP Update Yakima Solar Resource-2033
25% Capacity Factor
Year | Estimated Capital Cost | Fixed Capital Cost at Real Levelized Rate | Fixed O&M | Fixed Costs | Variable O&M | Tax Credit | Avoided Cost (before Integration Cost) | Total Resource Costs | Wind Integration Cost
| $/kW | $/kW-yr | $/kW-yr | $/MWh | $/MWh | $/MWh | $/MWh | $/kW-yr | $/MWh
| (a) | (b) | (c) | (d) | (e) | (f) | (g) | (h) | (h)
2017 IRP Update Yakima Solar Resource-2033 - 25% Capacity Factor
2016
2017 |  |  | 18.7418 | 8.5922 | 0 | 0 | 8.5922 | 18.74 | 0.61669
2018 |  |  | 19.17 | 8.7886 | 0 | 0 | 8.7886 | 19.17 | 0.63
2019 |  |  | 19.53 | 8.9536 | 0 | 0 | 8.9536 | 19.53 | 0.64
2020 |  |  | 19.96 | 9.1508 | 0 | 0 | 9.1508 | 19.96 | 0.65
2021 |  |  | 20.4 | 9.3525 | 0 | 0 | 9.3525 | 20.4 | 0.66
2022 |  |  | 20.87 | 9.568 | 0 | 0 | 9.568 | 20.87 | 0.68
2023 |  |  | 21.33 | 9.7788 | 0 | 0 | 9.7788 | 21.33 | 0.69
2024 |  |  | 21.8 | 9.9943 | 0 | 0 | 9.9943 | 21.8 | 0.71
2025 |  |  | 22.28 | 10.2144 | 0 | 0 | 10.2144 | 22.28 | 0.73
2026 |  |  | 22.77 | 10.439 | 0 | 0 | 10.439 | 22.77 | 0.75
2027 |  |  | 23.27 | 10.6682 | 0 | 0 | 10.6682 | 23.27 | 0.77
2028 |  |  | 23.81 | 10.9158 | 0 | 0 | 10.9158 | 23.81 | 0.79
2029 |  |  | 24.36 | 11.168 | 0 | 0 | 11.168 | 24.36 | 0.81
2030 |  |  | 24.92 | 11.4247 | 0 | 0 | 11.4247 | 24.92 | 0.83
2031 |  |  | 25.49 | 11.686 | 0 | 0 | 11.686 | 25.49 | 0.85
2032 |  |  | 26.08 | 11.9565 | 0 | 0 | 11.9565 | 26.08 | 0.87
2033 | 1172.2287 | 90.4921 | 26.65 | 53.7043 | 0 | 0 | 53.7043 | 117.14 | 0.89
2034 |  | 92.48 | 27.24 | 54.8862 | 0 | 0 | 54.8862 | 119.72 | 0.91
2035 |  | 94.51 | 27.84 | 56.0919 | 0 | 0 | 56.0919 | 122.35 | 0.93
2036 |  | 96.59 | 28.45 | 57.3252 | 0 | 0 | 57.3252 | 125.04 | 0.95
2037 |  | 98.71 | 29.08 | 58.5859 | 0 | 0 | 58.5859 | 127.79 | 0.97
2038 |  | 100.88 | 29.72 | 59.8742 | 0 | 0 | 59.8742 | 130.6 | 0.99
2039 |  | 103.1 | 30.37 | 61.19 | 0 | 0 | 61.19 | 133.47 | 1.01
2040 |  | 105.37 | 31.04 | 62.5378 | 0 | 0 | 62.5378 | 136.41 | 1.03
2041 |  | 107.69 | 31.72 | 63.9132 | 0 | 0 | 63.9132 | 139.41 | 1.05
2042 |  | 110.17 | 32.45 | 65.3848 | 0 | 0 | 65.3848 | 142.62 | 1.07
Sources, Inputs and Assumptions
Source: | (c)(f) | Plant Costs - 2017 IRP Update - Table 5.4 & 5.5
| (a) | Plant capacity cost
| (b) | = (a) x 0.0771966024070909
| (d) | = ((b) + (c)) / (8.76 x 24.9%)
| (g) | = (d) + (f)
| (h) | Plant Costs - 2017 IRP Update - Table 5.4 & 5.5
2017 IRP Update Yakima Solar Resource-2033 - 25% Capacity Factor
| Solar | Cost and Input Assumptions
2033 $ | 1172.2287 | Plant capacity cost |  |  |  | $/kW-yr
2017 $ | 18.7418 | Fixed O&M, plus on-going capital cost |  |  |  | $/kW-yr
2017 $ | 0.61669 | Integration Cost |  |  |  | $/MWH
2017 $ | 0 | Variable O&M |  |  |  | $/MWH
2017 $ |  | Tax Credit $/MWh |  |  |  | $/MWH
| 7.72% | Payment Factor
| 24.9% | Capacity Factor
Company Official Inflation Forecast Dated June 28, 2019
| 2017 | 2% |  | 2026 | 2.2% |  | 2035 | 2.2%
| 2018 | 2.3% |  | 2027 | 2.2% |  | 2036 | 2.2%
| 2019 | 1.9% |  | 2028 | 2.3% |  | 2037 | 2.2%
| 2020 | 2.2% |  | 2029 | 2.3% |  | 2038 | 2.2%
| 2021 | 2.2% |  | 2030 | 2.3% |  | 2039 | 2.2%
| 2022 | 2.3% |  | 2031 | 2.3% |  | 2040 | 2.2%
| 2023 | 2.2% |  | 2032 | 2.3% |  | 2041 | 2.2%
| 2024 | 2.2% |  | 2033 | 2.2% |  | 2042 | 2.3%
| 2025 | 2.2% |  | 2034 | 2.2% |  | 2043 | 2.3%

## Table 3 UT Solar 2033 ST (hidden)
Table 3
2017 IRP Update Utah Solar Resource-2033
31% Capacity Factor
Year | Estimated Capital Cost | Fixed Capital Cost at Real Levelized Rate | Fixed O&M | Fixed Costs | Variable O&M | Tax Credit | Total Resource Costs | Total Resource Costs | Wind Integration Cost
| $/kW | $/kW-yr | $/kW-yr | $/MWh | $/MWh | $/MWh | $/MWh | $/kW-yr | $/MWh
| (a) | (b) | (c) | (d) | (e) | (f) | (g) | (h) | (h)
2017 IRP Update Utah Solar Resource-2033 - 31% Capacity Factor
2016
2017 |  | 0 | 19.6918 | 7.228 | 0 | 0 | 7.228 | 19.69 | 0.61669
2018 |  | 0 | 20.14 | 7.3926 | 0 | 0 | 7.3926 | 20.14 | 0.63
2019 |  | 0 | 20.52 | 7.532 | 0 | 0 | 7.532 | 20.52 | 0.64
2020 |  | 0 | 20.97 | 7.6972 | 0 | 0 | 7.6972 | 20.97 | 0.65
2021 |  | 0 | 21.43 | 7.8661 | 0 | 0 | 7.8661 | 21.43 | 0.66
2022 |  | 0 | 21.92 | 8.0459 | 0 | 0 | 8.0459 | 21.92 | 0.68
2023 |  | 0 | 22.4 | 8.2221 | 0 | 0 | 8.2221 | 22.4 | 0.69
2024 |  | 0 | 22.89 | 8.402 | 0 | 0 | 8.402 | 22.89 | 0.71
2025 |  | 0 | 23.39 | 8.5855 | 0 | 0 | 8.5855 | 23.39 | 0.73
2026 |  | 0 | 23.9 | 8.7727 | 0 | 0 | 8.7727 | 23.9 | 0.75
2027 |  | 0 | 24.43 | 8.9672 | 0 | 0 | 8.9672 | 24.43 | 0.77
2028 |  | 0 | 24.99 | 9.1728 | 0 | 0 | 9.1728 | 24.99 | 0.79
2029 |  | 0 | 25.56 | 9.382 | 0 | 0 | 9.382 | 25.56 | 0.81
2030 |  | 0 | 26.15 | 9.5986 | 0 | 0 | 9.5986 | 26.15 | 0.83
2031 |  | 0 | 26.75 | 9.8188 | 0 | 0 | 9.8188 | 26.75 | 0.85
2032 |  | 0 | 27.37 | 10.0464 | 0 | 0 | 10.0464 | 27.37 | 0.87
2033 | 1165.8806 | 90.002 | 27.97 | 43.3027 | 0 | 0 | 43.3027 | 117.97 | 0.89
2034 |  | 91.98 | 28.59 | 44.2563 | 0 | 0 | 44.2563 | 120.57 | 0.91
2035 |  | 94 | 29.22 | 45.229 | 0 | 0 | 45.229 | 123.22 | 0.93
2036 |  | 96.07 | 29.86 | 46.2237 | 0 | 0 | 46.2237 | 125.93 | 0.95
2037 |  | 98.18 | 30.52 | 47.2405 | 0 | 0 | 47.2405 | 128.7 | 0.97
2038 |  | 100.34 | 31.19 | 48.2792 | 0 | 0 | 48.2792 | 131.53 | 0.99
2039 |  | 102.55 | 31.88 | 49.3437 | 0 | 0 | 49.3437 | 134.43 | 1.01
2040 |  | 104.81 | 32.58 | 50.4302 | 0 | 0 | 50.4302 | 137.39 | 1.03
2041 |  | 107.12 | 33.3 | 51.5424 | 0 | 0 | 51.5424 | 140.42 | 1.05
2042 |  | 109.58 | 34.07 | 52.728 | 0 | 0 | 52.728 | 143.65 | 1.07
Sources, Inputs and Assumptions
Source: | (c)(f) | Plant Costs - 2017 IRP Update - Table 5.4 & 5.5
| (a) | Plant capacity cost
| (b) | = (a) x 0.0771966024070909
| (d) | = ((b) + (c)) / (8.76 x 31.1%)
| (g) | = (d) + (f)
| (h) | Plant Costs - 2017 IRP Update - Table 5.4 & 5.5
2017 IRP Update Utah Solar Resource-2033 - 31% Capacity Factor
| Wind | Cost and Input Assumptions
2033 $ | 1165.8806 | Plant capacity cost |  |  |  | $/kW-yr
2017 $ | 19.6918 | Fixed O&M, plus on-going capital cost |  |  |  | $/kW-yr
2017 $ | 0.61669 | Integration Cost |  |  |  | $/MWH
2017 $ | 0 | Variable O&M |  |  |  | $/MWH
2017 $ |  | Tax Credit $/MWh |  |  |  | $/MWH
| 7.72% | Payment Factor
| 31.1% | Capacity Factor
Company Official Inflation Forecast Dated June 28, 2019
| 2017 | 2% |  | 2026 | 2.2% |  | 2035 | 2.2%
| 2018 | 2.3% |  | 2027 | 2.2% |  | 2036 | 2.2%
| 2019 | 1.9% |  | 2028 | 2.3% |  | 2037 | 2.2%
| 2020 | 2.2% |  | 2029 | 2.3% |  | 2038 | 2.2%
| 2021 | 2.2% |  | 2030 | 2.3% |  | 2039 | 2.2%
| 2022 | 2.3% |  | 2031 | 2.3% |  | 2040 | 2.2%
| 2023 | 2.2% |  | 2032 | 2.3% |  | 2041 | 2.2%
| 2024 | 2.2% |  | 2033 | 2.2% |  | 2042 | 2.3%
| 2025 | 2.2% |  | 2034 | 2.2% |  | 2043 | 2.3%

## Table 3 UT Solar 2035 ST (hidden)
Table 3
2017 IRP Update Utah Solar Resource-2033
31% Capacity Factor
Year | Estimated Capital Cost | Fixed Capital Cost at Real Levelized Rate | Fixed O&M | Fixed Costs | Variable O&M | Tax Credit | Total Resource Costs | Total Resource Costs | Wind Integration Cost
| $/kW | $/kW-yr | $/kW-yr | $/MWh | $/MWh | $/MWh | $/MWh | $/kW-yr | $/MWh
| (a) | (b) | (c) | (d) | (e) | (f) | (g) | (h) | (h)
2017 IRP Update Utah Solar Resource-2033 - 31% Capacity Factor
2016
2017 |  | 0 | 19.6918 | 7.228 | 0 | 0 | 7.228 | 19.69 | 0.61669
2018 |  | 0 | 20.14 | 7.3926 | 0 | 0 | 7.3926 | 20.14 | 0.63
2019 |  | 0 | 20.52 | 7.532 | 0 | 0 | 7.532 | 20.52 | 0.64
2020 |  | 0 | 20.97 | 7.6972 | 0 | 0 | 7.6972 | 20.97 | 0.65
2021 |  | 0 | 21.43 | 7.8661 | 0 | 0 | 7.8661 | 21.43 | 0.66
2022 |  | 0 | 21.92 | 8.0459 | 0 | 0 | 8.0459 | 21.92 | 0.68
2023 |  | 0 | 22.4 | 8.2221 | 0 | 0 | 8.2221 | 22.4 | 0.69
2024 |  | 0 | 22.89 | 8.402 | 0 | 0 | 8.402 | 22.89 | 0.71
2025 |  | 0 | 23.39 | 8.5855 | 0 | 0 | 8.5855 | 23.39 | 0.73
2026 |  | 0 | 23.9 | 8.7727 | 0 | 0 | 8.7727 | 23.9 | 0.75
2027 |  | 0 | 24.43 | 8.9672 | 0 | 0 | 8.9672 | 24.43 | 0.77
2028 |  | 0 | 24.99 | 9.1728 | 0 | 0 | 9.1728 | 24.99 | 0.79
2029 |  | 0 | 25.56 | 9.382 | 0 | 0 | 9.382 | 25.56 | 0.81
2030 |  | 0 | 26.15 | 9.5986 | 0 | 0 | 9.5986 | 26.15 | 0.83
2031 |  | 0 | 26.75 | 9.8188 | 0 | 0 | 9.8188 | 26.75 | 0.85
2032 |  | 0 | 27.37 | 10.0464 | 0 | 0 | 10.0464 | 27.37 | 0.87
2033 |  | 0 | 27.97 | 10.2666 | 0 | 0 | 10.2666 | 27.97 | 0.89
2034 |  | 0 | 28.59 | 10.4942 | 0 | 0 | 10.4942 | 28.59 | 0.91
2035 | 1152.6274 | 88.9789 | 29.22 | 43.3859 | 0 | 0 | 43.3859 | 118.2 | 0.93
2036 |  | 90.94 | 29.86 | 44.3407 | 0 | 0 | 44.3407 | 120.8 | 0.95
2037 |  | 92.94 | 30.52 | 45.3171 | 0 | 0 | 45.3171 | 123.46 | 0.97
2038 |  | 94.98 | 31.19 | 46.3118 | 0 | 0 | 46.3118 | 126.17 | 0.99
2039 |  | 97.07 | 31.88 | 47.3322 | 0 | 0 | 47.3322 | 128.95 | 1.01
2040 |  | 99.21 | 32.58 | 48.3747 | 0 | 0 | 48.3747 | 131.79 | 1.03
2041 |  | 101.39 | 33.3 | 49.4391 | 0 | 0 | 49.4391 | 134.69 | 1.05
2042 |  | 103.72 | 34.07 | 50.577 | 0 | 0 | 50.577 | 137.79 | 1.07
Sources, Inputs and Assumptions
Source: | (c)(f) | Plant Costs - 2017 IRP Update - Table 5.4 & 5.5
| (a) | Plant capacity cost
| (b) | = (a) x 0.0771966024070909
| (d) | = ((b) + (c)) / (8.76 x 31.1%)
| (g) | = (d) + (f)
| (h) | Plant Costs - 2017 IRP Update - Table 5.4 & 5.5
2017 IRP Update Utah Solar Resource-2033 - 31% Capacity Factor
| Wind | Cost and Input Assumptions
2033 $ | 1152.6274 | Plant capacity cost |  |  |  | $/kW-yr
2017 $ | 19.6918 | Fixed O&M, plus on-going capital cost |  |  |  | $/kW-yr
2017 $ | 0.61669 | Integration Cost |  |  |  | $/MWH
2017 $ | 0 | Variable O&M |  |  |  | $/MWH
2017 $ |  | Tax Credit $/MWh |  |  |  | $/MWH
| 7.72% | Payment Factor
| 31.1% | Capacity Factor
Company Official Inflation Forecast Dated June 28, 2019
| 2017 | 2% |  | 2026 | 2.2% |  | 2035 | 2.2%
| 2018 | 2.3% |  | 2027 | 2.2% |  | 2036 | 2.2%
| 2019 | 1.9% |  | 2028 | 2.3% |  | 2037 | 2.2%
| 2020 | 2.2% |  | 2029 | 2.3% |  | 2038 | 2.2%
| 2021 | 2.2% |  | 2030 | 2.3% |  | 2039 | 2.2%
| 2022 | 2.3% |  | 2031 | 2.3% |  | 2040 | 2.2%
| 2023 | 2.2% |  | 2032 | 2.3% |  | 2041 | 2.2%
| 2024 | 2.2% |  | 2033 | 2.2% |  | 2042 | 2.3%
| 2025 | 2.2% |  | 2034 | 2.2% |  | 2043 | 2.3%

## Table 3 UT Solar 2035 FT (hidden)
Table 3
2017 IRP Update Utah Solar Resource-2035
27% Capacity Factor
Year | Estimated Capital Cost | Fixed Capital Cost at Real Levelized Rate | Fixed O&M | Fixed Costs | Variable O&M | Tax Credit | Total Resource Costs | Total Resource Costs | Wind Integration Cost
| $/kW | $/kW-yr | $/kW-yr | $/MWh | $/MWh | $/MWh | $/MWh | $/kW-yr | $/MWh
| (a) | (b) | (c) | (d) | (e) | (f) | (g) | (h) | (h)
2017 IRP Update Utah Solar Resource-2035 - 27% Capacity Factor
2016
2017 |  | 0 | 18.718 | 7.973 | 0 | 0 | 7.973 | 18.72 | 0.61669
2018 |  | 0 | 19.15 | 8.157 | 0 | 0 | 8.157 | 19.15 | 0.63
2019 |  | 0 | 19.51 | 8.3103 | 0 | 0 | 8.3103 | 19.51 | 0.64
2020 |  | 0 | 19.94 | 8.4935 | 0 | 0 | 8.4935 | 19.94 | 0.65
2021 |  | 0 | 20.38 | 8.6809 | 0 | 0 | 8.6809 | 20.38 | 0.66
2022 |  | 0 | 20.85 | 8.8811 | 0 | 0 | 8.8811 | 20.85 | 0.68
2023 |  | 0 | 21.31 | 9.077 | 0 | 0 | 9.077 | 21.31 | 0.69
2024 |  | 0 | 21.78 | 9.2772 | 0 | 0 | 9.2772 | 21.78 | 0.71
2025 |  | 0 | 22.26 | 9.4817 | 0 | 0 | 9.4817 | 22.26 | 0.73
2026 |  | 0 | 22.75 | 9.6904 | 0 | 0 | 9.6904 | 22.75 | 0.75
2027 |  | 0 | 23.25 | 9.9034 | 0 | 0 | 9.9034 | 23.25 | 0.77
2028 |  | 0 | 23.78 | 10.1291 | 0 | 0 | 10.1291 | 23.78 | 0.79
2029 |  | 0 | 24.33 | 10.3634 | 0 | 0 | 10.3634 | 24.33 | 0.81
2030 |  | 0 | 24.89 | 10.602 | 0 | 0 | 10.602 | 24.89 | 0.83
2031 |  | 0 | 25.46 | 10.8447 | 0 | 0 | 10.8447 | 25.46 | 0.85
2032 |  | 0 | 26.05 | 11.0961 | 0 | 0 | 11.0961 | 26.05 | 0.87
2033 |  | 0 | 26.62 | 11.3389 | 0 | 0 | 11.3389 | 26.62 | 0.89
2034 |  | 0 | 27.21 | 11.5902 | 0 | 0 | 11.5902 | 27.21 | 0.91
2035 | 1129.0663 | 87.1601 | 27.81 | 48.9718 | 0 | 0 | 48.9718 | 114.97 | 0.93
2036 |  | 89.08 | 28.42 | 50.0494 | 0 | 0 | 50.0494 | 117.5 | 0.95
2037 |  | 91.04 | 29.05 | 51.1526 | 0 | 0 | 51.1526 | 120.09 | 0.97
2038 |  | 93.04 | 29.69 | 52.2771 | 0 | 0 | 52.2771 | 122.73 | 0.99
2039 |  | 95.09 | 30.34 | 53.4272 | 0 | 0 | 53.4272 | 125.43 | 1.01
2040 |  | 97.18 | 31.01 | 54.6028 | 0 | 0 | 54.6028 | 128.19 | 1.03
2041 |  | 99.32 | 31.69 | 55.804 | 0 | 0 | 55.804 | 131.01 | 1.05
2042 |  | 101.6 | 32.42 | 57.0861 | 0 | 0 | 57.0861 | 134.02 | 1.07
Sources, Inputs and Assumptions
Source: | (c)(f) | Plant Costs - 2017 IRP Update - Table 5.4 & 5.5
| (a) | Plant capacity cost
| (b) | = (a) x 0.0771966024070909
| (d) | = ((b) + (c)) / (8.76 x 26.8%)
| (g) | = (d) + (f)
| (h) | Plant Costs - 2017 IRP Update - Table 5.4 & 5.5
2017 IRP Update Utah Solar Resource-2035 - 27% Capacity Factor
| Wind | Cost and Input Assumptions
2035 $ | 1129.0663 | Plant capacity cost |  |  |  | $/kW-yr
2017 $ | 18.718 | Fixed O&M, plus on-going capital cost |  |  |  | $/kW-yr
2017 $ | 0.61669 | Integration Cost |  |  |  | $/MWH
2017 $ | 0 | Variable O&M |  |  |  | $/MWH
2017 $ |  | Tax Credit $/MWh |  |  |  | $/MWH
| 7.72% | Payment Factor
| 26.8% | Capacity Factor
Company Official Inflation Forecast Dated June 28, 2019
| 2017 | 2% |  | 2026 | 2.2% |  | 2035 | 2.2%
| 2018 | 2.3% |  | 2027 | 2.2% |  | 2036 | 2.2%
| 2019 | 1.9% |  | 2028 | 2.3% |  | 2037 | 2.2%
| 2020 | 2.2% |  | 2029 | 2.3% |  | 2038 | 2.2%
| 2021 | 2.2% |  | 2030 | 2.3% |  | 2039 | 2.2%
| 2022 | 2.3% |  | 2031 | 2.3% |  | 2040 | 2.2%
| 2023 | 2.2% |  | 2032 | 2.3% |  | 2041 | 2.2%
| 2024 | 2.2% |  | 2033 | 2.2% |  | 2042 | 2.3%
| 2025 | 2.2% |  | 2034 | 2.2% |  | 2043 | 2.3%

## Table 3 OR Solar 2030 (hidden)
Table 3
2017 IRP Update Oregon Solar Resource-2030
29% Capacity Factor
Year | Estimated Capital Cost | Fixed Capital Cost at Real Levelized Rate | Fixed O&M | Fixed Costs | Variable O&M | Tax Credit | Avoided Cost (before Integration Cost) | Total Resource Costs | Wind Integration Cost
| $/kW | $/kW-yr | $/kW-yr | $/MWh | $/MWh | $/MWh | $/MWh | $/kW-yr | $/MWh
| (a) | (b) | (c) | (d) | (e) | (f) | (g) | (h) | (h)
2017 IRP Update Oregon Solar Resource-2030 - 29% Capacity Factor
2016
2017 |  |  | 19.7203 | 7.8166 | 0 | 0 | 7.8166 | 19.72 | 0.61669
2018 |  |  | 20.17 | 7.9948 | 0 | 0 | 7.9948 | 20.17 | 0.63
2019 |  |  | 20.55 | 8.1455 | 0 | 0 | 8.1455 | 20.55 | 0.64
2020 |  |  | 21 | 8.3238 | 0 | 0 | 8.3238 | 21 | 0.65
2021 |  |  | 21.46 | 8.5062 | 0 | 0 | 8.5062 | 21.46 | 0.66
2022 |  |  | 21.95 | 8.7004 | 0 | 0 | 8.7004 | 21.95 | 0.68
2023 |  |  | 22.43 | 8.8906 | 0 | 0 | 8.8906 | 22.43 | 0.69
2024 |  |  | 22.92 | 9.0849 | 0 | 0 | 9.0849 | 22.92 | 0.71
2025 |  |  | 23.42 | 9.283 | 0 | 0 | 9.283 | 23.42 | 0.73
2026 |  |  | 23.94 | 9.4892 | 0 | 0 | 9.4892 | 23.94 | 0.75
2027 |  |  | 24.47 | 9.6992 | 0 | 0 | 9.6992 | 24.47 | 0.77
2028 |  |  | 25.03 | 9.9212 | 0 | 0 | 9.9212 | 25.03 | 0.79
2029 |  |  | 25.61 | 10.1511 | 0 | 0 | 10.1511 | 25.61 | 0.81
2030 | 1215.4109 | 93.8256 | 26.2 | 47.5748 | 0 | 0 | 47.5748 | 120.03 | 0.83
2031 |  | 95.98 | 26.8 | 48.6666 | 0 | 0 | 48.6666 | 122.78 | 0.85
2032 |  | 98.19 | 27.42 | 49.7883 | 0 | 0 | 49.7883 | 125.61 | 0.87
2033 |  | 100.35 | 28.02 | 50.8823 | 0 | 0 | 50.8823 | 128.37 | 0.89
2034 |  | 102.56 | 28.64 | 52.0041 | 0 | 0 | 52.0041 | 131.2 | 0.91
2035 |  | 104.82 | 29.27 | 53.1496 | 0 | 0 | 53.1496 | 134.09 | 0.93
2036 |  | 107.13 | 29.91 | 54.3189 | 0 | 0 | 54.3189 | 137.04 | 0.95
2037 |  | 109.49 | 30.57 | 55.5159 | 0 | 0 | 55.5159 | 140.06 | 0.97
2038 |  | 111.9 | 31.24 | 56.7367 | 0 | 0 | 56.7367 | 143.14 | 0.99
2039 |  | 114.36 | 31.93 | 57.9853 | 0 | 0 | 57.9853 | 146.29 | 1.01
2040 |  | 116.88 | 32.63 | 59.2616 | 0 | 0 | 59.2616 | 149.51 | 1.03
2041 |  | 119.45 | 33.35 | 60.5657 | 0 | 0 | 60.5657 | 152.8 | 1.05
2042 |  | 122.2 | 34.12 | 61.9609 | 0 | 0 | 61.9609 | 156.32 | 1.07
Sources, Inputs and Assumptions
Source: | (c)(f) | Plant Costs - 2017 IRP Update - Table 5.4 & 5.5
| (a) | Plant capacity cost
| (b) | = (a) x 0.0771966024070909
| (d) | = ((b) + (c)) / (8.76 x 28.8%)
| (g) | = (d) + (f)
| (h) | Plant Costs - 2017 IRP Update - Table 5.4 & 5.5
2017 IRP Update Oregon Solar Resource-2030 - 29% Capacity Factor
| Solar | Cost and Input Assumptions
2030 $ | 1215.4109 | Plant capacity cost |  |  |  | $/kW-yr
2017 $ | 19.7203 | Fixed O&M, plus on-going capital cost |  |  |  | $/kW-yr
2017 $ | 0.61669 | Integration Cost |  |  |  | $/MWH
2017 $ | 0 | Variable O&M |  |  |  | $/MWH
2017 $ |  | Tax Credit $/MWh |  |  |  | $/MWH
| 7.72% | Payment Factor
| 28.8% | Capacity Factor
Company Official Inflation Forecast Dated June 28, 2019
| 2017 | 2% |  | 2026 | 2.2% |  | 2035 | 2.2%
| 2018 | 2.3% |  | 2027 | 2.2% |  | 2036 | 2.2%
| 2019 | 1.9% |  | 2028 | 2.3% |  | 2037 | 2.2%
| 2020 | 2.2% |  | 2029 | 2.3% |  | 2038 | 2.2%
| 2021 | 2.2% |  | 2030 | 2.3% |  | 2039 | 2.2%
| 2022 | 2.3% |  | 2031 | 2.3% |  | 2040 | 2.2%
| 2023 | 2.2% |  | 2032 | 2.3% |  | 2041 | 2.2%
| 2024 | 2.2% |  | 2033 | 2.2% |  | 2042 | 2.3%
| 2025 | 2.2% |  | 2034 | 2.2% |  | 2043 | 2.3%

## Table 3 OR Solar 2031 (hidden)
Table 3
2017 IRP Update Oregon Solar Resource-2031
29% Capacity Factor
Year | Estimated Capital Cost | Fixed Capital Cost at Real Levelized Rate | Fixed O&M | Fixed Costs | Variable O&M | Tax Credit | Avoided Cost (before Integration Cost) | Total Resource Costs | Wind Integration Cost
| $/kW | $/kW-yr | $/kW-yr | $/MWh | $/MWh | $/MWh | $/MWh | $/kW-yr | $/MWh
| (a) | (b) | (c) | (d) | (e) | (f) | (g) | (h) | (h)
2017 IRP Update Oregon Solar Resource-2031 - 29% Capacity Factor
2016
2017 |  |  | 19.7203 | 7.8166 | 0 | 0 | 7.8166 | 19.72 | 0.61669
2018 |  |  | 20.17 | 7.9948 | 0 | 0 | 7.9948 | 20.17 | 0.63
2019 |  |  | 20.55 | 8.1455 | 0 | 0 | 8.1455 | 20.55 | 0.64
2020 |  |  | 21 | 8.3238 | 0 | 0 | 8.3238 | 21 | 0.65
2021 |  |  | 21.46 | 8.5062 | 0 | 0 | 8.5062 | 21.46 | 0.66
2022 |  |  | 21.95 | 8.7004 | 0 | 0 | 8.7004 | 21.95 | 0.68
2023 |  |  | 22.43 | 8.8906 | 0 | 0 | 8.8906 | 22.43 | 0.69
2024 |  |  | 22.92 | 9.0849 | 0 | 0 | 9.0849 | 22.92 | 0.71
2025 |  |  | 23.42 | 9.283 | 0 | 0 | 9.283 | 23.42 | 0.73
2026 |  |  | 23.94 | 9.4892 | 0 | 0 | 9.4892 | 23.94 | 0.75
2027 |  |  | 24.47 | 9.6992 | 0 | 0 | 9.6992 | 24.47 | 0.77
2028 |  |  | 25.03 | 9.9212 | 0 | 0 | 9.9212 | 25.03 | 0.79
2029 |  |  | 25.61 | 10.1511 | 0 | 0 | 10.1511 | 25.61 | 0.81
2030 |  |  | 26.2 | 10.385 | 0 | 0 | 10.385 | 26.2 | 0.83
2031 | 1208.483 | 93.2908 | 26.8 | 47.6007 | 0 | 0 | 47.6007 | 120.09 | 0.85
2032 |  | 95.44 | 27.42 | 48.6983 | 0 | 0 | 48.6983 | 122.86 | 0.87
2033 |  | 97.54 | 28.02 | 49.7685 | 0 | 0 | 49.7685 | 125.56 | 0.89
2034 |  | 99.69 | 28.64 | 50.8665 | 0 | 0 | 50.8665 | 128.33 | 0.91
2035 |  | 101.88 | 29.27 | 51.9842 | 0 | 0 | 51.9842 | 131.15 | 0.93
2036 |  | 104.12 | 29.91 | 53.1258 | 0 | 0 | 53.1258 | 134.03 | 0.95
2037 |  | 106.41 | 30.57 | 54.2951 | 0 | 0 | 54.2951 | 136.98 | 0.97
2038 |  | 108.75 | 31.24 | 55.4882 | 0 | 0 | 55.4882 | 139.99 | 0.99
2039 |  | 111.14 | 31.93 | 56.709 | 0 | 0 | 56.709 | 143.07 | 1.01
2040 |  | 113.59 | 32.63 | 57.9576 | 0 | 0 | 57.9576 | 146.22 | 1.03
2041 |  | 116.09 | 33.35 | 59.2339 | 0 | 0 | 59.2339 | 149.44 | 1.05
2042 |  | 118.76 | 34.12 | 60.5974 | 0 | 0 | 60.5974 | 152.88 | 1.07
Sources, Inputs and Assumptions
Source: | (c)(f) | Plant Costs - 2017 IRP Update - Table 5.4 & 5.5
| (a) | Plant capacity cost
| (b) | = (a) x 0.0771966024070909
| (d) | = ((b) + (c)) / (8.76 x 28.8%)
| (g) | = (d) + (f)
| (h) | Plant Costs - 2017 IRP Update - Table 5.4 & 5.5
2017 IRP Update Oregon Solar Resource-2031 - 29% Capacity Factor
| Solar | Cost and Input Assumptions
2031 $ | 1208.483 | Plant capacity cost |  |  |  | $/kW-yr
2017 $ | 19.7203 | Fixed O&M, plus on-going capital cost |  |  |  | $/kW-yr
2017 $ | 0.61669 | Integration Cost |  |  |  | $/MWH
2017 $ | 0 | Variable O&M |  |  |  | $/MWH
2017 $ |  | Tax Credit $/MWh |  |  |  | $/MWH
| 7.72% | Payment Factor
| 28.8% | Capacity Factor
Company Official Inflation Forecast Dated June 28, 2019
| 2017 | 2% |  | 2026 | 2.2% |  | 2035 | 2.2%
| 2018 | 2.3% |  | 2027 | 2.2% |  | 2036 | 2.2%
| 2019 | 1.9% |  | 2028 | 2.3% |  | 2037 | 2.2%
| 2020 | 2.2% |  | 2029 | 2.3% |  | 2038 | 2.2%
| 2021 | 2.2% |  | 2030 | 2.3% |  | 2039 | 2.2%
| 2022 | 2.3% |  | 2031 | 2.3% |  | 2040 | 2.2%
| 2023 | 2.2% |  | 2032 | 2.3% |  | 2041 | 2.2%
| 2024 | 2.2% |  | 2033 | 2.2% |  | 2042 | 2.3%
| 2025 | 2.2% |  | 2034 | 2.2% |  | 2043 | 2.3%

## Table 3 OR Solar 2032 (hidden)
Table 3
2017 IRP Oregon Update Solar Resource-2031
29% Capacity Factor
Year | Estimated Capital Cost | Fixed Capital Cost at Real Levelized Rate | Fixed O&M | Fixed Costs | Variable O&M | Tax Credit | Avoided Cost (before Integration Cost) | Total Resource Costs | Wind Integration Cost
| $/kW | $/kW-yr | $/kW-yr | $/MWh | $/MWh | $/MWh | $/MWh | $/kW-yr | $/MWh
| (a) | (b) | (c) | (d) | (e) | (f) | (g) | (h) | (h)
2017 IRP Oregon Update Solar Resource-2031 - 29% Capacity Factor
2016
2017 |  |  | 19.7203 | 7.8166 | 0 | 0 | 7.8166 | 19.72 | 0.61669
2018 |  |  | 20.17 | 7.9948 | 0 | 0 | 7.9948 | 20.17 | 0.63
2019 |  |  | 20.55 | 8.1455 | 0 | 0 | 8.1455 | 20.55 | 0.64
2020 |  |  | 21 | 8.3238 | 0 | 0 | 8.3238 | 21 | 0.65
2021 |  |  | 21.46 | 8.5062 | 0 | 0 | 8.5062 | 21.46 | 0.66
2022 |  |  | 21.95 | 8.7004 | 0 | 0 | 8.7004 | 21.95 | 0.68
2023 |  |  | 22.43 | 8.8906 | 0 | 0 | 8.8906 | 22.43 | 0.69
2024 |  |  | 22.92 | 9.0849 | 0 | 0 | 9.0849 | 22.92 | 0.71
2025 |  |  | 23.42 | 9.283 | 0 | 0 | 9.283 | 23.42 | 0.73
2026 |  |  | 23.94 | 9.4892 | 0 | 0 | 9.4892 | 23.94 | 0.75
2027 |  |  | 24.47 | 9.6992 | 0 | 0 | 9.6992 | 24.47 | 0.77
2028 |  |  | 25.03 | 9.9212 | 0 | 0 | 9.9212 | 25.03 | 0.79
2029 |  |  | 25.61 | 10.1511 | 0 | 0 | 10.1511 | 25.61 | 0.81
2030 |  |  | 26.2 | 10.385 | 0 | 0 | 10.385 | 26.2 | 0.83
2031 |  |  | 26.8 | 10.6228 | 0 | 0 | 10.6228 | 26.8 | 0.85
2032 | 1201.5947 | 92.759 | 27.42 | 47.6356 | 0 | 0 | 47.6356 | 120.18 | 0.87
2033 |  | 94.8 | 28.02 | 48.6825 | 0 | 0 | 48.6825 | 122.82 | 0.89
2034 |  | 96.89 | 28.64 | 49.7566 | 0 | 0 | 49.7566 | 125.53 | 0.91
2035 |  | 99.02 | 29.27 | 50.8506 | 0 | 0 | 50.8506 | 128.29 | 0.93
2036 |  | 101.2 | 29.91 | 51.9684 | 0 | 0 | 51.9684 | 131.11 | 0.95
2037 |  | 103.43 | 30.57 | 53.1139 | 0 | 0 | 53.1139 | 134 | 0.97
2038 |  | 105.71 | 31.24 | 54.2832 | 0 | 0 | 54.2832 | 136.95 | 0.99
2039 |  | 108.04 | 31.93 | 55.4802 | 0 | 0 | 55.4802 | 139.97 | 1.01
2040 |  | 110.42 | 32.63 | 56.7011 | 0 | 0 | 56.7011 | 143.05 | 1.03
2041 |  | 112.85 | 33.35 | 57.9496 | 0 | 0 | 57.9496 | 146.2 | 1.05
2042 |  | 115.45 | 34.12 | 59.2854 | 0 | 0 | 59.2854 | 149.57 | 1.07
Sources, Inputs and Assumptions
Source: | (c)(f) | Plant Costs - 2017 IRP Update - Table 5.4 & 5.5
| (a) | Plant capacity cost
| (b) | = (a) x 0.0771966024070909
| (d) | = ((b) + (c)) / (8.76 x 28.8%)
| (g) | = (d) + (f)
| (h) | Plant Costs - 2017 IRP Update - Table 5.4 & 5.5
2017 IRP Oregon Update Solar Resource-2031 - 29% Capacity Factor
| Solar | Cost and Input Assumptions
2032 $ | 1201.5947 | Plant capacity cost |  |  |  | $/kW-yr
2017 $ | 19.7203 | Fixed O&M, plus on-going capital cost |  |  |  | $/kW-yr
2017 $ | 0.61669 | Integration Cost |  |  |  | $/MWH
2017 $ | 0 | Variable O&M |  |  |  | $/MWH
2017 $ |  | Tax Credit $/MWh |  |  |  | $/MWH
| 7.72% | Payment Factor
| 28.8% | Capacity Factor
Company Official Inflation Forecast Dated June 28, 2019
| 2017 | 2% |  | 2026 | 2.2% |  | 2035 | 2.2%
| 2018 | 2.3% |  | 2027 | 2.2% |  | 2036 | 2.2%
| 2019 | 1.9% |  | 2028 | 2.3% |  | 2037 | 2.2%
| 2020 | 2.2% |  | 2029 | 2.3% |  | 2038 | 2.2%
| 2021 | 2.2% |  | 2030 | 2.3% |  | 2039 | 2.2%
| 2022 | 2.3% |  | 2031 | 2.3% |  | 2040 | 2.2%
| 2023 | 2.2% |  | 2032 | 2.3% |  | 2041 | 2.2%
| 2024 | 2.2% |  | 2033 | 2.2% |  | 2042 | 2.3%
| 2025 | 2.2% |  | 2034 | 2.2% |  | 2043 | 2.3%

## Table 3 OR Solar 2033 (hidden)
Table 3
2017 IRP Update Oregon Solar Resource-2031
29% Capacity Factor
Year | Estimated Capital Cost | Fixed Capital Cost at Real Levelized Rate | Fixed O&M | Fixed Costs | Variable O&M | Tax Credit | Avoided Cost (before Integration Cost) | Total Resource Costs | Wind Integration Cost
| $/kW | $/kW-yr | $/kW-yr | $/MWh | $/MWh | $/MWh | $/MWh | $/kW-yr | $/MWh
| (a) | (b) | (c) | (d) | (e) | (f) | (g) | (h) | (h)
2017 IRP Update Oregon Solar Resource-2031 - 29% Capacity Factor
2016
2017 |  |  | 19.7203 | 7.8166 | 0 | 0 | 7.8166 | 19.72 | 0.61669
2018 |  |  | 20.17 | 7.9948 | 0 | 0 | 7.9948 | 20.17 | 0.63
2019 |  |  | 20.55 | 8.1455 | 0 | 0 | 8.1455 | 20.55 | 0.64
2020 |  |  | 21 | 8.3238 | 0 | 0 | 8.3238 | 21 | 0.65
2021 |  |  | 21.46 | 8.5062 | 0 | 0 | 8.5062 | 21.46 | 0.66
2022 |  |  | 21.95 | 8.7004 | 0 | 0 | 8.7004 | 21.95 | 0.68
2023 |  |  | 22.43 | 8.8906 | 0 | 0 | 8.8906 | 22.43 | 0.69
2024 |  |  | 22.92 | 9.0849 | 0 | 0 | 9.0849 | 22.92 | 0.71
2025 |  |  | 23.42 | 9.283 | 0 | 0 | 9.283 | 23.42 | 0.73
2026 |  |  | 23.94 | 9.4892 | 0 | 0 | 9.4892 | 23.94 | 0.75
2027 |  |  | 24.47 | 9.6992 | 0 | 0 | 9.6992 | 24.47 | 0.77
2028 |  |  | 25.03 | 9.9212 | 0 | 0 | 9.9212 | 25.03 | 0.79
2029 |  |  | 25.61 | 10.1511 | 0 | 0 | 10.1511 | 25.61 | 0.81
2030 |  |  | 26.2 | 10.385 | 0 | 0 | 10.385 | 26.2 | 0.83
2031 |  |  | 26.8 | 10.6228 | 0 | 0 | 10.6228 | 26.8 | 0.85
2032 |  |  | 27.42 | 10.8685 | 0 | 0 | 10.8685 | 27.42 | 0.87
2033 | 1194.7456 | 92.2303 | 28.02 | 47.6639 | 0 | 0 | 47.6639 | 120.25 | 0.89
2034 |  | 94.26 | 28.64 | 48.7142 | 0 | 0 | 48.7142 | 122.9 | 0.91
2035 |  | 96.33 | 29.27 | 49.7844 | 0 | 0 | 49.7844 | 125.6 | 0.93
2036 |  | 98.45 | 29.91 | 50.8784 | 0 | 0 | 50.8784 | 128.36 | 0.95
2037 |  | 100.62 | 30.57 | 52.0001 | 0 | 0 | 52.0001 | 131.19 | 0.97
2038 |  | 102.83 | 31.24 | 53.1416 | 0 | 0 | 53.1416 | 134.07 | 0.99
2039 |  | 105.09 | 31.93 | 54.3109 | 0 | 0 | 54.3109 | 137.02 | 1.01
2040 |  | 107.4 | 32.63 | 55.504 | 0 | 0 | 55.504 | 140.03 | 1.03
2041 |  | 109.76 | 33.35 | 56.7249 | 0 | 0 | 56.7249 | 143.11 | 1.05
2042 |  | 112.28 | 34.12 | 58.0289 | 0 | 0 | 58.0289 | 146.4 | 1.07
Sources, Inputs and Assumptions
Source: | (c)(f) | Plant Costs - 2017 IRP Update - Table 5.4 & 5.5
| (a) | Plant capacity cost
| (b) | = (a) x 0.0771966024070909
| (d) | = ((b) + (c)) / (8.76 x 28.8%)
| (g) | = (d) + (f)
| (h) | Plant Costs - 2017 IRP Update - Table 5.4 & 5.5
2017 IRP Update Oregon Solar Resource-2031 - 29% Capacity Factor
| Solar | Cost and Input Assumptions
2033 $ | 1194.7456 | Plant capacity cost |  |  |  | $/kW-yr
2017 $ | 19.7203 | Fixed O&M, plus on-going capital cost |  |  |  | $/kW-yr
2017 $ | 0.61669 | Integration Cost |  |  |  | $/MWH
2017 $ | 0 | Variable O&M |  |  |  | $/MWH
2017 $ |  | Tax Credit $/MWh |  |  |  | $/MWH
| 7.72% | Payment Factor
| 28.8% | Capacity Factor
Company Official Inflation Forecast Dated June 28, 2019
| 2017 | 2% |  | 2026 | 2.2% |  | 2035 | 2.2%
| 2018 | 2.3% |  | 2027 | 2.2% |  | 2036 | 2.2%
| 2019 | 1.9% |  | 2028 | 2.3% |  | 2037 | 2.2%
| 2020 | 2.2% |  | 2029 | 2.3% |  | 2038 | 2.2%
| 2021 | 2.2% |  | 2030 | 2.3% |  | 2039 | 2.2%
| 2022 | 2.3% |  | 2031 | 2.3% |  | 2040 | 2.2%
| 2023 | 2.2% |  | 2032 | 2.3% |  | 2041 | 2.2%
| 2024 | 2.2% |  | 2033 | 2.2% |  | 2042 | 2.3%
| 2025 | 2.2% |  | 2034 | 2.2% |  | 2043 | 2.3%

## Table 3 EV2020 Wind_2020 (hidden)
Table 3
2017 IRP Update Wyoming Wind Resource
39% Capacity Factor
Year | Estimated Capital Cost | Fixed Capital Cost at Real Levelized Rate | Fixed O&M | Fixed Costs | Variable O&M | Network Upgrade | Tax Credit | Total Resource Cost | Total Resource Costs | Wind Integration Cost | Proration Months (based on COD of 1/11/2020) | Proration Months_PTC (based on COD of 1/11/2020)
| $/kW | $/kW-yr | $/kW-yr | $/MWh | $/MWh | $/MWh | $/MWh | $/MWh | $/kW-yr | $/MWh
| (a) | (b) | (c) | (d) | (e) |  | (f) | (g) | (h) | (h)
2017 IRP Update Wyoming Wind Resource - 39% Capacity Factor
2016
2017 |  |  | 26.2939 | 7.7369 | 1.1816 | 1.7951 |  | 10.7137 | 36.41 | 0.58601 | 12 | 12
2018 |  |  | 26.9 | 7.9153 | 1.21 | 1.84 |  | 10.9653 | 37.27 | 0.6 | 12 | 12
2019 |  |  | 27.41 | 8.0654 | 1.23 | 1.87 |  | 11.1654 | 37.95 | 0.61 | 12 | 12
2020 | 1293.6883 | 68.3578 | 28.01 | 28.3561 | 1.26 | 1.91 | -33.15 | -0.27065 | -0.92 | 0.62 | 2 | 2
2021 |  | 69.86 | 28.63 | 28.9805 | 1.29 | 1.95 | -34.48 | -2.2595 | -7.68 | 0.63 | 12 | 12
2022 |  | 71.47 | 29.29 | 29.6485 | 1.32 | 1.99 | -34.48 | -1.5215 | -5.17 | 0.64 | 12 | 12
2023 |  | 73.04 | 29.93 | 30.2988 | 1.35 | 2.03 | -35.8 | -2.1212 | -7.21 | 0.65 | 12 | 12
2024 |  | 74.65 | 30.59 | 30.9667 | 1.38 | 2.07 | -35.8 | -1.3833 | -4.7 | 0.66 | 12 | 12
2025 |  | 76.29 | 31.26 | 31.6464 | 1.41 | 2.12 | -37.13 | -1.9536 | -6.64 | 0.67 | 12 | 12
2026 |  | 77.97 | 31.95 | 32.3438 | 1.44 | 2.17 | -37.13 | -1.1762 | -4 | 0.68 | 12 | 12
2027 |  | 79.69 | 32.65 | 33.0559 | 1.47 | 2.22 | -38.45 | -1.7041 | -5.79 | 0.69 | 12 | 12
2028 |  | 81.52 | 33.4 | 33.815 | 1.5 | 2.27 | -38.45 | -0.86496 | -2.94 | 0.71 | 12 | 12
2029 |  | 83.39 | 34.17 | 34.5919 | 1.53 | 2.32 | -39.78 | -1.3381 | -4.55 | 0.73 | 12 | 12
2030 |  | 85.31 | 34.96 | 35.3893 | 1.57 | 2.37 | -41.11 | 5.0709 | 17.23 | 0.75 | 12 | 10
2031 |  | 87.27 | 35.76 | 36.2014 | 1.61 | 2.42 |  | 40.2314 | 136.73 | 0.77 | 12
2032 |  | 89.28 | 36.58 | 37.0341 | 1.65 | 2.48 |  | 41.1641 | 139.9 | 0.79 | 12
2033 |  | 91.24 | 37.38 | 37.8462 | 1.69 | 2.53 |  | 42.0662 | 142.96 | 0.81 | 12
2034 |  | 93.25 | 38.2 | 38.679 | 1.73 | 2.59 |  | 42.999 | 146.13 | 0.83 | 12
2035 |  | 95.3 | 39.04 | 39.5293 | 1.77 | 2.65 |  | 43.9493 | 149.36 | 0.85 | 12
2036 |  | 97.4 | 39.9 | 40.4003 | 1.81 | 2.71 |  | 44.9203 | 152.66 | 0.87 | 12
2037 |  | 99.54 | 40.78 | 41.2889 | 1.85 | 2.77 |  | 45.9089 | 156.02 | 0.89 | 12
2038 |  | 101.73 | 41.68 | 42.1982 | 1.89 | 2.83 |  | 46.9182 | 159.45 | 0.91 | 12
2039 |  | 103.97 | 42.6 | 43.128 | 1.93 | 2.89 |  | 47.948 | 162.95 | 0.93 | 12
2040 |  | 106.26 | 43.54 | 44.0784 | 1.97 | 2.95 |  | 48.9984 | 166.52 | 0.95 | 12
2041 |  | 108.6 | 44.5 | 45.0494 | 2.01 | 3.01 |  | 50.0694 | 170.16 | 0.97 | 12
2042 |  | 111.1 | 45.52 | 46.0852 | 2.06 | 3.08 |  | 51.2252 | 174.09 | 0.99 | 12
Sources, Inputs and Assumptions
Source: | (c)(f) | Plant Costs - 2017 IRP Update - Table 5.4 & 5.5
| (a) | Plant capacity cost
| (b) | = (a) x 0.0528395063331536
| (d) | = ((b) + (c)) / (8.76 x 38.8%)
| (g) | = (d) + (f)
| (h) | Plant Costs - 2017 IRP Update - Table 5.4 & 5.5
2017 IRP Update Wyoming Wind Resource - 39% Capacity Factor
| Wind | Cost and Input Assumptions
2020 $ | 1293.6883 | Plant capacity cost |  |  |  |  | $/kW-yr
2017 $ | 26.2939 | Fixed O&M, plus on-going capital cost |  |  |  |  | $/kW-yr
2017 $ | 0.58601 | Integration Cost |  |  |  |  | $/MWH
2017 $ | 1.1816 | Variable O&M |  |  |  |  | $/MWH
2017 $ | -12.5013 | Tax Credit $/MWh |  |  |  |  | $/MWH | First Year real levelized
2017 $ | 1.7951 | Network Upgrade ($/MWh) |  |  |  |  | $/MWH
| 5.284% | Payment Factor
| 38.8% | Capacity Factor
Company Official Inflation Forecast Dated June 28, 2019
| 2017 | 2% |  | 2026 | 2.2% |  | 2035 | 2.2%
| 2018 | 2.3% |  | 2027 | 2.2% |  | 2036 | 2.2%
| 2019 | 1.9% |  | 2028 | 2.3% |  | 2037 | 2.2%
| 2020 | 2.2% |  | 2029 | 2.3% |  | 2038 | 2.2%
| 2021 | 2.2% |  | 2030 | 2.3% |  | 2039 | 2.2%
| 2022 | 2.3% |  | 2031 | 2.3% |  | 2040 | 2.2%
| 2023 | 2.2% |  | 2032 | 2.3% |  | 2041 | 2.2%
| 2024 | 2.2% |  | 2033 | 2.2% |  | 2042 | 2.3%
| 2025 | 2.2% |  | 2034 | 2.2% |  | 2043 | 2.3%

## Table 3 EV2020 Wind_2021 (hidden)
Table 3
2017 IRP Update Wyoming Wind Resource
39% Capacity Factor
Year | Estimated Capital Cost | Fixed Capital Cost at Real Levelized Rate | Fixed O&M | Fixed Costs | Variable O&M | Network Upgrade | Tax Credit | Total Resource Cost | Total Resource Costs | Wind Integration Cost
| $/kW | $/kW-yr | $/kW-yr | $/MWh | $/MWh | $/MWh | $/MWh | $/MWh | $/kW-yr | $/MWh
| (a) | (b) | (c) | (d) | (e) |  | (f) | (g) | (h) | (h)
2017 IRP Update Wyoming Wind Resource - 39% Capacity Factor
2016
2017 |  |  | 26.2939 | 7.7369 | 1.1816 | 1.7951 |  | 10.7137 | 36.41 | 0.58601
2018 |  |  | 26.9 | 7.9153 | 1.21 | 1.84 |  | 10.9653 | 37.27 | 0.6
2019 |  |  | 27.41 | 8.0654 | 1.23 | 1.87 |  | 11.1654 | 37.95 | 0.61
2020 |  |  | 28.01 | 8.2419 | 1.26 | 1.91 |  | 11.4119 | 38.78 | 0.62
2021 | 1288.7723 | 68.0981 | 28.63 | 28.4621 | 1.29 | 1.95 | -34.48 | -2.7779 | -9.44 | 0.63
2022 |  | 69.66 | 29.29 | 29.1159 | 1.32 | 1.99 | -34.48 | -2.0541 | -6.98 | 0.64
2023 |  | 71.19 | 29.93 | 29.7544 | 1.35 | 2.03 | -35.8 | -2.6656 | -9.06 | 0.65
2024 |  | 72.76 | 30.59 | 30.4106 | 1.38 | 2.07 | -35.8 | -1.9394 | -6.59 | 0.66
2025 |  | 74.36 | 31.26 | 31.0785 | 1.41 | 2.12 | -37.13 | -2.5215 | -8.57 | 0.67
2026 |  | 76 | 31.95 | 31.7641 | 1.44 | 2.17 | -37.13 | -1.7559 | -5.97 | 0.68
2027 |  | 77.67 | 32.65 | 32.4615 | 1.47 | 2.22 | -38.45 | -2.2985 | -7.81 | 0.69
2028 |  | 79.46 | 33.4 | 33.2089 | 1.5 | 2.27 | -38.45 | -1.4711 | -5 | 0.71
2029 |  | 81.29 | 34.17 | 33.9739 | 1.53 | 2.32 | -39.78 | -1.9561 | -6.65 | 0.73
2030 |  | 83.16 | 34.96 | 34.7566 | 1.57 | 2.37 | -41.11 | -2.4134 | -8.2 | 0.75
2031 |  | 85.07 | 35.76 | 35.554 | 1.61 | 2.42 |  | 39.584 | 134.53 | 0.77
2032 |  | 87.03 | 36.58 | 36.3721 | 1.65 | 2.48 |  | 40.5021 | 137.65 | 0.79
2033 |  | 88.94 | 37.38 | 37.1695 | 1.69 | 2.53 |  | 41.3895 | 140.66 | 0.81
2034 |  | 90.9 | 38.2 | 37.9875 | 1.73 | 2.59 |  | 42.3075 | 143.78 | 0.83
2035 |  | 92.9 | 39.04 | 38.8231 | 1.77 | 2.65 |  | 43.2431 | 146.96 | 0.85
2036 |  | 94.94 | 39.9 | 39.6765 | 1.81 | 2.71 |  | 44.1965 | 150.2 | 0.87
2037 |  | 97.03 | 40.78 | 40.5504 | 1.85 | 2.77 |  | 45.1704 | 153.51 | 0.89
2038 |  | 99.16 | 41.68 | 41.442 | 1.89 | 2.83 |  | 46.162 | 156.88 | 0.91
2039 |  | 101.34 | 42.6 | 42.3541 | 1.93 | 2.89 |  | 47.1741 | 160.32 | 0.93
2040 |  | 103.57 | 43.54 | 43.2869 | 1.97 | 2.95 |  | 48.2069 | 163.83 | 0.95
2041 |  | 105.85 | 44.5 | 44.2403 | 2.01 | 3.01 |  | 49.2603 | 167.41 | 0.97
2042 |  | 108.28 | 45.52 | 45.2554 | 2.06 | 3.08 |  | 50.3954 | 171.27 | 0.99
Sources, Inputs and Assumptions
Source: | (c)(f) | Plant Costs - 2017 IRP Update - Table 5.4 & 5.5
| (a) | Plant capacity cost
| (b) | = (a) x 0.0528395063331536
| (d) | = ((b) + (c)) / (8.76 x 38.8%)
| (g) | = (d) + (f)
| (h) | Plant Costs - 2017 IRP Update - Table 5.4 & 5.5
2017 IRP Update Wyoming Wind Resource - 39% Capacity Factor
| Wind | Cost and Input Assumptions
2021 $ | 1288.7723 | Plant capacity cost |  |  |  |  | $/kW-yr
2017 $ | 26.2939 | Fixed O&M, plus on-going capital cost |  |  |  |  | $/kW-yr
2017 $ | 0.58601 | Integration Cost |  |  |  |  | $/MWH
2017 $ | 1.1816 | Variable O&M |  |  |  |  | $/MWH
2017 $ | -12.5013 | Tax Credit $/MWh |  |  |  |  | $/MWH | First Year real levelized
2017 $ | 1.7951 | Network Upgrade ($/MWh) |  |  |  |  | $/MWH
| 5.284% | Payment Factor
| 38.8% | Capacity Factor
Company Official Inflation Forecast Dated June 28, 2019
| 2017 | 2% |  | 2026 | 2.2% |  | 2035 | 2.2%
| 2018 | 2.3% |  | 2027 | 2.2% |  | 2036 | 2.2%
| 2019 | 1.9% |  | 2028 | 2.3% |  | 2037 | 2.2%
| 2020 | 2.2% |  | 2029 | 2.3% |  | 2038 | 2.2%
| 2021 | 2.2% |  | 2030 | 2.3% |  | 2039 | 2.2%
| 2022 | 2.3% |  | 2031 | 2.3% |  | 2040 | 2.2%
| 2023 | 2.2% |  | 2032 | 2.3% |  | 2041 | 2.2%
| 2024 | 2.2% |  | 2033 | 2.2% |  | 2042 | 2.3%
| 2025 | 2.2% |  | 2034 | 2.2% |  | 2043 | 2.3%