## Table 1
Appendix B
| Table 1 |  |  |  |  | 24 | [83 empty] | 0% | Transmission Deferral %
| Avoided Cost Prices |  |  |  |  | 322 |  |  | Capacity Contribution | [80 empty] | 1700 | Transmission Upgrade Capacity
| Elektron Solar - 80.0 MW and 29.4% CF | [7 empty] | 19.11% | 17.94% | 12.71% | 76.03% | 76.03% | 38.37% | 32.69% | 32.69% | 35.16% | 35.16% | 30.22% | 31.4% | 31.4% | 31.4% | 30.22% | 30.22% | 30.22% | 100% | [63 empty] | 0 | Transmission Deferral (MW)
Deferral (Nameplate MW)
|  |  |  | Total Price @ | [7 empty] | IRP19Wind_wS_YK_T 2029 | IRP19Wind_wS_YK_T 2037 |  | IRP19Solar_wS_YK_T 2024 | IRP19Solar_wS_YK_T 2036 | IRP19Solar_wS_OR_T 2024 | IRP19Solar_wS_OR_T 2033 | IRP19Solar_wS_UT_UTN_T 2024 | IRP19Solar_wS_WY_JB_T 2024 | IRP19Solar_wS_WY_JB_T 2029 | IRP19Solar_wS_WY_JB_T 2038 | IRP19Solar_wS_UT_UTS_T 2024 | IRP19Solar_wS_UT_UTS_T 2030 | IRP19Solar_wS_UT_UTS_T 2037 | IRP19_SCCT_NTN_2026_185MW |  |  |  | 0 |  | 0 | IRP19Wind_wS_YK_T 2029 | IRP19Wind_wS_YK_T 2037 | 0 | IRP19Solar_wS_YK_T 2024 | IRP19Solar_wS_YK_T 2036 | IRP19Solar_wS_OR_T 2024 | IRP19Solar_wS_OR_T 2033 | IRP19Solar_wS_UT_UTN_T 2024 | IRP19Solar_wS_WY_JB_T 2024 | IRP19Solar_wS_WY_JB_T 2029 | IRP19Solar_wS_WY_JB_T 2038 | IRP19Solar_wS_UT_UTS_T 2024 | IRP19Solar_wS_UT_UTS_T 2030 | IRP19Solar_wS_UT_UTS_T 2037 | IRP19_SCCT_NTN_2026_185MW |  | Resource Cost ($/kw-year) |  |  | IRP19Wind_wS_YK_T 2029 | IRP19Wind_wS_YK_T 2037 | 0 | IRP19Solar_wS_YK_T 2024 | IRP19Solar_wS_YK_T 2036 | IRP19Solar_wS_OR_T 2024 | IRP19Solar_wS_OR_T 2033 | IRP19Solar_wS_UT_UTN_T 2024 | IRP19Solar_wS_WY_JB_T 2024 | IRP19Solar_wS_WY_JB_T 2029 | IRP19Solar_wS_WY_JB_T 2038 | IRP19Solar_wS_UT_UTS_T 2024 | IRP19Solar_wS_UT_UTS_T 2030 | IRP19Solar_wS_UT_UTS_T 2037 | IRP19_SCCT_NTN_2026_185MW | Deferred Cost (Millions $/year) | [22 empty] | Resource Cost ($/kw-year) | Deferred Cost (Millions $/year)
|  | Capacity | Energy | 29.37% |  |  |  |  | IRP19Wind_ID_T | IRP19Wind_UT_CP_T | IRP19Wind_WYAE_T | IRP19Wind_wS_YK_T | IRP19Wind_wS_YK_T | IRP19Wind_wS_ID_T | IRP19Solar_wS_YK_T | IRP19Solar_wS_YK_T | IRP19Solar_wS_OR_T | IRP19Solar_wS_OR_T | IRP19Solar_wS_UT_UTN_T | IRP19Solar_wS_WY_JB_T | IRP19Solar_wS_WY_JB_T | IRP19Solar_wS_WY_JB_T | IRP19Solar_wS_UT_UTS_T | IRP19Solar_wS_UT_UTS_T | IRP19Solar_wS_UT_UTS_T | IRP19_SCCT_NTN_2026_185MW |  |  |  | IRP19Wind_ID_T | IRP19Wind_UT_CP_T | IRP19Wind_WYAE_T | IRP19Wind_wS_YK_T | IRP19Wind_wS_YK_T | IRP19Wind_wS_ID_T | IRP19Solar_wS_YK_T | IRP19Solar_wS_YK_T | IRP19Solar_wS_OR_T | IRP19Solar_wS_OR_T | IRP19Solar_wS_UT_UTN_T | IRP19Solar_wS_WY_JB_T | IRP19Solar_wS_WY_JB_T | IRP19Solar_wS_WY_JB_T | IRP19Solar_wS_UT_UTS_T | IRP19Solar_wS_UT_UTS_T | IRP19Solar_wS_UT_UTS_T | IRP19_SCCT_NTN_2026_185MW |  | IRP19Wind_ID_T | IRP19Wind_UT_CP_T | IRP19Wind_WYAE_T | IRP19Wind_wS_YK_T | IRP19Wind_wS_YK_T | IRP19Wind_wS_ID_T | IRP19Solar_wS_YK_T | IRP19Solar_wS_YK_T | IRP19Solar_wS_OR_T | IRP19Solar_wS_OR_T | IRP19Solar_wS_UT_UTN_T | IRP19Solar_wS_WY_JB_T | IRP19Solar_wS_WY_JB_T | IRP19Solar_wS_WY_JB_T | IRP19Solar_wS_UT_UTS_T | IRP19Solar_wS_UT_UTS_T | IRP19Solar_wS_UT_UTS_T | IRP19_SCCT_NTN_2026_185MW | IRP19Wind_ID_T | IRP19Wind_UT_CP_T | IRP19Wind_WYAE_T | IRP19Wind_wS_YK_T | IRP19Wind_wS_YK_T | IRP19Wind_wS_ID_T | IRP19Solar_wS_YK_T | IRP19Solar_wS_YK_T | IRP19Solar_wS_OR_T | IRP19Solar_wS_OR_T | IRP19Solar_wS_UT_UTN_T | IRP19Solar_wS_WY_JB_T | IRP19Solar_wS_WY_JB_T | IRP19Solar_wS_WY_JB_T | IRP19Solar_wS_UT_UTS_T | IRP19Solar_wS_UT_UTS_T | IRP19Solar_wS_UT_UTS_T | IRP19_SCCT_NTN_2026_185MW | 0 | 0 | 0 | Total Capacity Deferral |  | IRP17 Aeolus Trans | IRP17 Aeolus Trans
| Year | Price | Only Price | Capacity Factor
|  | $/kW-yr | $/MWh (2) | $/MWh | previous |  |  |  | MW | MW |  | MW | MW | MW | MW | MW | MW | MW | MW | MW | MW | MW | MW | MW | MW |  |  |  |  | MW | MW | MW | MW | MW | MW | MW | MW | MW | MW | MW | MW | MW | MW | MW | MW | MW | MW |  | $/kw-year | $/kw-year | $/kw-year | $/kw-year | $/kw-year | $/kw-year | $/kw-year | $/kw-year | $/kw-year | $/kw-year | $/kw-year | $/kw-year | $/kw-year | $/kw-year | $/kw-year | $/kw-year | $/kw-year | $/kw-year | Millions $/year | Millions $/year | Millions $/year | Millions $/year | Millions $/year | Millions $/year | Millions $/year | Millions $/year | Millions $/year | Millions $/year | Millions $/year | Millions $/year | Millions $/year | Millions $/year | Millions $/year | Millions $/year | Millions $/year | Millions $/year | Millions $/year | Millions $/year | Millions $/year | Millions $/year |  | $/kw-year | Millions $/year
| 2022 | 0 | 13.8165 | 13.8165 | 18.476 |  |  | 2022 | 0 | 0 | 0 | 0 | 0 | 0 | 0 | 0 | 0 | 0 | 0 | 0 | 0 | 0 | 0 | 0 | 0 | 0 |  |  |  | 0 | 0 | 0 | 0 | 0 | 0 | 0 | 0 | 0 | 0 | 0 | 0 | 0 | 0 | 0 | 0 | 0 | 0 | 2022 | 0 | 0 | 0 | 0 |  | 0 | 26.65 |  | 26.65 |  | 26.65 | 26.65 | 26.65 |  | 26.65 | 26.65 |  | 8.42 | 0 | 0 | 0 | 0 | 0 | 0 | 0 | 0 | 0 | 0 | 0 | 0 | 0 | 0 | 0 | 0 | 0 | 0 | 0 | 0 | 0 | 0 | 2022 | 0 | 0
| 2023 | 0 | 14.9854 | 14.9854 | 18.819 |  |  | 2023 | 0 | 0 | 0 | 0 | 0 | 0 | 0 | 0 | 0 | 0 | 0 | 0 | 0 | 0 | 0 | 0 | 0 | 0 |  |  |  | 0 | 0 | 0 | 0 | 0 | 0 | 0 | 0 | 0 | 0 | 0 | 0 | 0 | 0 | 0 | 0 | 0 | 0 | 2023 | 0 | 121.1121 | 0 | 0 |  | 0 | 27.32 |  | 27.32 |  | 27.32 | 27.32 | 27.32 |  | 27.32 | 27.32 |  | 8.63 | 0 | 0 | 0 | 0 | 0 | 0 | 0 | 0 | 0 | 0 | 0 | 0 | 0 | 0 | 0 | 0 | 0 | 0 | 0 | 0 | 0 | 0 | 2023 | 0 | 0
| 2024 | 23.6622 | 3.6719 | 12.8799 | 20.7299 |  |  | 2024 | 0 | 0 | 0 | 0 | 0 | 0 | 0 | 0 | 0 | 0 | 6.1446 | 0 | 0 | 0 | 0 | 0 | 0 | 0 |  |  |  | 0 | 0 | 0 | 0 | 0 | 0 | 0 | 0 | 0 | 0 | 20.3309 | 0 | 0 | 0 | 0 | 0 | 0 | 0 | 2024 | 0 | 123.9825 | 167.2713 | 0 |  | 0 | 94.2264 |  | 93.9096 |  | 93.1084 | 90.4219 | 27.98 |  | 92.0299 | 27.98 |  | 8.84 | 0 | 0 | 0 | 0 | 0 | 0 | 0 | 0 | 0 | 0 | 1.893 | 0 | 0 | 0 | 0 | 0 | 0 | 0 | 0 | 0 | 0 | 1.893 | 2024 | 47.8703 | 0
| 2025 | 24.2065 | 3.8699 | 13.328 | 22.7697 |  |  | 2025 | 0 | 0 | 0 | 0 | 0 | 0 | 0 | 0 | 0 | 0 | 0 | 0 | 0 | 0 | 0 | 0 | 0 | 0 |  |  |  | 0 | 0 | 0 | 0 | 0 | 0 | 0 | 0 | 0 | 0 | 0 | 0 | 0 | 0 | 0 | 0 | 0 | 0 | 2025 | 0 | 126.8261 | 171.1202 | 0 |  | 0 | 96.39 |  | 96.07 |  | 95.25 | 92.5 | 28.62 |  | 94.15 | 28.62 |  | 9.04 | 0 | 0 | 0 | 0 | 0 | 0 | 0 | 0 | 0 | 0 | 1.9365 | 0 | 0 | 0 | 0 | 0 | 0 | 0 | 0 | 0 | 0 | 1.9365 | 2025 | 48.97 | 0
| 2026 | 24.7631 | 4.4914 | 14.1911 | 22.3522 |  |  | 2026 | 0 | 0 | 0 | 0 | 0 | 0 | 0 | 0 | 0 | 0 | 0 | 0 | 0 | 0 | 0 | 0 | 0 | 0 |  |  |  | 0 | 0 | 0 | 0 | 0 | 0 | 0 | 0 | 0 | 0 | 0 | 0 | 0 | 0 | 0 | 0 | 0 | 0 | 2026 | 0 | 129.7342 | 175.0401 | 0 |  | 0 | 98.61 |  | 98.28 |  | 97.44 | 94.63 | 29.28 |  | 96.32 | 29.28 |  | 112.0933 | 0 | 0 | 0 | 0 | 0 | 0 | 0 | 0 | 0 | 0 | 1.981 | 0 | 0 | 0 | 0 | 0 | 0 | 0 | 0 | 0 | 0 | 1.981 | 2026 | 50.1 | 0
| 2027 | 25.3323 | 5.4441 | 15.3917 | 23.8181 |  |  | 2027 | 0 | 0 | 0 | 0 | 0 | 0 | 0 | 0 | 0 | 0 | 0 | 0 | 0 | 0 | 0 | 0 | 0 | 0 |  |  |  | 0 | 0 | 0 | 0 | 0 | 0 | 0 | 0 | 0 | 0 | 0 | 0 | 0 | 0 | 0 | 0 | 0 | 0 | 2027 | 0 | 132.7068 | 179.0602 | 0 |  | 0 | 100.88 |  | 100.54 |  | 99.68 | 96.8 | 29.95 |  | 98.54 | 29.95 |  | 114.67 | 0 | 0 | 0 | 0 | 0 | 0 | 0 | 0 | 0 | 0 | 2.0266 | 0 | 0 | 0 | 0 | 0 | 0 | 0 | 0 | 0 | 0 | 2.0266 | 2027 | 51.25 | 0
| 2028 | 25.9143 | 8.0581 | 18.244 | 27.4967 |  |  | 2028 | 0 | 0 | 0 | 0 | 0 | 0 | 0 | 0 | 0 | 0 | 0 | 0 | 0 | 0 | 0 | 0 | 0 | 0 |  |  |  | 0 | 0 | 0 | 0 | 0 | 0 | 0 | 0 | 0 | 0 | 0 | 0 | 0 | 0 | 0 | 0 | 0 | 0 | 2028 | 0 | 135.7584 | 183.1801 | 0 |  | 0 | 103.2 |  | 102.85 |  | 101.97 | 99.03 | 30.64 |  | 100.81 | 30.64 |  | 117.32 | 0 | 0 | 0 | 0 | 0 | 0 | 0 | 0 | 0 | 0 | 2.0731 | 0 | 0 | 0 | 0 | 0 | 0 | 0 | 0 | 0 | 0 | 2.0731 | 2028 | 52.43 | 0
| 2029 | 26.509 | 9.1721 | 19.634 | 31.7863 |  |  | 2029 | 0 | 0 | 0 | 0 | 0 | 0 | 0 | 0 | 0 | 0 | 0 | 0 | 0 | 0 | 0 | 0 | 0 | 0 |  |  |  | 0 | 0 | 0 | 0 | 0 | 0 | 0 | 0 | 0 | 0 | 0 | 0 | 0 | 0 | 0 | 0 | 0 | 0 | 2029 | 0 | 138.8745 | 187.3899 | 143.3847 |  | 0 | 105.57 |  | 105.21 |  | 104.31 | 101.3 | 92.8689 |  | 103.13 | 31.34 |  | 120.02 | 0 | 0 | 0 | 0 | 0 | 0 | 0 | 0 | 0 | 0 | 2.1207 | 0 | 0 | 0 | 0 | 0 | 0 | 0 | 0 | 0 | 0 | 2.1207 | 2029 | 53.64 | 0
| 2030 | 27.0909 | 6.2487 | 16.967 | 36.3033 |  |  | 2030 | 0 | 0 | 0 | 0 | 0 | 0 | 0 | 0 | 0 | 0 | 0 | 0 | 0 | 0 | 0 | 0 | 0 | 0 |  |  |  | 0 | 0 | 0 | 0 | 0 | 0 | 0 | 0 | 0 | 0 | 0 | 0 | 0 | 0 | 0 | 0 | 0 | 0 | 2030 | 136.2953 | 141.9551 | 191.54 | 146.5002 |  | 0 | 107.89 |  | 107.53 |  | 106.6 | 103.53 | 94.91 |  | 105.4 | 135.2013 |  | 122.67 | 0 | 0 | 0 | 0 | 0 | 0 | 0 | 0 | 0 | 0 | 2.1673 | 0 | 0 | 0 | 0 | 0 | 0 | 0 | 0 | 0 | 0 | 2.1673 | 2030 | 54.82 | 0
| 2031 | 27.6856 | 8.1049 | 19.0859 | 38.2128 |  |  | 2031 | 0 | 0 | 0 | 0 | 0 | 0 | 0 | 0 | 0 | 0 | 0 | 0 | 0 | 0 | 0 | 0 | 0 | 0 |  |  |  | 0 | 0 | 0 | 0 | 0 | 0 | 0 | 0 | 0 | 0 | 0 | 0 | 0 | 0 | 0 | 0 | 0 | 0 | 2031 | 139.32 | 145.1146 | 195.7899 | 149.7724 |  | 0 | 110.26 |  | 109.89 |  | 108.94 | 105.8 | 96.99 |  | 107.72 | 138.17 |  | 125.37 | 0 | 0 | 0 | 0 | 0 | 0 | 0 | 0 | 0 | 0 | 2.2148 | 0 | 0 | 0 | 0 | 0 | 0 | 0 | 0 | 0 | 0 | 2.2148 | 2031 | 56.03 | 0
| 2032 | 28.2955 | 10.4032 | 21.637 | 40.0853 |  |  | 2032 | 0 | 0 | 0 | 0 | 0 | 0 | 0 | 0 | 0 | 0 | 0 | 0 | 0 | 0 | 0 | 0 | 0 | 0 |  |  |  | 0 | 0 | 0 | 0 | 0 | 0 | 0 | 0 | 0 | 0 | 0 | 0 | 0 | 0 | 0 | 0 | 0 | 0 | 2032 | 142.4102 | 148.3387 | 200.1301 | 153.1047 |  | 154.6959 | 112.69 |  | 112.31 |  | 111.34 | 108.13 | 99.12 |  | 110.09 | 141.21 |  | 128.15 | 0 | 0 | 0 | 0 | 0 | 0 | 0 | 0 | 0 | 0 | 2.2636 | 0 | 0 | 0 | 0 | 0 | 0 | 0 | 0 | 0 | 0 | 2.2636 | 2032 | 57.26 | 0
| 2033 | 28.8877 | 10.5567 | 22.072 | 38.1031 |  |  | 2033 | 0 | 0 | 0 | 0 | 0 | 0 | 0 | 0 | 0 | 0 | 0 | 0 | 0 | 0 | 0 | 0 | 0 | 0 |  |  |  | 0 | 0 | 0 | 0 | 0 | 0 | 0 | 0 | 0 | 0 | 0 | 0 | 0 | 0 | 0 | 0 | 0 | 0 | 2033 | 145.4796 | 151.5272 | 204.4001 | 156.3669 |  | 157.9979 | 115.05 |  | 114.67 |  | 113.67 | 110.4 | 101.2 |  | 112.4 | 144.17 |  | 130.82 | 0 | 0 | 0 | 0 | 0 | 0 | 0 | 0 | 0 | 0 | 2.311 | 0 | 0 | 0 | 0 | 0 | 0 | 0 | 0 | 0 | 0 | 2.311 | 2033 | 58.46 | 0
| 2034 | 29.4951 | 11.0527 | 22.8397 | 40.2975 |  |  | 2034 | 0 | 0 | 0 | 0 | 0 | 0 | 0 | 0 | 0 | 0 | 0 | 0 | 0 | 0 | 0 | 0 | 0 | 0 |  |  |  | 0 | 0 | 0 | 0 | 0 | 0 | 0 | 0 | 0 | 0 | 0 | 0 | 0 | 0 | 0 | 0 | 0 | 0 | 2034 | 148.6101 | 154.7848 | 208.7699 | 159.6892 |  | 161.367 | 117.47 |  | 117.08 |  | 116.06 | 112.72 | 103.33 |  | 114.76 | 147.2 |  | 133.58 | 0 | 0 | 0 | 0 | 0 | 0 | 0 | 0 | 0 | 0 | 2.3596 | 0 | 0 | 0 | 0 | 0 | 0 | 0 | 0 | 0 | 0 | 2.3596 | 2034 | 59.69 | 0
| 2035 | 30.1152 | 11.6979 | 23.7628 | 44.679 |  |  | 2035 | 0 | 0 | 0 | 0 | 0 | 0 | 0 | 0 | 0 | 0 | 0 | 0 | 0 | 0 | 0 | 0 | 0 | 0 |  |  |  | 0 | 0 | 0 | 0 | 0 | 0 | 0 | 0 | 0 | 0 | 0 | 0 | 0 | 0 | 0 | 0 | 0 | 0 | 2035 | 151.8099 | 158.1068 | 213.22 | 163.0714 |  | 164.8062 | 119.93 |  | 119.54 |  | 118.5 | 115.08 | 105.5 |  | 117.17 | 150.29 |  | 136.37 | 0 | 0 | 0 | 0 | 0 | 0 | 0 | 0 | 0 | 0 | 2.4092 | 0 | 0 | 0 | 0 | 0 | 0 | 0 | 0 | 0 | 0 | 2.4092 | 2035 | 60.94 | 0
| 2036 | 30.748 | 13.3647 | 25.695 | 47.8681 |  |  | 2036 | 0 | 0 | 0 | 0 | 0 | 0 | 0 | 0 | 0 | 0 | 0 | 0 | 0 | 0 | 0 | 0 | 0 | 0 |  |  |  | 0 | 0 | 0 | 0 | 0 | 0 | 0 | 0 | 0 | 0 | 0 | 0 | 0 | 0 | 0 | 0 | 0 | 0 | 2036 | 155.0795 | 161.5078 | 217.7798 | 166.5037 |  | 168.3119 | 122.45 |  | 122.05 |  | 120.99 | 117.5 | 107.72 |  | 119.63 | 153.44 |  | 139.25 | 0 | 0 | 0 | 0 | 0 | 0 | 0 | 0 | 0 | 0 | 2.4598 | 0 | 0 | 0 | 0 | 0 | 0 | 0 | 0 | 0 | 0 | 2.4598 | 2036 | 62.22 | 0
| 2037 | 31.3935 | 12.3446 | 24.9847 | 47.8734 |  |  | 2037 | 0 | 0 | 0 | 0 | 0 | 0 | 0 | 0 | 0 | 0 | 0 | 0 | 0 | 0 | 0 | 0 | 0 | 0 |  |  |  | 0 | 0 | 0 | 0 | 0 | 0 | 0 | 0 | 0 | 0 | 0 | 0 | 0 | 0 | 0 | 0 | 0 | 0 | 2037 | 158.4097 | 164.9733 | 222.43 | 170.098 |  | 171.9107 | 125.02 |  | 124.61 |  | 123.53 | 119.96 | 109.98 |  | 122.14 | 156.65 |  | 142.16 | 0 | 0 | 0 | 0 | 0 | 0 | 0 | 0 | 0 | 0 | 2.5115 | 0 | 0 | 0 | 0 | 0 | 0 | 0 | 0 | 0 | 0 | 2.5115 | 2037 | 63.53 | 0
| 2038 | 32.0517 | 12.8023 | 25.7398 |  |  |  | 2038 | 0 | 0 | 0 | 0 | 0 | 0 | 0 | 0 | 0 | 0 | 0 | 0 | 0 | 0 | 0 | 0 | 0 | 0 |  |  |  | 0 | 0 | 0 | 0 | 0 | 0 | 0 | 0 | 0 | 0 | 0 | 0 | 0 | 0 | 0 | 0 | 0 | 0 | 2038 | 161.8107 | 168.5178 | 227.1799 | 173.7522 |  | 175.5695 | 127.65 |  | 127.23 |  | 126.12 | 122.48 | 112.29 |  | 124.7 | 159.94 |  | 145.15 | 0 | 0 | 0 | 0 | 0 | 0 | 0 | 0 | 0 | 0 | 2.5641 | 0 | 0 | 0 | 0 | 0 | 0 | 0 | 0 | 0 | 0 | 2.5641 | 2038 | 64.86 | 0
| 2039 | 32.7251 | 13.0711 | 26.2805 |  |  |  | 2039 | 0 | 0 | 0 | 0 | 0 | 0 | 0 | 0 | 0 | 0 | 0 | 0 | 0 | 0 | 0 | 0 | 0 | 0 |  |  |  | 0 | 0 | 0 | 0 | 0 | 0 | 0 | 0 | 0 | 0 | 0 | 0 | 0 | 0 | 0 | 0 | 0 | 0 | 2039 | 165.21 | 172.05 | 231.95 | 177.4 |  | 179.25 | 130.33 |  | 129.91 |  | 128.77 | 125.06 | 114.65 |  | 127.32 | 163.31 |  | 148.18 | 0 | 0 | 0 | 0 | 0 | 0 | 0 | 0 | 0 | 0 | 2.618 | 0 | 0 | 0 | 0 | 0 | 0 | 0 | 0 | 0 | 0 | 2.618 | 2039 | 66.22 | 0
| 2040 | 33.4113 | 13.3456 | 26.8319 |  |  |  | 2040 | 0 | 0 | 0 | 0 | 0 | 0 | 0 | 0 | 0 | 0 | 0 | 0 | 0 | 0 | 0 | 0 | 0 | 0 |  |  |  | 0 | 0 | 0 | 0 | 0 | 0 | 0 | 0 | 0 | 0 | 0 | 0 | 0 | 0 | 0 | 0 | 0 | 0 | 2040 | 168.68 | 175.66 | 236.82 | 181.13 |  | 183.02 | 133.06 |  | 132.64 |  | 131.47 | 127.68 | 117.06 |  | 129.99 | 166.74 |  | 151.32 | 0 | 0 | 0 | 0 | 0 | 0 | 0 | 0 | 0 | 0 | 2.6729 | 0 | 0 | 0 | 0 | 0 | 0 | 0 | 0 | 0 | 0 | 2.6729 | 2040 | 67.61 | 0
| 2041 | 34.1153 | 13.6323 | 27.4287 |  |  |  | 2041 | 0 | 0 | 0 | 0 | 0 | 0 | 0 | 0 | 0 | 0 | 0 | 0 | 0 | 0 | 0 | 0 | 0 | 0 |  |  |  | 0 | 0 | 0 | 0 | 0 | 0 | 0 | 0 | 0 | 0 | 0 | 0 | 0 | 0 | 0 | 0 | 0 | 0 | 2041 | 172.22 | 179.34 | 241.79 | 184.93 |  | 186.86 | 135.85 |  | 135.43 |  | 134.24 | 130.36 | 119.52 |  | 132.72 | 170.24 |  | 154.49 | 0 | 0 | 0 | 0 | 0 | 0 | 0 | 0 | 0 | 0 | 2.7292 | 0 | 0 | 0 | 0 | 0 | 0 | 0 | 0 | 0 | 0 | 2.7292 | 2041 | 69.03 | 0
| 2042 | 34.8319 | 13.9185 | 28.0048 |  |  |  | 2042 | 0 | 0 | 0 | 0 | 0 | 0 | 0 | 0 | 0 | 0 | 0 | 0 | 0 | 0 | 0 | 0 | 0 | 0 | 0 | 0 | 0 | 0 | 0 | 0 | 0 | 0 | 0 | 0 | 0 | 0 | 0 | 0 | 0 | 0 | 0 | 0 | 0 | 0 | 0 | 2042 | 175.84 | 183.11 | 246.87 | 188.81 |  | 190.78 | 138.7 |  | 138.28 |  | 137.06 | 133.1 | 122.03 |  | 135.51 | 173.82 |  | 157.74 | 0 | 0 | 0 | 0 | 0 | 0 | 0 | 0 | 0 | 0 | 2.7866 | 0 | 0 | 0 | 0 | 0 | 0 | 0 | 0 | 0 | 0 | 2.7866 | 2042 | 70.48 | 0
| 2043 | 35.5613 | 14.2108 | 28.5921 |  |  |  | 2043 | 0 | 0 | 0 | 0 | 0 | 0 | 0 | 0 | 0 | 0 | 0 | 0 | 0 | 0 | 0 | 0 | 0 | 0 |  |  |  | 0 | 0 | 0 | 0 | 0 | 0 | 0 | 0 | 0 | 0 | 0 | 0 | 0 | 0 | 0 | 0 | 0 | 0 | 2043 | 179.53 | 186.95 | 252.05 | 192.77 |  | 194.79 | 141.61 |  | 141.18 |  | 139.93 | 135.89 | 124.59 |  | 138.35 | 177.46 |  | 0 | 0 | 0 | 0 | 0 | 0 | 0 | 0 | 0 | 0 | 0 | 2.8449 | 0 | 0 | 0 | 0 | 0 | 0 | 0 | 0 | 0 | 0 | 2.8449 | 2043 | 71.96 | 0
| 2044 | 35.5613 | 14.5235 | 28.9047 |  |  |  | 2044 | 0 | 0 | 0 | 0 | 0 | 0 | 0 | 0 | 0 | 0 | 0 | 0 | 0 | 0 | 0 | 0 | 0 | 0 |  |  |  | 0 | 0 | 0 | 0 | 0 | 0 | 0 | 0 | 0 | 0 | 0 | 0 | 0 | 0 | 0 | 0 | 0 | 0 | 2044 | 0 | 0 | 0 | 0 |  | 0 | 0 |  | 0 |  | 139.93 | 0 | 0 |  | 0 | 0 |  | 0 | 0 | 0 | 0 | 0 | 0 | 0 | 0 | 0 | 0 | 0 | 2.8449 | 0 | 0 | 0 | 0 | 0 | 0 | 0 | 0 | 0 | 0 | 2.8449 | 2044 | 73.54 | 0
| 2045 | 35.5613 | 14.843 | 29.2242 |  |  |  | 2045 | 0 | 0 | 0 | 0 | 0 | 0 | 0 | 0 | 0 | 0 | 0 | 0 | 0 | 0 | 0 | 0 | 0 | 0 |  |  |  | 0 | 0 | 0 | 0 | 0 | 0 | 0 | 0 | 0 | 0 | 0 | 0 | 0 | 0 | 0 | 0 | 0 | 0 | 2045 | 0 | 0 | 0 | 0 |  | 0 | 0 |  | 0 |  | 139.93 | 0 | 0 |  | 0 | 0 |  | 0 | 0 | 0 | 0 | 0 | 0 | 0 | 0 | 0 | 0 | 0 | 2.8449 | 0 | 0 | 0 | 0 | 0 | 0 | 0 | 0 | 0 | 0 | 2.8449 | 2045 | 75.16 | 0
| 2046 | 35.5613 | 15.1547 | 29.5359 |  |  |  | 2046 | 0 | 0 | 0 | 0 | 0 | 0 | 0 | 0 | 0 | 0 | 0 | 0 | 0 | 0 | 0 | 0 | 0 | 0 |  |  |  | 0 | 0 | 0 | 0 | 0 | 0 | 0 | 0 | 0 | 0 | 0 | 0 | 0 | 0 | 0 | 0 | 0 | 0 | 2046 | 0 | 0 | 0 | 0 |  | 0 | 0 |  | 0 |  | 139.93 | 0 | 0 |  | 0 | 0 |  | 0 | 0 | 0 | 0 | 0 | 0 | 0 | 0 | 0 | 0 | 0 | 2.8449 | 0 | 0 | 0 | 0 | 0 | 0 | 0 | 0 | 0 | 0 | 2.8449 | 2046 | 0 | 0
| 2047 | 35.5613 | 15.3765 | 28.4529 |  |  |  | 2047 | 0 | 0 | 0 | 0 | 0 | 0 | 0 | 0 | 0 | 0 | 0 | 0 | 0 | 0 | 0 | 0 | 0 | 0 |  |  |  | 0 | 0 | 0 | 0 | 0 | 0 | 0 | 0 | 0 | 0 | 0 | 0 | 0 | 0 | 0 | 0 | 0 | 0 | 2047 | 0 | 0 | 0 | 0 |  | 0 | 0 |  | 0 |  | 139.93 | 0 | 0 |  | 0 | 0 |  | 0 | 0 | 0 | 0 | 0 | 0 | 0 | 0 | 0 | 0 | 0 | 2.8449 | 0 | 0 | 0 | 0 | 0 | 0 | 0 | 0 | 0 | 0 | 2.8449 | 2047 | 0 | 0
[53 empty] | No resource cost tab |  |  | No resource cost tab | [5 empty] | No resource cost tab |  |  | No resource cost tab
[7 empty] | Year of deferral |  | 2030 |  | 2024 | 2029 | 2037 | 2032 | 2024 | 2036 | 2024 | 2033 | 2024 | 2024 | 2029 | 2038 | 2024 | 2030 | 2037 | 2026
[7 empty] | if Deferred 1 |  | 0 |  | 0 | 0 | 0 | 0 | 0 | 0 | 0 | 0 | 1 | 0 | 0 | 0 | 0 | 0 | 0 | 0
Discount Rate - 2019 IRP Update
6.92%
0 | [8 empty] | IRP 2019
[9 empty] | Inflation/Escalation |  | 2.28%
20 Year Starting 2022
Levelized Prices (Nominal) @ 6.92% Discount Rate (1) (3)
| $/kW | 25.6355
| $/MWh |  | 9.0474 | 19.0129
TRUE
11
2026 |  |  |  |  | <---- Calculated Monthly
Avoided Costs calculated annually are $17.23/MWH
Avoided Costs calculated monthly are $0.00/MWH

## Table 2
Appendix B
Table 2
Avoided Energy Costs - Scheduled Hours ($/MWh)
Elektron Solar - 80.0 MW and 29.4% CF
|  | Winter Season |  |  |  |  | Summer Season |  |  |  | Winter Season
Year | Annual | Jan | Feb | Mar | Apr | May | Jun | Jul | Aug | Sep | Oct | Nov | Dec
Energy Only
2022 | 13.8165 | 0 | 0 | 0 | 0 | 0 | 0 | 0 | 0 | 0 | 0 | 0 | 13.8165
2023 | 14.9854 | 13.5904 | 12.8971 | 10.6226 | 9.4933 | 11.7026 | 13.4066 | 23.6332 | 21.5126 | 16.0025 | 12.9246 | 12.8799 | 14.1727
2024 | 3.6719 | 3.5912 | 0.8777 | -1.8622 | -1.1971 | 2.6343 | 3.5763 | 10.3707 | 8.9363 | 4.3982 | 1.5473 | 2.0995 | 2.5785
2025 | 3.8699 | 4.1705 | 2.2925 | -2.2703 | -0.93457 | 2.3856 | 4.3545 | 9.5445 | 9.2632 | 5.3579 | 1.7994 | 1.8423 | 2.6044
2026 | 4.4914 | 4.0138 | 2.2618 | -1.907 | -0.48882 | 2.3561 | 5.154 | 11.1388 | 10.5253 | 4.9015 | 2.783 | 3.6865 | 2.717
2027 | 5.4441 | 4.6973 | 2.61 | -1.5619 | -0.19285 | 3.8878 | 5.353 | 13.6402 | 11.9609 | 5.7701 | 4.0661 | 3.5286 | 2.8884
2028 | 8.0581 | 6.6605 | 4.6245 | 1.7045 | 1.5447 | 5.3934 | 7.8003 | 18.1804 | 16.5213 | 7.8683 | 5.4903 | 5.0158 | 4.8878
2029 | 9.1721 | 6.0921 | 5.4772 | 2.4634 | 3.3024 | 4.5588 | 7.8056 | 21.1261 | 20.4691 | 8.5777 | 6.7868 | 5.2326 | 3.6925
2030 | 6.2487 | 3.3797 | 1.7616 | 1.0183 | 2.4977 | 1.5877 | 5.3096 | 16.3979 | 15.2402 | 5.9207 | 4.4542 | 1.9652 | 3.4194
2031 | 8.1049 | 5.8633 | 4.2624 | 3.2299 | 4.6627 | 3.7447 | 6.8899 | 18.2332 | 16.5403 | 8.4687 | 5.4216 | 3.9401 | 3.5907
2032 | 10.4032 | 6.8858 | 5.6765 | 5.2872 | 6.367 | 3.787 | 9.2317 | 21.7949 | 20.3121 | 11.0783 | 9.233 | 6.7898 | 3.9649
2033 | 10.5567 | 6.5914 | 5.1296 | 5.8682 | 5.7097 | 3.2444 | 9.8132 | 21.5392 | 21.6665 | 10.1649 | 10.0059 | 7.1498 | 6.3334
2034 | 11.0527 | 7.5603 | 7.6856 | 6.2758 | 5.9065 | 3.2094 | 10.5366 | 23.6986 | 22.1601 | 11.8094 | 5.3173 | 8.4905 | 6.4609
2035 | 11.6979 | 9.0344 | 9.3982 | 6.8494 | 5.0835 | 4.1871 | 10.5724 | 23.7555 | 22.4234 | 12.3176 | 9.5573 | 7.4007 | 7.5864
2036 | 13.3647 | 10.7261 | 9.6883 | 7.0623 | 5.7666 | 5.2332 | 13.5466 | 26.2726 | 23.3847 | 13.9505 | 9.2796 | 15.4915 | 10.0409
2037 | 12.3446 | 9.5855 | 8.9199 | 8.8315 | 7.1608 | 4.2198 | 11.0452 | 24.942 | 22.5746 | 9.9394 | 10.883 | 11.069 | 7.9657
2038 | 12.8023 | 12.2494 | 9.612 | 9.5678 | 6.9658 | 4.596 | 11.3217 | 24.7314 | 22.9466 | 8.6687 | 10.5218 | 12.5333 | 15.2899
2039 | 0 | 0 | 0 | 0 | 0 | 0 | 0 | 0 | 0 | 0 | 0 | 0 | 0
|  | 31 | 28 | 31 | 30 | 31 | 30 | 31 | 31 | 30 | 31 | 30 | 31

## Table 4
Appendix B
Table 4
Burnertip Natural Gas Price Forecast |  |  |  |  | Quote Date
Elektron Solar - 80.0 MW and 29.4% CF |  |  |  |  | 2020-03-31
PacifiCorp
| Delivered | Delivered | Delivered | Delivered
Year | IRP - Wyo NE | Naughton | IRP West Side | IRP - Wyo NE
| Fuel Cost | Fuel Cost | Fuel Cost | Fuel Cost
[6 empty] | IRP - Utah Greenfield |  | IRP West Side | IRP - Wyo NE |  |  | IRP West Side |  | Burner tip
[5 empty] | Peak Type: | Delivered | Naughton | Delivered | Delivered | Year | IRP - Wyo NE | West Side | IRP - Wyo NE | Naughton
2019 | 2.09 | 2.43 | 4.31 | 2.09 | 2016-01-01 | 2.2758 | 2.2725 | 2.3749 | 2.2758 | 2016 | 46 | 43 | 46 | 42
2020 | 1.6 | 1.72 | 1.89 | 1.6 | 2016-02-01 | 1.829 | 1.8414 | 1.7746 | 1.829 | 2016
2021 | 2.07 | 2.23 | 2.32 | 2.07 | 2016-03-01 | 1.5765 | 1.5217 | 1.4851 | 1.5765 | 2016
2022 | 2.03 | 2.17 | 2.22 | 2.03 | 2016-04-01 | 1.7513 | 1.6873 | 1.4974 | 1.7513 | 2016
2023 | 2.13 | 2.26 | 2.3 | 2.13 | 2016-05-01 | 1.8005 | 1.7273 | 1.5719 | 1.8005 | 2016
2024 | 2.25 | 2.39 | 2.4 | 2.25 | 2016-06-01 | 2.3648 | 2.3349 | 2.1751 | 2.3648 | 2016
2025 | 2.42 | 2.56 | 2.5 | 2.42 | 2016-07-01 | 2.6063 | 2.577 | 2.5038 | 2.6063 | 2016
2026 | 2.55 | 2.69 | 2.6 | 2.55 | 2016-08-01 | 2.6356 | 2.6314 | 2.6478 | 2.6356 | 2016
2027 | 2.8 | 2.95 | 2.8 | 2.8 | 2016-09-01 | 2.7682 | 2.7083 | 2.7715 | 2.7682 | 2016
2028 | 3.06 | 3.21 | 3.05 | 3.06 | 2016-10-01 | 2.75 | 2.6822 | 2.6942 | 2.75 | 2016
2029 | 3.3 | 3.44 | 3.3 | 3.3 | 2016-11-01 | 2.3067 | 2.2657 | 2.2677 | 2.3067 | 2016
2030 | 3.53 | 3.68 | 3.55 | 3.53 | 2016-12-01 | 3.5519 | 3.5081 | 3.8168 | 3.5519 | 2016
2031 | 3.71 | 3.86 | 3.72 | 3.71 | 2017-01-01 | 3.2193 | 3.2626 | 3.5318 | 3.2193 | 2017
2032 | 3.89 | 4.05 | 3.89 | 3.89 | 2017-02-01 | 2.6164 | 2.6408 | 2.6904 | 2.6164 | 2017
2033 | 4.07 | 4.23 | 4.06 | 4.07 | 2017-03-01 | 2.5688 | 2.5803 | 2.5432 | 2.5688 | 2017
2034 | 4.28 | 4.44 | 4.28 | 4.28 | 2017-04-01 | 2.763 | 2.7439 | 2.7294 | 2.763 | 2017
2035 | 4.51 | 4.67 | 4.49 | 4.51 | 2017-05-01 | 2.7948 | 2.8037 | 2.7212 | 2.7948 | 2017
2036 | 4.7 | 4.86 | 4.66 | 4.7 | 2017-06-01 | 2.9027 | 2.8713 | 2.8529 | 2.9027 | 2017
2037 | 5.03 | 5.19 | 4.99 | 5.03 | 2017-07-01 | 2.6363 | 2.6291 | 2.4946 | 2.6363 | 2017
2038 | 5.32 | 5.49 | 5.24 | 5.32 | 2017-08-01 | 2.5882 | 2.6306 | 2.6662 | 2.5882 | 2017
2039 | 5.66 | 5.83 | 5.58 | 5.66 | 2017-09-01 | 2.6332 | 2.6328 | 2.6887 | 2.6332 | 2017
2040 | 5.78 | 5.96 | 5.69 | 5.78 | 2017-10-01 | 2.5597 | 2.5842 | 2.6534 | 2.5597 | 2017
[5 empty] | 2017-11-01 | 2.7287 | 2.7501 | 2.7911 | 2.7287 | 2017
[5 empty] | 2017-12-01 | 2.5087 | 2.5486 | 2.8225 | 2.5087 | 2017
[5 empty] | 2018-01-01 | 3.0827 | 2.9467 | 2.8136 | 3.0827 | 2018
[5 empty] | 2018-02-01 | 2.2491 | 2.2526 | 2.2559 | 2.2491 | 2018
[5 empty] | 2018-03-01 | 2.1613 | 2.1238 | 2.1844 | 2.1613 | 2018
Official Forward Price Curve Forecast dated Mar 31, 2020 |  |  |  |  | 2018-04-01 | 2.0695 | 1.9878 | 2.0226 | 2.0695 | 2018
[5 empty] | 2018-05-01 | 1.8795 | 1.7933 | 1.5708 | 1.8795 | 2018
[5 empty] | 2018-06-01 | 2.2504 | 2.1538 | 1.8485 | 2.2504 | 2018
[5 empty] | 2018-07-01 | 2.4675 | 2.4318 | 2.3536 | 2.4675 | 2018
[5 empty] | 2018-08-01 | 2.4625 | 2.489 | 2.5402 | 2.4625 | 2018
[5 empty] | 2018-09-01 | 2.2245 | 2.2296 | 2.3919 | 2.2245 | 2018
[5 empty] | 2018-10-01 | 2.9276 | 2.923 | 4.6219 | 2.9276 | 2018
[5 empty] | 2018-11-01 | 3.8703 | 3.9847 | 8.668 | 3.8703 | 2018
[5 empty] | 2018-12-01 | 3.5769 | 3.9181 | 5.4439 | 3.5769 | 2018
[5 empty] | 2019-01-01 | 2.9303 | 3.1979 | 3.6245 | 2.9303 | 2019
[5 empty] | 2019-02-01 | 2.6294 | 4.6478 | 13.2487 | 2.6294 | 2019
[5 empty] | 2019-03-01 | 3.1562 | 2.8942 | 13.1476 | 3.1562 | 2019
[5 empty] | 2019-04-01 | 1.8712 | 1.8543 | 2.0842 | 1.8712 | 2019
[5 empty] | 2019-05-01 | 1.9059 | 1.853 | 1.8682 | 1.9059 | 2019
[5 empty] | 2019-06-01 | 1.511 | 1.5346 | 1.6388 | 1.511 | 2019
[5 empty] | 2019-07-01 | 1.8424 | 1.9136 | 2.0858 | 1.8424 | 2019
[5 empty] | 2019-08-01 | 1.6796 | 1.7692 | 1.9418 | 1.6796 | 2019
[5 empty] | 2019-09-01 | 1.8 | 2.0072 | 2.3396 | 1.8 | 2019
[5 empty] | 2019-10-01 | 1.626 | 2.0399 | 2.9083 | 1.626 | 2019
[5 empty] | 2019-11-01 | 2.2204 | 2.709 | 3.6124 | 2.2204 | 2019
[5 empty] | 2019-12-01 | 1.9344 | 2.707 | 3.1833 | 1.9344 | 2019
[5 empty] | 2020-01-01 | 1.7744 | 2.0882 | 2.309 | 1.7744 | 2020
[5 empty] | 2020-02-01 | 1.6511 | 1.6979 | 1.7679 | 1.6511 | 2020
[5 empty] | 2020-03-01 | 1.3927 | 1.4851 | 1.6828 | 1.3927 | 2020
[5 empty] | 2020-04-01 | 1.2991 | 1.3423 | 1.4597 | 1.2991 | 2020
[5 empty] | 2020-05-01 | 1.2213 | 1.2561 | 1.3056 | 1.2213 | 2020
[5 empty] | 2020-06-01 | 1.2876 | 1.323 | 1.3921 | 1.2876 | 2020
[5 empty] | 2020-07-01 | 1.4216 | 1.4913 | 1.6112 | 1.4216 | 2020
[5 empty] | 2020-08-01 | 1.5531 | 1.6597 | 1.7974 | 1.5531 | 2020
[5 empty] | 2020-09-01 | 1.5134 | 1.6069 | 1.7151 | 1.5134 | 2020
[5 empty] | 2020-10-01 | 1.6379 | 1.7403 | 1.8836 | 1.6379 | 2020
[5 empty] | 2020-11-01 | 2.0243 | 2.1433 | 2.5691 | 2.0243 | 2020
[5 empty] | 2020-12-01 | 2.4434 | 2.7516 | 3.2144 | 2.4434 | 2020
[5 empty] | 2021-01-01 | 2.5001 | 2.8317 | 3.0716 | 2.5001 | 2021
[5 empty] | 2021-02-01 | 2.3866 | 2.6741 | 2.8297 | 2.3866 | 2021
[5 empty] | 2021-03-01 | 2.1136 | 2.302 | 2.3978 | 2.1136 | 2021
[5 empty] | 2021-04-01 | 1.7849 | 1.8305 | 1.8295 | 1.7849 | 2021
[5 empty] | 2021-05-01 | 1.7157 | 1.7935 | 1.7846 | 1.7157 | 2021
[5 empty] | 2021-06-01 | 1.7754 | 1.8513 | 1.8113 | 1.7754 | 2021
[5 empty] | 2021-07-01 | 2.0017 | 2.1433 | 2.0927 | 2.0017 | 2021
[5 empty] | 2021-08-01 | 2.0017 | 2.1458 | 2.1089 | 2.0017 | 2021
[5 empty] | 2021-09-01 | 2.0037 | 2.1174 | 2.1 | 2.0037 | 2021
[5 empty] | 2021-10-01 | 1.9244 | 1.9816 | 2.0906 | 1.9244 | 2021
[5 empty] | 2021-11-01 | 2.1342 | 2.3126 | 2.6566 | 2.1342 | 2021
[5 empty] | 2021-12-01 | 2.4981 | 2.7688 | 3.0663 | 2.4981 | 2021
[5 empty] | 2022-01-01 | 2.5648 | 2.8135 | 2.9883 | 2.5648 | 2022
[5 empty] | 2022-02-01 | 2.4504 | 2.6979 | 2.8301 | 2.4504 | 2022
[5 empty] | 2022-03-01 | 2.1116 | 2.3151 | 2.4359 | 2.1116 | 2022
[5 empty] | 2022-04-01 | 1.7513 | 1.7534 | 1.7398 | 1.7513 | 2022
[5 empty] | 2022-05-01 | 1.676 | 1.7306 | 1.677 | 1.676 | 2022
[5 empty] | 2022-06-01 | 1.7889 | 1.8345 | 1.7677 | 1.7889 | 2022
[5 empty] | 2022-07-01 | 1.8808 | 2.0135 | 1.931 | 1.8808 | 2022
[5 empty] | 2022-08-01 | 1.8998 | 2.0328 | 1.9598 | 1.8998 | 2022
[5 empty] | 2022-09-01 | 1.8813 | 2.0039 | 1.9549 | 1.8813 | 2022
[5 empty] | 2022-10-01 | 1.8522 | 1.8934 | 1.9449 | 1.8522 | 2022
[5 empty] | 2022-11-01 | 2.0293 | 2.27 | 2.5257 | 2.0293 | 2022
[5 empty] | 2022-12-01 | 2.4183 | 2.6958 | 2.9316 | 2.4183 | 2022
[5 empty] | 2023-01-01 | 2.5698 | 2.7906 | 2.9695 | 2.5698 | 2023
[5 empty] | 2023-02-01 | 2.4955 | 2.6827 | 2.8191 | 2.4955 | 2023
[5 empty] | 2023-03-01 | 2.1618 | 2.3253 | 2.5278 | 2.1618 | 2023
[5 empty] | 2023-04-01 | 1.7839 | 1.7965 | 1.7605 | 1.7839 | 2023
[5 empty] | 2023-05-01 | 1.8176 | 1.8737 | 1.8483 | 1.8176 | 2023
[5 empty] | 2023-06-01 | 1.8853 | 1.9319 | 1.8969 | 1.8853 | 2023
[5 empty] | 2023-07-01 | 1.9444 | 2.0778 | 2.0202 | 1.9444 | 2023
[5 empty] | 2023-08-01 | 1.985 | 2.1187 | 2.0569 | 1.985 | 2023
[5 empty] | 2023-09-01 | 2.0737 | 2.1982 | 2.096 | 2.0737 | 2023
[5 empty] | 2023-10-01 | 2.1304 | 2.1744 | 2.1103 | 2.1304 | 2023
[5 empty] | 2023-11-01 | 2.2328 | 2.4755 | 2.6407 | 2.2328 | 2023
[5 empty] | 2023-12-01 | 2.4419 | 2.7198 | 2.9076 | 2.4419 | 2023
[5 empty] | 2024-01-01 | 2.5638 | 2.7846 | 2.9026 | 2.5638 | 2024
[5 empty] | 2024-02-01 | 2.5239 | 2.7114 | 2.8078 | 2.5239 | 2024
[5 empty] | 2024-03-01 | 2.3036 | 2.4685 | 2.6 | 2.3036 | 2024
[5 empty] | 2024-04-01 | 2.048 | 2.0633 | 2.0136 | 2.048 | 2024
[5 empty] | 2024-05-01 | 1.9593 | 2.0167 | 2.0196 | 1.9593 | 2024
[5 empty] | 2024-06-01 | 1.9816 | 2.0292 | 2.0261 | 1.9816 | 2024
[5 empty] | 2024-07-01 | 2.008 | 2.1421 | 2.1093 | 2.008 | 2024
[5 empty] | 2024-08-01 | 2.0701 | 2.2047 | 2.1541 | 2.0701 | 2024
[5 empty] | 2024-09-01 | 2.2662 | 2.3927 | 2.2373 | 2.2662 | 2024
[5 empty] | 2024-10-01 | 2.4085 | 2.4554 | 2.2757 | 2.4085 | 2024
[5 empty] | 2024-11-01 | 2.4361 | 2.6809 | 2.7558 | 2.4361 | 2024
[5 empty] | 2024-12-01 | 2.4655 | 2.7436 | 2.8838 | 2.4655 | 2024
[5 empty] | 2025-01-01 | 2.5577 | 2.7784 | 2.8358 | 2.5577 | 2025
[5 empty] | 2025-02-01 | 2.5523 | 2.74 | 2.7965 | 2.5523 | 2025
[5 empty] | 2025-03-01 | 2.4456 | 2.6119 | 2.6722 | 2.4456 | 2025
[5 empty] | 2025-04-01 | 2.3121 | 2.33 | 2.2666 | 2.3121 | 2025
[5 empty] | 2025-05-01 | 2.2822 | 2.3429 | 2.2143 | 2.2822 | 2025
[5 empty] | 2025-06-01 | 2.3048 | 2.3557 | 2.1685 | 2.3048 | 2025
[5 empty] | 2025-07-01 | 2.2956 | 2.4325 | 2.1751 | 2.2956 | 2025
[5 empty] | 2025-08-01 | 2.3083 | 2.4453 | 2.2209 | 2.3083 | 2025
[5 empty] | 2025-09-01 | 2.3691 | 2.4966 | 2.2928 | 2.3691 | 2025
[5 empty] | 2025-10-01 | 2.462 | 2.5094 | 2.4825 | 2.462 | 2025
[5 empty] | 2025-11-01 | 2.5452 | 2.7912 | 2.8227 | 2.5452 | 2025
[5 empty] | 2025-12-01 | 2.6267 | 2.9064 | 3.0582 | 2.6267 | 2025
[5 empty] | 2026-01-01 | 2.7089 | 2.9312 | 2.9983 | 2.7089 | 2026
[5 empty] | 2026-02-01 | 2.7416 | 2.9312 | 2.9381 | 2.7416 | 2026
[5 empty] | 2026-03-01 | 2.6062 | 2.7741 | 2.7375 | 2.6062 | 2026
[5 empty] | 2026-04-01 | 2.3758 | 2.3944 | 2.3965 | 2.3758 | 2026
[5 empty] | 2026-05-01 | 2.3202 | 2.3813 | 2.2294 | 2.3202 | 2026
[5 empty] | 2026-06-01 | 2.3432 | 2.3944 | 2.2027 | 2.3432 | 2026
[5 empty] | 2026-07-01 | 2.4005 | 2.5385 | 2.2227 | 2.4005 | 2026
[5 empty] | 2026-08-01 | 2.4264 | 2.5647 | 2.2829 | 2.4264 | 2026
[5 empty] | 2026-09-01 | 2.5401 | 2.6694 | 2.4233 | 2.5401 | 2026
[5 empty] | 2026-10-01 | 2.6334 | 2.6825 | 2.6506 | 2.6334 | 2026
[5 empty] | 2026-11-01 | 2.6838 | 2.9312 | 2.918 | 2.6838 | 2026
[5 empty] | 2026-12-01 | 2.8456 | 3.1276 | 3.259 | 2.8456 | 2026
[5 empty] | 2027-01-01 | 2.9185 | 3.1429 | 3.2211 | 2.9185 | 2027
[5 empty] | 2027-02-01 | 2.9114 | 3.1027 | 3.0503 | 2.9114 | 2027
[5 empty] | 2027-03-01 | 2.7592 | 2.9287 | 2.9 | 2.7592 | 2027
[5 empty] | 2027-04-01 | 2.6796 | 2.7013 | 2.6404 | 2.6796 | 2027
[5 empty] | 2027-05-01 | 2.6502 | 2.7147 | 2.4354 | 2.6502 | 2027
[5 empty] | 2027-06-01 | 2.6735 | 2.7281 | 2.4012 | 2.6735 | 2027
[5 empty] | 2027-07-01 | 2.6809 | 2.8218 | 2.4217 | 2.6809 | 2027
[5 empty] | 2027-08-01 | 2.6942 | 2.8352 | 2.5037 | 2.6942 | 2027
[5 empty] | 2027-09-01 | 2.7572 | 2.8887 | 2.6131 | 2.7572 | 2027
[5 empty] | 2027-10-01 | 2.8639 | 2.9154 | 2.8385 | 2.8639 | 2027
[5 empty] | 2027-11-01 | 2.9199 | 3.1696 | 3.1733 | 2.9199 | 2027
[5 empty] | 2027-12-01 | 3.1124 | 3.3971 | 3.3919 | 3.1124 | 2027
[5 empty] | 2028-01-01 | 3.2069 | 3.4342 | 3.4069 | 3.2069 | 2028
[5 empty] | 2028-02-01 | 3.104 | 3.2973 | 3.2461 | 3.104 | 2028
[5 empty] | 2028-03-01 | 3.0428 | 3.2152 | 3.1622 | 3.0428 | 2028
[5 empty] | 2028-04-01 | 2.8631 | 2.8867 | 2.6798 | 2.8631 | 2028
[5 empty] | 2028-05-01 | 2.8204 | 2.8867 | 2.624 | 2.8204 | 2028
[5 empty] | 2028-06-01 | 2.8305 | 2.8867 | 2.6519 | 2.8305 | 2028
[5 empty] | 2028-07-01 | 3.0026 | 3.1467 | 2.7218 | 3.0026 | 2028
[5 empty] | 2028-08-01 | 3.0162 | 3.1604 | 2.8336 | 3.0162 | 2028
[5 empty] | 2028-09-01 | 3.094 | 3.2289 | 2.9455 | 3.094 | 2028
[5 empty] | 2028-10-01 | 3.2014 | 3.2562 | 3.267 | 3.2014 | 2028
[5 empty] | 2028-11-01 | 3.1547 | 3.4068 | 3.4278 | 3.1547 | 2028
[5 empty] | 2028-12-01 | 3.393 | 3.6804 | 3.6864 | 3.393 | 2028
[5 empty] | 2029-01-01 | 3.4929 | 3.7231 | 3.7066 | 3.4929 | 2029
[5 empty] | 2029-02-01 | 3.3315 | 3.5271 | 3.4921 | 3.3315 | 2029
[5 empty] | 2029-03-01 | 3.2546 | 3.4291 | 3.3777 | 3.2546 | 2029
[5 empty] | 2029-04-01 | 3.0952 | 3.1211 | 3.0702 | 3.0952 | 2029
[5 empty] | 2029-05-01 | 3.0525 | 3.1211 | 2.87 | 3.0525 | 2029
[5 empty] | 2029-06-01 | 3.0764 | 3.1351 | 2.8629 | 3.0764 | 2029
[5 empty] | 2029-07-01 | 3.2129 | 3.3591 | 2.9344 | 3.2129 | 2029
[5 empty] | 2029-08-01 | 3.2406 | 3.3871 | 3.0274 | 3.2406 | 2029
[5 empty] | 2029-09-01 | 3.2922 | 3.4291 | 3.1417 | 3.2922 | 2029
[5 empty] | 2029-10-01 | 3.4003 | 3.4572 | 3.4564 | 3.4003 | 2029
[5 empty] | 2029-11-01 | 3.3986 | 3.6532 | 3.678 | 3.3986 | 2029
[5 empty] | 2029-12-01 | 3.6986 | 3.9892 | 4.0355 | 3.6986 | 2029
[5 empty] | 2030-01-01 | 3.8046 | 4.0379 | 4.077 | 3.8046 | 2030
[5 empty] | 2030-02-01 | 3.6671 | 3.8661 | 3.8575 | 3.6671 | 2030
[5 empty] | 2030-03-01 | 3.5312 | 3.7085 | 3.6746 | 3.5312 | 2030
[5 empty] | 2030-04-01 | 3.2939 | 3.3218 | 3.3015 | 3.2939 | 2030
[5 empty] | 2030-05-01 | 3.2512 | 3.3218 | 3.0748 | 3.2512 | 2030
[5 empty] | 2030-06-01 | 3.2897 | 3.3505 | 3.0967 | 3.2897 | 2030
[5 empty] | 2030-07-01 | 3.4312 | 3.5797 | 3.1553 | 3.4312 | 2030
[5 empty] | 2030-08-01 | 3.4595 | 3.6082 | 3.2869 | 3.4595 | 2030
[5 empty] | 2030-09-01 | 3.498 | 3.6369 | 3.3454 | 3.498 | 2030
[5 empty] | 2030-10-01 | 3.6208 | 3.6799 | 3.5941 | 3.6208 | 2030
[5 empty] | 2030-11-01 | 3.6378 | 3.8948 | 3.938 | 3.6378 | 2030
[5 empty] | 2030-12-01 | 3.832 | 4.1239 | 4.1794 | 3.832 | 2030
[5 empty] | 2031-01-01 | 3.9071 | 4.1415 | 4.1813 | 3.9071 | 2031
[5 empty] | 2031-02-01 | 3.7948 | 3.995 | 3.987 | 3.7948 | 2031
[5 empty] | 2031-03-01 | 3.6989 | 3.8779 | 3.8225 | 3.6989 | 2031
[5 empty] | 2031-04-01 | 3.4822 | 3.512 | 3.4861 | 3.4822 | 2031
[5 empty] | 2031-05-01 | 3.4251 | 3.4974 | 3.2319 | 3.4251 | 2031
[5 empty] | 2031-06-01 | 3.464 | 3.5266 | 3.2244 | 3.464 | 2031
[5 empty] | 2031-07-01 | 3.6251 | 3.7755 | 3.3216 | 3.6251 | 2031
[5 empty] | 2031-08-01 | 3.6541 | 3.8048 | 3.4412 | 3.6541 | 2031
[5 empty] | 2031-09-01 | 3.7221 | 3.8633 | 3.531 | 3.7221 | 2031
[5 empty] | 2031-10-01 | 3.8458 | 3.9072 | 3.7777 | 3.8458 | 2031
[5 empty] | 2031-11-01 | 3.8675 | 4.1269 | 4.1739 | 3.8675 | 2031
[5 empty] | 2031-12-01 | 4.0522 | 4.3464 | 4.4355 | 4.0522 | 2031
[5 empty] | 2032-01-01 | 4.1454 | 4.3823 | 4.4412 | 4.1454 | 2032
[5 empty] | 2032-02-01 | 4.0299 | 4.2326 | 4.1891 | 4.0299 | 2032
[5 empty] | 2032-03-01 | 3.9316 | 4.113 | 4.0592 | 3.9316 | 2032
[5 empty] | 2032-04-01 | 3.6624 | 3.694 | 3.6543 | 3.6624 | 2032
[5 empty] | 2032-05-01 | 3.5901 | 3.6641 | 3.3869 | 3.5901 | 2032
[5 empty] | 2032-06-01 | 3.6297 | 3.694 | 3.4021 | 3.6297 | 2032
[5 empty] | 2032-07-01 | 3.7814 | 3.9334 | 3.4556 | 3.7814 | 2032
[5 empty] | 2032-08-01 | 3.8406 | 3.9932 | 3.5778 | 3.8406 | 2032
[5 empty] | 2032-09-01 | 3.8951 | 4.0381 | 3.6772 | 3.8951 | 2032
[5 empty] | 2032-10-01 | 4.005 | 4.068 | 3.9217 | 4.005 | 2032
[5 empty] | 2032-11-01 | 4.0463 | 4.3074 | 4.3495 | 4.0463 | 2032
[5 empty] | 2032-12-01 | 4.1766 | 4.472 | 4.5635 | 4.1766 | 2032
[5 empty] | 2033-01-01 | 4.2711 | 4.5092 | 4.57 | 4.2711 | 2033
[5 empty] | 2033-02-01 | 4.1373 | 4.3411 | 4.3201 | 4.1373 | 2033
[5 empty] | 2033-03-01 | 4.006 | 4.1882 | 4.1327 | 4.006 | 2033
[5 empty] | 2033-04-01 | 3.8185 | 3.8518 | 3.8126 | 3.8185 | 2033
[5 empty] | 2033-05-01 | 3.7759 | 3.8518 | 3.5392 | 3.7759 | 2033
[5 empty] | 2033-06-01 | 3.8011 | 3.8671 | 3.5158 | 3.8011 | 2033
[5 empty] | 2033-07-01 | 3.9428 | 4.0964 | 3.6173 | 3.9428 | 2033
[5 empty] | 2033-08-01 | 4.0033 | 4.1576 | 3.7735 | 4.0033 | 2033
[5 empty] | 2033-09-01 | 4.1344 | 4.2798 | 3.9062 | 4.1344 | 2033
[5 empty] | 2033-10-01 | 4.245 | 4.3105 | 4.1327 | 4.245 | 2033
[5 empty] | 2033-11-01 | 4.2763 | 4.5398 | 4.5934 | 4.2763 | 2033
[5 empty] | 2033-12-01 | 4.4253 | 4.7232 | 4.8199 | 4.4253 | 2033
[5 empty] | 2034-01-01 | 4.524 | 4.7647 | 4.8299 | 4.524 | 2034
[5 empty] | 2034-02-01 | 4.4329 | 4.6397 | 4.6064 | 4.4329 | 2034
[5 empty] | 2034-03-01 | 4.2519 | 4.4366 | 4.375 | 4.2519 | 2034
[5 empty] | 2034-04-01 | 4.0571 | 4.0928 | 4.0319 | 4.0571 | 2034
[5 empty] | 2034-05-01 | 3.9526 | 4.0303 | 3.7207 | 3.9526 | 2034
[5 empty] | 2034-06-01 | 3.9936 | 4.0616 | 3.7685 | 3.9936 | 2034
[5 empty] | 2034-07-01 | 4.1093 | 4.2646 | 3.8084 | 4.1093 | 2034
[5 empty] | 2034-08-01 | 4.1867 | 4.3428 | 3.9361 | 4.1867 | 2034
[5 empty] | 2034-09-01 | 4.305 | 4.4522 | 4.0798 | 4.305 | 2034
[5 empty] | 2034-10-01 | 4.4162 | 4.4834 | 4.3271 | 4.4162 | 2034
[5 empty] | 2034-11-01 | 4.499 | 4.7647 | 4.798 | 4.499 | 2034
[5 empty] | 2034-12-01 | 4.6365 | 4.9365 | 5.0294 | 4.6365 | 2034
[5 empty] | 2035-01-01 | 4.7385 | 4.9814 | 5.0256 | 4.7385 | 2035
[5 empty] | 2035-02-01 | 4.6763 | 4.8855 | 4.8462 | 4.6763 | 2035
[5 empty] | 2035-03-01 | 4.5224 | 4.7098 | 4.6424 | 4.5224 | 2035
[5 empty] | 2035-04-01 | 4.2886 | 4.3266 | 4.2263 | 4.2886 | 2035
[5 empty] | 2035-05-01 | 4.2775 | 4.3585 | 4.0225 | 4.2775 | 2035
[5 empty] | 2035-06-01 | 4.3034 | 4.3745 | 4.0387 | 4.3034 | 2035
[5 empty] | 2035-07-01 | 4.3287 | 4.4863 | 3.9899 | 4.3287 | 2035
[5 empty] | 2035-08-01 | 4.4236 | 4.5821 | 4.1367 | 4.4236 | 2035
[5 empty] | 2035-09-01 | 4.4811 | 4.63 | 4.2345 | 4.4811 | 2035
[5 empty] | 2035-10-01 | 4.6088 | 4.6779 | 4.4955 | 4.6088 | 2035
[5 empty] | 2035-11-01 | 4.6502 | 4.9175 | 4.9685 | 4.6502 | 2035
[5 empty] | 2035-12-01 | 4.8547 | 5.157 | 5.254 | 4.8547 | 2035
[5 empty] | 2036-01-01 | 4.944 | 5.1889 | 5.2527 | 4.944 | 2036
[5 empty] | 2036-02-01 | 4.8473 | 5.0583 | 5.0193 | 4.8473 | 2036
[5 empty] | 2036-03-01 | 4.625 | 4.8135 | 4.7692 | 4.625 | 2036
[5 empty] | 2036-04-01 | 4.4636 | 4.5034 | 4.3441 | 4.4636 | 2036
[5 empty] | 2036-05-01 | 4.3725 | 4.4544 | 4.1024 | 4.3725 | 2036
[5 empty] | 2036-06-01 | 4.3987 | 4.4708 | 4.1191 | 4.3987 | 2036
[5 empty] | 2036-07-01 | 4.5396 | 4.6993 | 4.1024 | 4.5396 | 2036
[5 empty] | 2036-08-01 | 4.6203 | 4.7808 | 4.3025 | 4.6203 | 2036
[5 empty] | 2036-09-01 | 4.7111 | 4.8624 | 4.4608 | 4.7111 | 2036
[5 empty] | 2036-10-01 | 4.8399 | 4.9114 | 4.7025 | 4.8399 | 2036
[5 empty] | 2036-11-01 | 4.8866 | 5.1563 | 5.211 | 4.8866 | 2036
[5 empty] | 2036-12-01 | 5.1609 | 5.4663 | 5.5527 | 5.1609 | 2036
[5 empty] | 2037-01-01 | 5.2552 | 5.5032 | 5.5725 | 5.2552 | 2037
[5 empty] | 2037-02-01 | 5.2712 | 5.4865 | 5.4702 | 5.2712 | 2037
[5 empty] | 2037-03-01 | 5.0106 | 5.203 | 5.1636 | 5.0106 | 2037
[5 empty] | 2037-04-01 | 4.7434 | 4.786 | 4.5673 | 4.7434 | 2037
[5 empty] | 2037-05-01 | 4.6677 | 4.7526 | 4.3713 | 4.6677 | 2037
[5 empty] | 2037-06-01 | 4.6942 | 4.7693 | 4.4054 | 4.6942 | 2037
[5 empty] | 2037-07-01 | 4.8896 | 5.0528 | 4.4395 | 4.8896 | 2037
[5 empty] | 2037-08-01 | 4.9556 | 5.1196 | 4.6865 | 4.9556 | 2037
[5 empty] | 2037-09-01 | 5.0483 | 5.203 | 4.8569 | 5.0483 | 2037
[5 empty] | 2037-10-01 | 5.145 | 5.2196 | 5.0358 | 5.145 | 2037
[5 empty] | 2037-11-01 | 5.2135 | 5.4865 | 5.5384 | 5.2135 | 2037
[5 empty] | 2037-12-01 | 5.4286 | 5.7367 | 5.8025 | 5.4286 | 2037
[5 empty] | 2038-01-01 | 5.51 | 5.7606 | 5.7994 | 5.51 | 2038
[5 empty] | 2038-02-01 | 5.5426 | 5.7606 | 5.7384 | 5.5426 | 2038
[5 empty] | 2038-03-01 | 5.259 | 5.4538 | 5.4424 | 5.259 | 2038
[5 empty] | 2038-04-01 | 4.9826 | 5.0277 | 4.7807 | 4.9826 | 2038
[5 empty] | 2038-05-01 | 4.94 | 5.0277 | 4.5979 | 4.94 | 2038
[5 empty] | 2038-06-01 | 4.9837 | 5.0618 | 4.624 | 4.9837 | 2038
[5 empty] | 2038-07-01 | 5.2191 | 5.3857 | 4.6763 | 5.2191 | 2038
[5 empty] | 2038-08-01 | 5.2697 | 5.4368 | 4.8939 | 5.2697 | 2038
[5 empty] | 2038-09-01 | 5.4316 | 5.5902 | 5.1028 | 5.4316 | 2038
[5 empty] | 2038-10-01 | 5.4613 | 5.5391 | 5.2421 | 5.4613 | 2038
[5 empty] | 2038-11-01 | 5.4343 | 5.7095 | 5.7732 | 5.4343 | 2038
[5 empty] | 2038-12-01 | 5.8067 | 6.1186 | 6.165 | 5.8067 | 2038
[5 empty] | 2039-01-01 | 5.8942 | 6.1488 | 6.1758 | 5.8942 | 2039
[5 empty] | 2039-02-01 | 5.8406 | 6.0617 | 6.0424 | 5.8406 | 2039
[5 empty] | 2039-03-01 | 5.6537 | 5.8526 | 5.8466 | 5.6537 | 2039
[5 empty] | 2039-04-01 | 5.3508 | 5.3996 | 5.1615 | 5.3508 | 2039
[5 empty] | 2039-05-01 | 5.3254 | 5.417 | 5.0191 | 5.3254 | 2039
[5 empty] | 2039-06-01 | 5.37 | 5.4519 | 5.0014 | 5.37 | 2039
[5 empty] | 2039-07-01 | 5.6295 | 5.8003 | 5.0458 | 5.6295 | 2039
[5 empty] | 2039-08-01 | 5.6813 | 5.8526 | 5.2771 | 5.6813 | 2039
[5 empty] | 2039-09-01 | 5.7259 | 5.8875 | 5.4462 | 5.7259 | 2039
[5 empty] | 2039-10-01 | 5.7199 | 5.8003 | 5.5174 | 5.7199 | 2039
[5 empty] | 2039-11-01 | 5.714 | 5.992 | 6.0424 | 5.714 | 2039
[5 empty] | 2039-12-01 | 6.0089 | 6.3229 | 6.3626 | 6.0089 | 2039
[5 empty] | 2040-01-01 | 6.0458 | 6.3019 | 6.3115 | 6.0458 | 2040
[5 empty] | 2040-02-01 | 5.9374 | 6.1594 | 6.1387 | 5.9374 | 2040
[5 empty] | 2040-03-01 | 5.746 | 5.9458 | 5.875 | 5.746 | 2040
[5 empty] | 2040-04-01 | 5.5037 | 5.554 | 5.2748 | 5.5037 | 2040
[5 empty] | 2040-05-01 | 5.4787 | 5.5718 | 5.1202 | 5.4787 | 2040
[5 empty] | 2040-06-01 | 5.5064 | 5.5897 | 5.0657 | 5.5064 | 2040
[5 empty] | 2040-07-01 | 5.6502 | 5.8212 | 5.1566 | 5.6502 | 2040
[5 empty] | 2040-08-01 | 5.703 | 5.8745 | 5.3203 | 5.703 | 2040
[5 empty] | 2040-09-01 | 5.8188 | 5.9814 | 5.5295 | 5.8188 | 2040
[5 empty] | 2040-10-01 | 5.8639 | 5.9458 | 5.6567 | 5.8639 | 2040
[5 empty] | 2040-11-01 | 5.9149 | 6.195 | 6.2478 | 5.9149 | 2040
[5 empty] | 2040-12-01 | 6.2349 | 6.5512 | 6.5843 | 6.2349 | 2040
[5 empty] | 2041-01-01 | 6.3272 | 6.5861 | 6.6081 | 6.3272 | 2041
[5 empty] | 2041-02-01 | 6.1797 | 6.4042 | 6.3944 | 6.1797 | 2041
[5 empty] | 2041-03-01 | 6.0196 | 6.2222 | 6.1899 | 6.0196 | 2041
[5 empty] | 2041-04-01 | 5.7328 | 5.7855 | 5.4929 | 5.7328 | 2041
[5 empty] | 2041-05-01 | 5.6721 | 5.7672 | 5.3628 | 5.6721 | 2041
[5 empty] | 2041-06-01 | 5.6821 | 5.7672 | 5.3071 | 5.6821 | 2041
[5 empty] | 2041-07-01 | 5.8491 | 6.022 | 5.3907 | 5.8491 | 2041
[5 empty] | 2041-08-01 | 5.9031 | 6.0766 | 5.5672 | 5.9031 | 2041
[5 empty] | 2041-09-01 | 5.9312 | 6.0948 | 5.6695 | 5.9312 | 2041
[5 empty] | 2041-10-01 | 6.0294 | 6.113 | 5.8646 | 6.0294 | 2041
[5 empty] | 2041-11-01 | 6.194 | 6.4769 | 6.5059 | 6.194 | 2041
[5 empty] | 2041-12-01 | 6.4135 | 6.7316 | 6.7568 | 6.4135 | 2041
[5 empty] | 2042-01-01 | 6.489 | 6.7496 | 6.7627 | 6.489 | 2042
[5 empty] | 2042-02-01 | 6.3928 | 6.6194 | 6.6203 | 6.3928 | 2042
[5 empty] | 2042-03-01 | 6.2288 | 6.4335 | 6.3543 | 6.2288 | 2042
[5 empty] | 2042-04-01 | 5.9508 | 6.0057 | 5.756 | 5.9508 | 2042
[5 empty] | 2042-05-01 | 5.9082 | 6.0057 | 5.547 | 5.9082 | 2042
[5 empty] | 2042-06-01 | 5.955 | 6.0429 | 5.4901 | 5.955 | 2042
[5 empty] | 2042-07-01 | 6.1091 | 6.2847 | 5.5565 | 6.1091 | 2042
[5 empty] | 2042-08-01 | 6.2012 | 6.3777 | 5.737 | 6.2012 | 2042
[5 empty] | 2042-09-01 | 0 | 0 | 0 | 0 | 2042
[5 empty] | 2042-10-01 | 0 | 0 | 0 | 0 | 2042
[5 empty] | 2042-11-01 | 0 | 0 | 0 | 0 | 2042
[5 empty] | 2042-12-01 | 0 | 0 | 0 | 0 | 2042
[5 empty] | 0 | #N/A | #N/A | #N/A | #N/A | 1900
[5 empty] | 0 | #N/A | #N/A | #N/A | #N/A | 1900
[5 empty] | 0 | #N/A | #N/A | #N/A | #N/A | 1900
Note on H5: PacifiCorp: Date that deal is evaluated.

## Table3ACsummary (hidden)
Total Resource Cost ($/MWh)
COD | 2024 | 2030 | 2024 | 2024 | 2024 | 2024 | 2029 | 2024 | 2030 | 2026 | 2029 | 2032
| IRP19Wind_WYAE | IRP19Wind_ID | IRP19Solar_wS_YK | IRP19Solar_wS_OR | IRP19Solar_wS_UT_UTN | IRP19Solar_wS_WY_JB | IRP19Solar_wS_WY_JB | IRP19Solar_wS_UT_UTS | IRP19Solar_wS_UT_UTS | IRP19_SCCT_NTN_2026_185MW | IRP19Wind_wS_YK | IRP19Wind_wS_ID
2018
2019
2020
2021
2022
2023
2024 | 23.3156 |  | 41.3709 | 36.0952 | 35.3117 | 34.2928 |  | 32.3252
2025 | 23.8534 |  | 42.3209 | 36.9256 | 36.1239 | 35.0809 |  | 33.0699
2026 | 24.3997 |  | 43.2956 | 37.775 | 36.9544 | 35.8887 |  | 33.8321 |  | 66.03 |  |  | IRP19 Avg Inflation rate
2027 | 25.9623 |  | 44.2922 | 38.6437 | 37.804 | 36.7117 |  | 34.6119 |  | 69.5 |  |  | 2.275%
2028 | 26.5409 |  | 45.3109 | 39.5315 | 38.6725 | 37.5575 |  | 35.4092 |  | 72.97
2029 | 27.1232 |  | 46.3514 | 40.4386 | 39.5599 | 38.4184 | 35.2208 | 36.2241 |  | 76.18 | 56.8689
2030 | 27.7098 | 41.9375 | 47.37 | 41.3304 | 40.4284 | 39.2641 | 35.9949 | 37.0214 | 47.489 | 79.47 | 58.1075
2031 | 28.3025 | 42.8682 | 48.4106 | 42.2374 | 41.3159 | 40.125 | 36.7838 | 37.8363 | 48.5318 | 82.18 | 59.4044
2032 | 28.9089 | 43.8191 | 49.4775 | 43.1676 | 42.2261 | 41.0087 | 37.5916 | 38.6688 | 49.5996 | 85.02 | 60.7197 | 47.5993
2033 | 29.5168 | 44.7635 | 50.5137 | 44.0747 | 43.1097 | 41.8696 | 38.3804 | 39.4802 | 50.6393 | 87.73 | 62.0135 | 48.6153
2034 | 55.661 | 45.7268 | 51.5762 | 45.001 | 44.0161 | 42.7494 | 39.1882 | 40.3091 | 51.7035 | 90.77 | 63.3257 | 49.652
2035 | 56.8261 | 46.7113 | 52.6563 | 45.9465 | 44.9415 | 43.6445 | 40.0112 | 41.1556 | 52.7889 | 94.01 | 64.3664 | 50.7102
2036 | 58.02 | 47.7174 | 53.7627 | 46.9113 | 45.8859 | 44.5623 | 40.8532 | 42.0197 | 53.8953 | 96.89 | 65.4225 | 51.7889
2037 | 59.2375 | 48.742 | 54.8911 | 47.8952 | 46.8492 | 45.4952 | 41.7103 | 42.9013 | 55.0228 | 101.15 | 66.5285 | 52.8962
2038 | 60.4811 | 49.7885 | 56.0458 | 48.9023 | 47.8314 | 46.4509 | 42.5864 | 43.8005 | 56.1784 | 105.15 | 67.6529 | 54.022
2039 | 61.8571 | 50.9212 | 57.3209 | 50.0148 | 48.9196 | 47.5077 | 43.5552 | 44.797 | 57.4565 | 107.5422 | 69.192 | 55.251
2040 | 63.2643 | 52.0797 | 58.6249 | 51.1526 | 50.0325 | 48.5885 | 44.5461 | 45.8161 | 58.7636 | 109.9887 | 70.7661 | 56.508
2041 | 64.7036 | 53.2645 | 59.9586 | 52.3163 | 51.1708 | 49.6939 | 45.5595 | 46.8584 | 60.1005 | 112.491 | 72.376 | 57.7936
2042 | 66.1756 | 54.4762 | 61.3227 | 53.5065 | 52.3349 | 50.8244 | 46.596 | 47.9244 | 61.4678 | 115.0502 | 74.0226 | 59.1084
2043 | 67.6811 | 55.7156 | 62.7178 | 54.7238 | 53.5255 | 51.9807 | 47.656 | 49.0147 | 62.8662 | 117.6676 | 75.7066 | 60.4531
2044 | 69.2208 | 56.9831 | 64.1446 | 55.9688 | 54.7432 | 53.1632 | 48.7402 | 50.1298 | 64.2964 | 120.3445 | 77.4289 | 61.8284
2045 | 70.7956 | 58.2795 | 65.6039 | 57.2421 | 55.9886 | 54.3727 | 49.8491 | 51.2702 | 65.7591 | 123.0823 | 79.1904 | 63.235
2046 | 72.4062 | 59.6053 | 67.0964 | 58.5443 | 57.2624 | 55.6097 | 50.9831 | 52.4366 | 67.2551 | 125.8824 | 80.992 | 64.6736
2047 | 74.0535 | 60.9613 | 68.6229 | 59.8762 | 58.5651 | 56.8748 | 52.143 | 53.6296 | 68.7852 | 128.7463 | 82.8346 | 66.1449
2048 | 75.7382 | 62.3482 | 70.184 | 61.2384 | 59.8974 | 58.1687 | 53.3292 | 54.8497 | 70.3501 | 131.6753 | 84.7191 | 67.6497
2049 | 77.4612 | 63.7666 | 71.7807 | 62.6316 | 61.2601 | 59.4921 | 54.5425 | 56.0975 | 71.9505 | 134.6709 | 86.6464 | 69.1887
2050 | 79.2235 | 65.2173 | 73.4137 | 64.0564 | 62.6538 | 60.8455 | 55.7833 | 57.3737 | 73.5874 | 137.7346 | 88.6176 | 70.7628
2051 | 81.0258 | 66.701 | 75.0839 | 65.5137 | 64.0791 | 62.2297 | 57.0524 | 58.6789 | 75.2615 | 140.8681 | 90.6337 | 72.3726
2052 | 82.8691 | 68.2185 | 76.792 | 67.0042 | 65.5369 | 63.6455 | 58.3503 | 60.0139 | 76.9737 | 144.0728 | 92.6956 | 74.0191
2053 | 84.7544 | 69.7704 | 78.5391 | 68.5285 | 67.0279 | 65.0934 | 59.6778 | 61.3792 | 78.7249 | 147.3505 | 94.8044 | 75.703
2054 |  | 71.3577 |  |  |  |  | 61.0355 |  | 80.5159 | 150.7027 | 96.9612 | 77.4253
2055 |  | 72.9811 |  |  |  |  | 62.424 |  | 82.3476 | 154.1312 | 99.1671 | 79.1867
2056 |  | 74.6414 |  |  |  |  | 63.8442 |  | 84.221 |  | 101.4232 | 80.9882
2057 |  | 76.3395 |  |  |  |  | 65.2966 |  | 86.137 |  | 103.7305 | 82.8307
2058 |  | 78.0762 |  |  |  |  | 66.7821 |  | 88.0966 |  | 106.0904 | 84.7151
2059 |  | 79.8525 | [6 empty] | 90.1008 |  |  | 86.6424
2060 |  | 81.6691 | [9 empty] | 88.6135
2061 |  | 83.5271 | [9 empty] | 90.6294
30 year levelized | 43.4657 | 52.8079 | 52.1456 | 45.4977 | 44.5047 | 43.2208 | 44.2307 | 40.7519 | 53.1355 | 96.3146 | 70.7165 | 59.8986

## Table 3 TransCost (hidden)
Table 3
2019 IRP Transmission Costs
Aeolus_Wyoming - to - Utah S, Expansion |  |  |  |  | Goshen - to - Utah N, Expansion |  |  |  | Yakima- to - Southern Oregon/California, Expansion |  |  |  | Utah N, Transmission Integration |  |  |  | Yakima, Transmission Integration |  |  |  | Utah S, Transmission Integration 2023 |  |  |  | Utah S, Transmission Integration 2030 |  |  |  | Southern Oregon/California, Transmission Integration |  |  |  | Willamette Valley, Transmission Integration |  |  |  | Wyoming SW, Transmission Integration |  |  |  | Bridger - to - Bridger West, Recovered Transmission 2029 |  |  |  | Bridger - to - Bridger West, Recovered Transmission 2024
Year | Retail Revenue Requirement | Months In Service | Total Resource Costs |  | Year | Retail Revenue Requirement | Months In Service | Total Resource Costs | Year | Retail Revenue Requirement | Months In Service | Total Resource Costs | Year | Retail Revenue Requirement | Months In Service | Total Resource Costs | Year | Retail Revenue Requirement | Months In Service | Total Resource Costs | Year | Retail Revenue Requirement | Months In Service | Total Resource Costs | Year | Retail Revenue Requirement | Months In Service | Total Resource Costs | Year | Retail Revenue Requirement | Months In Service | Total Resource Costs | Year | Retail Revenue Requirement | Months In Service | Total Resource Costs | Year | Retail Revenue Requirement | Months In Service | Total Resource Costs | Year | Retail Revenue Requirement | Months In Service | Total Resource Costs | Year | Retail Revenue Requirement | Months In Service | Total Resource Costs
| $/kW-yr | # | $/kW-yr |  |  | $/kW-yr | # | $/kW-yr |  | $/kW-yr | # | $/kW-yr |  | $/kW-yr | # | $/kW-yr |  | $/kW-yr | # | $/kW-yr |  | $/kW-yr | # | $/kW-yr |  | $/kW-yr | # | $/kW-yr |  | $/kW-yr | # | $/kW-yr |  | $/kW-yr | # | $/kW-yr |  | $/kW-yr | # | $/kW-yr |  | $/kW-yr | # | $/kW-yr |  | $/kW-yr | # | $/kW-yr
| (b) | (d) | (h) |  |  | (b) | (d) | (h) |  | (b) | (d) | (h) |  | (b) | (d) | (h) |  | (b) | (d) | (h) |  | (b) | (d) | (h) |  | (b) | (d) | (h) |  | (b) | (d) | (h) |  | (b) | (d) | (h) |  | (b) | (d) | (h) |  | (b) | (d) | (h) |  | (b) | (d) | (h)
Aeolus_Wyoming - to - Utah S, Expansion |  |  |  |  | Goshen - to - Utah N, Expansion |  |  |  | Yakima- to - Southern Oregon/California, Expansion |  |  |  | Utah N, Transmission Integration |  |  |  | Yakima, Transmission Integration |  |  |  | Utah S, Transmission Integration-2023 |  |  |  | Utah S, Transmission Integration-2030 |  |  |  | Southern Oregon/California, Transmission Integration |  |  |  | Willamette Valley, Transmission Integration |  |  |  | Wyoming SW, Transmission Integration |  |  |  | Bridger - to - Bridger West, Recovered Transmission 2029 |  |  |  | Bridger - to - Bridger West, Recovered Transmission 2024
2023 | 0 | 12 | 0 |  | 2023 | 0 | 12 | 0 | 2023 | 0 | 12 | 0 | 2023 | 0 | 12 | 0 | 2023 | 0 | 12 | 0 | 2023 | 1.468 | 12 | 1.468 | 2023 | 0 | 12 | 0 | 2023 | 0 | 12 | 0 | 2023 | 0 | 12 | 0 | 2023 | 0 | 12 | 0 | 2023 | 0 | 12 | 0 | 2023 | 0 | 12 | 0
2024 | 47.8703 | 12 | 47.8703 |  | 2024 | 0 | 12 | 0 | 2024 | 0 | 12 | 0 | 2024 | 2.5818 | 12 | 2.5818 | 2024 | 0.39132 | 12 | 0.39132 | 2024 | 1.5 | 12 | 1.5 | 2024 | 0 | 12 | 0 | 2024 | 0 | 12 | 0 | 2024 | 0 | 12 | 0 | 2024 | 0 | 12 | 0 | 2024 | 0 | 12 | 0 | 2024 | 0 | 12 | 0
2025 | 48.97 | 12 | 48.97 |  | 2025 | 0 | 12 | 0 | 2025 | 0 | 12 | 0 | 2025 | 2.64 | 12 | 2.64 | 2025 | 0.4 | 12 | 0.4 | 2025 | 1.53 | 12 | 1.53 | 2025 | 0 | 12 | 0 | 2025 | 0 | 12 | 0 | 2025 | 0 | 12 | 0 | 2025 | 0 | 12 | 0 | 2025 | 0 | 12 | 0 | 2025 | 0 | 12 | 0
2026 | 50.1 | 12 | 50.1 |  | 2026 | 0 | 12 | 0 | 2026 | 0 | 12 | 0 | 2026 | 2.7 | 12 | 2.7 | 2026 | 0.41 | 12 | 0.41 | 2026 | 1.57 | 12 | 1.57 | 2026 | 0 | 12 | 0 | 2026 | 0 | 12 | 0 | 2026 | 0 | 12 | 0 | 2026 | 0 | 12 | 0 | 2026 | 0 | 12 | 0 | 2026 | 0 | 12 | 0
2027 | 51.25 | 12 | 51.25 |  | 2027 | 0 | 12 | 0 | 2027 | 0 | 12 | 0 | 2027 | 2.76 | 12 | 2.76 | 2027 | 0.42 | 12 | 0.42 | 2027 | 1.61 | 12 | 1.61 | 2027 | 0 | 12 | 0 | 2027 | 0 | 12 | 0 | 2027 | 0 | 12 | 0 | 2027 | 0 | 12 | 0 | 2027 | 0 | 12 | 0 | 2027 | 0 | 12 | 0
2028 | 52.43 | 12 | 52.43 |  | 2028 | 0 | 12 | 0 | 2028 | 0 | 12 | 0 | 2028 | 2.82 | 12 | 2.82 | 2028 | 0.43 | 12 | 0.43 | 2028 | 1.65 | 12 | 1.65 | 2028 | 0 | 12 | 0 | 2028 | 0 | 12 | 0 | 2028 | 0 | 12 | 0 | 2028 | 0 | 12 | 0 | 2028 | 0 | 12 | 0 | 2028 | 0 | 12 | 0
2029 | 53.64 | 12 | 53.64 |  | 2029 | 0 | 12 | 0 | 2029 | 0 | 12 | 0 | 2029 | 2.88 | 12 | 2.88 | 2029 | 0.44 | 12 | 0.44 | 2029 | 1.69 | 12 | 1.69 | 2029 | 0 | 12 | 0 | 2029 | 0 | 12 | 0 | 2029 | 0 | 12 | 0 | 2029 | 0 | 12 | 0 | 2029 | 0 | 12 | 0 | 2029 | 0 | 12 | 0
2030 | 54.82 | 12 | 54.82 |  | 2030 | 12.0973 | 12 | 12.0973 | 2030 | 0 | 12 | 0 | 2030 | 2.94 | 12 | 2.94 | 2030 | 0.45 | 12 | 0.45 | 2030 | 1.73 | 12 | 1.73 | 2030 | 21.5773 | 12 | 21.5773 | 2030 | 0 | 12 | 0 | 2030 | 0 | 12 | 0 | 2030 | 0 | 12 | 0 | 2030 | 0 | 12 | 0 | 2030 | 0 | 12 | 0
2031 | 56.03 | 12 | 56.03 |  | 2031 | 12.36 | 12 | 12.36 | 2031 | 0 | 12 | 0 | 2031 | 3 | 12 | 3 | 2031 | 0.46 | 12 | 0.46 | 2031 | 1.77 | 12 | 1.77 | 2031 | 22.05 | 12 | 22.05 | 2031 | 0 | 12 | 0 | 2031 | 0 | 12 | 0 | 2031 | 0 | 12 | 0 | 2031 | 0 | 12 | 0 | 2031 | 0 | 12 | 0
2032 | 57.26 | 12 | 57.26 |  | 2032 | 12.63 | 12 | 12.63 | 2032 | 0 | 12 | 0 | 2032 | 3.07 | 12 | 3.07 | 2032 | 0.47 | 12 | 0.47 | 2032 | 1.81 | 12 | 1.81 | 2032 | 22.54 | 12 | 22.54 | 2032 | 0 | 12 | 0 | 2032 | 0 | 12 | 0 | 2032 | 0 | 12 | 0 | 2032 | 0 | 12 | 0 | 2032 | 0 | 12 | 0
2033 | 58.46 | 12 | 58.46 |  | 2033 | 12.9 | 12 | 12.9 | 2033 | 0 | 12 | 0 | 2033 | 3.13 | 12 | 3.13 | 2033 | 0.48 | 12 | 0.48 | 2033 | 1.85 | 12 | 1.85 | 2033 | 23.01 | 12 | 23.01 | 2033 | 11.2611 | 12 | 11.2611 | 2033 | 0 | 12 | 0 | 2033 | 0 | 12 | 0 | 2033 | 0 | 12 | 0 | 2033 | 0 | 12 | 0
2034 | 59.69 | 12 | 59.69 |  | 2034 | 13.17 | 12 | 13.17 | 2034 | 0 | 12 | 0 | 2034 | 3.2 | 12 | 3.2 | 2034 | 0.49 | 12 | 0.49 | 2034 | 1.89 | 12 | 1.89 | 2034 | 23.49 | 12 | 23.49 | 2034 | 11.5 | 12 | 11.5 | 2034 | 0 | 12 | 0 | 2034 | 0 | 12 | 0 | 2034 | 0 | 12 | 0 | 2034 | 0 | 12 | 0
2035 | 60.94 | 12 | 60.94 |  | 2035 | 13.45 | 12 | 13.45 | 2035 | 0 | 12 | 0 | 2035 | 3.27 | 12 | 3.27 | 2035 | 0.5 | 12 | 0.5 | 2035 | 1.93 | 12 | 1.93 | 2035 | 23.98 | 12 | 23.98 | 2035 | 11.74 | 12 | 11.74 | 2035 | 0 | 12 | 0 | 2035 | 0 | 12 | 0 | 2035 | 0 | 12 | 0 | 2035 | 0 | 12 | 0
2036 | 62.22 | 12 | 62.22 |  | 2036 | 13.73 | 12 | 13.73 | 2036 | 31.0929 | 12 | 31.0929 | 2036 | 3.34 | 12 | 3.34 | 2036 | 0.51 | 12 | 0.51 | 2036 | 1.97 | 12 | 1.97 | 2036 | 24.48 | 12 | 24.48 | 2036 | 11.99 | 12 | 11.99 | 2036 | 0 | 12 | 0 | 2036 | 0 | 12 | 0 | 2036 | 0 | 12 | 0 | 2036 | 0 | 12 | 0
2037 | 63.53 | 12 | 63.53 |  | 2037 | 14.02 | 12 | 14.02 | 2037 | 31.75 | 12 | 31.75 | 2037 | 3.41 | 12 | 3.41 | 2037 | 0.52 | 12 | 0.52 | 2037 | 2.01 | 12 | 2.01 | 2037 | 24.99 | 12 | 24.99 | 2037 | 12.24 | 12 | 12.24 | 2037 | 4.7728 | 12 | 4.7728 | 2037 | 5.4973 | 12 | 5.4973 | 2037 | 0 | 12 | 0 | 2037 | 0 | 12 | 0
2038 | 64.86 | 12 | 64.86 |  | 2038 | 14.31 | 12 | 14.31 | 2038 | 32.42 | 12 | 32.42 | 2038 | 3.48 | 12 | 3.48 | 2038 | 0.53 | 12 | 0.53 | 2038 | 2.05 | 12 | 2.05 | 2038 | 25.51 | 12 | 25.51 | 2038 | 12.5 | 12 | 12.5 | 2038 | 4.87 | 12 | 4.87 | 2038 | 5.61 | 12 | 5.61 | 2038 | 0 | 12 | 0 | 2038 | 0 | 12 | 0
2039 | 66.22 | 12 | 66.22 |  | 2039 | 14.61 | 12 | 14.61 | 2039 | 33.1 | 12 | 33.1 | 2039 | 3.55 | 12 | 3.55 | 2039 | 0.54 | 12 | 0.54 | 2039 | 2.09 | 12 | 2.09 | 2039 | 26.05 | 12 | 26.05 | 2039 | 12.76 | 12 | 12.76 | 2039 | 4.97 | 12 | 4.97 | 2039 | 5.73 | 12 | 5.73 | 2039 | 0 | 12 | 0 | 2039 | 0 | 12 | 0
2040 | 67.61 | 12 | 67.61 |  | 2040 | 14.92 | 12 | 14.92 | 2040 | 33.8 | 12 | 33.8 | 2040 | 3.62 | 12 | 3.62 | 2040 | 0.55 | 12 | 0.55 | 2040 | 2.13 | 12 | 2.13 | 2040 | 26.6 | 12 | 26.6 | 2040 | 13.03 | 12 | 13.03 | 2040 | 5.07 | 12 | 5.07 | 2040 | 5.85 | 12 | 5.85 | 2040 | 0 | 12 | 0 | 2040 | 0 | 12 | 0
2041 | 69.03 | 12 | 69.03 |  | 2041 | 15.23 | 12 | 15.23 | 2041 | 34.51 | 12 | 34.51 | 2041 | 3.7 | 12 | 3.7 | 2041 | 0.56 | 12 | 0.56 | 2041 | 2.17 | 12 | 2.17 | 2041 | 27.16 | 12 | 27.16 | 2041 | 13.3 | 12 | 13.3 | 2041 | 5.18 | 12 | 5.18 | 2041 | 5.97 | 12 | 5.97 | 2041 | 0 | 12 | 0 | 2041 | 0 | 12 | 0
2042 | 70.48 | 12 | 70.48 |  | 2042 | 15.55 | 12 | 15.55 | 2042 | 35.23 | 12 | 35.23 | 2042 | 3.78 | 12 | 3.78 | 2042 | 0.57 | 12 | 0.57 | 2042 | 2.22 | 12 | 2.22 | 2042 | 27.73 | 12 | 27.73 | 2042 | 13.58 | 12 | 13.58 | 2042 | 5.29 | 12 | 5.29 | 2042 | 6.1 | 12 | 6.1 | 2042 | 0 | 12 | 0 | 2042 | 0 | 12 | 0
2043 | 71.96 | 12 | 71.96 |  | 2043 | 15.88 | 12 | 15.88 | 2043 | 35.97 | 12 | 35.97 | 2043 | 3.86 | 12 | 3.86 | 2043 | 0.58 | 12 | 0.58 | 2043 | 2.27 | 12 | 2.27 | 2043 | 28.31 | 12 | 28.31 | 2043 | 13.87 | 12 | 13.87 | 2043 | 5.4 | 12 | 5.4 | 2043 | 6.23 | 12 | 6.23 | 2043 | 0 | 12 | 0 | 2043 | 0 | 12 | 0
2044 | 73.54 | 12 | 73.54 |  | 2044 | 16.23 | 12 | 16.23 | 2044 | 36.76 | 12 | 36.76 | 2044 | 3.94 | 12 | 3.94 | 2044 | 0.59 | 12 | 0.59 | 2044 | 2.32 | 12 | 2.32 | 2044 | 28.93 | 12 | 28.93 | 2044 | 14.18 | 12 | 14.18 | 2044 | 5.52 | 12 | 5.52 | 2044 | 6.37 | 12 | 6.37 | 2044 | 0 | 12 | 0 | 2044 | 0 | 12 | 0
2045 | 75.16 | 12 | 75.16 |  | 2045 | 16.59 | 12 | 16.59 | 2045 | 37.57 | 12 | 37.57 | 2045 | 4.03 | 12 | 4.03 | 2045 | 0.6 | 12 | 0.6 | 2045 | 2.37 | 12 | 2.37 | 2045 | 29.57 | 12 | 29.57 | 2045 | 14.49 | 12 | 14.49 | 2045 | 5.64 | 12 | 5.64 | 2045 | 6.51 | 12 | 6.51 | 2045 | 0 | 12 | 0 | 2045 | 0 | 12 | 0
| COD | 2024 |  |  |  | COD | 2030 |  |  | COD | 2036 |  |  | COD | 2024 |  |  | COD | 2024 |  |  | COD | 2023 |  |  | COD | 2030 |  |  | COD | 2033 |  |  | COD | 2037 |  |  | COD | 2037 |  |  | COD | 2029 |  |  | COD | 2024
| Transfer Capacity (MW) | 1920 |  |  |  | Transfer Capacity (MW) | 1100 |  |  | Transfer Capacity (MW) | 430 |  |  | Transfer Capacity (MW) | 600 |  |  | Transfer Capacity (MW) | 405 |  |  | Transfer Capacity (MW) | 300 |  |  | Transfer Capacity (MW) | 500 |  |  | Transfer Capacity (MW) | 475 |  |  | Transfer Capacity (MW) | 442.8 |  |  | Transfer Capacity (MW) | 369.8 |  |  | Transfer Capacity (MW) | 359.4 |  |  | Transfer Capacity (MW) | 354
| Capital Cost (Mil $) | 1542.049 |  |  |  | Capital Cost (Mil $) | 223.26 |  |  | Capital Cost (Mil $) | 224.316 |  |  | Capital Cost (Mil $) | 25.99 |  |  | Capital Cost (Mil $) | 2.659 |  |  | Capital Cost (Mil $) | 7.389 |  |  | Capital Cost (Mil $) | 181.008 |  |  | Capital Cost (Mil $) | 89.744 |  |  | Capital Cost (Mil $) | 35.458 |  |  | Capital Cost (Mil $) | 34.107 |  |  | Capital Cost (Mil $) | 0 |  |  | Capital Cost (Mil $) | 0
| CRF 1st Year Real | 5.96% |  |  |  | CRF 1st Year Real | 5.96% |  |  | CRF 1st Year Real | 5.96% |  |  | CRF 1st Year Real | 5.96% |  |  | CRF 1st Year Real | 5.96% |  |  | CRF 1st Year Real | 5.96% |  |  | CRF 1st Year Real | 5.96% |  |  | CRF 1st Year Real | 5.96% |  |  | CRF 1st Year Real | 5.96% |  |  | CRF 1st Year Real | 5.96% |  |  | CRF 1st Year Real | 5.96% |  |  | CRF 1st Year Real | 5.96%
Retail Revenue Requirement ($/kW-year, 2024$) |  | 47.8703 |  |  | Retail Revenue Requirement ($/kW-year, 2030$) |  | 12.0973 |  | Retail Revenue Requirement ($/kW-year, 2036$) |  | 31.0929 |  | Retail Revenue Requirement ($/kW-year, 2024$) |  | 2.5818 |  | Retail Revenue Requirement ($/kW-year, 2024$) |  | 0.39132 |  | Retail Revenue Requirement ($/kW-year, 2023$) |  | 1.468 |  | Retail Revenue Requirement ($/kW-year, 2030$) |  | 21.5773 |  | Retail Revenue Requirement ($/kW-year, 2033$) |  | 11.2611 |  | Retail Revenue Requirement ($/kW-year, 2037$) |  | 4.7728 |  | Retail Revenue Requirement ($/kW-year, 2037$) |  | 5.4973 |  | Retail Revenue Requirement ($/kW-year, 2029$) |  | 0 |  | Retail Revenue Requirement ($/kW-year, 2024$) |  | 0
Company Official Inflation Forecast Dated March 31, 2020
| 2019 | 1.8% |  | 2028 | 2.3% |  | 2037 | 2.1%
| 2020 | 1.9% |  | 2029 | 2.3% |  | 2038 | 2.1%
| 2021 | 2% |  | 2030 | 2.2% |  | 2039 | 2.1%
| 2022 | 2.5% |  | 2031 | 2.2% |  | 2040 | 2.1%
| 2023 | 2.5% |  | 2032 | 2.2% |  | 2041 | 2.1%
| 2024 | 2.4% |  | 2033 | 2.1% |  | 2042 | 2.1%
| 2025 | 2.3% |  | 2034 | 2.1% |  | 2043 | 2.1%
| 2026 | 2.3% |  | 2035 | 2.1% |  | 2044 | 2.2%
| 2027 | 2.3% |  | 2036 | 2.1% |  | 2045 | 2.2%

## Table 3 UT CP Wind_2023 (hidden)
Table 3
2019 IRP Utah Wind Resource
30% Capacity Factor
Year | Estimated Capital Cost | Fixed Capital Cost at Real Levelized Rate | Fixed O&M | Network Upgrade | Fixed Costs | PTC & Variable O&M | Total Resource Cost | Total Resource Costs | Total Fixed Cost
| $/kW | $/kW-yr | $/kW-yr | $/kW-yr | $/MWh | $/MWh | $/MWh | $/kW-yr | $/kW-yr
| (a) | (b) | (c) | (d) | (e) | (f) | (g) | (h) | (i)
2019 IRP Utah Wind Resource - 30% Capacity Factor
2016
2017
2018 | [5 empty] | 0 |  |  | 0
2019 | [5 empty] | 0 |  |  | 0
2020 | [5 empty] | 0 |  |  | 0
2021 | [5 empty] | 0 |  |  | 0
2022 | [5 empty] | 0 |  |  | 0
2023 | 1265.6232 | 87.3108 | 32.3333 | 1.468 | 46.8664 | -21.48 | 25.3864 | 65.6 | 121.1121
2024 |  | 89.41 | 33.0725 | 1.5 | 47.9771 | -21.48 | 26.4971 | 68.47 | 123.9825
2025 |  | 91.47 | 33.8261 | 1.53 | 49.0775 | -22.278 | 26.7995 | 69.26 | 126.8261
2026 |  | 93.57 | 34.5942 | 1.57 | 50.2028 | -22.278 | 27.9248 | 72.16 | 129.7342
2027 |  | 95.72 | 35.3768 | 1.61 | 51.3532 | -23.07 | 28.2832 | 73.09 | 132.7068
2028 |  | 97.92 | 36.1884 | 1.65 | 52.534 | -23.07 | 29.464 | 76.14 | 135.7584
2029 |  | 100.17 | 37.0145 | 1.69 | 53.7398 | -23.868 | 29.8718 | 77.19 | 138.8745
2030 |  | 102.37 | 37.8551 | 1.73 | 54.9319 | -24.666 | 30.2659 | 78.21 | 141.9551
2031 |  | 104.62 | 38.7246 | 1.77 | 56.1546 | -24.666 | 31.4886 | 81.37 | 145.1146
2032 |  | 106.92 | 39.6087 | 1.81 | 57.4022 | -25.458 | 31.9442 | 82.55 | 148.3387
2033 |  | 109.17 | 40.5072 | 1.85 | 58.636 | 0 | 58.636 | 151.53 | 151.5272
2034 |  | 111.46 | 41.4348 | 1.89 | 59.8966 | 0 | 59.8966 | 154.78 | 154.7848
2035 |  | 113.8 | 42.3768 | 1.93 | 61.1821 | 0 | 61.1821 | 158.11 | 158.1068
2036 |  | 116.19 | 43.3478 | 1.97 | 62.4982 | 0 | 62.4982 | 161.51 | 161.5078
2037 |  | 118.63 | 44.3333 | 2.01 | 63.8392 | 0 | 63.8392 | 164.97 | 164.9733
2038 |  | 121.12 | 45.3478 | 2.05 | 65.2108 | 0 | 65.2108 | 168.52 | 168.5178
2039 |  | 123.66 | 46.3 | 2.09 | 66.5777 | 0 | 66.5777 | 172.05 | 172.05
2040 |  | 126.26 | 47.27 | 2.13 | 67.9746 | 0 | 67.9746 | 175.66 | 175.66
2041 |  | 128.91 | 48.26 | 2.17 | 69.3987 | 0 | 69.3987 | 179.34 | 179.34
2042 |  | 131.62 | 49.27 | 2.22 | 70.8575 | 0 | 70.8575 | 183.11 | 183.11
2043 |  | 134.38 | 50.3 | 2.27 | 72.3435 | 0 | 72.3435 | 186.95 | 186.95
Sources, Inputs and Assumptions
Source: | (c)(f) | Plant Costs - 2019 IRP Update - Table 6.1 & 6.2
| (a) | Plant capacity cost
| (b) | = (a) x 0.0689863805027125
| (e) | = ((b) + (c)) / (8.76 x 29.5%)
| (g) | = (e) + (f)
| (i) | Plant Costs - 2019 IRP Update - Table 6.1 & 6.2
2019 IRP Utah Wind Resource - 30% Capacity Factor
| Wind | Cost and Input Assumptions
[11 empty] | COD | 2023
2018 $ | 1301.4979 | Plant capacity cost | [10 empty] | H3.US1_WD_CPProposed Station Capital Costs
2018 $ | 28.8022 | Fixed O&M, plus on-going capital cost | [7 empty] | 69 | MW | H3.US1_WD_CP | H3.US1_WD_CPProposed Station Fixed Costs
Wheeling ($ MWh)
2018 $ | 0 | Variable O&M
|  | Tax Credit $/MWh |  |  |  |  | First Year real levelized |  |  |  |  | H3.US1_WD_CP2023
2023$ | 1.468 | Network Upgrade ($/kw-yr) |  | Utah S, Transmission Integration 2023
| 6.899% | Payment Factor
| 29.5% | Capacity Factor
Company Official Inflation Forecast Dated September 30, 2019
| 2017 | 2% |  | 2026 | 2.3% |  | 2035 | 2.1%
| 2018 | 2.4% |  | 2027 | 2.3% |  | 2036 | 2.1%
| 2019 | 1.8% |  | 2028 | 2.3% |  | 2037 | 2.1%
| 2020 | 1.9% |  | 2029 | 2.3% |  | 2038 | 2.1%
| 2021 | 2% |  | 2030 | 2.2% |  | 2039 | 2.1%
| 2022 | 2.5% |  | 2031 | 2.2% |  | 2040 | 2.1%
| 2023 | 2.5% |  | 2032 | 2.2% |  | 2041 | 2.1%
| 2024 | 2.4% |  | 2033 | 2.1% |  | 2042 | 2.1%
| 2025 | 2.3% |  | 2034 | 2.1% |  | 2043 | 2.1%

## Table 3 WYAE Wind_2024 (hidden)
Table 3
2019 IRP Wyoming Wind Resource
44% Capacity Factor
Year | Estimated Capital Cost | Fixed Capital Cost at Real Levelized Rate | Fixed O&M | Network Upgrade | Fixed Costs | Variable O&M | 40% PTC | Total Resource Cost | Total Resource Costs | Total Fixed Cost
| $/kW | $/kW-yr | $/kW-yr | $/kW-yr | $/MWh | $/MWh | $/MWh | $/MWh | $/kW-yr | $/kW-yr
| (a) | (b) | (c) | (d) | (e) | (f) | (g) | (h) | (i) | (i)
2019 IRP Wyoming Wind Resource - 44% Capacity Factor
2016
2017
2018 | [9 empty] | 0
2019 | [9 empty] | 0
2020 | [9 empty] | 0
2021 | [9 empty] | 0
2022 | [9 empty] | 0
2023 | [9 empty] | 0
2024 | 1252.8729 | 86.4312 | 32.9698 | 47.8703 | 43.7956 |  | -20.48 | 23.3156 | 89.05 | 167.2713
2025 |  | 88.42 | 33.7302 | 48.97 | 44.8034 |  | -20.95 | 23.8534 | 91.1 | 171.1202
2026 |  | 90.45 | 34.4901 | 50.1 | 45.8297 |  | -21.43 | 24.3997 | 93.19 | 175.0401
2027 |  | 92.53 | 35.2802 | 51.25 | 46.8823 | 1 | -21.92 | 25.9623 | 99.16 | 179.0602
2028 |  | 94.66 | 36.0901 | 52.43 | 47.9609 | 1 | -22.42 | 26.5409 | 101.37 | 183.1801
2029 |  | 96.84 | 36.9099 | 53.64 | 49.0632 | 1 | -22.94 | 27.1232 | 103.59 | 187.3899
2030 |  | 98.97 | 37.75 | 54.82 | 50.1498 | 1 | -23.44 | 27.7098 | 105.83 | 191.54
2031 |  | 101.15 | 38.6099 | 56.03 | 51.2625 | 1 | -23.96 | 28.3025 | 108.1 | 195.7899
2032 |  | 103.38 | 39.4901 | 57.26 | 52.3989 | 1 | -24.49 | 28.9089 | 110.41 | 200.1301
2033 |  | 105.55 | 40.3901 | 58.46 | 53.5168 | 1 | -25 | 29.5168 | 112.74 | 204.4001
2034 |  | 107.77 | 41.3099 | 59.69 | 54.661 | 1 |  | 55.661 | 212.59 | 208.7699
2035 |  | 110.03 | 42.25 | 60.94 | 55.8261 | 1 |  | 56.8261 | 217.04 | 213.22
2036 |  | 112.34 | 43.2198 | 62.22 | 57.02 | 1 |  | 58.02 | 221.6 | 217.7798
2037 |  | 114.7 | 44.2 | 63.53 | 58.2375 | 1 |  | 59.2375 | 226.25 | 222.43
2038 |  | 117.11 | 45.2099 | 64.86 | 59.4811 | 1 |  | 60.4811 | 231 | 227.1799
2039 |  | 119.57 | 46.16 | 66.22 | 60.7301 | 1 |  | 61.7301 | 235.77 | 231.95
2040 |  | 122.08 | 47.13 | 67.61 | 62.0052 | 1 |  | 63.0052 | 240.64 | 236.82
2041 |  | 124.64 | 48.12 | 69.03 | 63.3064 | 1 |  | 64.3064 | 245.61 | 241.79
2042 |  | 127.26 | 49.13 | 70.48 | 64.6365 | 1 |  | 65.6365 | 250.69 | 246.87
2043 |  | 129.93 | 50.16 | 71.96 | 65.9927 | 1 |  | 66.9927 | 255.87 | 252.05
Sources, Inputs and Assumptions
Source: | (c)(f) | Plant Costs - 2019 IRP Update - Table 6.1 & 6.2
| (a) | Plant capacity cost
| (b) | = (a) x 0.0689863805027125
| (e) | = ((b) + (c)) / (8.76 x 43.6%)
| (h) | = (e) + (f) + (g)
| (i) | Plant Costs - 2019 IRP Update - Table 6.1 & 6.2
2019 IRP Wyoming Wind Resource - 44% Capacity Factor
| Wind | Cost and Input Assumptions
[12 empty] | COD | 2024
2018 $ | 1301.4979 | Plant capacity cost | [8 empty] | 1920 | MW | H4.AE1_WD | H4.AE1_WDProposed Station Capital Costs
2018 $ | 28.8022 | Fixed O&M, plus on-going capital cost | [11 empty] | H4.AE1_WDProposed Station Fixed Costs
|  | Wheeling ($ MWh) | [10 empty] | H4.AE1_WD2024 | H4.AE1_WDProposed Station Variable O&M Costs
2018 $ | 0.65 | Variable O&M |  | WY wind Tax
| -6.2214 | Tax Credit $/MWh | [5 empty] | First Year real levelized
2024$ | 47.8703 | Network Upgrade ($/kw-yr) |  | Aeolus_Wyoming - to - Utah S, Expansion
| 6.899% | Payment Factor
| 43.6% | Capacity Factor
Company Official Inflation Forecast Dated March 31, 2020
| 2017 | 2% |  | 2026 | 2.3% |  | 2035 | 2.1%
| 2018 | 2.4% |  | 2027 | 2.3% |  | 2036 | 2.1%
| 2019 | 1.8% |  | 2028 | 2.3% |  | 2037 | 2.1%
| 2020 | 1.9% |  | 2029 | 2.3% |  | 2038 | 2.1%
| 2021 | 2% |  | 2030 | 2.2% |  | 2039 | 2.1%
| 2022 | 2.5% |  | 2031 | 2.2% |  | 2040 | 2.1%
| 2023 | 2.5% |  | 2032 | 2.2% |  | 2041 | 2.1%
| 2024 | 2.4% |  | 2033 | 2.1% |  | 2042 | 2.1%
| 2025 | 2.3% |  | 2034 | 2.1% |  | 2043 | 2.1%

## Table 3 PV wS UTS_2024 (hidden)
Table 3
2019 IRP Utah South Solar with Storage
33% Capacity Factor
Year | Estimated Capital Cost | Fixed Capital Cost at Real Levelized Rate | Fixed O&M | Network Upgrade | Fixed Costs | Variable O&M | Total Resource Cost | Total Resource Costs | Total Fixed Cost
| $/kW | $/kW-yr | $/kW-yr | $/kW-yr | $/MWh | $/MWh | $/MWh | $/kW-yr | $/kW-yr
| (a) | (b) | (c) | (d) | (e) | (f) | (g) | (h) | (i)
2019 IRP Utah South Solar with Storage - 33% Capacity Factor
2016
2017
2018 |  |  | 24.5706 |  |  | 0 |  |  | 24.5706
2019 |  |  | 25.01 |  |  | 0 |  |  | 25.01
2020 |  |  | 25.49 |  |  | 0 |  |  | 25.49
2021 |  |  | 26 |  |  | 0 |  |  | 26
2022 |  |  | 26.65 |  |  | 0 |  |  | 26.65
2023 |  |  | 27.32 |  |  | 0 |  |  | 27.32
2024 | 1230.0217 | 62.5466 | 27.98 | 1.5033 | 32.3252 | 0 | 32.3252 | 92.03 | 92.0299
2025 |  | 63.99 | 28.62 | 1.54 | 33.0699 | 0 | 33.0699 | 94.15 | 94.15
2026 |  | 65.46 | 29.28 | 1.58 | 33.8321 | 0 | 33.8321 | 96.32 | 96.32
2027 |  | 66.97 | 29.95 | 1.62 | 34.6119 | 0 | 34.6119 | 98.54 | 98.54
2028 |  | 68.51 | 30.64 | 1.66 | 35.4092 | 0 | 35.4092 | 100.81 | 100.81
2029 |  | 70.09 | 31.34 | 1.7 | 36.2241 | 0 | 36.2241 | 103.13 | 103.13
2030 |  | 71.63 | 32.03 | 1.74 | 37.0214 | 0 | 37.0214 | 105.4 | 105.4
2031 |  | 73.21 | 32.73 | 1.78 | 37.8363 | 0 | 37.8363 | 107.72 | 107.72
2032 |  | 74.82 | 33.45 | 1.82 | 38.6688 | 0 | 38.6688 | 110.09 | 110.09
2033 |  | 76.39 | 34.15 | 1.86 | 39.4802 | 0 | 39.4802 | 112.4 | 112.4
2034 |  | 77.99 | 34.87 | 1.9 | 40.3091 | 0 | 40.3091 | 114.76 | 114.76
2035 |  | 79.63 | 35.6 | 1.94 | 41.1556 | 0 | 41.1556 | 117.17 | 117.17
2036 |  | 81.3 | 36.35 | 1.98 | 42.0197 | 0 | 42.0197 | 119.63 | 119.63
2037 |  | 83.01 | 37.11 | 2.02 | 42.9013 | 0 | 42.9013 | 122.14 | 122.14
2038 |  | 84.75 | 37.89 | 2.06 | 43.8005 | 0 | 43.8005 | 124.7 | 124.7
2039 |  | 86.53 | 38.69 | 2.1 | 44.7208 | 0 | 44.7208 | 127.32 | 127.32
2040 |  | 88.35 | 39.5 | 2.14 | 45.6586 | 0 | 45.6586 | 129.99 | 129.99
2041 |  | 90.21 | 40.33 | 2.18 | 46.6175 | 0 | 46.6175 | 132.72 | 132.72
2042 |  | 92.1 | 41.18 | 2.23 | 47.5975 | 0 | 47.5975 | 135.51 | 135.51
2043 |  | 94.03 | 42.04 | 2.28 | 48.595 | 0 | 48.595 | 138.35 | 138.35
Sources, Inputs and Assumptions
Source: | (c)(f) | Plant Costs - 2019 IRP Update - Table 6.1 & 6.2
| (a) | Plant capacity cost
| (b) | = (a) x 0.05085
| (d) | = ((b) + (c)) / (8.76 x 32.5%)
| (g) | = (e) + (f)
| (h) | Plant Costs - 2019 IRP Update - Table 6.1 & 6.2
2019 IRP Utah South Solar with Storage - 33% Capacity Factor
| Wind | Cost and Input Assumptions
[11 empty] | COD | 2024
2018 $ | 1611.5125 | Plant capacity cost | [7 empty] | 230.8 | MW | L1.US1_PVS | L1.US1_PV | L1.US1_PVSProposed Station Capital Costs
2018 $ | 24.5706 | Fixed O&M, plus on-going capital cost | [11 empty] | L1.US1_PVSProposed Station Fixed Costs
|  | Wheeling ($ MWh) | [9 empty] | L1.US1_PVS2024 |  | L1.US1_PVSProposed Station Variable O&M Costs
2018 $ | 0 | Variable O&M | [9 empty] | Photovoltaic (Utility) 30% ITC
|  | Tax Credit $/MWh |  |  |  |  | First Year real levelized
2023$ | 1.468 | Network Upgrade ($/kw-yr) |  | Utah S, Transmission Integration 2023
| 5.085% | Payment Factor | includes 30% ITC
| 32.5% | Capacity Factor
Company Official Inflation Forecast Dated March 31, 2020
| 2017 | 2% |  | 2026 | 2.3% |  | 2035 | 2.1%
| 2018 | 2.4% |  | 2027 | 2.3% |  | 2036 | 2.1%
| 2019 | 1.8% |  | 2028 | 2.3% |  | 2037 | 2.1%
| 2020 | 1.9% |  | 2029 | 2.3% |  | 2038 | 2.1%
| 2021 | 2% |  | 2030 | 2.2% |  | 2039 | 2.1%
| 2022 | 2.5% |  | 2031 | 2.2% |  | 2040 | 2.1%
| 2023 | 2.5% |  | 2032 | 2.2% |  | 2041 | 2.1%
| 2024 | 2.4% |  | 2033 | 2.1% |  | 2042 | 2.1%
| 2025 | 2.3% |  | 2034 | 2.1% |  | 2043 | 2.1%

## Table 3 PV wS UTS_2030 (hidden)
Table 3
2019 IRP Utah South Solar with Storage
33% Capacity Factor
Year | Estimated Capital Cost | Fixed Capital Cost at Real Levelized Rate | Fixed O&M | Network Upgrade | Fixed Costs | Variable O&M | Total Resource Cost | Total Resource Costs | Total Fixed Cost
| $/kW | $/kW-yr | $/kW-yr | $/kW-yr | $/MWh | $/MWh | $/MWh | $/kW-yr | $/kW-yr
| (a) | (b) | (c) | (d) | (e) | (f) | (g) | (h) | (i)
2019 IRP Utah South Solar with Storage - 33% Capacity Factor
2018 |  |  | 24.5706 |  |  | 0 |  |  | 24.5706
2019 |  |  | 25.01 |  |  | 0 |  |  | 25.01
2020 |  |  | 25.49 |  |  | 0 |  |  | 25.49
2021 |  |  | 26 |  |  | 0 |  |  | 26
2022 |  |  | 26.65 |  |  | 0 |  |  | 26.65
2023 |  |  | 27.32 |  |  | 0 |  |  | 27.32
2024 |  |  | 27.98 |  |  | 0 |  |  | 27.98
2025 |  |  | 28.62 |  |  | 0 |  |  | 28.62
2026 |  |  | 29.28 |  |  | 0 |  |  | 29.28
2027 |  |  | 29.95 |  |  | 0 |  |  | 29.95
2028 |  |  | 30.64 |  |  | 0 |  |  | 30.64
2029 |  |  | 31.34 |  |  | 0 |  |  | 31.34
2030 | 1208.8 | 81.594 | 32.03 | 21.5773 | 47.489 | 0 | 47.489 | 135.2 | 135.2013
2031 |  | 83.39 | 32.73 | 22.05 | 48.5318 | 0 | 48.5318 | 138.17 | 138.17
2032 |  | 85.22 | 33.45 | 22.54 | 49.5996 | 0 | 49.5996 | 141.21 | 141.21
2033 |  | 87.01 | 34.15 | 23.01 | 50.6393 | 0 | 50.6393 | 144.17 | 144.17
2034 |  | 88.84 | 34.87 | 23.49 | 51.7035 | 0 | 51.7035 | 147.2 | 147.2
2035 |  | 90.71 | 35.6 | 23.98 | 52.7889 | 0 | 52.7889 | 150.29 | 150.29
2036 |  | 92.61 | 36.35 | 24.48 | 53.8953 | 0 | 53.8953 | 153.44 | 153.44
2037 |  | 94.55 | 37.11 | 24.99 | 55.0228 | 0 | 55.0228 | 156.65 | 156.65
2038 |  | 96.54 | 37.89 | 25.51 | 56.1784 | 0 | 56.1784 | 159.94 | 159.94
2039 |  | 98.57 | 38.69 | 26.05 | 57.3621 | 0 | 57.3621 | 163.31 | 163.31
2040 |  | 100.64 | 39.5 | 26.6 | 58.5669 | 0 | 58.5669 | 166.74 | 166.74
2041 |  | 102.75 | 40.33 | 27.16 | 59.7963 | 0 | 59.7963 | 170.24 | 170.24
2042 |  | 104.91 | 41.18 | 27.73 | 61.0537 | 0 | 61.0537 | 173.82 | 173.82
2043 |  | 107.11 | 42.04 | 28.31 | 62.3323 | 0 | 62.3323 | 177.46 | 177.46
Sources, Inputs and Assumptions
Source: | (c)(f) | Plant Costs - 2019 IRP Update - Table 6.1 & 6.2
| (a) | Plant capacity cost
| (b) | = (a) x 0.0675
| (e) | = ((b) + (c)) / (8.76 x 32.5%)
| (g) | = (e) + (f)
| (i) | Plant Costs - 2019 IRP Update - Table 6.1 & 6.2
2019 IRP Utah South Solar with Storage - 33% Capacity Factor
| Wind | Cost and Input Assumptions
[11 empty] | COD | 2030
2018 $ | 1611.5125 | Plant capacity cost | [7 empty] | 500 | MW | L_.US4_PVS | H_.US4_PVS | L_.US4_PVSProposed Station Capital Costs
2018 $ | 24.5706 | Fixed O&M, plus on-going capital cost | [11 empty] | L_.US4_PVSProposed Station Fixed Costs
|  | Wheeling ($ MWh) | [9 empty] | L_.US4_PVS2030 |  | L_.US4_PVSProposed Station Variable O&M Costs
2018 $ | 0 | Variable O&M | [9 empty] | Photovoltaic (Utility) 30% ITC
|  | Tax Credit $/MWh |  |  |  |  | First Year real levelized
2030$ | 21.5773 | Network Upgrade ($/kw-yr) |  | Utah S, Transmission Integration 2030
| 6.75% | Payment Factor | includes 30% ITC
| 32.5% | Capacity Factor
Company Official Inflation Forecast Dated March 31, 2020
| 2017 | 2% |  | 2026 | 2.3% |  | 2035 | 2.1%
| 2018 | 2.4% |  | 2027 | 2.3% |  | 2036 | 2.1%
| 2019 | 1.8% |  | 2028 | 2.3% |  | 2037 | 2.1%
| 2020 | 1.9% |  | 2029 | 2.3% |  | 2038 | 2.1%
| 2021 | 2% |  | 2030 | 2.2% |  | 2039 | 2.1%
| 2022 | 2.5% |  | 2031 | 2.2% |  | 2040 | 2.1%
| 2023 | 2.5% |  | 2032 | 2.2% |  | 2041 | 2.1%
| 2024 | 2.4% |  | 2033 | 2.1% |  | 2042 | 2.1%
| 2025 | 2.3% |  | 2034 | 2.1% |  | 2043 | 2.1%

## Table 3 PV wS JB_2024 (hidden)
Table 3
2019 IRP Jim Bridger Solar with Storage
30% Capacity Factor
Year | Estimated Capital Cost | Fixed Capital Cost at Real Levelized Rate | Fixed O&M | Network Upgrade | Fixed Costs | Variable O&M | Total Resource Cost | Total Resource Costs | Total Fixed Cost
| $/kW | $/kW-yr | $/kW-yr | $/kW-yr | $/MWh | $/MWh | $/MWh | $/kW-yr | $/kW-yr
| (a) | (b) | (c) | (d) | (e) | (f) | (g) | (h) | (i)
2019 IRP Jim Bridger Solar with Storage - 30% Capacity Factor
2016
2017
2018 |  |  | 24.5706 |  |  | 0 |  |  | 24.5706
2019 |  |  | 25.01 |  |  | 0 |  |  | 25.01
2020 |  |  | 25.49 |  |  | 0 |  |  | 25.49
2021 |  |  | 26 |  |  | 0 |  |  | 26
2022 |  |  | 26.65 |  |  | 0 |  |  | 26.65
2023 |  |  | 27.32 |  |  | 0 |  |  | 27.32
2024 | 1227.9633 | 62.4419 | 27.98 | 0 | 34.2928 | 0 | 34.2928 | 90.42 | 90.4219
2025 |  | 63.88 | 28.62 | 0 | 35.0809 | 0 | 35.0809 | 92.5 | 92.5
2026 |  | 65.35 | 29.28 | 0 | 35.8887 | 0 | 35.8887 | 94.63 | 94.63
2027 |  | 66.85 | 29.95 | 0 | 36.7117 | 0 | 36.7117 | 96.8 | 96.8
2028 |  | 68.39 | 30.64 | 0 | 37.5575 | 0 | 37.5575 | 99.03 | 99.03
2029 |  | 69.96 | 31.34 | 0 | 38.4184 | 0 | 38.4184 | 101.3 | 101.3
2030 |  | 71.5 | 32.03 | 0 | 39.2641 | 0 | 39.2641 | 103.53 | 103.53
2031 |  | 73.07 | 32.73 | 0 | 40.125 | 0 | 40.125 | 105.8 | 105.8
2032 |  | 74.68 | 33.45 | 0 | 41.0087 | 0 | 41.0087 | 108.13 | 108.13
2033 |  | 76.25 | 34.15 | 0 | 41.8696 | 0 | 41.8696 | 110.4 | 110.4
2034 |  | 77.85 | 34.87 | 0 | 42.7494 | 0 | 42.7494 | 112.72 | 112.72
2035 |  | 79.48 | 35.6 | 0 | 43.6445 | 0 | 43.6445 | 115.08 | 115.08
2036 |  | 81.15 | 36.35 | 0 | 44.5623 | 0 | 44.5623 | 117.5 | 117.5
2037 |  | 82.85 | 37.11 | 0 | 45.4952 | 0 | 45.4952 | 119.96 | 119.96
2038 |  | 84.59 | 37.89 | 0 | 46.4509 | 0 | 46.4509 | 122.48 | 122.48
2039 |  | 86.37 | 38.69 | 0 | 47.4294 | 0 | 47.4294 | 125.06 | 125.06
2040 |  | 88.18 | 39.5 | 0 | 48.4231 | 0 | 48.4231 | 127.68 | 127.68
2041 |  | 90.03 | 40.33 | 0 | 49.4395 | 0 | 49.4395 | 130.36 | 130.36
2042 |  | 91.92 | 41.18 | 0 | 50.4786 | 0 | 50.4786 | 133.1 | 133.1
2043 |  | 93.85 | 42.04 | 0 | 51.5367 | 0 | 51.5367 | 135.89 | 135.89
Sources, Inputs and Assumptions
Source: | (c)(f) | Plant Costs - 2019 IRP Update - Table 6.1 & 6.2
| (a) | Plant capacity cost
| (b) | = (a) x 0.05085
| (e) | = ((b) + (c)) / (8.76 x 30.1%)
| (g) | = (e) + (f)
| (i) | Plant Costs - 2019 IRP Update - Table 6.1 & 6.2
2019 IRP Jim Bridger Solar with Storage - 30% Capacity Factor
| Wind | Cost and Input Assumptions
[11 empty] | COD | 2024
2018 $ | 1608.8222 | Plant capacity cost | [7 empty] | 354 | MW | L1.JBB_PVS | L1.US1_PV | L1.JBB_PVSProposed Station Capital Costs
2018 $ | 24.5706 | Fixed O&M, plus on-going capital cost | [11 empty] | L1.JBB_PVSProposed Station Fixed Costs
|  | Wheeling ($ MWh) | [9 empty] | L1.JBB_PVS2024 |  | L1.JBB_PVSProposed Station Variable O&M Costs
2018 $ | 0 | Variable O&M | [9 empty] | Photovoltaic (Utility) 30% ITC
|  | Tax Credit $/MWh |  |  |  |  | First Year real levelized
2024$ | 0 | Network Upgrade ($/kw-yr) |  | Bridger - to - Bridger West, Recovered Transmission 2024
| 5.085% | Payment Factor | includes 30% ITC
| 30.1% | Capacity Factor
Company Official Inflation Forecast Dated March 31, 2020
| 2017 | 2% |  | 2026 | 2.3% |  | 2035 | 2.1%
| 2018 | 2.4% |  | 2027 | 2.3% |  | 2036 | 2.1%
| 2019 | 1.8% |  | 2028 | 2.3% |  | 2037 | 2.1%
| 2020 | 1.9% |  | 2029 | 2.3% |  | 2038 | 2.1%
| 2021 | 2% |  | 2030 | 2.2% |  | 2039 | 2.1%
| 2022 | 2.5% |  | 2031 | 2.2% |  | 2040 | 2.1%
| 2023 | 2.5% |  | 2032 | 2.2% |  | 2041 | 2.1%
| 2024 | 2.4% |  | 2033 | 2.1% |  | 2042 | 2.1%
| 2025 | 2.3% |  | 2034 | 2.1% |  | 2043 | 2.1%

## Table 3 PV wS JB_2029 (hidden)
Table 3
2019 IRP Jim Bridger Solar with Storage
30% Capacity Factor
Year | Estimated Capital Cost | Fixed Capital Cost at Real Levelized Rate | Fixed O&M | Network Upgrade | Fixed Costs | Variable O&M | Total Resource Cost | Total Resource Costs | Total Fixed Cost
| $/kW | $/kW-yr | $/kW-yr | $/kW-yr | $/MWh | $/MWh | $/MWh | $/kW-yr | $/kW-yr
| (a) | (b) | (c) | (d) | (e) | (f) | (g) | (h) | (i)
2019 IRP Jim Bridger Solar with Storage - 30% Capacity Factor
2016
2017
2018 |  |  | 24.5706 |  |  | 0 |  |  | 24.5706
2019 |  |  | 25.01 |  |  | 0 |  |  | 25.01
2020 |  |  | 25.49 |  |  | 0 |  |  | 25.49
2021 |  |  | 26 |  |  | 0 |  |  | 26
2022 |  |  | 26.65 |  |  | 0 |  |  | 26.65
2023 |  |  | 27.32 |  |  | 0 |  |  | 27.32
2024 |  |  | 27.98 |  |  | 0 |  |  | 27.98
2025 |  |  | 28.62 |  |  | 0 |  |  | 28.62
2026 |  |  | 29.28 |  |  | 0 |  |  | 29.28
2027 |  |  | 29.95 |  |  | 0 |  |  | 29.95
2028 |  |  | 30.64 |  |  | 0 |  |  | 30.64
2029 | 1210.0083 | 61.5289 | 31.34 | 0 | 35.2208 | 0 | 35.2208 | 92.87 | 92.8689
2030 |  | 62.88 | 32.03 | 0 | 35.9949 | 0 | 35.9949 | 94.91 | 94.91
2031 |  | 64.26 | 32.73 | 0 | 36.7838 | 0 | 36.7838 | 96.99 | 96.99
2032 |  | 65.67 | 33.45 | 0 | 37.5916 | 0 | 37.5916 | 99.12 | 99.12
2033 |  | 67.05 | 34.15 | 0 | 38.3804 | 0 | 38.3804 | 101.2 | 101.2
2034 |  | 68.46 | 34.87 | 0 | 39.1882 | 0 | 39.1882 | 103.33 | 103.33
2035 |  | 69.9 | 35.6 | 0 | 40.0112 | 0 | 40.0112 | 105.5 | 105.5
2036 |  | 71.37 | 36.35 | 0 | 40.8532 | 0 | 40.8532 | 107.72 | 107.72
2037 |  | 72.87 | 37.11 | 0 | 41.7103 | 0 | 41.7103 | 109.98 | 109.98
2038 |  | 74.4 | 37.89 | 0 | 42.5864 | 0 | 42.5864 | 112.29 | 112.29
2039 |  | 75.96 | 38.69 | 0 | 43.4814 | 0 | 43.4814 | 114.65 | 114.65
2040 |  | 77.56 | 39.5 | 0 | 44.3954 | 0 | 44.3954 | 117.06 | 117.06
2041 |  | 79.19 | 40.33 | 0 | 45.3284 | 0 | 45.3284 | 119.52 | 119.52
2042 |  | 80.85 | 41.18 | 0 | 46.2803 | 0 | 46.2803 | 122.03 | 122.03
2043 |  | 82.55 | 42.04 | 0 | 47.2512 | 0 | 47.2512 | 124.59 | 124.59
Sources, Inputs and Assumptions
Source: | (c)(f) | Plant Costs - 2019 IRP Update - Table 6.1 & 6.2
| (a) | Plant capacity cost
| (b) | = (a) x 0.05085
| (e) | = ((b) + (c)) / (8.76 x 30.1%)
| (g) | = (e) + (f)
| (i) | Plant Costs - 2019 IRP Update - Table 6.1 & 6.2
2019 IRP Jim Bridger Solar with Storage - 30% Capacity Factor
| Wind | Cost and Input Assumptions
[11 empty] | COD | 2029
2018 $ | 1608.8222 | Plant capacity cost | [7 empty] | 359.4 | MW | L_.JBB_PVS | L1.US1_PV | L_.JBB_PVSProposed Station Capital Costs
2018 $ | 24.5706 | Fixed O&M, plus on-going capital cost | [11 empty] | L_.JBB_PVSProposed Station Fixed Costs
|  | Wheeling ($ MWh) | [9 empty] | L_.JBB_PVS2029 |  | L_.JBB_PVSProposed Station Variable O&M Costs
2018 $ | 0 | Variable O&M | [9 empty] | Photovoltaic (Utility) 30% ITC
|  | Tax Credit $/MWh |  |  |  |  | First Year real levelized
2029$ | 0 | Network Upgrade ($/kw-yr) |  | Bridger - to - Bridger West, Recovered Transmission 2029
| 5.085% | Payment Factor | includes 30% ITC
| 30.1% | Capacity Factor
Company Official Inflation Forecast Dated March 31, 2020
| 2017 | 2% |  | 2026 | 2.3% |  | 2035 | 2.1%
| 2018 | 2.4% |  | 2027 | 2.3% |  | 2036 | 2.1%
| 2019 | 1.8% |  | 2028 | 2.3% |  | 2037 | 2.1%
| 2020 | 1.9% |  | 2029 | 2.3% |  | 2038 | 2.1%
| 2021 | 2% |  | 2030 | 2.2% |  | 2039 | 2.1%
| 2022 | 2.5% |  | 2031 | 2.2% |  | 2040 | 2.1%
| 2023 | 2.5% |  | 2032 | 2.2% |  | 2041 | 2.1%
| 2024 | 2.4% |  | 2033 | 2.1% |  | 2042 | 2.1%
| 2025 | 2.3% |  | 2034 | 2.1% |  | 2043 | 2.1%

## Table 3 PV wS SO_2024 (hidden)
Table 3
2019 IRP Southen Oregon Solar with Storage
30% Capacity Factor
Year | Estimated Capital Cost | Fixed Capital Cost at Real Levelized Rate | Fixed O&M | Network Upgrade | Fixed Costs | Variable O&M | Total Resource Cost | Total Resource Costs | Total Fixed Cost
| $/kW | $/kW-yr | $/kW-yr | $/kW-yr | $/MWh | $/MWh | $/MWh | $/kW-yr | $/kW-yr
| (a) | (b) | (c) | (d) | (e) | (f) | (g) | (h) | (i)
2019 IRP Southen Oregon Solar with Storage - 30% Capacity Factor
2016
2017
2018 |  |  | 24.5706 |  |  | 0 |  |  | 24.5706
2019 |  |  | 25.01 |  |  | 0 |  |  | 25.01
2020 |  |  | 25.49 |  |  | 0 |  |  | 25.49
2021 |  |  | 26 |  |  | 0 |  |  | 26
2022 |  |  | 26.65 |  |  | 0 |  |  | 26.65
2023 |  |  | 27.32 |  |  | 0 |  |  | 27.32
2024 | 1296.5513 | 65.9296 | 27.98 | 0 | 36.0952 | 0 | 36.0952 | 93.91 | 93.9096
2025 |  | 67.45 | 28.62 | 0 | 36.9256 | 0 | 36.9256 | 96.07 | 96.07
2026 |  | 69 | 29.28 | 0 | 37.775 | 0 | 37.775 | 98.28 | 98.28
2027 |  | 70.59 | 29.95 | 0 | 38.6437 | 0 | 38.6437 | 100.54 | 100.54
2028 |  | 72.21 | 30.64 | 0 | 39.5315 | 0 | 39.5315 | 102.85 | 102.85
2029 |  | 73.87 | 31.34 | 0 | 40.4386 | 0 | 40.4386 | 105.21 | 105.21
2030 |  | 75.5 | 32.03 | 0 | 41.3304 | 0 | 41.3304 | 107.53 | 107.53
2031 |  | 77.16 | 32.73 | 0 | 42.2374 | 0 | 42.2374 | 109.89 | 109.89
2032 |  | 78.86 | 33.45 | 0 | 43.1676 | 0 | 43.1676 | 112.31 | 112.31
2033 |  | 80.52 | 34.15 | 0 | 44.0747 | 0 | 44.0747 | 114.67 | 114.67
2034 |  | 82.21 | 34.87 | 0 | 45.001 | 0 | 45.001 | 117.08 | 117.08
2035 |  | 83.94 | 35.6 | 0 | 45.9465 | 0 | 45.9465 | 119.54 | 119.54
2036 |  | 85.7 | 36.35 | 0 | 46.9113 | 0 | 46.9113 | 122.05 | 122.05
2037 |  | 87.5 | 37.11 | 0 | 47.8952 | 0 | 47.8952 | 124.61 | 124.61
2038 |  | 89.34 | 37.89 | 0 | 48.9023 | 0 | 48.9023 | 127.23 | 127.23
2039 |  | 91.22 | 38.69 | 0 | 49.9324 | 0 | 49.9324 | 129.91 | 129.91
2040 |  | 93.14 | 39.5 | 0 | 50.9817 | 0 | 50.9817 | 132.64 | 132.64
2041 |  | 95.1 | 40.33 | 0 | 52.054 | 0 | 52.054 | 135.43 | 135.43
2042 |  | 97.1 | 41.18 | 0 | 53.1495 | 0 | 53.1495 | 138.28 | 138.28
2043 |  | 99.14 | 42.04 | 0 | 54.2641 | 0 | 54.2641 | 141.18 | 141.18
Sources, Inputs and Assumptions
Source: | (c)(f) | Plant Costs - 2019 IRP Update - Table 6.1 & 6.2
| (a) | Plant capacity cost
| (b) | = (a) x 0.05085
| (e) | = ((b) + (c)) / (8.76 x 29.7%)
| (g) | = (e) + (f)
| (i) | Plant Costs - 2019 IRP Update - Table 6.1 & 6.2
2019 IRP Southen Oregon Solar with Storage - 30% Capacity Factor
| Wind | Cost and Input Assumptions
[11 empty] | COD | 2024
2018 $ | 1698.6767 | Plant capacity cost | [7 empty] | 442.2 | MW | H1.SO1_PVS | L1.US1_PV | H1.SO1_PVSProposed Station Capital Costs
2018 $ | 24.5706 | Fixed O&M, plus on-going capital cost | [7 empty] | 57.8 | MW | L1.SO1_PVS |  | H1.SO1_PVSProposed Station Fixed Costs
|  | Wheeling ($ MWh) | [9 empty] | H1.SO1_PVS2024 |  | H1.SO1_PVSProposed Station Variable O&M Costs
2018 $ | 0 | Variable O&M | [9 empty] | Photovoltaic (Utility) 30% ITC
|  | Tax Credit $/MWh |  |  |  |  | First Year real levelized
- | 0 | Network Upgrade ($/kw-yr) |  | n/a
| 5.085% | Payment Factor | includes 30% ITC
| 29.7% | Capacity Factor
Company Official Inflation Forecast Dated March 31, 2020
| 2017 | 2% |  | 2026 | 2.3% |  | 2035 | 2.1%
| 2018 | 2.4% |  | 2027 | 2.3% |  | 2036 | 2.1%
| 2019 | 1.8% |  | 2028 | 2.3% |  | 2037 | 2.1%
| 2020 | 1.9% |  | 2029 | 2.3% |  | 2038 | 2.1%
| 2021 | 2% |  | 2030 | 2.2% |  | 2039 | 2.1%
| 2022 | 2.5% |  | 2031 | 2.2% |  | 2040 | 2.1%
| 2023 | 2.5% |  | 2032 | 2.2% |  | 2041 | 2.1%
| 2024 | 2.4% |  | 2033 | 2.1% |  | 2042 | 2.1%
| 2025 | 2.3% |  | 2034 | 2.1% |  | 2043 | 2.1%

## Table 3 PV wS YK_2024 (hidden)
Table 3
2019 IRP Southen Oregon Solar with Storage
26% Capacity Factor
Year | Estimated Capital Cost | Fixed Capital Cost at Real Levelized Rate | Fixed O&M | Network Upgrade | Fixed Costs | Variable O&M | Total Resource Cost | Total Resource Costs | Total Fixed Cost
| $/kW | $/kW-yr | $/kW-yr | $/kW-yr | $/MWh | $/MWh | $/MWh | $/kW-yr | $/kW-yr
| (a) | (b) | (c) | (d) | (e) | (f) | (g) | (h) | (i)
2019 IRP Southen Oregon Solar with Storage - 26% Capacity Factor
2016
2017
2018 |  |  | 24.5706 |  |  | 0 |  |  | 24.5706
2019 |  |  | 25.01 |  |  | 0 |  |  | 25.01
2020 |  |  | 25.49 |  |  | 0 |  |  | 25.49
2021 |  |  | 26 |  |  | 0 |  |  | 26
2022 |  |  | 26.65 |  |  | 0 |  |  | 26.65
2023 |  |  | 27.32 |  |  | 0 |  |  | 27.32
2024 | 1295.086 | 65.8551 | 27.98 | 0.39132 | 41.3709 | 0 | 41.3709 | 94.23 | 94.2264
2025 |  | 67.37 | 28.62 | 0.4 | 42.3209 | 0 | 42.3209 | 96.39 | 96.39
2026 |  | 68.92 | 29.28 | 0.41 | 43.2956 | 0 | 43.2956 | 98.61 | 98.61
2027 |  | 70.51 | 29.95 | 0.42 | 44.2922 | 0 | 44.2922 | 100.88 | 100.88
2028 |  | 72.13 | 30.64 | 0.43 | 45.3109 | 0 | 45.3109 | 103.2 | 103.2
2029 |  | 73.79 | 31.34 | 0.44 | 46.3514 | 0 | 46.3514 | 105.57 | 105.57
2030 |  | 75.41 | 32.03 | 0.45 | 47.37 | 0 | 47.37 | 107.89 | 107.89
2031 |  | 77.07 | 32.73 | 0.46 | 48.4106 | 0 | 48.4106 | 110.26 | 110.26
2032 |  | 78.77 | 33.45 | 0.47 | 49.4775 | 0 | 49.4775 | 112.69 | 112.69
2033 |  | 80.42 | 34.15 | 0.48 | 50.5137 | 0 | 50.5137 | 115.05 | 115.05
2034 |  | 82.11 | 34.87 | 0.49 | 51.5762 | 0 | 51.5762 | 117.47 | 117.47
2035 |  | 83.83 | 35.6 | 0.5 | 52.6563 | 0 | 52.6563 | 119.93 | 119.93
2036 |  | 85.59 | 36.35 | 0.51 | 53.7627 | 0 | 53.7627 | 122.45 | 122.45
2037 |  | 87.39 | 37.11 | 0.52 | 54.8911 | 0 | 54.8911 | 125.02 | 125.02
2038 |  | 89.23 | 37.89 | 0.53 | 56.0458 | 0 | 56.0458 | 127.65 | 127.65
2039 |  | 91.1 | 38.69 | 0.54 | 57.2225 | 0 | 57.2225 | 130.33 | 130.33
2040 |  | 93.01 | 39.5 | 0.55 | 58.4211 | 0 | 58.4211 | 133.06 | 133.06
2041 |  | 94.96 | 40.33 | 0.56 | 59.6461 | 0 | 59.6461 | 135.85 | 135.85
2042 |  | 96.95 | 41.18 | 0.57 | 60.8974 | 0 | 60.8974 | 138.7 | 138.7
2043 |  | 98.99 | 42.04 | 0.58 | 62.1751 | 0 | 62.1751 | 141.61 | 141.61
Sources, Inputs and Assumptions
Source: | (c)(f) | Plant Costs - 2019 IRP Update - Table 6.1 & 6.2
| (a) | Plant capacity cost
| (b) | = (a) x 0.05085
| (e) | = ((b) + (c)) / (8.76 x 26.0%)
| (g) | = (e) + (f)
| (i) | Plant Costs - 2019 IRP Update - Table 6.1 & 6.2
2019 IRP Southen Oregon Solar with Storage - 26% Capacity Factor
| Wind | Cost and Input Assumptions
[11 empty] | COD | 2024
2018 $ | 1696.7442 | Plant capacity cost | [7 empty] | 395.2 | MW | L1.YK1_PVS | L1.US1_PV | L1.YK1_PVSProposed Station Capital Costs
2018 $ | 24.5706 | Fixed O&M, plus on-going capital cost | [8 empty] | MW |  |  | L1.YK1_PVSProposed Station Fixed Costs
|  | Wheeling ($ MWh) | [9 empty] | L1.YK1_PVS2024 |  | L1.YK1_PVSProposed Station Variable O&M Costs
2018 $ | 0 | Variable O&M | [9 empty] | Photovoltaic (Utility) 30% ITC
|  | Tax Credit $/MWh |  |  |  |  | First Year real levelized
2024$ | 0.39132 | Network Upgrade ($/kw-yr) |  | Yakima, Transmission Integration
| 5.085% | Payment Factor | includes 30% ITC
| 26% | Capacity Factor
Company Official Inflation Forecast Dated March 31, 2020
| 2017 | 2% |  | 2026 | 2.3% |  | 2035 | 2.1%
| 2018 | 2.4% |  | 2027 | 2.3% |  | 2036 | 2.1%
| 2019 | 1.8% |  | 2028 | 2.3% |  | 2037 | 2.1%
| 2020 | 1.9% |  | 2029 | 2.3% |  | 2038 | 2.1%
| 2021 | 2% |  | 2030 | 2.2% |  | 2039 | 2.1%
| 2022 | 2.5% |  | 2031 | 2.2% |  | 2040 | 2.1%
| 2023 | 2.5% |  | 2032 | 2.2% |  | 2041 | 2.1%
| 2024 | 2.4% |  | 2033 | 2.1% |  | 2042 | 2.1%
| 2025 | 2.3% |  | 2034 | 2.1% |  | 2043 | 2.1%

## Table 5
Appendix B
| Table 5 | [9 empty] | Study_Name:
| Elektron Solar - 80.0 MW and 29.4% CF | [7 empty] | 44896 |  | Elektron Solar | [5 empty] | 20 Year Starting 2022
| December 2022 through November 2042 | [6 empty] | Start | 2022-12-01 |  | Resource Capacity |  | start |  |  |  | 23
| Nominal Avoided Costs Calculated Monthly | [6 empty] | End | 2042-11-01 |  | 80 | MW | end |  |  |  | 262
0 | [10 empty] | 29.37% | CF
| Nominal NPV at 6.92% Discount Rate | [6 empty] | Discount Rate - 2019 IRP Update
20 Year Starting 2022 |  | 20036572.1225 | 22069800.1041 | 42106372.2266 | 2214623.6841 | 19.0129 |  | 6.92% | 0.5591%
|  | Energy | Capacity $ | Total | Total | AC Price
| Month | Avoided $ | 29.2% CF | Dollars | MWH | 29.2% CF | Offset | Year | Date Test | Offset |  |  |  | Total | energy | capacity
| 2022-01-01 | [5 empty] | 1 | 2022 |  | 358 | Net Power Cost
| 2022-02-01 | [5 empty] | 2 | 2022 |  | 456 | QF - 529 - UT - Solar
| 2022-03-01 | [5 empty] | 3 | 2022
| 2022-04-01 | [5 empty] | 4 | 2022 |  | 2022 | 99217.3907 | 0 | 7181.0656 | 13.8165 | 13.8165 | 0
| 2022-05-01 | [5 empty] | 5 | 2022 |  | 2023 | 3083650.4923 | 0 | 205776.6376 | 14.9854 | 14.9854 | 0
| 2022-06-01 | [5 empty] | 6 | 2022 |  | 2024 | 754860.0698 | 1892977.6316 | 205578.7924 | 12.8799 | 3.6719 | 9.208
| 2022-07-01 | [5 empty] | 7 | 2022 |  | 2025 | 792368.3431 | 1936519.3212 | 204749.0404 | 13.328 | 3.8699 | 9.458
| 2022-08-01 | [5 empty] | 8 | 2022 |  | 2026 | 917314.5577 | 1981044.0174 | 204237.1684 | 14.1911 | 4.4914 | 9.6997
| 2022-09-01 | [5 empty] | 9 | 2022 |  | 2027 | 1109115.0285 | 2026585.2592 | 203726.5749 | 15.3917 | 5.4441 | 9.9476
| 2022-10-01 | [5 empty] | 10 | 2022 |  | 2028 | 1640071.1503 | 2073143.0466 | 203530.7022 | 18.244 | 8.0581 | 10.1859
| 2022-11-01 | [5 empty] | 11 | 2022 |  | 2029 | 1859270.0391 | 2120717.3795 | 202709.212 | 19.634 | 9.1721 | 10.4619 |  | 2.5%
| 2022-12-01 | 99217.3907 | 0 | 99217.3907 | 7181.0656 | 13.8165 | 12 | 2022 | 2022-12-01 | 2030 | 1263503.2748 | 2167275.1669 | 202202.4443 | 16.967 | 6.2487 | 10.7183
| 2023-01-01 | 117760.565 | 0 | 117760.565 | 8664.9508 | 13.5904 | 14 | 2023 | 2023-01-01 | 2031 | 1634723.9902 | 2214849.4998 | 201696.9362 | 19.0859 | 8.1049 | 10.9811
| 2023-02-01 | 144795.7873 | 0 | 144795.7873 | 11227.0354 | 12.8971 | 15 | 2023 | 2023-02-01 | 2032 | 2096271.1943 | 2263643.6874 | 201503.0129 | 21.637 | 10.4032 | 11.2338
| 2023-03-01 | 181970.8643 | 0 | 181970.8643 | 17130.5532 | 10.6226 | 16 | 2023 | 2023-03-01 | 2033 | 2118611.1634 | 2311014.7112 | 200689.7147 | 22.072 | 10.5567 | 11.5154
| 2023-04-01 | 184907.0905 | 0 | 184907.0905 | 19477.595 | 9.4933 | 17 | 2023 | 2023-04-01 | 2034 | 2212626.3437 | 2359605.5897 | 200187.9848 | 22.8397 | 11.0527 | 11.7869
| 2023-05-01 | 267921.1946 | 0 | 267921.1946 | 22894.2248 | 11.7026 | 18 | 2023 | 2023-05-01 | 2035 | 2335919.0392 | 2409213.0138 | 199687.5192 | 23.7628 | 11.6979 | 12.0649
| 2023-06-01 | 327513.4425 | 0 | 327513.4425 | 24429.2962 | 13.4066 | 19 | 2023 | 2023-06-01 | 2036 | 2666200.4134 | 2459836.9835 | 199495.5269 | 25.695 | 13.3647 | 12.3303
| 2023-07-01 | 599276.8133 | 0 | 599276.8133 | 25357.4325 | 23.6332 | 20 | 2023 | 2023-07-01 | 2037 | 2452748.1166 | 2511477.4987 | 198690.3287 | 24.9847 | 12.3446 | 12.6402
| 2023-08-01 | 499857.5654 | 0 | 499857.5654 | 23235.5725 | 21.5126 | 21 | 2023 | 2023-08-01 | 2038 | 2537326.4191 | 2564134.5595 | 198193.5988 | 25.7398 | 12.8023 | 12.9375
| 2023-09-01 | 319725.0969 | 0 | 319725.0969 | 19979.6395 | 16.0025 | 22 | 2023 | 2023-09-01 | 2039 | 2590610.2739 | 2618011.475 | 198193.5988 | 26.2805 | 13.0711 | 13.2094
| 2023-10-01 | 209727.3772 | 0 | 209727.3772 | 16226.9389 | 12.9246 | 23 | 2023 | 2023-10-01 | 2040 | 2645013.0897 | 2672904.9361 | 198193.5988 | 26.8319 | 13.3456 | 13.4863
| 2023-11-01 | 128673.7177 | 0 | 128673.7177 | 9990.2859 | 12.8799 | 24 | 2023 | 2023-11-01 | 2041 | 2696743.7554 | 2729221.561 | 197820.726 | 27.4287 | 13.6323 | 13.7964
| 2023-12-01 | 101520.9774 | 0 | 101520.9774 | 7163.113 | 14.1727 | 25 | 2023 | 2023-12-01 | 2042 | 2753375.3743 | 2786554.7314 | 197820.726 | 28.0048 | 13.9185 | 14.0863
| 2024-01-01 | 31039.782 | 157748.136 | 188787.918 | 8643.2884 | 21.8421 | 27 | 2024 | 2024-01-01 | 2043 | 2811196.2571 | 2844904.4475 | 197820.726 | 28.5921 | 14.2108 | 14.3812
| 2024-02-01 | 10107.2056 | 157748.136 | 167855.3415 | 11515.5644 | 14.5764 | 28 | 2024 | 2024-02-01 | 2044 | 2873042.5748 | 2844904.4475 | 197820.726 | 28.9047 | 14.5235 | 14.3812
| 2024-03-01 | -31819.9138 | 157748.136 | 125928.2221 | 17087.7265 | 7.3695 | 29 | 2024 | 2024-03-01 | 2045 | 2936249.5114 | 2844904.4475 | 197820.726 | 29.2242 | 14.843 | 14.3812
| 2024-04-01 | -23258.0936 | 157748.136 | 134490.0424 | 19428.9014 | 6.9222 | 30 | 2024 | 2024-04-01 | 2046 | 2997910.7512 | 2844904.4475 | 197820.726 | 29.5359 | 15.1547 | 14.3812
| 2024-05-01 | 60159.8343 | 157748.136 | 217907.9702 | 22836.9893 | 9.5419 | 31 | 2024 | 2024-05-01 | 2047 | 2933434.0439 | 2607829.0768 | 190921.5795 | 29.0238 | 15.3646 | 13.6592
| 2024-06-01 | 87148.8256 | 157748.136 | 244896.9615 | 24368.2228 | 10.0498 | 32 | 2024 | 2024-06-01 | 2048
| 2024-07-01 | 262316.7152 | 157748.136 | 420064.8512 | 25294.0389 | 16.6073 | 33 | 2024 | 2024-07-01
| 2024-08-01 | 207120.9188 | 157748.136 | 364869.0547 | 23177.4835 | 15.7424 | 34 | 2024 | 2024-08-01
| 2024-09-01 | 87654.2107 | 157748.136 | 245402.3466 | 19929.6905 | 12.3134 | 35 | 2024 | 2024-09-01
| 2024-10-01 | 25045.0704 | 157748.136 | 182793.2064 | 16186.3715 | 11.293 | 36 | 2024 | 2024-10-01
| 2024-11-01 | 20921.8972 | 157748.136 | 178670.0331 | 9965.3101 | 17.9292 | 37 | 2024 | 2024-11-01
| 2024-12-01 | 18423.6175 | 157748.136 | 176171.7535 | 7145.2052 | 24.6559 | 38 | 2024 | 2024-12-01
| 2025-01-01 | 35956.6735 | 161376.6101 | 197333.2836 | 8621.6802 | 22.888 | 40 | 2025 | 2025-01-01
| 2025-02-01 | 25609.4164 | 161376.6101 | 186986.0265 | 11170.9704 | 16.7386 | 41 | 2025 | 2025-02-01
| 2025-03-01 | -38697.9542 | 161376.6101 | 122678.6559 | 17045.0073 | 7.1973 | 42 | 2025 | 2025-03-01
| 2025-04-01 | -18112.227 | 161376.6101 | 143264.3831 | 19380.3291 | 7.3923 | 43 | 2025 | 2025-04-01
| 2025-05-01 | 54344.5891 | 161376.6101 | 215721.1992 | 22779.8968 | 9.4698 | 44 | 2025 | 2025-05-01
| 2025-06-01 | 105847.1724 | 161376.6101 | 267223.7825 | 24307.3022 | 10.9936 | 45 | 2025 | 2025-06-01
| 2025-07-01 | 240816.5593 | 161376.6101 | 402193.1694 | 25230.8037 | 15.9406 | 46 | 2025 | 2025-07-01
| 2025-08-01 | 214160.9454 | 161376.6101 | 375537.5555 | 23119.5399 | 16.2433 | 47 | 2025 | 2025-08-01
| 2025-09-01 | 106515.005 | 161376.6101 | 267891.6151 | 19879.8663 | 13.4755 | 48 | 2025 | 2025-09-01
| 2025-10-01 | 29053.0461 | 161376.6101 | 190429.6562 | 16145.9056 | 11.7943 | 49 | 2025 | 2025-10-01
| 2025-11-01 | 18312.7587 | 161376.6101 | 179689.3688 | 9940.3969 | 18.0767 | 50 | 2025 | 2025-11-01
| 2025-12-01 | 18562.3584 | 161376.6101 | 179938.9685 | 7127.3422 | 25.2463 | 51 | 2025 | 2025-12-01
| 2026-01-01 | 34519.1629 | 165087.0015 | 199606.1643 | 8600.126 | 23.2097 | 53 | 2026 | 2026-01-01
| 2026-02-01 | 25203.6802 | 165087.0015 | 190290.6816 | 11143.043 | 17.0771 | 54 | 2026 | 2026-02-01
| 2026-03-01 | -32423.7122 | 165087.0015 | 132663.2893 | 17002.3949 | 7.8026 | 55 | 2026 | 2026-03-01
| 2026-04-01 | -9449.7337 | 165087.0015 | 155637.2677 | 19331.8779 | 8.0508 | 56 | 2026 | 2026-04-01
| 2026-05-01 | 53536.6567 | 165087.0015 | 218623.6582 | 22722.9472 | 9.6213 | 57 | 2026 | 2026-05-01
| 2026-06-01 | 124967.0504 | 165087.0015 | 290054.0519 | 24246.534 | 11.9627 | 58 | 2026 | 2026-06-01
| 2026-07-01 | 280339.165 | 165087.0015 | 445426.1665 | 25167.7271 | 17.6983 | 59 | 2026 | 2026-07-01
| 2026-08-01 | 242732.8877 | 165087.0015 | 407819.8891 | 23061.7411 | 17.6838 | 60 | 2026 | 2026-08-01
| 2026-09-01 | 97197.175 | 165087.0015 | 262284.1765 | 19830.1666 | 13.2265 | 61 | 2026 | 2026-09-01
| 2026-10-01 | 44821.9917 | 165087.0015 | 209908.9931 | 16105.541 | 13.0333 | 62 | 2026 | 2026-10-01
| 2026-11-01 | 36553.4957 | 165087.0015 | 201640.4972 | 9915.5459 | 20.3358 | 63 | 2026 | 2026-11-01
| 2026-12-01 | 19316.7383 | 165087.0015 | 184403.7397 | 7109.5238 | 25.9376 | 64 | 2026 | 2026-12-01
| 2027-01-01 | 40296.6607 | 168882.1049 | 209178.7656 | 8578.6257 | 24.3837 | 66 | 2027 | 2027-01-01
| 2027-02-01 | 29010.7842 | 168882.1049 | 197892.8891 | 11115.1854 | 17.8038 | 67 | 2027 | 2027-02-01
| 2027-03-01 | -26489.6952 | 168882.1049 | 142392.4097 | 16959.8888 | 8.3958 | 68 | 2027 | 2027-03-01
| 2027-04-01 | -3718.9136 | 168882.1049 | 165163.1913 | 19283.5484 | 8.565 | 69 | 2027 | 2027-04-01
| 2027-05-01 | 88121.272 | 168882.1049 | 257003.377 | 22666.1396 | 11.3386 | 70 | 2027 | 2027-05-01
| 2027-06-01 | 129468.2657 | 168882.1049 | 298350.3706 | 24185.9177 | 12.3357 | 71 | 2027 | 2027-06-01
| 2027-07-01 | 342434.7992 | 168882.1049 | 511316.9042 | 25104.8075 | 20.3673 | 72 | 2027 | 2027-07-01
| 2027-08-01 | 275150.5957 | 168882.1049 | 444032.7007 | 23004.0866 | 19.3023 | 73 | 2027 | 2027-08-01
| 2027-09-01 | 114135.0107 | 168882.1049 | 283017.1156 | 19780.5912 | 14.3078 | 74 | 2027 | 2027-09-01
| 2027-10-01 | 65322.4073 | 168882.1049 | 234204.5122 | 16065.2769 | 14.5783 | 75 | 2027 | 2027-10-01
| 2027-11-01 | 34900.299 | 168882.1049 | 203782.404 | 9890.757 | 20.6033 | 76 | 2027 | 2027-11-01
| 2027-12-01 | 20483.5428 | 168882.1049 | 189365.6477 | 7091.75 | 26.7022 | 77 | 2027 | 2027-12-01
| 2028-01-01 | 56994.7333 | 172761.9205 | 229756.6538 | 8557.1791 | 26.8496 | 79 | 2028 | 2028-01-01
| 2028-02-01 | 52723.5671 | 172761.9205 | 225485.4877 | 11400.8399 | 19.778 | 80 | 2028 | 2028-02-01
| 2028-03-01 | 28835.4627 | 172761.9205 | 201597.3832 | 16917.4893 | 11.9165 | 81 | 2028 | 2028-03-01
| 2028-04-01 | 29712.9579 | 172761.9205 | 202474.8784 | 19235.3392 | 10.5262 | 82 | 2028 | 2028-04-01
| 2028-05-01 | 121942.1483 | 172761.9205 | 294704.0689 | 22609.4746 | 13.0345 | 83 | 2028 | 2028-05-01
| 2028-06-01 | 188185.9562 | 172761.9205 | 360947.8767 | 24125.4529 | 14.9613 | 84 | 2028 | 2028-06-01
| 2028-07-01 | 455273.6575 | 172761.9205 | 628035.5781 | 25042.046 | 25.0792 | 85 | 2028 | 2028-07-01
| 2028-08-01 | 379106.5931 | 172761.9205 | 551868.5136 | 22946.5768 | 24.0501 | 86 | 2028 | 2028-08-01
| 2028-09-01 | 155250.3051 | 172761.9205 | 328012.2256 | 19731.1397 | 16.6241 | 87 | 2028 | 2028-09-01
| 2028-10-01 | 87983.3315 | 172761.9205 | 260745.252 | 16025.114 | 16.271 | 88 | 2028 | 2028-10-01
| 2028-11-01 | 49486.3273 | 172761.9205 | 222248.2479 | 9866.0301 | 22.5266 | 89 | 2028 | 2028-11-01
| 2028-12-01 | 34576.1103 | 172761.9205 | 207338.0309 | 7074.0206 | 29.3098 | 90 | 2028 | 2028-12-01
| 2029-01-01 | 52001.0638 | 176726.4483 | 228727.5121 | 8535.7862 | 26.7963 | 92 | 2029 | 2029-01-01
| 2029-02-01 | 60576.1115 | 176726.4483 | 237302.5598 | 11059.6789 | 21.4566 | 93 | 2029 | 2029-02-01
| 2029-03-01 | 41569.8217 | 176726.4483 | 218296.27 | 16875.1949 | 12.9359 | 94 | 2029 | 2029-03-01
| 2029-04-01 | 63363.1637 | 176726.4483 | 240089.612 | 19187.251 | 12.513 | 95 | 2029 | 2029-04-01
| 2029-05-01 | 102813.97 | 176726.4483 | 279540.4182 | 22552.9502 | 12.3948 | 96 | 2029 | 2029-05-01
| 2029-06-01 | 187842.9998 | 176726.4483 | 364569.4481 | 24065.1392 | 15.1493 | 97 | 2029 | 2029-06-01
| 2029-07-01 | 527718.4114 | 176726.4483 | 704444.8597 | 24979.4392 | 28.201 | 98 | 2029 | 2029-07-01
| 2029-08-01 | 468521.1557 | 176726.4483 | 645247.604 | 22889.2093 | 28.19 | 99 | 2029 | 2029-08-01
| 2029-09-01 | 168825.1694 | 176726.4483 | 345551.6177 | 19681.8118 | 17.5569 | 100 | 2029 | 2029-09-01
| 2029-10-01 | 108486.8904 | 176726.4483 | 285213.3386 | 15985.0506 | 17.8425 | 101 | 2029 | 2029-10-01
| 2029-11-01 | 51495.9671 | 176726.4483 | 228222.4154 | 9841.365 | 23.1901 | 102 | 2029 | 2029-11-01
| 2029-12-01 | 26055.3147 | 176726.4483 | 202781.763 | 7056.3356 | 28.7375 | 103 | 2029 | 2029-12-01
| 2030-01-01 | 28775.8876 | 180606.2639 | 209382.1515 | 8514.4467 | 24.5914 | 105 | 2030 | 2030-01-01
| 2030-02-01 | 19434.2954 | 180606.2639 | 200040.5594 | 11032.0298 | 18.1327 | 106 | 2030 | 2030-02-01
| 2030-03-01 | 17141.5407 | 180606.2639 | 197747.8046 | 16833.0074 | 11.7476 | 107 | 2030 | 2030-03-01
| 2030-04-01 | 47804.4566 | 180606.2639 | 228410.7205 | 19139.283 | 11.9341 | 108 | 2030 | 2030-04-01
| 2030-05-01 | 35718.7929 | 180606.2639 | 216325.0568 | 22496.5686 | 9.6159 | 109 | 2030 | 2030-05-01
| 2030-06-01 | 127456.13 | 180606.2639 | 308062.3939 | 24004.9765 | 12.8333 | 110 | 2030 | 2030-06-01
| 2030-07-01 | 408586.0506 | 180606.2639 | 589192.3146 | 24916.9926 | 23.6462 | 111 | 2030 | 2030-07-01
| 2030-08-01 | 347963.9915 | 180606.2639 | 528570.2554 | 22831.9874 | 23.1504 | 112 | 2030 | 2030-08-01
| 2030-09-01 | 116239.0047 | 180606.2639 | 296845.2686 | 19632.6072 | 15.12 | 113 | 2030 | 2030-09-01
| 2030-10-01 | 71023.026 | 180606.2639 | 251629.2899 | 15945.0887 | 15.781 | 114 | 2030 | 2030-10-01
| 2030-11-01 | 19292.2511 | 180606.2639 | 199898.515 | 9816.7616 | 20.363 | 115 | 2030 | 2030-11-01
| 2030-12-01 | 24067.8476 | 180606.2639 | 204674.1115 | 7038.6947 | 29.0784 | 116 | 2030 | 2030-12-01
| 2031-01-01 | 49797.6076 | 184570.7917 | 234368.3993 | 8493.1606 | 27.595 | 118 | 2031 | 2031-01-01
| 2031-02-01 | 46905.7294 | 184570.7917 | 231476.5211 | 11004.4497 | 21.0348 | 119 | 2031 | 2031-02-01
| 2031-03-01 | 54233.3475 | 184570.7917 | 238804.1392 | 16790.925 | 14.2222 | 120 | 2031 | 2031-03-01
| 2031-04-01 | 89017.3014 | 184570.7917 | 273588.093 | 19091.4347 | 14.3304 | 121 | 2031 | 2031-04-01
| 2031-05-01 | 84032.9738 | 184570.7917 | 268603.7655 | 22440.3269 | 11.9697 | 122 | 2031 | 2031-05-01
| 2031-06-01 | 164979.519 | 184570.7917 | 349550.3106 | 23944.964 | 14.5981 | 123 | 2031 | 2031-06-01
| 2031-07-01 | 453181.2241 | 184570.7917 | 637752.0157 | 24854.6992 | 25.6592 | 124 | 2031 | 2031-07-01
| 2031-08-01 | 376703.5737 | 184570.7917 | 561274.3654 | 22774.907 | 24.6444 | 125 | 2031 | 2031-08-01
| 2031-09-01 | 165847.2943 | 184570.7917 | 350418.0859 | 19583.5258 | 17.8935 | 126 | 2031 | 2031-09-01
| 2031-10-01 | 86231.9887 | 184570.7917 | 270802.7804 | 15905.2256 | 17.026 | 127 | 2031 | 2031-10-01
| 2031-11-01 | 38582.7463 | 184570.7917 | 223153.5379 | 9792.2198 | 22.7889 | 128 | 2031 | 2031-11-01
| 2031-12-01 | 25210.6844 | 184570.7917 | 209781.4761 | 7021.098 | 29.8787 | 129 | 2031 | 2031-12-01
| 2032-01-01 | 58335.9894 | 188636.974 | 246972.9633 | 8471.9277 | 29.1519 | 1 | 2032 | 2032-01-01
| 2032-02-01 | 64072.0769 | 188636.974 | 252709.0509 | 11287.2583 | 22.3889 | 2 | 2032 | 2032-02-01
| 2032-03-01 | 88555.308 | 188636.974 | 277192.282 | 16748.9475 | 16.5498 | 3 | 2032 | 2032-03-01
| 2032-04-01 | 121251.635 | 188636.974 | 309888.609 | 19043.7053 | 16.2725 | 4 | 2032 | 2032-04-01
| 2032-05-01 | 84769.776 | 188636.974 | 273406.7499 | 22384.2261 | 12.2143 | 5 | 2032 | 2032-05-01
| 2032-06-01 | 220500.8628 | 188636.974 | 409137.8367 | 23885.1015 | 17.1294 | 6 | 2032 | 2032-06-01
| 2032-07-01 | 540350.8739 | 188636.974 | 728987.8478 | 24792.5626 | 29.4035 | 7 | 2032 | 2032-07-01
| 2032-08-01 | 461449.4038 | 188636.974 | 650086.3777 | 22717.9698 | 28.6155 | 8 | 2032 | 2032-08-01
| 2032-09-01 | 216409.9124 | 188636.974 | 405046.8864 | 19534.567 | 20.7349 | 9 | 2032 | 2032-09-01
| 2032-10-01 | 146485.4796 | 188636.974 | 335122.4535 | 15865.4627 | 21.1228 | 10 | 2032 | 2032-10-01
| 2032-11-01 | 66321.365 | 188636.974 | 254958.3389 | 9767.7392 | 26.1021 | 11 | 2032 | 2032-11-01
| 2032-12-01 | 27768.5115 | 188636.974 | 216405.4855 | 7003.5453 | 30.8994 | 12 | 2032 | 2032-12-01
| 2033-01-01 | 55702.151 | 192584.5593 | 248286.7102 | 8450.7478 | 29.3804 | 14 | 2033 | 2033-01-01
| 2033-02-01 | 56166.8005 | 192584.5593 | 248751.3598 | 10949.4962 | 22.7181 | 15 | 2033 | 2033-02-01
| 2033-03-01 | 98039.7776 | 192584.5593 | 290624.3368 | 16707.0753 | 17.3953 | 16 | 2033 | 2033-03-01
| 2033-04-01 | 108461.1834 | 192584.5593 | 301045.7427 | 18996.0975 | 15.8478 | 17 | 2033 | 2033-04-01
| 2033-05-01 | 72441.3387 | 192584.5593 | 265025.898 | 22328.2658 | 11.8695 | 18 | 2033 | 2033-05-01
| 2033-06-01 | 233803.1734 | 192584.5593 | 426387.7327 | 23825.3889 | 17.8964 | 19 | 2033 | 2033-06-01
| 2033-07-01 | 532676.7726 | 192584.5593 | 725261.3318 | 24730.5818 | 29.3265 | 20 | 2033 | 2033-07-01
| 2033-08-01 | 490989.3849 | 192584.5593 | 683573.9442 | 22661.1753 | 30.165 | 21 | 2033 | 2033-08-01
| 2033-09-01 | 198070.2737 | 192584.5593 | 390654.833 | 19485.7306 | 20.0483 | 22 | 2033 | 2033-09-01
| 2033-10-01 | 158352.0827 | 192584.5593 | 350936.642 | 15825.7992 | 22.175 | 23 | 2033 | 2033-10-01
| 2033-11-01 | 69663.0988 | 192584.5593 | 262247.658 | 9743.3198 | 26.9156 | 24 | 2033 | 2033-11-01
| 2033-12-01 | 44245.1261 | 192584.5593 | 236829.6853 | 6986.0364 | 33.9004 | 25 | 2033 | 2033-12-01
| 2034-01-01 | 63730.7288 | 196633.7991 | 260364.5279 | 8429.621 | 30.8869 | 27 | 2034 | 2034-01-01
| 2034-02-01 | 83942.8244 | 196633.7991 | 280576.6235 | 10922.1225 | 25.6888 | 28 | 2034 | 2034-02-01
| 2034-03-01 | 104588.6756 | 196633.7991 | 301222.4747 | 16665.3074 | 18.0748 | 29 | 2034 | 2034-03-01
| 2034-04-01 | 111919.1715 | 196633.7991 | 308552.9707 | 18948.6063 | 16.2837 | 30 | 2034 | 2034-04-01
| 2034-05-01 | 71480.3579 | 196633.7991 | 268114.157 | 22272.4443 | 12.0379 | 31 | 2034 | 2034-05-01
| 2034-06-01 | 250409.8442 | 196633.7991 | 447043.6434 | 23765.8253 | 18.8104 | 32 | 2034 | 2034-06-01
| 2034-07-01 | 584614.1625 | 196633.7991 | 781247.9616 | 24668.7535 | 31.6695 | 33 | 2034 | 2034-07-01
| 2034-08-01 | 500918.9727 | 196633.7991 | 697552.7718 | 22604.5212 | 30.859 | 34 | 2034 | 2034-08-01
| 2034-09-01 | 229540.0537 | 196633.7991 | 426173.8528 | 19437.0162 | 21.9259 | 35 | 2034 | 2034-09-01
| 2034-10-01 | 83939.7541 | 196633.7991 | 280573.5532 | 15786.2341 | 17.7733 | 36 | 2034 | 2034-10-01
| 2034-11-01 | 82518.7667 | 196633.7991 | 279152.5659 | 9718.9615 | 28.7225 | 37 | 2034 | 2034-11-01
| 2034-12-01 | 45023.0316 | 196633.7991 | 241656.8308 | 6968.5713 | 34.6781 | 38 | 2034 | 2034-12-01
| 2035-01-01 | 75966.3068 | 200767.7512 | 276734.0579 | 8408.5469 | 32.911 | 40 | 2035 | 2035-01-01
| 2035-02-01 | 102391.9618 | 200767.7512 | 303159.713 | 10894.8172 | 27.826 | 41 | 2035 | 2035-02-01
| 2035-03-01 | 113862.2944 | 200767.7512 | 314630.0456 | 16623.6437 | 18.9267 | 42 | 2035 | 2035-03-01
| 2035-04-01 | 96085.3047 | 200767.7512 | 296853.0559 | 18901.2351 | 15.7055 | 43 | 2035 | 2035-04-01
| 2035-05-01 | 93024.0766 | 200767.7512 | 293791.8278 | 22216.764 | 13.2239 | 44 | 2035 | 2035-05-01
| 2035-06-01 | 250634.2402 | 200767.7512 | 451401.9914 | 23706.4109 | 19.0413 | 45 | 2035 | 2035-06-01
| 2035-07-01 | 584554.0648 | 200767.7512 | 785321.816 | 24607.0835 | 31.9145 | 46 | 2035 | 2035-07-01
| 2035-08-01 | 505603.7526 | 200767.7512 | 706371.5038 | 22548.011 | 31.3274 | 47 | 2035 | 2035-08-01
| 2035-09-01 | 238819.2779 | 200767.7512 | 439587.0291 | 19388.4236 | 22.6727 | 48 | 2035 | 2035-09-01
| 2035-10-01 | 150496.1656 | 200767.7512 | 351263.9168 | 15746.7691 | 22.307 | 49 | 2035 | 2035-10-01
| 2035-11-01 | 71747.6243 | 200767.7512 | 272515.3755 | 9694.6641 | 28.1098 | 50 | 2035 | 2035-11-01
| 2035-12-01 | 52733.9693 | 200767.7512 | 253501.7204 | 6951.1499 | 36.469 | 51 | 2035 | 2035-12-01
| 2036-01-01 | 89965.6132 | 204986.4153 | 294952.0285 | 8387.5256 | 35.1656 | 53 | 2036 | 2036-01-01
| 2036-02-01 | 108264.8743 | 204986.4153 | 313251.2896 | 11174.8083 | 28.0319 | 54 | 2036 | 2036-02-01
| 2036-03-01 | 117106.8371 | 204986.4153 | 322093.2524 | 16582.0849 | 19.4242 | 55 | 2036 | 2036-03-01
| 2036-04-01 | 108722.8436 | 204986.4153 | 313709.2589 | 18853.9823 | 16.6389 | 56 | 2036 | 2036-04-01
| 2036-05-01 | 115974.6029 | 204986.4153 | 320961.0182 | 22161.2218 | 14.483 | 57 | 2036 | 2036-05-01
| 2036-06-01 | 320337.5295 | 204986.4153 | 525323.9448 | 23647.1447 | 22.2151 | 58 | 2036 | 2036-06-01
| 2036-07-01 | 644876.8112 | 204986.4153 | 849863.2264 | 24545.5649 | 34.6239 | 59 | 2036 | 2036-07-01
| 2036-08-01 | 525960.5157 | 204986.4153 | 730946.931 | 22491.6404 | 32.4986 | 60 | 2036 | 2036-08-01
| 2036-09-01 | 269801.4447 | 204986.4153 | 474787.86 | 19339.9527 | 24.5496 | 61 | 2036 | 2036-09-01
| 2036-10-01 | 145758.3901 | 204986.4153 | 350744.8054 | 15707.4018 | 22.3299 | 62 | 2036 | 2036-10-01
| 2036-11-01 | 149809.3223 | 204986.4153 | 354795.7376 | 9670.4275 | 36.6887 | 63 | 2036 | 2036-11-01
| 2036-12-01 | 69621.6288 | 204986.4153 | 274608.0441 | 6933.772 | 39.6044 | 64 | 2036 | 2036-12-01
| 2037-01-01 | 80197.9228 | 209289.7916 | 289487.7144 | 8366.5567 | 34.6006 | 66 | 2037 | 2037-01-01 |  | 2.1%
| 2037-02-01 | 96695.1992 | 209289.7916 | 305984.9908 | 10840.4111 | 28.2263 | 67 | 2037 | 2037-02-01 |  | 2.1%
| 2037-03-01 | 146079.3583 | 209289.7916 | 355369.1499 | 16540.6297 | 21.4846 | 68 | 2037 | 2037-03-01 |  | 2.1%
| 2037-04-01 | 134672.9306 | 209289.7916 | 343962.7222 | 18806.8468 | 18.2892 | 69 | 2037 | 2037-04-01 |  | 2.1%
| 2037-05-01 | 93281.1681 | 209289.7916 | 302570.9596 | 22105.8189 | 13.6874 | 70 | 2037 | 2037-05-01 |  | 2.1%
| 2037-06-01 | 260535.1305 | 209289.7916 | 469824.922 | 23588.0269 | 19.9179 | 71 | 2037 | 2037-06-01 |  | 2.1%
| 2037-07-01 | 610684.8291 | 209289.7916 | 819974.6206 | 24484.2015 | 33.4899 | 72 | 2037 | 2037-07-01 |  | 2.1%
| 2037-08-01 | 506469.4495 | 209289.7916 | 715759.241 | 22435.4117 | 31.9031 | 73 | 2037 | 2037-08-01 |  | 2.1%
| 2037-09-01 | 191747.7544 | 209289.7916 | 401037.546 | 19291.6027 | 20.7882 | 74 | 2037 | 2037-09-01 |  | 2.1%
| 2037-10-01 | 170515.571 | 209289.7916 | 379805.3626 | 15668.1336 | 24.2406 | 75 | 2037 | 2037-10-01 |  | 2.1%
| 2037-11-01 | 106774.3348 | 209289.7916 | 316064.1264 | 9646.2514 | 32.7655 | 76 | 2037 | 2037-11-01 |  | 2.1%
| 2037-12-01 | 55094.4682 | 209289.7916 | 264384.2598 | 6916.4376 | 38.2255 | 77 | 2037 | 2037-12-01 |  | 2.1%
| 2038-01-01 | 102228.7552 | 213677.88 | 315906.6352 | 8345.6404 | 37.8529 | 79 | 2038 | 2038-01-01 |  | 2.1%
| 2038-02-01 | 103937.1531 | 213677.88 | 317615.0331 | 10813.3101 | 29.3726 | 80 | 2038 | 2038-02-01 |  | 2.1%
| 2038-03-01 | 157861.3377 | 213677.88 | 371539.2177 | 16499.2783 | 22.5185 | 81 | 2038 | 2038-03-01 |  | 2.1%
| 2038-04-01 | 130677.4913 | 213677.88 | 344355.3713 | 18759.8296 | 18.356 | 82 | 2038 | 2038-04-01 |  | 2.1%
| 2038-05-01 | 101344.3666 | 213677.88 | 315022.2466 | 22050.5537 | 14.2864 | 83 | 2038 | 2038-05-01 |  | 2.1%
| 2038-06-01 | 266388.5779 | 213677.88 | 480066.4579 | 23529.0567 | 20.4031 | 84 | 2038 | 2038-06-01 |  | 2.1%
| 2038-07-01 | 604014.3336 | 213677.88 | 817692.2136 | 24422.9894 | 33.4804 | 85 | 2038 | 2038-07-01 |  | 2.1%
| 2038-08-01 | 513528.7449 | 213677.88 | 727206.6248 | 22379.322 | 32.4946 | 86 | 2038 | 2038-08-01 |  | 2.1%
| 2038-09-01 | 166815.9658 | 213677.88 | 380493.8458 | 19243.3737 | 19.7727 | 87 | 2038 | 2038-09-01 |  | 2.1%
| 2038-10-01 | 164445.3696 | 213677.88 | 378123.2495 | 15628.9626 | 24.1938 | 88 | 2038 | 2038-10-01 |  | 2.1%
| 2038-11-01 | 120597.2236 | 213677.88 | 334275.1035 | 9622.1358 | 34.7402 | 89 | 2038 | 2038-11-01 |  | 2.1%
| 2038-12-01 | 105487.0997 | 213677.88 | 319164.9797 | 6899.1465 | 46.2615 | 90 | 2038 | 2038-12-01 |  | 2.1%
| 2039-01-01 | 104375.5591 | 218167.6229 | 322543.182 | 8345.6404 | 38.6481 | 92 | 2039 | 2039-01-01 |  | 2.1%
| 2039-02-01 | 106119.8334 | 218167.6229 | 324287.4563 | 10813.3101 | 29.9897 | 93 | 2039 | 2039-02-01 |  | 2.1%
| 2039-03-01 | 161176.4258 | 218167.6229 | 379344.0487 | 16499.2783 | 22.9916 | 94 | 2039 | 2039-03-01 |  | 2.1%
| 2039-04-01 | 133421.7186 | 218167.6229 | 351589.3415 | 18759.8296 | 18.7416 | 95 | 2039 | 2039-04-01 |  | 2.1%
| 2039-05-01 | 103472.5983 | 218167.6229 | 321640.2212 | 22050.5537 | 14.5865 | 96 | 2039 | 2039-05-01 |  | 2.1%
| 2039-06-01 | 271982.7381 | 218167.6229 | 490150.361 | 23529.0567 | 20.8317 | 97 | 2039 | 2039-06-01 |  | 2.1%
| 2039-07-01 | 616698.6346 | 218167.6229 | 834866.2576 | 24422.9894 | 34.1836 | 98 | 2039 | 2039-07-01 |  | 2.1%
| 2039-08-01 | 524312.8485 | 218167.6229 | 742480.4714 | 22379.322 | 33.1771 | 99 | 2039 | 2039-08-01 |  | 2.1%
| 2039-09-01 | 170319.1011 | 218167.6229 | 388486.724 | 19243.3737 | 20.1881 | 100 | 2039 | 2039-09-01 |  | 2.1%
| 2039-10-01 | 167898.7223 | 218167.6229 | 386066.3452 | 15628.9626 | 24.702 | 101 | 2039 | 2039-10-01 |  | 2.1%
| 2039-11-01 | 123129.7653 | 218167.6229 | 341297.3882 | 9622.1358 | 35.47 | 102 | 2039 | 2039-11-01 |  | 2.1%
| 2039-12-01 | 107702.3288 | 218167.6229 | 325869.9518 | 6899.1465 | 47.2334 | 103 | 2039 | 2039-12-01 |  | 2.1%
| 2040-01-01 | 106567.4458 | 222742.078 | 329309.5238 | 8345.6404 | 39.4589 | 105 | 2040 | 2040-01-01 |  | 2.1%
| 2040-02-01 | 108348.3499 | 222742.078 | 331090.4279 | 10813.3101 | 30.6188 | 106 | 2040 | 2040-02-01 |  | 2.1%
| 2040-03-01 | 164561.1308 | 222742.078 | 387303.2088 | 16499.2783 | 23.4739 | 107 | 2040 | 2040-03-01 |  | 2.1%
| 2040-04-01 | 136223.5747 | 222742.078 | 358965.6527 | 18759.8296 | 19.1348 | 108 | 2040 | 2040-04-01 |  | 2.1%
| 2040-05-01 | 105645.5229 | 222742.078 | 328387.6009 | 22050.5537 | 14.8925 | 109 | 2040 | 2040-05-01 |  | 2.1%
| 2040-06-01 | 277694.3756 | 222742.078 | 500436.4536 | 23529.0567 | 21.2689 | 110 | 2040 | 2040-06-01 |  | 2.1%
| 2040-07-01 | 629649.306 | 222742.078 | 852391.384 | 24422.9894 | 34.9012 | 111 | 2040 | 2040-07-01 |  | 2.1%
| 2040-08-01 | 535323.4183 | 222742.078 | 758065.4963 | 22379.322 | 33.8735 | 112 | 2040 | 2040-08-01 |  | 2.1%
| 2040-09-01 | 173895.8022 | 222742.078 | 396637.8802 | 19243.3737 | 20.6117 | 113 | 2040 | 2040-09-01 |  | 2.1%
| 2040-10-01 | 171424.5955 | 222742.078 | 394166.6735 | 15628.9626 | 25.2203 | 114 | 2040 | 2040-10-01 |  | 2.1%
| 2040-11-01 | 125715.4903 | 222742.078 | 348457.5683 | 9622.1358 | 36.2142 | 115 | 2040 | 2040-11-01 |  | 2.1%
| 2040-12-01 | 109964.0777 | 222742.078 | 332706.1557 | 6899.1465 | 48.2242 | 116 | 2040 | 2040-12-01 |  | 2.1%
| 2041-01-01 | 108805.3622 | 227435.1301 | 336240.4923 | 8345.6404 | 40.2894 | 118 | 2041 | 2041-01-01 |  | 2.1%
| 2041-02-01 | 106809.0561 | 227435.1301 | 334244.1861 | 10440.4374 | 32.0144 | 119 | 2041 | 2041-02-01 |  | 2.1%
| 2041-03-01 | 168016.9145 | 227435.1301 | 395452.0446 | 16499.2783 | 23.9678 | 120 | 2041 | 2041-03-01 |  | 2.1%
| 2041-04-01 | 139084.2698 | 227435.1301 | 366519.3999 | 18759.8296 | 19.5375 | 121 | 2041 | 2041-04-01 |  | 2.1%
| 2041-05-01 | 107864.0788 | 227435.1301 | 335299.2089 | 22050.5537 | 15.2059 | 122 | 2041 | 2041-05-01 |  | 2.1%
| 2041-06-01 | 283525.9574 | 227435.1301 | 510961.0875 | 23529.0567 | 21.7162 | 123 | 2041 | 2041-06-01 |  | 2.1%
| 2041-07-01 | 642871.9414 | 227435.1301 | 870307.0715 | 24422.9894 | 35.6347 | 124 | 2041 | 2041-07-01 |  | 2.1%
| 2041-08-01 | 546565.2101 | 227435.1301 | 774000.3402 | 22379.322 | 34.5855 | 125 | 2041 | 2041-08-01 |  | 2.1%
| 2041-09-01 | 177547.6141 | 227435.1301 | 404982.7442 | 19243.3737 | 21.0453 | 126 | 2041 | 2041-09-01 |  | 2.1%
| 2041-10-01 | 175024.512 | 227435.1301 | 402459.6421 | 15628.9626 | 25.7509 | 127 | 2041 | 2041-10-01 |  | 2.1%
| 2041-11-01 | 128355.5156 | 227435.1301 | 355790.6457 | 9622.1358 | 36.9763 | 128 | 2041 | 2041-11-01 |  | 2.1%
| 2041-12-01 | 112273.3234 | 227435.1301 | 339708.4535 | 6899.1465 | 49.2392 | 129 | 2041 | 2041-12-01 |  | 2.1%
| 2042-01-01 | 111090.2748 | 232212.8943 | 343303.1691 | 8345.6404 | 41.1356 | 1 | 2042 | 2042-01-01 |  | 2.1%
| 2042-02-01 | 109052.0462 | 232212.8943 | 341264.9405 | 10440.4374 | 32.6868 | 2 | 2042 | 2042-02-01 |  | 2.1%
| 2042-03-01 | 171545.2697 | 232212.8943 | 403758.164 | 16499.2783 | 24.4713 | 3 | 2042 | 2042-03-01 |  | 2.1%
| 2042-04-01 | 142005.0395 | 232212.8943 | 374217.9337 | 18759.8296 | 19.9478 | 4 | 2042 | 2042-04-01 |  | 2.1%
| 2042-05-01 | 110129.2245 | 232212.8943 | 342342.1188 | 22050.5537 | 15.5253 | 5 | 2042 | 2042-05-01 |  | 2.1%
| 2042-06-01 | 289480.0026 | 232212.8943 | 521692.8968 | 23529.0567 | 22.1723 | 6 | 2042 | 2042-06-01 |  | 2.1%
| 2042-07-01 | 656372.2522 | 232212.8943 | 888585.1464 | 24422.9894 | 36.3831 | 7 | 2042 | 2042-07-01 |  | 2.1%
| 2042-08-01 | 558043.0795 | 232212.8943 | 790255.9738 | 22379.322 | 35.3119 | 8 | 2042 | 2042-08-01 |  | 2.1%
| 2042-09-01 | 181276.114 | 232212.8943 | 413489.0083 | 19243.3737 | 21.4873 | 9 | 2042 | 2042-09-01 |  | 2.1%
| 2042-10-01 | 178700.0267 | 232212.8943 | 410912.921 | 15628.9626 | 26.2918 | 10 | 2042 | 2042-10-01 |  | 2.1%
| 2042-11-01 | 131050.9815 | 232212.8943 | 363263.8757 | 9622.1358 | 37.7529 | 11 | 2042 | 2042-11-01 |  | 2.1%
| 2042-12-01 | 114631.0632 | 232212.8943 | 346843.9574 | 6899.1465 | 50.2735 | 12 | 2042 | 2042-12-01 |  | 2.1%
| 2043-01-01 | 113423.1706 | 237075.3706 | 350498.5412 | 8345.6404 | 41.9978 | 14 | 2043 | 2043-01-01 |  | 2.1%
| 2043-02-01 | 111342.1392 | 237075.3706 | 348417.5098 | 10440.4374 | 33.3719 | 15 | 2043 | 2043-02-01 |  | 2.1%
| 2043-03-01 | 175147.7204 | 237075.3706 | 412223.091 | 16499.2783 | 24.9843 | 16 | 2043 | 2043-03-01 |  | 2.1%
| 2043-04-01 | 144987.1453 | 237075.3706 | 382062.5159 | 18759.8296 | 20.366 | 17 | 2043 | 2043-04-01 |  | 2.1%
| 2043-05-01 | 112441.9382 | 237075.3706 | 349517.3088 | 22050.5537 | 15.8507 | 18 | 2043 | 2043-05-01 |  | 2.1%
| 2043-06-01 | 295559.0826 | 237075.3706 | 532634.4532 | 23529.0567 | 22.6373 | 19 | 2043 | 2043-06-01 |  | 2.1%
| 2043-07-01 | 670156.0695 | 237075.3706 | 907231.4401 | 24422.9894 | 37.1466 | 20 | 2043 | 2043-07-01 |  | 2.1%
| 2043-08-01 | 569761.9842 | 237075.3706 | 806837.3548 | 22379.322 | 36.0528 | 21 | 2043 | 2043-08-01 |  | 2.1%
| 2043-09-01 | 185082.9124 | 237075.3706 | 422158.283 | 19243.3737 | 21.9379 | 22 | 2043 | 2043-09-01 |  | 2.1%
| 2043-10-01 | 182452.7273 | 237075.3706 | 419528.0979 | 15628.9626 | 26.843 | 23 | 2043 | 2043-10-01 |  | 2.1%
| 2043-11-01 | 133803.0521 | 237075.3706 | 370878.4227 | 9622.1358 | 38.5443 | 24 | 2043 | 2043-11-01 |  | 2.1%
| 2043-12-01 | 117038.3155 | 237075.3706 | 354113.6861 | 6899.1465 | 51.3272 | 25 | 2043 | 2043-12-01 |  | 2.1%
| 2044-01-01 | 115918.4803 | 237075.3706 | 352993.851 | 8345.6404 | 42.2968 | 27 | 2044 | 2044-01-01 |  | 2.2%
| 2044-02-01 | 113791.6663 | 237075.3706 | 350867.0369 | 10440.4374 | 33.6065 | 28 | 2044 | 2044-02-01 |  | 2.2%
| 2044-03-01 | 179000.9702 | 237075.3706 | 416076.3408 | 16499.2783 | 25.2179 | 29 | 2044 | 2044-03-01 |  | 2.2%
| 2044-04-01 | 148176.8625 | 237075.3706 | 385252.2331 | 18759.8296 | 20.536 | 30 | 2044 | 2044-04-01 |  | 2.2%
| 2044-05-01 | 114915.6609 | 237075.3706 | 351991.0315 | 22050.5537 | 15.9629 | 31 | 2044 | 2044-05-01 |  | 2.2%
| 2044-06-01 | 302061.3824 | 237075.3706 | 539136.753 | 23529.0567 | 22.9137 | 32 | 2044 | 2044-06-01 |  | 2.2%
| 2044-07-01 | 684899.503 | 237075.3706 | 921974.8736 | 24422.9894 | 37.7503 | 33 | 2044 | 2044-07-01 |  | 2.2%
| 2044-08-01 | 582296.7478 | 237075.3706 | 819372.1185 | 22379.322 | 36.6129 | 34 | 2044 | 2044-08-01 |  | 2.2%
| 2044-09-01 | 189154.7364 | 237075.3706 | 426230.1071 | 19243.3737 | 22.1494 | 35 | 2044 | 2044-09-01 |  | 2.2%
| 2044-10-01 | 186466.6873 | 237075.3706 | 423542.0579 | 15628.9626 | 27.0998 | 36 | 2044 | 2044-10-01 |  | 2.2%
| 2044-11-01 | 136746.7192 | 237075.3706 | 373822.0898 | 9622.1358 | 38.8502 | 37 | 2044 | 2044-11-01 |  | 2.2%
| 2044-12-01 | 119613.1584 | 237075.3706 | 356688.529 | 6899.1465 | 51.7004 | 38 | 2044 | 2044-12-01 |  | 2.2%
| 2045-01-01 | 118468.6869 | 237075.3706 | 355544.0575 | 8345.6404 | 42.6024 | 40 | 2045 | 2045-01-01 |  | 2.2%
| 2045-02-01 | 116295.0829 | 237075.3706 | 353370.4535 | 10440.4374 | 33.8463 | 41 | 2045 | 2045-02-01 |  | 2.2%
| 2045-03-01 | 182938.9916 | 237075.3706 | 420014.3622 | 16499.2783 | 25.4565 | 42 | 2045 | 2045-03-01 |  | 2.2%
| 2045-04-01 | 151436.7534 | 237075.3706 | 388512.1241 | 18759.8296 | 20.7098 | 43 | 2045 | 2045-04-01 |  | 2.2%
| 2045-05-01 | 117443.8054 | 237075.3706 | 354519.176 | 22050.5537 | 16.0776 | 44 | 2045 | 2045-05-01 |  | 2.2%
| 2045-06-01 | 308706.7328 | 237075.3706 | 545782.1035 | 23529.0567 | 23.1961 | 45 | 2045 | 2045-06-01 |  | 2.2%
| 2045-07-01 | 699967.2921 | 237075.3706 | 937042.6627 | 24422.9894 | 38.3672 | 46 | 2045 | 2045-07-01 |  | 2.2%
| 2045-08-01 | 595107.2763 | 237075.3706 | 832182.6469 | 22379.322 | 37.1853 | 47 | 2045 | 2045-08-01 |  | 2.2%
| 2045-09-01 | 193316.1407 | 237075.3706 | 430391.5113 | 19243.3737 | 22.3657 | 48 | 2045 | 2045-09-01 |  | 2.2%
| 2045-10-01 | 190568.9544 | 237075.3706 | 427644.325 | 15628.9626 | 27.3623 | 49 | 2045 | 2045-10-01 |  | 2.2%
| 2045-11-01 | 139755.147 | 237075.3706 | 376830.5177 | 9622.1358 | 39.1629 | 50 | 2045 | 2045-11-01 |  | 2.2%
| 2045-12-01 | 122244.6479 | 237075.3706 | 359320.0185 | 6899.1465 | 52.0818 | 51 | 2045 | 2045-12-01 |  | 2.2%
| 2046-01-01 | 120956.5293 | 237075.3706 | 358031.8999 | 8345.6404 | 42.9005 | 53 | 2046 | 2046-01-01 |  | 2.1%
| 2046-02-01 | 118737.2797 | 237075.3706 | 355812.6503 | 10440.4374 | 34.0802 | 54 | 2046 | 2046-02-01 |  | 2.1%
| 2046-03-01 | 186780.7104 | 237075.3706 | 423856.081 | 16499.2783 | 25.6894 | 55 | 2046 | 2046-03-01 |  | 2.1%
| 2046-04-01 | 154616.9253 | 237075.3706 | 391692.2959 | 18759.8296 | 20.8793 | 56 | 2046 | 2046-04-01 |  | 2.1%
| 2046-05-01 | 119910.1253 | 237075.3706 | 356985.4959 | 22050.5537 | 16.1894 | 57 | 2046 | 2046-05-01 |  | 2.1%
| 2046-06-01 | 315189.5742 | 237075.3706 | 552264.9449 | 23529.0567 | 23.4716 | 58 | 2046 | 2046-06-01 |  | 2.1%
| 2046-07-01 | 714666.6052 | 237075.3706 | 951741.9758 | 24422.9894 | 38.9691 | 59 | 2046 | 2046-07-01 |  | 2.1%
| 2046-08-01 | 607604.5291 | 237075.3706 | 844679.8997 | 22379.322 | 37.7438 | 60 | 2046 | 2046-08-01 |  | 2.1%
| 2046-09-01 | 197375.7796 | 237075.3706 | 434451.1502 | 19243.3737 | 22.5767 | 61 | 2046 | 2046-09-01 |  | 2.1%
| 2046-10-01 | 194570.9025 | 237075.3706 | 431646.2731 | 15628.9626 | 27.6184 | 62 | 2046 | 2046-10-01 |  | 2.1%
| 2046-11-01 | 142690.0051 | 237075.3706 | 379765.3757 | 9622.1358 | 39.4679 | 63 | 2046 | 2046-11-01 |  | 2.1%
| 2046-12-01 | 124811.7855 | 237075.3706 | 361887.1561 | 6899.1465 | 52.4539 | 64 | 2046 | 2046-12-01 |  | 2.1%
| 2047-01-01 | 123496.6164 | 237075.3706 | 360571.9871 | 8345.6404 | 43.2048 | 66 | 2047 | 2047-01-01 |  | 2.1%
| 2047-02-01 | 121230.7625 | 237075.3706 | 358306.1332 | 10440.4374 | 34.3191 | 67 | 2047 | 2047-02-01 |  | 2.1%
| 2047-03-01 | 190703.1053 | 237075.3706 | 427778.4759 | 16499.2783 | 25.9271 | 68 | 2047 | 2047-03-01 |  | 2.1%
| 2047-04-01 | 157863.8807 | 237075.3706 | 394939.2513 | 18759.8296 | 21.0524 | 69 | 2047 | 2047-04-01 |  | 2.1%
| 2047-05-01 | 122428.2379 | 237075.3706 | 359503.6086 | 22050.5537 | 16.3036 | 70 | 2047 | 2047-05-01 |  | 2.1%
| 2047-06-01 | 321808.5553 | 237075.3706 | 558883.9259 | 23529.0567 | 23.7529 | 71 | 2047 | 2047-06-01 |  | 2.1%
| 2047-07-01 | 729674.6039 | 237075.3706 | 966749.9745 | 24422.9894 | 39.5836 | 72 | 2047 | 2047-07-01 |  | 2.1%
| 2047-08-01 | 620364.2242 | 237075.3706 | 857439.5948 | 22379.322 | 38.3139 | 73 | 2047 | 2047-08-01 |  | 2.1%
| 2047-09-01 | 201520.671 | 237075.3706 | 438596.0416 | 19243.3737 | 22.7921 | 74 | 2047 | 2047-09-01 |  | 2.1%
| 2047-10-01 | 198656.8914 | 237075.3706 | 435732.262 | 15628.9626 | 27.8798 | 75 | 2047 | 2047-10-01 |  | 2.1%
| 2047-11-01 | 145686.4952 | 237075.3706 | 382761.8658 | 9622.1358 | 39.7793 | 76 | 2047 | 2047-11-01 |  | 2.1%
[7 empty] | 77 | 1900 |  |  | #N/A

## Table 3 PV wS UTN_2024
Table 3
2019 IRP Utah North Solar with Storage
30% Capacity Factor
Year | Estimated Capital Cost | Fixed Capital Cost at Real Levelized Rate | Fixed O&M | Network Upgrade | Fixed Costs | Variable O&M | Total Resource Cost | Total Resource Costs | Total Fixed Cost
| $/kW | $/kW-yr | $/kW-yr | $/kW-yr | $/MWh | $/MWh | $/MWh | $/kW-yr | $/kW-yr
| (a) | (b) | (c) | (d) | (e) | (f) | (g) | (h) | (i)
2019 IRP Utah North Solar with Storage - 30% Capacity Factor
2016
2017
2018 |  |  | 24.5706 |  |  | 0 |  |  | 24.5706
2019 |  |  | 25.01 |  |  | 0 |  |  | 25.01
2020 |  |  | 25.49 |  |  | 0 |  |  | 25.49
2021 |  |  | 26 |  |  | 0 |  |  | 26
2022 |  |  | 26.65 |  |  | 0 |  |  | 26.65
2023 |  |  | 27.32 |  |  | 0 |  |  | 27.32
2024 | 1230.0205 | 62.5465 | 27.98 | 2.5818 | 35.3117 | 0 | 35.3117 | 93.11 | 93.1084
2025 |  | 63.99 | 28.62 | 2.64 | 36.1239 | 0 | 36.1239 | 95.25 | 95.25
2026 |  | 65.46 | 29.28 | 2.7 | 36.9544 | 0 | 36.9544 | 97.44 | 97.44
2027 |  | 66.97 | 29.95 | 2.76 | 37.804 | 0 | 37.804 | 99.68 | 99.68
2028 |  | 68.51 | 30.64 | 2.82 | 38.6725 | 0 | 38.6725 | 101.97 | 101.97
2029 |  | 70.09 | 31.34 | 2.88 | 39.5599 | 0 | 39.5599 | 104.31 | 104.31
2030 |  | 71.63 | 32.03 | 2.94 | 40.4284 | 0 | 40.4284 | 106.6 | 106.6
2031 |  | 73.21 | 32.73 | 3 | 41.3159 | 0 | 41.3159 | 108.94 | 108.94
2032 |  | 74.82 | 33.45 | 3.07 | 42.2261 | 0 | 42.2261 | 111.34 | 111.34
2033 |  | 76.39 | 34.15 | 3.13 | 43.1097 | 0 | 43.1097 | 113.67 | 113.67
2034 |  | 77.99 | 34.87 | 3.2 | 44.0161 | 0 | 44.0161 | 116.06 | 116.06
2035 |  | 79.63 | 35.6 | 3.27 | 44.9415 | 0 | 44.9415 | 118.5 | 118.5
2036 |  | 81.3 | 36.35 | 3.34 | 45.8859 | 0 | 45.8859 | 120.99 | 120.99
2037 |  | 83.01 | 37.11 | 3.41 | 46.8492 | 0 | 46.8492 | 123.53 | 123.53
2038 |  | 84.75 | 37.89 | 3.48 | 47.8314 | 0 | 47.8314 | 126.12 | 126.12
2039 |  | 86.53 | 38.69 | 3.55 | 48.8365 | 0 | 48.8365 | 128.77 | 128.77
2040 |  | 88.35 | 39.5 | 3.62 | 49.8604 | 0 | 49.8604 | 131.47 | 131.47
2041 |  | 90.21 | 40.33 | 3.7 | 50.911 | 0 | 50.911 | 134.24 | 134.24
2042 |  | 92.1 | 41.18 | 3.78 | 51.9805 | 0 | 51.9805 | 137.06 | 137.06
2043 |  | 94.03 | 42.04 | 3.86 | 53.0689 | 0 | 53.0689 | 139.93 | 139.93
2044 |  | 94.03 | 42.04 | 3.86 | 53.0689 | 0 | 53.0689 | 139.93 | 139.93
2045 |  | 94.03 | 42.04 | 3.86 | 53.0689 | 0 | 53.0689 | 139.93 | 139.93
2046 |  | 94.03 | 42.04 | 3.86 | 53.0689 | 0 | 53.0689 | 139.93 | 139.93
2047 |  | 94.03 | 42.04 | 3.86 | 53.0689 | 0 | 53.0689 | 139.93 | 139.93
Sources, Inputs and Assumptions
Source: | (c)(f) | Plant Costs - 2019 IRP Update - Table 6.1 & 6.2
| (a) | Plant capacity cost
| (b) | = (a) x 0.05085
| (e) | = ((b) + (c)) / (8.76 x 30.1%)
| (g) | = (e) + (f)
| (i) | Plant Costs - 2019 IRP Update - Table 6.1 & 6.2
2019 IRP Utah North Solar with Storage - 30% Capacity Factor
| Wind | Cost and Input Assumptions
[11 empty] | COD | 2024
2018 $ | 1608.8222 | Plant capacity cost | [7 empty] | 342.2 | MW | L1.UN1_PVS | L1.US1_PV | L1.UN1_PVSProposed Station Capital Costs
2018 $ | 24.5706 | Fixed O&M, plus on-going capital cost | [11 empty] | L1.UN1_PVSProposed Station Fixed Costs
|  | Wheeling ($ MWh) | [9 empty] | L1.UN1_PVS2024 |  | L1.UN1_PVSProposed Station Variable O&M Costs
2018 $ | 0 | Variable O&M | [9 empty] | Photovoltaic (Utility) 30% ITC
|  | Tax Credit $/MWh |  |  |  |  | First Year real levelized
2024$ | 2.5818 | Network Upgrade ($/kw-yr) |  | Utah N, Transmission Integration
| 5.085% | Payment Factor | includes 30% ITC
| 30.1% | Capacity Factor
Company Official Inflation Forecast Dated March 31, 2020
| 2017 | 2% |  | 2026 | 2.3% |  | 2035 | 2.1%
| 2018 | 2.4% |  | 2027 | 2.3% |  | 2036 | 2.1%
| 2019 | 1.8% |  | 2028 | 2.3% |  | 2037 | 2.1%
| 2020 | 1.9% |  | 2029 | 2.3% |  | 2038 | 2.1%
| 2021 | 2% |  | 2030 | 2.2% |  | 2039 | 2.1%
| 2022 | 2.5% |  | 2031 | 2.2% |  | 2040 | 2.1%
| 2023 | 2.5% |  | 2032 | 2.2% |  | 2041 | 2.1%
| 2024 | 2.4% |  | 2033 | 2.1% |  | 2042 | 2.1%
| 2025 | 2.3% |  | 2034 | 2.1% |  | 2043 | 2.1%
[7 empty] | 2044 | 2.2%
[7 empty] | 2045 | 2.2%
[7 empty] | 2046 | 2.1%
[7 empty] | 2047 | 2.1%

## Table 3 185 MW (NTN) 2026) (hidden)
Appendix B
Table 3
2019 IRP SCCT Resource Costs
Naughton - 185 MW - SCCT Frame "F" x1 - East Side Resource (6,050')
I_NTN_SC_FRM
Year | Estimated Capital Cost | Fixed Capital Cost at Real Levelized Rate | Fixed O&M | Variable O&M | Total O&M at Expected CF | Total Resource Fixed Costs | Fuel Cost | Total Resource Energy Cost | Total Resource Costs | Total Fixed Cost |  |  |  | EPM Input files
| $/kW | $/kW-yr | $/kW-yr | $/MWh | $/kW-yr | $/kW-yr | $/MMBtu | $/MWh | $/MWh | $/kW-yr |  |  |  | check Capital cost |  | checkFOM |  | Check VOM | Operating Reserve credit | Granularity adjustment
| (a) | (b) | (c) | (d) | (e) | (f) | (g) | (h) | (i) | (i)
Naughton - 185 MW - SCCT Frame "F" x1 - East Side Resource (6,050')
2016
2017 | [9 empty] | 0
2018 |  |  |  | 7.76 | [5 empty] | 7.76 |  |  |  | 718.6661 |  | -18.266 |  |  | -50.03
2019 |  |  |  | 7.9 | [5 empty] | 7.9 | [5 empty] | -18.68 |  |  | -51.17
2020 |  |  |  | 8.05 | [5 empty] | 8.05 | [5 empty] | -19.11 |  |  | -52.34 |  | 0 | 2020
2021 |  |  |  | 8.21 | [5 empty] | 8.21 | [5 empty] | -19.55 |  |  | -53.53 |  | 0 | 2021
2022 |  |  |  | 8.42 | [5 empty] | 8.42 | [5 empty] | -20 |  |  | -54.75 |  | 0 | 2022
2023 |  |  |  | 8.63 | [5 empty] | 8.63 | [5 empty] | -20.46 |  |  | -56 |  | 0 | 2023
2024 |  |  |  | 8.84 | [5 empty] | 8.84 | [5 empty] | -20.93 |  |  | -57.28 |  | 0 | 2024
2025 |  |  |  | 9.04 | [5 empty] | 9.04 | [5 empty] | -21.41 |  |  | -58.59 |  | 0 | 2025
2026 | 718.6641 | 50.01 | 38.0533 | 9.25 | 64.79 | 114.8 | 2.69 | 26.32 | 66.03 | 112.0933 |  |  |  | 718.6661 | 0.0019997 | -21.9 | -0.02331 |  | -59.93 |  | 66.03 | 2026
2027 |  | 51.16 | 38.93 | 9.46 | 66.28 | 117.44 | 2.95 | 28.87 | 69.5 | 114.67 | [5 empty] | -22.4 | -0.03 |  | -61.3 |  | 69.5 | 2027
2028 |  | 52.34 | 39.83 | 9.68 | 67.81 | 120.15 | 3.21 | 31.41 | 72.97 | 117.32 | [5 empty] | -22.91 | -0.04 |  | -62.7 |  | 72.97 | 2028
2029 |  | 53.54 | 40.75 | 9.9 | 69.37 | 122.91 | 3.44 | 33.66 | 76.18 | 120.02 | [5 empty] | -23.43 | -0.05 |  | -64.13 |  | 76.18 | 2029
2030 |  | 54.72 | 41.65 | 10.12 | 70.9 | 125.62 | 3.68 | 36.01 | 79.47 | 122.67 | [5 empty] | -23.96 | -0.02 |  | -65.59 |  | 79.47 | 2030
2031 |  | 55.92 | 42.57 | 10.34 | 72.46 | 128.38 | 3.86 | 37.77 | 82.18 | 125.37 | [5 empty] | -24.51 | 0.01 |  | -67.09 |  | 82.18 | 2031
2032 |  | 57.15 | 43.51 | 10.57 | 74.07 | 131.22 | 4.05 | 39.63 | 85.02 | 128.15 | [5 empty] | -25.07 | 0.04 |  | -68.62 |  | 85.02 | 2032
2033 |  | 58.35 | 44.42 | 10.79 | 75.61 | 133.96 | 4.23 | 41.39 | 87.73 | 130.82 | [5 empty] | -25.64 | 0.12 |  | -70.18 |  | 87.73 | 2033
2034 |  | 59.58 | 45.35 | 11.02 | 77.21 | 136.79 | 4.44 | 43.45 | 90.77 | 133.58 | [5 empty] | -26.22 | 0.21 |  | -71.78 |  | 90.77 | 2034
2035 |  | 60.83 | 46.3 | 11.25 | 78.82 | 139.65 | 4.67 | 45.7 | 94.01 | 136.37 | [5 empty] | -26.82 | 0.3 |  | -73.42 |  | 94.01 | 2035
2036 |  | 62.11 | 47.27 | 11.49 | 80.49 | 142.6 | 4.86 | 47.56 | 96.89 | 139.25 | [10 empty] | 96.89 | 2036
2037 |  | 63.41 | 48.26 | 11.73 | 82.17 | 145.58 | 5.19 | 50.79 | 101.15 | 142.16 | [10 empty] | 101.15 | 2037
2038 |  | 64.74 | 49.27 | 11.98 | 83.9 | 148.64 | 5.49 | 53.73 | 105.15 | 145.15 | [10 empty] | 105.15 | 2038
2039 |  | 66.1 | 50.3 | 12.23 | 85.65 | 151.75 | 5.83 | 57.05 | 109.54 | 148.18 | [10 empty] | 107.5474 | 2039
2040 |  | 67.49 | 51.36 | 12.49 | 87.47 | 154.96 | 5.96 | 58.32 | 111.92 | 151.32
2041 |  | 68.91 | 52.44 | 12.75 | 89.3 | 158.21 | 6.09 | 59.6 | 114.33 | 154.49
2042 |  | 70.36 | 53.54 | 13.02 | 91.18 | 161.54 | 6.22 | 60.87 | 116.75 | 157.74 | [10 empty] | 109.9995 | 2040
[21 empty] | 112.5075 | 2041
Sources, Inputs and Assumptions | [20 empty] | 115.0727 | 2042
[21 empty] | 117.6963 | 2043
Source: (a)(c)(d) |  | Plant Costs - 2019 IRP - Table 6.1 & 6.2 | [18 empty] | 120.3798 | 2044
| (b) | = (a) x 0.0695884915153164 | [18 empty] | 123.1245 | 2045
| (e) | = (d) x (8.76 x 33.0%) + (c) | [18 empty] | 125.9317 | 2046
| (f) | = (b) + (e) | [18 empty] | 128.8029 | 2047
| (g) | Table 4 - Burnertip Natural Gas Price Forecast | [18 empty] | 131.7396 | 2048
| (h) | = 9,786 MMBtu/MWH x $/MMBtu | [18 empty] | 134.7433 | 2049
| (i) | = (f) / (8.76 x 'Capacity Factor' ) + (h)
-57.0226
Naughton - 185 MW - SCCT Frame "F" x1 - East Side Resource (6,050')
| CCCT Statistics |  |  | MW | Percent | Cap Cost | Fixed
| SCCT Dry "F" - Turbine |  |  | 185 | 100% | 745.1281 | 31.9088 |  |  |  |  | COD | 2026
|  |  |  | 0 | 0% | 0 | 0 |  |  |  | 184.9 | MW | I_NTN_SC_FRM | I_NTN_SC_FRMProposed Station Capital Costs
| Capacity Weighted |  |  | 185 | 100% | 745 | 31.91 |  |  |  |  | MW |  | I_NTN_SC_FRMProposed Station Fixed Costs
[13 empty] | I_NTN_SC_FRM2026 | I_NTN_SC_FRMProposed Station Variable O&M Costs
| CCCT Statistics |  |  | MW | CF | aMW | Percent | Variable | Heat Rate
| SCCT Dry "F" - Turbine |  |  | 185 | 33% | 61.05 | 100% | 7.7613 | 9786.4587
| 0 |  |  | 0 | 0% | 0 | 0% | 0 | 0
| Energy Weighted |  |  | 185 | 33% | 61.05 | 100% | 7.76 | 9786
Rounded
| SCCT | Duct Firing | Plant Costs - 2019 IRP - Table 6.1 & 6.2
| 185 |  | MW Plant Capacity
2018 $ | 745.1281 |  | Plant Capacity Cost
2018 $ | 17.0055 |  | Fixed O&M & Capitalized O&M
2018 $ | 14.9034 |  | Fixed Pipeline
2018 $ | 31.9088 |  | Fixed O&M Including Fixed Pipeline & Capitalized O&M ($/kW-Yr)
2018 $ | 7.7613 |  | Variable O&M Costs & Capitalized Variable O&M ($/MWh)
| 9786.4587 |  | Heat Rate in btu/kWh
| 6.959% |  | Payment Factor
| 33% |  | Capacity Factor
|  | 33% | Energy Weighted Capacity Factor
Company Official Inflation Forecast Dated March 31, 2020
| 2017 | 2% |  | 2026 | 2.3% |  | 2035 | 2.1%
| 2018 | 2.4% |  | 2027 | 2.3% |  | 2036 | 2.1%
| 2019 | 1.8% |  | 2028 | 2.3% |  | 2037 | 2.1%
| 2020 | 1.9% |  | 2029 | 2.3% |  | 2038 | 2.1%
| 2021 | 2% |  | 2030 | 2.2% |  | 2039 | 2.1%
| 2022 | 2.5% |  | 2031 | 2.2% |  | 2040 | 2.1%
| 2023 | 2.5% |  | 2032 | 2.2% |  | 2041 | 2.1%
| 2024 | 2.4% |  | 2033 | 2.1% |  | 2042 | 2.1%
| 2025 | 2.3% |  | 2034 | 2.1% |  | 2043 | 2.1%
Note on C75: Should this be zero if this inly holding reserves?

## Table 3 YK Wind wS_2029 (hidden)
Table 3
2019 IRP Yakima Wind with Storage Resource
37% Capacity Factor
Year | Estimated Capital Cost | Fixed Capital Cost at Real Levelized Rate | Fixed O&M | Network Upgrade | Fixed Costs | Variable O&M | Total Resource Cost | Total Resource Costs | Total Fixed Cost
| $/kW | $/kW-yr | $/kW-yr | $/kW-yr | $/MWh | $/MWh | $/MWh | $/kW-yr | $/kW-yr
| (a) | (b) | (c) | (d) | (e) | (f) | (g) | (h) | (i)
2019 IRP Yakima Wind with Storage Resource - 37% Capacity Factor
2016
2017
2018 | [5 empty] | 10 |  |  | 0
2019 | [5 empty] | 10.18 |  |  | 0
2020 | [5 empty] | 10.37 |  |  | 0
2021 | [5 empty] | 10.58 |  |  | 0
2022 | [5 empty] | 10.84 |  |  | 0
2023 | [5 empty] | 11.11 |  |  | 0
2024 | [5 empty] | 11.38 |  |  | 0
2025 | [5 empty] | 11.64 |  |  | 0
2026 | [5 empty] | 11.91 |  |  | 0
2027 | [5 empty] | 12.18 |  |  | 0
2028 | [5 empty] | 12.46 |  |  | 0
2029 | 1709.5918 | 117.9447 | 25 | 0.44 | 44.1189 | 12.75 | 56.8689 | 184.82 | 143.3847
2030 |  | 120.54 | 25.5102 | 0.45 | 45.0775 | 13.03 | 58.1075 | 188.85 | 146.5002
2031 |  | 123.19 | 26.1224 | 0.46 | 46.0844 | 13.32 | 59.4044 | 193.06 | 149.7724
2032 |  | 125.9 | 26.7347 | 0.47 | 47.1097 | 13.61 | 60.7197 | 197.34 | 153.1047
2033 |  | 128.54 | 27.3469 | 0.48 | 48.1135 | 13.9 | 62.0135 | 201.54 | 156.3669
2034 |  | 131.24 | 27.9592 | 0.49 | 49.1357 | 14.19 | 63.3257 | 205.81 | 159.6892
2035 |  | 134 | 28.5714 | 0.5 | 50.1764 | 14.19 | 64.3664 | 209.19 | 163.0714
2036 |  | 136.81 | 29.1837 | 0.51 | 51.2325 | 14.19 | 65.4225 | 212.62 | 166.5037
2037 |  | 139.68 | 29.898 | 0.52 | 52.3385 | 14.19 | 66.5285 | 216.21 | 170.098
2038 |  | 142.61 | 30.6122 | 0.53 | 53.4629 | 14.19 | 67.6529 | 219.87 | 173.7522
2039 |  | 145.6 | 31.26 | 0.54 | 54.5853 | 14.19 | 68.7753 | 223.52 | 177.4
2040 |  | 148.66 | 31.92 | 0.55 | 55.733 | 14.19 | 69.923 | 227.25 | 181.13
2041 |  | 151.78 | 32.59 | 0.56 | 56.9022 | 14.19 | 71.0922 | 231.05 | 184.93
2042 |  | 154.97 | 33.27 | 0.57 | 58.0961 | 14.19 | 72.2861 | 234.93 | 188.81
2043 |  | 158.22 | 33.97 | 0.58 | 59.3146 | 14.19 | 73.5046 | 238.89 | 192.77
Sources, Inputs and Assumptions
Source: | (c)(f) | Plant Costs - 2019 IRP Update - Table 6.1 & 6.2
| (a) | Plant capacity cost
| (b) | = (a) x 0.06899
| (e) | = ((b) + (c)) / (8.76 x 37.1%)
| (g) | = (e) + (f)
| (i) | Plant Costs - 2019 IRP Update - Table 6.1 & 6.2
2019 IRP Yakima Wind with Storage Resource - 37% Capacity Factor
| Wind | Cost and Input Assumptions
[11 empty] | COD | 2029
2018 $ | 1923.6832 | Plant capacity cost | [10 empty] | H_.YK1_WDSProposed Station Capital Costs
2018 $ | 30.7433 | Fixed O&M, plus on-going capital cost | [7 empty] | 9.8 | MW | H_.YK1_WDS | H_.YK1_WDSProposed Station Fixed Costs | Levelized | 0
Wheeling ($ MWh)
2018 $ | 10 | Variable O&M | [10 empty] | H_.YK1_WDSProposed Station Variable O&M Costs
|  | Tax Credit $/MWh |  |  |  |  | First Year real levelized |  |  |  |  | H_.YK1_WDS2029 | Proposed Station Variable O&M Costs
2024$ | 0.39132 | Network Upgrade ($/kw-yr) |  | Yakima, Transmission Integration
| 6.899% | Payment Factor
| 37.1% | Capacity Factor
Company Official Inflation Forecast Dated March 31, 2020
| 2017 | 2% |  | 2026 | 2.3% |  | 2035 | 2.1%
| 2018 | 2.4% |  | 2027 | 2.3% |  | 2036 | 2.1%
| 2019 | 1.8% |  | 2028 | 2.3% |  | 2037 | 2.1%
| 2020 | 1.9% |  | 2029 | 2.3% |  | 2038 | 2.1%
| 2021 | 2% |  | 2030 | 2.2% |  | 2039 | 2.1%
| 2022 | 2.5% |  | 2031 | 2.2% |  | 2040 | 2.1%
| 2023 | 2.5% |  | 2032 | 2.2% |  | 2041 | 2.1%
| 2024 | 2.4% |  | 2033 | 2.1% |  | 2042 | 2.1%
| 2025 | 2.3% |  | 2034 | 2.1% |  | 2043 | 2.1%

## Table 3 ID Wind_2030 (hidden)
Table 3
2019 IRP Idaho Wind Resource
37% Capacity Factor
Year | Estimated Capital Cost | Fixed Capital Cost at Real Levelized Rate | Fixed O&M | Network Upgrade | Fixed Costs | Variable O&M | Total Resource Cost | Total Resource Costs | Total Fixed Cost
| $/kW | $/kW-yr | $/kW-yr | $/kW-yr | $/MWh | $/MWh | $/MWh | $/kW-yr | $/kW-yr
| (a) | (b) | (c) | (d) | (e) | (f) | (g) | (h) | (i)
2019 IRP Idaho Wind Resource - 37% Capacity Factor
2016
2017
2018 | [5 empty] | 0 |  |  | 0
2019 | [5 empty] | 0 |  |  | 0
2020 | [5 empty] | 0 |  |  | 0
2021 | [5 empty] | 0 |  |  | 0
2022 | [5 empty] | 0 |  |  | 0
2023 | [5 empty] | 0 |  |  | 0
2024 | [5 empty] | 0 |  |  | 0
2025 | [5 empty] | 0 |  |  | 0
2026 | [5 empty] | 0 |  |  | 0
2027 | [5 empty] | 0 |  |  | 0
2028 | [5 empty] | 0 |  |  | 0
2029 | [5 empty] | 0 |  |  | 0
2030 | 1253.0638 | 86.4489 | 37.7491 | 12.0973 | 41.9375 | 0 | 41.9375 | 136.3 | 136.2953
2031 |  | 88.35 | 38.61 | 12.36 | 42.8682 | 0 | 42.8682 | 139.32 | 139.32
2032 |  | 90.29 | 39.4902 | 12.63 | 43.8191 | 0 | 43.8191 | 142.41 | 142.4102
2033 |  | 92.19 | 40.3896 | 12.9 | 44.7635 | 0 | 44.7635 | 145.48 | 145.4796
2034 |  | 94.13 | 41.3101 | 13.17 | 45.7268 | 0 | 45.7268 | 148.61 | 148.6101
2035 |  | 96.11 | 42.2499 | 13.45 | 46.7113 | 0 | 46.7113 | 151.81 | 151.8099
2036 |  | 98.13 | 43.2195 | 13.73 | 47.7174 | 0 | 47.7174 | 155.08 | 155.0795
2037 |  | 100.19 | 44.1997 | 14.02 | 48.742 | 0 | 48.742 | 158.41 | 158.4097
2038 |  | 102.29 | 45.2107 | 14.31 | 49.7885 | 0 | 49.7885 | 161.81 | 161.8107
2039 |  | 104.44 | 46.16 | 14.61 | 50.8345 | 0 | 50.8345 | 165.21 | 165.21
2040 |  | 106.63 | 47.13 | 14.92 | 51.9022 | 0 | 51.9022 | 168.68 | 168.68
2041 |  | 108.87 | 48.12 | 15.23 | 52.9914 | 0 | 52.9914 | 172.22 | 172.22
2042 |  | 111.16 | 49.13 | 15.55 | 54.1053 | 0 | 54.1053 | 175.84 | 175.84
2043 |  | 113.49 | 50.16 | 15.88 | 55.2407 | 0 | 55.2407 | 179.53 | 179.53
Sources, Inputs and Assumptions
Source: | (c)(f) | Plant Costs - 2019 IRP Update - Table 6.1 & 6.2
| (a) | Plant capacity cost
| (b) | = (a) x 0.06899
| (e) | = ((b) + (c)) / (8.76 x 37.1%)
| (g) | = (e) + (f)
| (i) | Plant Costs - 2019 IRP Update - Table 6.1 & 6.2
2019 IRP Idaho Wind Resource - 37% Capacity Factor
| Wind | Cost and Input Assumptions
[11 empty] | COD | 2030
2018 $ | 1358.4351 | Plant capacity cost | [10 empty] | H_.GO2_WDProposed Station Capital Costs
2018 $ | 28.8022 | Fixed O&M, plus on-going capital cost | [7 empty] | 470 | MW | H_.GO2_WD | H_.GO2_WDProposed Station Fixed Costs | Levelized | 0
|  | Wheeling ($ MWh) | [7 empty] | 569.6 | MW | L_.GO2_WD | L_.GO2_WDProposed Station Fixed Costs
2018 $ | 0 | Variable O&M | [10 empty] | H_.GO2_WDProposed Station Variable O&M Costs
|  | Tax Credit $/MWh |  |  |  |  | First Year real levelized |  |  |  |  | H_.GO2_WD2030 | L_.GO2_WDProposed Station Variable O&M Costs
2030$ | 12.0973 | Network Upgrade ($/kw-yr) |  | Goshen - to - Utah N, Expansion
| 6.899% | Payment Factor
| 37.1% | Capacity Factor
Company Official Inflation Forecast Dated March 31, 2020
| 2017 | 2% |  | 2026 | 2.3% |  | 2035 | 2.1%
| 2018 | 2.4% |  | 2027 | 2.3% |  | 2036 | 2.1%
| 2019 | 1.8% |  | 2028 | 2.3% |  | 2037 | 2.1%
| 2020 | 1.9% |  | 2029 | 2.3% |  | 2038 | 2.1%
| 2021 | 2% |  | 2030 | 2.2% |  | 2039 | 2.1%
| 2022 | 2.5% |  | 2031 | 2.2% |  | 2040 | 2.1%
| 2023 | 2.5% |  | 2032 | 2.2% |  | 2041 | 2.1%
| 2024 | 2.4% |  | 2033 | 2.1% |  | 2042 | 2.1%
| 2025 | 2.3% |  | 2034 | 2.1% |  | 2043 | 2.1%

## Table 3 ID Wind wS_2032 (hidden)
Table 3
2019 IRP Yakima Wind with Storage Resource
37% Capacity Factor
Year | Estimated Capital Cost | Fixed Capital Cost at Real Levelized Rate | Fixed O&M | Network Upgrade | Fixed Costs | Variable O&M | Total Resource Cost | Total Resource Costs | Total Fixed Cost
| $/kW | $/kW-yr | $/kW-yr | $/kW-yr | $/MWh | $/MWh | $/MWh | $/kW-yr | $/kW-yr
| (a) | (b) | (c) | (d) | (e) | (f) | (g) | (h) | (i)
2019 IRP Yakima Wind with Storage Resource - 37% Capacity Factor
2016
2017
2018 | [5 empty] | 0 |  |  | 0
2019 | [5 empty] | 0 |  |  | 0
2020 | [5 empty] | 0 |  |  | 0
2021 | [5 empty] | 0 |  |  | 0
2022 | [5 empty] | 0 |  |  | 0
2023 | [5 empty] | 0 |  |  | 0
2024 | [5 empty] | 0 |  |  | 0
2025 | [5 empty] | 0 |  |  | 0
2026 | [5 empty] | 0 |  |  | 0
2027 | [5 empty] | 0 |  |  | 0
2028 | [5 empty] | 0 |  |  | 0
2029 | [5 empty] | 0 |  |  | 0
2030 | [5 empty] | 0 |  |  | 0
2031 | [5 empty] | 0 |  |  | 0
2032 | 1672.1358 | 115.3606 | 26.7053 | 12.63 | 47.5993 | 0 | 47.5993 | 154.7 | 154.6959
2033 |  | 117.78 | 27.3179 | 12.9 | 48.6153 | 0 | 48.6153 | 158 | 157.9979
2034 |  | 120.25 | 27.947 | 13.17 | 49.652 | 0 | 49.652 | 161.37 | 161.367
2035 |  | 122.78 | 28.5762 | 13.45 | 50.7102 | 0 | 50.7102 | 164.81 | 164.8062
2036 |  | 125.36 | 29.2219 | 13.73 | 51.7889 | 0 | 51.7889 | 168.31 | 168.3119
2037 |  | 127.99 | 29.9007 | 14.02 | 52.8962 | 0 | 52.8962 | 171.91 | 171.9107
2038 |  | 130.68 | 30.5795 | 14.31 | 54.022 | 0 | 54.022 | 175.57 | 175.5695
2039 |  | 133.42 | 31.22 | 14.61 | 55.1545 | 0 | 55.1545 | 179.25 | 179.25
2040 |  | 136.22 | 31.88 | 14.92 | 56.3145 | 0 | 56.3145 | 183.02 | 183.02
2041 |  | 139.08 | 32.55 | 15.23 | 57.4961 | 0 | 57.4961 | 186.86 | 186.86
2042 |  | 142 | 33.23 | 15.55 | 58.7023 | 0 | 58.7023 | 190.78 | 190.78
2043 |  | 144.98 | 33.93 | 15.88 | 59.9361 | 0 | 59.9361 | 194.79 | 194.79
Sources, Inputs and Assumptions
Source: | (c)(f) | Plant Costs - 2019 IRP Update - Table 6.1 & 6.2
| (a) | Plant capacity cost
| (b) | = (a) x 0.06899
| (e) | = ((b) + (c)) / (8.76 x 37.1%)
| (g) | = (e) + (f)
| (i) | Plant Costs - 2019 IRP Update - Table 6.1 & 6.2
2019 IRP Yakima Wind with Storage Resource - 37% Capacity Factor
| Wind | Cost and Input Assumptions
[11 empty] | COD | 2032
2018 $ | 1879.5324 | Plant capacity cost | [10 empty] | H_.GO2_WDSProposed Station Capital Costs
2018 $ | 30.7433 | Fixed O&M, plus on-going capital cost | [7 empty] | 60.4 | MW | H_.GO2_WDS | H_.GO2_WDSProposed Station Fixed Costs | Levelized | 0
Wheeling ($ MWh)
2018 $ | 0 | Variable O&M | [10 empty] | H_.GO2_WDSProposed Station Variable O&M Costs
|  | Tax Credit $/MWh |  |  |  |  | First Year real levelized |  |  |  |  | H_.GO2_WDS2032 | Proposed Station Variable O&M Costs
2030$ | 12.0973 | Network Upgrade ($/kw-yr) |  | Goshen - to - Utah N, Expansion
| 6.899% | Payment Factor
| 37.1% | Capacity Factor
Company Official Inflation Forecast Dated March 31, 2020
| 2017 | 2% |  | 2026 | 2.3% |  | 2035 | 2.1%
| 2018 | 2.4% |  | 2027 | 2.3% |  | 2036 | 2.1%
| 2019 | 1.8% |  | 2028 | 2.3% |  | 2037 | 2.1%
| 2020 | 1.9% |  | 2029 | 2.3% |  | 2038 | 2.1%
| 2021 | 2% |  | 2030 | 2.2% |  | 2039 | 2.1%
| 2022 | 2.5% |  | 2031 | 2.2% |  | 2040 | 2.1%
| 2023 | 2.5% |  | 2032 | 2.2% |  | 2041 | 2.1%
| 2024 | 2.4% |  | 2033 | 2.1% |  | 2042 | 2.1%
| 2025 | 2.3% |  | 2034 | 2.1% |  | 2043 | 2.1%