## Table 1
Appendix B
| Table 1 | [5 empty] | 13 | [83 empty] | 0% | Transmission Deferral %
| Avoided Cost Prices | [5 empty] | 322 |  |  | Capacity Contribution | [80 empty] | 1700 | Transmission Upgrade Capacity
| Kennecott Refinery Non Firm - 6.2 MW and 85.0% CF | [8 empty] | 19.11% | 17.94% | 12.71% | 76.03% | 76.03% | 38.37% | 32.69% | 32.69% | 35.16% | 35.16% | 30.22% | 31.4% | 31.4% | 31.4% | 30.22% | 30.22% | 30.22% | 96.94% | [63 empty] | 0 | Transmission Deferral (MW)
Deferral (Nameplate MW)
|  |  |  | Total Price @ | [8 empty] | IRP19Wind_wS_YK_T 2029 | IRP19Wind_wS_YK_T 2037 |  | IRP19Solar_wS_YK_T 2024 | IRP19Solar_wS_YK_T 2036 | IRP19Solar_wS_OR_T 2024 | IRP19Solar_wS_OR_T 2033 | IRP19Solar_wS_UT_UTN_T 2024 | IRP19Solar_wS_WY_JB_T 2024 | IRP19Solar_wS_WY_JB_T 2029 | IRP19Solar_wS_WY_JB_T 2038 | IRP19Solar_wS_UT_UTS_T 2024 | IRP19Solar_wS_UT_UTS_T 2030 | IRP19Solar_wS_UT_UTS_T 2037 | IRP19_SCCT_NTN_2026_185MW |  |  |  | 0 |  | 0 | IRP19Wind_wS_YK_T 2029 | IRP19Wind_wS_YK_T 2037 | 0 | IRP19Solar_wS_YK_T 2024 | IRP19Solar_wS_YK_T 2036 | IRP19Solar_wS_OR_T 2024 | IRP19Solar_wS_OR_T 2033 | IRP19Solar_wS_UT_UTN_T 2024 | IRP19Solar_wS_WY_JB_T 2024 | IRP19Solar_wS_WY_JB_T 2029 | IRP19Solar_wS_WY_JB_T 2038 | IRP19Solar_wS_UT_UTS_T 2024 | IRP19Solar_wS_UT_UTS_T 2030 | IRP19Solar_wS_UT_UTS_T 2037 | IRP19_SCCT_NTN_2026_185MW |  | Resource Cost ($/kw-year) |  |  | IRP19Wind_wS_YK_T 2029 | IRP19Wind_wS_YK_T 2037 | 0 | IRP19Solar_wS_YK_T 2024 | IRP19Solar_wS_YK_T 2036 | IRP19Solar_wS_OR_T 2024 | IRP19Solar_wS_OR_T 2033 | IRP19Solar_wS_UT_UTN_T 2024 | IRP19Solar_wS_WY_JB_T 2024 | IRP19Solar_wS_WY_JB_T 2029 | IRP19Solar_wS_WY_JB_T 2038 | IRP19Solar_wS_UT_UTS_T 2024 | IRP19Solar_wS_UT_UTS_T 2030 | IRP19Solar_wS_UT_UTS_T 2037 | IRP19_SCCT_NTN_2026_185MW | Deferred Cost (Millions $/year) | [22 empty] | Resource Cost ($/kw-year) | Deferred Cost (Millions $/year)
|  | Capacity | Energy | 85% | [5 empty] | IRP19Wind_ID_T | IRP19Wind_UT_CP_T | IRP19Wind_WYAE_T | IRP19Wind_wS_YK_T | IRP19Wind_wS_YK_T | IRP19Wind_wS_ID_T | IRP19Solar_wS_YK_T | IRP19Solar_wS_YK_T | IRP19Solar_wS_OR_T | IRP19Solar_wS_OR_T | IRP19Solar_wS_UT_UTN_T | IRP19Solar_wS_WY_JB_T | IRP19Solar_wS_WY_JB_T | IRP19Solar_wS_WY_JB_T | IRP19Solar_wS_UT_UTS_T | IRP19Solar_wS_UT_UTS_T | IRP19Solar_wS_UT_UTS_T | IRP19_SCCT_NTN_2026_185MW |  |  |  | IRP19Wind_ID_T | IRP19Wind_UT_CP_T | IRP19Wind_WYAE_T | IRP19Wind_wS_YK_T | IRP19Wind_wS_YK_T | IRP19Wind_wS_ID_T | IRP19Solar_wS_YK_T | IRP19Solar_wS_YK_T | IRP19Solar_wS_OR_T | IRP19Solar_wS_OR_T | IRP19Solar_wS_UT_UTN_T | IRP19Solar_wS_WY_JB_T | IRP19Solar_wS_WY_JB_T | IRP19Solar_wS_WY_JB_T | IRP19Solar_wS_UT_UTS_T | IRP19Solar_wS_UT_UTS_T | IRP19Solar_wS_UT_UTS_T | IRP19_SCCT_NTN_2026_185MW |  | IRP19Wind_ID_T | IRP19Wind_UT_CP_T | IRP19Wind_WYAE_T | IRP19Wind_wS_YK_T | IRP19Wind_wS_YK_T | IRP19Wind_wS_ID_T | IRP19Solar_wS_YK_T | IRP19Solar_wS_YK_T | IRP19Solar_wS_OR_T | IRP19Solar_wS_OR_T | IRP19Solar_wS_UT_UTN_T | IRP19Solar_wS_WY_JB_T | IRP19Solar_wS_WY_JB_T | IRP19Solar_wS_WY_JB_T | IRP19Solar_wS_UT_UTS_T | IRP19Solar_wS_UT_UTS_T | IRP19Solar_wS_UT_UTS_T | IRP19_SCCT_NTN_2026_185MW | IRP19Wind_ID_T | IRP19Wind_UT_CP_T | IRP19Wind_WYAE_T | IRP19Wind_wS_YK_T | IRP19Wind_wS_YK_T | IRP19Wind_wS_ID_T | IRP19Solar_wS_YK_T | IRP19Solar_wS_YK_T | IRP19Solar_wS_OR_T | IRP19Solar_wS_OR_T | IRP19Solar_wS_UT_UTN_T | IRP19Solar_wS_WY_JB_T | IRP19Solar_wS_WY_JB_T | IRP19Solar_wS_WY_JB_T | IRP19Solar_wS_UT_UTS_T | IRP19Solar_wS_UT_UTS_T | IRP19Solar_wS_UT_UTS_T | IRP19_SCCT_NTN_2026_185MW | 0 | 0 | 0 | Total Capacity Deferral |  | IRP17 Aeolus Trans | IRP17 Aeolus Trans
| Year | Price | Only Price | Capacity Factor
|  | $/kW-yr | $/MWh (2) | $/MWh | [5 empty] | MW | MW |  | MW | MW | MW | MW | MW | MW | MW | MW | MW | MW | MW | MW | MW | MW |  |  |  |  | MW | MW | MW | MW | MW | MW | MW | MW | MW | MW | MW | MW | MW | MW | MW | MW | MW | MW |  | $/kw-year | $/kw-year | $/kw-year | $/kw-year | $/kw-year | $/kw-year | $/kw-year | $/kw-year | $/kw-year | $/kw-year | $/kw-year | $/kw-year | $/kw-year | $/kw-year | $/kw-year | $/kw-year | $/kw-year | $/kw-year | Millions $/year | Millions $/year | Millions $/year | Millions $/year | Millions $/year | Millions $/year | Millions $/year | Millions $/year | Millions $/year | Millions $/year | Millions $/year | Millions $/year | Millions $/year | Millions $/year | Millions $/year | Millions $/year | Millions $/year | Millions $/year | Millions $/year | Millions $/year | Millions $/year | Millions $/year |  | $/kw-year | Millions $/year
| 2022 | 0 | 25.2332 | 25.2332 |  |  |  |  | 2022 | 0 | 0 | 0 | 0 | 0 | 0 | 0 | 0 | 0 | 0 | 0 | 0 | 0 | 0 | 0 | 0 | 0 | 0 |  |  |  | 0 | 0 | 0 | 0 | 0 | 0 | 0 | 0 | 0 | 0 | 0 | 0 | 0 | 0 | 0 | 0 | 0 | 0 | 2022 | 0 | 0 | 0 | 0 |  | 0 | 26.69 |  | 26.69 |  | 26.69 | 26.69 | 26.69 |  | 26.69 | 26.69 |  | 8.43 | 0 | 0 | 0 | 0 | 0 | 0 | 0 | 0 | 0 | 0 | 0 | 0 | 0 | 0 | 0 | 0 | 0 | 0 | 0 | 0 | 0 | 0 | 2022 | 0 | 0
| 1 | #N/A | #DIV/0! | #DIV/0! | #DIV/0! |  |  |  | 1 | #N/A | #N/A | #N/A | #N/A | #N/A | #N/A | #N/A | #N/A | #N/A | #N/A | #N/A | #N/A | #N/A | #N/A | #N/A | #N/A | #N/A | #N/A |  |  |  | #N/A | #N/A | #N/A | #N/A | #N/A | #N/A | #N/A | #N/A | #N/A | #N/A | #N/A | #N/A | #N/A | #N/A | #N/A | #N/A | #N/A | #N/A | 1 | 0 | 0 | 0 | 0 |  | 0 | 0 |  | 0 |  | 0 | 0 | 0 |  | 0 | 0 |  | 0 | #N/A | #N/A | #N/A | #N/A | #N/A | #N/A | #N/A | #N/A | #N/A | #N/A | #N/A | #N/A | #N/A | #N/A | #N/A | #N/A | #N/A | #N/A | 0 | 0 | 0 | #N/A | 1 | 0 | 0
| 2 | #N/A | #DIV/0! | #DIV/0! | #DIV/0! |  |  |  | 2 | #N/A | #N/A | #N/A | #N/A | #N/A | #N/A | #N/A | #N/A | #N/A | #N/A | #N/A | #N/A | #N/A | #N/A | #N/A | #N/A | #N/A | #N/A |  |  |  | #N/A | #N/A | #N/A | #N/A | #N/A | #N/A | #N/A | #N/A | #N/A | #N/A | #N/A | #N/A | #N/A | #N/A | #N/A | #N/A | #N/A | #N/A | 2 | 0 | 0 | 0 | 0 |  | 0 | 0 |  | 0 |  | 0 | 0 | 0 |  | 0 | 0 |  | 0 | #N/A | #N/A | #N/A | #N/A | #N/A | #N/A | #N/A | #N/A | #N/A | #N/A | #N/A | #N/A | #N/A | #N/A | #N/A | #N/A | #N/A | #N/A | 0 | 0 | 0 | #N/A | 2 | 0 | 0
| 3 | #N/A | #DIV/0! | #DIV/0! | #DIV/0! |  |  |  | 3 | #N/A | #N/A | #N/A | #N/A | #N/A | #N/A | #N/A | #N/A | #N/A | #N/A | #N/A | #N/A | #N/A | #N/A | #N/A | #N/A | #N/A | #N/A |  |  |  | #N/A | #N/A | #N/A | #N/A | #N/A | #N/A | #N/A | #N/A | #N/A | #N/A | #N/A | #N/A | #N/A | #N/A | #N/A | #N/A | #N/A | #N/A | 3 | 0 | 0 | 0 | 0 |  | 0 | 0 |  | 0 |  | 0 | 0 | 0 |  | 0 | 0 |  | 0 | #N/A | #N/A | #N/A | #N/A | #N/A | #N/A | #N/A | #N/A | #N/A | #N/A | #N/A | #N/A | #N/A | #N/A | #N/A | #N/A | #N/A | #N/A | 0 | 0 | 0 | #N/A | 3 | 0 | 0
| 4 | #N/A | #DIV/0! | #DIV/0! | #DIV/0! |  |  |  | 4 | 0 | 0 | 0 | 0 | 0 | 0 | 0 | 0 | 0 | 0 | 0 | 0 | 0 | 0 | 0 | 0 | 0 | 0 |  |  |  | 0 | 0 | 0 | 0 | 0 | 0 | 0 | 0 | 0 | 0 | 0 | 0 | 0 | 0 | 0 | 0 | 0 | 0 | 4 | 0 | 0 | 0 | 0 |  | 0 | 0 |  | 0 |  | 0 | 0 | 0 |  | 0 | 0 |  | 0 | #N/A | #N/A | #N/A | #N/A | #N/A | #N/A | #N/A | #N/A | #N/A | #N/A | #N/A | #N/A | #N/A | #N/A | #N/A | #N/A | #N/A | #N/A | 0 | 0 | 0 | #N/A | 4 | 0 | 0
| 5 | #N/A | #DIV/0! | #DIV/0! | #DIV/0! |  |  |  | 5 | 0 | 0 | 0 | 0 | 0 | 0 | 0 | 0 | 0 | 0 | 0 | 0 | 0 | 0 | 0 | 0 | 0 | 0 | 0 | 0 | 0 | 0 | 0 | 0 | 0 | 0 | 0 | 0 | 0 | 0 | 0 | 0 | 0 | 0 | 0 | 0 | 0 | 0 | 0 | 5 | 0 | 0 | 0 | 0 |  | 0 | 0 |  | 0 |  | 0 | 0 | 0 |  | 0 | 0 |  | 0 | #N/A | #N/A | #N/A | #N/A | #N/A | #N/A | #N/A | #N/A | #N/A | #N/A | #N/A | #N/A | #N/A | #N/A | #N/A | #N/A | #N/A | #N/A | 0 | 0 | 0 | #N/A | 5 | 0 | 0
| 6 | #N/A | #DIV/0! | #DIV/0! | #DIV/0! |  |  |  | 6 | 0 | 0 | 0 | 0 | 0 | 0 | 0 | 0 | 0 | 0 | 0 | 0 | 0 | 0 | 0 | 0 | 0 | 0 |  |  |  | 0 | 0 | 0 | 0 | 0 | 0 | 0 | 0 | 0 | 0 | 0 | 0 | 0 | 0 | 0 | 0 | 0 | 0 | 6 | 0 | 0 | 0 | 0 |  | 0 | 0 |  | 0 |  | 0 | 0 | 0 |  | 0 | 0 |  | 0 | #N/A | #N/A | #N/A | #N/A | #N/A | #N/A | #N/A | #N/A | #N/A | #N/A | #N/A | #N/A | #N/A | #N/A | #N/A | #N/A | #N/A | #N/A | 0 | 0 | 0 | #N/A | 6 | 0 | 0
| 7 | #N/A | #DIV/0! | #DIV/0! | #DIV/0! |  |  |  | 7 | 0 | 0 | 0 | 0 | 0 | 0 | 0 | 0 | 0 | 0 | 0 | 0 | 0 | 0 | 0 | 0 | 0 | 0 |  |  |  | 0 | 0 | 0 | 0 | 0 | 0 | 0 | 0 | 0 | 0 | 0 | 0 | 0 | 0 | 0 | 0 | 0 | 0 | 7 | 0 | 0 | 0 | 0 |  | 0 | 0 |  | 0 |  | 0 | 0 | 0 |  | 0 | 0 |  | 0 | #N/A | #N/A | #N/A | #N/A | #N/A | #N/A | #N/A | #N/A | #N/A | #N/A | #N/A | #N/A | #N/A | #N/A | #N/A | #N/A | #N/A | #N/A | 0 | 0 | 0 | #N/A | 7 | 0 | 0
| 8 | #N/A | #DIV/0! | #DIV/0! | #DIV/0! |  |  |  | 8 | 0 | 0 | 0 | 0 | 0 | 0 | 0 | 0 | 0 | 0 | 0 | 0 | 0 | 0 | 0 | 0 | 0 | 0 |  |  |  | 0 | 0 | 0 | 0 | 0 | 0 | 0 | 0 | 0 | 0 | 0 | 0 | 0 | 0 | 0 | 0 | 0 | 0 | 8 | 0 | 0 | 0 | 0 |  | 0 | 0 |  | 0 |  | 0 | 0 | 0 |  | 0 | 0 |  | 0 | #N/A | #N/A | #N/A | #N/A | #N/A | #N/A | #N/A | #N/A | #N/A | #N/A | #N/A | #N/A | #N/A | #N/A | #N/A | #N/A | #N/A | #N/A | 0 | 0 | 0 | #N/A | 8 | 0 | 0
| 9 | #N/A | #DIV/0! | #DIV/0! | #DIV/0! |  |  |  | 9 | 0 | 0 | 0 | 0 | 0 | 0 | 0 | 0 | 0 | 0 | 0 | 0 | 0 | 0 | 0 | 0 | 0 | 0 |  |  |  | 0 | 0 | 0 | 0 | 0 | 0 | 0 | 0 | 0 | 0 | 0 | 0 | 0 | 0 | 0 | 0 | 0 | 0 | 9 | 0 | 0 | 0 | 0 |  | 0 | 0 |  | 0 |  | 0 | 0 | 0 |  | 0 | 0 |  | 0 | #N/A | #N/A | #N/A | #N/A | #N/A | #N/A | #N/A | #N/A | #N/A | #N/A | #N/A | #N/A | #N/A | #N/A | #N/A | #N/A | #N/A | #N/A | 0 | 0 | 0 | #N/A | 9 | 0 | 0
| 10 | #N/A | #DIV/0! | #DIV/0! | #DIV/0! |  |  |  | 10 | 0 | 0 | 0 | 0 | 0 | 0 | 0 | 0 | 0 | 0 | 0 | 0 | 0 | 0 | 0 | 0 | 0 | 0 |  |  |  | 0 | 0 | 0 | 0 | 0 | 0 | 0 | 0 | 0 | 0 | 0 | 0 | 0 | 0 | 0 | 0 | 0 | 0 | 10 | 0 | 0 | 0 | 0 |  | 0 | 0 |  | 0 |  | 0 | 0 | 0 |  | 0 | 0 |  | 0 | #N/A | #N/A | #N/A | #N/A | #N/A | #N/A | #N/A | #N/A | #N/A | #N/A | #N/A | #N/A | #N/A | #N/A | #N/A | #N/A | #N/A | #N/A | 0 | 0 | 0 | #N/A | 10 | 0 | 0
[54 empty] | No resource cost tab |  |  | No resource cost tab | [5 empty] | No resource cost tab |  |  | No resource cost tab
[8 empty] | Year of deferral |  | 2030 |  | 2024 | 2029 | 2037 | 2032 | 2024 | 2036 | 2024 | 2033 | 2024 | 2024 | 2029 | 2038 | 2024 | 2030 | 2037 | 2026
[8 empty] | if Deferred 1 |  | 0 |  | 0 | 0 | 0 | 0 | 0 | 0 | 0 | 0 | 0 | 0 | 0 | 0 | 0 | 0 | 0 | 1
Discount Rate - 2019 IRP Update
6.92%
IRP 2019
[10 empty] | Inflation/Escalation |  | 2.28%
1 Year
Levelized Prices (Nominal) @ 6.92% Discount Rate (1) (3)
| $/kW | 0
| $/MWh |  | 25.21 | 25.21
FALSE
FALSE
#N/A | [5 empty] | <---- Calculated Monthly
Avoided Costs calculated annually are $25.23/MWH
Avoided Costs calculated monthly are $0.00/MWH

## Table 2
Appendix B
Table 2
Avoided Energy Costs - Scheduled Hours ($/MWh)
Kennecott Refinery Non Firm - 6.2 MW and 85.0% CF
|  | Winter Season |  |  |  |  | Summer Season |  |  |  | Winter Season
Year | Annual | Jan | Feb | Mar | Apr | May | Jun | Jul | Aug | Sep | Oct | Nov | Dec
Energy Only
2022 | 25.2332 | 24.2876 | 25.8915 | 21.8677 | 17.1158 | 16.3551 | 21.2891 | 37.4911 | 44.4559 | 29.1225 | 19.9056 | 20.762 | 23.9096
2023
2024
2025
2026
2027
2028
2029
2030
2031
2032
2033
2034
2035
2036
2037
2038
2039
|  | 31 | 28 | 31 | 30 | 31 | 30 | 31 | 31 | 30 | 31 | 30 | 31

## Table 4
Appendix B
Table 4
Burnertip Natural Gas Price Forecast |  |  |  |  | Quote Date
Kennecott Refinery Non Firm - 6.2 MW and 85.0% CF |  |  |  |  | 2021-06-30
PacifiCorp
| Delivered | Delivered | Delivered | Delivered
Year | IRP - Utah Greenfield | Naughton | IRP West Side | IRP - Wyo NE
| Fuel Cost | Fuel Cost | Fuel Cost | Fuel Cost
[6 empty] | IRP - Utah Greenfield |  | IRP West Side | IRP - Wyo NE |  |  | IRP West Side |  | Burner tip
[5 empty] | Peak Type: | Delivered | Naughton | Delivered | Delivered | Year | IRP - Utah Greenfield | West Side | IRP - Wyo NE | Naughton
2019 | 2.42 | 2.43 | 4.31 | 2.09 | 2016-01-01 | 2.2764 | 2.2725 | 2.3749 | 2.2758 | 2016 | 47 | 43 | 46 | 42
2020 | 1.98 | 1.99 | 2.17 | 1.79 | 2016-02-01 | 1.8452 | 1.8414 | 1.7746 | 1.829 | 2016
2021 | 3.75 | 3.76 | 3.6 | 6 | 2016-03-01 | 1.5254 | 1.5217 | 1.4851 | 1.5765 | 2016
2022 | 3.22 | 3.23 | 3.29 | 2.96 | 2016-04-01 | 1.691 | 1.6873 | 1.4974 | 1.7513 | 2016
2023 | 2.8 | 2.81 | 2.86 | 2.56 | 2016-05-01 | 1.731 | 1.7273 | 1.5719 | 1.8005 | 2016
2024 | 2.87 | 2.88 | 2.88 | 2.62 | 2016-06-01 | 2.3388 | 2.3349 | 2.1751 | 2.3648 | 2016
2025 | 3.21 | 3.22 | 3.16 | 2.96 | 2016-07-01 | 2.581 | 2.577 | 2.5038 | 2.6063 | 2016
2026 | 3.42 | 3.43 | 3.33 | 3.17 | 2016-08-01 | 2.6354 | 2.6314 | 2.6478 | 2.6356 | 2016
2027 | 3.52 | 3.53 | 3.49 | 3.27 | 2016-09-01 | 2.7123 | 2.7083 | 2.7715 | 2.7682 | 2016
2028 | 3.76 | 3.77 | 3.71 | 3.51 | 2016-10-01 | 2.6863 | 2.6822 | 2.6942 | 2.75 | 2016
2029 | 4.12 | 4.13 | 4.04 | 3.86 | 2016-11-01 | 2.2696 | 2.2657 | 2.2677 | 2.3067 | 2016
2030 | 4.28 | 4.29 | 4.19 | 4.02 | 2016-12-01 | 3.5124 | 3.5081 | 3.8168 | 3.5519 | 2016
2031 | 4.4 | 4.41 | 4.33 | 4.14 | 2017-01-01 | 3.2524 | 3.2626 | 3.5318 | 3.2193 | 2017
2032 | 4.48 | 4.49 | 4.38 | 4.22 | 2017-02-01 | 2.6306 | 2.6408 | 2.6904 | 2.6164 | 2017
2033 | 4.73 | 4.74 | 4.58 | 4.47 | 2017-03-01 | 2.5701 | 2.5803 | 2.5432 | 2.5688 | 2017
2034 | 4.79 | 4.8 | 4.61 | 4.53 | 2017-04-01 | 2.7337 | 2.7439 | 2.7294 | 2.763 | 2017
2035 | 4.86 | 4.87 | 4.63 | 4.6 | 2017-05-01 | 2.7935 | 2.8037 | 2.7212 | 2.7948 | 2017
2036 | 4.97 | 4.98 | 4.7 | 4.71 | 2017-06-01 | 2.8755 | 2.8713 | 2.8529 | 2.9027 | 2017
2037 | 5.07 | 5.08 | 4.83 | 4.81 | 2017-07-01 | 2.6189 | 2.6291 | 2.4946 | 2.6363 | 2017
2038 | 5.26 | 5.27 | 4.93 | 4.99 | 2017-08-01 | 2.6204 | 2.6306 | 2.6662 | 2.5882 | 2017
2039 | 5.56 | 5.57 | 5.19 | 5.29 | 2017-09-01 | 2.6225 | 2.6328 | 2.6887 | 2.6332 | 2017
2040 | 5.9 | 5.91 | 5.43 | 5.63 | 2017-10-01 | 2.574 | 2.5842 | 2.6534 | 2.5597 | 2017
[5 empty] | 2017-11-01 | 2.7399 | 2.7501 | 2.7911 | 2.7287 | 2017
[5 empty] | 2017-12-01 | 2.5384 | 2.5486 | 2.8225 | 2.5087 | 2017
[5 empty] | 2018-01-01 | 2.9366 | 2.9467 | 2.8136 | 3.0827 | 2018
[5 empty] | 2018-02-01 | 2.2425 | 2.2526 | 2.2559 | 2.2491 | 2018
[5 empty] | 2018-03-01 | 2.1137 | 2.1238 | 2.1844 | 2.1613 | 2018
Official Forward Price Curve Forecast dated Jun 30, 2021 |  |  |  |  | 2018-04-01 | 1.9777 | 1.9878 | 2.0226 | 2.0695 | 2018
[5 empty] | 2018-05-01 | 1.7832 | 1.7933 | 1.5708 | 1.8795 | 2018
[5 empty] | 2018-06-01 | 2.1436 | 2.1538 | 1.8485 | 2.2504 | 2018
[5 empty] | 2018-07-01 | 2.4216 | 2.4318 | 2.3536 | 2.4675 | 2018
[5 empty] | 2018-08-01 | 2.4788 | 2.489 | 2.5402 | 2.4625 | 2018
[5 empty] | 2018-09-01 | 2.2195 | 2.2296 | 2.3919 | 2.2245 | 2018
[5 empty] | 2018-10-01 | 2.9129 | 2.923 | 4.6219 | 2.9276 | 2018
[5 empty] | 2018-11-01 | 3.9745 | 3.9847 | 8.668 | 3.8703 | 2018
[5 empty] | 2018-12-01 | 3.9079 | 3.9181 | 5.4439 | 3.5769 | 2018
[5 empty] | 2019-01-01 | 3.1877 | 3.1979 | 3.6245 | 2.9303 | 2019
[5 empty] | 2019-02-01 | 4.6376 | 4.6478 | 13.2487 | 2.6294 | 2019
[5 empty] | 2019-03-01 | 2.8841 | 2.8942 | 13.1476 | 3.1562 | 2019
[5 empty] | 2019-04-01 | 1.8442 | 1.8543 | 2.0842 | 1.8712 | 2019
[5 empty] | 2019-05-01 | 1.8429 | 1.853 | 1.8682 | 1.9059 | 2019
[5 empty] | 2019-06-01 | 1.5244 | 1.5346 | 1.6388 | 1.511 | 2019
[5 empty] | 2019-07-01 | 1.9035 | 1.9136 | 2.0858 | 1.8424 | 2019
[5 empty] | 2019-08-01 | 1.759 | 1.7692 | 1.9418 | 1.6796 | 2019
[5 empty] | 2019-09-01 | 1.997 | 2.0072 | 2.3396 | 1.8 | 2019
[5 empty] | 2019-10-01 | 2.0297 | 2.0399 | 2.9083 | 1.626 | 2019
[5 empty] | 2019-11-01 | 2.6989 | 2.709 | 3.6124 | 2.2204 | 2019
[5 empty] | 2019-12-01 | 2.6969 | 2.707 | 3.1833 | 1.9344 | 2019
[5 empty] | 2020-01-01 | 2.078 | 2.0882 | 2.309 | 1.7744 | 2020
[5 empty] | 2020-02-01 | 1.6878 | 1.6979 | 1.7679 | 1.6511 | 2020
[5 empty] | 2020-03-01 | 1.4749 | 1.4851 | 1.6828 | 1.3927 | 2020
[5 empty] | 2020-04-01 | 1.406 | 1.4162 | 1.5865 | 1.4157 | 2020
[5 empty] | 2020-05-01 | 1.5688 | 1.5789 | 1.6252 | 1.5824 | 2020
[5 empty] | 2020-06-01 | 1.4677 | 1.4778 | 1.5098 | 1.4821 | 2020
[5 empty] | 2020-07-01 | 1.5546 | 1.5647 | 1.5981 | 1.558 | 2020
[5 empty] | 2020-08-01 | 2.0888 | 2.099 | 2.1539 | 2.0001 | 2020
[5 empty] | 2020-09-01 | 2.0796 | 2.0898 | 2.2983 | 1.7222 | 2020
[5 empty] | 2020-10-01 | 2.3029 | 2.313 | 2.9094 | 2.1238 | 2020
[5 empty] | 2020-11-01 | 2.9797 | 2.9899 | 3.2988 | 2.3296 | 2020
[5 empty] | 2020-12-01 | 3.1277 | 3.1379 | 3.31 | 2.4221 | 2020
[5 empty] | 2021-01-01 | 2.6717 | 2.6818 | 2.761 | 2.492 | 2021
[5 empty] | 2021-02-01 | 7.6333 | 7.6434 | 4.5404 | 37.7777 | 2021
[5 empty] | 2021-03-01 | 2.3894 | 2.3995 | 2.5609 | 2.3778 | 2021
[5 empty] | 2021-04-01 | 2.5733 | 2.5835 | 2.6927 | 2.4534 | 2021
[5 empty] | 2021-05-01 | 2.7295 | 2.7396 | 2.8249 | 2.6886 | 2021
[5 empty] | 2021-06-01 | 3.1979 | 3.208 | 3.2222 | 3.0247 | 2021
[5 empty] | 2021-07-01 | 3.9196 | 3.9298 | 3.8608 | 3.432 | 2021
[5 empty] | 2021-08-01 | 3.9987 | 4.0088 | 4.0047 | 3.5148 | 2021
[5 empty] | 2021-09-01 | 3.8152 | 3.8253 | 3.9195 | 3.5038 | 2021
[5 empty] | 2021-10-01 | 3.6124 | 3.6225 | 3.8846 | 3.3984 | 2021
[5 empty] | 2021-11-01 | 3.9434 | 3.9536 | 4.2182 | 3.4952 | 2021
[5 empty] | 2021-12-01 | 4.458 | 4.4681 | 4.6829 | 3.8566 | 2021
[5 empty] | 2022-01-01 | 4.457 | 4.4671 | 4.5634 | 3.971 | 2022
[5 empty] | 2022-02-01 | 4.2522 | 4.2623 | 4.3322 | 3.8636 | 2022
[5 empty] | 2022-03-01 | 3.5176 | 3.5277 | 3.589 | 3.3196 | 2022
[5 empty] | 2022-04-01 | 2.704 | 2.7141 | 2.7891 | 2.6421 | 2022
[5 empty] | 2022-05-01 | 2.5787 | 2.5889 | 2.5679 | 2.5156 | 2022
[5 empty] | 2022-06-01 | 2.6989 | 2.709 | 2.6143 | 2.5367 | 2022
[5 empty] | 2022-07-01 | 2.9285 | 2.9387 | 2.9187 | 2.6812 | 2022
[5 empty] | 2022-08-01 | 2.9716 | 2.9818 | 2.9667 | 2.7013 | 2022
[5 empty] | 2022-09-01 | 2.9311 | 2.9412 | 2.931 | 2.6812 | 2022
[5 empty] | 2022-10-01 | 2.8418 | 2.852 | 2.9571 | 2.6682 | 2022
[5 empty] | 2022-11-01 | 3.2134 | 3.2236 | 3.4421 | 2.8378 | 2022
[5 empty] | 2022-12-01 | 3.6007 | 3.6109 | 3.7769 | 3.1384 | 2022
[5 empty] | 2023-01-01 | 3.6362 | 3.6464 | 3.815 | 3.2664 | 2023
[5 empty] | 2023-02-01 | 3.5227 | 3.5328 | 3.6383 | 3.1866 | 2023
[5 empty] | 2023-03-01 | 3.0522 | 3.0624 | 3.1545 | 2.741 | 2023
[5 empty] | 2023-04-01 | 2.3314 | 2.3415 | 2.3282 | 2.2582 | 2023
[5 empty] | 2023-05-01 | 2.2918 | 2.302 | 2.2211 | 2.0961 | 2023
[5 empty] | 2023-06-01 | 2.3319 | 2.342 | 2.2581 | 2.201 | 2023
[5 empty] | 2023-07-01 | 2.5803 | 2.5904 | 2.5979 | 2.3691 | 2023
[5 empty] | 2023-08-01 | 2.5919 | 2.6021 | 2.6228 | 2.3781 | 2023
[5 empty] | 2023-09-01 | 2.5671 | 2.5772 | 2.6162 | 2.3686 | 2023
[5 empty] | 2023-10-01 | 2.4718 | 2.4819 | 2.5409 | 2.3545 | 2023
[5 empty] | 2023-11-01 | 2.9894 | 2.9995 | 3.1032 | 2.6461 | 2023
[5 empty] | 2023-12-01 | 3.2859 | 3.2961 | 3.3848 | 2.892 | 2023
[5 empty] | 2024-01-01 | 3.3267 | 3.3368 | 3.5696 | 3.0185 | 2024
[5 empty] | 2024-02-01 | 3.2355 | 3.2457 | 3.4166 | 2.9618 | 2024
[5 empty] | 2024-03-01 | 2.7955 | 2.8057 | 2.9805 | 2.5623 | 2024
[5 empty] | 2024-04-01 | 2.2535 | 2.2636 | 2.2329 | 2.1558 | 2024
[5 empty] | 2024-05-01 | 2.2122 | 2.2224 | 2.1434 | 2.0107 | 2024
[5 empty] | 2024-06-01 | 2.2979 | 2.308 | 2.1805 | 2.1156 | 2024
[5 empty] | 2024-07-01 | 2.5971 | 2.6072 | 2.5172 | 2.2807 | 2024
[5 empty] | 2024-08-01 | 2.9341 | 2.9443 | 2.9049 | 2.7169 | 2024
[5 empty] | 2024-09-01 | 2.9103 | 2.9204 | 2.8287 | 2.7083 | 2024
[5 empty] | 2024-10-01 | 2.8512 | 2.8613 | 2.8057 | 2.7301 | 2024
[5 empty] | 2024-11-01 | 3.3269 | 3.337 | 3.3842 | 2.9802 | 2024
[5 empty] | 2024-12-01 | 3.6407 | 3.6508 | 3.6357 | 3.2432 | 2024
[5 empty] | 2025-01-01 | 3.5845 | 3.5947 | 3.7399 | 3.2737 | 2025
[5 empty] | 2025-02-01 | 3.4572 | 3.4673 | 3.5501 | 3.1812 | 2025
[5 empty] | 2025-03-01 | 2.9374 | 2.9475 | 3.1382 | 2.7027 | 2025
[5 empty] | 2025-04-01 | 2.6626 | 2.6727 | 2.6063 | 2.5608 | 2025
[5 empty] | 2025-05-01 | 2.6536 | 2.6637 | 2.5736 | 2.4477 | 2025
[5 empty] | 2025-06-01 | 2.7314 | 2.7416 | 2.6129 | 2.5449 | 2025
[5 empty] | 2025-07-01 | 3.0622 | 3.0723 | 2.7992 | 2.7412 | 2025
[5 empty] | 2025-08-01 | 3.2763 | 3.2864 | 3.1871 | 3.0556 | 2025
[5 empty] | 2025-09-01 | 3.2534 | 3.2635 | 3.0413 | 3.048 | 2025
[5 empty] | 2025-10-01 | 3.2306 | 3.2407 | 3.0704 | 3.1057 | 2025
[5 empty] | 2025-11-01 | 3.6644 | 3.6746 | 3.6651 | 3.3144 | 2025
[5 empty] | 2025-12-01 | 3.9955 | 4.0056 | 3.8867 | 3.5944 | 2025
[5 empty] | 2026-01-01 | 3.8424 | 3.8525 | 3.9102 | 3.529 | 2026
[5 empty] | 2026-02-01 | 3.6788 | 3.689 | 3.6836 | 3.4006 | 2026
[5 empty] | 2026-03-01 | 3.2331 | 3.2432 | 3.2959 | 2.9955 | 2026
[5 empty] | 2026-04-01 | 3.0716 | 3.0817 | 2.9798 | 2.9657 | 2026
[5 empty] | 2026-05-01 | 3.095 | 3.1052 | 3.0037 | 2.8847 | 2026
[5 empty] | 2026-06-01 | 3.1651 | 3.1752 | 3.0454 | 2.9741 | 2026
[5 empty] | 2026-07-01 | 3.3929 | 3.403 | 3.0812 | 3.0686 | 2026
[5 empty] | 2026-08-01 | 3.3285 | 3.3387 | 3.1289 | 3.1073 | 2026
[5 empty] | 2026-09-01 | 3.3052 | 3.3153 | 3.0753 | 3.0993 | 2026
[5 empty] | 2026-10-01 | 3.3285 | 3.3387 | 3.1647 | 3.2027 | 2026
[5 empty] | 2026-11-01 | 3.6555 | 3.6656 | 3.6597 | 3.3055 | 2026
[5 empty] | 2026-12-01 | 3.9592 | 3.9693 | 3.9579 | 3.5585 | 2026
[5 empty] | 2027-01-01 | 3.907 | 3.9172 | 4.0182 | 3.5931 | 2027
[5 empty] | 2027-02-01 | 3.8115 | 3.8217 | 3.8657 | 3.5319 | 2027
[5 empty] | 2027-03-01 | 3.2516 | 3.2617 | 3.4996 | 3.0138 | 2027
[5 empty] | 2027-04-01 | 3.1664 | 3.1765 | 3.1763 | 3.0595 | 2027
[5 empty] | 2027-05-01 | 3.1186 | 3.1288 | 3.0359 | 2.9081 | 2027
[5 empty] | 2027-06-01 | 3.1784 | 3.1885 | 3.0725 | 2.9873 | 2027
[5 empty] | 2027-07-01 | 3.4442 | 3.4543 | 3.1031 | 3.1194 | 2027
[5 empty] | 2027-08-01 | 3.4292 | 3.4393 | 3.1885 | 3.207 | 2027
[5 empty] | 2027-09-01 | 3.4412 | 3.4513 | 3.158 | 3.2339 | 2027
[5 empty] | 2027-10-01 | 3.4054 | 3.4155 | 3.4081 | 3.2787 | 2027
[5 empty] | 2027-11-01 | 3.7996 | 3.8097 | 3.9633 | 3.4482 | 2027
[5 empty] | 2027-12-01 | 4.2535 | 4.2636 | 4.3659 | 3.8499 | 2027
[5 empty] | 2028-01-01 | 4.2416 | 4.2518 | 4.3788 | 3.9242 | 2028
[5 empty] | 2028-02-01 | 4.0216 | 4.0318 | 4.0854 | 3.7399 | 2028
[5 empty] | 2028-03-01 | 3.5745 | 3.5846 | 3.7858 | 3.3334 | 2028
[5 empty] | 2028-04-01 | 3.3251 | 3.3352 | 3.3552 | 3.2166 | 2028
[5 empty] | 2028-05-01 | 3.3128 | 3.3229 | 3.1742 | 3.1004 | 2028
[5 empty] | 2028-06-01 | 3.3739 | 3.3841 | 3.2116 | 3.1809 | 2028
[5 empty] | 2028-07-01 | 3.6794 | 3.6896 | 3.2616 | 3.3522 | 2028
[5 empty] | 2028-08-01 | 3.6306 | 3.6407 | 3.3364 | 3.4063 | 2028
[5 empty] | 2028-09-01 | 3.6306 | 3.6407 | 3.324 | 3.4214 | 2028
[5 empty] | 2028-10-01 | 3.594 | 3.6041 | 3.5923 | 3.4654 | 2028
[5 empty] | 2028-11-01 | 4.1805 | 4.1906 | 4.3601 | 3.8253 | 2028
[5 empty] | 2028-12-01 | 4.5838 | 4.594 | 4.7096 | 4.1769 | 2028
[5 empty] | 2029-01-01 | 4.594 | 4.6041 | 4.7457 | 4.273 | 2029
[5 empty] | 2029-02-01 | 4.2561 | 4.2663 | 4.3366 | 3.972 | 2029
[5 empty] | 2029-03-01 | 3.8269 | 3.8371 | 4.0682 | 3.5834 | 2029
[5 empty] | 2029-04-01 | 3.6429 | 3.6531 | 3.6528 | 3.5313 | 2029
[5 empty] | 2029-05-01 | 3.668 | 3.6781 | 3.4866 | 3.4519 | 2029
[5 empty] | 2029-06-01 | 3.7305 | 3.7407 | 3.5569 | 3.5339 | 2029
[5 empty] | 2029-07-01 | 4.1277 | 4.1378 | 3.64 | 3.7961 | 2029
[5 empty] | 2029-08-01 | 4.0934 | 4.1035 | 3.7167 | 3.8645 | 2029
[5 empty] | 2029-09-01 | 4.0934 | 4.1035 | 3.7167 | 3.8796 | 2029
[5 empty] | 2029-10-01 | 4.0433 | 4.0534 | 4.017 | 3.9103 | 2029
[5 empty] | 2029-11-01 | 4.5439 | 4.554 | 4.637 | 4.185 | 2029
[5 empty] | 2029-12-01 | 4.8067 | 4.8168 | 4.8607 | 4.3975 | 2029
[5 empty] | 2030-01-01 | 4.7127 | 4.7228 | 4.8285 | 4.3906 | 2030
[5 empty] | 2030-02-01 | 4.4694 | 4.4796 | 4.495 | 4.1833 | 2030
[5 empty] | 2030-03-01 | 4.098 | 4.1081 | 4.2858 | 3.8517 | 2030
[5 empty] | 2030-04-01 | 3.9061 | 3.9163 | 3.8673 | 3.7918 | 2030
[5 empty] | 2030-05-01 | 3.919 | 3.9291 | 3.7365 | 3.7004 | 2030
[5 empty] | 2030-06-01 | 3.919 | 3.9291 | 3.7235 | 3.7205 | 2030
[5 empty] | 2030-07-01 | 4.2454 | 4.2555 | 3.7758 | 3.9126 | 2030
[5 empty] | 2030-08-01 | 4.239 | 4.2491 | 3.887 | 4.0086 | 2030
[5 empty] | 2030-09-01 | 4.2262 | 4.2364 | 3.8412 | 4.0111 | 2030
[5 empty] | 2030-10-01 | 4.1878 | 4.1979 | 4.1942 | 4.0533 | 2030
[5 empty] | 2030-11-01 | 4.5206 | 4.5308 | 4.6062 | 4.162 | 2030
[5 empty] | 2030-12-01 | 4.8663 | 4.8764 | 5.018 | 4.4565 | 2030
[5 empty] | 2031-01-01 | 4.9261 | 4.9362 | 5.1199 | 4.6018 | 2031
[5 empty] | 2031-02-01 | 4.7296 | 4.7398 | 4.7988 | 4.4408 | 2031
[5 empty] | 2031-03-01 | 4.1568 | 4.1669 | 4.3574 | 3.9099 | 2031
[5 empty] | 2031-04-01 | 4.0224 | 4.0326 | 4.063 | 3.907 | 2031
[5 empty] | 2031-05-01 | 4.0093 | 4.0195 | 3.7955 | 3.7899 | 2031
[5 empty] | 2031-06-01 | 4.0618 | 4.0719 | 3.8891 | 3.8618 | 2031
[5 empty] | 2031-07-01 | 4.3926 | 4.4027 | 3.9226 | 4.0582 | 2031
[5 empty] | 2031-08-01 | 4.3761 | 4.3862 | 3.9962 | 4.1443 | 2031
[5 empty] | 2031-09-01 | 4.2713 | 4.2815 | 3.8891 | 4.0557 | 2031
[5 empty] | 2031-10-01 | 4.2975 | 4.3076 | 4.2838 | 4.1619 | 2031
[5 empty] | 2031-11-01 | 4.5725 | 4.5826 | 4.7185 | 4.2133 | 2031
[5 empty] | 2031-12-01 | 4.9785 | 4.9887 | 5.1266 | 4.5676 | 2031
[5 empty] | 2032-01-01 | 5.0397 | 5.0498 | 5.2305 | 4.7143 | 2032
[5 empty] | 2032-02-01 | 4.5306 | 4.5407 | 4.6284 | 4.2437 | 2032
[5 empty] | 2032-03-01 | 4.0686 | 4.0787 | 4.2179 | 3.8226 | 2032
[5 empty] | 2032-04-01 | 4.0483 | 4.0584 | 4.0126 | 3.9326 | 2032
[5 empty] | 2032-05-01 | 4.0617 | 4.0718 | 3.8895 | 3.8416 | 2032
[5 empty] | 2032-06-01 | 4.0884 | 4.0986 | 3.8895 | 3.8882 | 2032
[5 empty] | 2032-07-01 | 4.4775 | 4.4876 | 3.9579 | 4.1422 | 2032
[5 empty] | 2032-08-01 | 4.5037 | 4.5139 | 4.0468 | 4.2707 | 2032
[5 empty] | 2032-09-01 | 4.3832 | 4.3933 | 3.9784 | 4.1664 | 2032
[5 empty] | 2032-10-01 | 4.3965 | 4.4067 | 4.3342 | 4.26 | 2032
[5 empty] | 2032-11-01 | 4.8387 | 4.8488 | 4.9637 | 4.4769 | 2032
[5 empty] | 2032-12-01 | 5.2809 | 5.291 | 5.4564 | 4.8669 | 2032
[5 empty] | 2033-01-01 | 5.3477 | 5.3578 | 5.5606 | 5.0193 | 2033
[5 empty] | 2033-02-01 | 4.9776 | 4.9877 | 5.0706 | 4.6863 | 2033
[5 empty] | 2033-03-01 | 4.4812 | 4.4913 | 4.6017 | 4.2311 | 2033
[5 empty] | 2033-04-01 | 4.1964 | 4.2065 | 4.1257 | 4.0792 | 2033
[5 empty] | 2033-05-01 | 4.2101 | 4.2202 | 4.0067 | 3.9887 | 2033
[5 empty] | 2033-06-01 | 4.2513 | 4.2614 | 3.9437 | 4.0494 | 2033
[5 empty] | 2033-07-01 | 4.6735 | 4.6837 | 4.0977 | 4.3364 | 2033
[5 empty] | 2033-08-01 | 4.6899 | 4.7 | 4.1747 | 4.455 | 2033
[5 empty] | 2033-09-01 | 4.5528 | 4.5629 | 4.0347 | 4.3343 | 2033
[5 empty] | 2033-10-01 | 4.5665 | 4.5766 | 4.4057 | 4.4282 | 2033
[5 empty] | 2033-11-01 | 5.2244 | 5.2345 | 5.1966 | 4.8587 | 2033
[5 empty] | 2033-12-01 | 5.5945 | 5.6046 | 5.7636 | 5.1774 | 2033
[5 empty] | 2034-01-01 | 5.6673 | 5.6774 | 5.8744 | 5.3356 | 2034
[5 empty] | 2034-02-01 | 5.1625 | 5.1727 | 5.2515 | 4.8693 | 2034
[5 empty] | 2034-03-01 | 4.6301 | 4.6403 | 4.7144 | 4.3785 | 2034
[5 empty] | 2034-04-01 | 4.3072 | 4.3174 | 4.1344 | 4.1889 | 2034
[5 empty] | 2034-05-01 | 4.2932 | 4.3034 | 4.0485 | 4.0709 | 2034
[5 empty] | 2034-06-01 | 4.3353 | 4.3454 | 4.0413 | 4.1326 | 2034
[5 empty] | 2034-07-01 | 4.68 | 4.6902 | 4.0843 | 4.3428 | 2034
[5 empty] | 2034-08-01 | 4.7559 | 4.766 | 4.1774 | 4.5203 | 2034
[5 empty] | 2034-09-01 | 4.5596 | 4.5697 | 4.0126 | 4.3411 | 2034
[5 empty] | 2034-10-01 | 4.6017 | 4.6118 | 4.3636 | 4.463 | 2034
[5 empty] | 2034-11-01 | 5.0223 | 5.0325 | 5.0582 | 4.6586 | 2034
[5 empty] | 2034-12-01 | 5.4289 | 5.439 | 5.5737 | 5.0135 | 2034
[5 empty] | 2035-01-01 | 5.4966 | 5.5068 | 5.6284 | 5.1667 | 2035
[5 empty] | 2035-02-01 | 4.9946 | 5.0048 | 5.079 | 4.7032 | 2035
[5 empty] | 2035-03-01 | 4.4966 | 4.5068 | 4.5662 | 4.2463 | 2035
[5 empty] | 2035-04-01 | 4.4783 | 4.4884 | 4.156 | 4.3582 | 2035
[5 empty] | 2035-05-01 | 4.4496 | 4.4597 | 4.1194 | 4.2257 | 2035
[5 empty] | 2035-06-01 | 4.4783 | 4.4884 | 4.1414 | 4.2741 | 2035
[5 empty] | 2035-07-01 | 4.8708 | 4.881 | 4.2073 | 4.5317 | 2035
[5 empty] | 2035-08-01 | 4.8799 | 4.89 | 4.2952 | 4.6431 | 2035
[5 empty] | 2035-09-01 | 4.7364 | 4.7465 | 4.1414 | 4.5161 | 2035
[5 empty] | 2035-10-01 | 4.7508 | 4.7609 | 4.4491 | 4.6107 | 2035
[5 empty] | 2035-11-01 | 5.0807 | 5.0909 | 5.0644 | 4.7165 | 2035
[5 empty] | 2035-12-01 | 5.5827 | 5.5928 | 5.7383 | 5.1657 | 2035
[5 empty] | 2036-01-01 | 5.6527 | 5.6628 | 5.9001 | 5.3212 | 2036
[5 empty] | 2036-02-01 | 5.2418 | 5.252 | 5.2856 | 4.9479 | 2036
[5 empty] | 2036-03-01 | 4.8239 | 4.834 | 4.9183 | 4.5703 | 2036
[5 empty] | 2036-04-01 | 4.4495 | 4.4596 | 4.1914 | 4.3297 | 2036
[5 empty] | 2036-05-01 | 4.4495 | 4.4596 | 4.0641 | 4.2255 | 2036
[5 empty] | 2036-06-01 | 4.4935 | 4.5036 | 4.064 | 4.2893 | 2036
[5 empty] | 2036-07-01 | 4.9213 | 4.9315 | 4.1464 | 4.5818 | 2036
[5 empty] | 2036-08-01 | 4.919 | 4.9291 | 4.2139 | 4.6818 | 2036
[5 empty] | 2036-09-01 | 4.8163 | 4.8264 | 4.079 | 4.5952 | 2036
[5 empty] | 2036-10-01 | 4.8603 | 4.8704 | 4.4087 | 4.7191 | 2036
[5 empty] | 2036-11-01 | 5.2858 | 5.296 | 5.2555 | 4.9195 | 2036
[5 empty] | 2036-12-01 | 5.7701 | 5.7802 | 5.915 | 5.3512 | 2036
[5 empty] | 2037-01-01 | 5.843 | 5.8531 | 6.1352 | 5.5096 | 2037
[5 empty] | 2037-02-01 | 5.5428 | 5.5529 | 5.5679 | 5.2458 | 2037
[5 empty] | 2037-03-01 | 4.9537 | 4.9638 | 5.0236 | 4.6988 | 2037
[5 empty] | 2037-04-01 | 4.6121 | 4.6222 | 4.3106 | 4.4907 | 2037
[5 empty] | 2037-05-01 | 4.5971 | 4.6072 | 4.234 | 4.3717 | 2037
[5 empty] | 2037-06-01 | 4.5821 | 4.5922 | 4.2186 | 4.3769 | 2037
[5 empty] | 2037-07-01 | 4.9567 | 4.9669 | 4.2876 | 4.6167 | 2037
[5 empty] | 2037-08-01 | 4.9573 | 4.9675 | 4.3566 | 4.7198 | 2037
[5 empty] | 2037-09-01 | 4.8823 | 4.8924 | 4.1879 | 4.6606 | 2037
[5 empty] | 2037-10-01 | 4.9273 | 4.9375 | 4.464 | 4.7854 | 2037
[5 empty] | 2037-11-01 | 5.3327 | 5.3428 | 5.3149 | 4.9659 | 2037
[5 empty] | 2037-12-01 | 5.6779 | 5.688 | 5.8286 | 5.26 | 2037
[5 empty] | 2038-01-01 | 5.7474 | 5.7575 | 6.0408 | 5.4148 | 2038
[5 empty] | 2038-02-01 | 5.6091 | 5.6192 | 5.5781 | 5.3115 | 2038
[5 empty] | 2038-03-01 | 5.0254 | 5.0355 | 5.1311 | 4.7698 | 2038
[5 empty] | 2038-04-01 | 4.7799 | 4.79 | 4.3703 | 4.6568 | 2038
[5 empty] | 2038-05-01 | 4.7492 | 4.7593 | 4.2762 | 4.5222 | 2038
[5 empty] | 2038-06-01 | 4.7952 | 4.8053 | 4.3075 | 4.588 | 2038
[5 empty] | 2038-07-01 | 5.2368 | 5.2469 | 4.386 | 4.8939 | 2038
[5 empty] | 2038-08-01 | 5.2252 | 5.2353 | 4.4487 | 4.985 | 2038
[5 empty] | 2038-09-01 | 5.1638 | 5.1739 | 4.3782 | 4.9392 | 2038
[5 empty] | 2038-10-01 | 5.1945 | 5.2046 | 4.6448 | 5.0499 | 2038
[5 empty] | 2038-11-01 | 5.5783 | 5.5885 | 5.578 | 5.2091 | 2038
[5 empty] | 2038-12-01 | 5.9623 | 5.9724 | 6.0643 | 5.5415 | 2038
[5 empty] | 2039-01-01 | 6.0211 | 6.0312 | 6.0592 | 5.6859 | 2039
[5 empty] | 2039-02-01 | 5.9897 | 5.9998 | 5.8024 | 5.6883 | 2039
[5 empty] | 2039-03-01 | 5.4903 | 5.5005 | 5.5778 | 5.2301 | 2039
[5 empty] | 2039-04-01 | 5 | 5.0102 | 4.5107 | 4.8747 | 2039
[5 empty] | 2039-05-01 | 5 | 5.0102 | 4.5268 | 4.7707 | 2039
[5 empty] | 2039-06-01 | 5.1257 | 5.1359 | 4.5428 | 4.9151 | 2039
[5 empty] | 2039-07-01 | 5.5115 | 5.5217 | 4.615 | 5.1659 | 2039
[5 empty] | 2039-08-01 | 5.5184 | 5.5286 | 4.6953 | 5.2752 | 2039
[5 empty] | 2039-09-01 | 5.4242 | 5.4344 | 4.7033 | 5.197 | 2039
[5 empty] | 2039-10-01 | 5.4713 | 5.4814 | 4.952 | 5.3239 | 2039
[5 empty] | 2039-11-01 | 5.8955 | 5.9056 | 5.9308 | 5.523 | 2039
[5 empty] | 2039-12-01 | 6.2254 | 6.2355 | 6.3159 | 5.802 | 2039
[5 empty] | 2040-01-01 | 6.3527 | 6.3629 | 6.2722 | 6.0142 | 2040
[5 empty] | 2040-02-01 | 6.192 | 6.2022 | 5.6648 | 5.8885 | 2040
[5 empty] | 2040-03-01 | 5.6526 | 5.6627 | 5.4104 | 5.3907 | 2040
[5 empty] | 2040-04-01 | 5.3885 | 5.3987 | 4.803 | 5.2593 | 2040
[5 empty] | 2040-05-01 | 5.3885 | 5.3987 | 4.8276 | 5.1552 | 2040
[5 empty] | 2040-06-01 | 5.4688 | 5.479 | 4.8359 | 5.2548 | 2040
[5 empty] | 2040-07-01 | 5.9247 | 5.9348 | 4.9344 | 5.5749 | 2040
[5 empty] | 2040-08-01 | 5.9188 | 5.9289 | 5.0082 | 5.6716 | 2040
[5 empty] | 2040-09-01 | 5.7581 | 5.7682 | 4.9754 | 5.5276 | 2040
[5 empty] | 2040-10-01 | 5.8385 | 5.8486 | 5.2873 | 5.6875 | 2040
[5 empty] | 2040-11-01 | 6.2885 | 6.2986 | 6.3624 | 5.9121 | 2040
[5 empty] | 2040-12-01 | 6.658 | 6.6682 | 6.7318 | 6.2303 | 2040
[5 empty] | 2041-01-01 | 6.7227 | 6.7329 | 6.7036 | 6.3804 | 2041
[5 empty] | 2041-02-01 | 6.6406 | 6.6507 | 6.4687 | 6.3325 | 2041
[5 empty] | 2041-03-01 | 6.0597 | 6.0699 | 5.7221 | 5.7937 | 2041
[5 empty] | 2041-04-01 | 5.7536 | 5.7638 | 5.2104 | 5.6208 | 2041
[5 empty] | 2041-05-01 | 5.7372 | 5.7474 | 5.1853 | 5.5004 | 2041
[5 empty] | 2041-06-01 | 5.8029 | 5.8131 | 5.2021 | 5.5855 | 2041
[5 empty] | 2041-07-01 | 6.2659 | 6.276 | 5.2776 | 5.9127 | 2041
[5 empty] | 2041-08-01 | 6.2628 | 6.273 | 5.3362 | 6.0122 | 2041
[5 empty] | 2041-09-01 | 6.0821 | 6.0923 | 5.2943 | 5.8483 | 2041
[5 empty] | 2041-10-01 | 6.1478 | 6.158 | 5.4285 | 5.9937 | 2041
[5 empty] | 2041-11-01 | 6.3942 | 6.4044 | 6.3261 | 6.0168 | 2041
[5 empty] | 2041-12-01 | 6.8869 | 6.897 | 6.7623 | 6.4568 | 2041
[5 empty] | 2042-01-01 | 7.0386 | 7.0488 | 6.765 | 6.6933 | 2042
[5 empty] | 2042-02-01 | 6.8708 | 6.881 | 6.4308 | 6.5605 | 2042
[5 empty] | 2042-03-01 | 6.2134 | 6.2236 | 5.8564 | 5.9459 | 2042
[5 empty] | 2042-04-01 | 6.0484 | 6.0585 | 5.402 | 5.9125 | 2042
[5 empty] | 2042-05-01 | 6.0819 | 6.0921 | 5.4191 | 5.8416 | 2042
[5 empty] | 2042-06-01 | 6.1491 | 6.1592 | 5.4449 | 5.9281 | 2042
[5 empty] | 2042-07-01 | 6.6695 | 6.6796 | 5.582 | 6.3124 | 2042
[5 empty] | 2042-08-01 | 6.6694 | 6.6795 | 5.642 | 6.4146 | 2042
[5 empty] | 2042-09-01 | 6.5183 | 6.5285 | 5.5992 | 6.2801 | 2042
[5 empty] | 2042-10-01 | 6.5854 | 6.5956 | 5.8392 | 6.4269 | 2042
[5 empty] | 2042-11-01 | 7.1394 | 7.1496 | 6.7994 | 6.7545 | 2042
[5 empty] | 2042-12-01 | 7.4919 | 7.502 | 7.1937 | 7.0557 | 2042
[5 empty] | 0 | #N/A | #N/A | #N/A | #N/A | 1900
[5 empty] | 0 | #N/A | #N/A | #N/A | #N/A | 1900
[5 empty] | 0 | #N/A | #N/A | #N/A | #N/A | 1900
Note on H5: PacifiCorp: Date that deal is evaluated.

## Table3ACsummary (hidden)
Total Resource Cost ($/MWh)
COD | 2024 | 2030 | 2024 | 2024 | 2024 | 2024 | 2029 | 2024 | 2030 | 2026 | 2029 | 2032
| IRP19Wind_WYAE | IRP19Wind_ID | IRP19Solar_wS_YK | IRP19Solar_wS_OR | IRP19Solar_wS_UT_UTN | IRP19Solar_wS_WY_JB | IRP19Solar_wS_WY_JB | IRP19Solar_wS_UT_UTS | IRP19Solar_wS_UT_UTS | IRP19_SCCT_NTN_2026_185MW | IRP19Wind_wS_YK | IRP19Wind_wS_ID
2018
2019
2020
2021
2022
2023
2024 | 43.7956 |  | 41.3139 | 36.0452 | 35.2623 | 34.2435 |  | 32.2785
2025 | 44.8034 |  | 42.2638 | 36.8756 | 36.0746 | 35.0316 |  | 33.0207
2026 | 45.8297 |  | 43.2385 | 37.725 | 36.9051 | 35.8394 |  | 33.7829 |  | 73.24 |  |  | IRP19 Avg Inflation rate
2027 | 47.8823 |  | 44.2352 | 38.5937 | 37.7547 | 36.6624 |  | 34.5627 |  | 75.12 |  |  | 2.275%
2028 | 48.9609 |  | 45.2538 | 39.4816 | 38.6232 | 37.5082 |  | 35.36 |  | 78.41
2029 | 50.0998 |  | 46.3383 | 40.4271 | 39.5485 | 38.407 | 35.1829 | 36.2065 |  | 82.94 | 56.8289
2030 | 51.2257 | 41.9375 | 47.4052 | 41.3573 | 40.4587 | 39.2906 | 35.9911 | 37.039 | 47.4645 | 85.48 | 58.1145
2031 | 52.3777 | 42.9021 | 48.4984 | 42.3105 | 41.3917 | 40.1971 | 36.8217 | 37.8925 | 48.5564 | 87.66 | 59.4613
2032 | 53.556 | 43.8837 | 49.6136 | 43.2829 | 42.3436 | 41.1224 | 37.6674 | 38.7636 | 49.6733 | 89.47 | 60.8366 | 47.6086
2033 | 54.763 | 44.8897 | 50.7552 | 44.2784 | 43.3183 | 42.0668 | 38.5359 | 39.6558 | 50.8149 | 92.96 | 62.2304 | 48.7015
2034 | 55.9961 | 45.9206 | 51.9231 | 45.297 | 44.3158 | 43.0339 | 39.4234 | 40.569 | 51.9845 | 94.61 | 63.6557 | 49.8212
2035 | 57.2581 | 46.9729 | 53.1173 | 46.3424 | 45.3359 | 44.0237 | 40.3336 | 41.5033 | 53.1823 | 96.39 | 64.7826 | 50.9625
2036 | 58.5515 | 48.0527 | 54.3379 | 47.4071 | 46.3789 | 45.0363 | 41.259 | 42.4552 | 54.4046 | 98.58 | 65.931 | 52.1304
2037 | 59.8711 | 49.1544 | 55.5848 | 48.4948 | 47.4446 | 46.0717 | 42.2071 | 43.4317 | 55.6551 | 100.72 | 67.1323 | 53.3332
2038 | 61.2221 | 50.2839 | 56.8625 | 49.6095 | 48.5368 | 47.1298 | 43.178 | 44.4327 | 56.9336 | 103.75 | 68.3552 | 54.5574
2039 | 62.6149 | 51.4279 | 58.1561 | 50.7381 | 49.6411 | 48.202 | 44.1603 | 45.4436 | 58.2289 | 106.1103 | 69.9103 | 55.7986
2040 | 64.0394 | 52.5978 | 59.4792 | 51.8924 | 50.7704 | 49.2986 | 45.1649 | 46.4774 | 59.5536 | 108.5243 | 71.5007 | 57.068
2041 | 65.4963 | 53.7944 | 60.8323 | 53.0729 | 51.9254 | 50.4202 | 46.1924 | 47.5348 | 60.9084 | 110.9933 | 73.1274 | 58.3663
2042 | 66.9863 | 55.0183 | 62.2162 | 54.2804 | 53.1067 | 51.5672 | 47.2433 | 48.6162 | 62.2941 | 113.5183 | 74.791 | 59.6942
2043 | 68.5103 | 56.2699 | 63.6317 | 55.5152 | 54.3149 | 52.7404 | 48.3181 | 49.7222 | 63.7113 | 116.1009 | 76.4925 | 61.0522
2044 | 70.0689 | 57.5501 | 65.0793 | 56.7782 | 55.5506 | 53.9402 | 49.4173 | 50.8534 | 65.1607 | 118.7422 | 78.2327 | 62.4411
2045 | 71.6629 | 58.8593 | 66.5598 | 58.0699 | 56.8143 | 55.1673 | 50.5416 | 52.0103 | 66.6431 | 121.4436 | 80.0125 | 63.8617
2046 | 73.2933 | 60.1984 | 68.0741 | 59.391 | 58.1069 | 56.4224 | 51.6914 | 53.1935 | 68.1592 | 124.2064 | 81.8328 | 65.3145
2047 | 74.9607 | 61.5679 | 69.6228 | 60.7421 | 59.4288 | 57.706 | 52.8674 | 54.4037 | 69.7099 | 127.0321 | 83.6945 | 66.8004
2048 | 76.6661 | 62.9686 | 71.2067 | 62.124 | 60.7808 | 59.0188 | 54.0701 | 55.6414 | 71.2957 | 129.9221 | 85.5986 | 68.3201
2049 | 78.4102 | 64.4011 | 72.8266 | 63.5374 | 62.1636 | 60.3615 | 55.3002 | 56.9072 | 72.9177 | 132.8778 | 87.5459 | 69.8744
2050 | 80.194 | 65.8662 | 74.4834 | 64.9828 | 63.5778 | 61.7347 | 56.5583 | 58.2019 | 74.5766 | 135.9008 | 89.5376 | 71.4641
2051 | 82.0185 | 67.3647 | 76.1779 | 66.4612 | 65.0242 | 63.1392 | 57.845 | 59.526 | 76.2732 | 138.9925 | 91.5746 | 73.0899
2052 | 83.8844 | 68.8972 | 77.911 | 67.9732 | 66.5035 | 64.5756 | 59.161 | 60.8802 | 78.0084 | 142.1546 | 93.6579 | 74.7527
2053 | 85.7927 | 70.4646 | 79.6835 | 69.5196 | 68.0164 | 66.0447 | 60.5069 | 62.2652 | 79.7831 | 145.3886 | 95.7886 | 76.4533
2054 |  | 72.0677 |  |  |  |  | 61.8834 |  | 81.5982 | 148.6962 | 97.9678 | 78.1926
2055 |  | 73.7073 |  |  |  |  | 63.2913 |  | 83.4546 | 152.0791 | 100.1966 | 79.9715
2056 |  | 75.3841 |  |  |  |  | 64.7311 |  | 85.3531 |  | 102.476 | 81.7908
2057 |  | 77.0991 |  |  |  |  | 66.2038 |  | 87.2949 |  | 104.8074 | 83.6516
2058 |  | 78.8531 |  |  |  |  | 67.7099 |  | 89.2809 |  | 107.1917 | 85.5547
2059 |  | 80.647 | [6 empty] | 91.312 |  |  | 87.501
2060 |  | 82.4817 | [9 empty] | 89.4917
2061 |  | 84.3582 | [9 empty] | 91.5276
30 year levelized | 56.4527 | 53.1946 | 52.4988 | 45.8024 | 44.8094 | 43.5131 | 44.6513 | 41.0203 | 53.6302 | 98.8412 | 71.2274 | 60.3791

## Table 5
Appendix B
| Table 5 | [9 empty] | Study_Name:
| Kennecott Refinery Non Firm - 6.2 MW and 85.0% CF | [7 empty] | 44562 |  | Kennecott Refinery Non Firm |  |  | 15 Year Starting 2021 | 15 Year Starting 2023 | 15 Year | 1 Year
| January 2022 through December 2022 | [6 empty] | Start | 2022-01-01 |  | Resource Capacity |  | start | 25 | 49 | 21 | 13
| Nominal Avoided Costs Calculated Monthly | [6 empty] | End | 2022-12-01 |  | 6.2 | MW | end | 204 | 228 | 200 | 24
[11 empty] | 85% | CF
| Nominal NPV at 6.92% Discount Rate | [6 empty] | Discount Rate - 2019 IRP Update
1 Year |  | 1122444.6822 | 0 | 1122444.6822 | 44523.7451 | 25.21 |  | 6.92% | 0.5591%
|  | Energy | Capacity $ | Total | Total | AC Price
| Month | Avoided $ | 0.0% CF | Dollars | MWH | 0.0% CF | Offset | Year | Date Test | Offset |  |  |  | Total | energy | capacity
| 2022-01-01 | 95228.9549 | 0 | 95228.9549 | 3920.88 | 24.2876 | 1 | 2022 | 2022-01-01 | 361 | Net Power Cost
| 2022-02-01 | 91693.1786 | 0 | 91693.1786 | 3541.44 | 25.8915 | 2 | 2022 | 2022-02-01 | 462 | QF - 434 - UT - Gas
| 2022-03-01 | 85740.5153 | 0 | 85740.5153 | 3920.88 | 21.8677 | 3 | 2022 | 2022-03-01
| 2022-04-01 | 64944.2031 | 0 | 64944.2031 | 3794.4 | 17.1158 | 4 | 2022 | 2022-04-01 | 2022 | 1164893.5525 | 0 | 46165.2 | 25.2332 | 25.2332 | 0
| 2022-05-01 | 64126.5164 | 0 | 64126.5164 | 3920.88 | 16.3551 | 5 | 2022 | 2022-05-01 | 2023 | 0 | 0 | 0 | #DIV/0! | #DIV/0! | 0
| 2022-06-01 | 80779.4728 | 0 | 80779.4728 | 3794.4 | 21.2891 | 6 | 2022 | 2022-06-01 | 2024 | 0 | 0 | 0 | #DIV/0! | #DIV/0! | 0
| 2022-07-01 | 146998.2888 | 0 | 146998.2888 | 3920.88 | 37.4911 | 7 | 2022 | 2022-07-01 | 2025 | 0 | 0 | 0 | #DIV/0! | #DIV/0! | 0
| 2022-08-01 | 174306.3454 | 0 | 174306.3454 | 3920.88 | 44.4559 | 8 | 2022 | 2022-08-01 | 2026 | 0 | 0 | 0 | #DIV/0! | #DIV/0! | 0
| 2022-09-01 | 110502.3482 | 0 | 110502.3482 | 3794.4 | 29.1225 | 9 | 2022 | 2022-09-01 | 2027 | 0 | 0 | 0 | #DIV/0! | #DIV/0! | 0
| 2022-10-01 | 78047.4997 | 0 | 78047.4997 | 3920.88 | 19.9056 | 10 | 2022 | 2022-10-01 | 2028 | 0 | 0 | 0 | #DIV/0! | #DIV/0! | 0
| 2022-11-01 | 78779.402 | 0 | 78779.402 | 3794.4 | 20.762 | 11 | 2022 | 2022-11-01 | 2029 | 0 | 0 | 0 | #DIV/0! | #DIV/0! | 0 |  | 2.2%
| 2022-12-01 | 93746.8273 | 0 | 93746.8273 | 3920.88 | 23.9096 | 12 | 2022 | 2022-12-01 | 2030 | 0 | 0 | 0 | #DIV/0! | #DIV/0! | 0
| 2023-01-01 | 0 | 0 | 0 | 0 | #DIV/0! | 14 | 2023 |  | 2031 | 0 | 0 | 0 | #DIV/0! | #DIV/0! | 0
| 2023-02-01 | 0 | 0 | 0 | 0 | #DIV/0! | 15 | 2023 |  | 2032 | 0 | 0 | 0 | #DIV/0! | #DIV/0! | 0
| 2023-03-01 | 0 | 0 | 0 | 0 | #DIV/0! | 16 | 2023 |  | 2033 | 0 | 0 | 0 | #DIV/0! | #DIV/0! | 0
| 2023-04-01 | 0 | 0 | 0 | 0 | #DIV/0! | 17 | 2023 |  | 2034 | 0 | 0 | 0 | #DIV/0! | #DIV/0! | 0
| 2023-05-01 | 0 | 0 | 0 | 0 | #DIV/0! | 18 | 2023 |  | 2035 | 0 | 0 | 0 | #DIV/0! | #DIV/0! | 0
| 2023-06-01 | 0 | 0 | 0 | 0 | #DIV/0! | 19 | 2023 |  | 2036 | 0 | 0 | 0 | #DIV/0! | #DIV/0! | 0
| 2023-07-01 | 0 | 0 | 0 | 0 | #DIV/0! | 20 | 2023 |  | 2037 | 0 | 0 | 0 | #DIV/0! | #DIV/0! | 0
| 2023-08-01 | 0 | 0 | 0 | 0 | #DIV/0! | 21 | 2023 |  | 2038 | 0 | 0 | 0 | #DIV/0! | #DIV/0! | 0
| 2023-09-01 | 0 | 0 | 0 | 0 | #DIV/0! | 22 | 2023 |  | 2039 | 0 | 0 | 0 | #DIV/0! | #DIV/0! | 0
| 2023-10-01 | 0 | 0 | 0 | 0 | #DIV/0! | 23 | 2023 |  | 2040 | 0 | 0 | 0 | #DIV/0! | #DIV/0! | 0
| 2023-11-01 | 0 | 0 | 0 | 0 | #DIV/0! | 24 | 2023 |  | 2041 | 0 | 0 | 0 | #DIV/0! | #DIV/0! | 0
| 2023-12-01 | 0 | 0 | 0 | 0 | #DIV/0! | 25 | 2023 |  | 2042 | 0 | 0 | 0 | #DIV/0! | #DIV/0! | 0
| 2024-01-01 | 0 | 0 | 0 | 0 | #DIV/0! | 27 | 2024 |  | 2043 | 0 | 0 | 0 | #DIV/0! | #DIV/0! | 0
| 2024-02-01 | 0 | 0 | 0 | 0 | #DIV/0! | 28 | 2024 |  | 2044 | 0 | 0 | 0 | #DIV/0! | #DIV/0! | 0
| 2024-03-01 | 0 | 0 | 0 | 0 | #DIV/0! | 29 | 2024 |  | 2045 | 0 | 0 | 0 | #DIV/0! | #DIV/0! | 0
| 2024-04-01 | 0 | 0 | 0 | 0 | #DIV/0! | 30 | 2024 |  | 2046 | 0 | 0 | 0 | #DIV/0! | #DIV/0! | 0
| 2024-05-01 | 0 | 0 | 0 | 0 | #DIV/0! | 31 | 2024 |  | 2047 | 0 | 0 | 0 | #DIV/0! | #DIV/0! | 0
| 2024-06-01 | 0 | 0 | 0 | 0 | #DIV/0! | 32 | 2024 |  | 2048
| 2024-07-01 | 0 | 0 | 0 | 0 | #DIV/0! | 33 | 2024
| 2024-08-01 | 0 | 0 | 0 | 0 | #DIV/0! | 34 | 2024
| 2024-09-01 | 0 | 0 | 0 | 0 | #DIV/0! | 35 | 2024
| 2024-10-01 | 0 | 0 | 0 | 0 | #DIV/0! | 36 | 2024
| 2024-11-01 | 0 | 0 | 0 | 0 | #DIV/0! | 37 | 2024
| 2024-12-01 | 0 | 0 | 0 | 0 | #DIV/0! | 38 | 2024
| 2025-01-01 | 0 | 0 | 0 | 0 | #DIV/0! | 40 | 2025
| 2025-02-01 | 0 | 0 | 0 | 0 | #DIV/0! | 41 | 2025
| 2025-03-01 | 0 | 0 | 0 | 0 | #DIV/0! | 42 | 2025
| 2025-04-01 | 0 | 0 | 0 | 0 | #DIV/0! | 43 | 2025
| 2025-05-01 | 0 | 0 | 0 | 0 | #DIV/0! | 44 | 2025
| 2025-06-01 | 0 | 0 | 0 | 0 | #DIV/0! | 45 | 2025
| 2025-07-01 | 0 | 0 | 0 | 0 | #DIV/0! | 46 | 2025
| 2025-08-01 | 0 | 0 | 0 | 0 | #DIV/0! | 47 | 2025
| 2025-09-01 | 0 | 0 | 0 | 0 | #DIV/0! | 48 | 2025
| 2025-10-01 | 0 | 0 | 0 | 0 | #DIV/0! | 49 | 2025
| 2025-11-01 | 0 | 0 | 0 | 0 | #DIV/0! | 50 | 2025
| 2025-12-01 | 0 | 0 | 0 | 0 | #DIV/0! | 51 | 2025
| 2026-01-01 | 0 | 0 | 0 | 0 | #DIV/0! | 53 | 2026
| 2026-02-01 | 0 | 0 | 0 | 0 | #DIV/0! | 54 | 2026
| 2026-03-01 | 0 | 0 | 0 | 0 | #DIV/0! | 55 | 2026
| 2026-04-01 | 0 | 0 | 0 | 0 | #DIV/0! | 56 | 2026
| 2026-05-01 | 0 | 0 | 0 | 0 | #DIV/0! | 57 | 2026
| 2026-06-01 | 0 | 0 | 0 | 0 | #DIV/0! | 58 | 2026
| 2026-07-01 | 0 | 0 | 0 | 0 | #DIV/0! | 59 | 2026
| 2026-08-01 | 0 | 0 | 0 | 0 | #DIV/0! | 60 | 2026
| 2026-09-01 | 0 | 0 | 0 | 0 | #DIV/0! | 61 | 2026
| 2026-10-01 | 0 | 0 | 0 | 0 | #DIV/0! | 62 | 2026
| 2026-11-01 | 0 | 0 | 0 | 0 | #DIV/0! | 63 | 2026
| 2026-12-01 | 0 | 0 | 0 | 0 | #DIV/0! | 64 | 2026
| 2027-01-01 | 0 | 0 | 0 | 0 | #DIV/0! | 66 | 2027
| 2027-02-01 | 0 | 0 | 0 | 0 | #DIV/0! | 67 | 2027
| 2027-03-01 | 0 | 0 | 0 | 0 | #DIV/0! | 68 | 2027
| 2027-04-01 | 0 | 0 | 0 | 0 | #DIV/0! | 69 | 2027
| 2027-05-01 | 0 | 0 | 0 | 0 | #DIV/0! | 70 | 2027
| 2027-06-01 | 0 | 0 | 0 | 0 | #DIV/0! | 71 | 2027
| 2027-07-01 | 0 | 0 | 0 | 0 | #DIV/0! | 72 | 2027
| 2027-08-01 | 0 | 0 | 0 | 0 | #DIV/0! | 73 | 2027
| 2027-09-01 | 0 | 0 | 0 | 0 | #DIV/0! | 74 | 2027
| 2027-10-01 | 0 | 0 | 0 | 0 | #DIV/0! | 75 | 2027
| 2027-11-01 | 0 | 0 | 0 | 0 | #DIV/0! | 76 | 2027
| 2027-12-01 | 0 | 0 | 0 | 0 | #DIV/0! | 77 | 2027
| 2028-01-01 | 0 | 0 | 0 | 0 | #DIV/0! | 79 | 2028
| 2028-02-01 | 0 | 0 | 0 | 0 | #DIV/0! | 80 | 2028
| 2028-03-01 | 0 | 0 | 0 | 0 | #DIV/0! | 81 | 2028
| 2028-04-01 | 0 | 0 | 0 | 0 | #DIV/0! | 82 | 2028
| 2028-05-01 | 0 | 0 | 0 | 0 | #DIV/0! | 83 | 2028
| 2028-06-01 | 0 | 0 | 0 | 0 | #DIV/0! | 84 | 2028
| 2028-07-01 | 0 | 0 | 0 | 0 | #DIV/0! | 85 | 2028
| 2028-08-01 | 0 | 0 | 0 | 0 | #DIV/0! | 86 | 2028
| 2028-09-01 | 0 | 0 | 0 | 0 | #DIV/0! | 87 | 2028
| 2028-10-01 | 0 | 0 | 0 | 0 | #DIV/0! | 88 | 2028
| 2028-11-01 | 0 | 0 | 0 | 0 | #DIV/0! | 89 | 2028
| 2028-12-01 | 0 | 0 | 0 | 0 | #DIV/0! | 90 | 2028
| 2029-01-01 | 0 | 0 | 0 | 0 | #DIV/0! | 92 | 2029
| 2029-02-01 | 0 | 0 | 0 | 0 | #DIV/0! | 93 | 2029
| 2029-03-01 | 0 | 0 | 0 | 0 | #DIV/0! | 94 | 2029
| 2029-04-01 | 0 | 0 | 0 | 0 | #DIV/0! | 95 | 2029
| 2029-05-01 | 0 | 0 | 0 | 0 | #DIV/0! | 96 | 2029
| 2029-06-01 | 0 | 0 | 0 | 0 | #DIV/0! | 97 | 2029
| 2029-07-01 | 0 | 0 | 0 | 0 | #DIV/0! | 98 | 2029
| 2029-08-01 | 0 | 0 | 0 | 0 | #DIV/0! | 99 | 2029
| 2029-09-01 | 0 | 0 | 0 | 0 | #DIV/0! | 100 | 2029
| 2029-10-01 | 0 | 0 | 0 | 0 | #DIV/0! | 101 | 2029
| 2029-11-01 | 0 | 0 | 0 | 0 | #DIV/0! | 102 | 2029
| 2029-12-01 | 0 | 0 | 0 | 0 | #DIV/0! | 103 | 2029
| 2030-01-01 | 0 | 0 | 0 | 0 | #DIV/0! | 105 | 2030
| 2030-02-01 | 0 | 0 | 0 | 0 | #DIV/0! | 106 | 2030
| 2030-03-01 | 0 | 0 | 0 | 0 | #DIV/0! | 107 | 2030
| 2030-04-01 | 0 | 0 | 0 | 0 | #DIV/0! | 108 | 2030
| 2030-05-01 | 0 | 0 | 0 | 0 | #DIV/0! | 109 | 2030
| 2030-06-01 | 0 | 0 | 0 | 0 | #DIV/0! | 110 | 2030
| 2030-07-01 | 0 | 0 | 0 | 0 | #DIV/0! | 111 | 2030
| 2030-08-01 | 0 | 0 | 0 | 0 | #DIV/0! | 112 | 2030
| 2030-09-01 | 0 | 0 | 0 | 0 | #DIV/0! | 113 | 2030
| 2030-10-01 | 0 | 0 | 0 | 0 | #DIV/0! | 114 | 2030
| 2030-11-01 | 0 | 0 | 0 | 0 | #DIV/0! | 115 | 2030
| 2030-12-01 | 0 | 0 | 0 | 0 | #DIV/0! | 116 | 2030
| 2031-01-01 | 0 | 0 | 0 | 0 | #DIV/0! | 118 | 2031
| 2031-02-01 | 0 | 0 | 0 | 0 | #DIV/0! | 119 | 2031
| 2031-03-01 | 0 | 0 | 0 | 0 | #DIV/0! | 120 | 2031
| 2031-04-01 | 0 | 0 | 0 | 0 | #DIV/0! | 121 | 2031
| 2031-05-01 | 0 | 0 | 0 | 0 | #DIV/0! | 122 | 2031
| 2031-06-01 | 0 | 0 | 0 | 0 | #DIV/0! | 123 | 2031
| 2031-07-01 | 0 | 0 | 0 | 0 | #DIV/0! | 124 | 2031
| 2031-08-01 | 0 | 0 | 0 | 0 | #DIV/0! | 125 | 2031
| 2031-09-01 | 0 | 0 | 0 | 0 | #DIV/0! | 126 | 2031
| 2031-10-01 | 0 | 0 | 0 | 0 | #DIV/0! | 127 | 2031
| 2031-11-01 | 0 | 0 | 0 | 0 | #DIV/0! | 128 | 2031
| 2031-12-01 | 0 | 0 | 0 | 0 | #DIV/0! | 129 | 2031
| 2032-01-01 | [5 empty] | 1 | 2032
| 2032-02-01 | [5 empty] | 2 | 2032
| 2032-03-01 | [5 empty] | 3 | 2032
| 2032-04-01 | [5 empty] | 4 | 2032
| 2032-05-01 | [5 empty] | 5 | 2032
| 2032-06-01 | [5 empty] | 6 | 2032
| 2032-07-01 | [5 empty] | 7 | 2032
| 2032-08-01 | [5 empty] | 8 | 2032
| 2032-09-01 | [5 empty] | 9 | 2032
| 2032-10-01 | [5 empty] | 10 | 2032
| 2032-11-01 | [5 empty] | 11 | 2032
| 2032-12-01 | [5 empty] | 12 | 2032
| 2033-01-01 | [5 empty] | 14 | 2033
| 2033-02-01 | [5 empty] | 15 | 2033
| 2033-03-01 | [5 empty] | 16 | 2033
| 2033-04-01 | [5 empty] | 17 | 2033
| 2033-05-01 | [5 empty] | 18 | 2033
| 2033-06-01 | [5 empty] | 19 | 2033
| 2033-07-01 | [5 empty] | 20 | 2033
| 2033-08-01 | [5 empty] | 21 | 2033
| 2033-09-01 | [5 empty] | 22 | 2033
| 2033-10-01 | [5 empty] | 23 | 2033
| 2033-11-01 | [5 empty] | 24 | 2033
| 2033-12-01 | [5 empty] | 25 | 2033
| 2034-01-01 | [5 empty] | 27 | 2034
| 2034-02-01 | [5 empty] | 28 | 2034
| 2034-03-01 | [5 empty] | 29 | 2034
| 2034-04-01 | [5 empty] | 30 | 2034
| 2034-05-01 | [5 empty] | 31 | 2034
| 2034-06-01 | [5 empty] | 32 | 2034
| 2034-07-01 | [5 empty] | 33 | 2034
| 2034-08-01 | [5 empty] | 34 | 2034
| 2034-09-01 | [5 empty] | 35 | 2034
| 2034-10-01 | [5 empty] | 36 | 2034
| 2034-11-01 | [5 empty] | 37 | 2034
| 2034-12-01 | [5 empty] | 38 | 2034
| 2035-01-01 | [5 empty] | 40 | 2035
| 2035-02-01 | [5 empty] | 41 | 2035
| 2035-03-01 | [5 empty] | 42 | 2035
| 2035-04-01 | [5 empty] | 43 | 2035
| 2035-05-01 | [5 empty] | 44 | 2035
| 2035-06-01 | [5 empty] | 45 | 2035
| 2035-07-01 | [5 empty] | 46 | 2035
| 2035-08-01 | [5 empty] | 47 | 2035
| 2035-09-01 | [5 empty] | 48 | 2035
| 2035-10-01 | [5 empty] | 49 | 2035
| 2035-11-01 | [5 empty] | 50 | 2035
| 2035-12-01 | [5 empty] | 51 | 2035
| 2036-01-01 | [5 empty] | 53 | 2036
| 2036-02-01 | [5 empty] | 54 | 2036
| 2036-03-01 | [5 empty] | 55 | 2036
| 2036-04-01 | [5 empty] | 56 | 2036
| 2036-05-01 | [5 empty] | 57 | 2036
| 2036-06-01 | [5 empty] | 58 | 2036
| 2036-07-01 | [5 empty] | 59 | 2036
| 2036-08-01 | [5 empty] | 60 | 2036
| 2036-09-01 | [5 empty] | 61 | 2036
| 2036-10-01 | [5 empty] | 62 | 2036
| 2036-11-01 | [5 empty] | 63 | 2036
| 2036-12-01 | [5 empty] | 64 | 2036
| 2037-01-01 | [5 empty] | 66 | 2037 |  |  | 2.3%
| 2037-02-01 | [5 empty] | 67 | 2037 |  |  | 2.3%
| 2037-03-01 | [5 empty] | 68 | 2037 |  |  | 2.3%
| 2037-04-01 | [5 empty] | 69 | 2037 |  |  | 2.3%
| 2037-05-01 | [5 empty] | 70 | 2037 |  |  | 2.3%
| 2037-06-01 | [5 empty] | 71 | 2037 |  |  | 2.3%
| 2037-07-01 | [5 empty] | 72 | 2037 |  |  | 2.3%
| 2037-08-01 | [5 empty] | 73 | 2037 |  |  | 2.3%
| 2037-09-01 | [5 empty] | 74 | 2037 |  |  | 2.3%
| 2037-10-01 | [5 empty] | 75 | 2037 |  |  | 2.3%
| 2037-11-01 | [5 empty] | 76 | 2037 |  |  | 2.3%
| 2037-12-01 | [5 empty] | 77 | 2037 |  |  | 2.3%
| 2038-01-01 | [5 empty] | 79 | 2038 |  |  | 2.3%
| 2038-02-01 | [5 empty] | 80 | 2038 |  |  | 2.3%
| 2038-03-01 | [5 empty] | 81 | 2038 |  |  | 2.3%
| 2038-04-01 | [5 empty] | 82 | 2038 |  |  | 2.3%
| 2038-05-01 | [5 empty] | 83 | 2038 |  |  | 2.3%
| 2038-06-01 | [5 empty] | 84 | 2038 |  |  | 2.3%
| 2038-07-01 | [5 empty] | 85 | 2038 |  |  | 2.3%
| 2038-08-01 | [5 empty] | 86 | 2038 |  |  | 2.3%
| 2038-09-01 | [5 empty] | 87 | 2038 |  |  | 2.3%
| 2038-10-01 | [5 empty] | 88 | 2038 |  |  | 2.3%
| 2038-11-01 | [5 empty] | 89 | 2038 |  |  | 2.3%
| 2038-12-01 | [5 empty] | 90 | 2038 |  |  | 2.3%
| 2039-01-01 | [5 empty] | 92 | 2039 |  |  | 2.3%
| 2039-02-01 | [5 empty] | 93 | 2039 |  |  | 2.3%
| 2039-03-01 | [5 empty] | 94 | 2039 |  |  | 2.3%
| 2039-04-01 | [5 empty] | 95 | 2039 |  |  | 2.3%
| 2039-05-01 | [5 empty] | 96 | 2039 |  |  | 2.3%
| 2039-06-01 | [5 empty] | 97 | 2039 |  |  | 2.3%
| 2039-07-01 | [5 empty] | 98 | 2039 |  |  | 2.3%
| 2039-08-01 | [5 empty] | 99 | 2039 |  |  | 2.3%
| 2039-09-01 | [5 empty] | 100 | 2039 |  |  | 2.3%
| 2039-10-01 | [5 empty] | 101 | 2039 |  |  | 2.3%
| 2039-11-01 | [5 empty] | 102 | 2039 |  |  | 2.3%
| 2039-12-01 | [5 empty] | 103 | 2039 |  |  | 2.3%
| 2040-01-01 | [5 empty] | 105 | 2040 |  |  | 2.3%
| 2040-02-01 | [5 empty] | 106 | 2040 |  |  | 2.3%
| 2040-03-01 | [5 empty] | 107 | 2040 |  |  | 2.3%
| 2040-04-01 | [5 empty] | 108 | 2040 |  |  | 2.3%
| 2040-05-01 | [5 empty] | 109 | 2040 |  |  | 2.3%
| 2040-06-01 | [5 empty] | 110 | 2040 |  |  | 2.3%
| 2040-07-01 | [5 empty] | 111 | 2040 |  |  | 2.3%
| 2040-08-01 | [5 empty] | 112 | 2040 |  |  | 2.3%
| 2040-09-01 | [5 empty] | 113 | 2040 |  |  | 2.3%
| 2040-10-01 | [5 empty] | 114 | 2040 |  |  | 2.3%
| 2040-11-01 | [5 empty] | 115 | 2040 |  |  | 2.3%
| 2040-12-01 | [5 empty] | 116 | 2040 |  |  | 2.3%
| 2041-01-01 | [5 empty] | 118 | 2041 |  |  | 2.2%
| 2041-02-01 | [5 empty] | 119 | 2041 |  |  | 2.2%
| 2041-03-01 | [5 empty] | 120 | 2041 |  |  | 2.2%
| 2041-04-01 | [5 empty] | 121 | 2041 |  |  | 2.2%
| 2041-05-01 | [5 empty] | 122 | 2041 |  |  | 2.2%
| 2041-06-01 | [5 empty] | 123 | 2041 |  |  | 2.2%
| 2041-07-01 | [5 empty] | 124 | 2041 |  |  | 2.2%
| 2041-08-01 | [5 empty] | 125 | 2041 |  |  | 2.2%
| 2041-09-01 | [5 empty] | 126 | 2041 |  |  | 2.2%
| 2041-10-01 | [5 empty] | 127 | 2041 |  |  | 2.2%
| 2041-11-01 | [5 empty] | 128 | 2041 |  |  | 2.2%
| 2041-12-01 | [5 empty] | 129 | 2041 |  |  | 2.2%
| 2042-01-01 | [5 empty] | 1 | 2042 |  |  | 2.2%
| 2042-02-01 | [5 empty] | 2 | 2042 |  |  | 2.2%
| 2042-03-01 | [5 empty] | 3 | 2042 |  |  | 2.2%
| 2042-04-01 | [5 empty] | 4 | 2042 |  |  | 2.2%
| 2042-05-01 | [5 empty] | 5 | 2042 |  |  | 2.2%
| 2042-06-01 | [5 empty] | 6 | 2042 |  |  | 2.2%
| 2042-07-01 | [5 empty] | 7 | 2042 |  |  | 2.2%
| 2042-08-01 | [5 empty] | 8 | 2042 |  |  | 2.2%
| 2042-09-01 | [5 empty] | 9 | 2042 |  |  | 2.2%
| 2042-10-01 | [5 empty] | 10 | 2042 |  |  | 2.2%
| 2042-11-01 | [5 empty] | 11 | 2042 |  |  | 2.2%
| 2042-12-01 | [5 empty] | 12 | 2042 |  |  | 2.2%
| 2043-01-01 | [5 empty] | 14 | 2043 |  |  | 2.3%
| 2043-02-01 | [5 empty] | 15 | 2043 |  |  | 2.3%
| 2043-03-01 | [5 empty] | 16 | 2043 |  |  | 2.3%
| 2043-04-01 | [5 empty] | 17 | 2043 |  |  | 2.3%
| 2043-05-01 | [5 empty] | 18 | 2043 |  |  | 2.3%
| 2043-06-01 | [5 empty] | 19 | 2043 |  |  | 2.3%
| 2043-07-01 | [5 empty] | 20 | 2043 |  |  | 2.3%
| 2043-08-01 | [5 empty] | 21 | 2043 |  |  | 2.3%
| 2043-09-01 | [5 empty] | 22 | 2043 |  |  | 2.3%
| 2043-10-01 | [5 empty] | 23 | 2043 |  |  | 2.3%
| 2043-11-01 | [5 empty] | 24 | 2043 |  |  | 2.3%
| 2043-12-01 | [5 empty] | 25 | 2043 |  |  | 2.3%
| 2044-01-01 | [5 empty] | 27 | 2044 |  |  | 2.2%
| 2044-02-01 | [5 empty] | 28 | 2044 |  |  | 2.2%
| 2044-03-01 | [5 empty] | 29 | 2044 |  |  | 2.2%
| 2044-04-01 | [5 empty] | 30 | 2044 |  |  | 2.2%
| 2044-05-01 | [5 empty] | 31 | 2044 |  |  | 2.2%
| 2044-06-01 | [5 empty] | 32 | 2044 |  |  | 2.2%
| 2044-07-01 | [5 empty] | 33 | 2044 |  |  | 2.2%
| 2044-08-01 | [5 empty] | 34 | 2044 |  |  | 2.2%
| 2044-09-01 | [5 empty] | 35 | 2044 |  |  | 2.2%
| 2044-10-01 | [5 empty] | 36 | 2044 |  |  | 2.2%
| 2044-11-01 | [5 empty] | 37 | 2044 |  |  | 2.2%
| 2044-12-01 | [5 empty] | 38 | 2044 |  |  | 2.2%
| 2045-01-01 | [5 empty] | 40 | 2045 |  |  | 2.3%
| 2045-02-01 | [5 empty] | 41 | 2045 |  |  | 2.3%
| 2045-03-01 | [5 empty] | 42 | 2045 |  |  | 2.3%
| 2045-04-01 | [5 empty] | 43 | 2045 |  |  | 2.3%
| 2045-05-01 | [5 empty] | 44 | 2045 |  |  | 2.3%
| 2045-06-01 | [5 empty] | 45 | 2045 |  |  | 2.3%
| 2045-07-01 | [5 empty] | 46 | 2045 |  |  | 2.3%
| 2045-08-01 | [5 empty] | 47 | 2045 |  |  | 2.3%
| 2045-09-01 | [5 empty] | 48 | 2045 |  |  | 2.3%
| 2045-10-01 | [5 empty] | 49 | 2045 |  |  | 2.3%
| 2045-11-01 | [5 empty] | 50 | 2045 |  |  | 2.3%
| 2045-12-01 | [5 empty] | 51 | 2045 |  |  | 2.3%
| 2046-01-01 | [5 empty] | 53 | 2046 |  |  | 2.3%
| 2046-02-01 | [5 empty] | 54 | 2046 |  |  | 2.3%
| 2046-03-01 | [5 empty] | 55 | 2046 |  |  | 2.3%
| 2046-04-01 | [5 empty] | 56 | 2046 |  |  | 2.3%
| 2046-05-01 | [5 empty] | 57 | 2046 |  |  | 2.3%
| 2046-06-01 | [5 empty] | 58 | 2046 |  |  | 2.3%
| 2046-07-01 | [5 empty] | 59 | 2046 |  |  | 2.3%
| 2046-08-01 | [5 empty] | 60 | 2046 |  |  | 2.3%
| 2046-09-01 | [5 empty] | 61 | 2046 |  |  | 2.3%
| 2046-10-01 | [5 empty] | 62 | 2046 |  |  | 2.3%
| 2046-11-01 | [5 empty] | 63 | 2046 |  |  | 2.3%
| 2046-12-01 | [5 empty] | 64 | 2046 |  |  | 2.3%
| 2047-01-01 | [5 empty] | 66 | 2047 |  |  | 2.3%
| 2047-02-01 | [5 empty] | 67 | 2047 |  |  | 2.3%
| 2047-03-01 | [5 empty] | 68 | 2047 |  |  | 2.3%
| 2047-04-01 | [5 empty] | 69 | 2047 |  |  | 2.3%
| 2047-05-01 | [5 empty] | 70 | 2047 |  |  | 2.3%
| 2047-06-01 | [5 empty] | 71 | 2047 |  |  | 2.3%
| 2047-07-01 | [5 empty] | 72 | 2047 |  |  | 2.3%
| 2047-08-01 | [5 empty] | 73 | 2047 |  |  | 2.3%
| 2047-09-01 | [5 empty] | 74 | 2047 |  |  | 2.3%
| 2047-10-01 | [5 empty] | 75 | 2047 |  |  | 2.3%
| 2047-11-01 | [5 empty] | 76 | 2047 |  |  | 2.3%
[7 empty] | 77 | 1900 |  |  | #N/A

## Table 3 UT CP Wind_2023 (hidden)
Table 3
2019 IRP Utah Wind Resource
30% Capacity Factor
Year | Estimated Capital Cost | Fixed Capital Cost at Real Levelized Rate | Fixed O&M | Network Upgrade | Fixed Costs | PTC & Variable O&M | Total Resource Cost | Total Resource Costs | Total Fixed Cost
| $/kW | $/kW-yr | $/kW-yr | $/kW-yr | $/MWh | $/MWh | $/MWh | $/kW-yr | $/kW-yr
| (a) | (b) | (c) | (d) | (e) | (f) | (g) | (h) | (i)
2019 IRP Utah Wind Resource - 30% Capacity Factor
2016
2017
2018 | [5 empty] | 0 |  |  | 0
2019 | [5 empty] | 0 |  |  | 0
2020 | [5 empty] | 0 |  |  | 0
2021 | [5 empty] | 0 |  |  | 0
2022 | [5 empty] | 0 |  |  | 0
2023 | 1265.6232 | 87.3108 | 32.3333 | 1.468 | 46.8664 | -21.48 | 25.3864 | 65.6 | 121.1121
2024 |  | 89.23 | 33.0725 | 1.5 | 47.9075 | -21.48 | 26.4275 | 68.29 | 123.8025
2025 |  | 91.28 | 33.8261 | 1.53 | 49.004 | -22.278 | 26.726 | 69.07 | 126.6361
2026 |  | 93.38 | 34.5942 | 1.57 | 50.1293 | -22.278 | 27.8513 | 71.97 | 129.5442
2027 |  | 95.53 | 35.3768 | 1.61 | 51.2796 | -23.07 | 28.2096 | 72.9 | 132.5168
2028 |  | 97.73 | 36.1884 | 1.65 | 52.4605 | -23.07 | 29.3905 | 75.95 | 135.5684
2029 |  | 100.08 | 37.0145 | 1.69 | 53.705 | -23.868 | 29.837 | 77.1 | 138.7845
2030 |  | 102.38 | 37.8551 | 1.73 | 54.9358 | -24.666 | 30.2698 | 78.22 | 141.9651
2031 |  | 104.73 | 38.7246 | 1.77 | 56.1971 | -24.666 | 31.5311 | 81.48 | 145.2246
2032 |  | 107.14 | 39.6087 | 1.81 | 57.4873 | -25.458 | 32.0293 | 82.77 | 148.5587
2033 |  | 109.6 | 40.5072 | 1.85 | 58.8024 | 0 | 58.8024 | 151.96 | 151.9572
2034 |  | 112.12 | 41.4348 | 1.89 | 60.152 | 0 | 60.152 | 155.44 | 155.4448
2035 |  | 114.7 | 42.3768 | 1.93 | 61.5304 | 0 | 61.5304 | 159.01 | 159.0068
2036 |  | 117.34 | 43.3478 | 1.97 | 62.9432 | 0 | 62.9432 | 162.66 | 162.6578
2037 |  | 120.04 | 44.3333 | 2.02 | 64.3887 | 0 | 64.3887 | 166.39 | 166.3933
2038 |  | 122.8 | 45.3478 | 2.07 | 65.8687 | 0 | 65.8687 | 170.22 | 170.2178
2039 |  | 125.62 | 46.39 | 2.12 | 67.3826 | 0 | 67.3826 | 174.13 | 174.13
2040 |  | 128.51 | 47.46 | 2.17 | 68.9343 | 0 | 68.9343 | 178.14 | 178.14
2041 |  | 131.34 | 48.5 | 2.22 | 70.4512 | 0 | 70.4512 | 182.06 | 182.06
2042 |  | 134.23 | 49.57 | 2.27 | 72.0029 | 0 | 72.0029 | 186.07 | 186.07
2043 |  | 137.32 | 50.71 | 2.32 | 73.6592 | 0 | 73.6592 | 190.35 | 190.35
Sources, Inputs and Assumptions
Source: | (c)(f) | Plant Costs - 2019 IRP Update - Table 6.1 & 6.2
| (a) | Plant capacity cost
| (b) | = (a) x 0.0689863805027125
| (e) | = ((b) + (c)) / (8.76 x 29.5%)
| (g) | = (e) + (f)
| (i) | Plant Costs - 2019 IRP Update - Table 6.1 & 6.2
2019 IRP Utah Wind Resource - 30% Capacity Factor
| Wind | Cost and Input Assumptions
[11 empty] | COD | 2023
2018 $ | 1301.4979 | Plant capacity cost | [10 empty] | H3.US1_WD_CPProposed Station Capital Costs
2018 $ | 28.8022 | Fixed O&M, plus on-going capital cost | [7 empty] | 69 | MW | H3.US1_WD_CP | H3.US1_WD_CPProposed Station Fixed Costs
Wheeling ($ MWh)
2018 $ | 0 | Variable O&M
|  | Tax Credit $/MWh |  |  |  |  | First Year real levelized |  |  |  |  | H3.US1_WD_CP2023
2023$ | 1.468 | Network Upgrade ($/kw-yr) |  | Utah S, Transmission Integration 2023
| 6.899% | Payment Factor
| 29.5% | Capacity Factor
Company Official Inflation Forecast Dated September 30, 2019
| 2017 | 2% |  | 2026 | 2.3% |  | 2035 | 2.3%
| 2018 | 2.4% |  | 2027 | 2.3% |  | 2036 | 2.3%
| 2019 | 1.8% |  | 2028 | 2.3% |  | 2037 | 2.3%
| 2020 | 1.2% |  | 2029 | 2.4% |  | 2038 | 2.3%
| 2021 | 3.2% |  | 2030 | 2.3% |  | 2039 | 2.3%
| 2022 | 2.2% |  | 2031 | 2.3% |  | 2040 | 2.3%
| 2023 | 2.1% |  | 2032 | 2.3% |  | 2041 | 2.2%
| 2024 | 2.2% |  | 2033 | 2.3% |  | 2042 | 2.2%
| 2025 | 2.3% |  | 2034 | 2.3% |  | 2043 | 2.3%

## Table 3 WYAE Wind_2024 (hidden)
Table 3
2019 IRP Wyoming Wind Resource
44% Capacity Factor
Year | Estimated Capital Cost | Fixed Capital Cost at Real Levelized Rate | Fixed O&M | Network Upgrade | Fixed Costs | Variable O&M | 40% PTC | Total Resource Cost | Total Resource Costs | Total Fixed Cost
| $/kW | $/kW-yr | $/kW-yr | $/kW-yr | $/MWh | $/MWh | $/MWh | $/MWh | $/kW-yr | $/kW-yr
| (a) | (b) | (c) | (d) | (e) | (f) | (g) | (h) | (i) | (i)
2019 IRP Wyoming Wind Resource - 44% Capacity Factor
2016
2017
2018 | [9 empty] | 0
2019 | [9 empty] | 0
2020 | [9 empty] | 0
2021 | [9 empty] | 0
2022 | [9 empty] | 0
2023 | [9 empty] | 0
2024 | 1252.8729 | 86.4312 | 32.9698 | 47.8703 | 43.7956 |  | 0 | 43.7956 | 167.27 | 167.2713
2025 |  | 88.42 | 33.7302 | 48.97 | 44.8034 |  | 0 | 44.8034 | 171.12 | 171.1202
2026 |  | 90.45 | 34.4901 | 50.1 | 45.8297 |  | 0 | 45.8297 | 175.04 | 175.0401
2027 |  | 92.53 | 35.2802 | 51.25 | 46.8823 | 1 | 0 | 47.8823 | 182.88 | 179.0602
2028 |  | 94.66 | 36.0901 | 52.43 | 47.9609 | 1 | 0 | 48.9609 | 187 | 183.1801
2029 |  | 96.93 | 36.9099 | 53.69 | 49.0998 | 1 | 0 | 50.0998 | 191.35 | 187.5299
2030 |  | 99.16 | 37.75 | 54.92 | 50.2257 | 1 | 0 | 51.2257 | 195.65 | 191.83
2031 |  | 101.44 | 38.6099 | 56.18 | 51.3777 | 1 | 0 | 52.3777 | 200.05 | 196.2299
2032 |  | 103.77 | 39.4901 | 57.47 | 52.556 | 1 | 0 | 53.556 | 204.55 | 200.7301
2033 |  | 106.16 | 40.3901 | 58.79 | 53.763 | 1 | 0 | 54.763 | 209.16 | 205.3401
2034 |  | 108.6 | 41.3099 | 60.14 | 54.9961 | 1 |  | 55.9961 | 213.87 | 210.0499
2035 |  | 111.1 | 42.25 | 61.52 | 56.2581 | 1 |  | 57.2581 | 218.69 | 214.87
2036 |  | 113.66 | 43.2198 | 62.93 | 57.5515 | 1 |  | 58.5515 | 223.63 | 219.8098
2037 |  | 116.27 | 44.2 | 64.38 | 58.8711 | 1 |  | 59.8711 | 228.67 | 224.85
2038 |  | 118.94 | 45.2099 | 65.86 | 60.2221 | 1 |  | 61.2221 | 233.83 | 230.0099
2039 |  | 121.68 | 46.25 | 67.37 | 61.6072 | 1 |  | 62.6072 | 239.12 | 235.3
2040 |  | 124.48 | 47.31 | 68.92 | 63.0236 | 1 |  | 64.0236 | 244.53 | 240.71
2041 |  | 127.22 | 48.35 | 70.44 | 64.4113 | 1 |  | 65.4113 | 249.83 | 246.01
2042 |  | 130.02 | 49.41 | 71.99 | 65.8278 | 1 |  | 66.8278 | 255.24 | 251.42
2043 |  | 133.01 | 50.55 | 73.65 | 67.3437 | 1 |  | 68.3437 | 261.03 | 257.21
Sources, Inputs and Assumptions
Source: | (c)(f) | Plant Costs - 2019 IRP Update - Table 6.1 & 6.2
| (a) | Plant capacity cost
| (b) | = (a) x 0.0689863805027125
| (e) | = ((b) + (c)) / (8.76 x 43.6%)
| (h) | = (e) + (f) + (g)
| (i) | Plant Costs - 2019 IRP Update - Table 6.1 & 6.2
2019 IRP Wyoming Wind Resource - 44% Capacity Factor
| Wind | Cost and Input Assumptions
[12 empty] | COD | 2024
2018 $ | 1301.4979 | Plant capacity cost | [8 empty] | 1920 | MW | H4.AE1_WD | H4.AE1_WDProposed Station Capital Costs
2018 $ | 28.8022 | Fixed O&M, plus on-going capital cost | [11 empty] | H4.AE1_WDProposed Station Fixed Costs
|  | Wheeling ($ MWh) | [10 empty] | H4.AE1_WD2024 | H4.AE1_WDProposed Station Variable O&M Costs
2018 $ | 0.65 | Variable O&M |  | WY wind Tax
| -6.2214 | Tax Credit $/MWh | [5 empty] | First Year real levelized
2024$ | 47.8703 | Network Upgrade ($/kw-yr) |  | Aeolus_Wyoming - to - Utah S, Expansion
| 6.899% | Payment Factor
| 43.6% | Capacity Factor
Company Official Inflation Forecast Dated June 30, 2021
| 2017 | 2% |  | 2026 | 2.3% |  | 2035 | 2.3%
| 2018 | 2.4% |  | 2027 | 2.3% |  | 2036 | 2.3%
| 2019 | 1.8% |  | 2028 | 2.3% |  | 2037 | 2.3%
| 2020 | 1.2% |  | 2029 | 2.4% |  | 2038 | 2.3%
| 2021 | 3.2% |  | 2030 | 2.3% |  | 2039 | 2.3%
| 2022 | 2.2% |  | 2031 | 2.3% |  | 2040 | 2.3%
| 2023 | 2.1% |  | 2032 | 2.3% |  | 2041 | 2.2%
| 2024 | 2.2% |  | 2033 | 2.3% |  | 2042 | 2.2%
| 2025 | 2.3% |  | 2034 | 2.3% |  | 2043 | 2.3%

## Table 3 ID Wind_2030 (hidden)
Table 3
2019 IRP Idaho Wind Resource
37% Capacity Factor
Year | Estimated Capital Cost | Fixed Capital Cost at Real Levelized Rate | Fixed O&M | Network Upgrade | Fixed Costs | Variable O&M | Total Resource Cost | Total Resource Costs | Total Fixed Cost
| $/kW | $/kW-yr | $/kW-yr | $/kW-yr | $/MWh | $/MWh | $/MWh | $/kW-yr | $/kW-yr
| (a) | (b) | (c) | (d) | (e) | (f) | (g) | (h) | (i)
2019 IRP Idaho Wind Resource - 37% Capacity Factor
2016
2017
2018 | [5 empty] | 0 |  |  | 0
2019 | [5 empty] | 0 |  |  | 0
2020 | [5 empty] | 0 |  |  | 0
2021 | [5 empty] | 0 |  |  | 0
2022 | [5 empty] | 0 |  |  | 0
2023 | [5 empty] | 0 |  |  | 0
2024 | [5 empty] | 0 |  |  | 0
2025 | [5 empty] | 0 |  |  | 0
2026 | [5 empty] | 0 |  |  | 0
2027 | [5 empty] | 0 |  |  | 0
2028 | [5 empty] | 0 |  |  | 0
2029 | [5 empty] | 0 |  |  | 0
2030 | 1253.0638 | 86.4489 | 37.7491 | 12.0973 | 41.9375 | 0 | 41.9375 | 136.3 | 136.2953
2031 |  | 88.44 | 38.61 | 12.38 | 42.9021 | 0 | 42.9021 | 139.43 | 139.43
2032 |  | 90.47 | 39.4902 | 12.66 | 43.8837 | 0 | 43.8837 | 142.62 | 142.6202
2033 |  | 92.55 | 40.3896 | 12.95 | 44.8897 | 0 | 44.8897 | 145.89 | 145.8896
2034 |  | 94.68 | 41.3101 | 13.25 | 45.9206 | 0 | 45.9206 | 149.24 | 149.2401
2035 |  | 96.86 | 42.2499 | 13.55 | 46.9729 | 0 | 46.9729 | 152.66 | 152.6599
2036 |  | 99.09 | 43.2195 | 13.86 | 48.0527 | 0 | 48.0527 | 156.17 | 156.1695
2037 |  | 101.37 | 44.1997 | 14.18 | 49.1544 | 0 | 49.1544 | 159.75 | 159.7497
2038 |  | 103.7 | 45.2107 | 14.51 | 50.2839 | 0 | 50.2839 | 163.42 | 163.4207
2039 |  | 106.09 | 46.25 | 14.84 | 51.4406 | 0 | 51.4406 | 167.18 | 167.18
2040 |  | 108.53 | 47.31 | 15.18 | 52.6222 | 0 | 52.6222 | 171.02 | 171.02
2041 |  | 110.92 | 48.35 | 15.51 | 53.7791 | 0 | 53.7791 | 174.78 | 174.78
2042 |  | 113.36 | 49.41 | 15.85 | 54.9607 | 0 | 54.9607 | 178.62 | 178.62
2043 |  | 115.97 | 50.55 | 16.21 | 56.2253 | 0 | 56.2253 | 182.73 | 182.73
Sources, Inputs and Assumptions
Source: | (c)(f) | Plant Costs - 2019 IRP Update - Table 6.1 & 6.2
| (a) | Plant capacity cost
| (b) | = (a) x 0.06899
| (e) | = ((b) + (c)) / (8.76 x 37.1%)
| (g) | = (e) + (f)
| (i) | Plant Costs - 2019 IRP Update - Table 6.1 & 6.2
2019 IRP Idaho Wind Resource - 37% Capacity Factor
| Wind | Cost and Input Assumptions
[11 empty] | COD | 2030
2018 $ | 1358.4351 | Plant capacity cost | [10 empty] | H_.GO2_WDProposed Station Capital Costs
2018 $ | 28.8022 | Fixed O&M, plus on-going capital cost | [7 empty] | 470 | MW | H_.GO2_WD | H_.GO2_WDProposed Station Fixed Costs | Levelized | 0
|  | Wheeling ($ MWh) | [7 empty] | 569.6 | MW | L_.GO2_WD | L_.GO2_WDProposed Station Fixed Costs
2018 $ | 0 | Variable O&M | [10 empty] | H_.GO2_WDProposed Station Variable O&M Costs
|  | Tax Credit $/MWh |  |  |  |  | First Year real levelized |  |  |  |  | H_.GO2_WD2030 | L_.GO2_WDProposed Station Variable O&M Costs
2030$ | 12.0973 | Network Upgrade ($/kw-yr) |  | Goshen - to - Utah N, Expansion
| 6.899% | Payment Factor
| 37.1% | Capacity Factor
Company Official Inflation Forecast Dated June 30, 2021
| 2017 | 2% |  | 2026 | 2.3% |  | 2035 | 2.3%
| 2018 | 2.4% |  | 2027 | 2.3% |  | 2036 | 2.3%
| 2019 | 1.8% |  | 2028 | 2.3% |  | 2037 | 2.3%
| 2020 | 1.2% |  | 2029 | 2.4% |  | 2038 | 2.3%
| 2021 | 3.2% |  | 2030 | 2.3% |  | 2039 | 2.3%
| 2022 | 2.2% |  | 2031 | 2.3% |  | 2040 | 2.3%
| 2023 | 2.1% |  | 2032 | 2.3% |  | 2041 | 2.2%
| 2024 | 2.2% |  | 2033 | 2.3% |  | 2042 | 2.2%
| 2025 | 2.3% |  | 2034 | 2.3% |  | 2043 | 2.3%

## Table 3 PV wS UTS_2024 (hidden)
Table 3
2019 IRP Utah South Solar with Storage
33% Capacity Factor
Year | Estimated Capital Cost | Fixed Capital Cost at Real Levelized Rate | Fixed O&M | Network Upgrade | Fixed Costs | Variable O&M | Total Resource Cost | Total Resource Costs | Total Fixed Cost
| $/kW | $/kW-yr | $/kW-yr | $/kW-yr | $/MWh | $/MWh | $/MWh | $/kW-yr | $/kW-yr
| (a) | (b) | (c) | (d) | (e) | (f) | (g) | (h) | (i)
2019 IRP Utah South Solar with Storage - 33% Capacity Factor
2016
2017
2018 |  |  | 24.5706 |  |  | 0 |  |  | 24.5706
2019 |  |  | 25.01 |  |  | 0 |  |  | 25.01
2020 |  |  | 25.31 |  |  | 0 |  |  | 25.31
2021 |  |  | 26.12 |  |  | 0 |  |  | 26.12
2022 |  |  | 26.69 |  |  | 0 |  |  | 26.69
2023 |  |  | 27.25 |  |  | 0 |  |  | 27.25
2024 | 1230.0217 | 62.5466 | 27.85 | 1.5003 | 32.2785 | 0 | 32.2785 | 91.9 | 91.8969
2025 |  | 63.99 | 28.49 | 1.53 | 33.0207 | 0 | 33.0207 | 94.01 | 94.01
2026 |  | 65.46 | 29.15 | 1.57 | 33.7829 | 0 | 33.7829 | 96.18 | 96.18
2027 |  | 66.97 | 29.82 | 1.61 | 34.5627 | 0 | 34.5627 | 98.4 | 98.4
2028 |  | 68.51 | 30.51 | 1.65 | 35.36 | 0 | 35.36 | 100.67 | 100.67
2029 |  | 70.15 | 31.24 | 1.69 | 36.2065 | 0 | 36.2065 | 103.08 | 103.08
2030 |  | 71.76 | 31.96 | 1.73 | 37.039 | 0 | 37.039 | 105.45 | 105.45
2031 |  | 73.41 | 32.7 | 1.77 | 37.8925 | 0 | 37.8925 | 107.88 | 107.88
2032 |  | 75.1 | 33.45 | 1.81 | 38.7636 | 0 | 38.7636 | 110.36 | 110.36
2033 |  | 76.83 | 34.22 | 1.85 | 39.6558 | 0 | 39.6558 | 112.9 | 112.9
2034 |  | 78.6 | 35.01 | 1.89 | 40.569 | 0 | 40.569 | 115.5 | 115.5
2035 |  | 80.41 | 35.82 | 1.93 | 41.5033 | 0 | 41.5033 | 118.16 | 118.16
2036 |  | 82.26 | 36.64 | 1.97 | 42.4552 | 0 | 42.4552 | 120.87 | 120.87
2037 |  | 84.15 | 37.48 | 2.02 | 43.4317 | 0 | 43.4317 | 123.65 | 123.65
2038 |  | 86.09 | 38.34 | 2.07 | 44.4327 | 0 | 44.4327 | 126.5 | 126.5
2039 |  | 88.07 | 39.22 | 2.12 | 45.4549 | 0 | 45.4549 | 129.41 | 129.41
2040 |  | 90.1 | 40.12 | 2.17 | 46.5016 | 0 | 46.5016 | 132.39 | 132.39
2041 |  | 92.08 | 41 | 2.22 | 47.5237 | 0 | 47.5237 | 135.3 | 135.3
2042 |  | 94.11 | 41.9 | 2.27 | 48.5704 | 0 | 48.5704 | 138.28 | 138.28
2043 |  | 96.27 | 42.86 | 2.32 | 49.6839 | 0 | 49.6839 | 141.45 | 141.45
Sources, Inputs and Assumptions
Source: | (c)(f) | Plant Costs - 2019 IRP Update - Table 6.1 & 6.2
| (a) | Plant capacity cost
| (b) | = (a) x 0.05085
| (d) | = ((b) + (c)) / (8.76 x 32.5%)
| (g) | = (e) + (f)
| (h) | Plant Costs - 2019 IRP Update - Table 6.1 & 6.2
2019 IRP Utah South Solar with Storage - 33% Capacity Factor
| Wind | Cost and Input Assumptions
[11 empty] | COD | 2024
2018 $ | 1611.5125 | Plant capacity cost | [7 empty] | 230.8 | MW | L1.US1_PVS | L1.US1_PV | L1.US1_PVSProposed Station Capital Costs
2018 $ | 24.5706 | Fixed O&M, plus on-going capital cost | [11 empty] | L1.US1_PVSProposed Station Fixed Costs
|  | Wheeling ($ MWh) | [9 empty] | L1.US1_PVS2024 |  | L1.US1_PVSProposed Station Variable O&M Costs
2018 $ | 0 | Variable O&M | [9 empty] | Photovoltaic (Utility) 30% ITC
|  | Tax Credit $/MWh |  |  |  |  | First Year real levelized
2023$ | 1.468 | Network Upgrade ($/kw-yr) |  | Utah S, Transmission Integration 2023
| 5.085% | Payment Factor | includes 30% ITC
| 32.5% | Capacity Factor
Company Official Inflation Forecast Dated June 30, 2021
| 2017 | 2% |  | 2026 | 2.3% |  | 2035 | 2.3%
| 2018 | 2.4% |  | 2027 | 2.3% |  | 2036 | 2.3%
| 2019 | 1.8% |  | 2028 | 2.3% |  | 2037 | 2.3%
| 2020 | 1.2% |  | 2029 | 2.4% |  | 2038 | 2.3%
| 2021 | 3.2% |  | 2030 | 2.3% |  | 2039 | 2.3%
| 2022 | 2.2% |  | 2031 | 2.3% |  | 2040 | 2.3%
| 2023 | 2.1% |  | 2032 | 2.3% |  | 2041 | 2.2%
| 2024 | 2.2% |  | 2033 | 2.3% |  | 2042 | 2.2%
| 2025 | 2.3% |  | 2034 | 2.3% |  | 2043 | 2.3%

## Table 3 PV wS UTS_2030 (hidden)
Table 3
2019 IRP Utah South Solar with Storage
33% Capacity Factor
Year | Estimated Capital Cost | Fixed Capital Cost at Real Levelized Rate | Fixed O&M | Network Upgrade | Fixed Costs | Variable O&M | Total Resource Cost | Total Resource Costs | Total Fixed Cost
| $/kW | $/kW-yr | $/kW-yr | $/kW-yr | $/MWh | $/MWh | $/MWh | $/kW-yr | $/kW-yr
| (a) | (b) | (c) | (d) | (e) | (f) | (g) | (h) | (i)
2019 IRP Utah South Solar with Storage - 33% Capacity Factor
2018 |  |  | 24.5706 |  |  | 0 |  |  | 24.5706
2019 |  |  | 25.01 |  |  | 0 |  |  | 25.01
2020 |  |  | 25.31 |  |  | 0 |  |  | 25.31
2021 |  |  | 26.12 |  |  | 0 |  |  | 26.12
2022 |  |  | 26.69 |  |  | 0 |  |  | 26.69
2023 |  |  | 27.25 |  |  | 0 |  |  | 27.25
2024 |  |  | 27.85 |  |  | 0 |  |  | 27.85
2025 |  |  | 28.49 |  |  | 0 |  |  | 28.49
2026 |  |  | 29.15 |  |  | 0 |  |  | 29.15
2027 |  |  | 29.82 |  |  | 0 |  |  | 29.82
2028 |  |  | 30.51 |  |  | 0 |  |  | 30.51
2029 |  |  | 31.24 |  |  | 0 |  |  | 31.24
2030 | 1208.8 | 81.594 | 31.96 | 21.5773 | 47.4645 | 0 | 47.4645 | 135.13 | 135.1313
2031 |  | 83.47 | 32.7 | 22.07 | 48.5564 | 0 | 48.5564 | 138.24 | 138.24
2032 |  | 85.39 | 33.45 | 22.58 | 49.6733 | 0 | 49.6733 | 141.42 | 141.42
2033 |  | 87.35 | 34.22 | 23.1 | 50.8149 | 0 | 50.8149 | 144.67 | 144.67
2034 |  | 89.36 | 35.01 | 23.63 | 51.9845 | 0 | 51.9845 | 148 | 148
2035 |  | 91.42 | 35.82 | 24.17 | 53.1823 | 0 | 53.1823 | 151.41 | 151.41
2036 |  | 93.52 | 36.64 | 24.73 | 54.4046 | 0 | 54.4046 | 154.89 | 154.89
2037 |  | 95.67 | 37.48 | 25.3 | 55.6551 | 0 | 55.6551 | 158.45 | 158.45
2038 |  | 97.87 | 38.34 | 25.88 | 56.9336 | 0 | 56.9336 | 162.09 | 162.09
2039 |  | 100.12 | 39.22 | 26.48 | 58.2438 | 0 | 58.2438 | 165.82 | 165.82
2040 |  | 102.42 | 40.12 | 27.09 | 59.582 | 0 | 59.582 | 169.63 | 169.63
2041 |  | 104.67 | 41 | 27.69 | 60.8922 | 0 | 60.8922 | 173.36 | 173.36
2042 |  | 106.97 | 41.9 | 28.3 | 62.2304 | 0 | 62.2304 | 177.17 | 177.17
2043 |  | 109.43 | 42.86 | 28.95 | 63.66 | 0 | 63.66 | 181.24 | 181.24
Sources, Inputs and Assumptions
Source: | (c)(f) | Plant Costs - 2019 IRP Update - Table 6.1 & 6.2
| (a) | Plant capacity cost
| (b) | = (a) x 0.0675
| (e) | = ((b) + (c)) / (8.76 x 32.5%)
| (g) | = (e) + (f)
| (i) | Plant Costs - 2019 IRP Update - Table 6.1 & 6.2
2019 IRP Utah South Solar with Storage - 33% Capacity Factor
| Wind | Cost and Input Assumptions
[11 empty] | COD | 2030
2018 $ | 1611.5125 | Plant capacity cost | [7 empty] | 500 | MW | L_.US4_PVS | H_.US4_PVS | L_.US4_PVSProposed Station Capital Costs
2018 $ | 24.5706 | Fixed O&M, plus on-going capital cost | [11 empty] | L_.US4_PVSProposed Station Fixed Costs
|  | Wheeling ($ MWh) | [9 empty] | L_.US4_PVS2030 |  | L_.US4_PVSProposed Station Variable O&M Costs
2018 $ | 0 | Variable O&M | [9 empty] | Photovoltaic (Utility) 30% ITC
|  | Tax Credit $/MWh |  |  |  |  | First Year real levelized
2030$ | 21.5773 | Network Upgrade ($/kw-yr) |  | Utah S, Transmission Integration 2030
| 6.75% | Payment Factor | includes 30% ITC
| 32.5% | Capacity Factor
Company Official Inflation Forecast Dated June 30, 2021
| 2017 | 2% |  | 2026 | 2.3% |  | 2035 | 2.3%
| 2018 | 2.4% |  | 2027 | 2.3% |  | 2036 | 2.3%
| 2019 | 1.8% |  | 2028 | 2.3% |  | 2037 | 2.3%
| 2020 | 1.2% |  | 2029 | 2.4% |  | 2038 | 2.3%
| 2021 | 3.2% |  | 2030 | 2.3% |  | 2039 | 2.3%
| 2022 | 2.2% |  | 2031 | 2.3% |  | 2040 | 2.3%
| 2023 | 2.1% |  | 2032 | 2.3% |  | 2041 | 2.2%
| 2024 | 2.2% |  | 2033 | 2.3% |  | 2042 | 2.2%
| 2025 | 2.3% |  | 2034 | 2.3% |  | 2043 | 2.3%

## Table 3 PV wS JB_2024 (hidden)
Table 3
2019 IRP Jim Bridger Solar with Storage
30% Capacity Factor
Year | Estimated Capital Cost | Fixed Capital Cost at Real Levelized Rate | Fixed O&M | Network Upgrade | Fixed Costs | Variable O&M | Total Resource Cost | Total Resource Costs | Total Fixed Cost
| $/kW | $/kW-yr | $/kW-yr | $/kW-yr | $/MWh | $/MWh | $/MWh | $/kW-yr | $/kW-yr
| (a) | (b) | (c) | (d) | (e) | (f) | (g) | (h) | (i)
2019 IRP Jim Bridger Solar with Storage - 30% Capacity Factor
2016
2017
2018 |  |  | 24.5706 |  |  | 0 |  |  | 24.5706
2019 |  |  | 25.01 |  |  | 0 |  |  | 25.01
2020 |  |  | 25.31 |  |  | 0 |  |  | 25.31
2021 |  |  | 26.12 |  |  | 0 |  |  | 26.12
2022 |  |  | 26.69 |  |  | 0 |  |  | 26.69
2023 |  |  | 27.25 |  |  | 0 |  |  | 27.25
2024 | 1227.9633 | 62.4419 | 27.85 | 0 | 34.2435 | 0 | 34.2435 | 90.29 | 90.2919
2025 |  | 63.88 | 28.49 | 0 | 35.0316 | 0 | 35.0316 | 92.37 | 92.37
2026 |  | 65.35 | 29.15 | 0 | 35.8394 | 0 | 35.8394 | 94.5 | 94.5
2027 |  | 66.85 | 29.82 | 0 | 36.6624 | 0 | 36.6624 | 96.67 | 96.67
2028 |  | 68.39 | 30.51 | 0 | 37.5082 | 0 | 37.5082 | 98.9 | 98.9
2029 |  | 70.03 | 31.24 | 0 | 38.407 | 0 | 38.407 | 101.27 | 101.27
2030 |  | 71.64 | 31.96 | 0 | 39.2906 | 0 | 39.2906 | 103.6 | 103.6
2031 |  | 73.29 | 32.7 | 0 | 40.1971 | 0 | 40.1971 | 105.99 | 105.99
2032 |  | 74.98 | 33.45 | 0 | 41.1224 | 0 | 41.1224 | 108.43 | 108.43
2033 |  | 76.7 | 34.22 | 0 | 42.0668 | 0 | 42.0668 | 110.92 | 110.92
2034 |  | 78.46 | 35.01 | 0 | 43.0339 | 0 | 43.0339 | 113.47 | 113.47
2035 |  | 80.26 | 35.82 | 0 | 44.0237 | 0 | 44.0237 | 116.08 | 116.08
2036 |  | 82.11 | 36.64 | 0 | 45.0363 | 0 | 45.0363 | 118.75 | 118.75
2037 |  | 84 | 37.48 | 0 | 46.0717 | 0 | 46.0717 | 121.48 | 121.48
2038 |  | 85.93 | 38.34 | 0 | 47.1298 | 0 | 47.1298 | 124.27 | 124.27
2039 |  | 87.91 | 39.22 | 0 | 48.2145 | 0 | 48.2145 | 127.13 | 127.13
2040 |  | 89.93 | 40.12 | 0 | 49.3219 | 0 | 49.3219 | 130.05 | 130.05
2041 |  | 91.91 | 41 | 0 | 50.4066 | 0 | 50.4066 | 132.91 | 132.91
2042 |  | 93.93 | 41.9 | 0 | 51.514 | 0 | 51.514 | 135.83 | 135.83
2043 |  | 96.09 | 42.86 | 0 | 52.6972 | 0 | 52.6972 | 138.95 | 138.95
Sources, Inputs and Assumptions
Source: | (c)(f) | Plant Costs - 2019 IRP Update - Table 6.1 & 6.2
| (a) | Plant capacity cost
| (b) | = (a) x 0.05085
| (e) | = ((b) + (c)) / (8.76 x 30.1%)
| (g) | = (e) + (f)
| (i) | Plant Costs - 2019 IRP Update - Table 6.1 & 6.2
2019 IRP Jim Bridger Solar with Storage - 30% Capacity Factor
| Wind | Cost and Input Assumptions
[11 empty] | COD | 2024
2018 $ | 1608.8222 | Plant capacity cost | [7 empty] | 354 | MW | L1.JBB_PVS | L1.US1_PV | L1.JBB_PVSProposed Station Capital Costs
2018 $ | 24.5706 | Fixed O&M, plus on-going capital cost | [11 empty] | L1.JBB_PVSProposed Station Fixed Costs
|  | Wheeling ($ MWh) | [9 empty] | L1.JBB_PVS2024 |  | L1.JBB_PVSProposed Station Variable O&M Costs
2018 $ | 0 | Variable O&M | [9 empty] | Photovoltaic (Utility) 30% ITC
|  | Tax Credit $/MWh |  |  |  |  | First Year real levelized
2024$ | 0 | Network Upgrade ($/kw-yr) |  | Bridger - to - Bridger West, Recovered Transmission 2024
| 5.085% | Payment Factor | includes 30% ITC
| 30.1% | Capacity Factor
Company Official Inflation Forecast Dated June 30, 2021
| 2017 | 2% |  | 2026 | 2.3% |  | 2035 | 2.3%
| 2018 | 2.4% |  | 2027 | 2.3% |  | 2036 | 2.3%
| 2019 | 1.8% |  | 2028 | 2.3% |  | 2037 | 2.3%
| 2020 | 1.2% |  | 2029 | 2.4% |  | 2038 | 2.3%
| 2021 | 3.2% |  | 2030 | 2.3% |  | 2039 | 2.3%
| 2022 | 2.2% |  | 2031 | 2.3% |  | 2040 | 2.3%
| 2023 | 2.1% |  | 2032 | 2.3% |  | 2041 | 2.2%
| 2024 | 2.2% |  | 2033 | 2.3% |  | 2042 | 2.2%
| 2025 | 2.3% |  | 2034 | 2.3% |  | 2043 | 2.3%

## Table 3 PV wS JB_2029 (hidden)
Table 3
2019 IRP Jim Bridger Solar with Storage
30% Capacity Factor
Year | Estimated Capital Cost | Fixed Capital Cost at Real Levelized Rate | Fixed O&M | Network Upgrade | Fixed Costs | Variable O&M | Total Resource Cost | Total Resource Costs | Total Fixed Cost
| $/kW | $/kW-yr | $/kW-yr | $/kW-yr | $/MWh | $/MWh | $/MWh | $/kW-yr | $/kW-yr
| (a) | (b) | (c) | (d) | (e) | (f) | (g) | (h) | (i)
2019 IRP Jim Bridger Solar with Storage - 30% Capacity Factor
2016
2017
2018 |  |  | 24.5706 |  |  | 0 |  |  | 24.5706
2019 |  |  | 25.01 |  |  | 0 |  |  | 25.01
2020 |  |  | 25.31 |  |  | 0 |  |  | 25.31
2021 |  |  | 26.12 |  |  | 0 |  |  | 26.12
2022 |  |  | 26.69 |  |  | 0 |  |  | 26.69
2023 |  |  | 27.25 |  |  | 0 |  |  | 27.25
2024 |  |  | 27.85 |  |  | 0 |  |  | 27.85
2025 |  |  | 28.49 |  |  | 0 |  |  | 28.49
2026 |  |  | 29.15 |  |  | 0 |  |  | 29.15
2027 |  |  | 29.82 |  |  | 0 |  |  | 29.82
2028 |  |  | 30.51 |  |  | 0 |  |  | 30.51
2029 | 1210.0083 | 61.5289 | 31.24 | 0 | 35.1829 | 0 | 35.1829 | 92.77 | 92.7689
2030 |  | 62.94 | 31.96 | 0 | 35.9911 | 0 | 35.9911 | 94.9 | 94.9
2031 |  | 64.39 | 32.7 | 0 | 36.8217 | 0 | 36.8217 | 97.09 | 97.09
2032 |  | 65.87 | 33.45 | 0 | 37.6674 | 0 | 37.6674 | 99.32 | 99.32
2033 |  | 67.39 | 34.22 | 0 | 38.5359 | 0 | 38.5359 | 101.61 | 101.61
2034 |  | 68.94 | 35.01 | 0 | 39.4234 | 0 | 39.4234 | 103.95 | 103.95
2035 |  | 70.53 | 35.82 | 0 | 40.3336 | 0 | 40.3336 | 106.35 | 106.35
2036 |  | 72.15 | 36.64 | 0 | 41.259 | 0 | 41.259 | 108.79 | 108.79
2037 |  | 73.81 | 37.48 | 0 | 42.2071 | 0 | 42.2071 | 111.29 | 111.29
2038 |  | 75.51 | 38.34 | 0 | 43.178 | 0 | 43.178 | 113.85 | 113.85
2039 |  | 77.25 | 39.22 | 0 | 44.1716 | 0 | 44.1716 | 116.47 | 116.47
2040 |  | 79.03 | 40.12 | 0 | 45.188 | 0 | 45.188 | 119.15 | 119.15
2041 |  | 80.77 | 41 | 0 | 46.1817 | 0 | 46.1817 | 121.77 | 121.77
2042 |  | 82.55 | 41.9 | 0 | 47.1981 | 0 | 47.1981 | 124.45 | 124.45
2043 |  | 84.45 | 42.86 | 0 | 48.2827 | 0 | 48.2827 | 127.31 | 127.31
Sources, Inputs and Assumptions
Source: | (c)(f) | Plant Costs - 2019 IRP Update - Table 6.1 & 6.2
| (a) | Plant capacity cost
| (b) | = (a) x 0.05085
| (e) | = ((b) + (c)) / (8.76 x 30.1%)
| (g) | = (e) + (f)
| (i) | Plant Costs - 2019 IRP Update - Table 6.1 & 6.2
2019 IRP Jim Bridger Solar with Storage - 30% Capacity Factor
| Wind | Cost and Input Assumptions
[11 empty] | COD | 2029
2018 $ | 1608.8222 | Plant capacity cost | [7 empty] | 359.4 | MW | L_.JBB_PVS | L1.US1_PV | L_.JBB_PVSProposed Station Capital Costs
2018 $ | 24.5706 | Fixed O&M, plus on-going capital cost | [11 empty] | L_.JBB_PVSProposed Station Fixed Costs
|  | Wheeling ($ MWh) | [9 empty] | L_.JBB_PVS2029 |  | L_.JBB_PVSProposed Station Variable O&M Costs
2018 $ | 0 | Variable O&M | [9 empty] | Photovoltaic (Utility) 30% ITC
|  | Tax Credit $/MWh |  |  |  |  | First Year real levelized
2029$ | 0 | Network Upgrade ($/kw-yr) |  | Bridger - to - Bridger West, Recovered Transmission 2029
| 5.085% | Payment Factor | includes 30% ITC
| 30.1% | Capacity Factor
Company Official Inflation Forecast Dated June 30, 2021
| 2017 | 2% |  | 2026 | 2.3% |  | 2035 | 2.3%
| 2018 | 2.4% |  | 2027 | 2.3% |  | 2036 | 2.3%
| 2019 | 1.8% |  | 2028 | 2.3% |  | 2037 | 2.3%
| 2020 | 1.2% |  | 2029 | 2.4% |  | 2038 | 2.3%
| 2021 | 3.2% |  | 2030 | 2.3% |  | 2039 | 2.3%
| 2022 | 2.2% |  | 2031 | 2.3% |  | 2040 | 2.3%
| 2023 | 2.1% |  | 2032 | 2.3% |  | 2041 | 2.2%
| 2024 | 2.2% |  | 2033 | 2.3% |  | 2042 | 2.2%
| 2025 | 2.3% |  | 2034 | 2.3% |  | 2043 | 2.3%

## Table 3 PV wS SO_2024 (hidden)
Table 3
2019 IRP Southen Oregon Solar with Storage
30% Capacity Factor
Year | Estimated Capital Cost | Fixed Capital Cost at Real Levelized Rate | Fixed O&M | Network Upgrade | Fixed Costs | Variable O&M | Total Resource Cost | Total Resource Costs | Total Fixed Cost
| $/kW | $/kW-yr | $/kW-yr | $/kW-yr | $/MWh | $/MWh | $/MWh | $/kW-yr | $/kW-yr
| (a) | (b) | (c) | (d) | (e) | (f) | (g) | (h) | (i)
2019 IRP Southen Oregon Solar with Storage - 30% Capacity Factor
2016
2017
2018 |  |  | 24.5706 |  |  | 0 |  |  | 24.5706
2019 |  |  | 25.01 |  |  | 0 |  |  | 25.01
2020 |  |  | 25.31 |  |  | 0 |  |  | 25.31
2021 |  |  | 26.12 |  |  | 0 |  |  | 26.12
2022 |  |  | 26.69 |  |  | 0 |  |  | 26.69
2023 |  |  | 27.25 |  |  | 0 |  |  | 27.25
2024 | 1296.5513 | 65.9296 | 27.85 | 0 | 36.0452 | 0 | 36.0452 | 93.78 | 93.7796
2025 |  | 67.45 | 28.49 | 0 | 36.8756 | 0 | 36.8756 | 95.94 | 95.94
2026 |  | 69 | 29.15 | 0 | 37.725 | 0 | 37.725 | 98.15 | 98.15
2027 |  | 70.59 | 29.82 | 0 | 38.5937 | 0 | 38.5937 | 100.41 | 100.41
2028 |  | 72.21 | 30.51 | 0 | 39.4816 | 0 | 39.4816 | 102.72 | 102.72
2029 |  | 73.94 | 31.24 | 0 | 40.4271 | 0 | 40.4271 | 105.18 | 105.18
2030 |  | 75.64 | 31.96 | 0 | 41.3573 | 0 | 41.3573 | 107.6 | 107.6
2031 |  | 77.38 | 32.7 | 0 | 42.3105 | 0 | 42.3105 | 110.08 | 110.08
2032 |  | 79.16 | 33.45 | 0 | 43.2829 | 0 | 43.2829 | 112.61 | 112.61
2033 |  | 80.98 | 34.22 | 0 | 44.2784 | 0 | 44.2784 | 115.2 | 115.2
2034 |  | 82.84 | 35.01 | 0 | 45.297 | 0 | 45.297 | 117.85 | 117.85
2035 |  | 84.75 | 35.82 | 0 | 46.3424 | 0 | 46.3424 | 120.57 | 120.57
2036 |  | 86.7 | 36.64 | 0 | 47.4071 | 0 | 47.4071 | 123.34 | 123.34
2037 |  | 88.69 | 37.48 | 0 | 48.4948 | 0 | 48.4948 | 126.17 | 126.17
2038 |  | 90.73 | 38.34 | 0 | 49.6095 | 0 | 49.6095 | 129.07 | 129.07
2039 |  | 92.82 | 39.22 | 0 | 50.751 | 0 | 50.751 | 132.04 | 132.04
2040 |  | 94.95 | 40.12 | 0 | 51.9157 | 0 | 51.9157 | 135.07 | 135.07
2041 |  | 97.04 | 41 | 0 | 53.0572 | 0 | 53.0572 | 138.04 | 138.04
2042 |  | 99.17 | 41.9 | 0 | 54.2218 | 0 | 54.2218 | 141.07 | 141.07
2043 |  | 101.45 | 42.86 | 0 | 55.4672 | 0 | 55.4672 | 144.31 | 144.31
Sources, Inputs and Assumptions
Source: | (c)(f) | Plant Costs - 2019 IRP Update - Table 6.1 & 6.2
| (a) | Plant capacity cost
| (b) | = (a) x 0.05085
| (e) | = ((b) + (c)) / (8.76 x 29.7%)
| (g) | = (e) + (f)
| (i) | Plant Costs - 2019 IRP Update - Table 6.1 & 6.2
2019 IRP Southen Oregon Solar with Storage - 30% Capacity Factor
| Wind | Cost and Input Assumptions
[11 empty] | COD | 2024
2018 $ | 1698.6767 | Plant capacity cost | [7 empty] | 442.2 | MW | H1.SO1_PVS | L1.US1_PV | H1.SO1_PVSProposed Station Capital Costs
2018 $ | 24.5706 | Fixed O&M, plus on-going capital cost | [7 empty] | 57.8 | MW | L1.SO1_PVS |  | H1.SO1_PVSProposed Station Fixed Costs
|  | Wheeling ($ MWh) | [9 empty] | H1.SO1_PVS2024 |  | H1.SO1_PVSProposed Station Variable O&M Costs
2018 $ | 0 | Variable O&M | [9 empty] | Photovoltaic (Utility) 30% ITC
|  | Tax Credit $/MWh |  |  |  |  | First Year real levelized
- | 0 | Network Upgrade ($/kw-yr) |  | n/a
| 5.085% | Payment Factor | includes 30% ITC
| 29.7% | Capacity Factor
Company Official Inflation Forecast Dated June 30, 2021
| 2017 | 2% |  | 2026 | 2.3% |  | 2035 | 2.3%
| 2018 | 2.4% |  | 2027 | 2.3% |  | 2036 | 2.3%
| 2019 | 1.8% |  | 2028 | 2.3% |  | 2037 | 2.3%
| 2020 | 1.2% |  | 2029 | 2.4% |  | 2038 | 2.3%
| 2021 | 3.2% |  | 2030 | 2.3% |  | 2039 | 2.3%
| 2022 | 2.2% |  | 2031 | 2.3% |  | 2040 | 2.3%
| 2023 | 2.1% |  | 2032 | 2.3% |  | 2041 | 2.2%
| 2024 | 2.2% |  | 2033 | 2.3% |  | 2042 | 2.2%
| 2025 | 2.3% |  | 2034 | 2.3% |  | 2043 | 2.3%

## Table 3 PV wS YK_2024 (hidden)
Table 3
2019 IRP Southen Oregon Solar with Storage
26% Capacity Factor
Year | Estimated Capital Cost | Fixed Capital Cost at Real Levelized Rate | Fixed O&M | Network Upgrade | Fixed Costs | Variable O&M | Total Resource Cost | Total Resource Costs | Total Fixed Cost
| $/kW | $/kW-yr | $/kW-yr | $/kW-yr | $/MWh | $/MWh | $/MWh | $/kW-yr | $/kW-yr
| (a) | (b) | (c) | (d) | (e) | (f) | (g) | (h) | (i)
2019 IRP Southen Oregon Solar with Storage - 26% Capacity Factor
2016
2017
2018 |  |  | 24.5706 |  |  | 0 |  |  | 24.5706
2019 |  |  | 25.01 |  |  | 0 |  |  | 25.01
2020 |  |  | 25.31 |  |  | 0 |  |  | 25.31
2021 |  |  | 26.12 |  |  | 0 |  |  | 26.12
2022 |  |  | 26.69 |  |  | 0 |  |  | 26.69
2023 |  |  | 27.25 |  |  | 0 |  |  | 27.25
2024 | 1295.086 | 65.8551 | 27.85 | 0.39132 | 41.3139 | 0 | 41.3139 | 94.1 | 94.0964
2025 |  | 67.37 | 28.49 | 0.4 | 42.2638 | 0 | 42.2638 | 96.26 | 96.26
2026 |  | 68.92 | 29.15 | 0.41 | 43.2385 | 0 | 43.2385 | 98.48 | 98.48
2027 |  | 70.51 | 29.82 | 0.42 | 44.2352 | 0 | 44.2352 | 100.75 | 100.75
2028 |  | 72.13 | 30.51 | 0.43 | 45.2538 | 0 | 45.2538 | 103.07 | 103.07
2029 |  | 73.86 | 31.24 | 0.44 | 46.3383 | 0 | 46.3383 | 105.54 | 105.54
2030 |  | 75.56 | 31.96 | 0.45 | 47.4052 | 0 | 47.4052 | 107.97 | 107.97
2031 |  | 77.3 | 32.7 | 0.46 | 48.4984 | 0 | 48.4984 | 110.46 | 110.46
2032 |  | 79.08 | 33.45 | 0.47 | 49.6136 | 0 | 49.6136 | 113 | 113
2033 |  | 80.9 | 34.22 | 0.48 | 50.7552 | 0 | 50.7552 | 115.6 | 115.6
2034 |  | 82.76 | 35.01 | 0.49 | 51.9231 | 0 | 51.9231 | 118.26 | 118.26
2035 |  | 84.66 | 35.82 | 0.5 | 53.1173 | 0 | 53.1173 | 120.98 | 120.98
2036 |  | 86.61 | 36.64 | 0.51 | 54.3379 | 0 | 54.3379 | 123.76 | 123.76
2037 |  | 88.6 | 37.48 | 0.52 | 55.5848 | 0 | 55.5848 | 126.6 | 126.6
2038 |  | 90.64 | 38.34 | 0.53 | 56.8625 | 0 | 56.8625 | 129.51 | 129.51
2039 |  | 92.72 | 39.22 | 0.54 | 58.1665 | 0 | 58.1665 | 132.48 | 132.48
2040 |  | 94.85 | 40.12 | 0.55 | 59.5012 | 0 | 59.5012 | 135.52 | 135.52
2041 |  | 96.94 | 41 | 0.56 | 60.8096 | 0 | 60.8096 | 138.5 | 138.5
2042 |  | 99.07 | 41.9 | 0.57 | 62.1444 | 0 | 62.1444 | 141.54 | 141.54
2043 |  | 101.35 | 42.86 | 0.58 | 63.5713 | 0 | 63.5713 | 144.79 | 144.79
Sources, Inputs and Assumptions
Source: | (c)(f) | Plant Costs - 2019 IRP Update - Table 6.1 & 6.2
| (a) | Plant capacity cost
| (b) | = (a) x 0.05085
| (e) | = ((b) + (c)) / (8.76 x 26.0%)
| (g) | = (e) + (f)
| (i) | Plant Costs - 2019 IRP Update - Table 6.1 & 6.2
2019 IRP Southen Oregon Solar with Storage - 26% Capacity Factor
| Wind | Cost and Input Assumptions
[11 empty] | COD | 2024
2018 $ | 1696.7442 | Plant capacity cost | [7 empty] | 395.2 | MW | L1.YK1_PVS | L1.US1_PV | L1.YK1_PVSProposed Station Capital Costs
2018 $ | 24.5706 | Fixed O&M, plus on-going capital cost | [8 empty] | MW |  |  | L1.YK1_PVSProposed Station Fixed Costs
|  | Wheeling ($ MWh) | [9 empty] | L1.YK1_PVS2024 |  | L1.YK1_PVSProposed Station Variable O&M Costs
2018 $ | 0 | Variable O&M | [9 empty] | Photovoltaic (Utility) 30% ITC
|  | Tax Credit $/MWh |  |  |  |  | First Year real levelized
2024$ | 0.39132 | Network Upgrade ($/kw-yr) |  | Yakima, Transmission Integration
| 5.085% | Payment Factor | includes 30% ITC
| 26% | Capacity Factor
Company Official Inflation Forecast Dated June 30, 2021
| 2017 | 2% |  | 2026 | 2.3% |  | 2035 | 2.3%
| 2018 | 2.4% |  | 2027 | 2.3% |  | 2036 | 2.3%
| 2019 | 1.8% |  | 2028 | 2.3% |  | 2037 | 2.3%
| 2020 | 1.2% |  | 2029 | 2.4% |  | 2038 | 2.3%
| 2021 | 3.2% |  | 2030 | 2.3% |  | 2039 | 2.3%
| 2022 | 2.2% |  | 2031 | 2.3% |  | 2040 | 2.3%
| 2023 | 2.1% |  | 2032 | 2.3% |  | 2041 | 2.2%
| 2024 | 2.2% |  | 2033 | 2.3% |  | 2042 | 2.2%
| 2025 | 2.3% |  | 2034 | 2.3% |  | 2043 | 2.3%

## Table 3 PV wS UTN_2024 (hidden)
Table 3
2019 IRP Utah North Solar with Storage
30% Capacity Factor
Year | Estimated Capital Cost | Fixed Capital Cost at Real Levelized Rate | Fixed O&M | Network Upgrade | Fixed Costs | Variable O&M | Total Resource Cost | Total Resource Costs | Total Fixed Cost
| $/kW | $/kW-yr | $/kW-yr | $/kW-yr | $/MWh | $/MWh | $/MWh | $/kW-yr | $/kW-yr
| (a) | (b) | (c) | (d) | (e) | (f) | (g) | (h) | (i)
2019 IRP Utah North Solar with Storage - 30% Capacity Factor
2016
2017
2018 |  |  | 24.5706 |  |  | 0 |  |  | 24.5706
2019 |  |  | 25.01 |  |  | 0 |  |  | 25.01
2020 |  |  | 25.31 |  |  | 0 |  |  | 25.31
2021 |  |  | 26.12 |  |  | 0 |  |  | 26.12
2022 |  |  | 26.69 |  |  | 0 |  |  | 26.69
2023 |  |  | 27.25 |  |  | 0 |  |  | 27.25
2024 | 1230.0205 | 62.5465 | 27.85 | 2.5818 | 35.2623 | 0 | 35.2623 | 92.98 | 92.9784
2025 |  | 63.99 | 28.49 | 2.64 | 36.0746 | 0 | 36.0746 | 95.12 | 95.12
2026 |  | 65.46 | 29.15 | 2.7 | 36.9051 | 0 | 36.9051 | 97.31 | 97.31
2027 |  | 66.97 | 29.82 | 2.76 | 37.7547 | 0 | 37.7547 | 99.55 | 99.55
2028 |  | 68.51 | 30.51 | 2.82 | 38.6232 | 0 | 38.6232 | 101.84 | 101.84
2029 |  | 70.15 | 31.24 | 2.89 | 39.5485 | 0 | 39.5485 | 104.28 | 104.28
2030 |  | 71.76 | 31.96 | 2.96 | 40.4587 | 0 | 40.4587 | 106.68 | 106.68
2031 |  | 73.41 | 32.7 | 3.03 | 41.3917 | 0 | 41.3917 | 109.14 | 109.14
2032 |  | 75.1 | 33.45 | 3.1 | 42.3436 | 0 | 42.3436 | 111.65 | 111.65
2033 |  | 76.83 | 34.22 | 3.17 | 43.3183 | 0 | 43.3183 | 114.22 | 114.22
2034 |  | 78.6 | 35.01 | 3.24 | 44.3158 | 0 | 44.3158 | 116.85 | 116.85
2035 |  | 80.41 | 35.82 | 3.31 | 45.3359 | 0 | 45.3359 | 119.54 | 119.54
2036 |  | 82.26 | 36.64 | 3.39 | 46.3789 | 0 | 46.3789 | 122.29 | 122.29
2037 |  | 84.15 | 37.48 | 3.47 | 47.4446 | 0 | 47.4446 | 125.1 | 125.1
2038 |  | 86.09 | 38.34 | 3.55 | 48.5368 | 0 | 48.5368 | 127.98 | 127.98
2039 |  | 88.07 | 39.22 | 3.63 | 49.6518 | 0 | 49.6518 | 130.92 | 130.92
2040 |  | 90.1 | 40.12 | 3.71 | 50.7934 | 0 | 50.7934 | 133.93 | 133.93
2041 |  | 92.08 | 41 | 3.79 | 51.9084 | 0 | 51.9084 | 136.87 | 136.87
2042 |  | 94.11 | 41.9 | 3.87 | 53.05 | 0 | 53.05 | 139.88 | 139.88
2043 |  | 96.27 | 42.86 | 3.96 | 54.2674 | 0 | 54.2674 | 143.09 | 143.09
2044 |  | 96.27 | 42.86 | 3.96 | 54.2674 | 0 | 54.2674 | 143.09 | 143.09
2045 |  | 96.27 | 42.86 | 3.96 | 54.2674 | 0 | 54.2674 | 143.09 | 143.09
2046 |  | 96.27 | 42.86 | 3.96 | 54.2674 | 0 | 54.2674 | 143.09 | 143.09
2047 |  | 96.27 | 42.86 | 3.96 | 54.2674 | 0 | 54.2674 | 143.09 | 143.09
Sources, Inputs and Assumptions
Source: | (c)(f) | Plant Costs - 2019 IRP Update - Table 6.1 & 6.2
| (a) | Plant capacity cost
| (b) | = (a) x 0.05085
| (e) | = ((b) + (c)) / (8.76 x 30.1%)
| (g) | = (e) + (f)
| (i) | Plant Costs - 2019 IRP Update - Table 6.1 & 6.2
2019 IRP Utah North Solar with Storage - 30% Capacity Factor
| Wind | Cost and Input Assumptions
[11 empty] | COD | 2024
2018 $ | 1608.8222 | Plant capacity cost | [7 empty] | 342.2 | MW | L1.UN1_PVS | L1.US1_PV | L1.UN1_PVSProposed Station Capital Costs
2018 $ | 24.5706 | Fixed O&M, plus on-going capital cost | [11 empty] | L1.UN1_PVSProposed Station Fixed Costs
|  | Wheeling ($ MWh) | [9 empty] | L1.UN1_PVS2024 |  | L1.UN1_PVSProposed Station Variable O&M Costs
2018 $ | 0 | Variable O&M | [9 empty] | Photovoltaic (Utility) 30% ITC
|  | Tax Credit $/MWh |  |  |  |  | First Year real levelized
2024$ | 2.5818 | Network Upgrade ($/kw-yr) |  | Utah N, Transmission Integration
| 5.085% | Payment Factor | includes 30% ITC
| 30.1% | Capacity Factor
Company Official Inflation Forecast Dated June 30, 2021
| 2017 | 2% |  | 2026 | 2.3% |  | 2035 | 2.3%
| 2018 | 2.4% |  | 2027 | 2.3% |  | 2036 | 2.3%
| 2019 | 1.8% |  | 2028 | 2.3% |  | 2037 | 2.3%
| 2020 | 1.2% |  | 2029 | 2.4% |  | 2038 | 2.3%
| 2021 | 3.2% |  | 2030 | 2.3% |  | 2039 | 2.3%
| 2022 | 2.2% |  | 2031 | 2.3% |  | 2040 | 2.3%
| 2023 | 2.1% |  | 2032 | 2.3% |  | 2041 | 2.2%
| 2024 | 2.2% |  | 2033 | 2.3% |  | 2042 | 2.2%
| 2025 | 2.3% |  | 2034 | 2.3% |  | 2043 | 2.3%
[7 empty] | 2044 | 2.2%
[7 empty] | 2045 | 2.3%
[7 empty] | 2046 | 2.3%
[7 empty] | 2047 | 2.3%

## Table 3 185 MW (NTN) 2026) (hidden)
Appendix B
Table 3
2019 IRP SCCT Resource Costs
Naughton - 185 MW - SCCT Frame "F" x1 - East Side Resource (6,050')
Year | Estimated Capital Cost | Fixed Capital Cost at Real Levelized Rate | Fixed O&M | Variable O&M | Total O&M at Expected CF | Total Resource Fixed Costs | Fuel Cost | Total Resource Energy Cost | Total Resource Costs | Total Fixed Cost
| $/kW | $/kW-yr | $/kW-yr | $/MWh | $/kW-yr | $/kW-yr | $/MMBtu | $/MWh | $/MWh | $/kW-yr
| (a) | (b) | (c) | (d) | (e) | (f) | (g) | (h) | (i) | (i)
Naughton - 185 MW - SCCT Frame "F" x1 - East Side Resource (6,050')
2016
2017 | [9 empty] | 0
2018 |  |  |  | 7.76 | [5 empty] | 7.76
2019 |  |  |  | 7.9 | [5 empty] | 7.9
2020 |  |  |  | 7.99 | [5 empty] | 7.99
2021 |  |  |  | 8.25 | [5 empty] | 8.25
2022 |  |  |  | 8.43 | [5 empty] | 8.43
2023 |  |  |  | 8.61 | [5 empty] | 8.61
2024 |  |  |  | 8.8 | [5 empty] | 8.8
2025 |  |  |  | 9 | [5 empty] | 9
2026 | 718.6641 | 50.01 | 38.0533 | 9.21 | 64.68 | 114.69 | 3.43 | 33.57 | 73.24 | 111.9433
2027 |  | 51.16 | 38.93 | 9.42 | 66.16 | 117.32 | 3.53 | 34.54 | 75.12 | 114.51
2028 |  | 52.34 | 39.83 | 9.64 | 67.7 | 120.04 | 3.77 | 36.89 | 78.41 | 117.17
2029 |  | 53.6 | 40.79 | 9.87 | 69.32 | 122.92 | 4.13 | 40.42 | 82.94 | 119.98
2030 |  | 54.83 | 41.73 | 10.1 | 70.93 | 125.76 | 4.29 | 41.98 | 85.48 | 122.76
2031 |  | 56.09 | 42.69 | 10.33 | 72.55 | 128.64 | 4.41 | 43.16 | 87.66 | 125.57
2032 |  | 57.38 | 43.67 | 10.57 | 74.23 | 131.61 | 4.49 | 43.94 | 89.47 | 128.47
2033 |  | 58.7 | 44.67 | 10.81 | 75.92 | 134.62 | 4.74 | 46.39 | 92.96 | 131.4
2034 |  | 60.05 | 45.7 | 11.06 | 77.67 | 137.72 | 4.8 | 46.97 | 94.61 | 134.43
2035 |  | 61.43 | 46.75 | 11.31 | 79.44 | 140.87 | 4.87 | 47.66 | 96.39 | 137.5
2036 |  | 62.84 | 47.83 | 11.57 | 81.28 | 144.12 | 4.98 | 48.73 | 98.58 | 140.68
2037 |  | 64.29 | 48.93 | 11.84 | 83.16 | 147.45 | 5.08 | 49.71 | 100.72 | 143.93
2038 |  | 65.77 | 50.06 | 12.11 | 85.07 | 150.84 | 5.27 | 51.57 | 103.75 | 147.24
2039 |  | 67.28 | 51.21 | 12.39 | 87.03 | 154.31 | 5.57 | 54.51 | 107.89 | 150.63
2040 |  | 68.83 | 52.39 | 12.67 | 89.02 | 157.85 | 5.91 | 57.84 | 112.44 | 154.08
2041 |  | 70.34 | 53.54 | 12.95 | 90.98 | 161.32 | 6.04 | 59.11 | 114.91 | 157.47
2042 |  | 71.89 | 54.72 | 13.23 | 92.97 | 164.86 | 6.17 | 60.38 | 117.41 | 160.92
Sources, Inputs and Assumptions
Source: (a)(c)(d) |  | Plant Costs - 2019 IRP - Table 6.1 & 6.2
| (b) | = (a) x 0.0695884915153164
| (e) | = (d) x (8.76 x 33.0%) + (c)
| (f) | = (b) + (e)
| (g) | Table 4 - Burnertip Natural Gas Price Forecast
| (h) | = 9,786 MMBtu/MWH x $/MMBtu
| (i) | = (f) / (8.76 x 'Capacity Factor' ) + (h)
Naughton - 185 MW - SCCT Frame "F" x1 - East Side Resource (6,050')
| CCCT Statistics |  |  | MW | Percent | Cap Cost | Fixed
| SCCT Dry "F" - Turbine |  |  | 185 | 100% | 745.1281 | 31.9088 |  |  |  |  | COD | 2026
|  |  |  | 0 | 0% | 0 | 0 |  |  |  | 184.9 | MW | I_NTN_SC_FRM | I_NTN_SC_FRMProposed Station Capital Costs
| Capacity Weighted |  |  | 185 | 100% | 745 | 31.91 |  |  |  |  | MW |  | I_NTN_SC_FRMProposed Station Fixed Costs
[13 empty] | I_NTN_SC_FRM2026 | I_NTN_SC_FRMProposed Station Variable O&M Costs
| CCCT Statistics |  |  | MW | CF | aMW | Percent | Variable | Heat Rate
| SCCT Dry "F" - Turbine |  |  | 185 | 33% | 61.05 | 100% | 7.7613 | 9786.4587
| 0 |  |  | 0 | 0% | 0 | 0% | 0 | 0
| Energy Weighted |  |  | 185 | 33% | 61.05 | 100% | 7.76 | 9786
Rounded
| SCCT | Duct Firing | Plant Costs - 2019 IRP - Table 6.1 & 6.2
| 185 |  | MW Plant Capacity
2018 $ | 745.1281 |  | Plant Capacity Cost
2018 $ | 17.0055 |  | Fixed O&M & Capitalized O&M
2018 $ | 14.9034 |  | Fixed Pipeline
2018 $ | 31.9088 |  | Fixed O&M Including Fixed Pipeline & Capitalized O&M ($/kW-Yr)
2018 $ | 7.7613 |  | Variable O&M Costs & Capitalized Variable O&M ($/MWh)
| 9786.4587 |  | Heat Rate in btu/kWh
| 6.959% |  | Payment Factor
| 33% |  | Capacity Factor
|  | 33% | Energy Weighted Capacity Factor
Company Official Inflation Forecast Dated June 30, 2021
| 2017 | 2% |  | 2026 | 2.3% |  | 2035 | 2.3%
| 2018 | 2.4% |  | 2027 | 2.3% |  | 2036 | 2.3%
| 2019 | 1.8% |  | 2028 | 2.3% |  | 2037 | 2.3%
| 2020 | 1.2% |  | 2029 | 2.4% |  | 2038 | 2.3%
| 2021 | 3.2% |  | 2030 | 2.3% |  | 2039 | 2.3%
| 2022 | 2.2% |  | 2031 | 2.3% |  | 2040 | 2.3%
| 2023 | 2.1% |  | 2032 | 2.3% |  | 2041 | 2.2%
| 2024 | 2.2% |  | 2033 | 2.3% |  | 2042 | 2.2%
| 2025 | 2.3% |  | 2034 | 2.3% |  | 2043 | 2.3%
Note on C75: Should this be zero if this inly holding reserves?

## Table 3 YK Wind wS_2029 (hidden)
Table 3
2019 IRP Yakima Wind with Storage Resource
37% Capacity Factor
Year | Estimated Capital Cost | Fixed Capital Cost at Real Levelized Rate | Fixed O&M | Network Upgrade | Fixed Costs | Variable O&M | Total Resource Cost | Total Resource Costs | Total Fixed Cost
| $/kW | $/kW-yr | $/kW-yr | $/kW-yr | $/MWh | $/MWh | $/MWh | $/kW-yr | $/kW-yr
| (a) | (b) | (c) | (d) | (e) | (f) | (g) | (h) | (i)
2019 IRP Yakima Wind with Storage Resource - 37% Capacity Factor
2016
2017
2018 | [5 empty] | 10 |  |  | 0
2019 | [5 empty] | 10.18 |  |  | 0
2020 | [5 empty] | 10.3 |  |  | 0
2021 | [5 empty] | 10.63 |  |  | 0
2022 | [5 empty] | 10.86 |  |  | 0
2023 | [5 empty] | 11.09 |  |  | 0
2024 | [5 empty] | 11.33 |  |  | 0
2025 | [5 empty] | 11.59 |  |  | 0
2026 | [5 empty] | 11.86 |  |  | 0
2027 | [5 empty] | 12.13 |  |  | 0
2028 | [5 empty] | 12.41 |  |  | 0
2029 | 1709.5918 | 117.9447 | 25 | 0.44 | 44.1189 | 12.71 | 56.8289 | 184.69 | 143.3847
2030 |  | 120.66 | 25.5102 | 0.45 | 45.1145 | 13 | 58.1145 | 188.87 | 146.6202
2031 |  | 123.44 | 26.1224 | 0.46 | 46.1613 | 13.3 | 59.4613 | 193.25 | 150.0224
2032 |  | 126.28 | 26.7347 | 0.47 | 47.2266 | 13.61 | 60.8366 | 197.72 | 153.4847
2033 |  | 129.18 | 27.3469 | 0.48 | 48.3104 | 13.92 | 62.2304 | 202.25 | 157.0069
2034 |  | 132.15 | 27.9592 | 0.49 | 49.4157 | 14.24 | 63.6557 | 206.88 | 160.5992
2035 |  | 135.19 | 28.5714 | 0.5 | 50.5426 | 14.24 | 64.7826 | 210.54 | 164.2614
2036 |  | 138.3 | 29.1837 | 0.51 | 51.691 | 14.24 | 65.931 | 214.27 | 167.9937
2037 |  | 141.48 | 29.898 | 0.52 | 52.8923 | 14.24 | 67.1323 | 218.18 | 171.898
2038 |  | 144.73 | 30.6122 | 0.53 | 54.1152 | 14.24 | 68.3552 | 222.15 | 175.8722
2039 |  | 148.06 | 31.32 | 0.54 | 55.3607 | 14.24 | 69.6007 | 226.2 | 179.92
2040 |  | 151.47 | 32.04 | 0.55 | 56.6345 | 14.24 | 70.8745 | 230.34 | 184.06
2041 |  | 154.8 | 32.74 | 0.56 | 57.8776 | 14.24 | 72.1176 | 234.38 | 188.1
2042 |  | 158.21 | 33.46 | 0.57 | 59.1515 | 14.24 | 73.3915 | 238.52 | 192.24
2043 |  | 161.85 | 34.23 | 0.58 | 60.5115 | 14.24 | 74.7515 | 242.94 | 196.66
Sources, Inputs and Assumptions
Source: | (c)(f) | Plant Costs - 2019 IRP Update - Table 6.1 & 6.2
| (a) | Plant capacity cost
| (b) | = (a) x 0.06899
| (e) | = ((b) + (c)) / (8.76 x 37.1%)
| (g) | = (e) + (f)
| (i) | Plant Costs - 2019 IRP Update - Table 6.1 & 6.2
2019 IRP Yakima Wind with Storage Resource - 37% Capacity Factor
| Wind | Cost and Input Assumptions
[11 empty] | COD | 2029
2018 $ | 1923.6832 | Plant capacity cost | [10 empty] | H_.YK1_WDSProposed Station Capital Costs
2018 $ | 30.7433 | Fixed O&M, plus on-going capital cost | [7 empty] | 9.8 | MW | H_.YK1_WDS | H_.YK1_WDSProposed Station Fixed Costs | Levelized | 0
Wheeling ($ MWh)
2018 $ | 10 | Variable O&M | [10 empty] | H_.YK1_WDSProposed Station Variable O&M Costs
|  | Tax Credit $/MWh |  |  |  |  | First Year real levelized |  |  |  |  | H_.YK1_WDS2029 | Proposed Station Variable O&M Costs
2024$ | 0.39132 | Network Upgrade ($/kw-yr) |  | Yakima, Transmission Integration
| 6.899% | Payment Factor
| 37.1% | Capacity Factor
Company Official Inflation Forecast Dated June 30, 2021
| 2017 | 2% |  | 2026 | 2.3% |  | 2035 | 2.3%
| 2018 | 2.4% |  | 2027 | 2.3% |  | 2036 | 2.3%
| 2019 | 1.8% |  | 2028 | 2.3% |  | 2037 | 2.3%
| 2020 | 1.2% |  | 2029 | 2.4% |  | 2038 | 2.3%
| 2021 | 3.2% |  | 2030 | 2.3% |  | 2039 | 2.3%
| 2022 | 2.2% |  | 2031 | 2.3% |  | 2040 | 2.3%
| 2023 | 2.1% |  | 2032 | 2.3% |  | 2041 | 2.2%
| 2024 | 2.2% |  | 2033 | 2.3% |  | 2042 | 2.2%
| 2025 | 2.3% |  | 2034 | 2.3% |  | 2043 | 2.3%

## Table 3 ID Wind wS_2032 (hidden)
Table 3
2019 IRP Yakima Wind with Storage Resource
37% Capacity Factor
Year | Estimated Capital Cost | Fixed Capital Cost at Real Levelized Rate | Fixed O&M | Network Upgrade | Fixed Costs | Variable O&M | Total Resource Cost | Total Resource Costs | Total Fixed Cost
| $/kW | $/kW-yr | $/kW-yr | $/kW-yr | $/MWh | $/MWh | $/MWh | $/kW-yr | $/kW-yr
| (a) | (b) | (c) | (d) | (e) | (f) | (g) | (h) | (i)
2019 IRP Yakima Wind with Storage Resource - 37% Capacity Factor
2016
2017
2018 | [5 empty] | 0 |  |  | 0
2019 | [5 empty] | 0 |  |  | 0
2020 | [5 empty] | 0 |  |  | 0
2021 | [5 empty] | 0 |  |  | 0
2022 | [5 empty] | 0 |  |  | 0
2023 | [5 empty] | 0 |  |  | 0
2024 | [5 empty] | 0 |  |  | 0
2025 | [5 empty] | 0 |  |  | 0
2026 | [5 empty] | 0 |  |  | 0
2027 | [5 empty] | 0 |  |  | 0
2028 | [5 empty] | 0 |  |  | 0
2029 | [5 empty] | 0 |  |  | 0
2030 | [5 empty] | 0 |  |  | 0
2031 | [5 empty] | 0 |  |  | 0
2032 | 1672.1358 | 115.3606 | 26.7053 | 12.66 | 47.6086 | 0 | 47.6086 | 154.73 | 154.7259
2033 |  | 118.01 | 27.3179 | 12.95 | 48.7015 | 0 | 48.7015 | 158.28 | 158.2779
2034 |  | 120.72 | 27.947 | 13.25 | 49.8212 | 0 | 49.8212 | 161.92 | 161.917
2035 |  | 123.5 | 28.5762 | 13.55 | 50.9625 | 0 | 50.9625 | 165.63 | 165.6262
2036 |  | 126.34 | 29.2219 | 13.86 | 52.1304 | 0 | 52.1304 | 169.42 | 169.4219
2037 |  | 129.25 | 29.9007 | 14.18 | 53.3332 | 0 | 53.3332 | 173.33 | 173.3307
2038 |  | 132.22 | 30.5795 | 14.51 | 54.5574 | 0 | 54.5574 | 177.31 | 177.3095
2039 |  | 135.26 | 31.28 | 14.84 | 55.8099 | 0 | 55.8099 | 181.38 | 181.38
2040 |  | 138.37 | 32 | 15.18 | 57.093 | 0 | 57.093 | 185.55 | 185.55
2041 |  | 141.41 | 32.7 | 15.51 | 58.3453 | 0 | 58.3453 | 189.62 | 189.62
2042 |  | 144.52 | 33.42 | 15.85 | 59.6284 | 0 | 59.6284 | 193.79 | 193.79
2043 |  | 147.84 | 34.19 | 16.21 | 60.9977 | 0 | 60.9977 | 198.24 | 198.24
Sources, Inputs and Assumptions
Source: | (c)(f) | Plant Costs - 2019 IRP Update - Table 6.1 & 6.2
| (a) | Plant capacity cost
| (b) | = (a) x 0.06899
| (e) | = ((b) + (c)) / (8.76 x 37.1%)
| (g) | = (e) + (f)
| (i) | Plant Costs - 2019 IRP Update - Table 6.1 & 6.2
2019 IRP Yakima Wind with Storage Resource - 37% Capacity Factor
| Wind | Cost and Input Assumptions
[11 empty] | COD | 2032
2018 $ | 1879.5324 | Plant capacity cost | [10 empty] | H_.GO2_WDSProposed Station Capital Costs
2018 $ | 30.7433 | Fixed O&M, plus on-going capital cost | [7 empty] | 60.4 | MW | H_.GO2_WDS | H_.GO2_WDSProposed Station Fixed Costs | Levelized | 0
Wheeling ($ MWh)
2018 $ | 0 | Variable O&M | [10 empty] | H_.GO2_WDSProposed Station Variable O&M Costs
|  | Tax Credit $/MWh |  |  |  |  | First Year real levelized |  |  |  |  | H_.GO2_WDS2032 | Proposed Station Variable O&M Costs
2030$ | 12.0973 | Network Upgrade ($/kw-yr) |  | Goshen - to - Utah N, Expansion
| 6.899% | Payment Factor
| 37.1% | Capacity Factor
Company Official Inflation Forecast Dated June 30, 2021
| 2017 | 2% |  | 2026 | 2.3% |  | 2035 | 2.3%
| 2018 | 2.4% |  | 2027 | 2.3% |  | 2036 | 2.3%
| 2019 | 1.8% |  | 2028 | 2.3% |  | 2037 | 2.3%
| 2020 | 1.2% |  | 2029 | 2.4% |  | 2038 | 2.3%
| 2021 | 3.2% |  | 2030 | 2.3% |  | 2039 | 2.3%
| 2022 | 2.2% |  | 2031 | 2.3% |  | 2040 | 2.3%
| 2023 | 2.1% |  | 2032 | 2.3% |  | 2041 | 2.2%
| 2024 | 2.2% |  | 2033 | 2.3% |  | 2042 | 2.2%
| 2025 | 2.3% |  | 2034 | 2.3% |  | 2043 | 2.3%

## Table 3 TransCost (hidden)
Table 3
2019 IRP Transmission Costs
Aeolus_Wyoming - to - Utah S, Expansion |  |  |  |  | Goshen - to - Utah N, Expansion |  |  |  | Yakima- to - Southern Oregon/California, Expansion |  |  |  | Utah N, Transmission Integration |  |  |  | Yakima, Transmission Integration |  |  |  | Utah S, Transmission Integration 2023 |  |  |  | Utah S, Transmission Integration 2030 |  |  |  | Southern Oregon/California, Transmission Integration |  |  |  | Willamette Valley, Transmission Integration |  |  |  | Wyoming SW, Transmission Integration |  |  |  | Bridger - to - Bridger West, Recovered Transmission 2029 |  |  |  | Bridger - to - Bridger West, Recovered Transmission 2024
Year | Retail Revenue Requirement | Months In Service | Total Resource Costs |  | Year | Retail Revenue Requirement | Months In Service | Total Resource Costs | Year | Retail Revenue Requirement | Months In Service | Total Resource Costs | Year | Retail Revenue Requirement | Months In Service | Total Resource Costs | Year | Retail Revenue Requirement | Months In Service | Total Resource Costs | Year | Retail Revenue Requirement | Months In Service | Total Resource Costs | Year | Retail Revenue Requirement | Months In Service | Total Resource Costs | Year | Retail Revenue Requirement | Months In Service | Total Resource Costs | Year | Retail Revenue Requirement | Months In Service | Total Resource Costs | Year | Retail Revenue Requirement | Months In Service | Total Resource Costs | Year | Retail Revenue Requirement | Months In Service | Total Resource Costs | Year | Retail Revenue Requirement | Months In Service | Total Resource Costs
| $/kW-yr | # | $/kW-yr |  |  | $/kW-yr | # | $/kW-yr |  | $/kW-yr | # | $/kW-yr |  | $/kW-yr | # | $/kW-yr |  | $/kW-yr | # | $/kW-yr |  | $/kW-yr | # | $/kW-yr |  | $/kW-yr | # | $/kW-yr |  | $/kW-yr | # | $/kW-yr |  | $/kW-yr | # | $/kW-yr |  | $/kW-yr | # | $/kW-yr |  | $/kW-yr | # | $/kW-yr |  | $/kW-yr | # | $/kW-yr
| (b) | (d) | (h) |  |  | (b) | (d) | (h) |  | (b) | (d) | (h) |  | (b) | (d) | (h) |  | (b) | (d) | (h) |  | (b) | (d) | (h) |  | (b) | (d) | (h) |  | (b) | (d) | (h) |  | (b) | (d) | (h) |  | (b) | (d) | (h) |  | (b) | (d) | (h) |  | (b) | (d) | (h)
Aeolus_Wyoming - to - Utah S, Expansion |  |  |  |  | Goshen - to - Utah N, Expansion |  |  |  | Yakima- to - Southern Oregon/California, Expansion |  |  |  | Utah N, Transmission Integration |  |  |  | Yakima, Transmission Integration |  |  |  | Utah S, Transmission Integration-2023 |  |  |  | Utah S, Transmission Integration-2030 |  |  |  | Southern Oregon/California, Transmission Integration |  |  |  | Willamette Valley, Transmission Integration |  |  |  | Wyoming SW, Transmission Integration |  |  |  | Bridger - to - Bridger West, Recovered Transmission 2029 |  |  |  | Bridger - to - Bridger West, Recovered Transmission 2024
2023 | 0 | 12 | 0 |  | 2023 | 0 | 12 | 0 | 2023 | 0 | 12 | 0 | 2023 | 0 | 12 | 0 | 2023 | 0 | 12 | 0 | 2023 | 1.468 | 12 | 1.468 | 2023 | 0 | 12 | 0 | 2023 | 0 | 12 | 0 | 2023 | 0 | 12 | 0 | 2023 | 0 | 12 | 0 | 2023 | 0 | 12 | 0 | 2023 | 0 | 12 | 0
2024 | 47.8703 | 12 | 47.8703 |  | 2024 | 0 | 12 | 0 | 2024 | 0 | 12 | 0 | 2024 | 2.5818 | 12 | 2.5818 | 2024 | 0.39132 | 12 | 0.39132 | 2024 | 1.5 | 12 | 1.5 | 2024 | 0 | 12 | 0 | 2024 | 0 | 12 | 0 | 2024 | 0 | 12 | 0 | 2024 | 0 | 12 | 0 | 2024 | 0 | 12 | 0 | 2024 | 0 | 12 | 0
2025 | 48.97 | 12 | 48.97 |  | 2025 | 0 | 12 | 0 | 2025 | 0 | 12 | 0 | 2025 | 2.64 | 12 | 2.64 | 2025 | 0.4 | 12 | 0.4 | 2025 | 1.53 | 12 | 1.53 | 2025 | 0 | 12 | 0 | 2025 | 0 | 12 | 0 | 2025 | 0 | 12 | 0 | 2025 | 0 | 12 | 0 | 2025 | 0 | 12 | 0 | 2025 | 0 | 12 | 0
2026 | 50.1 | 12 | 50.1 |  | 2026 | 0 | 12 | 0 | 2026 | 0 | 12 | 0 | 2026 | 2.7 | 12 | 2.7 | 2026 | 0.41 | 12 | 0.41 | 2026 | 1.57 | 12 | 1.57 | 2026 | 0 | 12 | 0 | 2026 | 0 | 12 | 0 | 2026 | 0 | 12 | 0 | 2026 | 0 | 12 | 0 | 2026 | 0 | 12 | 0 | 2026 | 0 | 12 | 0
2027 | 51.25 | 12 | 51.25 |  | 2027 | 0 | 12 | 0 | 2027 | 0 | 12 | 0 | 2027 | 2.76 | 12 | 2.76 | 2027 | 0.42 | 12 | 0.42 | 2027 | 1.61 | 12 | 1.61 | 2027 | 0 | 12 | 0 | 2027 | 0 | 12 | 0 | 2027 | 0 | 12 | 0 | 2027 | 0 | 12 | 0 | 2027 | 0 | 12 | 0 | 2027 | 0 | 12 | 0
2028 | 52.43 | 12 | 52.43 |  | 2028 | 0 | 12 | 0 | 2028 | 0 | 12 | 0 | 2028 | 2.82 | 12 | 2.82 | 2028 | 0.43 | 12 | 0.43 | 2028 | 1.65 | 12 | 1.65 | 2028 | 0 | 12 | 0 | 2028 | 0 | 12 | 0 | 2028 | 0 | 12 | 0 | 2028 | 0 | 12 | 0 | 2028 | 0 | 12 | 0 | 2028 | 0 | 12 | 0
2029 | 53.69 | 12 | 53.69 |  | 2029 | 0 | 12 | 0 | 2029 | 0 | 12 | 0 | 2029 | 2.89 | 12 | 2.89 | 2029 | 0.44 | 12 | 0.44 | 2029 | 1.69 | 12 | 1.69 | 2029 | 0 | 12 | 0 | 2029 | 0 | 12 | 0 | 2029 | 0 | 12 | 0 | 2029 | 0 | 12 | 0 | 2029 | 0 | 12 | 0 | 2029 | 0 | 12 | 0
2030 | 54.92 | 12 | 54.92 |  | 2030 | 12.0973 | 12 | 12.0973 | 2030 | 0 | 12 | 0 | 2030 | 2.96 | 12 | 2.96 | 2030 | 0.45 | 12 | 0.45 | 2030 | 1.73 | 12 | 1.73 | 2030 | 21.5773 | 12 | 21.5773 | 2030 | 0 | 12 | 0 | 2030 | 0 | 12 | 0 | 2030 | 0 | 12 | 0 | 2030 | 0 | 12 | 0 | 2030 | 0 | 12 | 0
2031 | 56.18 | 12 | 56.18 |  | 2031 | 12.38 | 12 | 12.38 | 2031 | 0 | 12 | 0 | 2031 | 3.03 | 12 | 3.03 | 2031 | 0.46 | 12 | 0.46 | 2031 | 1.77 | 12 | 1.77 | 2031 | 22.07 | 12 | 22.07 | 2031 | 0 | 12 | 0 | 2031 | 0 | 12 | 0 | 2031 | 0 | 12 | 0 | 2031 | 0 | 12 | 0 | 2031 | 0 | 12 | 0
2032 | 57.47 | 12 | 57.47 |  | 2032 | 12.66 | 12 | 12.66 | 2032 | 0 | 12 | 0 | 2032 | 3.1 | 12 | 3.1 | 2032 | 0.47 | 12 | 0.47 | 2032 | 1.81 | 12 | 1.81 | 2032 | 22.58 | 12 | 22.58 | 2032 | 0 | 12 | 0 | 2032 | 0 | 12 | 0 | 2032 | 0 | 12 | 0 | 2032 | 0 | 12 | 0 | 2032 | 0 | 12 | 0
2033 | 58.79 | 12 | 58.79 |  | 2033 | 12.95 | 12 | 12.95 | 2033 | 0 | 12 | 0 | 2033 | 3.17 | 12 | 3.17 | 2033 | 0.48 | 12 | 0.48 | 2033 | 1.85 | 12 | 1.85 | 2033 | 23.1 | 12 | 23.1 | 2033 | 11.2611 | 12 | 11.2611 | 2033 | 0 | 12 | 0 | 2033 | 0 | 12 | 0 | 2033 | 0 | 12 | 0 | 2033 | 0 | 12 | 0
2034 | 60.14 | 12 | 60.14 |  | 2034 | 13.25 | 12 | 13.25 | 2034 | 0 | 12 | 0 | 2034 | 3.24 | 12 | 3.24 | 2034 | 0.49 | 12 | 0.49 | 2034 | 1.89 | 12 | 1.89 | 2034 | 23.63 | 12 | 23.63 | 2034 | 11.52 | 12 | 11.52 | 2034 | 0 | 12 | 0 | 2034 | 0 | 12 | 0 | 2034 | 0 | 12 | 0 | 2034 | 0 | 12 | 0
2035 | 61.52 | 12 | 61.52 |  | 2035 | 13.55 | 12 | 13.55 | 2035 | 0 | 12 | 0 | 2035 | 3.31 | 12 | 3.31 | 2035 | 0.5 | 12 | 0.5 | 2035 | 1.93 | 12 | 1.93 | 2035 | 24.17 | 12 | 24.17 | 2035 | 11.78 | 12 | 11.78 | 2035 | 0 | 12 | 0 | 2035 | 0 | 12 | 0 | 2035 | 0 | 12 | 0 | 2035 | 0 | 12 | 0
2036 | 62.93 | 12 | 62.93 |  | 2036 | 13.86 | 12 | 13.86 | 2036 | 31.0929 | 12 | 31.0929 | 2036 | 3.39 | 12 | 3.39 | 2036 | 0.51 | 12 | 0.51 | 2036 | 1.97 | 12 | 1.97 | 2036 | 24.73 | 12 | 24.73 | 2036 | 12.05 | 12 | 12.05 | 2036 | 0 | 12 | 0 | 2036 | 0 | 12 | 0 | 2036 | 0 | 12 | 0 | 2036 | 0 | 12 | 0
2037 | 64.38 | 12 | 64.38 |  | 2037 | 14.18 | 12 | 14.18 | 2037 | 31.81 | 12 | 31.81 | 2037 | 3.47 | 12 | 3.47 | 2037 | 0.52 | 12 | 0.52 | 2037 | 2.02 | 12 | 2.02 | 2037 | 25.3 | 12 | 25.3 | 2037 | 12.33 | 12 | 12.33 | 2037 | 4.7728 | 12 | 4.7728 | 2037 | 5.4973 | 12 | 5.4973 | 2037 | 0 | 12 | 0 | 2037 | 0 | 12 | 0
2038 | 65.86 | 12 | 65.86 |  | 2038 | 14.51 | 12 | 14.51 | 2038 | 32.54 | 12 | 32.54 | 2038 | 3.55 | 12 | 3.55 | 2038 | 0.53 | 12 | 0.53 | 2038 | 2.07 | 12 | 2.07 | 2038 | 25.88 | 12 | 25.88 | 2038 | 12.61 | 12 | 12.61 | 2038 | 4.88 | 12 | 4.88 | 2038 | 5.62 | 12 | 5.62 | 2038 | 0 | 12 | 0 | 2038 | 0 | 12 | 0
2039 | 67.37 | 12 | 67.37 |  | 2039 | 14.84 | 12 | 14.84 | 2039 | 33.29 | 12 | 33.29 | 2039 | 3.63 | 12 | 3.63 | 2039 | 0.54 | 12 | 0.54 | 2039 | 2.12 | 12 | 2.12 | 2039 | 26.48 | 12 | 26.48 | 2039 | 12.9 | 12 | 12.9 | 2039 | 4.99 | 12 | 4.99 | 2039 | 5.75 | 12 | 5.75 | 2039 | 0 | 12 | 0 | 2039 | 0 | 12 | 0
2040 | 68.92 | 12 | 68.92 |  | 2040 | 15.18 | 12 | 15.18 | 2040 | 34.06 | 12 | 34.06 | 2040 | 3.71 | 12 | 3.71 | 2040 | 0.55 | 12 | 0.55 | 2040 | 2.17 | 12 | 2.17 | 2040 | 27.09 | 12 | 27.09 | 2040 | 13.2 | 12 | 13.2 | 2040 | 5.1 | 12 | 5.1 | 2040 | 5.88 | 12 | 5.88 | 2040 | 0 | 12 | 0 | 2040 | 0 | 12 | 0
2041 | 70.44 | 12 | 70.44 |  | 2041 | 15.51 | 12 | 15.51 | 2041 | 34.81 | 12 | 34.81 | 2041 | 3.79 | 12 | 3.79 | 2041 | 0.56 | 12 | 0.56 | 2041 | 2.22 | 12 | 2.22 | 2041 | 27.69 | 12 | 27.69 | 2041 | 13.49 | 12 | 13.49 | 2041 | 5.21 | 12 | 5.21 | 2041 | 6.01 | 12 | 6.01 | 2041 | 0 | 12 | 0 | 2041 | 0 | 12 | 0
2042 | 71.99 | 12 | 71.99 |  | 2042 | 15.85 | 12 | 15.85 | 2042 | 35.58 | 12 | 35.58 | 2042 | 3.87 | 12 | 3.87 | 2042 | 0.57 | 12 | 0.57 | 2042 | 2.27 | 12 | 2.27 | 2042 | 28.3 | 12 | 28.3 | 2042 | 13.79 | 12 | 13.79 | 2042 | 5.32 | 12 | 5.32 | 2042 | 6.14 | 12 | 6.14 | 2042 | 0 | 12 | 0 | 2042 | 0 | 12 | 0
2043 | 73.65 | 12 | 73.65 |  | 2043 | 16.21 | 12 | 16.21 | 2043 | 36.4 | 12 | 36.4 | 2043 | 3.96 | 12 | 3.96 | 2043 | 0.58 | 12 | 0.58 | 2043 | 2.32 | 12 | 2.32 | 2043 | 28.95 | 12 | 28.95 | 2043 | 14.11 | 12 | 14.11 | 2043 | 5.44 | 12 | 5.44 | 2043 | 6.28 | 12 | 6.28 | 2043 | 0 | 12 | 0 | 2043 | 0 | 12 | 0
2044 | 75.27 | 12 | 75.27 |  | 2044 | 16.57 | 12 | 16.57 | 2044 | 37.2 | 12 | 37.2 | 2044 | 4.05 | 12 | 4.05 | 2044 | 0.59 | 12 | 0.59 | 2044 | 2.37 | 12 | 2.37 | 2044 | 29.59 | 12 | 29.59 | 2044 | 14.42 | 12 | 14.42 | 2044 | 5.56 | 12 | 5.56 | 2044 | 6.42 | 12 | 6.42 | 2044 | 0 | 12 | 0 | 2044 | 0 | 12 | 0
2045 | 77 | 12 | 77 |  | 2045 | 16.95 | 12 | 16.95 | 2045 | 38.06 | 12 | 38.06 | 2045 | 4.14 | 12 | 4.14 | 2045 | 0.6 | 12 | 0.6 | 2045 | 2.42 | 12 | 2.42 | 2045 | 30.27 | 12 | 30.27 | 2045 | 14.75 | 12 | 14.75 | 2045 | 5.69 | 12 | 5.69 | 2045 | 6.57 | 12 | 6.57 | 2045 | 0 | 12 | 0 | 2045 | 0 | 12 | 0
| COD | 2024 |  |  |  | COD | 2030 |  |  | COD | 2036 |  |  | COD | 2024 |  |  | COD | 2024 |  |  | COD | 2023 |  |  | COD | 2030 |  |  | COD | 2033 |  |  | COD | 2037 |  |  | COD | 2037 |  |  | COD | 2029 |  |  | COD | 2024
| Transfer Capacity (MW) | 1920 |  |  |  | Transfer Capacity (MW) | 1100 |  |  | Transfer Capacity (MW) | 430 |  |  | Transfer Capacity (MW) | 600 |  |  | Transfer Capacity (MW) | 405 |  |  | Transfer Capacity (MW) | 300 |  |  | Transfer Capacity (MW) | 500 |  |  | Transfer Capacity (MW) | 475 |  |  | Transfer Capacity (MW) | 442.8 |  |  | Transfer Capacity (MW) | 369.8 |  |  | Transfer Capacity (MW) | 359.4 |  |  | Transfer Capacity (MW) | 354
| Capital Cost (Mil $) | 1542.049 |  |  |  | Capital Cost (Mil $) | 223.26 |  |  | Capital Cost (Mil $) | 224.316 |  |  | Capital Cost (Mil $) | 25.99 |  |  | Capital Cost (Mil $) | 2.659 |  |  | Capital Cost (Mil $) | 7.389 |  |  | Capital Cost (Mil $) | 181.008 |  |  | Capital Cost (Mil $) | 89.744 |  |  | Capital Cost (Mil $) | 35.458 |  |  | Capital Cost (Mil $) | 34.107 |  |  | Capital Cost (Mil $) | 0 |  |  | Capital Cost (Mil $) | 0
| CRF 1st Year Real | 5.96% |  |  |  | CRF 1st Year Real | 5.96% |  |  | CRF 1st Year Real | 5.96% |  |  | CRF 1st Year Real | 5.96% |  |  | CRF 1st Year Real | 5.96% |  |  | CRF 1st Year Real | 5.96% |  |  | CRF 1st Year Real | 5.96% |  |  | CRF 1st Year Real | 5.96% |  |  | CRF 1st Year Real | 5.96% |  |  | CRF 1st Year Real | 5.96% |  |  | CRF 1st Year Real | 5.96% |  |  | CRF 1st Year Real | 5.96%
Retail Revenue Requirement ($/kW-year, 2024$) |  | 47.8703 |  |  | Retail Revenue Requirement ($/kW-year, 2030$) |  | 12.0973 |  | Retail Revenue Requirement ($/kW-year, 2036$) |  | 31.0929 |  | Retail Revenue Requirement ($/kW-year, 2024$) |  | 2.5818 |  | Retail Revenue Requirement ($/kW-year, 2024$) |  | 0.39132 |  | Retail Revenue Requirement ($/kW-year, 2023$) |  | 1.468 |  | Retail Revenue Requirement ($/kW-year, 2030$) |  | 21.5773 |  | Retail Revenue Requirement ($/kW-year, 2033$) |  | 11.2611 |  | Retail Revenue Requirement ($/kW-year, 2037$) |  | 4.7728 |  | Retail Revenue Requirement ($/kW-year, 2037$) |  | 5.4973 |  | Retail Revenue Requirement ($/kW-year, 2029$) |  | 0 |  | Retail Revenue Requirement ($/kW-year, 2024$) |  | 0
Company Official Inflation Forecast Dated June 30, 2021
| 2019 | 1.8% |  | 2028 | 2.3% |  | 2037 | 2.3%
| 2020 | 1.2% |  | 2029 | 2.4% |  | 2038 | 2.3%
| 2021 | 3.2% |  | 2030 | 2.3% |  | 2039 | 2.3%
| 2022 | 2.2% |  | 2031 | 2.3% |  | 2040 | 2.3%
| 2023 | 2.1% |  | 2032 | 2.3% |  | 2041 | 2.2%
| 2024 | 2.2% |  | 2033 | 2.3% |  | 2042 | 2.2%
| 2025 | 2.3% |  | 2034 | 2.3% |  | 2043 | 2.3%
| 2026 | 2.3% |  | 2035 | 2.3% |  | 2044 | 2.2%
| 2027 | 2.3% |  | 2036 | 2.3% |  | 2045 | 2.3%