## Table 1 Preferred Portfolio
Table 1
2019 IRP Update Preferred Portfolio
PacifiCorp’s 2019 IRP, Volume I – Table 8.18 – 2019 Preferred Portfolio page 258
|  | Capacity (MW) | [19 empty] | Resource Totals 1/
| Resource | 2019 | 2020 | 2021 | 2022 | 2023 | 2024 | 2025 | 2026 | 2027 | 2028 | 2029 | 2030 | 2031 | 2032 | 2033 | 2034 | 2035 | 2036 | 2037 | 2038 | 10-year | 20-year
East | Existing Plant Retirements and PPA Termination
| Craig 1 (Coal Early Retirement/Conversions) | 0 | 0 | 0 | 0 | 0 | 0 | 0 | -82.3 | 0 | 0 | 0 | 0 | 0 | 0 | 0 | 0 | 0 | 0 | 0 | 0 | -82.3 | -82.3
| Craig 2 (Coal Early Retirement/Conversions) | 0 | 0 | 0 | 0 | 0 | 0 | 0 | 0 | -81.5 | 0 | 0 | 0 | 0 | 0 | 0 | 0 | 0 | 0 | 0 | 0 | -81.5 | -81.5
| Hayden 1 | 0 | 0 | 0 | 0 | 0 | 0 | 0 | 0 | 0 | 0 | 0 | 0 | -43.9 | 0 | 0 | 0 | 0 | 0 | 0 | 0 | 0 | -43.9
| Hayden 2 | 0 | 0 | 0 | 0 | 0 | 0 | 0 | 0 | 0 | 0 | 0 | 0 | -32.7 | 0 | 0 | 0 | 0 | 0 | 0 | 0 | 0 | -32.7
| Huntington 1 | 0 | 0 | 0 | 0 | 0 | 0 | 0 | 0 | 0 | 0 | 0 | 0 | 0 | 0 | 0 | 0 | 0 | 0 | -459 | 0 | 0 | -459
| Huntington 2 | 0 | 0 | 0 | 0 | 0 | 0 | 0 | 0 | 0 | 0 | 0 | 0 | 0 | 0 | 0 | 0 | 0 | 0 | -450 | 0 | 0 | -450
| Colstrip 3 (Coal Early Retirement/Conversions) | 0 | 0 | 0 | 0 | 0 | 0 | 0 | 0 | 0 | -74 | 0 | 0 | 0 | 0 | 0 | 0 | 0 | 0 | 0 | 0 | -74 | -74
| Colstrip 4 (Coal Early Retirement/Conversions) | 0 | 0 | 0 | 0 | 0 | 0 | 0 | 0 | 0 | -74 | 0 | 0 | 0 | 0 | 0 | 0 | 0 | 0 | 0 | 0 | -74 | -74
| Cholla 4 (Coal Early Retirement/Conversions) | 0 | 0 | -387 | 0 | 0 | 0 | 0 | 0 | 0 | 0 | 0 | 0 | 0 | 0 | 0 | 0 | 0 | 0 | 0 | 0 | -387 | -387
| DaveJohnston 1 | 0 | 0 | 0 | 0 | 0 | 0 | 0 | 0 | 0 | -99 | 0 | 0 | 0 | 0 | 0 | 0 | 0 | 0 | 0 | 0 | -99 | -99
| DaveJohnston 2 | 0 | 0 | 0 | 0 | 0 | 0 | 0 | 0 | 0 | -106 | 0 | 0 | 0 | 0 | 0 | 0 | 0 | 0 | 0 | 0 | -106 | -106
| DaveJohnston 3 | 0 | 0 | 0 | 0 | 0 | 0 | 0 | 0 | 0 | -220 | 0 | 0 | 0 | 0 | 0 | 0 | 0 | 0 | 0 | 0 | -220 | -220
| DaveJohnston 4 | 0 | 0 | 0 | 0 | 0 | 0 | 0 | 0 | 0 | -330 | 0 | 0 | 0 | 0 | 0 | 0 | 0 | 0 | 0 | 0 | -330 | -330
| Naughton 1 (Coal Early Retirement/Conversions) | 0 | 0 | 0 | 0 | 0 | 0 | 0 | -156 | 0 | 0 | 0 | 0 | 0 | 0 | 0 | 0 | 0 | 0 | 0 | 0 | -156 | -156
| Naughton 2 (Coal Early Retirement/Conversions) | 0 | 0 | 0 | 0 | 0 | 0 | 0 | -201 | 0 | 0 | 0 | 0 | 0 | 0 | 0 | 0 | 0 | 0 | 0 | 0 | -201 | -201
| Naughton 3 (Coal Early Retirement/Conversions) | 0 | -280 | 0 | 0 | 0 | 0 | 0 | 0 | 0 | 0 | 0 | 0 | 0 | 0 | 0 | 0 | 0 | 0 | 0 | 0 | -280 | -280
| Gadsby 1-6 | 0 | 0 | 0 | 0 | 0 | 0 | 0 | 0 | 0 | 0 | 0 | 0 | 0 | 0 | -356.3 | 0 | 0 | 0 | 0 | 0 | 0 | -356.3
| Retire - Hydro | 0 | 0 | 0 | 0 | 0 | -20.28 | 0 | 0 | 0 | 0 | 0 | 0 | 0 | 0 | 0 | 0 | 0 | 0 | 0 | 0 | -20.28 | -20.28
| Retire - Wind | 0 | 0 | 0 | 0 | 0 | 0 | 0 | 0 | 0 | 0 | 0 | -40.2 | 0 | 0 | 0 | 0 | 0 | 0 | 0 | 0 | 0 | -40.2
| Expire - Wind PPA | 0 | -26.55 | -16.8 | -49 | -0.2 | 0 | 0 | -64.5 | -3 | 0 | -18.9 | -99 | -200.2 | -45 | -180.9 | -80 | 0 | -60 | -80 | 0 | -160.05 | -924.05
| Expire - Solar PPA | 0 | 0 | 0 | 0 | -0.5 | -0.52 | 0 | 0 | 0 | 0 | 0 | 0 | 0 | 0 | 0 | 0 | -35.1 | -94.1 | -849 | 0 | -1.02 | -979.22
| Retire - Other | 0 | 0 | 0 | 0 | 0 | 0 | 0 | 0 | 0 | 0 | 0 | 0 | 0 | 0 | 0 | -0.907 | 0 | 0 | 0 | -32.1 | 0 | -33.007
| Coal Ret_WY - Gas RePower | 0 | 247 | 0 | 0 | 0 | 0 | 0 | 0 | 0 | 0 | 0 | -247 | 0 | 0 | 0 | 0 | 0 | 0 | 0 | 0 | 247 | 0
East | Expansion Resources
| CCCT - DJohns - J 1x1 | 0 | 0 | 0 | 0 | 0 | 0 | 0 | 0 | 0 | 0 | 0 | 0 | 0 | 0 | 0 | 0 | 0 | 0 | 505.2 | 0 | 0 | 505.2
| Total CCCT | 0 | 0 | 0 | 0 | 0 | 0 | 0 | 0 | 0 | 0 | 0 | 0 | 0 | 0 | 0 | 0 | 0 | 0 | 505.2 | 0 | 0 | 505.2
| SCCT Frame NTN | 0 | 0 | 0 | 0 | 0 | 0 | 0 | 184.9 | 0 | 0 | 0 | 369.8 | 0 | 0 | 0 | 0 | 0 | 0 | 0 | 0 | 184.9 | 554.7
| SCCT Frame WYSW | 0 | 0 | 0 | 0 | 0 | 0 | 0 | 0 | 0 | 0 | 0 | 0 | 0 | 0 | 0 | 0 | 0 | 0 | 369.8 | 0 | 0 | 369.8
| Total SCCT | 0 | 0 | 0 | 0 | 0 | 0 | 0 | 184.9 | 0 | 0 | 0 | 369.8 | 0 | 0 | 0 | 0 | 0 | 0 | 369.8 | 0 | 184.9 | 924.5
| Wind, GO | 0 | 0 | 0 | 0 | 0 | 0 | 0 | 0 | 0 | 0 | 0 | 1039.6 | 0 | 0 | 0 | 0 | 0 | 0 | 0 | 0 | 0 | 1039.6
| Wind, UT | 0 | 0 | 0 | 0 | 69.2 | 0 | 0 | 0 | 0 | 0 | 0 | 0 | 0 | 0 | 0 | 0 | 0 | 0 | 0 | 0 | 69.2 | 69.2
| Wind, WYAE | 0 | 0 | 0 | 0 | 0 | 1920 | 0 | 0 | 0 | 0 | 0 | 0 | 0 | 0 | 0 | 0 | 0 | 0 | 0 | 0 | 1920 | 1920
| Wind+Storage, GO | 0 | 0 | 0 | 0 | 0 | 0 | 0 | 0 | 0 | 0 | 0 | 0 | 0 | 60.4 | 0 | 0 | 0 | 0 | 0 | 0 | 0 | 60.4
| Total Wind | 0 | 0 | 0 | 0 | 69.2 | 1920 | 0 | 0 | 0 | 0 | 0 | 1039.6 | 0 | 60.4 | 0 | 0 | 0 | 0 | 0 | 0 | 1989.2 | 3089.2
| Utility Solar+Storage - PV - Utah-S | 0 | 0 | 0 | 0 | 0 | 230.8 | 0 | 0 | 0 | 0 | 0 | 500 | 0 | 0 | 0 | 0 | 0 | 0 | 0 | 0 | 230.8 | 730.8
| Utility Solar+Storage - PV - Huntington | 0 | 0 | 0 | 0 | 0 | 0 | 0 | 0 | 0 | 0 | 0 | 0 | 0 | 0 | 0 | 0 | 0 | 0 | 909 | 0 | 0 | 909
| Utility Solar+Storage - PV - Utah-N | 0 | 0 | 159.2 | 63.8 | 3.4 | 673.6 | 0 | 0 | 0 | 0 | 0 | 0 | 0 | 0 | 0 | 0 | 0 | 0 | 0 | 0 | 900 | 900
| Total Solar | 0 | 0 | 159.2 | 63.8 | 3.4 | 904.4 | 0 | 0 | 0 | 0 | 0 | 500 | 0 | 0 | 0 | 0 | 0 | 0 | 909 | 0 | 1130.8 | 2539.8
| Demand Response, ID-Irrigate | 0 | 0 | 0 | 0 | 0 | 0 | 0 | 0 | 0 | 0 | 0 | 0 | 0 | 5.152 | 0 | 0 | 0 | 3.654 | 0 | 1.789 | 0 | 10.595
| Demand Response, UT-Cool/WH | 4.06 | 0 | 7.004 | 0 | 9.858 | 0 | 0 | 7.166 | 0 | 0 | 6.693 | 0 | 0 | 6.843 | 0 | 0 | 7.008 | 0 | 0 | 7.237 | 28.088 | 55.869
| Demand Response, UT-3rd Party Contracts | 0 | 0 | 0 | 0 | 0 | 0 | 0 | 0 | 0 | 0 | 0 | 0 | 0 | 0 | 0 | 0 | 0 | 0 | 0 | 76.708 | 0 | 76.708
| Demand Response, UT-Irrigate | 0 | 0 | 0 | 0 | 0 | 0 | 0 | 0 | 0 | 0 | 0 | 0 | 0 | 0 | 0 | 0 | 0 | 0 | 0 | 1.927 | 0 | 1.927
| Demand Response, UT-Thermostat | 0 | 0 | 0 | 0 | 0 | 0 | 0 | 0 | 0 | 0 | 116.655 | 8.214 | 0 | 0 | 0 | 0 | 8.335 | 0 | 0 | 5.118 | 0 | 138.322
| Demand Response, WY-Cool/WH | 0 | 0 | 0 | 0 | 0 | 0 | 0 | 0 | 0 | 0 | 0 | 0 | 0 | 0 | 0 | 0 | 0 | 0 | 0 | 5.225 | 0 | 5.225
| Demand Response, WY-3rd Party Contracts | 0 | 0 | 0 | 0 | 0 | 0 | 0 | 0 | 0 | 0 | 0 | 0 | 0 | 0 | 0 | 0 | 0 | 0 | 0 | 37.33 | 0 | 37.33
| Demand Response, WY-Irrigate | 0 | 0 | 0 | 0 | 0 | 0 | 0 | 0 | 0 | 0 | 0 | 0 | 0 | 0 | 0 | 0 | 0 | 0 | 1.757 | 0 | 0 | 1.757
| Demand Response, WY-Thermostat | 0 | 0 | 0 | 0 | 0 | 0 | 0 | 0 | 0 | 0 | 0 | 0 | 0 | 0 | 0 | 0 | 0 | 0 | 5.493 | 1.212 | 0 | 6.705
| Demand Response, UT-Ancillary Services | 0 | 0 | 0 | 0 | 8.252 | 0 | 5.253 | 0 | 0 | 0 | 0 | 0 | 0 | 0 | 0 | 0 | 0 | 0 | 3.241 | 0 | 13.505 | 16.746
| Demand Response, WY-Ancillary Services | 0 | 0 | 0 | 0 | 0 | 0 | 2.958 | 0 | 0 | 0 | 0 | 0 | 0 | 0 | 0 | 0 | 0 | 0 | 0 | 0 | 2.958 | 2.958
| Demand Response Total | 4.06 | 0 | 7.004 | 0 | 18.11 | 0 | 8.211 | 7.166 | 0 | 0 | 123.348 | 8.214 | 0 | 11.995 | 0 | 0 | 15.343 | 3.654 | 10.491 | 136.546 | 44.551 | 354.142
| Energy Efficiency, ID | 6 | 6.2 | 6.32 | 6.6 | 7.48 | 7.36 | 7.3 | 7.39 | 7.25 | 7.09 | 6.82 | 6.39 | 6.1 | 6.05 | 5.48 | 4.42 | 4.02 | 3.27 | 2.78 | 2.89 | 68.99 | 117.21
| Energy Efficiency, UT | 58 | 67.1 | 67.2 | 67.5 | 68.8 | 68.2 | 67.1 | 64.6 | 64.8 | 62.3 | 57 | 55.8 | 52.3 | 51.7 | 48 | 35.9 | 32.4 | 24.6 | 21.6 | 23.4 | 655.6 | 1058.3
| Energy Efficiency, WY | 10 | 10.17 | 10.99 | 13.86 | 15.38 | 16.16 | 16.47 | 17.7 | 17.61 | 17.39 | 16.12 | 14.82 | 13.13 | 12.29 | 11.11 | 8.79 | 8.35 | 6.92 | 5.19 | 5.33 | 145.73 | 247.78
| Energy Efficiency Total | 74 | 83.47 | 84.51 | 87.96 | 91.66 | 91.72 | 90.87 | 89.69 | 89.66 | 86.78 | 79.94 | 77.01 | 71.53 | 70.04 | 64.59 | 49.11 | 44.77 | 34.79 | 29.57 | 31.62 | 870.32 | 1423.29
| Battery Storage - Utah-S | 0 | 0 | 0 | 0 | 0 | 0 | 0 | 0 | 0 | 0 | 0 | 0 | 0 | 0 | 0 | 0 | 0 | 0 | 0 | 195 | 0 | 195
| Battery Storage - WYSW | 0 | 0 | 0 | 0 | 0 | 0 | 0 | 0 | 0 | 0 | 0 | 0 | 0 | 0 | 0 | 0 | 0 | 0 | 0 | 15 | 0 | 15
| Battery Storage - Idaho | 0 | 0 | 0 | 0 | 0 | 0 | 0 | 0 | 0 | 0 | 0 | 0 | 30 | 0 | 0 | 0 | 0 | 0 | 0 | 150 | 0 | 180
| FOT East - Summer | 0 | 0 | 0 | 0 | 0 | 0 | 0 | 0 | 0 | 87.54 | 300 | 198.63 | 173.79 | 206.31 | 297.69 | 300 | 300 | 300 | 300 | 300 | 8.754 | 138.198
West | Existing Plant Retirements and PPA Termination
| JimBridger 1 (Coal Early Retirement/Conversions) | 0 | 0 | 0 | 0 | 0 | -350.5 | 0 | 0 | 0 | 0 | 0 | 0 | 0 | 0 | 0 | 0 | 0 | 0 | 0 | 0 | -350.5 | -350.5
| JimBridger 2 (Coal Early Retirement/Conversions) | 0 | 0 | 0 | 0 | 0 | 0 | 0 | 0 | 0 | 0 | -355.8 | 0 | 0 | 0 | 0 | 0 | 0 | 0 | 0 | 0 | 0 | -355.8
| JimBridger 3 | 0 | 0 | 0 | 0 | 0 | 0 | 0 | 0 | 0 | 0 | 0 | 0 | 0 | 0 | 0 | 0 | 0 | 0 | 0 | -348.7 | 0 | -348.7
| JimBridger 4 | 0 | 0 | 0 | 0 | 0 | 0 | 0 | 0 | 0 | 0 | 0 | 0 | 0 | 0 | 0 | 0 | 0 | 0 | 0 | -353.3 | 0 | -353.3
| Hermiston | 0 | 0 | 0 | 0 | 0 | 0 | 0 | 0 | 0 | 0 | 0 | 0 | 0 | 0 | 0 | 0 | 0 | 0 | -237 | 0 | 0 | -237
| Retire - Hydro | 0 | -1.1 | -168.9 | 0 | -0.7 | 0 | 0 | -1.4 | 0 | -7.2 | 0 | 0 | -6.4 | 0 | 0 | -74.9 | 0 | -1.2 | 0 | 0 | -179.3 | -261.8
| Expire - Wind PPA | 0 | 0 | 0 | -175 | 0 | -41 | 0 | 0 | 0 | 0 | -74.5 | -9.9 | 0 | -20 | -20 | 0 | 0 | -10 | -10 | 0 | -216 | -360.4
| Expire - Solar PPA | 0 | 0 | 0 | 0 | 0 | 0 | 0 | 0 | 0 | -2 | 0 | 0 | -67 | -48.9 | 0 | 0 | -0.8 | -115 | -175.2 | -10.9 | -2 | -419.8
Expansion Resources
| SCCT Frame WV | 0 | 0 | 0 | 0 | 0 | 0 | 0 | 0 | 0 | 0 | 0 | 0 | 0 | 0 | 0 | 0 | 0 | 0 | 442.8 | 0 | 0 | 442.8
| Total SCCT | 0 | 0 | 0 | 0 | 0 | 0 | 0 | 0 | 0 | 0 | 0 | 0 | 0 | 0 | 0 | 0 | 0 | 0 | 442.8 | 0 | 0 | 442.8
| Wind+Storage, YK | 0 | 0 | 0 | 0 | 0 | 0 | 0 | 0 | 0 | 0 | 9.8 | 0 | 0 | 0 | 0 | 0 | 0 | 0 | 10.6 | 0 | 0 | 20.4
| Total Wind | 0 | 0 | 0 | 0 | 0 | 0 | 0 | 0 | 0 | 0 | 9.8 | 0 | 0 | 0 | 0 | 0 | 0 | 0 | 10.6 | 0 | 0 | 20.4
| Utility Solar+Storage - PV - Jbridger | 0 | 0 | 0 | 0 | 0 | 354 | 0 | 0 | 0 | 0 | 359.4 | 0 | 0 | 0 | 0 | 0 | 0 | 0 | 0 | 701.8 | 354 | 1415.2
| Utility Solar+Storage - PV - S-Oregon | 0 | 0 | 0 | 0 | 0 | 500 | 0 | 0 | 0 | 0 | 0 | 0 | 0 | 0 | 475 | 0 | 0 | 0 | 0 | 0 | 500 | 975
| Utility Solar+Storage - PV - Yakima | 0 | 0 | 0 | 0 | 0 | 395.2 | 0 | 0 | 0 | 0 | 0 | 0 | 0 | 0 | 0 | 0 | 0 | 419.4 | 0 | 0 | 395.2 | 814.6
| Total Solar | 0 | 0 | 0 | 0 | 0 | 1249.2 | 0 | 0 | 0 | 0 | 359.4 | 0 | 0 | 0 | 475 | 0 | 0 | 419.4 | 0 | 701.8 | 1249.2 | 3204.8
| Demand Response, OR-Ancillary Services | 0 | 0 | 0 | 0 | 0 | 0 | 0 | 0 | 0 | 0 | 7.512 | 0 | 0 | 0 | 0 | 0 | 0 | 0 | 0 | 0 | 0 | 7.512
| Demand Response, WA-Ancillary Services | 0 | 0 | 0 | 0 | 0 | 0 | 0 | 0 | 0 | 0 | 1.851 | 0 | 0 | 0 | 0 | 0 | 0 | 0 | 0 | 0 | 0 | 1.851
| Demand Response, CA-Cool/WH | 0 | 0 | 0 | 0 | 0 | 0 | 0 | 0 | 0 | 0 | 0 | 0 | 0 | 0 | 0 | 0 | 0 | 0 | 0 | 1.53 | 0 | 1.53
| Demand Response, CA-3rd Party Contracts | 0 | 0 | 0 | 0 | 0 | 0 | 0 | 0 | 0 | 0 | 0 | 0 | 0 | 0 | 0 | 0 | 0 | 0 | 0 | 1.103 | 0 | 1.103
| Demand Response, CA-Irrigate | 0 | 0 | 0 | 0 | 0 | 0 | 0 | 0 | 0 | 0 | 0 | 0 | 0 | 0 | 0 | 0 | 0 | 0 | 4.775 | 0 | 0 | 4.775
| Demand Response, CA-Thermostat | 0 | 0 | 0 | 0 | 0 | 0 | 0 | 0 | 0 | 0 | 0 | 0 | 0 | 0 | 0 | 0 | 0 | 0 | 5.801 | 0 | 0 | 5.801
| Demand Response, OR-3rd Party Contracts | 0 | 0 | 0 | 0 | 0 | 0 | 0 | 0 | 0 | 0 | 0 | 0 | 0 | 0 | 0 | 0 | 0 | 0 | 0 | 10.881 | 0 | 10.881
| Demand Response, OR-Irrigate | 0 | 0 | 0 | 0 | 0 | 0 | 0 | 0 | 0 | 0 | 0 | 0 | 0 | 0 | 0 | 0 | 0 | 0 | 13.268 | 0 | 0 | 13.268
| Demand Response, WA-Cool/WH | 0 | 0 | 0 | 0 | 0 | 0 | 0 | 0 | 0 | 0 | 0 | 0 | 0 | 0 | 0 | 0 | 0 | 0 | 0 | 7.681 | 0 | 7.681
| Demand Response, WA-3rd Party Contracts | 0 | 0 | 0 | 0 | 0 | 0 | 0 | 0 | 0 | 0 | 0 | 0 | 0 | 0 | 0 | 0 | 0 | 0 | 0 | 10.908 | 0 | 10.908
| Demand Response, WA-Irrigate | 0 | 0 | 0 | 0 | 0 | 0 | 0 | 0 | 0 | 0 | 0 | 0 | 0 | 0 | 0 | 0 | 0 | 0 | 8.306 | 0 | 0 | 8.306
| Demand Response, WA-Thermostat | 0 | 0 | 0 | 0 | 0 | 0 | 0 | 0 | 0 | 0 | 0 | 0 | 0 | 0 | 0 | 0 | 0 | 0 | 16.631 | 0 | 0 | 16.631
| Demand Response Total | 0 | 0 | 0 | 0 | 0 | 0 | 0 | 0 | 0 | 0 | 9.363 | 0 | 0 | 0 | 0 | 0 | 0 | 0 | 48.781 | 32.103 | 0 | 90.247
| Energy Efficiency, CA | 1 | 1.64 | 1.53 | 1.62 | 1.85 | 1.83 | 2.02 | 2.03 | 2.01 | 2.09 | 2.08 | 1.95 | 1.92 | 1.84 | 1.66 | 1.3 | 1.41 | 1.17 | 0.98 | 0.85 | 17.62 | 32.78
| Energy Efficiency, OR | 40 | 37 | 36.5 | 41.7 | 41.4 | 45.6 | 42.7 | 41.1 | 40.5 | 38.2 | 34.6 | 32.1 | 31.3 | 30.1 | 25.5 | 25.5 | 25.3 | 24.6 | 23.5 | 22.7 | 404.7 | 679.9
| Energy Efficiency, WA | 11 | 9.95 | 10.15 | 11.3 | 11.83 | 11.91 | 11.6 | 11.19 | 11.09 | 10.75 | 9.78 | 9.38 | 8.79 | 8.16 | 7.67 | 5.88 | 5.89 | 4.72 | 4.05 | 4.06 | 110.77 | 179.15
| Energy Efficiency Total | 52 | 48.59 | 48.18 | 54.62 | 55.08 | 59.34 | 56.32 | 54.32 | 53.6 | 51.04 | 46.46 | 43.43 | 42.01 | 40.1 | 34.83 | 32.68 | 32.6 | 30.49 | 28.53 | 27.61 | 533.09 | 891.83
| Battery Storage - S-Oregon | 0 | 0 | 0 | 0 | 0 | 0 | 0 | 0 | 0 | 0 | 210 | 0 | 0 | 60 | 0 | 0 | 0 | 0 | 0 | 180 | 0 | 450
| Battery Storage - Willamette Valley | 0 | 0 | 0 | 0 | 0 | 0 | 0 | 0 | 0 | 75 | 45 | 0 | 0 | 0 | 0 | 0 | 0 | 0 | 0 | 0 | 75 | 120
| Battery Storage - Portland NC | 0 | 0 | 0 | 0 | 0 | 0 | 0 | 0 | 0 | 0 | 105 | 0 | 0 | 0 | 0 | 0 | 0 | 0 | 0 | 0 | 0 | 105
| Battery Storage - Walla Walla | 0 | 0 | 0 | 0 | 0 | 0 | 0 | 0 | 0 | 0 | 75 | 0 | 0 | 60 | 0 | 0 | 0 | 0 | 0 | 60 | 0 | 195
| Battery Storage - Yakima | 0 | 0 | 0 | 0 | 0 | 0 | 0 | 0 | 0 | 105 | 0 | 0 | 0 | 0 | 0 | 0 | 0 | 0 | 0 | 0 | 105 | 105
| FOT West - Summer | 997.762 | 719.45 | 493 | 502.68 | 497.88 | 130.95 | 126.445 | 191.24 | 264 | 1075 | 1075 | 1075 | 1075 | 1075 | 1075 | 1075 | 1074.475 | 976.6 | 1074.475 | 1075 | 499.8407 | 782.4479
| FOT West - Winter | 151.445 | 130.96 | 268.48 | 303.32 | 314 | 44.275 | 50.8 | 52.575 | 99.65 | 231.56 | 222.2 | 172.97 | 191.99 | 128.03 | 62.76 | 0 | 35.4 | 0 | 0 | 0 | 164.7065 | 123.0208
| Existing Plant Retirements/Conversions | 0 | -60.65 | -572.7 | -224 | -1.4 | -412.3 | 0 | -505.2 | -84.5 | -912.2 | -449.2 | -396.1 | -350.2 | -113.9 | -557.2 | -155.807 | -35.9 | -280.3 | -2260.2 | -745
| Annual Additions, Long Term Resources | 130.06 | 132.06 | 298.894 | 206.38 | 237.45 | 4224.66 | 155.401 | 336.076 | 143.26 | 317.82 | 1063.311 | 2038.054 | 143.54 | 302.535 | 574.42 | 81.79 | 92.713 | 488.334 | 2354.772 | 1529.679
| Annual Additions, Short Term Resources | 1149.207 | 850.41 | 761.48 | 806 | 811.88 | 175.225 | 177.245 | 243.815 | 363.65 | 1394.1 | 1597.2 | 1446.6 | 1440.78 | 1409.34 | 1435.45 | 1375 | 1409.875 | 1276.6 | 1374.475 | 1375
| Total Annual Additions | 1279.267 | 982.47 | 1060.374 | 1012.38 | 1049.33 | 4399.885 | 332.646 | 579.891 | 506.91 | 1711.92 | 2660.511 | 3484.654 | 1584.32 | 1711.875 | 2009.87 | 1456.79 | 1502.588 | 1764.934 | 3729.247 | 2904.679
1/ Front office transaction amounts reflect one-year transaction periods, are not additive, and are reported as a 10/20-year annual average.

## Table 2 QF Signed Queue
Contracts Queue
No. | Signed Contracts | Partial Displacement | Name plate | Capacity Contribution | Start Date
1 | Cypress Creek Renewables - Merrill Solar LLC | -1.49 | -10 | 14.9% | 2020-01-01
2 | OR Solar 7, LLC (Jacksonville) | -1.49 | -10 | 14.9% | 2020-01-01
3 | Graphite Solar I | 5.67 | 80 | 7.1% | 2022-01-01
4 | Mariah Wind | -5.75 | -10 | 57.5% | 2020-01-01
5 | Orem Family wind | -5.75 | -10 | 57.5% | 2020-01-01
6 | Horseshoe Solar | 6.22 | 75 | 8.3% | 2022-11-01
7 | Rocket Solar | 6.58 | 80 | 8.2% | 2022-11-01
8 | Skysol Solar QF | 6.38 | 55 | 11.6% | 2023-03-01
9 | Appaloosa Solar I-A | 8.49 | 120 | 7.1% | 2023-10-01
10 | Appaloosa Solar I-B | 5.66 | 80 | 7.1% | 2023-10-01
11 | Birch Creek Hydro QF PPA (pending commission approval) | 1.4082 | 2.65 | 53.1% | 2022-04-01
12 | Fall Creek Rural Electric Co-op QF PPA (pending commission approval) | 3.959 | 7.45 | 53.1% | 2021-04-01
13 | Captain Jack Solar QF PPA | 0.3984 | 2.7 | 14.8% | 2021-10-01
14 | Elektron Solar PPA 1 | 1.02 | 10.24 | 10% | 2022-12-31
15 | Elektron Solar PPA 2 | 6.93 | 69.76 | 9.9% | 2022-12-31
16 | Castle Solar, LLC, PPA | 1.99 | 20 | 10% | 2021-12-31
17 | Tesoro Non Firm | 0 | 25 | 0% | 2021-01-01
18 | Kennecott Smelter Non Firm | 0 | 31.8 | 0% | 2021-01-01
19 | Kennecott Refinery Non Firm | 0 | 6.2 | 0% | 2021-01-01
20 | Exxon Mobil | 0 | 98 | 0% | 2020-01-01
21 | US MagCorp Non-Firm | 0 | 36 | 0% | 2021-01-01
22 | Yakima Tieton Cowiche | 0.39 | 1.47 | 26.5% | 2021-01-01
23 | Yakima Tieton Orchard | 0.35 | 1.44 | 24.3% | 2021-01-01
Total Signed MW |  | 40.97 | 40
PacifiCorp’s 2019 IRP, Volume II, Appendix N: Capacity Contribution Study – page 404
|  | Capacity Factor (%) | Capacity Contribution (%)
| Summer/Winter: | Annual | S | W
Solar & Storage
| Idaho Falls, ID | 27.7% | 32.69% | 37.49%
| Lakeview, OR | 29.29% | 35.16% | 38.61%
| Milford, UT | 32.08% | 30.22% | 47.59%
| Yakima, WA | 25.37% | 32.69% | 34.28%
| Rock Springs, WY | 29.51% | 31.4% | 43.35%
Wind & Storage
| Pocatello, ID | 37.05% | 38.37% | 50.12%
| Arlington, OR | 37.05% | 76.73% | 43.77%
| Monticello, UT | 29.45% | 37.2% | 44.49%
| Goldendale, WA | 37.05% | 76.03% | 44.16%
| Medicine Bow, WY | 43.62% | 31.97% | 57.73%
Table N.4 – Final CF Method Capacity Contribution Values for Wind, Solar, and Storage
|  | Capacity Factor (%) | Capacity Contribution (%)
| Summer/Winter: | Annual | S | W
Solar
| Idaho Falls, ID | 27.7% | 12.4% | 12.84%
| Lakeview, OR | 29.29% | 14.87% | 13.96%
| Milford, UT | 32.08% | 9.93% | 22.94%
| Yakima, WA | 25.37% | 12.4% | 9.636%
| Rock Springs, WY | 29.51% | 11.11% | 18.7%
Wind
| Pocatello, ID | 37.05% | 19.11% | 27.18%
| Arlington, OR | 37.05% | 57.46% | 20.83%
| Monticello, UT | 29.45% | 17.94% | 21.55%
| Goldendale, WA | 37.05% | 56.77% | 21.22%
| Medicine Bow, WY | 43.62% | 12.71% | 34.79%
Stand-alone Storage
| 2 hour duration |  | 77.83% | 89.03%
| 4 hour duration |  | 93.93% | 100%
| 9 hour duration |  | 97.91% | 100%

## Table 3 Comparison
Table 3
Comparison between Proposed and Current Avoided Costs
| BASE LOAD |  |  | WIND |  |  | SOLAR FIXED |  |  | SOLAR TRACKING
| Proposed | Current | Total Difference | Proposed | Current | Total Difference | Proposed | Current | Total Difference | Proposed | Current | Total Difference
| Avoided Costs | Avoided Costs |  | Avoided Costs | Avoided Costs |  | Avoided Costs | Avoided Costs |  | Avoided Costs | Avoided Costs
Year | ($/MWH) | ($/MWH) | ($/MWH) | ($/MWH) | ($/MWH) | ($/MWH) | ($/MWH) | ($/MWH) | ($/MWH) | ($/MWH) | ($/MWH) | ($/MWH)
| (a) | (b) | (c) | (d) | (e) | (f) | (g) | (h) | (i) | (j) | (k) | (l)
|  |  | (a) - (b) |  |  | (d) - (e) |  |  | (g) - (h) |  |  | (j) - (k)
2021 | 23.8672 | 16.7018 | 7.1653 | 21.353 | 13.2514 | 8.1017 | 18.0221 | 13.0231 | 4.999 | 18.3864 | 13.1684 | 5.218
2022 | 23.0865 | 16.6774 | 6.409 | 20.951 | 14.2565 | 6.6945 | 17.6745 | 13.7677 | 3.9068 | 18.0312 | 13.6957 | 4.3355
2023 | 21.8575 | 17.3586 | 4.4989 | 26.2522 | 25.6912 | 0.561 | 16.8597 | 14.2742 | 2.5855 | 17.0637 | 14.2945 | 2.7692
2024 | 19.2009 | 11.9989 | 7.202 | 26.9175 | 26.9124 | 0.0051376 | 12.2552 | 9.7723 | 2.4829 | 16.4277 | 14.2759 | 2.1518
2025 | 21.3111 | 12.9816 | 8.3295 | 26.8073 | 27.1326 | -0.32529 | 13.5662 | 10.3832 | 3.183 | 17.411 | 14.7143 | 2.6967
2026 | 33.7721 | 31.4631 | 2.309 | 28.2108 | 28.3375 | -0.12671 | 14.0777 | 11.4075 | 2.6702 | 18.1329 | 15.8931 | 2.2398
2027 | 35.7113 | 32.8258 | 2.8855 | 29.0024 | 28.9064 | 0.096053 | 15.1044 | 13.0828 | 2.0217 | 18.6436 | 17.14 | 1.5036
2028 | 38.6216 | 36.5151 | 2.1065 | 30.0215 | 29.9707 | 0.050755 | 18.3847 | 15.5709 | 2.8138 | 20.6642 | 19.4301 | 1.2341
2029 | 41.0424 | 38.5486 | 2.4938 | 30.6374 | 30.4235 | 0.21386 | 19.9461 | 17.7631 | 2.183 | 22.4051 | 21.1788 | 1.2262
2030 | 40.6561 | 38.3161 | 2.3401 | 31.4573 | 31.0344 | 0.42288 | 17.3112 | 14.2091 | 3.102 | 20.5786 | 18.162 | 2.4165
2031 | 42.5692 | 42.2809 | 0.28835 | 32.6389 | 32.1588 | 0.48008 | 17.9606 | 17.1255 | 0.83515 | 21.8066 | 21.2963 | 0.51027
2032 | 44.0299 | 47.0921 | -3.0622 | 33.3474 | 32.6348 | 0.71259 | 19.5166 | 20.0404 | -0.52385 | 23.8919 | 23.3519 | 0.53997
2033 | 45.7282 | 47.9814 | -2.2532 | 60.9082 | 60.4411 | 0.46713 | 18.8076 | 21.2271 | -2.4194 | 22.7994 | 24.2157 | -1.4163
2034 | 46.836 | 49.9232 | -3.0873 | 62.6522 | 61.1991 | 1.4531 | 19.1139 | 21.6653 | -2.5514 | 23.5102 | 24.6787 | -1.1685
2035 | 48.209 | 52.0841 | -3.8751 | 64.1636 | 62.3559 | 1.8077 | 19.8518 | 22.1752 | -2.3234 | 23.6612 | 26.2539 | -2.5927
2036 | 50.5254 | 53.4388 | -2.9134 | 65.1879 | 63.8108 | 1.3771 | 22.8605 | 25.3901 | -2.5295 | 26.08 | 26.9183 | -0.83831
2037 | 51.9135 | 54.8058 | -2.8923 | 66.8885 | 65.3654 | 1.5231 | 25.6578 | 23.5343 | 2.1235 | 28.3299 | 26.9988 | 1.3311
2038 | 53.1941 | 55.8535 | -2.6594 | 69.1222 | 66.9468 | 2.1754 | 26.0388 | 25.7057 | 0.33312 | 28.3621 | 29.2669 | -0.9048
(x) Extrapolated
15 Year (2022 to 2036) Levelized Prices (Nominal) @ 6.92% Discount Rate | [12 empty] | Discount Rate - 2019 IRP
$/MWH | 34.0492 | 31.4677 | 2.5814 | 34.2932 | 33.2567 | 1.0365 | 17.0065 | 15.4148 | 1.5918 | 19.9739 | 18.4667 | 1.5072 | 6.92%
15 Year (2023 to 2037) Levelized Prices (Nominal) @ 6.92% Discount Rate
$/MWH | 35.962 | 34.0179 | 1.9441 | 37.0558 | 36.618 | 0.43787 | 17.2799 | 15.9198 | 1.3601 | 20.5207 | 19.3295 | 1.1912
15 Year (2024 to 2038) Levelized Prices (Nominal) @ 6.92% Discount Rate
$/MWH | 38.1928 | 36.7121 | 1.4807 | 39.52 | 39.026 | 0.49399 | 17.6766 | 16.4914 | 1.1852 | 21.2123 | 20.2775 | 0.93486
|  | Generation Profile_Baseload |  |  | Generation Profile_Wind* |  |  | Generation Profile_Solar Fixed |  |  | Generation Profile_Solar Tracking
on-peak Summer |  | 18.72% |  |  | 12.62% |  |  | 31.11% |  |  | 32.92%
on-peak Winter |  | 37.32% |  |  | 24.21% |  |  | 52.47% |  |  | 46.03%
off-peak Summer |  | 14.68% |  |  | 24.64% |  |  | 6.507% |  |  | 10.29%
off-peak Winter |  | 29.27% |  |  | 38.53% |  |  | 9.908% |  |  | 10.77%

## Table 4 Gas Price
Table 4
Natural Gas Price - Delivered to Plant
$/MMBtu
Year | West Side | IRP - Wyo NE
| (a) | (b)
2021 | 2.87 | 2.34
2022 | 2.73 | 2.51
2023 | 2.6 | 2.38
2024 | 2.85 | 2.65
2025 | 3.2 | 3.02
2026 | 3.28 | 3.15
2027 | 3.44 | 3.25
2028 | 3.67 | 3.5
2029 | 3.98 | 3.85
2030 | 4.14 | 4
2031 | 4.28 | 4.12
2032 | 4.33 | 4.19
2033 | 4.52 | 4.44
2034 | 4.56 | 4.5
2035 | 4.58 | 4.58
2036 | 4.65 | 4.69
2037 | 4.78 | 4.79
2038 | 4.88 | 4.97
Source
Official Forward Price Curve dated March 31 2021

## Table 5 Electric Price
Table 5
Electricity Market Prices
$/MWH
Market Price $/MWH
Year | HLH |  | LLH
| Mid-Columbia | Palo Verde | Mid-Columbia | Palo Verde
| (a) | (b) | (c) | (d)
2018 | #N/A | #N/A | #N/A | #N/A
2019 | #N/A | #N/A | #N/A | #N/A
2020 | #N/A | #N/A | #N/A | #N/A
2021 | 43.49 | 80.72 | 27.86 | 40.15
2022 | 38.42 | 59.99 | 26.56 | 37.13
2023 | 36.22 | 50.61 | 24.8 | 35.52
2024 | 36.91 | 47.32 | 24.99 | 34.83
2025 | 38.79 | 43.43 | 25.72 | 34.37
2026 | 43.15 | 47.57 | 27.29 | 36.36
2027 | 51.54 | 56.62 | 28.49 | 38.47
2028 | 52.65 | 59.03 | 30.15 | 41.07
2029 | 58.38 | 66.33 | 32.36 | 44.78
2030 | 58.81 | 66.06 | 32.78 | 46.63
2031 | 55.37 | 65.01 | 32.04 | 49.14
2032 | 52.86 | 64.45 | 32.36 | 51.07
2033 | 51.58 | 65.52 | 32.89 | 52.38
2034 | 52.02 | 65.9 | 33.08 | 52.94
2035 | 56.74 | 71.59 | 34.62 | 55.38
2036 | 59.9 | 76.93 | 35.29 | 57.04
2037 | 58.91 | 73.73 | 35.5 | 57.84
2038 | 60.21 | 78.47 | 36.78 | 60.02
Source
Official Forward Price Curve dated March 31 2021

## Table6 Integration
Table 6
Integration Costs
$/MWH
Year | Wind Integration | Solar Integration | Company Official Inflation Forecast Dated March 2021
| $/MWh | $/MWh | Year | Annual
2018 | 0.49912 | 0.40628 | 2018 | 2.4%
2019 | 0.30197 | 0.2458 | 2019 | 1.8%
2020 | 0.38606 | 0.31425 | 2020 | 1.2%
2021 | 0.19026 | 0.15487 | 2021 | 2.2%
2022 | 0.26522 | 0.21588 | 2022 | 1.7%
2023 | 0.29031 | 0.23631 | 2023 | 2.1%
2024 | 0.3532 | 0.2875 | 2024 | 2.3%
2025 | 0.60941 | 0.49606 | 2025 | 2.4%
2026 | 0.44899 | 0.36547 | 2026 | 2.5%
2027 | 0.69046 | 0.56203 | 2027 | 2.5%
2028 | 0.93185 | 0.75851 | 2028 | 2.4%
2029 | 1.2916 | 1.0514 | 2029 | 2.4%
2030 | 1.6085 | 1.3093 | 2030 | 2.3%
2031 | 1.6254 | 1.3231 | 2031 | 2.3%
2032 | 1.7443 | 1.4198 | 2032 | 2.3%
2033 | 1.7855 | 1.4534 | 2033 | 2.3%
2034 | 1.7492 | 1.4238 | 2034 | 2.4%
2035 | 1.7151 | 1.3961 | 2035 | 2.4%
2036 | 1.5786 | 1.2849 | 2036 | 2.3%
2037 | 1.6149 | 1.3145 | 2037 | 2.3%
2038 | 1.652 | 1.3447 | 2038 | 2.3%
2039 | 1.69 | 1.3757 | 2039 | 2.3%
2040 | 1.7289 | 1.4073 | 2040 | 2.3%
2041 | 1.7687 | 1.4397 | 2041 | 2.3%
2042 | 1.8111 | 1.4742 | 2042 | 2.4%
Source: 2019 Integrated Resource Plan. Volume II, Appendix F, Figure F.15
(x) Extrapolated

## Tariff Page
Prices on this tab are formated to be cut and pasted directly into the tariff page
Avoided Cost Prices for Base Load QF
Deliveries During | On-Peak Energy Prices (¢/kWh) |  | Off-Peak Energy Prices (¢/kWh)
Calendar Year | Winter | Summer | Winter | Summer
2017 | 0 | 0 | 0 | 0
2020 | 0 | 0 | 0 | 0
2021 | 2.0028 | 4.8158 | 1.7307 | 1.5731
2022 | 2.0795 | 3.8627 | 1.8824 | 1.7592
2023 | 1.8634 | 3.6668 | 1.7717 | 1.9423
2024 | 1.5962 | 3.328 | 1.4945 | 1.7967
2025 | 1.7585 | 3.6039 | 1.673 | 2.1137
2026 | 2.7428 | 5.8151 | 2.6811 | 3.2691
2027 | 2.6167 | 7.2277 | 2.5879 | 3.2949
2028 | 2.9028 | 7.5602 | 2.8838 | 3.5359
2029 | 2.9182 | 8.5512 | 2.9428 | 3.7645
2030 | 2.8725 | 8.3086 | 2.9551 | 3.9024
2031 | 3.1739 | 7.968 | 3.2721 | 4.2415
2032 | 3.3839 | 7.7593 | 3.5229 | 4.4686
2033 | 3.5301 | 7.9777 | 3.6831 | 4.6557
2034 | 3.5749 | 8.213 | 3.7815 | 4.8
2035 | 3.5063 | 9.0708 | 3.7302 | 4.9182
2036 | 3.5934 | 9.9294 | 3.8058 | 5.0286
2037 | 3.7654 | 9.6649 | 4.0311 | 5.4249
2038 | 3.7527 | 10.2779 | 4.0684 | 5.4734
2039 | 3.8404 | 10.5388 | 4.1643 | 5.5848
| On-Peak Energy Prices (¢/kWh) |  | Off-Peak Energy Prices (¢/kWh)
| Winter | Summer | Winter | Summer
15-year (2021-2035) Nominal Levelized | 2.5279 | 6.0049 | 2.4931 | 3.0081
15-year (2019-2033) Nominal Levelized | 2.5279 | 6.0049 | 2.4931 | 3.0081
15-year (2020-2034) Nominal Levelized | 2.628 | 6.2919 | 2.6289 | 3.2457

## Tariff Page Solar Fixed
Prices on this tab are formated to be cut and pasted directly into the tariff page
Avoided Cost Prices for Fixed Solar QF
Deliveries During | On-Peak Energy Prices (¢/kWh) |  | Off-Peak Energy Prices (¢/kWh) (1) |  |  |  | Peak Winter |  | Peak Summer |  | Off Peak Winter |  | Off Peak Summer
Calendar Year | Winter | Summer | Winter | Summer | 0.5 % Degradation |  | $ With degradation |  | $ With degradation |  | $ With degradation |  | $ With degradation
2017 | 0 | 0 | 0 | 0 | 1 |  | 0 | 1.2369 | 0 | 2.6668 | 0 | 1.213 | 0 | 1.3503
2020 | 0 | 0 | 0 | 0 | 0.995 |  | 0 | 1.2307 | 0 | 2.6535 | 0 | 1.207 | 0 | 1.3435
2021 | 1.5374 | 2.5855 | 1.3363 | 0.90156 | 0.99 |  | 1.522 | 1.2246 | 2.5597 | 2.6402 | 1.323 | 1.2009 | 0.89254 | 1.3368
2022 | 1.5653 | 2.357 | 1.4189 | 1.1089 | 0.985 |  | 1.5419 | 1.2184 | 2.3217 | 2.6268 | 1.3976 | 1.1948 | 1.0923 | 1.33
2023 | 1.4734 | 2.2352 | 1.4007 | 1.2081 | 0.98 |  | 1.444 | 1.2122 | 2.1905 | 2.6135 | 1.3727 | 1.1888 | 1.1839 | 1.3233
2024 | 0.85686 | 2.005 | 0.80897 | 1.1054 | 0.975 |  | 0.83544 | 1.206 | 1.9549 | 2.6002 | 0.78875 | 1.1827 | 1.0778 | 1.3165
2025 | 1.067 | 1.9785 | 1.0334 | 1.2107 | 0.97 |  | 1.035 | 1.1998 | 1.9192 | 2.5868 | 1.0024 | 1.1766 | 1.1744 | 1.3098
2026 | 1.0231 | 2.2161 | 1.0086 | 1.2521 | 0.965 |  | 0.98731 | 1.1936 | 2.1386 | 2.5735 | 0.97333 | 1.1706 | 1.2083 | 1.303
2027 | 0.95043 | 2.6856 | 0.95842 | 1.2477 | 0.96 |  | 0.91241 | 1.1875 | 2.5782 | 2.5602 | 0.92009 | 1.1645 | 1.1978 | 1.2963
2028 | 1.199 | 3.1836 | 1.212 | 1.5176 | 0.955 |  | 1.145 | 1.1813 | 3.0403 | 2.5468 | 1.1574 | 1.1585 | 1.4493 | 1.2895
2029 | 1.2093 | 3.6334 | 1.2543 | 1.6182 | 0.95 |  | 1.1489 | 1.1751 | 3.4518 | 2.5335 | 1.1916 | 1.1524 | 1.5373 | 1.2828
2030 | 1.0536 | 3.1324 | 1.1014 | 1.4535 | 0.945 |  | 0.99562 | 1.1689 | 2.9601 | 2.5202 | 1.0408 | 1.1463 | 1.3735 | 1.276
2031 | 1.181 | 3.0431 | 1.2418 | 1.6373 | 0.94 |  | 1.1101 | 1.1627 | 2.8605 | 2.5068 | 1.1673 | 1.1403 | 1.539 | 1.2693
2032 | 1.3419 | 3.1676 | 1.4237 | 1.859 | 0.935 |  | 1.2546 | 1.1565 | 2.9617 | 2.4935 | 1.3311 | 1.1342 | 1.7382 | 1.2625
2033 | 1.3062 | 3.0296 | 1.3795 | 1.7842 | 0.93 |  | 1.2147 | 1.1503 | 2.8176 | 2.4802 | 1.2829 | 1.1281 | 1.6593 | 1.2558
2034 | 1.3129 | 3.0938 | 1.4181 | 1.8353 | 0.925 |  | 1.2144 | 1.1442 | 2.8618 | 2.4668 | 1.3117 | 1.1221 | 1.6976 | 1.249
2035 | 1.2728 | 3.4 | 1.3969 | 1.8606 | 0.92 |  | 1.171 | 1.138 | 3.128 | 2.4535 | 1.2851 | 1.116 | 1.7118 | 1.2423
2036 | 1.42 | 4.033 | 1.5305 | 2.0673 | 0.915 |  | 1.2993 | 1.1318 | 3.6902 | 2.4402 | 1.4004 | 1.1099 | 1.8916 | 1.2355
2037 | 1.6478 | 4.3789 | 1.7945 | 2.473
2038 | 1.6176 | 4.5521 | 1.7888 | 2.4824
2039 | 1.6555 | 4.6688 | 1.8297 | 2.5083
| On-Peak Energy Prices (¢/kWh) |  | Off-Peak Energy Prices (¢/kWh) (2)
| Winter | Summer | Winter | Summer
15-year (2021-2035) Nominal Levelized | 1.2369 | 2.6668 | 1.213 | 1.3503 | 0.96114 |  | 1.1889 | 1.2369 | 2.5632 | 2.6668 | 1.1659 | 1.213 | 1.2978 | 1.3503
15-year (2019-2033) Nominal Levelized | 1.2369 | 2.6668 | 1.213 | 1.3503 | 0.96114 |  | 1.1889 | 1.2369 | 2.5632 | 2.6668 | 1.1659 | 1.213 | 1.2978 | 1.3503
15-year (2020-2034) Nominal Levelized | 1.21 | 2.7284 | 1.2113 | 1.4285 | 0.95614 |  | 1.1569 | 1.21 | 2.6087 | 2.7284 | 1.1581 | 1.2113 | 1.3659 | 1.4285
(1): On- and off- peak prices are reduced by integration charges | [5 empty] | NPV (2021-2035) | 10.883 | 10.883 | 23.4639 | 23.4639 | 10.6728 | 10.6728 | 11.8805 | 11.8805
(2): Levelized prices reflect a 0.5% annual degradation rate | [5 empty] | Check |  | 0 |  | 0 |  | 0 |  | 0
(3): Renewable energy credits transfer to the utility starting in 2024

## Tariff Page Solar Tracking
Prices on this tab are formated to be cut and pasted directly into the tariff page
Avoided Cost Prices for Tracking Solar QF
Deliveries During | On-Peak Energy Prices (¢/kWh) |  | Off-Peak Energy Prices (¢/kWh) (1) |  |  |  | Peak Winter |  | Peak Summer |  | Off Peak Winter |  | Off Peak Summer
Calendar Year | Winter | Summer | Winter | Summer | 0.5 % Degradation |  | $ With degradation |  | $ With degradation |  | $ With degradation |  | $ With degradation
2017 | 0 | 0 | 0 | 0 | 1 |  | 0 | 1.3722 | 0 | 3.0865 | 0 | 1.352 | 0 | 1.5591
2020 | 0 | 0 | 0 | 0 | 0.995 |  | 0 | 1.3653 | 0 | 3.0711 | 0 | 1.3452 | 0 | 1.5513
2021 | 1.5555 | 2.6787 | 1.3586 | 0.91966 | 0.99 |  | 1.5399 | 1.3584 | 2.6519 | 3.0556 | 1.345 | 1.3385 | 0.91046 | 1.5435
2022 | 1.6038 | 2.4044 | 1.443 | 1.1479 | 0.985 |  | 1.5797 | 1.3516 | 2.3683 | 3.0402 | 1.4214 | 1.3317 | 1.1307 | 1.5357
2023 | 1.4822 | 2.2726 | 1.3813 | 1.2375 | 0.98 |  | 1.4526 | 1.3447 | 2.2271 | 3.0248 | 1.3537 | 1.3249 | 1.2127 | 1.5279
2024 | 1.1042 | 2.6545 | 1.0356 | 1.4505 | 0.975 |  | 1.0765 | 1.3379 | 2.5881 | 3.0093 | 1.0098 | 1.3182 | 1.4142 | 1.5201
2025 | 1.3228 | 2.5358 | 1.2931 | 1.5384 | 0.97 |  | 1.2831 | 1.331 | 2.4597 | 2.9939 | 1.2543 | 1.3114 | 1.4922 | 1.5123
2026 | 1.2626 | 2.8378 | 1.2522 | 1.5858 | 0.965 |  | 1.2184 | 1.3241 | 2.7385 | 2.9785 | 1.2084 | 1.3047 | 1.5303 | 1.5045
2027 | 1.1122 | 3.2724 | 1.1286 | 1.4939 | 0.96 |  | 1.0677 | 1.3173 | 3.1415 | 2.963 | 1.0835 | 1.2979 | 1.4341 | 1.4967
2028 | 1.2762 | 3.5459 | 1.3057 | 1.6635 | 0.955 |  | 1.2188 | 1.3104 | 3.3864 | 2.9476 | 1.2469 | 1.2911 | 1.5886 | 1.4889
2029 | 1.2882 | 4.0154 | 1.3361 | 1.768 | 0.95 |  | 1.2238 | 1.3036 | 3.8146 | 2.9322 | 1.2693 | 1.2844 | 1.6796 | 1.4811
2030 | 1.1835 | 3.6607 | 1.2498 | 1.6864 | 0.945 |  | 1.1184 | 1.2967 | 3.4593 | 2.9167 | 1.1811 | 1.2776 | 1.5936 | 1.4733
2031 | 1.3531 | 3.6544 | 1.4482 | 1.934 | 0.94 |  | 1.2719 | 1.2898 | 3.4351 | 2.9013 | 1.3613 | 1.2709 | 1.8179 | 1.4655
2032 | 1.5536 | 3.849 | 1.6598 | 2.2199 | 0.935 |  | 1.4526 | 1.283 | 3.5988 | 2.8859 | 1.5519 | 1.2641 | 2.0756 | 1.4577
2033 | 1.4972 | 3.6512 | 1.5931 | 2.1127 | 0.93 |  | 1.3924 | 1.2761 | 3.3956 | 2.8704 | 1.4816 | 1.2573 | 1.9648 | 1.4499
2034 | 1.5242 | 3.7801 | 1.6606 | 2.1998 | 0.925 |  | 1.4099 | 1.2693 | 3.4966 | 2.855 | 1.536 | 1.2506 | 2.0348 | 1.4422
2035 | 1.4349 | 3.9964 | 1.5688 | 2.1501 | 0.92 |  | 1.3201 | 1.2624 | 3.6767 | 2.8396 | 1.4433 | 1.2438 | 1.9781 | 1.4344
2036 | 1.5192 | 4.5461 | 1.6537 | 2.276 | 0.915 |  | 1.3901 | 1.2555 | 4.1597 | 2.8241 | 1.5131 | 1.2371 | 2.0826 | 1.4266
2037 | 1.7072 | 4.7795 | 1.8781 | 2.6404
2038 | 1.6486 | 4.9036 | 1.8262 | 2.5912
2039 | 1.6874 | 5.028 | 1.87 | 2.6263
| On-Peak Energy Prices (¢/kWh) |  | Off-Peak Energy Prices (¢/kWh) (2)
| Winter | Summer | Winter | Summer
15-year (2021-2035) Nominal Levelized | 1.3722 | 3.0865 | 1.352 | 1.5591 | 0.96114 |  | 1.3189 | 1.3722 | 2.9666 | 3.0865 | 1.2995 | 1.352 | 1.4985 | 1.5591
15-year (2019-2033) Nominal Levelized | 1.3722 | 3.0865 | 1.352 | 1.5591 | 0.96114 |  | 1.3189 | 1.3722 | 2.9666 | 3.0865 | 1.2995 | 1.352 | 1.4985 | 1.5591
15-year (2020-2034) Nominal Levelized | 1.3571 | 3.1886 | 1.3628 | 1.6589 | 0.95614 |  | 1.2976 | 1.3571 | 3.0487 | 3.1886 | 1.303 | 1.3628 | 1.5861 | 1.6589
(1): On- and off- peak prices are reduced by integration charges | [5 empty] | NPV (2021-2035) | 12.0729 | 12.0729 | 27.1562 | 27.1562 | 11.8953 | 11.8953 | 13.7174 | 13.7174
(2): Levelized prices reflect a 0.5% annual degradation rate | [5 empty] | Check |  | 0 |  | 0 |  | 0 |  | 0
(3): Renewable energy credits transfer to the utility starting in 2024

## Tariff Page Wind
Prices on this tab are formated to be cut and pasted directly into the tariff page
Avoided Cost Prices for Wind QF
Deliveries During | On-Peak Energy Prices (¢/kWh) |  | Off-Peak Energy Prices (¢/kWh) (1)
Calendar Year | Winter | Summer | Winter | Summer
2017 | 0 | 0 | 0 | 0
2020 | 0 | 0 | 0 | 0
2021 | 1.9613 | 4.6656 | 1.7646 | 1.5897
2022 | 2.0149 | 3.5305 | 1.8643 | 1.7995
2023 | 2.001 | 5.2736 | 1.9212 | 2.9826
2024 | 2.2699 | 4.851 | 2.1438 | 2.8568
2025 | 2.4503 | 4.1145 | 2.354 | 2.6835
2026 | 2.4238 | 4.809 | 2.3975 | 2.8553
2027 | 2.2624 | 5.8902 | 2.3325 | 2.8829
2028 | 2.4429 | 5.591 | 2.485 | 3.034
2029 | 2.3844 | 6.2035 | 2.4619 | 3.0637
2030 | 2.4104 | 6.2159 | 2.5236 | 3.2681
2031 | 2.6008 | 5.8742 | 2.7078 | 3.4477
2032 | 2.6378 | 5.7181 | 2.8686 | 3.5273
2033 | 4.8883 | 9.9876 | 5.263 | 6.5704
2034 | 4.9976 | 10.1434 | 5.4306 | 6.829
2035 | 4.9195 | 11.4965 | 5.3867 | 6.8945
2036 | 5.0008 | 12.3466 | 5.3292 | 6.8848
2037 | 5.1199 | 12.1136 | 5.5856 | 7.1762
2038 | 5.0782 | 13.0236 | 5.7541 | 7.3942
2039 | 5.2536 | 13.0609 | 5.8484 | 7.5845
| On Peak Energy Prices (¢/kWh) |  | Off-Peak Energy Prices (¢/kWh)
| Winter | Summer | Winter | Summer
15-year (2021-2035) Nominal Levelized | 2.6186 | 5.7824 | 2.6468 | 3.2379
15-year (2019-2033) Nominal Levelized | 2.6186 | 5.7824 | 2.6468 | 3.2379
15-year (2020-2034) Nominal Levelized | 2.7858 | 6.1673 | 2.8505 | 3.5639
(1): On- and off- peak prices are reduced by integration charges
(2): Renewable energy credits transfer to the utility starting in 2023

## OFPC Source
Natural Gas Price Delivered to Plant ($/MMBtu) | [8 empty] | Market Prices in $/MWH | [13 empty] | Month | Period | HLH | LLH | HLH Days | Sun/Hol
FORWARD PRICE CURVE SUMMARY | [21 empty] | Winter | 1 | 2017-01-01 | 400 | 344 | 25 | 6
[9 empty] | Official Forward Price Curve dated March 2021 | [12 empty] | Winter | 2 | 2017-02-01 | 384 | 288 | 24 | 4
Quotes Dated: | 2021-03-31 | [20 empty] | Winter | 3 | 2017-03-01 | 432 | 312 | 27 | 4
[5 empty] | Burnertip Annual Average Price |  |  |  |  | Market Prices in $/MWH | [7 empty] | Market Prices in $/MWH |  |  |  | Winter | 4 | 2017-04-01 | 400 | 320 | 25 | 5
Sample of source data |  |  |  | Year | IRP - Wyo NE | West Side |  |  |  | HLH |  | LLH | [5 empty] | HLH |  | LLH |  | Winter | 5 | 2017-05-01 | 416 | 328 | 26 | 5
Month | IRP - Wyo NE | West Side | Year |  | $/MMBtu | $/MMBtu | Month | Year | Date | Mid C | PV | Mid C | PV | PV Flat | PV HLH/Flat Ratio | PV LLH/Flat Ratio | Year | Mid C | PV | Mid C | PV | Summer | 6 | 2017-06-01 | 416 | 304 | 26 | 4
2021-01-01 | 2.4132 | 3.1633 | 2021 | 2021 | 2.34 | 2.87 | 1 | 2021 | 2021-01-01 | 23.6176 | 25.1788 | 20.8744 | 24.7263 | 27.4306 | 0.91791 | 0.90141 | 2021 | 43.49 | 80.72 | 27.86 | 40.15 | Summer | 7 | 2017-07-01 | 400 | 344 | 25 | 6
2021-02-01 | 2.4499 | 3.1066 | 2021 | 2022 | 2.51 | 2.73 | 2 | 2021 | 2021-02-01 | 51.4642 | 78.6275 | 36.0511 | 57.4408 | 28.4038 | 2.7682 | 2.0223 | 2022 | 38.42 | 59.99 | 26.56 | 37.13 | Summer | 8 | 2017-08-01 | 432 | 312 | 27 | 4
2021-03-01 | 2.3766 | 2.7708 | 2021 | 2023 | 2.38 | 2.6 | 3 | 2021 | 2021-03-01 | 27.6281 | 24.2307 | 25.5028 | 24.9987 | 25.7018 | 0.94277 | 0.97265 | 2023 | 36.22 | 50.61 | 24.8 | 35.52 | Summer | 9 | 2017-09-01 | 400 | 320 | 25 | 5
2021-04-01 | 2.3229 | 2.604 | 2021 | 2024 | 2.65 | 2.85 | 4 | 2021 | 2021-04-01 | 25.98 | 25.7565 | 24.1433 | 25.9276 | 25.8287 | 0.9972 | 1.0038 | 2024 | 36.91 | 47.32 | 24.99 | 34.83 | Winter | 10 | 2017-10-01 | 416 | 328 | 26 | 5
2021-05-01 | 2.1227 | 2.4438 | 2021 | 2025 | 3.02 | 3.2 | 5 | 2021 | 2021-05-01 | 18.5477 | 27.4805 | 12.3143 | 25.9585 | 26.7768 | 1.0263 | 0.96944 | 2025 | 38.79 | 43.43 | 25.72 | 34.37 | Winter | 11 | 2017-11-01 | 400 | 320 | 25 | 5
2021-06-01 | 2.1016 | 2.4899 | 2021 | 2026 | 3.15 | 3.28 | 6 | 2021 | 2021-06-01 | 24.3513 | 81.2554 | 12.365 | 39.3589 | 63.5657 | 1.2783 | 0.61918 | 2026 | 43.15 | 47.57 | 27.29 | 36.36 | Winter | 12 | 2017-12-01 | 400 | 344 | 25 | 6
2021-07-01 | 2.0966 | 2.6297 | 2021 | 2027 | 3.25 | 3.44 | 7 | 2021 | 2021-07-01 | 68.8964 | 233.2143 | 30.8994 | 61.1396 | 157.3534 | 1.4821 | 0.38855 | 2027 | 51.54 | 56.62 | 28.49 | 38.47 | Winter | 1 | 2018-01-01 | 416 | 328 | 26 | 5
2021-08-01 | 1.9169 | 2.7014 | 2021 | 2028 | 3.5 | 3.67 | 8 | 2021 | 2021-08-01 | 93.6194 | 213.5225 | 39.4577 | 65.1875 | 148.1275 | 1.4415 | 0.44008 | 2028 | 52.65 | 59.03 | 30.15 | 41.07 | Winter | 2 | 2018-02-01 | 384 | 288 | 24 | 4
2021-09-01 | 2.0895 | 2.516 | 2021 | 2029 | 3.85 | 3.98 | 9 | 2021 | 2021-09-01 | 67.0733 | 121.4984 | 35.4233 | 52.2307 | 90.7127 | 1.3394 | 0.57578 | 2029 | 58.38 | 66.33 | 32.36 | 44.78 | Winter | 3 | 2018-03-01 | 432 | 312 | 27 | 4 |  |  |  | HLH Hour %
2021-10-01 | 2.205 | 2.8267 | 2021 | 2030 | 4 | 4.14 | 10 | 2021 | 2021-10-01 | 36.4784 | 56.9216 | 29.7667 | 35.5588 | 47.5036 | 1.1983 | 0.74855 | 2030 | 58.81 | 66.06 | 32.78 | 46.63 | Winter | 4 | 2018-04-01 | 400 | 320 | 25 | 5 | Total Hours | 103168 | 80912 | 56.05%
2021-11-01 | 2.8323 | 3.3458 | 2021 | 2031 | 4.12 | 4.28 | 11 | 2021 | 2021-11-01 | 37.9534 | 39.5967 | 31.004 | 33.0862 | 36.6981 | 1.079 | 0.90158 | 2031 | 55.37 | 65.01 | 32.04 | 49.14 | Winter | 5 | 2018-05-01 | 416 | 328 | 26 | 5
2021-12-01 | 3.1093 | 3.8226 | 2021 | 2032 | 4.19 | 4.33 | 12 | 2021 | 2021-12-01 | 46.2932 | 41.3047 | 36.4595 | 36.192 | 39.0507 | 1.0577 | 0.92679 | 2032 | 52.86 | 64.45 | 32.36 | 51.07 | Summer | 6 | 2018-06-01 | 416 | 304 | 26 | 4 | On Peak Summer | 34464 | 18.72%
2022-01-01 | 3.2353 | 3.6897 | 2022 | 2033 | 4.44 | 4.52 | 1 | 2022 | 2022-01-01 | 46.5384 | 42.3135 | 37.0776 | 36.7102 | 39.7227 | 1.0652 | 0.92416 | 2033 | 51.58 | 65.52 | 32.89 | 52.38 | Summer | 7 | 2018-07-01 | 400 | 344 | 25 | 6 | On Peak Winter | 68704 | 37.32% | 56.05%
2022-02-01 | 3.1329 | 3.4935 | 2022 | 2034 | 4.5 | 4.56 | 2 | 2022 | 2022-02-01 | 39.8646 | 40.2526 | 32.5349 | 34.9158 | 37.9654 | 1.0602 | 0.91967 | 2034 | 52.02 | 65.9 | 33.08 | 52.94 | Summer | 8 | 2018-08-01 | 432 | 312 | 27 | 4 | off-peak Summer | 27024 | 14.68%
2022-03-01 | 2.7324 | 2.925 | 2022 | 2035 | 4.58 | 4.58 | 3 | 2022 | 2022-03-01 | 28.8908 | 30.1273 | 23.9595 | 27.9242 | 29.2052 | 1.0316 | 0.95614 | 2035 | 56.74 | 71.59 | 34.62 | 55.38 | Summer | 9 | 2018-09-01 | 384 | 336 | 24 | 6 | off-peak Winter | 53888 | 29.27% | 43.95%
2022-04-01 | 2.1703 | 2.2382 | 2022 | 2036 | 4.69 | 4.65 | 4 | 2022 | 2022-04-01 | 20.7563 | 23.1246 | 13.3938 | 21.9221 | 22.6169 | 1.0224 | 0.96928 | 2036 | 59.9 | 76.93 | 35.29 | 57.04 | Winter | 10 | 2018-10-01 | 432 | 312 | 27 | 4 |  | 184080
2022-05-01 | 2.0614 | 2.1032 | 2022 | 2037 | 4.79 | 4.78 | 5 | 2022 | 2022-05-01 | 14.3279 | 24.1396 | 5.6413 | 23.0036 | 23.6144 | 1.0222 | 0.97414 | 2037 | 58.91 | 73.73 | 35.5 | 57.84 | Winter | 11 | 2018-11-01 | 400 | 320 | 25 | 5
2022-06-01 | 2.1754 | 2.1709 | 2022 | 2038 | 4.97 | 4.88 | 6 | 2022 | 2022-06-01 | 20.8377 | 53.2033 | 12.3777 | 37.8107 | 46.7042 | 1.1392 | 0.80958 | 2038 | 60.21 | 78.47 | 36.78 | 60.02 | Winter | 12 | 2018-12-01 | 400 | 344 | 25 | 6
2022-07-01 | 2.3309 | 2.4311 | 2022 | 2039 | 5.26 | 5.13 | 7 | 2022 | 2022-07-01 | 53.8392 | 143.1198 | 28.9338 | 57.2654 | 103.4237 | 1.3838 | 0.5537 | 2039 | 59.59 | 75.49 | 36.83 | 61.72 | Winter | 1 | 2019-01-01 | 416 | 328 | 26 | 5
2022-08-01 | 2.352 | 2.48 | 2022 | 2040 | 5.6 | 5.37 | 8 | 2022 | 2022-08-01 | 68.8624 | 143.1603 | 41.1103 | 58.1689 | 107.5187 | 1.3315 | 0.54101 | 2040 | 61.61 | 77.34 | 38.4 | 62.92 | Winter | 2 | 2019-02-01 | 384 | 288 | 24 | 4
2022-09-01 | 2.3234 | 2.446 | 2022 |  |  |  | 9 | 2022 | 2022-09-01 | 58.1086 | 109.5376 | 35.1027 | 48.6219 | 82.4639 | 1.3283 | 0.58961 | [5 empty] | Winter | 3 | 2019-03-01 | 416 | 328 | 26 | 5
2022-10-01 | 2.3309 | 2.4505 | 2022 |  |  |  | 10 | 2022 | 2022-10-01 | 33.2595 | 36.8777 | 27.7197 | 33.7149 | 35.4834 | 1.0393 | 0.95016 | [5 empty] | Winter | 4 | 2019-04-01 | 416 | 304 | 26 | 4
2022-11-01 | 2.4494 | 2.9501 | 2022 |  |  |  | 11 | 2022 | 2022-11-01 | 34.758 | 35.4187 | 28.4304 | 32.2709 | 34.0172 | 1.0412 | 0.94866 | [5 empty] | Winter | 5 | 2019-05-01 | 416 | 328 | 26 | 5
2022-12-01 | 2.8489 | 3.3538 | 2022 |  |  |  | 12 | 2022 | 2022-12-01 | 40.9814 | 38.5505 | 32.461 | 33.2278 | 36.2039 | 1.0648 | 0.91779 | [5 empty] | Summer | 6 | 2019-06-01 | 400 | 320 | 25 | 5
2023-01-01 | 2.9206 | 3.4059 | 2023 |  | Chk Ttl | Chk Ttl | 1 | 2023 | 2023-01-01 | 40.602 | 37.5014 | 30.1378 | 36.1493 | 36.8762 | 1.017 | 0.98029 | [5 empty] | Summer | 7 | 2019-07-01 | 416 | 328 | 26 | 5
2023-02-01 | 2.8564 | 3.2464 | 2023 |  | 0 | 0 | 2 | 2023 | 2023-02-01 | 35.2037 | 36.8008 | 26.9877 | 33.4029 | 35.3446 | 1.0412 | 0.94506 | [5 empty] | Summer | 8 | 2019-08-01 | 432 | 312 | 27 | 4
2023-03-01 | 2.4624 | 2.8237 | 2023 |  |  |  | 3 | 2023 | 2023-03-01 | 29.2328 | 31.9048 | 22.7895 | 31.0518 | 31.5478 | 1.0113 | 0.98428 | [5 empty] | Summer | 9 | 2019-09-01 | 384 | 336 | 24 | 6
2023-04-01 | 2.1101 | 2.1107 | 2023 |  |  |  | 4 | 2023 | 2023-04-01 | 19.9108 | 23.1405 | 14.9722 | 19.6377 | 21.5837 | 1.0721 | 0.90984 | [5 empty] | Winter | 10 | 2019-10-01 | 432 | 312 | 27 | 4
2023-05-01 | 1.9651 | 2.0569 | 2023 |  |  |  | 5 | 2023 | 2023-05-01 | 18.5303 | 23.7932 | 9.7195 | 21.1412 | 22.624 | 1.0517 | 0.93446 |  | Chk Ttl |  |  |  | Winter | 11 | 2019-11-01 | 400 | 320 | 25 | 5
2023-06-01 | 2.072 | 2.1018 | 2023 |  |  |  | 6 | 2023 | 2023-06-01 | 18.9126 | 48.6166 | 7.9928 | 29.6847 | 40.6231 | 1.1968 | 0.73073 |  | 0 | 0 | 0 | 0 | Winter | 12 | 2019-12-01 | 400 | 344 | 25 | 6
2023-07-01 | 2.2356 | 2.3191 | 2023 |  |  |  | 7 | 2023 | 2023-07-01 | 54.1263 | 110.1273 | 30.4491 | 53.1417 | 83.7791 | 1.3145 | 0.63431 | [5 empty] | Winter | 1 | 2020-01-01 | 416 | 328 | 26 | 5
2023-08-01 | 2.2476 | 2.3471 | 2023 |  |  |  | 8 | 2023 | 2023-08-01 | 63.4556 | 109.8756 | 38.1602 | 54.4961 | 86.6519 | 1.268 | 0.62891 | [5 empty] | Winter | 2 | 2020-02-01 | 400 | 296 | 25 | 4
2023-09-01 | 2.2346 | 2.3375 | 2023 |  |  |  | 9 | 2023 | 2023-09-01 | 51.4726 | 88.0777 | 30.9784 | 50.6343 | 71.4362 | 1.233 | 0.7088 | [5 empty] | Winter | 3 | 2020-03-01 | 416 | 328 | 26 | 5
2023-10-01 | 2.219 | 2.2968 | 2023 |  |  |  | 10 | 2023 | 2023-10-01 | 30.354 | 31.1846 | 25.5947 | 30.9212 | 31.0684 | 1.0037 | 0.99526 | [5 empty] | Winter | 4 | 2020-04-01 | 416 | 304 | 26 | 4
2023-11-01 | 2.5051 | 2.9053 | 2023 |  |  |  | 11 | 2023 | 2023-11-01 | 33.0293 | 31.2297 | 27.5697 | 31.0909 | 31.1679 | 1.002 | 0.99753 | [5 empty] | Winter | 5 | 2020-05-01 | 400 | 344 | 25 | 6
2023-12-01 | 2.751 | 3.2445 | 2023 |  |  |  | 12 | 2023 | 2023-12-01 | 39.7828 | 35.0525 | 32.27 | 34.9442 | 35.0024 | 1.0014 | 0.99834 | [5 empty] | Summer | 6 | 2020-06-01 | 416 | 304 | 26 | 4
2024-01-01 | 2.9226 | 3.3173 | 2024 |  |  |  | 1 | 2024 | 2024-01-01 | 37.5018 | 38.7692 | 28.6953 | 34.4942 | 36.8845 | 1.0511 | 0.9352 | [5 empty] | Summer | 7 | 2020-07-01 | 416 | 328 | 26 | 5
2024-02-01 | 2.8634 | 3.264 | 2024 |  |  |  | 2 | 2024 | 2024-02-01 | 32.1195 | 38.218 | 26.3651 | 33.393 | 36.166 | 1.0567 | 0.92333 | [5 empty] | Summer | 8 | 2020-08-01 | 416 | 328 | 26 | 5
2024-03-01 | 2.4795 | 2.8517 | 2024 |  |  |  | 3 | 2024 | 2024-03-01 | 26.0353 | 34.2909 | 22.2281 | 30.914 | 32.8047 | 1.0453 | 0.94237 | [5 empty] | Summer | 9 | 2020-09-01 | 400 | 320 | 25 | 5
2024-04-01 | 2.1282 | 2.1397 | 2024 |  |  |  | 4 | 2024 | 2024-04-01 | 22.6817 | 24.4628 | 17.9139 | 24.0881 | 24.3046 | 1.0065 | 0.99109 | [5 empty] | Winter | 10 | 2020-10-01 | 432 | 312 | 27 | 4
2024-05-01 | 2.3706 | 2.524 | 2024 |  |  |  | 5 | 2024 | 2024-05-01 | 15.3556 | 22.9867 | 10.4992 | 24.7834 | 23.7788 | 0.96669 | 1.0422 | [5 empty] | Winter | 11 | 2020-11-01 | 384 | 336 | 24 | 6
2024-06-01 | 2.4945 | 2.579 | 2024 |  |  |  | 6 | 2024 | 2024-06-01 | 20.1001 | 41.1976 | 12.3208 | 30.3437 | 36.3736 | 1.1326 | 0.83422 | [5 empty] | Winter | 12 | 2020-12-01 | 416 | 328 | 26 | 5
2024-07-01 | 2.5992 | 2.7007 | 2024 |  |  |  | 7 | 2024 | 2024-07-01 | 60.1778 | 94.3147 | 27.6167 | 46.3986 | 73.1904 | 1.2886 | 0.63394 | [5 empty] | Winter | 1 | 2021-01-01 | 400 | 344 | 25 | 6
2024-08-01 | 2.6356 | 2.7374 | 2024 |  |  |  | 8 | 2024 | 2024-08-01 | 73.1416 | 99.7176 | 35.0836 | 49.2769 | 78.565 | 1.2692 | 0.62721 | [5 empty] | Winter | 2 | 2021-02-01 | 384 | 288 | 24 | 4
2024-09-01 | 2.6252 | 2.6676 | 2024 |  |  |  | 9 | 2024 | 2024-09-01 | 42.8801 | 66.6901 | 28.4512 | 43.5215 | 55.8781 | 1.1935 | 0.77886 | [5 empty] | Winter | 3 | 2021-03-01 | 432 | 312 | 27 | 4
2024-10-01 | 2.6437 | 2.657 | 2024 |  |  |  | 10 | 2024 | 2024-10-01 | 33.9507 | 34.1209 | 27.3859 | 31.609 | 33.0675 | 1.0319 | 0.95589 | [5 empty] | Winter | 4 | 2021-04-01 | 416 | 304 | 26 | 4
2024-11-01 | 2.887 | 3.2509 | 2024 |  |  |  | 11 | 2024 | 2024-11-01 | 35.6146 | 34.4824 | 29.6697 | 32.7062 | 33.6916 | 1.0235 | 0.97075 | [5 empty] | Winter | 5 | 2021-05-01 | 400 | 344 | 25 | 6
2024-12-01 | 3.1539 | 3.5311 | 2024 |  |  |  | 12 | 2024 | 2024-12-01 | 43.4065 | 38.5667 | 33.7057 | 36.3896 | 37.5601 | 1.0268 | 0.96884 | [5 empty] | Summer | 6 | 2021-06-01 | 416 | 304 | 26 | 4
2025-01-01 | 3.1961 | 3.6323 | 2025 |  |  |  | 1 | 2025 | 2025-01-01 | 40.2045 | 39.5237 | 30.1354 | 35.4889 | 37.745 | 1.0471 | 0.94023 | [5 empty] | Summer | 7 | 2021-07-01 | 416 | 328 | 26 | 5
2025-02-01 | 3.0893 | 3.445 | 2025 |  |  |  | 2 | 2025 | 2025-02-01 | 37.1403 | 37.7775 | 29.3562 | 34.3504 | 36.3087 | 1.0405 | 0.94606 | [5 empty] | Summer | 8 | 2021-08-01 | 416 | 328 | 26 | 5
2025-03-01 | 2.787 | 3.0521 | 2025 |  |  |  | 3 | 2025 | 2025-03-01 | 27.4613 | 32.9635 | 23.5804 | 31.8154 | 32.4582 | 1.0156 | 0.9802 | [5 empty] | Summer | 9 | 2021-09-01 | 400 | 320 | 25 | 5
2025-04-01 | 2.5472 | 2.5359 | 2025 |  |  |  | 4 | 2025 | 2025-04-01 | 21.0669 | 24.6651 | 18.8492 | 26.7226 | 25.5338 | 0.96598 | 1.0466 | [5 empty] | Winter | 10 | 2021-10-01 | 416 | 328 | 26 | 5
2025-05-01 | 2.7761 | 2.9911 | 2025 |  |  |  | 5 | 2025 | 2025-05-01 | 12.1809 | 22.1801 | 11.2788 | 28.4256 | 24.9335 | 0.88957 | 1.1401 | [5 empty] | Winter | 11 | 2021-11-01 | 400 | 320 | 25 | 5
2025-06-01 | 2.917 | 3.0562 | 2025 |  |  |  | 6 | 2025 | 2025-06-01 | 21.2877 | 33.7785 | 16.6487 | 31.0027 | 32.5448 | 1.0379 | 0.95262 | [5 empty] | Winter | 12 | 2021-12-01 | 416 | 328 | 26 | 5
2025-07-01 | 2.9629 | 3.0822 | 2025 |  |  |  | 7 | 2025 | 2025-07-01 | 66.2292 | 78.5021 | 24.7843 | 39.6555 | 61.3762 | 1.279 | 0.64611 | [5 empty] | Winter | 1 | 2022-01-01 | 400 | 344 | 25 | 6
2025-08-01 | 3.0235 | 3.1278 | 2025 |  |  |  | 8 | 2025 | 2025-08-01 | 82.8277 | 89.5595 | 32.0069 | 44.0576 | 69.4995 | 1.2886 | 0.63393 | [5 empty] | Winter | 2 | 2022-02-01 | 384 | 288 | 24 | 4
2025-09-01 | 3.0159 | 2.9976 | 2025 |  |  |  | 9 | 2025 | 2025-09-01 | 34.2876 | 45.3025 | 25.9239 | 36.4086 | 41.3497 | 1.0956 | 0.88051 | [5 empty] | Winter | 3 | 2022-03-01 | 432 | 312 | 27 | 4
2025-10-01 | 3.0684 | 3.0172 | 2025 |  |  |  | 10 | 2025 | 2025-10-01 | 37.5473 | 37.0572 | 29.1772 | 32.2969 | 35.0609 | 1.0569 | 0.92116 | [5 empty] | Winter | 4 | 2022-04-01 | 416 | 304 | 26 | 4
2025-11-01 | 3.269 | 3.5964 | 2025 |  |  |  | 11 | 2025 | 2025-11-01 | 38.1998 | 37.735 | 31.7696 | 34.3215 | 36.1395 | 1.0441 | 0.9497 | [5 empty] | Winter | 5 | 2022-05-01 | 400 | 344 | 25 | 6
2025-12-01 | 3.5569 | 3.8178 | 2025 |  |  |  | 12 | 2025 | 2025-12-01 | 47.0301 | 42.081 | 35.1414 | 37.835 | 40.2091 | 1.0466 | 0.94096 | [5 empty] | Summer | 6 | 2022-06-01 | 416 | 304 | 26 | 4
2026-01-01 | 3.4696 | 3.8462 | 2026 |  |  |  | 1 | 2026 | 2026-01-01 | 42.9073 | 40.2783 | 31.5756 | 36.4836 | 38.6054 | 1.0433 | 0.94504 | [5 empty] | Summer | 7 | 2022-07-01 | 400 | 344 | 25 | 6
2026-02-01 | 3.3153 | 3.626 | 2026 |  |  |  | 2 | 2026 | 2026-02-01 | 42.161 | 37.3369 | 32.3473 | 35.3078 | 36.4673 | 1.0238 | 0.9682 | [5 empty] | Summer | 8 | 2022-08-01 | 432 | 312 | 27 | 4
2026-03-01 | 3.0946 | 3.2524 | 2026 |  |  |  | 3 | 2026 | 2026-03-01 | 28.8874 | 31.6361 | 24.9327 | 32.7167 | 32.1117 | 0.98519 | 1.0188 | [5 empty] | Summer | 9 | 2022-09-01 | 400 | 320 | 25 | 5
2026-04-01 | 2.9663 | 2.9322 | 2026 |  |  |  | 4 | 2026 | 2026-04-01 | 19.4522 | 24.8673 | 19.7844 | 29.3571 | 26.763 | 0.92917 | 1.0969 | [5 empty] | Winter | 10 | 2022-10-01 | 416 | 328 | 26 | 5
2026-05-01 | 2.8625 | 2.9588 | 2026 |  |  |  | 5 | 2026 | 2026-05-01 | 12.2991 | 21.5994 | 11.6188 | 27.766 | 24.4506 | 0.88339 | 1.1356 | [5 empty] | Winter | 11 | 2022-11-01 | 400 | 320 | 25 | 5
2026-06-01 | 2.9924 | 2.9922 | 2026 |  |  |  | 6 | 2026 | 2026-06-01 | 23.4744 | 37.3596 | 19.2184 | 33.6829 | 35.8072 | 1.0434 | 0.94067 | [5 empty] | Winter | 12 | 2022-12-01 | 416 | 328 | 26 | 5
2026-07-01 | 3.0156 | 3.0322 | 2026 |  |  |  | 7 | 2026 | 2026-07-01 | 86.5335 | 100.686 | 25.9151 | 42.7589 | 75.1482 | 1.3398 | 0.56899 | [5 empty] | Winter | 1 | 2023-01-01 | 400 | 344 | 25 | 6
2026-08-01 | 3.0778 | 3.0789 | 2026 |  |  |  | 8 | 2026 | 2026-08-01 | 99.0467 | 106.7611 | 35.0164 | 49.1485 | 81.362 | 1.3122 | 0.60407 | [5 empty] | Winter | 2 | 2023-02-01 | 384 | 288 | 24 | 4
2026-09-01 | 3.0695 | 3.0256 | 2026 |  |  |  | 9 | 2026 | 2026-09-01 | 36.9778 | 48.5027 | 27.5616 | 39.2288 | 44.381 | 1.0929 | 0.88391 | [5 empty] | Winter | 3 | 2023-03-01 | 432 | 312 | 27 | 4
2026-10-01 | 3.1732 | 3.1123 | 2026 |  |  |  | 10 | 2026 | 2026-10-01 | 38.6133 | 38.8711 | 30.8946 | 34.5575 | 37.0622 | 1.0488 | 0.93242 | [5 empty] | Winter | 4 | 2023-04-01 | 400 | 320 | 25 | 5
2026-11-01 | 3.2677 | 3.5994 | 2026 |  |  |  | 11 | 2026 | 2026-11-01 | 39.7151 | 40.1118 | 32.8561 | 36.1736 | 38.2711 | 1.0481 | 0.9452 | [5 empty] | Winter | 5 | 2023-05-01 | 416 | 328 | 26 | 5
2026-12-01 | 3.5251 | 3.893 | 2026 |  |  |  | 12 | 2026 | 2026-12-01 | 47.6744 | 42.8526 | 35.7378 | 39.106 | 41.2009 | 1.0401 | 0.94915 | [5 empty] | Summer | 6 | 2023-06-01 | 416 | 304 | 26 | 4
2027-01-01 | 3.5501 | 3.9627 | 2027 |  |  |  | 1 | 2027 | 2027-01-01 | 43.8317 | 42.1754 | 32.4143 | 37.6424 | 40.0795 | 1.0523 | 0.93919 | [5 empty] | Summer | 7 | 2023-07-01 | 400 | 344 | 25 | 6
2027-02-01 | 3.4582 | 3.8191 | 2027 |  |  |  | 2 | 2027 | 2027-02-01 | 43.9455 | 40.0057 | 33.9076 | 37.0599 | 38.7432 | 1.0326 | 0.95655 | [5 empty] | Summer | 8 | 2023-08-01 | 432 | 312 | 27 | 4
2027-03-01 | 3.1243 | 3.4498 | 2027 |  |  |  | 3 | 2027 | 2027-03-01 | 29.772 | 28.7931 | 25.6395 | 32.0119 | 30.1404 | 0.9553 | 1.0621 | [5 empty] | Summer | 9 | 2023-09-01 | 400 | 320 | 25 | 5
2027-04-01 | 3.0679 | 3.1352 | 2027 |  |  |  | 4 | 2027 | 2027-04-01 | 17.6161 | 23.5567 | 17.2195 | 28.8722 | 25.801 | 0.91301 | 1.119 | [5 empty] | Winter | 10 | 2023-10-01 | 416 | 328 | 26 | 5
2027-05-01 | 2.8984 | 2.9984 | 2027 |  |  |  | 5 | 2027 | 2027-05-01 | 11.8369 | 21.8981 | 11.56 | 29.4316 | 25.3813 | 0.86276 | 1.1596 | [5 empty] | Winter | 11 | 2023-11-01 | 400 | 320 | 25 | 5
2027-06-01 | 3.0167 | 3.0257 | 2027 |  |  |  | 6 | 2027 | 2027-06-01 | 25.0476 | 40.3234 | 20.2577 | 35.8548 | 38.4367 | 1.0491 | 0.93283 | [5 empty] | Winter | 12 | 2023-12-01 | 400 | 344 | 25 | 6
2027-07-01 | 3.0557 | 3.0599 | 2027 |  |  |  | 7 | 2027 | 2027-07-01 | 115.2278 | 135.7947 | 28.211 | 46.1183 | 96.2599 | 1.4107 | 0.4791 | [5 empty] | Winter | 1 | 2024-01-01 | 416 | 328 | 26 | 5
2027-08-01 | 3.1724 | 3.1489 | 2027 |  |  |  | 8 | 2027 | 2027-08-01 | 147.944 | 157.2071 | 38.5662 | 53.5035 | 111.4883 | 1.4101 | 0.4799 | [5 empty] | Winter | 2 | 2024-02-01 | 400 | 296 | 25 | 4
2027-09-01 | 3.2033 | 3.1215 | 2027 |  |  |  | 9 | 2027 | 2027-09-01 | 43.1048 | 59.8316 | 27.5396 | 43.734 | 52.6771 | 1.1358 | 0.83023 | [5 empty] | Winter | 3 | 2024-03-01 | 416 | 328 | 26 | 5
2027-10-01 | 3.2546 | 3.3608 | 2027 |  |  |  | 10 | 2027 | 2027-10-01 | 44.6542 | 41.0194 | 32.9921 | 37.0581 | 39.273 | 1.0445 | 0.9436 | [5 empty] | Winter | 4 | 2024-04-01 | 416 | 304 | 26 | 4
2027-11-01 | 3.4099 | 3.908 | 2027 |  |  |  | 11 | 2027 | 2027-11-01 | 43.9946 | 41.5697 | 34.5642 | 37.4267 | 39.7251 | 1.0464 | 0.94214 | [5 empty] | Winter | 5 | 2024-05-01 | 416 | 328 | 26 | 5
2027-12-01 | 3.8205 | 4.3046 | 2027 |  |  |  | 12 | 2027 | 2027-12-01 | 51.5405 | 47.2763 | 39.013 | 42.9171 | 45.3545 | 1.0424 | 0.94626 | [5 empty] | Summer | 6 | 2024-06-01 | 400 | 320 | 25 | 5
2028-01-01 | 3.8865 | 4.3236 | 2028 |  |  |  | 1 | 2028 | 2028-01-01 | 48.1498 | 47.3987 | 35.905 | 41.9452 | 44.8772 | 1.0562 | 0.93467 | [5 empty] | Summer | 7 | 2024-07-01 | 416 | 328 | 26 | 5
2028-02-01 | 3.6565 | 4.0296 | 2028 |  |  |  | 2 | 2028 | 2028-02-01 | 46.9456 | 44.2386 | 37.2361 | 40.8347 | 42.791 | 1.0338 | 0.95428 | [5 empty] | Summer | 8 | 2024-08-01 | 432 | 312 | 27 | 4
2028-03-01 | 3.4352 | 3.7354 | 2028 |  |  |  | 3 | 2028 | 2028-03-01 | 31.7732 | 31.6891 | 28.6491 | 35.3251 | 33.211 | 0.95417 | 1.0637 | [5 empty] | Summer | 9 | 2024-09-01 | 384 | 336 | 24 | 6
2028-04-01 | 3.2237 | 3.3153 | 2028 |  |  |  | 4 | 2028 | 2028-04-01 | 17.1056 | 24.6751 | 17.2618 | 30.5326 | 27.2785 | 0.90456 | 1.1193 | [5 empty] | Winter | 10 | 2024-10-01 | 432 | 312 | 27 | 4
2028-05-01 | 3.0805 | 3.1402 | 2028 |  |  |  | 5 | 2028 | 2028-05-01 | 13.0063 | 24.0428 | 12.4611 | 33.1504 | 28.0579 | 0.8569 | 1.1815 | [5 empty] | Winter | 11 | 2024-11-01 | 400 | 320 | 25 | 5
2028-06-01 | 3.2136 | 3.1752 | 2028 |  |  |  | 6 | 2028 | 2028-06-01 | 27.4779 | 43.8104 | 21.0951 | 38.3242 | 41.494 | 1.0558 | 0.92361 | [5 empty] | Winter | 12 | 2024-12-01 | 400 | 344 | 25 | 6
2028-07-01 | 3.2962 | 3.2172 | 2028 |  |  |  | 7 | 2028 | 2028-07-01 | 124.2148 | 149.4156 | 29.9631 | 50.1541 | 103.5205 | 1.4433 | 0.48448 | [5 empty] | Winter | 1 | 2025-01-01 | 416 | 328 | 26 | 5
2028-08-01 | 3.3752 | 3.3012 | 2028 |  |  |  | 8 | 2028 | 2028-08-01 | 143.3938 | 154.0874 | 38.3649 | 55.4768 | 112.7346 | 1.3668 | 0.4921 | [5 empty] | Winter | 2 | 2025-02-01 | 384 | 288 | 24 | 4
2028-09-01 | 3.3928 | 3.2802 | 2028 |  |  |  | 9 | 2028 | 2028-09-01 | 38.075 | 51.9479 | 29.3504 | 43.2749 | 48.0932 | 1.0802 | 0.89981 | [5 empty] | Winter | 3 | 2025-03-01 | 416 | 328 | 26 | 5
2028-10-01 | 3.4434 | 3.5464 | 2028 |  |  |  | 10 | 2028 | 2028-10-01 | 41.9832 | 42.0017 | 32.5709 | 36.8621 | 39.7358 | 1.057 | 0.92768 | [5 empty] | Winter | 4 | 2025-04-01 | 416 | 304 | 26 | 4
2028-11-01 | 3.7977 | 4.3096 | 2028 |  |  |  | 11 | 2028 | 2028-11-01 | 45.4611 | 44.6969 | 37.1045 | 40.5856 | 42.8665 | 1.0427 | 0.94679 | [5 empty] | Winter | 5 | 2025-05-01 | 416 | 328 | 26 | 5
2028-12-01 | 4.1512 | 4.6598 | 2028 |  |  |  | 12 | 2028 | 2028-12-01 | 54.2352 | 50.4082 | 41.8965 | 46.3169 | 48.5165 | 1.039 | 0.95466 | [5 empty] | Summer | 6 | 2025-06-01 | 400 | 320 | 25 | 5
2029-01-01 | 4.2228 | 4.6854 | 2029 |  |  |  | 1 | 2029 | 2029-01-01 | 50.457 | 50.2893 | 38.8269 | 46.1362 | 48.4583 | 1.0378 | 0.95208 | [5 empty] | Summer | 7 | 2025-07-01 | 416 | 328 | 26 | 5
2029-02-01 | 3.89 | 4.2766 | 2029 |  |  |  | 2 | 2029 | 2029-02-01 | 50.6558 | 45.3348 | 39.0728 | 42.8533 | 44.2713 | 1.024 | 0.96797 | [5 empty] | Summer | 8 | 2025-08-01 | 416 | 328 | 26 | 5
2029-03-01 | 3.6758 | 4.0112 | 2029 |  |  |  | 3 | 2029 | 2029-03-01 | 33.0998 | 34.9789 | 30.5136 | 38.9727 | 36.6506 | 0.95439 | 1.0634 | [5 empty] | Summer | 9 | 2025-09-01 | 400 | 320 | 25 | 5
2029-04-01 | 3.5382 | 3.6025 | 2029 |  |  |  | 4 | 2029 | 2029-04-01 | 20.1792 | 26.7603 | 22.736 | 33.9214 | 29.943 | 0.89371 | 1.1329 | [5 empty] | Winter | 10 | 2025-10-01 | 432 | 312 | 27 | 4
2029-05-01 | 3.4363 | 3.4448 | 2029 |  |  |  | 5 | 2029 | 2029-05-01 | 11.4054 | 22.2729 | 11.7479 | 33.2681 | 27.1203 | 0.82126 | 1.2267 | [5 empty] | Winter | 11 | 2025-11-01 | 384 | 336 | 24 | 6
2029-06-01 | 3.5572 | 3.5093 | 2029 |  |  |  | 6 | 2029 | 2029-06-01 | 22.5077 | 38.3492 | 19.19 | 39.1556 | 38.6897 | 0.9912 | 1.012 | [5 empty] | Winter | 12 | 2025-12-01 | 416 | 328 | 26 | 5
2029-07-01 | 3.7411 | 3.5953 | 2029 |  |  |  | 7 | 2029 | 2029-07-01 | 120.4356 | 149.8553 | 31.9629 | 54.943 | 105.9711 | 1.4141 | 0.51847 | [5 empty] | Winter | 1 | 2026-01-01 | 416 | 328 | 26 | 5
2029-08-01 | 3.8358 | 3.6671 | 2029 |  |  |  | 8 | 2029 | 2029-08-01 | 199.4443 | 215.0299 | 47.7706 | 66.7886 | 152.8642 | 1.4067 | 0.43691 | [5 empty] | Winter | 2 | 2026-02-01 | 384 | 288 | 24 | 4
2029-09-01 | 3.8395 | 3.6671 | 2029 |  |  |  | 9 | 2029 | 2029-09-01 | 48.8814 | 66.9126 | 31.8729 | 48.6553 | 58.3925 | 1.1459 | 0.83325 | [5 empty] | Winter | 3 | 2026-03-01 | 416 | 328 | 26 | 5
2029-10-01 | 3.8755 | 3.9611 | 2029 |  |  |  | 10 | 2029 | 2029-10-01 | 44.869 | 46.5991 | 34.8396 | 40.7073 | 44.1283 | 1.056 | 0.92247 | [5 empty] | Winter | 4 | 2026-04-01 | 416 | 304 | 26 | 4
2029-11-01 | 4.1602 | 4.5778 | 2029 |  |  |  | 11 | 2029 | 2029-11-01 | 45.222 | 48.2991 | 38.2309 | 44.1606 | 46.4565 | 1.0397 | 0.95058 | [5 empty] | Winter | 5 | 2026-05-01 | 400 | 344 | 25 | 6
2029-12-01 | 4.3703 | 4.8073 | 2029 |  |  |  | 12 | 2029 | 2029-12-01 | 53.3466 | 51.3221 | 41.5999 | 47.7522 | 49.6715 | 1.0332 | 0.96136 | [5 empty] | Summer | 6 | 2026-06-01 | 416 | 304 | 26 | 4
2030-01-01 | 4.3406 | 4.7709 | 2030 |  |  |  | 1 | 2030 | 2030-01-01 | 52.3672 | 50.3953 | 37.7799 | 46.3192 | 48.5983 | 1.037 | 0.9531 | [5 empty] | Summer | 7 | 2026-07-01 | 416 | 328 | 26 | 5
2030-02-01 | 4.0997 | 4.4408 | 2030 |  |  |  | 2 | 2030 | 2030-02-01 | 53.0736 | 46.8236 | 41.6442 | 44.8569 | 45.9807 | 1.0183 | 0.97556 | [5 empty] | Summer | 8 | 2026-08-01 | 416 | 328 | 26 | 5
2030-03-01 | 3.9501 | 4.2354 | 2030 |  |  |  | 3 | 2030 | 2030-03-01 | 33.1779 | 33.1401 | 31.1753 | 38.3077 | 35.4144 | 0.93578 | 1.0817 | [5 empty] | Summer | 9 | 2026-09-01 | 400 | 320 | 25 | 5
2030-04-01 | 3.791 | 3.8172 | 2030 |  |  |  | 4 | 2030 | 2030-04-01 | 17.4319 | 24.5643 | 18.6815 | 34.4826 | 28.752 | 0.85435 | 1.1993 | [5 empty] | Winter | 10 | 2026-10-01 | 432 | 312 | 27 | 4
2030-05-01 | 3.6756 | 3.6998 | 2030 |  |  |  | 5 | 2030 | 2030-05-01 | 11.3781 | 23.1803 | 11.4754 | 34.8595 | 28.3292 | 0.81825 | 1.2305 | [5 empty] | Winter | 11 | 2026-11-01 | 384 | 336 | 24 | 6
2030-06-01 | 3.7409 | 3.6778 | 2030 |  |  |  | 6 | 2030 | 2030-06-01 | 22.3882 | 38.9014 | 19.1226 | 41.9782 | 40.2689 | 0.96604 | 1.0424 | [5 empty] | Winter | 12 | 2026-12-01 | 416 | 328 | 26 | 5
2030-07-01 | 3.8454 | 3.7218 | 2030 |  |  |  | 7 | 2030 | 2030-07-01 | 132.3806 | 159.972 | 31.782 | 57.6854 | 114.8779 | 1.3925 | 0.50215 | [5 empty] | Winter | 1 | 2027-01-01 | 400 | 344 | 25 | 6
2030-08-01 | 3.9709 | 3.8392 | 2030 |  |  |  | 8 | 2030 | 2030-08-01 | 178.0163 | 192.8126 | 50.1194 | 70.0711 | 141.3404 | 1.3642 | 0.49576 | [5 empty] | Winter | 2 | 2027-02-01 | 384 | 288 | 24 | 4
2030-09-01 | 3.9742 | 3.7952 | 2030 |  |  |  | 9 | 2030 | 2030-09-01 | 49.9281 | 72.6647 | 33.0017 | 53.2248 | 63.5927 | 1.1427 | 0.83696 | [5 empty] | Winter | 3 | 2027-03-01 | 432 | 312 | 27 | 4
2030-10-01 | 4.0236 | 4.14 | 2030 |  |  |  | 10 | 2030 | 2030-10-01 | 52.3949 | 50.0493 | 37.86 | 45.2923 | 48.0544 | 1.0415 | 0.94252 | [5 empty] | Winter | 4 | 2027-04-01 | 416 | 304 | 26 | 4
2030-11-01 | 4.1348 | 4.5435 | 2030 |  |  |  | 11 | 2030 | 2030-11-01 | 44.4162 | 46.5817 | 37.4236 | 43.296 | 45.1188 | 1.0324 | 0.9596 | [5 empty] | Winter | 5 | 2027-05-01 | 400 | 344 | 25 | 6
2030-12-01 | 4.4359 | 4.9543 | 2030 |  |  |  | 12 | 2030 | 2030-12-01 | 58.7114 | 53.6751 | 43.3376 | 49.2215 | 51.6159 | 1.0399 | 0.95361 | [5 empty] | Summer | 6 | 2027-06-01 | 416 | 304 | 26 | 4
2031-01-01 | 4.5487 | 5.0605 | 2031 |  |  |  | 1 | 2031 | 2031-01-01 | 54.2779 | 52.9304 | 38.703 | 47.8893 | 50.708 | 1.0438 | 0.94441 | [5 empty] | Summer | 7 | 2027-07-01 | 416 | 328 | 26 | 5
2031-02-01 | 4.3604 | 4.7378 | 2031 |  |  |  | 2 | 2031 | 2031-02-01 | 54.2035 | 50.5647 | 41.7593 | 48.2177 | 49.5589 | 1.0203 | 0.97294 | [5 empty] | Summer | 8 | 2027-08-01 | 416 | 328 | 26 | 5
2031-03-01 | 4.0169 | 4.295 | 2031 |  |  |  | 3 | 2031 | 2031-03-01 | 32.0052 | 34.4809 | 30.4821 | 40.1435 | 36.9731 | 0.9326 | 1.0857 | [5 empty] | Summer | 9 | 2027-09-01 | 400 | 320 | 25 | 5
2031-04-01 | 3.9081 | 4.0098 | 2031 |  |  |  | 4 | 2031 | 2031-04-01 | 17.0426 | 26.2736 | 17.789 | 36.727 | 30.6872 | 0.85617 | 1.1968 | [5 empty] | Winter | 10 | 2027-10-01 | 416 | 328 | 26 | 5
2031-05-01 | 3.7639 | 3.7472 | 2031 |  |  |  | 5 | 2031 | 2031-05-01 | 10.614 | 24.2951 | 10.9021 | 37.7729 | 30.2369 | 0.80349 | 1.2492 | [5 empty] | Winter | 11 | 2027-11-01 | 400 | 320 | 25 | 5
2031-06-01 | 3.8727 | 3.8373 | 2031 |  |  |  | 6 | 2031 | 2031-06-01 | 23.1484 | 39.8691 | 17.601 | 44.5523 | 41.9505 | 0.95038 | 1.062 | [5 empty] | Winter | 12 | 2027-12-01 | 416 | 328 | 26 | 5
2031-07-01 | 3.9816 | 3.8748 | 2031 |  |  |  | 7 | 2031 | 2031-07-01 | 121.8158 | 156.0317 | 30.2761 | 59.533 | 113.4893 | 1.3749 | 0.52457 | [5 empty] | Winter | 1 | 2028-01-01 | 400 | 344 | 25 | 6
2031-08-01 | 4.11 | 3.9498 | 2031 |  |  |  | 8 | 2031 | 2031-08-01 | 150.7708 | 168.1952 | 44.7465 | 72.1174 | 125.8383 | 1.3366 | 0.5731 | [5 empty] | Winter | 2 | 2028-02-01 | 400 | 296 | 25 | 4
2031-09-01 | 4.0112 | 3.8372 | 2031 |  |  |  | 9 | 2031 | 2031-09-01 | 45.6033 | 67.7089 | 32.7556 | 55.5236 | 62.2932 | 1.0869 | 0.89133 | [5 empty] | Winter | 3 | 2028-03-01 | 432 | 312 | 27 | 4
2031-10-01 | 4.1326 | 4.235 | 2031 |  |  |  | 10 | 2031 | 2031-10-01 | 47.6562 | 50.4195 | 36.1738 | 46.5014 | 48.7764 | 1.0337 | 0.95336 | [5 empty] | Winter | 4 | 2028-04-01 | 400 | 320 | 25 | 5
2031-11-01 | 4.1787 | 4.6552 | 2031 |  |  |  | 11 | 2031 | 2031-11-01 | 46.3586 | 51.5115 | 38.8667 | 47.4981 | 49.6356 | 1.0378 | 0.95694 | [5 empty] | Winter | 5 | 2028-05-01 | 416 | 328 | 26 | 5
2031-12-01 | 4.5313 | 5.068 | 2031 |  |  |  | 12 | 2031 | 2031-12-01 | 60.9877 | 57.81 | 44.4824 | 53.2375 | 55.7941 | 1.0361 | 0.95418 | [5 empty] | Summer | 6 | 2028-06-01 | 416 | 304 | 26 | 4
2032-01-01 | 4.6598 | 5.169 | 2032 |  |  |  | 1 | 2032 | 2032-01-01 | 55.839 | 57.7924 | 39.645 | 52.0365 | 55.2549 | 1.0459 | 0.94175 | [5 empty] | Summer | 7 | 2028-07-01 | 400 | 344 | 25 | 6
2032-02-01 | 4.1547 | 4.5702 | 2032 |  |  |  | 2 | 2032 | 2032-02-01 | 52.6142 | 49.7334 | 40.1379 | 47.2295 | 48.6109 | 1.0231 | 0.97158 | [5 empty] | Summer | 8 | 2028-08-01 | 432 | 312 | 27 | 4
2032-03-01 | 3.9208 | 4.1633 | 2032 |  |  |  | 3 | 2032 | 2032-03-01 | 31.0625 | 36.9017 | 29.4623 | 44.7159 | 40.1725 | 0.91858 | 1.1131 | [5 empty] | Summer | 9 | 2028-09-01 | 400 | 320 | 25 | 5
2032-04-01 | 3.9393 | 3.9637 | 2032 |  |  |  | 4 | 2032 | 2032-04-01 | 18.3976 | 26.807 | 22.9102 | 38.6198 | 31.7946 | 0.84313 | 1.2147 | [5 empty] | Winter | 10 | 2028-10-01 | 416 | 328 | 26 | 5
2032-05-01 | 3.8096 | 3.8408 | 2032 |  |  |  | 5 | 2032 | 2032-05-01 | 9.4333 | 22.3249 | 9.7991 | 35.5369 | 28.4337 | 0.78516 | 1.2498 | [5 empty] | Winter | 11 | 2028-11-01 | 400 | 320 | 25 | 5
2032-06-01 | 3.9046 | 3.8408 | 2032 |  |  |  | 6 | 2032 | 2032-06-01 | 23.276 | 40.2438 | 17.4161 | 47.2341 | 43.1953 | 0.93167 | 1.0935 | [5 empty] | Winter | 12 | 2028-12-01 | 400 | 344 | 25 | 6
2032-07-01 | 4.0773 | 3.9176 | 2032 |  |  |  | 7 | 2032 | 2032-07-01 | 101.5729 | 141.7989 | 29.6195 | 60.615 | 106.0081 | 1.3376 | 0.5718 | [5 empty] | Winter | 1 | 2029-01-01 | 416 | 328 | 26 | 5
2032-08-01 | 4.2236 | 3.9943 | 2032 |  |  |  | 8 | 2032 | 2032-08-01 | 133.6112 | 160.178 | 41.8775 | 72.1682 | 121.378 | 1.3197 | 0.59457 | [5 empty] | Winter | 2 | 2029-02-01 | 384 | 288 | 24 | 4
2032-09-01 | 4.137 | 3.9253 | 2032 |  |  |  | 9 | 2032 | 2032-09-01 | 46.9303 | 70.1737 | 33.003 | 57.2617 | 64.435 | 1.0891 | 0.88867 | [5 empty] | Winter | 3 | 2029-03-01 | 432 | 312 | 27 | 4
2032-10-01 | 4.2297 | 4.2784 | 2032 |  |  |  | 10 | 2032 | 2032-10-01 | 48.4479 | 53.0883 | 37.4169 | 49.3616 | 51.4454 | 1.0319 | 0.9595 | [5 empty] | Winter | 4 | 2029-04-01 | 400 | 320 | 25 | 5
2032-11-01 | 4.4305 | 4.9003 | 2032 |  |  |  | 11 | 2032 | 2032-11-01 | 49.4569 | 54.587 | 40.0302 | 51.5392 | 53.2301 | 1.0255 | 0.96823 | [5 empty] | Winter | 5 | 2029-05-01 | 416 | 328 | 26 | 5
2032-12-01 | 4.8368 | 5.3839 | 2032 |  |  |  | 12 | 2032 | 2032-12-01 | 63.7292 | 59.7389 | 46.9779 | 56.5569 | 58.3361 | 1.024 | 0.9695 | [5 empty] | Summer | 6 | 2029-06-01 | 416 | 304 | 26 | 4
2033-01-01 | 4.9561 | 5.4919 | 2033 |  |  |  | 1 | 2033 | 2033-01-01 | 56.2242 | 59.9924 | 41.5143 | 54.4234 | 57.4175 | 1.0448 | 0.94785 | [5 empty] | Summer | 7 | 2029-07-01 | 400 | 344 | 25 | 6
2033-02-01 | 4.5916 | 5.0049 | 2033 |  |  |  | 2 | 2033 | 2033-02-01 | 54.9598 | 52.4244 | 43.7747 | 50.7986 | 51.7276 | 1.0135 | 0.98204 | [5 empty] | Summer | 8 | 2029-08-01 | 432 | 312 | 27 | 4
2033-03-01 | 4.3204 | 4.5494 | 2033 |  |  |  | 3 | 2033 | 2033-03-01 | 32.4382 | 36.7526 | 30.9399 | 43.687 | 39.6552 | 0.92681 | 1.1017 | [5 empty] | Summer | 9 | 2029-09-01 | 384 | 336 | 24 | 6
2033-04-01 | 4.0915 | 4.0703 | 2033 |  |  |  | 4 | 2033 | 2033-04-01 | 14.3446 | 24.7984 | 16.2415 | 35.5948 | 29.3569 | 0.84472 | 1.2125 | [5 empty] | Winter | 10 | 2029-10-01 | 432 | 312 | 27 | 4
2033-05-01 | 3.9619 | 3.9525 | 2033 |  |  |  | 5 | 2033 | 2033-05-01 | 9.1017 | 23.0503 | 9.7147 | 36.4948 | 29.2666 | 0.7876 | 1.247 | [5 empty] | Winter | 11 | 2029-11-01 | 400 | 320 | 25 | 5
2033-06-01 | 4.0728 | 3.8975 | 2033 |  |  |  | 6 | 2033 | 2033-06-01 | 23.0675 | 40.2519 | 16.3062 | 47.8144 | 43.445 | 0.9265 | 1.1006 | [5 empty] | Winter | 12 | 2029-12-01 | 400 | 344 | 25 | 6
2033-07-01 | 4.2665 | 4.0389 | 2033 |  |  |  | 7 | 2033 | 2033-07-01 | 90.796 | 145.9947 | 28.7332 | 60.4829 | 106.457 | 1.3714 | 0.56814 | [5 empty] | Winter | 1 | 2030-01-01 | 416 | 328 | 26 | 5
2033-08-01 | 4.401 | 4.1174 | 2033 |  |  |  | 8 | 2033 | 2033-08-01 | 123.7852 | 159.1124 | 41.3833 | 73.271 | 123.1144 | 1.2924 | 0.59515 | [5 empty] | Winter | 2 | 2030-02-01 | 384 | 288 | 24 | 4
2033-09-01 | 4.2968 | 3.9917 | 2033 |  |  |  | 9 | 2033 | 2033-09-01 | 41.6479 | 70.4677 | 33.3207 | 61.8477 | 66.6366 | 1.0575 | 0.92813 | [5 empty] | Winter | 3 | 2030-03-01 | 416 | 328 | 26 | 5
2033-10-01 | 4.3899 | 4.3452 | 2033 |  |  |  | 10 | 2033 | 2033-10-01 | 55.0358 | 57.0727 | 41.1452 | 53.7152 | 55.5925 | 1.0266 | 0.96623 | [5 empty] | Winter | 4 | 2030-04-01 | 416 | 304 | 26 | 4
2033-11-01 | 4.8134 | 5.1305 | 2033 |  |  |  | 11 | 2033 | 2033-11-01 | 53.239 | 56.0687 | 43.2449 | 53.066 | 54.7319 | 1.0244 | 0.96956 | [5 empty] | Winter | 5 | 2030-05-01 | 416 | 328 | 26 | 5
2033-12-01 | 5.1386 | 5.6882 | 2033 |  |  |  | 12 | 2033 | 2033-12-01 | 64.3186 | 60.303 | 48.3571 | 57.4077 | 59.0265 | 1.0216 | 0.97257 | [5 empty] | Summer | 6 | 2030-06-01 | 400 | 320 | 25 | 5
2034-01-01 | 5.2689 | 5.8003 | 2034 |  |  |  | 1 | 2034 | 2034-01-01 | 58.5477 | 62.3032 | 42.5204 | 56.1661 | 59.4656 | 1.0477 | 0.94451 | [5 empty] | Summer | 7 | 2030-07-01 | 416 | 328 | 26 | 5
2034-02-01 | 4.7864 | 5.1891 | 2034 |  |  |  | 2 | 2034 | 2034-02-01 | 55.0957 | 53.0722 | 43.639 | 52.0705 | 52.6429 | 1.0082 | 0.98913 | [5 empty] | Summer | 8 | 2030-08-01 | 432 | 312 | 27 | 4
2034-03-01 | 4.4761 | 4.6663 | 2034 |  |  |  | 3 | 2034 | 2034-03-01 | 30.4756 | 36.524 | 30.3041 | 45.1539 | 40.1363 | 0.91 | 1.125 | [5 empty] | Summer | 9 | 2030-09-01 | 384 | 336 | 24 | 6
2034-04-01 | 4.1905 | 4.0954 | 2034 |  |  |  | 4 | 2034 | 2034-04-01 | 14.1005 | 25.4401 | 15.2246 | 36.5202 | 30.3646 | 0.83782 | 1.2027 | [5 empty] | Winter | 10 | 2030-10-01 | 432 | 312 | 27 | 4
2034-05-01 | 4.0453 | 3.9989 | 2034 |  |  |  | 5 | 2034 | 2034-05-01 | 10.1571 | 24.2215 | 10.234 | 38.5484 | 30.5376 | 0.79317 | 1.2623 | [5 empty] | Winter | 11 | 2030-11-01 | 400 | 320 | 25 | 5
2034-06-01 | 4.1573 | 3.9988 | 2034 |  |  |  | 6 | 2034 | 2034-06-01 | 23.7018 | 41.0936 | 17.0307 | 49.3333 | 44.5726 | 0.92195 | 1.1068 | [5 empty] | Winter | 12 | 2030-12-01 | 400 | 344 | 25 | 6
2034-07-01 | 4.2796 | 4.0391 | 2034 |  |  |  | 7 | 2034 | 2034-07-01 | 101.775 | 157.0735 | 30.6783 | 62.722 | 113.4486 | 1.3845 | 0.55287 | [5 empty] | Winter | 1 | 2031-01-01 | 416 | 328 | 26 | 5
2034-08-01 | 4.4798 | 4.1275 | 2034 |  |  |  | 8 | 2034 | 2034-08-01 | 122.3174 | 157.4297 | 41.4156 | 74.5697 | 122.6819 | 1.2832 | 0.60783 | [5 empty] | Winter | 2 | 2031-02-01 | 384 | 288 | 24 | 4
2034-09-01 | 4.3104 | 3.9747 | 2034 |  |  |  | 9 | 2034 | 2034-09-01 | 39.5635 | 65.599 | 33.2656 | 60.0733 | 63.1432 | 1.0389 | 0.95138 | [5 empty] | Winter | 3 | 2031-03-01 | 416 | 328 | 26 | 5
2034-10-01 | 4.4193 | 4.3125 | 2034 |  |  |  | 10 | 2034 | 2034-10-01 | 50.9432 | 53.9679 | 40.0622 | 50.5117 | 52.4442 | 1.0291 | 0.96315 | [5 empty] | Winter | 4 | 2031-04-01 | 416 | 304 | 26 | 4
2034-11-01 | 4.6244 | 5.0042 | 2034 |  |  |  | 11 | 2034 | 2034-11-01 | 52.8244 | 55.2973 | 43.2411 | 52.6984 | 54.1402 | 1.0214 | 0.97337 | [5 empty] | Winter | 5 | 2031-05-01 | 416 | 328 | 26 | 5
2034-12-01 | 4.974 | 5.5108 | 2034 |  |  |  | 12 | 2034 | 2034-12-01 | 64.7787 | 58.7932 | 49.4023 | 56.9079 | 57.9215 | 1.015 | 0.9825 | [5 empty] | Summer | 6 | 2031-06-01 | 400 | 320 | 25 | 5
2035-01-01 | 5.1147 | 5.5687 | 2035 |  |  |  | 1 | 2035 | 2035-01-01 | 61.3359 | 61.8537 | 43.2672 | 56.4309 | 59.463 | 1.0402 | 0.94901 | [5 empty] | Summer | 7 | 2031-07-01 | 416 | 328 | 26 | 5
2035-02-01 | 4.6207 | 5.0252 | 2035 |  |  |  | 2 | 2035 | 2035-02-01 | 57.7379 | 51.5106 | 45.0748 | 51.27 | 51.4075 | 1.002 | 0.99733 | [5 empty] | Summer | 8 | 2031-08-01 | 416 | 328 | 26 | 5
2035-03-01 | 4.3492 | 4.5228 | 2035 |  |  |  | 3 | 2035 | 2035-03-01 | 30.4165 | 37.158 | 30.7366 | 47.376 | 41.4349 | 0.89678 | 1.1434 | [5 empty] | Summer | 9 | 2031-09-01 | 400 | 320 | 25 | 5
2035-04-01 | 4.3558 | 4.111 | 2035 |  |  |  | 4 | 2035 | 2035-04-01 | 17.4776 | 27.3106 | 21.9043 | 38.5989 | 32.3276 | 0.84481 | 1.194 | [5 empty] | Winter | 10 | 2031-10-01 | 432 | 312 | 27 | 4
2035-05-01 | 4.2102 | 4.0699 | 2035 |  |  |  | 5 | 2035 | 2035-05-01 | 9.0049 | 23.1441 | 9.6373 | 37.9794 | 29.6844 | 0.77967 | 1.2794 | [5 empty] | Winter | 11 | 2031-11-01 | 384 | 336 | 24 | 6
2035-06-01 | 4.3073 | 4.0946 | 2035 |  |  |  | 6 | 2035 | 2035-06-01 | 20.1638 | 37.5708 | 15.2905 | 48.5531 | 42.2078 | 0.89014 | 1.1503 | [5 empty] | Winter | 12 | 2031-12-01 | 416 | 328 | 26 | 5
2035-07-01 | 4.4665 | 4.1687 | 2035 |  |  |  | 7 | 2035 | 2035-07-01 | 102.1802 | 154.8498 | 31.2921 | 64.1195 | 112.8992 | 1.3716 | 0.56794 | [5 empty] | Winter | 1 | 2032-01-01 | 416 | 328 | 26 | 5
2035-08-01 | 4.6077 | 4.2429 | 2035 |  |  |  | 8 | 2035 | 2035-08-01 | 168.8699 | 210.2467 | 52.1586 | 87.462 | 158.7563 | 1.3243 | 0.55092 | [5 empty] | Winter | 2 | 2032-02-01 | 384 | 312 | 24 | 5
2035-09-01 | 4.4816 | 4.0946 | 2035 |  |  |  | 9 | 2035 | 2035-09-01 | 49.2155 | 79.2289 | 34.7216 | 63.9894 | 72.1171 | 1.0986 | 0.8873 | [5 empty] | Winter | 3 | 2032-03-01 | 432 | 312 | 27 | 4
2035-10-01 | 4.5753 | 4.4075 | 2035 |  |  |  | 10 | 2035 | 2035-10-01 | 50.2533 | 57.4444 | 39.273 | 53.9404 | 55.975 | 1.0263 | 0.96365 | [5 empty] | Winter | 4 | 2032-04-01 | 416 | 304 | 26 | 4
2035-11-01 | 4.6788 | 5.0088 | 2035 |  |  |  | 11 | 2035 | 2035-11-01 | 49.0484 | 56.8203 | 42.4535 | 55.5968 | 56.2756 | 1.0097 | 0.98794 | [5 empty] | Winter | 5 | 2032-05-01 | 400 | 344 | 25 | 6
2035-12-01 | 5.1495 | 5.6758 | 2035 |  |  |  | 12 | 2035 | 2035-12-01 | 65.2231 | 61.9963 | 49.6422 | 59.199 | 60.7029 | 1.0213 | 0.97522 | [5 empty] | Summer | 6 | 2032-06-01 | 416 | 304 | 26 | 4
2036-01-01 | 5.2715 | 5.8398 | 2036 |  |  |  | 1 | 2036 | 2036-01-01 | 63.2924 | 63.199 | 44.4901 | 58.2184 | 61.0032 | 1.036 | 0.95435 | [5 empty] | Summer | 7 | 2032-07-01 | 416 | 328 | 26 | 5
2036-02-01 | 4.8641 | 5.2332 | 2036 |  |  |  | 2 | 2036 | 2036-02-01 | 57.9018 | 52.9989 | 45.3822 | 53.1896 | 53.08 | 0.99847 | 1.0021 | [5 empty] | Summer | 8 | 2032-08-01 | 416 | 328 | 26 | 5
2036-03-01 | 4.6828 | 4.8625 | 2036 |  |  |  | 3 | 2036 | 2036-03-01 | 34.062 | 38.4661 | 33.3646 | 47.5052 | 42.4442 | 0.90627 | 1.1192 | [5 empty] | Summer | 9 | 2032-09-01 | 400 | 320 | 25 | 5
2036-04-01 | 4.3425 | 4.1464 | 2036 |  |  |  | 4 | 2036 | 2036-04-01 | 14.9551 | 26.853 | 16.4674 | 38.6445 | 31.8316 | 0.84359 | 1.214 | [5 empty] | Winter | 10 | 2032-10-01 | 416 | 328 | 26 | 5
2036-05-01 | 4.1964 | 4.02 | 2036 |  |  |  | 5 | 2036 | 2036-05-01 | 8.3056 | 22.9368 | 9.3948 | 38.5586 | 29.8238 | 0.76908 | 1.2929 | [5 empty] | Winter | 11 | 2032-11-01 | 400 | 320 | 25 | 5
2036-06-01 | 4.3107 | 4.02 | 2036 |  |  |  | 6 | 2036 | 2036-06-01 | 22.7965 | 41.0866 | 16.4594 | 49.2787 | 44.7275 | 0.9186 | 1.1018 | [5 empty] | Winter | 12 | 2032-12-01 | 416 | 328 | 26 | 5
2036-07-01 | 4.5243 | 4.0959 | 2036 |  |  |  | 7 | 2036 | 2036-07-01 | 120.7333 | 195.661 | 31.1281 | 65.7593 | 138.3925 | 1.4138 | 0.47517 | [5 empty] | Winter | 1 | 2033-01-01 | 400 | 344 | 25 | 6
2036-08-01 | 4.6525 | 4.1633 | 2036 |  |  |  | 8 | 2036 | 2036-08-01 | 163.5984 | 209.5873 | 51.8466 | 89.5289 | 156.6583 | 1.3379 | 0.57149 | [5 empty] | Winter | 2 | 2033-02-01 | 384 | 288 | 24 | 4
2036-09-01 | 4.5558 | 4.0369 | 2036 |  |  |  | 9 | 2036 | 2036-09-01 | 51.6919 | 86.7373 | 35.1444 | 67.6824 | 78.2685 | 1.1082 | 0.86475 | [5 empty] | Winter | 3 | 2033-03-01 | 432 | 312 | 27 | 4
2036-10-01 | 4.6825 | 4.3654 | 2036 |  |  |  | 10 | 2036 | 2036-10-01 | 58.7754 | 62.6869 | 43.2579 | 58.2111 | 60.81 | 1.0309 | 0.95726 | [5 empty] | Winter | 4 | 2033-04-01 | 416 | 304 | 26 | 4
2036-11-01 | 4.8749 | 5.1995 | 2036 |  |  |  | 11 | 2036 | 2036-11-01 | 51.2999 | 57.3031 | 44.6946 | 55.8957 | 56.6453 | 1.0116 | 0.98677 | [5 empty] | Winter | 5 | 2033-05-01 | 400 | 344 | 25 | 6
2036-12-01 | 5.3247 | 5.8482 | 2036 |  |  |  | 12 | 2036 | 2036-12-01 | 71.4069 | 65.6185 | 51.882 | 62.0117 | 64.0284 | 1.0248 | 0.9685 | [5 empty] | Summer | 6 | 2033-06-01 | 416 | 304 | 26 | 4
2037-01-01 | 5.4493 | 6.0687 | 2037 |  |  |  | 1 | 2037 | 2037-01-01 | 65.6154 | 64.6457 | 46.5988 | 60.6877 | 62.9008 | 1.0277 | 0.96482 | [5 empty] | Summer | 7 | 2033-07-01 | 400 | 344 | 25 | 6
2037-02-01 | 5.1661 | 5.5085 | 2037 |  |  |  | 2 | 2037 | 2037-02-01 | 61.6172 | 54.8549 | 48.1314 | 55.5847 | 55.1677 | 0.99433 | 1.0076 | [5 empty] | Summer | 8 | 2033-08-01 | 432 | 312 | 27 | 4
2037-03-01 | 4.7956 | 4.9655 | 2037 |  |  |  | 3 | 2037 | 2037-03-01 | 34.7314 | 40.3871 | 32.9308 | 49.4997 | 44.3976 | 0.90967 | 1.1149 | [5 empty] | Summer | 9 | 2033-09-01 | 400 | 320 | 25 | 5
2037-04-01 | 4.4932 | 4.2674 | 2037 |  |  |  | 4 | 2037 | 2037-04-01 | 14.9491 | 26.5927 | 17.1057 | 39.9633 | 32.238 | 0.82489 | 1.2396 | [5 empty] | Winter | 10 | 2033-10-01 | 416 | 328 | 26 | 5
2037-05-01 | 4.3469 | 4.1898 | 2037 |  |  |  | 5 | 2037 | 2037-05-01 | 8.3524 | 22.9834 | 9.7071 | 38.7932 | 30.2933 | 0.7587 | 1.2806 | [5 empty] | Winter | 11 | 2033-11-01 | 400 | 320 | 25 | 5
2037-06-01 | 4.3954 | 4.1812 | 2037 |  |  |  | 6 | 2037 | 2037-06-01 | 23.1484 | 41.7389 | 16.118 | 50.8153 | 45.5712 | 0.91591 | 1.1151 | [5 empty] | Winter | 12 | 2033-12-01 | 416 | 328 | 26 | 5
2037-07-01 | 4.5657 | 4.2416 | 2037 |  |  |  | 7 | 2037 | 2037-07-01 | 118.9671 | 182.6242 | 30.0292 | 65.3776 | 130.9348 | 1.3948 | 0.49931 | [5 empty] | Winter | 1 | 2034-01-01 | 400 | 344 | 25 | 6
2037-08-01 | 4.6968 | 4.3191 | 2037 |  |  |  | 8 | 2037 | 2037-08-01 | 153.3478 | 190.9196 | 53.289 | 94.7609 | 148.5271 | 1.2854 | 0.638 | [5 empty] | Winter | 2 | 2034-02-01 | 384 | 288 | 24 | 4
2037-09-01 | 4.6308 | 4.1468 | 2037 |  |  |  | 9 | 2037 | 2037-09-01 | 50.6798 | 81.288 | 35.4432 | 67.2453 | 75.0468 | 1.0832 | 0.89605 | [5 empty] | Winter | 3 | 2034-03-01 | 432 | 312 | 27 | 4
2037-10-01 | 4.7421 | 4.4054 | 2037 |  |  |  | 10 | 2037 | 2037-10-01 | 50.6641 | 56.8143 | 40.6586 | 54.9441 | 56.03 | 1.014 | 0.98062 | [5 empty] | Winter | 4 | 2034-04-01 | 400 | 320 | 25 | 5
2037-11-01 | 4.9272 | 5.2586 | 2037 |  |  |  | 11 | 2037 | 2037-11-01 | 53.3162 | 58.0758 | 44.7233 | 56.2226 | 57.2096 | 1.0151 | 0.98275 | [5 empty] | Winter | 5 | 2034-05-01 | 416 | 328 | 26 | 5
2037-12-01 | 5.2379 | 5.7584 | 2037 |  |  |  | 12 | 2037 | 2037-12-01 | 71.5313 | 63.7899 | 51.2808 | 60.1727 | 62.1952 | 1.0256 | 0.96748 | [5 empty] | Summer | 6 | 2034-06-01 | 416 | 304 | 26 | 4
2038-01-01 | 5.3589 | 5.9788 | 2038 |  |  |  | 1 | 2038 | 2038-01-01 | 64.5745 | 64.4778 | 44.8818 | 59.6033 | 62.224 | 1.0362 | 0.95788 | [5 empty] | Summer | 7 | 2034-07-01 | 400 | 344 | 25 | 6
2038-02-01 | 5.223 | 5.5203 | 2038 |  |  |  | 2 | 2038 | 2038-02-01 | 61.4709 | 55.0385 | 48.1242 | 56.5628 | 55.6918 | 0.98827 | 1.0156 | [5 empty] | Summer | 8 | 2034-08-01 | 432 | 312 | 27 | 4
2038-03-01 | 4.8767 | 5.0707 | 2038 |  |  |  | 3 | 2038 | 2038-03-01 | 32.0964 | 40.6624 | 31.1143 | 53.3765 | 45.9842 | 0.88427 | 1.1608 | [5 empty] | Summer | 9 | 2034-09-01 | 400 | 320 | 25 | 5
2038-04-01 | 4.6657 | 4.3213 | 2038 |  |  |  | 4 | 2038 | 2038-04-01 | 17.3226 | 27.8295 | 23.8963 | 41.0307 | 33.4033 | 0.83313 | 1.2283 | [5 empty] | Winter | 10 | 2034-10-01 | 416 | 328 | 26 | 5
2038-05-01 | 4.5019 | 4.2243 | 2038 |  |  |  | 5 | 2038 | 2038-05-01 | 8.2349 | 22.8696 | 10.1369 | 38.2513 | 29.9815 | 0.76279 | 1.2758 | [5 empty] | Winter | 11 | 2034-11-01 | 400 | 320 | 25 | 5
2038-06-01 | 4.6184 | 4.2595 | 2038 |  |  |  | 6 | 2038 | 2038-06-01 | 24.5773 | 43.9785 | 15.8356 | 51.9609 | 47.3489 | 0.92882 | 1.0974 | [5 empty] | Winter | 12 | 2034-12-01 | 400 | 344 | 25 | 6
2038-07-01 | 4.8287 | 4.3389 | 2038 |  |  |  | 7 | 2038 | 2038-07-01 | 122.9633 | 207.0909 | 32.0822 | 68.4028 | 145.9488 | 1.4189 | 0.46868 | [5 empty] | Winter | 1 | 2035-01-01 | 416 | 328 | 26 | 5
2038-08-01 | 4.9458 | 4.4006 | 2038 |  |  |  | 8 | 2038 | 2038-08-01 | 154.8999 | 209.0132 | 54.7188 | 96.9777 | 159.6212 | 1.3094 | 0.60755 | [5 empty] | Winter | 2 | 2035-02-01 | 384 | 288 | 24 | 4
2038-09-01 | 4.8949 | 4.3301 | 2038 |  |  |  | 9 | 2038 | 2038-09-01 | 52.2641 | 82.876 | 36.5011 | 71.3659 | 77.7604 | 1.0658 | 0.91777 | [5 empty] | Winter | 3 | 2035-03-01 | 432 | 312 | 27 | 4
2038-10-01 | 5.024 | 4.5946 | 2038 |  |  |  | 10 | 2038 | 2038-10-01 | 53.0102 | 61.5 | 42.6942 | 58.7249 | 60.2766 | 1.0203 | 0.97426 | [5 empty] | Winter | 4 | 2035-04-01 | 400 | 320 | 25 | 5
2038-11-01 | 5.1671 | 5.5204 | 2038 |  |  |  | 11 | 2038 | 2038-11-01 | 55.985 | 60.6333 | 46.9788 | 60.6588 | 60.6447 | 0.99981 | 1.0002 | [5 empty] | Winter | 5 | 2035-05-01 | 416 | 328 | 26 | 5
2038-12-01 | 5.503 | 5.9964 | 2038 |  |  |  | 12 | 2038 | 2038-12-01 | 75.1411 | 65.6913 | 54.356 | 63.2702 | 64.6239 | 1.0165 | 0.97905 | [5 empty] | Summer | 6 | 2035-06-01 | 416 | 304 | 26 | 4
2039-01-01 | 5.6285 | 5.9989 | 2039 |  |  |  | 1 | 2039 | 2039-01-01 | 65.8751 | 65.8832 | 45.3695 | 61.6542 | 63.9278 | 1.0306 | 0.96443 | [5 empty] | Summer | 7 | 2035-07-01 | 400 | 344 | 25 | 6
2039-02-01 | 5.5944 | 5.7373 | 2039 |  |  |  | 2 | 2039 | 2039-02-01 | 62.8759 | 55.6999 | 49.465 | 59.3811 | 57.2775 | 0.97246 | 1.0367 | [5 empty] | Summer | 8 | 2035-08-01 | 432 | 312 | 27 | 4
2039-03-01 | 5.326 | 5.5208 | 2039 |  |  |  | 3 | 2039 | 2039-03-01 | 32.7148 | 40.402 | 29.4185 | 53.2576 | 45.783 | 0.88247 | 1.1633 | [5 empty] | Summer | 9 | 2035-09-01 | 384 | 336 | 24 | 6
2039-04-01 | 4.8612 | 4.4655 | 2039 |  |  |  | 4 | 2039 | 2039-04-01 | 13.7843 | 25.1885 | 16.251 | 39.6179 | 31.2809 | 0.80523 | 1.2665 | [5 empty] | Winter | 10 | 2035-10-01 | 432 | 312 | 27 | 4
2039-05-01 | 4.7491 | 4.4835 | 2039 |  |  |  | 5 | 2039 | 2039-05-01 | 7.8492 | 23.3656 | 9.7262 | 38.6894 | 30.4508 | 0.76732 | 1.2706 | [5 empty] | Winter | 11 | 2035-11-01 | 400 | 320 | 25 | 5
2039-06-01 | 4.9192 | 4.4926 | 2039 |  |  |  | 6 | 2039 | 2039-06-01 | 24.2841 | 43.7072 | 15.7109 | 52.8279 | 47.5582 | 0.91903 | 1.1108 | [5 empty] | Winter | 12 | 2035-12-01 | 400 | 344 | 25 | 6
2039-07-01 | 5.1012 | 4.5647 | 2039 |  |  |  | 7 | 2039 | 2039-07-01 | 109.7393 | 181.6629 | 31.5819 | 67.3755 | 128.8203 | 1.4102 | 0.52302 | [5 empty] | Winter | 1 | 2036-01-01 | 416 | 328 | 26 | 5
2039-08-01 | 5.2385 | 4.6459 | 2039 |  |  |  | 8 | 2039 | 2039-08-01 | 147.8084 | 193.9249 | 52.5875 | 99.0391 | 154.1341 | 1.2582 | 0.64255 | [5 empty] | Winter | 2 | 2036-02-01 | 400 | 296 | 25 | 4
2039-09-01 | 5.1686 | 4.6459 | 2039 |  |  |  | 9 | 2039 | 2039-09-01 | 46.916 | 78.5094 | 36.4429 | 76.4544 | 77.5961 | 1.0118 | 0.98529 | [5 empty] | Winter | 3 | 2036-03-01 | 416 | 328 | 26 | 5
2039-10-01 | 5.2815 | 4.8985 | 2039 |  |  |  | 10 | 2039 | 2039-10-01 | 64.9174 | 67.4999 | 49.1837 | 65.1448 | 66.4616 | 1.0156 | 0.98019 | [5 empty] | Winter | 4 | 2036-04-01 | 416 | 304 | 26 | 4
2039-11-01 | 5.4852 | 5.8636 | 2039 |  |  |  | 11 | 2039 | 2039-11-01 | 61.115 | 61.4346 | 49.3177 | 61.1052 | 61.2879 | 1.0024 | 0.99702 | [5 empty] | Winter | 5 | 2036-05-01 | 416 | 328 | 26 | 5
2039-12-01 | 5.7773 | 6.2514 | 2039 |  |  |  | 12 | 2039 | 2039-12-01 | 77.2071 | 68.6051 | 56.8819 | 66.0998 | 67.5006 | 1.0164 | 0.97925 | [5 empty] | Summer | 6 | 2036-06-01 | 400 | 320 | 25 | 5
2040-01-01 | 5.9433 | 6.2012 | 2040 |  |  |  | 1 | 2040 | 2040-01-01 | 67.362 | 66.5591 | 46.2909 | 64.0807 | 65.4132 | 1.0175 | 0.97963 | [5 empty] | Summer | 7 | 2036-07-01 | 416 | 328 | 26 | 5
2040-02-01 | 5.8011 | 5.6014 | 2040 |  |  |  | 2 | 2040 | 2040-02-01 | 61.7105 | 55.2142 | 50.4707 | 60.3905 | 57.4156 | 0.96166 | 1.0518 | [5 empty] | Summer | 8 | 2036-08-01 | 416 | 328 | 26 | 5
2040-03-01 | 5.4714 | 5.3523 | 2040 |  |  |  | 3 | 2040 | 2040-03-01 | 33.5564 | 42.0411 | 30.7286 | 55.2105 | 47.5535 | 0.88408 | 1.161 | [5 empty] | Summer | 9 | 2036-09-01 | 400 | 320 | 25 | 5
2040-04-01 | 5.26 | 4.7525 | 2040 |  |  |  | 4 | 2040 | 2040-04-01 | 14.9937 | 26.8771 | 16.9024 | 40.1144 | 32.7603 | 0.82042 | 1.2245 | [5 empty] | Winter | 10 | 2036-10-01 | 432 | 312 | 27 | 4
2040-05-01 | 5.1303 | 4.771 | 2040 |  |  |  | 5 | 2040 | 2040-05-01 | 9.4371 | 25.3122 | 9.8203 | 40.7433 | 32.1152 | 0.78817 | 1.2687 | [5 empty] | Winter | 11 | 2036-11-01 | 384 | 336 | 24 | 6
2040-06-01 | 5.2671 | 4.7894 | 2040 |  |  |  | 6 | 2040 | 2040-06-01 | 26.6924 | 47.0434 | 16.5846 | 54.7212 | 50.2851 | 0.93553 | 1.0882 | [5 empty] | Winter | 12 | 2036-12-01 | 416 | 328 | 26 | 5
2040-07-01 | 5.4909 | 4.8817 | 2040 |  |  |  | 7 | 2040 | 2040-07-01 | 129.3648 | 209.4323 | 33.6311 | 70.2484 | 145.0784 | 1.4436 | 0.48421 | [5 empty] | Winter | 1 | 2037-01-01 | 416 | 328 | 26 | 5
2040-08-01 | 5.6314 | 4.9555 | 2040 |  |  |  | 8 | 2040 | 2040-08-01 | 142.5601 | 185.0763 | 55.9894 | 98.013 | 148.5659 | 1.2458 | 0.65973 | [5 empty] | Winter | 2 | 2037-02-01 | 384 | 288 | 24 | 4
2040-09-01 | 5.488 | 4.9186 | 2040 |  |  |  | 9 | 2040 | 2040-09-01 | 45.234 | 73.7312 | 37.5207 | 75.0335 | 74.339 | 0.99182 | 1.0093 | [5 empty] | Winter | 3 | 2037-03-01 | 416 | 328 | 26 | 5
2040-10-01 | 5.6552 | 5.2231 | 2040 |  |  |  | 10 | 2040 | 2040-10-01 | 60.8152 | 61.7975 | 47.6092 | 62.4686 | 62.0789 | 0.99547 | 1.0063 | [5 empty] | Winter | 4 | 2037-04-01 | 416 | 304 | 26 | 4
2040-11-01 | 5.8687 | 6.2935 | 2040 |  |  |  | 11 | 2040 | 2040-11-01 | 63.518 | 62.7827 | 53.1647 | 64.5599 | 63.5739 | 0.98755 | 1.0155 | [5 empty] | Winter | 5 | 2037-05-01 | 400 | 344 | 25 | 6
2040-12-01 | 6.1863 | 6.6625 | 2040 |  |  |  | 12 | 2040 | 2040-12-01 | 84.0789 | 72.1692 | 62.0896 | 69.4358 | 70.9054 | 1.0178 | 0.97927 | [5 empty] | Summer | 6 | 2037-06-01 | 416 | 304 | 26 | 4
[22 empty] | Summer | 7 | 2037-07-01 | 416 | 328 | 26 | 5
| IRP - Wyo NE | West Side | [7 empty] | Mid C | PV | Mid C | PV | [8 empty] | Summer | 8 | 2037-08-01 | 416 | 328 | 26 | 5
| 46 | 43 | [7 empty] | 7 | 6 | 15 | 14 | [8 empty] | Summer | 9 | 2037-09-01 | 400 | 320 | 25 | 5
[22 empty] | Winter | 10 | 2037-10-01 | 432 | 312 | 27 | 4
Check Totals | 143.7484 | 104.1922 | [6 empty] | Check Totals | 998.5566 | 1369.6235 | 425.776 | 1238.3522 | [8 empty] | Winter | 11 | 2037-11-01 | 384 | 336 | 24 | 6
[22 empty] | Winter | 12 | 2037-12-01 | 416 | 328 | 26 | 5
Formulas:
Sun/Hol = EDATE([Period],1)-[Period]-[HLH Days]