## Appendix B.1
Appendix B.1
Avoided Cost Prices $/MWh
Utah 2022.Q4 Sch 38
|  | Thermal-Defer 2031 NonEmitPeaker | Solar Tracking | Wind | Thermal | Solar Tracking | Wind | Thermal-Defer 2031 NonEmitPeaker | Solar Tracking | Wind
| Year | UT 2022.Q4 | UT 2022.Q4 | UT 2022.Q4 | UT 2022.Q3 | UT 2022.Q3 | UT 2022.Q3
|  | 100% CF (2) | 32.25% CF (2) | 29.5% CF (2) | 100% CF (2) | 32.25% CF (2) | 29.5% CF (2) | Difference | Difference | Difference
| 2023 | 68.3486 | 35.4488 | 59.0926 | 57.7456 | 33.737 | 49.2507 | 10.603 | 1.7118 | 9.842
| 2024 | 73.2029 | 37.3568 | 64.2787 | 62.7084 | 35.7401 | 55.7124 | 10.4945 | 1.6167 | 8.5662
| 2025 | 54.1442 | 25.5645 | 46.8647 | 46.9483 | 24.3018 | 41.1662 | 7.1959 | 1.2627 | 5.6985
| 2026 | 55.3556 | 28.0035 | 36.7039 | 50.1525 | 30.8975 | 35.3607 | 5.2031 | -2.894 | 1.3431
| 2027 | 46.7297 | 28.7405 | 35.1492 | 46.0472 | 30.2507 | 33.8001 | 0.68246 | -1.5101 | 1.3491
| 2028 | 47.2788 | 31.8394 | 35.5008 | 44.7352 | 31.235 | 33.516 | 2.5436 | 0.60441 | 1.9848
| 2029 | 46.4873 | 33.5014 | 36.5335 | 45.0501 | 33.4087 | 35.0656 | 1.4372 | 0.09276 | 1.4679
| 2030 | 46.0453 | 34.6276 | 38.2455 | 41.2543 | 33.1102 | 34.6623 | 4.7911 | 1.5175 | 3.5833
| 2031 | 52.872 | 34.4216 | 38.4437 | 48.3851 | 32.3002 | 35.2739 | 4.4869 | 2.1214 | 3.1698
| 2032 | 51.718 | 30.5682 | 36.697 | 47.7087 | 28.0322 | 33.1723 | 4.0093 | 2.536 | 3.5246
| 2033 | 51.5112 | 34.527 | 38.111 | 47.8301 | 32.4406 | 35.0582 | 3.681 | 2.0864 | 3.0529
| 2034 | 50.6149 | 35.0085 | 38.5099 | 46.3498 | 32.595 | 34.7626 | 4.2651 | 2.4135 | 3.7472
| 2035 | 52.4072 | 36.3465 | 39.5023 | 47.9541 | 33.6281 | 35.6994 | 4.453 | 2.7185 | 3.8029
| 2036 | 54.1622 | 39.8473 | 56.3594 | 50.452 | 36.7334 | 52.4618 | 3.7102 | 3.1139 | 3.8976
| 2037 | 61.8318 | 42.1314 | 57.2552 | 58.315 | 37.4466 | 53.1601 | 3.5168 | 4.6848 | 4.0951
15-Year Levelized Prices (Nominal) @ 6.88% Discount Rate (1) (3)
2023-2037 | $/MWh | 55.03 | 33.16 | 44.45 | 49.82 | 32.01 | 40.18 | 5.21 | 1.15 | 4.27
[8 empty] | 10.46% | 3.593% | 10.63%
Footnotes:
(1) Discount Rate - 2021 IRP
(2) Total Avoided Costs with Capacity, based on stated CF
(3) 15-Years: 2023 - 2037, levelized monthly

## Table 1
Appendix B
| Table 1 |  |  |  |  | 13 | [80 empty] | 0% | Transmission Deferral %
| Avoided Cost Prices |  |  |  |  | 322 |  |  | Capacity Contribution | [77 empty] | 600 | Transmission Upgrade Capacity
| Utah 2022.Q4 - 100.0 MW and 100.0% CF | [7 empty] | 41.16% | 41.16% | 41.16% | 30.6% | 30.6% | 42.79% | 82.76% | 83.62% | 83.62% | 80.9% | 82.75% | 82.75% | 80.9% | 80.9% | 76.68% | 93.4% | 93.4% | [61 empty] | 0 | Transmission Deferral (MW)
Deferral (Nameplate MW)
|  |  |  | Total Price @ | [22 empty] | 0 |  | 0 | 0 | 0 | 0 | 0 | 0 | 0 | 0 | 0 | 0 | 0 | 0 | 0 | 0 | 0 | 0 |  | Resource Cost ($/kw-year) |  |  |  |  | 0 | 0 | 0 | 0 | 0 | 0 | 0 | 0 | 0 | 0 | 0 | 0 | 0 | Deferred Cost (Millions $/year) | [22 empty] | Resource Cost ($/kw-year) | Deferred Cost (Millions $/year)
|  | Capacity | Energy | 100% |  |  |  |  | IRP21_WD_PX_PNC_006_WD_T | IRP21_WD_PX_PNC_WD_T | IRP21_WD_PX_WMV_006_WD_T | IRP21_WD_PX_WYE_WD_T | IRP21_WD_PX_WYE_Djohns_WD_T | IRP21_PWS_PX_YAK_WD_T | IRP21_PVS_PX_BOR_002_PV_T | IRP21_PVS_PX_SOR_C_PV_ 2028_T | IRP21_PVS_PX_SOR_PV_T | IRP21_PVS_PX_YAK_PV_T | IRP21_PVS_PX_UTN_PV_T | IRP21_PVS_PX_UTS_PV_T |  |  | IRP21_BAT_WYE_DJ_Wyodak | IRP21_UTN_Non_Emitting_2031_T | IRP21_Huntington_Non_Emitting_2037_T |  | IRP21_WD_PX_PNC_006_WD_T | IRP21_WD_PX_PNC_WD_T | IRP21_WD_PX_WMV_006_WD_T | IRP21_WD_PX_WYE_WD_T | IRP21_WD_PX_WYE_Djohns_WD_T | IRP21_PWS_PX_YAK_WD_T | IRP21_PVS_PX_BOR_002_PV_T | IRP21_PVS_PX_SOR_C_PV_ 2028_T | IRP21_PVS_PX_SOR_PV_T | IRP21_PVS_PX_YAK_PV_T | IRP21_PVS_PX_UTN_PV_T | IRP21_PVS_PX_UTS_PV_T | 0 | 0 | IRP21_BAT_WYE_DJ_Wyodak | IRP21_UTN_Non_Emitting_2031_T | IRP21_Huntington_Non_Emitting_2037_T | 0 |  | IRP21_WD_PX_PNC_006_WD_T | IRP21_WD_PX_PNC_WD_T | IRP21_WD_PX_WMV_006_WD_T | IRP21_WD_PX_WYE_WD_T | IRP21_WD_PX_WYE_Djohns_WD_T | IRP21_PWS_PX_YAK_WD_T | IRP21_PVS_PX_BOR_002_PV_T | IRP21_PVS_PX_SOR_C_PV_ 2028_T | IRP21_PVS_PX_SOR_PV_T | IRP21_PVS_PX_YAK_PV_T | IRP21_PVS_PX_UTN_PV_T | IRP21_PVS_PX_UTS_PV_T | 0 | 0 | IRP21_BAT_WYE_DJ_Wyodak | IRP21_UTN_Non_Emitting_2031_T | IRP21_Huntington_Non_Emitting_2037_T | 0 | IRP21_WD_PX_PNC_006_WD_T | IRP21_WD_PX_PNC_WD_T | IRP21_WD_PX_WMV_006_WD_T | IRP21_WD_PX_WYE_WD_T | IRP21_WD_PX_WYE_Djohns_WD_T | IRP21_PWS_PX_YAK_WD_T | IRP21_PVS_PX_BOR_002_PV_T | IRP21_PVS_PX_SOR_C_PV_ 2028_T | IRP21_PVS_PX_SOR_PV_T | IRP21_PVS_PX_YAK_PV_T | IRP21_PVS_PX_UTN_PV_T | IRP21_PVS_PX_UTS_PV_T | 0 | 0 | IRP21_BAT_WYE_DJ_Wyodak | IRP21_UTN_Non_Emitting_2031_T | IRP21_Huntington_Non_Emitting_2037_T | 0 | 0 | 0 | 0 | Total Capacity Deferral |  | B2H Borah - to - Hemingway, Expansion | B2H Borah - to - Hemingway, Expansion
| Year | Price | Only Price | Capacity Factor
|  | $/kW-yr | $/MWh (2) | $/MWh |  |  |  |  | MW | MW |  | MW | MW | MW | MW | MW | MW | MW | MW | MW | MW | MW | MW | MW | MW |  | MW | MW | MW | MW | MW | MW | MW | MW | MW | MW | MW | MW | MW | MW | MW | MW | MW | MW |  | $/kw-year |  | $/kw-year | $/kw-year | $/kw-year | $/kw-year | $/kw-year | $/kw-year | $/kw-year | $/kw-year | $/kw-year | $/kw-year | $/kw-year | $/kw-year | $/kw-year | $/kw-year | $/kw-year | $/kw-year | Millions $/year | Millions $/year | Millions $/year | Millions $/year | Millions $/year | Millions $/year | Millions $/year | Millions $/year | Millions $/year | Millions $/year | Millions $/year | Millions $/year | Millions $/year | Millions $/year | Millions $/year | Millions $/year | Millions $/year | Millions $/year | Millions $/year | Millions $/year | Millions $/year | Millions $/year |  | $/kw-year | Millions $/year
| 2023 | 0 | 68.3486 | 68.3486 |  |  |  | 2023 | 0 | 0 | 0 | 0 | 0 | 0 | 0 | 0 | 0 | 0 | 0 | 0 |  |  | 0 | 0 | 0 |  | 0 | 0 | 0 | 0 | 0 | 0 | 0 | 0 | 0 | 0 | 0 | 0 | 0 | 0 | 0 | 0 | 0 |  | 2023 | 0 | 0 | 0 | 0 | 0 | 0 | 0 |  | 0 | 0 | 0 | 0 |  |  | 0 | 0 | 0 |  | 0 | 0 | 0 | 0 | 0 | 0 | 0 | 0 | 0 | 0 | 0 | 0 | 0 | 0 | 0 | 0 | 0 | 0 | 0 | 0 | 0 | 0 | 2023 | 0 | 0
| 2024 | 0 | 73.2029 | 73.2029 |  |  |  | 2024 | 0 | 0 | 0 | 0 | 0 | 0 | 0 | 0 | 0 | 0 | 0 | 0 |  |  | 0 | 0 | 0 |  | 0 | 0 | 0 | 0 | 0 | 0 | 0 | 0 | 0 | 0 | 0 | 0 | 0 | 0 | 0 | 0 | 0 |  | 2024 | 0 | 0 | 0 | 0 | 0 | 0 | 0 |  | 0 | 0 | 0 | 0 |  |  | 0 | 0 | 0 |  | 0 | 0 | 0 | 0 | 0 | 0 | 0 | 0 | 0 | 0 | 0 | 0 | 0 | 0 | 0 | 0 | 0 | 0 | 0 | 0 | 0 | 0 | 2024 | 0 | 0
| 2025 | 0 | 54.1442 | 54.1442 |  |  |  | 2025 | 0 | 0 | 0 | 0 | 0 | 0 | 0 | 0 | 0 | 0 | 0 | 0 |  |  | 0 | 0 | 0 |  | 0 | 0 | 0 | 0 | 0 | 0 | 0 | 0 | 0 | 0 | 0 | 0 | 0 | 0 | 0 | 0 | 0 |  | 2025 | 0 | 0 | 0 | 0 | 0 | 0 | 0 |  | 0 | 0 | 0 | 0 |  |  | 0 | 0 | 0 |  | 0 | 0 | 0 | 0 | 0 | 0 | 0 | 0 | 0 | 0 | 0 | 0 | 0 | 0 | 0 | 0 | 0 | 0 | 0 | 0 | 0 | 0 | 2025 | 0 | 0
| 2026 | 0 | 55.3556 | 55.3556 |  |  |  | 2026 | 0 | 0 | 0 | 0 | 0 | 0 | 0 | 0 | 0 | 0 | 0 | 0 |  |  | 0 | 0 | 0 |  | 0 | 0 | 0 | 0 | 0 | 0 | 0 | 0 | 0 | 0 | 0 | 0 | 0 | 0 | 0 | 0 | 0 |  | 2026 | 191.5914 | 0 | 175.0211 | 0 | 0 | 0 | 183.643 |  | 0 | 0 | 0 | 0 |  |  | 0 | 0 | 0 |  | 0 | 0 | 0 | 0 | 0 | 0 | 0 | 0 | 0 | 0 | 0 | 0 | 0 | 0 | 0 | 0 | 0 | 0 | 0 | 0 | 0 | 0 | 2026 | 54.441 | 0
| 2027 | 0 | 46.7297 | 46.7297 |  |  |  | 2027 | 0 | 0 | 0 | 0 | 0 | 0 | 0 | 0 | 0 | 0 | 0 | 0 |  |  | 0 | 0 | 0 |  | 0 | 0 | 0 | 0 | 0 | 0 | 0 | 0 | 0 | 0 | 0 | 0 | 0 | 0 | 0 | 0 | 0 |  | 2027 | 195.72 | 0 | 178.79 | 0 | 0 | 0 | 187.61 |  | 0 | 0 | 0 | 0 |  |  | 0 | 0 | 0 |  | 0 | 0 | 0 | 0 | 0 | 0 | 0 | 0 | 0 | 0 | 0 | 0 | 0 | 0 | 0 | 0 | 0 | 0 | 0 | 0 | 0 | 0 | 2027 | 55.61 | 0
| 2028 | 0 | 47.2788 | 47.2788 |  |  |  | 2028 | 0 | 0 | 0 | 0 | 0 | 0 | 0 | 0 | 0 | 0 | 0 | 0 |  |  | 0 | 0 | 0 |  | 0 | 0 | 0 | 0 | 0 | 0 | 0 | 0 | 0 | 0 | 0 | 0 | 0 | 0 | 0 | 0 | 0 |  | 2028 | 199.93 | 0 | 182.64 | 0 | 135.9348 | 0 | 191.66 |  | 0 | 0 | 0 | 0 |  |  | 0 | 0 | 0 |  | 0 | 0 | 0 | 0 | 0 | 0 | 0 | 0 | 0 | 0 | 0 | 0 | 0 | 0 | 0 | 0 | 0 | 0 | 0 | 0 | 0 | 0 | 2028 | 56.81 | 0
| 2029 | 0 | 46.4873 | 46.4873 |  |  |  | 2029 | 0 | 0 | 0 | 0 | 0 | 0 | 0 | 0 | 0 | 0 | 0 | 0 |  |  | 0 | 0 | 0 |  | 0 | 0 | 0 | 0 | 0 | 0 | 0 | 0 | 0 | 0 | 0 | 0 | 0 | 0 | 0 | 0 | 0 |  | 2029 | 204.25 | 0 | 186.58 | 201.8557 | 138.86 | 187.504 | 195.79 |  | 0 | 188.4298 | 0 | 0 |  |  | 109.2203 | 0 | 0 |  | 0 | 0 | 0 | 0 | 0 | 0 | 0 | 0 | 0 | 0 | 0 | 0 | 0 | 0 | 0 | 0 | 0 | 0 | 0 | 0 | 0 | 0 | 2029 | 58.03 | 0
| 2030 | 0 | 46.0453 | 46.0453 |  |  |  | 2030 | 0 | 0 | 0 | 0 | 0 | 0 | 0 | 0 | 0 | 0 | 0 | 0 |  |  | 0 | 0 | 0 |  | 0 | 0 | 0 | 0 | 0 | 0 | 0 | 0 | 0 | 0 | 0 | 0 | 0 | 0 | 0 | 0 | 0 |  | 2030 | 208.65 | 0 | 190.6 | 206.2 | 141.86 | 191.55 | 200.01 |  | 219.4539 | 192.5 | 0 | 0 |  |  | 111.57 | 0 | 0 |  | 0 | 0 | 0 | 0 | 0 | 0 | 0 | 0 | 0 | 0 | 0 | 0 | 0 | 0 | 0 | 0 | 0 | 0 | 0 | 0 | 0 | 0 | 2030 | 59.28 | 0
| 2031 | 119.2882 | 39.2546 | 52.872 |  |  |  | 2031 | 0 | 0 | 0 | 0 | 0 | 0 | 0 | 0 | 0 | 0 | 0 | 0 |  |  | 0 | 100 | 0 |  | 0 | 0 | 0 | 0 | 0 | 0 | 0 | 0 | 0 | 0 | 0 | 0 | 0 | 0 | 0 | 107.0664 | 0 |  | 2031 | 213.14 | 0 | 194.7 | 210.64 | 144.92 | 195.67 | 204.32 |  | 224.18 | 196.64 | 190.3457 | 0 |  |  | 113.97 | 111.4151 | 0 |  | 0 | 0 | 0 | 0 | 0 | 0 | 0 | 0 | 0 | 0 | 0 | 0 | 0 | 0 | 0 | 11.9288 | 0 | 0 | 0 | 0 | 0 | 11.9288 | 2031 | 60.56 | 0
| 2032 | 121.8522 | 37.8459 | 51.718 |  |  |  | 2032 | 0 | 0 | 0 | 0 | 0 | 0 | 0 | 0 | 0 | 0 | 0 | 0 |  |  | 0 | 0 | 0 |  | 0 | 0 | 0 | 0 | 0 | 0 | 0 | 0 | 0 | 0 | 0 | 0 | 0 | 0 | 0 | 0 | 0 |  | 2032 | 217.73 | 0 | 198.9 | 215.17 | 148.05 | 199.89 | 208.72 |  | 229.01 | 200.88 | 194.44 | 191.6416 |  |  | 116.42 | 113.81 | 0 |  | 0 | 0 | 0 | 0 | 0 | 0 | 0 | 0 | 0 | 0 | 0 | 0 | 0 | 0 | 0 | 12.1852 | 0 | 0 | 0 | 0 | 0 | 12.1852 | 2032 | 61.87 | 0
| 2033 | 124.4754 | 37.3016 | 51.5112 |  |  |  | 2033 | 0 | 0 | 0 | 0 | 0 | 0 | 0 | 0 | 0 | 0 | 0 | 0 |  |  | 0 | 0 | 0 |  | 0 | 0 | 0 | 0 | 0 | 0 | 0 | 0 | 0 | 0 | 0 | 0 | 0 | 0 | 0 | 0 | 0 |  | 2033 | 222.42 | 0 | 203.18 | 219.8 | 151.24 | 204.19 | 213.22 |  | 233.94 | 205.2 | 198.63 | 195.77 |  |  | 118.93 | 116.26 | 0 |  | 0 | 0 | 0 | 0 | 0 | 0 | 0 | 0 | 0 | 0 | 0 | 0 | 0 | 0 | 0 | 12.4475 | 0 | 0 | 0 | 0 | 0 | 12.4475 | 2033 | 63.2 | 0
| 2034 | 127.1627 | 36.0986 | 50.6149 |  |  |  | 2034 | 0 | 0 | 0 | 0 | 0 | 0 | 0 | 0 | 0 | 0 | 0 | 0 |  |  | 0 | 0 | 0 |  | 0 | 0 | 0 | 0 | 0 | 0 | 0 | 0 | 0 | 0 | 0 | 0 | 0 | 0 | 0 | 0 | 0 |  | 2034 | 227.22 | 0 | 207.56 | 224.54 | 154.5 | 208.59 | 217.82 |  | 238.98 | 209.62 | 202.91 | 199.99 |  |  | 121.49 | 118.77 | 0 |  | 0 | 0 | 0 | 0 | 0 | 0 | 0 | 0 | 0 | 0 | 0 | 0 | 0 | 0 | 0 | 12.7163 | 0 | 0 | 0 | 0 | 0 | 12.7163 | 2034 | 64.56 | 0
| 2035 | 129.9036 | 37.578 | 52.4072 |  |  |  | 2035 | 0 | 0 | 0 | 0 | 0 | 0 | 0 | 0 | 0 | 0 | 0 | 0 |  |  | 0 | 0 | 0 |  | 0 | 0 | 0 | 0 | 0 | 0 | 0 | 0 | 0 | 0 | 0 | 0 | 0 | 0 | 0 | 0 | 0 |  | 2035 | 232.11 | 0 | 212.02 | 229.38 | 157.83 | 213.08 | 222.51 |  | 244.12 | 214.14 | 207.28 | 204.3 |  |  | 124.1 | 121.33 | 0 |  | 0 | 0 | 0 | 0 | 0 | 0 | 0 | 0 | 0 | 0 | 0 | 0 | 0 | 0 | 0 | 12.9904 | 0 | 0 | 0 | 0 | 0 | 12.9904 | 2035 | 65.95 | 0
| 2036 | 132.6981 | 39.0554 | 54.1622 |  |  |  | 2036 | 0 | 0 | 0 | 0 | 0 | 0 | 0 | 0 | 0 | 0 | 0 | 0 |  |  | 0 | 0 | 0 |  | 0 | 0 | 0 | 0 | 0 | 0 | 0 | 0 | 0 | 0 | 0 | 0 | 0 | 0 | 0 | 0 | 0 |  | 2036 | 237.11 | 0 | 216.59 | 234.33 | 161.23 | 217.67 | 227.3 |  | 249.38 | 218.76 | 211.74 | 208.7 |  |  | 126.78 | 123.94 | 0 |  | 0 | 0 | 0 | 0 | 0 | 0 | 0 | 0 | 0 | 0 | 0 | 0 | 0 | 0 | 0 | 13.2698 | 0 | 0 | 0 | 0 | 0 | 13.2698 | 2036 | 67.37 | 0
| 2037 | 135.5567 | 46.3573 | 61.8318 |  |  |  | 2037 | 0 | 0 | 0 | 0 | 0 | 0 | 0 | 0 | 0 | 0 | 0 | 0 |  |  | 0 | 0 | 0 |  | 0 | 0 | 0 | 0 | 0 | 0 | 0 | 0 | 0 | 0 | 0 | 0 | 0 | 0 | 0 | 0 | 0 |  | 2037 | 242.22 | 0 | 221.26 | 239.38 | 164.7 | 222.36 | 232.2 |  | 254.76 | 223.47 | 216.31 | 213.2 |  |  | 129.51 | 126.61 | 103.9 |  | 0 | 0 | 0 | 0 | 0 | 0 | 0 | 0 | 0 | 0 | 0 | 0 | 0 | 0 | 0 | 13.5557 | 0 | 0 | 0 | 0 | 0 | 13.5557 | 2037 | 68.82 | 0
| 2038 | 138.469 | 46.6052 | 62.4122 |  |  |  | 2038 | 0 | 0 | 0 | 0 | 0 | 0 | 0 | 0 | 0 | 0 | 0 | 0 |  |  | 0 | 0 | 0 |  | 0 | 0 | 0 | 0 | 0 | 0 | 0 | 0 | 0 | 0 | 0 | 0 | 0 | 0 | 0 | 0 | 0 |  | 2038 | 247.44 | 250.0379 | 226.03 | 244.54 | 168.25 | 227.16 | 237.2 |  | 260.25 | 228.29 | 220.97 | 217.8 |  |  | 132.3 | 129.33 | 106.14 |  | 0 | 0 | 0 | 0 | 0 | 0 | 0 | 0 | 0 | 0 | 0 | 0 | 0 | 0 | 0 | 13.8469 | 0 | 0 | 0 | 0 | 0 | 13.8469 | 2038 | 70.3 | 0
| 2039 | 141.4561 | 47.3557 | 63.5036 |  |  |  | 2039 | 0 | 0 | 0 | 0 | 0 | 0 | 0 | 0 | 0 | 0 | 0 | 0 |  |  | 0 | 0 | 0 |  | 0 | 0 | 0 | 0 | 0 | 0 | 0 | 0 | 0 | 0 | 0 | 0 | 0 | 0 | 0 | 0 | 0 |  | 2039 | 252.77 | 255.43 | 230.9 | 249.81 | 171.88 | 232.06 | 242.32 |  | 265.85 | 233.21 | 225.73 | 222.49 |  |  | 135.15 | 132.12 | 108.43 |  | 0 | 0 | 0 | 0 | 0 | 0 | 0 | 0 | 0 | 0 | 0 | 0 | 0 | 0 | 0 | 14.1456 | 0 | 0 | 0 | 0 | 0 | 14.1456 | 2039 | 71.81 | 0
| 2040 | 144.5075 | 48.8849 | 65.3361 |  |  |  | 2040 | 0 | 0 | 0 | 0 | 0 | 0 | 0 | 0 | 0 | 0 | 0 | 0 |  |  | 0 | 0 | 0 |  | 0 | 0 | 0 | 0 | 0 | 0 | 0 | 0 | 0 | 0 | 0 | 0 | 0 | 0 | 0 | 0 | 0 |  | 2040 | 258.21 | 260.93 | 235.87 | 255.19 | 175.59 | 237.06 | 247.54 |  | 271.58 | 238.24 | 230.59 | 227.28 |  |  | 138.06 | 134.97 | 110.77 |  | 0 | 0 | 0 | 0 | 0 | 0 | 0 | 0 | 0 | 0 | 0 | 0 | 0 | 0 | 0 | 14.4507 | 0 | 0 | 0 | 0 | 0 | 14.4507 | 2040 | 73.36 | 0
| 2041 | #N/A | #DIV/0! | #DIV/0! |  |  |  | 2041 | #N/A | #N/A | #N/A | #N/A | #N/A | #N/A | #N/A | #N/A | #N/A | #N/A | #N/A | #N/A |  |  | #N/A | #N/A | #N/A |  | #N/A | #N/A | #N/A | #N/A | #N/A | #N/A | #N/A | #N/A | #N/A | #N/A | #N/A | #N/A | 0 | 0 | #N/A | #N/A | #N/A |  | 2041 | 263.77 | 266.55 | 240.95 | 260.69 | 179.37 | 242.16 | 252.87 |  | 277.43 | 243.37 | 235.56 | 232.18 |  |  | 141.04 | 137.87 | 113.16 |  | #N/A | #N/A | #N/A | #N/A | #N/A | #N/A | #N/A | #N/A | #N/A | #N/A | #N/A | #N/A | 0 | 0 | #N/A | #N/A | #N/A | 0 | 0 | 0 | 0 | #N/A | 2041 | 74.94 | 0
| 2042 | #N/A | #DIV/0! | #DIV/0! |  |  |  | 2042 | [18 empty] | 0 | 0 | 0 | 0 | 0 | 0 | 0 | 0 | 0 | 0 | 0 | 0 | 0 | 0 | 0 | 0 | 0 |  | 2042 | 269.45 | 272.29 | 246.14 | 266.3 | 183.23 | 247.38 | 258.31 |  | 283.41 | 248.62 | 240.63 | 237.18 |  |  | 144.08 | 140.84 | 115.6 |  | #N/A | #N/A | #N/A | #N/A | #N/A | #N/A | #N/A | #N/A | #N/A | #N/A | #N/A | #N/A | 0 | 0 | #N/A | #N/A | #N/A | 0 | 0 | 0 | 0 | #N/A | 2042 | 76.55 | 0
| 2043 | #N/A | #DIV/0! | #DIV/0! |  |  |  | 2043 | [17 empty] | 0 | 0 | 0 | 0 | 0 | 0 | 0 | 0 | 0 | 0 | 0 | 0 | 0 | 0 | 0 | 0 | 0 | 0 |  | 2043 | 275.26 | 278.16 | 251.45 | 272.04 | 187.18 | 252.71 | 263.88 |  | 289.51 | 253.97 | 245.82 | 242.29 |  |  | 147.18 | 0 | 0 |  | #N/A | #N/A | #N/A | #N/A | #N/A | #N/A | #N/A | #N/A | #N/A | #N/A | #N/A | #N/A | 0 | 0 | #N/A | #N/A | #N/A | 0 | 0 | 0 | 0 | #N/A | 2043 | 78.2 | 0
| 2044 | #N/A | #DIV/0! | #DIV/0! |  |  |  | 2044 | [18 empty] | 0 | 0 | 0 | 0 | 0 | 0 | 0 | 0 | 0 | 0 | 0 | 0 | 0 | 0 | 0 | 0 | 0 |  | 2044 | 0 | 0 | 0 | 0 | 0 | 0 | 0 |  | 0 | 0 | 0 | 0 |  |  | 0 | 0 | 0 |  | #N/A | #N/A | #N/A | #N/A | #N/A | #N/A | #N/A | #N/A | #N/A | #N/A | #N/A | #N/A | 0 | 0 | #N/A | #N/A | #N/A | 0 | 0 | 0 | 0 | #N/A | 2044 | 79.89 | 0
[50 empty] | No resource cost tab |  |  | No resource cost tab | [5 empty] | No resource cost tab |  |  | No resource cost tab
[7 empty] | Year of deferral |  | 2026 | 2038 | 2026 | 2029 | 2028 | 2029 | 2026 | 2028 | 2030 | 2029 | 2031 | 2032 |  |  | 2029 | 2031 | 2037
[7 empty] | if Deferred 1 |  | 0 | 0 | 0 | 0 | 0 | 0 | 0 | 0 | 0 | 0 | 0 | 0 |  |  | 0 | 1 | 0
Discount Rate - 2021 IRP Update
6.88%
2021 IRP Update
15 Year |  |  |  |  | Inflation/Escalation | 2.155%
Levelized Prices (Nominal) @ 6.88% Discount Rate (1) (3)
| $/kW | 43.8016
| $/MWh |  | 50.0302 | 55.0304
0
| $/kW | #DIV/0! | #DIV/0! | 0
$/MWh
0
| $/kW | #DIV/0! | #DIV/0! | 0
$/MWh
TRUE
15
#N/A |  |  |  |  | <---- Calculated Monthly
Avoided Costs calculated annually are $55.10/MWH
Avoided Costs calculated monthly are $0.00/MWH

## Table 2
Appendix B
Table 2
Avoided Energy Costs - Scheduled Hours ($/MWh)
Utah 2022.Q4 - 100.0 MW and 100.0% CF
|  | Winter Season |  |  |  |  | Summer Season |  |  |  | Winter Season
Year | Annual | Jan | Feb | Mar | Apr | May | Jun | Jul | Aug | Sep | Oct | Nov | Dec
Energy Only
2023 | 68.3486 | 170.8916 | 72.2865 | 37.3404 | 24.8038 | 22.1298 | 32.1302 | 151.7662 | 81.6447 | 63.076 | 54.6666 | 45.9254 | 60.4364
2024 | 73.2029 | 112.0872 | 67.9748 | 51.5089 | 33.9303 | 30.8941 | 41.2067 | 152.5075 | 104.6106 | 81.1664 | 60.7664 | 60.1524 | 78.8285
2025 | 54.1442 | 30.0769 | 44.3189 | 40.2522 | 23.098 | 27.097 | 33.5014 | 134.2808 | 93.9406 | 78.8269 | 45.7231 | 41.7696 | 54.6239
2026 | 55.3556 | 52.8921 | 58.2853 | 45.4792 | 29.8894 | 28.4483 | 35.277 | 87.7816 | 87.1771 | 74.5865 | 49.364 | 51.7624 | 62.643
2027 | 46.7297 | 49.647 | 55.3265 | 36.6397 | 29.1619 | 22.753 | 31.428 | 62.1621 | 67.2248 | 57.9556 | 45.5926 | 49.3092 | 53.7723
2028 | 47.2788 | 49.1873 | 49.983 | 35.7372 | 28.8238 | 23.6176 | 32.2902 | 64.5679 | 72.5277 | 60.4151 | 46.9232 | 49.4664 | 53.3961
2029 | 46.4873 | 50.0122 | 53.2484 | 36.6442 | 29.7936 | 21.1432 | 30.2798 | 62.2126 | 70.156 | 58.0912 | 45.5285 | 47.3414 | 53.3915
2030 | 46.0453 | 50.6239 | 55.2667 | 34.1357 | 28.9646 | 22.2413 | 28.2123 | 59.2526 | 66.8545 | 57.3788 | 44.2146 | 50.3381 | 55.3311
2031 | 39.2546 | 40.2488 | 41.2507 | 31.41 | 25.5621 | 19.156 | 26.9033 | 58.7139 | 66.7036 | 43.2674 | 36.5142 | 40.915 | 39.9463
2032 | 37.8459 | 36.8399 | 40.2202 | 29.8906 | 23.7719 | 15.6128 | 25.1237 | 60.5267 | 67.6452 | 40.4307 | 33.6876 | 38.0836 | 41.698
2033 | 37.3016 | 35.8373 | 39.7442 | 27.783 | 23.2926 | 16.7676 | 24.7209 | 57.56 | 66.4924 | 38.7735 | 34.3258 | 38.0256 | 43.7463
2034 | 36.0986 | 33.8799 | 40.9034 | 26.2831 | 21.939 | 17.0022 | 25.3497 | 55.9938 | 62.9702 | 37.3021 | 31.7282 | 37.7172 | 41.8669
2035 | 37.578 | 36.1993 | 41.4727 | 28.8908 | 23.5694 | 17.5174 | 26.4693 | 59.6857 | 65.9153 | 38.7598 | 33.3927 | 37.0782 | 41.574
2036 | 39.0554 | 35.8367 | 38.9718 | 28.5266 | 24.5074 | 18.6461 | 27.54 | 63.432 | 71.7342 | 44.0405 | 34.8543 | 38.1145 | 41.7453
2037 | 46.3573 | 44.9586 | 50.1412 | 29.5554 | 26.5875 | 21.184 | 29.0932 | 67.6346 | 79.3248 | 65.2559 | 39.9055 | 48.2114 | 54.2763
2038 | 46.6052 | 44.766 | 51.4942 | 30.2251 | 27.299 | 20.3272 | 28.1525 | 67.4631 | 79.9544 | 64.9524 | 39.8337 | 49.441 | 55.2926
2039 | 47.3557 | 45.2655 | 49.7 | 29.5532 | 26.7006 | 22.7834 | 29.4176 | 69.905 | 82.0255 | 63.1909 | 41.3239 | 50.9017 | 57.1079
2040 | 48.8849 | 48.8469 | 48.7253 | 33.1393 | 29.0869 | 23.6021 | 28.83 | 74.5241 | 77.83 | 66.1575 | 43.1869 | 51.9441 | 60.1059
|  | 31 | 28 | 31 | 30 | 31 | 30 | 31 | 31 | 30 | 31 | 30 | 31

## Table 4
Appendix B
Table 4
Burnertip Natural Gas Price Forecast |  |  |  |  | Quote Date
Utah 2022.Q4 - 100.0 MW and 100.0% CF |  |  |  |  | 2022-12-30
PacifiCorp
| Delivered | Delivered | Delivered | Delivered
Year | IRP - Utah Greenfield | Naughton | IRP West Side | IRP - Wyo NE
| Fuel Cost | Fuel Cost | Fuel Cost | Fuel Cost
[6 empty] | IRP - Utah Greenfield |  | IRP West Side | IRP - Wyo NE |  |  | IRP West Side |  | Burner tip
[5 empty] | Peak Type: | Delivered | Naughton | Delivered | Delivered | Year | IRP - Utah Greenfield | West Side | IRP - Wyo NE | Naughton
2019 | 2.42 | 2.43 | 4.31 | 2.09 | 2016-01-01 | 2.2764 | 2.2725 | 2.3749 | 2.2758 | 2016 | 47 | 43 | 46 | 42
2020 | 1.98 | 1.99 | 2.17 | 1.79 | 2016-02-01 | 1.8452 | 1.8414 | 1.7746 | 1.829 | 2016
2021 | 4.18 | 4.15 | 4.03 | 6.38 | 2016-03-01 | 1.5254 | 1.5217 | 1.4851 | 1.5765 | 2016
2022 | 8.21 | 8.15 | 8.48 | 6.13 | 2016-04-01 | 1.691 | 1.6873 | 1.4974 | 1.7513 | 2016
2023 | 6.8 | 6.63 | 5.91 | 4.09 | 2016-05-01 | 1.731 | 1.7273 | 1.5719 | 1.8005 | 2016
2024 | 4.66 | 4.63 | 4.09 | 4.06 | 2016-06-01 | 2.3388 | 2.3349 | 2.1751 | 2.3648 | 2016
2025 | 4.63 | 4.6 | 4.21 | 4.19 | 2016-07-01 | 2.581 | 2.577 | 2.5038 | 2.6063 | 2016
2026 | 4.74 | 4.71 | 4.63 | 4.34 | 2016-08-01 | 2.6354 | 2.6314 | 2.6478 | 2.6356 | 2016
2027 | 4.85 | 4.82 | 5.05 | 4.45 | 2016-09-01 | 2.7123 | 2.7083 | 2.7715 | 2.7682 | 2016
2028 | 4.83 | 4.8 | 5.09 | 4.43 | 2016-10-01 | 2.6863 | 2.6822 | 2.6942 | 2.75 | 2016
2029 | 4.9 | 4.87 | 5.18 | 4.5 | 2016-11-01 | 2.2696 | 2.2657 | 2.2677 | 2.3067 | 2016
2030 | 5.05 | 5.01 | 5.34 | 4.64 | 2016-12-01 | 3.5124 | 3.5081 | 3.8168 | 3.5519 | 2016
2031 | 5.17 | 5.13 | 5.47 | 4.76 | 2017-01-01 | 3.2524 | 3.2626 | 3.5318 | 3.2193 | 2017
2032 | 5.55 | 5.5 | 5.83 | 5.14 | 2017-02-01 | 2.6306 | 2.6408 | 2.6904 | 2.6164 | 2017
2033 | 5.83 | 5.77 | 6.11 | 5.41 | 2017-03-01 | 2.5701 | 2.5803 | 2.5432 | 2.5688 | 2017
2034 | 5.91 | 5.85 | 6.2 | 5.49 | 2017-04-01 | 2.7337 | 2.7439 | 2.7294 | 2.763 | 2017
2035 | 6 | 5.94 | 6.29 | 5.58 | 2017-05-01 | 2.7935 | 2.8037 | 2.7212 | 2.7948 | 2017
2036 | 5.93 | 5.87 | 6.24 | 5.51 | 2017-06-01 | 2.8755 | 2.8713 | 2.8529 | 2.9027 | 2017
2037 | 6.17 | 6.11 | 6.48 | 5.75 | 2017-07-01 | 2.6189 | 2.6291 | 2.4946 | 2.6363 | 2017
2038 | 6.44 | 6.37 | 6.76 | 6.01 | 2017-08-01 | 2.6204 | 2.6306 | 2.6662 | 2.5882 | 2017
2039 | 6.73 | 6.66 | 7.06 | 6.3 | 2017-09-01 | 2.6225 | 2.6328 | 2.6887 | 2.6332 | 2017
2040 | 6.85 | 6.78 | 7.21 | 6.43 | 2017-10-01 | 2.574 | 2.5842 | 2.6534 | 2.5597 | 2017
[5 empty] | 2017-11-01 | 2.7399 | 2.7501 | 2.7911 | 2.7287 | 2017
[5 empty] | 2017-12-01 | 2.5384 | 2.5486 | 2.8225 | 2.5087 | 2017
[5 empty] | 2018-01-01 | 2.9366 | 2.9467 | 2.8136 | 3.0827 | 2018
[5 empty] | 2018-02-01 | 2.2425 | 2.2526 | 2.2559 | 2.2491 | 2018
[5 empty] | 2018-03-01 | 2.1137 | 2.1238 | 2.1844 | 2.1613 | 2018
Official Forward Price Curve Forecast dated Dec 30, 2022 |  |  |  |  | 2018-04-01 | 1.9777 | 1.9878 | 2.0226 | 2.0695 | 2018
[5 empty] | 2018-05-01 | 1.7832 | 1.7933 | 1.5708 | 1.8795 | 2018
[5 empty] | 2018-06-01 | 2.1436 | 2.1538 | 1.8485 | 2.2504 | 2018
[5 empty] | 2018-07-01 | 2.4216 | 2.4318 | 2.3536 | 2.4675 | 2018
[5 empty] | 2018-08-01 | 2.4788 | 2.489 | 2.5402 | 2.4625 | 2018
[5 empty] | 2018-09-01 | 2.2195 | 2.2296 | 2.3919 | 2.2245 | 2018
[5 empty] | 2018-10-01 | 2.9129 | 2.923 | 4.6219 | 2.9276 | 2018
[5 empty] | 2018-11-01 | 3.9745 | 3.9847 | 8.668 | 3.8703 | 2018
[5 empty] | 2018-12-01 | 3.9079 | 3.9181 | 5.4439 | 3.5769 | 2018
[5 empty] | 2019-01-01 | 3.1877 | 3.1979 | 3.6245 | 2.9303 | 2019
[5 empty] | 2019-02-01 | 4.6376 | 4.6478 | 13.2487 | 2.6294 | 2019
[5 empty] | 2019-03-01 | 2.8841 | 2.8942 | 13.1476 | 3.1562 | 2019
[5 empty] | 2019-04-01 | 1.8442 | 1.8543 | 2.0842 | 1.8712 | 2019
[5 empty] | 2019-05-01 | 1.8429 | 1.853 | 1.8682 | 1.9059 | 2019
[5 empty] | 2019-06-01 | 1.5244 | 1.5346 | 1.6388 | 1.511 | 2019
[5 empty] | 2019-07-01 | 1.9035 | 1.9136 | 2.0858 | 1.8424 | 2019
[5 empty] | 2019-08-01 | 1.759 | 1.7692 | 1.9418 | 1.6796 | 2019
[5 empty] | 2019-09-01 | 1.997 | 2.0072 | 2.3396 | 1.8 | 2019
[5 empty] | 2019-10-01 | 2.0297 | 2.0399 | 2.9083 | 1.626 | 2019
[5 empty] | 2019-11-01 | 2.6989 | 2.709 | 3.6124 | 2.2204 | 2019
[5 empty] | 2019-12-01 | 2.6969 | 2.707 | 3.1833 | 1.9344 | 2019
[5 empty] | 2020-01-01 | 2.078 | 2.0882 | 2.309 | 1.7744 | 2020
[5 empty] | 2020-02-01 | 1.6878 | 1.6979 | 1.7679 | 1.6511 | 2020
[5 empty] | 2020-03-01 | 1.4749 | 1.4851 | 1.6828 | 1.3927 | 2020
[5 empty] | 2020-04-01 | 1.406 | 1.4162 | 1.5865 | 1.4157 | 2020
[5 empty] | 2020-05-01 | 1.5688 | 1.5789 | 1.6252 | 1.5824 | 2020
[5 empty] | 2020-06-01 | 1.4677 | 1.4778 | 1.5098 | 1.4821 | 2020
[5 empty] | 2020-07-01 | 1.5546 | 1.5647 | 1.5981 | 1.558 | 2020
[5 empty] | 2020-08-01 | 2.0888 | 2.099 | 2.1539 | 2.0001 | 2020
[5 empty] | 2020-09-01 | 2.0796 | 2.0898 | 2.2983 | 1.7222 | 2020
[5 empty] | 2020-10-01 | 2.3029 | 2.313 | 2.9094 | 2.1238 | 2020
[5 empty] | 2020-11-01 | 2.9797 | 2.9899 | 3.2988 | 2.3296 | 2020
[5 empty] | 2020-12-01 | 3.1277 | 3.1379 | 3.31 | 2.4221 | 2020
[5 empty] | 2021-01-01 | 2.6886 | 2.6691 | 2.761 | 2.4891 | 2021
[5 empty] | 2021-02-01 | 7.6821 | 7.6334 | 4.5404 | 37.985 | 2021
[5 empty] | 2021-03-01 | 2.4045 | 2.3871 | 2.5609 | 2.3742 | 2021
[5 empty] | 2021-04-01 | 2.5897 | 2.5713 | 2.6927 | 2.4503 | 2021
[5 empty] | 2021-05-01 | 2.7468 | 2.7275 | 2.8249 | 2.6869 | 2021
[5 empty] | 2021-06-01 | 3.2182 | 3.1964 | 3.2222 | 3.0249 | 2021
[5 empty] | 2021-07-01 | 3.6835 | 3.659 | 3.7244 | 3.5482 | 2021
[5 empty] | 2021-08-01 | 3.8963 | 3.8706 | 3.9382 | 3.8032 | 2021
[5 empty] | 2021-09-01 | 5.2315 | 5.1985 | 5.3908 | 4.7355 | 2021
[5 empty] | 2021-10-01 | 5.5515 | 5.5165 | 5.7676 | 5.1898 | 2021
[5 empty] | 2021-11-01 | 5.0569 | 5.0244 | 5.2208 | 4.7757 | 2021
[5 empty] | 2021-12-01 | 5.3747 | 5.3396 | 5.7567 | 3.5319 | 2021
[5 empty] | 2022-01-01 | 4.9676 | 4.9349 | 5.0826 | 4.2136 | 2022
[5 empty] | 2022-02-01 | 4.6313 | 4.6007 | 4.5178 | 4.547 | 2022
[5 empty] | 2022-03-01 | 4.4655 | 4.3036 | 4.3608 | 4.4304 | 2022
[5 empty] | 2022-04-01 | 6.3354 | 6.296 | 6.4377 | 6.2198 | 2022
[5 empty] | 2022-05-01 | 7.7154 | 7.6683 | 7.8101 | 7.6261 | 2022
[5 empty] | 2022-06-01 | 6.9201 | 6.878 | 7.2111 | 7.2444 | 2022
[5 empty] | 2022-07-01 | 6.6692 | 6.6271 | 6.0016 | 6.7193 | 2022
[5 empty] | 2022-08-01 | 8.3025 | 8.2508 | 8.4395 | 8.1874 | 2022
[5 empty] | 2022-09-01 | 7.2232 | 7.178 | 7.3577 | 6.935 | 2022
[5 empty] | 2022-10-01 | 5.1451 | 5.1114 | 5.3263 | 4.9489 | 2022
[5 empty] | 2022-11-01 | 8.3247 | 8.2726 | 9.4779 | 4.9654 | 2022
[5 empty] | 2022-12-01 | 27.7922 | 27.6229 | 29.7786 | 7.5204 | 2022
[5 empty] | 2023-01-01 | 22.963 | 21.3215 | 20.7223 | 5.6611 | 2023
[5 empty] | 2023-02-01 | 15.2946 | 15.1962 | 11.299 | 5.8252 | 2023
[5 empty] | 2023-03-01 | 5.217 | 5.183 | 4.9873 | 3.8401 | 2023
[5 empty] | 2023-04-01 | 3.5415 | 3.5182 | 3.3468 | 3.4191 | 2023
[5 empty] | 2023-05-01 | 3.3466 | 3.3245 | 3.0157 | 3.2666 | 2023
[5 empty] | 2023-06-01 | 3.6436 | 3.6196 | 3.2064 | 3.4645 | 2023
[5 empty] | 2023-07-01 | 3.9012 | 3.8756 | 3.338 | 3.6639 | 2023
[5 empty] | 2023-08-01 | 4.04 | 4.0135 | 3.49 | 3.67 | 2023
[5 empty] | 2023-09-01 | 3.7538 | 3.7291 | 3.2707 | 3.4877 | 2023
[5 empty] | 2023-10-01 | 3.6609 | 3.6368 | 3.4076 | 3.4211 | 2023
[5 empty] | 2023-11-01 | 5.2681 | 5.2337 | 4.8129 | 4.196 | 2023
[5 empty] | 2023-12-01 | 7.0109 | 6.9654 | 6.0198 | 5.1128 | 2023
[5 empty] | 2024-01-01 | 7.4788 | 7.4303 | 6.0805 | 5.7727 | 2024
[5 empty] | 2024-02-01 | 7.067 | 7.0212 | 5.7946 | 5.7388 | 2024
[5 empty] | 2024-03-01 | 4.9762 | 4.9437 | 4.4797 | 4.3212 | 2024
[5 empty] | 2024-04-01 | 3.3864 | 3.3641 | 3.1716 | 3.3388 | 2024
[5 empty] | 2024-05-01 | 3.3012 | 3.2794 | 3.0451 | 3.1611 | 2024
[5 empty] | 2024-06-01 | 3.39 | 3.3676 | 3.0726 | 3.3171 | 2024
[5 empty] | 2024-07-01 | 3.7783 | 3.7534 | 3.3016 | 3.4488 | 2024
[5 empty] | 2024-08-01 | 3.8124 | 3.7874 | 3.3271 | 3.4928 | 2024
[5 empty] | 2024-09-01 | 3.7068 | 3.6824 | 3.3288 | 3.3908 | 2024
[5 empty] | 2024-10-01 | 3.6543 | 3.6302 | 3.3428 | 3.3994 | 2024
[5 empty] | 2024-11-01 | 5.0982 | 5.0649 | 4.6389 | 4.1289 | 2024
[5 empty] | 2024-12-01 | 6.2293 | 6.1888 | 5.5019 | 5.1875 | 2024
[5 empty] | 2025-01-01 | 6.4864 | 6.4443 | 5.6554 | 5.6237 | 2025
[5 empty] | 2025-02-01 | 6.2237 | 6.1832 | 5.4831 | 5.4496 | 2025
[5 empty] | 2025-03-01 | 5.241 | 5.2068 | 4.7241 | 4.4494 | 2025
[5 empty] | 2025-04-01 | 3.5242 | 3.5009 | 3.4653 | 3.4095 | 2025
[5 empty] | 2025-05-01 | 3.4925 | 3.4695 | 3.3116 | 3.3504 | 2025
[5 empty] | 2025-06-01 | 3.5777 | 3.5542 | 3.3657 | 3.4372 | 2025
[5 empty] | 2025-07-01 | 3.8823 | 3.8568 | 3.5032 | 3.6351 | 2025
[5 empty] | 2025-08-01 | 3.9267 | 3.9009 | 3.5488 | 3.6791 | 2025
[5 empty] | 2025-09-01 | 3.8961 | 3.8705 | 3.5976 | 3.6614 | 2025
[5 empty] | 2025-10-01 | 3.8681 | 3.8426 | 3.7051 | 3.7043 | 2025
[5 empty] | 2025-11-01 | 5.1859 | 5.1521 | 4.7772 | 4.2485 | 2025
[5 empty] | 2025-12-01 | 6.2354 | 6.1948 | 5.4309 | 5.5949 | 2025
[5 empty] | 2026-01-01 | 6.1412 | 6.1013 | 5.7129 | 5.7388 | 2026
[5 empty] | 2026-02-01 | 6.0743 | 6.0368 | 5.804 | 5.3017 | 2026
[5 empty] | 2026-03-01 | 4.9092 | 4.8816 | 4.7372 | 4.1211 | 2026
[5 empty] | 2026-04-01 | 3.8383 | 3.8088 | 3.8873 | 3.7202 | 2026
[5 empty] | 2026-05-01 | 3.7992 | 3.77 | 3.7747 | 3.6538 | 2026
[5 empty] | 2026-06-01 | 3.8533 | 3.8241 | 3.8112 | 3.7098 | 2026
[5 empty] | 2026-07-01 | 4.0261 | 3.9977 | 3.9225 | 3.7774 | 2026
[5 empty] | 2026-08-01 | 4.3132 | 4.2796 | 4.2341 | 4.0614 | 2026
[5 empty] | 2026-09-01 | 4.3509 | 4.3162 | 4.3124 | 4.1114 | 2026
[5 empty] | 2026-10-01 | 4.4062 | 4.37 | 4.4231 | 4.2368 | 2026
[5 empty] | 2026-11-01 | 5.3187 | 5.2821 | 5.2489 | 4.3799 | 2026
[5 empty] | 2026-12-01 | 5.8742 | 5.8409 | 5.6619 | 5.2375 | 2026
[5 empty] | 2027-01-01 | 5.7733 | 5.7407 | 5.9294 | 5.3747 | 2027
[5 empty] | 2027-02-01 | 5.9249 | 5.8903 | 6.1249 | 5.1539 | 2027
[5 empty] | 2027-03-01 | 4.5772 | 4.5563 | 4.7504 | 3.7926 | 2027
[5 empty] | 2027-04-01 | 4.1523 | 4.1166 | 4.3093 | 4.031 | 2027
[5 empty] | 2027-05-01 | 4.1058 | 4.0705 | 4.2377 | 3.9572 | 2027
[5 empty] | 2027-06-01 | 4.1288 | 4.0941 | 4.2568 | 3.9825 | 2027
[5 empty] | 2027-07-01 | 4.1698 | 4.1386 | 4.3418 | 3.9196 | 2027
[5 empty] | 2027-08-01 | 4.6996 | 4.6584 | 4.9193 | 4.4438 | 2027
[5 empty] | 2027-09-01 | 4.8058 | 4.762 | 5.0271 | 4.5615 | 2027
[5 empty] | 2027-10-01 | 4.9445 | 4.8975 | 5.141 | 4.7694 | 2027
[5 empty] | 2027-11-01 | 5.4513 | 5.4122 | 5.7204 | 4.5111 | 2027
[5 empty] | 2027-12-01 | 5.5131 | 5.4869 | 5.893 | 4.8802 | 2027
[5 empty] | 2028-01-01 | 5.4053 | 5.3801 | 6.1459 | 5.0106 | 2028
[5 empty] | 2028-02-01 | 5.4077 | 5.3836 | 5.6267 | 4.6422 | 2028
[5 empty] | 2028-03-01 | 4.5421 | 4.5219 | 4.6904 | 3.7579 | 2028
[5 empty] | 2028-04-01 | 4.1774 | 4.1411 | 4.323 | 4.0559 | 2028
[5 empty] | 2028-05-01 | 4.1339 | 4.098 | 4.2678 | 3.985 | 2028
[5 empty] | 2028-06-01 | 4.0973 | 4.0634 | 4.288 | 3.9514 | 2028
[5 empty] | 2028-07-01 | 4.2665 | 4.2333 | 4.4591 | 4.0153 | 2028
[5 empty] | 2028-08-01 | 4.8121 | 4.7686 | 4.9969 | 4.5552 | 2028
[5 empty] | 2028-09-01 | 4.8997 | 4.854 | 5.11 | 4.6544 | 2028
[5 empty] | 2028-10-01 | 5.0521 | 5.0031 | 5.2504 | 4.8759 | 2028
[5 empty] | 2028-11-01 | 5.5863 | 5.5445 | 5.8736 | 4.6447 | 2028
[5 empty] | 2028-12-01 | 5.6316 | 5.6032 | 6.0476 | 4.9975 | 2028
[5 empty] | 2029-01-01 | 5.5923 | 5.5633 | 6.3567 | 5.1957 | 2029
[5 empty] | 2029-02-01 | 5.965 | 5.9297 | 6.248 | 5.1936 | 2029
[5 empty] | 2029-03-01 | 4.6348 | 4.6127 | 4.7805 | 3.8496 | 2029
[5 empty] | 2029-04-01 | 4.2159 | 4.1789 | 4.3497 | 4.0939 | 2029
[5 empty] | 2029-05-01 | 4.1463 | 4.1102 | 4.2916 | 3.9973 | 2029
[5 empty] | 2029-06-01 | 4.1563 | 4.1212 | 4.3319 | 4.0097 | 2029
[5 empty] | 2029-07-01 | 4.3085 | 4.2744 | 4.564 | 4.0568 | 2029
[5 empty] | 2029-08-01 | 4.8056 | 4.7623 | 4.9872 | 4.5487 | 2029
[5 empty] | 2029-09-01 | 4.8577 | 4.8129 | 5.0862 | 4.6129 | 2029
[5 empty] | 2029-10-01 | 5.027 | 4.9784 | 5.2371 | 4.8511 | 2029
[5 empty] | 2029-11-01 | 5.5404 | 5.4995 | 5.8539 | 4.5993 | 2029
[5 empty] | 2029-12-01 | 5.5856 | 5.5581 | 6.0301 | 4.952 | 2029
[5 empty] | 2030-01-01 | 5.7184 | 5.6868 | 6.4827 | 5.3204 | 2030
[5 empty] | 2030-02-01 | 5.9073 | 5.8732 | 6.2229 | 5.1365 | 2030
[5 empty] | 2030-03-01 | 4.7853 | 4.7602 | 4.9277 | 3.9985 | 2030
[5 empty] | 2030-04-01 | 4.4209 | 4.3798 | 4.5448 | 4.2968 | 2030
[5 empty] | 2030-05-01 | 4.3737 | 4.333 | 4.4962 | 4.2223 | 2030
[5 empty] | 2030-06-01 | 4.2985 | 4.2605 | 4.5164 | 4.1504 | 2030
[5 empty] | 2030-07-01 | 4.4432 | 4.4064 | 4.7532 | 4.1901 | 2030
[5 empty] | 2030-08-01 | 4.9514 | 4.9051 | 5.176 | 4.693 | 2030
[5 empty] | 2030-09-01 | 5.0104 | 4.9625 | 5.2723 | 4.764 | 2030
[5 empty] | 2030-10-01 | 5.1794 | 5.1278 | 5.416 | 5.0019 | 2030
[5 empty] | 2030-11-01 | 5.7099 | 5.6655 | 6.0352 | 4.767 | 2030
[5 empty] | 2030-12-01 | 5.764 | 5.7328 | 6.2336 | 5.1285 | 2030
[5 empty] | 2031-01-01 | 5.6938 | 5.6628 | 6.4585 | 5.2961 | 2031
[5 empty] | 2031-02-01 | 6.0005 | 5.9645 | 6.3255 | 5.2287 | 2031
[5 empty] | 2031-03-01 | 4.9085 | 4.8809 | 5.0568 | 4.1204 | 2031
[5 empty] | 2031-04-01 | 4.4976 | 4.455 | 4.6373 | 4.3727 | 2031
[5 empty] | 2031-05-01 | 4.4427 | 4.4007 | 4.5825 | 4.2906 | 2031
[5 empty] | 2031-06-01 | 4.3806 | 4.3409 | 4.6105 | 4.2317 | 2031
[5 empty] | 2031-07-01 | 4.4815 | 4.444 | 4.7753 | 4.228 | 2031
[5 empty] | 2031-08-01 | 5.0432 | 4.995 | 5.3028 | 4.7838 | 2031
[5 empty] | 2031-09-01 | 5.169 | 5.1179 | 5.477 | 4.9209 | 2031
[5 empty] | 2031-10-01 | 5.4266 | 5.37 | 5.6442 | 5.2465 | 2031
[5 empty] | 2031-11-01 | 5.9846 | 5.9348 | 6.2886 | 5.0388 | 2031
[5 empty] | 2031-12-01 | 6.0406 | 6.0039 | 6.5022 | 5.4022 | 2031
[5 empty] | 2032-01-01 | 6.0537 | 6.0154 | 6.8181 | 5.6522 | 2032
[5 empty] | 2032-02-01 | 6.0505 | 6.0135 | 6.2928 | 5.2782 | 2032
[5 empty] | 2032-03-01 | 5.1977 | 5.1644 | 5.3629 | 4.4066 | 2032
[5 empty] | 2032-04-01 | 4.803 | 4.7542 | 4.9983 | 4.6748 | 2032
[5 empty] | 2032-05-01 | 4.8152 | 4.7658 | 5.003 | 4.6592 | 2032
[5 empty] | 2032-06-01 | 4.8359 | 4.7871 | 5.0045 | 4.6822 | 2032
[5 empty] | 2032-07-01 | 5.1398 | 5.0891 | 5.3433 | 4.8794 | 2032
[5 empty] | 2032-08-01 | 5.6049 | 5.5455 | 5.8145 | 5.3396 | 2032
[5 empty] | 2032-09-01 | 5.6585 | 5.5976 | 5.8904 | 5.4052 | 2032
[5 empty] | 2032-10-01 | 5.7894 | 5.7255 | 6.0375 | 5.6054 | 2032
[5 empty] | 2032-11-01 | 6.2908 | 6.2348 | 6.5933 | 5.3418 | 2032
[5 empty] | 2032-12-01 | 6.3371 | 6.2946 | 6.8127 | 5.6956 | 2032
[5 empty] | 2033-01-01 | 6.4887 | 6.4418 | 7.2525 | 6.0826 | 2033
[5 empty] | 2033-02-01 | 6.626 | 6.5774 | 6.8766 | 5.8477 | 2033
[5 empty] | 2033-03-01 | 5.4671 | 5.4284 | 5.6697 | 4.6732 | 2033
[5 empty] | 2033-04-01 | 5.0836 | 5.0292 | 5.2819 | 4.9525 | 2033
[5 empty] | 2033-05-01 | 5.091 | 5.036 | 5.2459 | 4.9321 | 2033
[5 empty] | 2033-06-01 | 5.1125 | 5.0582 | 5.2806 | 4.9559 | 2033
[5 empty] | 2033-07-01 | 5.2744 | 5.2211 | 5.503 | 5.0126 | 2033
[5 empty] | 2033-08-01 | 5.7833 | 5.7203 | 5.9718 | 5.5161 | 2033
[5 empty] | 2033-09-01 | 5.8551 | 5.7903 | 6.1056 | 5.5998 | 2033
[5 empty] | 2033-10-01 | 6.0121 | 5.9438 | 6.2503 | 5.8259 | 2033
[5 empty] | 2033-11-01 | 6.5273 | 6.4667 | 6.811 | 5.5759 | 2033
[5 empty] | 2033-12-01 | 6.5904 | 6.5428 | 7.0663 | 5.9462 | 2033
[5 empty] | 2034-01-01 | 6.4637 | 6.4173 | 7.2599 | 6.0579 | 2034
[5 empty] | 2034-02-01 | 6.6014 | 6.5534 | 6.8396 | 5.8233 | 2034
[5 empty] | 2034-03-01 | 5.5992 | 5.5578 | 5.8242 | 4.8039 | 2034
[5 empty] | 2034-04-01 | 5.1927 | 5.1361 | 5.3829 | 5.0605 | 2034
[5 empty] | 2034-05-01 | 5.1932 | 5.1361 | 5.3507 | 5.0332 | 2034
[5 empty] | 2034-06-01 | 5.2086 | 5.1524 | 5.3705 | 5.0509 | 2034
[5 empty] | 2034-07-01 | 5.3666 | 5.3114 | 5.6226 | 5.1038 | 2034
[5 empty] | 2034-08-01 | 5.8973 | 5.8321 | 6.1094 | 5.629 | 2034
[5 empty] | 2034-09-01 | 5.9553 | 5.8885 | 6.1697 | 5.6989 | 2034
[5 empty] | 2034-10-01 | 6.111 | 6.0407 | 6.3332 | 5.9237 | 2034
[5 empty] | 2034-11-01 | 6.6303 | 6.5675 | 6.9247 | 5.6777 | 2034
[5 empty] | 2034-12-01 | 6.6995 | 6.6497 | 7.1839 | 6.0542 | 2034
[5 empty] | 2035-01-01 | 6.7486 | 6.6965 | 7.5511 | 6.3398 | 2035
[5 empty] | 2035-02-01 | 7.0441 | 6.9871 | 7.335 | 6.2613 | 2035
[5 empty] | 2035-03-01 | 5.7338 | 5.6897 | 5.9353 | 4.937 | 2035
[5 empty] | 2035-04-01 | 5.2811 | 5.2227 | 5.4745 | 5.148 | 2035
[5 empty] | 2035-05-01 | 5.276 | 5.2173 | 5.434 | 5.1151 | 2035
[5 empty] | 2035-06-01 | 5.3025 | 5.2444 | 5.5004 | 5.1439 | 2035
[5 empty] | 2035-07-01 | 5.3962 | 5.3404 | 5.6697 | 5.1331 | 2035
[5 empty] | 2035-08-01 | 5.8622 | 5.7977 | 6.0708 | 5.5942 | 2035
[5 empty] | 2035-09-01 | 5.928 | 5.8617 | 6.1221 | 5.6719 | 2035
[5 empty] | 2035-10-01 | 6.101 | 6.031 | 6.3166 | 5.9138 | 2035
[5 empty] | 2035-11-01 | 6.6441 | 6.581 | 6.9187 | 5.6914 | 2035
[5 empty] | 2035-12-01 | 6.6932 | 6.6434 | 7.1493 | 6.0479 | 2035
[5 empty] | 2036-01-01 | 6.5663 | 6.5179 | 7.3636 | 6.1595 | 2036
[5 empty] | 2036-02-01 | 6.3207 | 6.2783 | 6.6011 | 5.5456 | 2036
[5 empty] | 2036-03-01 | 5.6593 | 5.6167 | 5.8492 | 4.8633 | 2036
[5 empty] | 2036-04-01 | 5.2731 | 5.2148 | 5.4766 | 5.14 | 2036
[5 empty] | 2036-05-01 | 5.2798 | 5.2211 | 5.4491 | 5.1189 | 2036
[5 empty] | 2036-06-01 | 5.3024 | 5.2444 | 5.5062 | 5.1438 | 2036
[5 empty] | 2036-07-01 | 5.3602 | 5.3051 | 5.6801 | 5.0975 | 2036
[5 empty] | 2036-08-01 | 5.8837 | 5.8187 | 6.1404 | 5.6154 | 2036
[5 empty] | 2036-09-01 | 5.9144 | 5.8484 | 6.2171 | 5.6585 | 2036
[5 empty] | 2036-10-01 | 6.1611 | 6.0898 | 6.3939 | 5.9733 | 2036
[5 empty] | 2036-11-01 | 6.6917 | 6.6277 | 6.9934 | 5.7385 | 2036
[5 empty] | 2036-12-01 | 6.757 | 6.706 | 7.2232 | 6.1111 | 2036
[5 empty] | 2037-01-01 | 6.7926 | 6.7397 | 7.5849 | 6.3834 | 2037
[5 empty] | 2037-02-01 | 6.8437 | 6.7908 | 7.1257 | 6.063 | 2037
[5 empty] | 2037-03-01 | 5.9057 | 5.8582 | 6.0754 | 5.1072 | 2037
[5 empty] | 2037-04-01 | 5.5308 | 5.4675 | 5.7007 | 5.395 | 2037
[5 empty] | 2037-05-01 | 5.5353 | 5.4714 | 5.6842 | 5.3717 | 2037
[5 empty] | 2037-06-01 | 5.4803 | 5.4187 | 5.751 | 5.3198 | 2037
[5 empty] | 2037-07-01 | 5.6077 | 5.5478 | 5.9496 | 5.3424 | 2037
[5 empty] | 2037-08-01 | 6.0289 | 5.961 | 6.3256 | 5.7591 | 2037
[5 empty] | 2037-09-01 | 6.1014 | 6.0317 | 6.3754 | 5.8435 | 2037
[5 empty] | 2037-10-01 | 6.3365 | 6.2617 | 6.5321 | 6.1468 | 2037
[5 empty] | 2037-11-01 | 6.8815 | 6.8137 | 7.157 | 5.9263 | 2037
[5 empty] | 2037-12-01 | 7.0055 | 6.9495 | 7.4988 | 6.357 | 2037
[5 empty] | 2038-01-01 | 7.011 | 6.9537 | 7.8313 | 6.5995 | 2038
[5 empty] | 2038-02-01 | 7.1294 | 7.0708 | 7.4363 | 6.3458 | 2038
[5 empty] | 2038-03-01 | 6.0833 | 6.0322 | 6.2809 | 5.2829 | 2038
[5 empty] | 2038-04-01 | 5.6989 | 5.6321 | 5.877 | 5.5613 | 2038
[5 empty] | 2038-05-01 | 5.7217 | 5.6541 | 5.8755 | 5.5562 | 2038
[5 empty] | 2038-06-01 | 5.7504 | 5.6834 | 5.9796 | 5.5871 | 2038
[5 empty] | 2038-07-01 | 5.8161 | 5.7519 | 6.1932 | 5.5486 | 2038
[5 empty] | 2038-08-01 | 6.3248 | 6.251 | 6.6484 | 6.0519 | 2038
[5 empty] | 2038-09-01 | 6.4274 | 6.3512 | 6.7272 | 6.1661 | 2038
[5 empty] | 2038-10-01 | 6.6868 | 6.605 | 6.8916 | 6.4935 | 2038
[5 empty] | 2038-11-01 | 7.2358 | 7.161 | 7.5084 | 6.2769 | 2038
[5 empty] | 2038-12-01 | 7.3438 | 7.2811 | 7.8279 | 6.6917 | 2038
[5 empty] | 2039-01-01 | 7.2155 | 7.1541 | 8.0681 | 6.8018 | 2039
[5 empty] | 2039-02-01 | 7.4323 | 7.3677 | 7.7064 | 6.6455 | 2039
[5 empty] | 2039-03-01 | 6.4261 | 6.3682 | 6.6201 | 5.6221 | 2039
[5 empty] | 2039-04-01 | 6.0223 | 5.9491 | 6.2078 | 5.8814 | 2039
[5 empty] | 2039-05-01 | 6.0462 | 5.9721 | 6.2063 | 5.8773 | 2039
[5 empty] | 2039-06-01 | 5.9902 | 5.9184 | 6.268 | 5.8243 | 2039
[5 empty] | 2039-07-01 | 6.0984 | 6.0285 | 6.5087 | 5.8279 | 2039
[5 empty] | 2039-08-01 | 6.6073 | 6.528 | 6.9478 | 6.3315 | 2039
[5 empty] | 2039-09-01 | 6.7499 | 6.6672 | 7.0622 | 6.4852 | 2039
[5 empty] | 2039-10-01 | 6.9915 | 6.9036 | 7.2048 | 6.795 | 2039
[5 empty] | 2039-11-01 | 7.5432 | 7.4622 | 7.8084 | 6.581 | 2039
[5 empty] | 2039-12-01 | 7.6116 | 7.5435 | 8.0897 | 6.9567 | 2039
[5 empty] | 2040-01-01 | 7.4604 | 7.3941 | 8.3134 | 7.0442 | 2040
[5 empty] | 2040-02-01 | 7.155 | 7.0959 | 7.4178 | 6.3711 | 2040
[5 empty] | 2040-03-01 | 6.5115 | 6.452 | 6.7288 | 5.7066 | 2040
[5 empty] | 2040-04-01 | 6.1867 | 6.1102 | 6.364 | 6.0441 | 2040
[5 empty] | 2040-05-01 | 6.1296 | 6.0538 | 6.3718 | 5.9597 | 2040
[5 empty] | 2040-06-01 | 6.1629 | 6.0876 | 6.4633 | 5.9952 | 2040
[5 empty] | 2040-07-01 | 6.3394 | 6.2647 | 6.7465 | 6.0664 | 2040
[5 empty] | 2040-08-01 | 6.7944 | 6.7112 | 7.1307 | 6.5166 | 2040
[5 empty] | 2040-09-01 | 6.917 | 6.831 | 7.2551 | 6.6506 | 2040
[5 empty] | 2040-10-01 | 7.0776 | 6.988 | 7.4054 | 6.8802 | 2040
[5 empty] | 2040-11-01 | 7.7173 | 7.6328 | 7.9984 | 6.7534 | 2040
[5 empty] | 2040-12-01 | 7.7906 | 7.7189 | 8.288 | 7.1338 | 2040
[5 empty] | 2041-01-01 | 7.7601 | 7.6878 | 8.5833 | 7.3407 | 2041
[5 empty] | 2041-02-01 | 7.7791 | 7.7075 | 8.0597 | 6.9886 | 2041
[5 empty] | 2041-03-01 | 6.9146 | 6.8469 | 7.1465 | 6.1054 | 2041
[5 empty] | 2041-04-01 | 6.5273 | 6.444 | 6.7166 | 6.3811 | 2041
[5 empty] | 2041-05-01 | 6.5348 | 6.4509 | 6.7199 | 6.3607 | 2041
[5 empty] | 2041-06-01 | 6.5106 | 6.4284 | 6.7999 | 6.3393 | 2041
[5 empty] | 2041-07-01 | 6.6012 | 6.5213 | 7.0476 | 6.3255 | 2041
[5 empty] | 2041-08-01 | 7.0754 | 6.9866 | 7.4393 | 6.7947 | 2041
[5 empty] | 2041-09-01 | 7.2426 | 7.1501 | 7.5814 | 6.9728 | 2041
[5 empty] | 2041-10-01 | 7.4849 | 7.3871 | 7.7257 | 7.2832 | 2041
[5 empty] | 2041-11-01 | 8.0477 | 7.9566 | 8.3298 | 7.0803 | 2041
[5 empty] | 2041-12-01 | 8.1254 | 8.047 | 8.5975 | 7.4651 | 2041
[5 empty] | 2042-01-01 | 7.9968 | 7.9198 | 8.8568 | 7.575 | 2042
[5 empty] | 2042-02-01 | 8.2034 | 8.1233 | 8.4921 | 7.4085 | 2042
[5 empty] | 2042-03-01 | 7.1773 | 7.1044 | 7.418 | 6.3654 | 2042
[5 empty] | 2042-04-01 | 6.8057 | 6.7168 | 7.0226 | 6.6565 | 2042
[5 empty] | 2042-05-01 | 6.8294 | 6.7396 | 7.0237 | 6.6522 | 2042
[5 empty] | 2042-06-01 | 6.781 | 6.6933 | 7.0799 | 6.6069 | 2042
[5 empty] | 2042-07-01 | 6.8207 | 6.7364 | 7.2815 | 6.5426 | 2042
[5 empty] | 2042-08-01 | 7.3764 | 7.2816 | 7.778 | 7.0925 | 2042
[5 empty] | 2042-09-01 | 7.5932 | 7.4936 | 7.9402 | 7.3196 | 2042
[5 empty] | 2042-10-01 | 7.8357 | 7.7309 | 8.0884 | 7.6303 | 2042
[5 empty] | 2042-11-01 | 8.3971 | 8.299 | 8.6945 | 7.426 | 2042
[5 empty] | 2042-12-01 | 8.4949 | 8.4092 | 8.956 | 7.8307 | 2042
[5 empty] | 0 | #N/A | #N/A | #N/A | #N/A | 1900
[5 empty] | 0 | #N/A | #N/A | #N/A | #N/A | 1900
[5 empty] | 0 | #N/A | #N/A | #N/A | #N/A | 1900
Note on H5: PacifiCorp: Date that deal is evaluated.

## Table3ACsummary (hidden)
Total Resource Cost ($/MWh)
COD | 2024 | 2030 | 2024 | 2024 | 2024 | 2024 | 2029 | 2024 | 2030 | 2026 | 2029 | 2032
| IRP19Wind_WYAE | IRP19Wind_ID | IRP19Solar_wS_YK | IRP19Solar_wS_OR | IRP19Solar_wS_UT_UTN | IRP19Solar_wS_WY_JB | IRP19Solar_wS_WY_JB | IRP19Solar_wS_UT_UTS | IRP19Solar_wS_UT_UTS | IRP19_SCCT_NTN_2026_185MW | IRP19Wind_wS_YK | IRP19Wind_wS_ID
2018
2019
2020
2021
2022
2023
2024 | 0 |  | #REF! | #REF! | #REF! | #REF! |  | 0
2025 | 0 |  | #REF! | #REF! | #REF! | #REF! |  | 0
2026 | 0 |  | #REF! | #REF! | #REF! | #REF! |  | 75.1391 |  | 0 |  |  | IRP19 Avg Inflation rate
2027 | 0 |  | #REF! | #REF! | #REF! | #REF! |  | 76.7622 |  | 0 |  |  | 2.275%
2028 | 0 |  | #REF! | #REF! | #REF! | #REF! |  | 78.4193 |  | 0
2029 | 53.6304 |  | #REF! | #REF! | #REF! | #REF! | #REF! | 80.1092 |  | 0 | #REF!
2030 | 54.7833 | #REF! | #REF! | #REF! | #REF! | #REF! | #REF! | 81.8358 | #REF! | 0 | #REF!
2031 | 55.9653 | #REF! | #REF! | #REF! | #REF! | #REF! | #REF! | 83.5993 | #REF! | 401.1 | #REF!
2032 | 57.1708 | #REF! | #REF! | #REF! | #REF! | #REF! | #REF! | 85.3996 | #REF! | 409.76 | #REF! | #REF!
2033 | 58.4025 | #REF! | #REF! | #REF! | #REF! | #REF! | #REF! | 87.2408 | #REF! | 418.55 | #REF! | #REF!
2034 | 59.663 | #REF! | #REF! | #REF! | #REF! | #REF! | #REF! | 89.1229 | #REF! | 427.59 | #REF! | #REF!
2035 | 60.9496 | #REF! | #REF! | #REF! | #REF! | #REF! | #REF! | 91.0419 | #REF! | 436.84 | #REF! | #REF!
2036 | 62.2651 | #REF! | #REF! | #REF! | #REF! | #REF! | #REF! | 93.0018 | #REF! | 446.21 | #REF! | #REF!
2037 | 63.6067 | #REF! | #REF! | #REF! | #REF! | #REF! | #REF! | 95.0066 | #REF! | 455.84 | #REF! | #REF!
2038 | 64.9771 | #REF! | #REF! | #REF! | #REF! | #REF! | #REF! | 97.0524 | #REF! | 465.69 | #REF! | #REF!
2039 | 66.4553 | #REF! | #REF! | #REF! | #REF! | #REF! | #REF! | 99.2604 | #REF! | 476.2844 | #REF! | #REF!
2040 | 67.9672 | #REF! | #REF! | #REF! | #REF! | #REF! | #REF! | 101.5185 | #REF! | 487.1199 | #REF! | #REF!
2041 | 69.5134 | #REF! | #REF! | #REF! | #REF! | #REF! | #REF! | 103.8281 | #REF! | 498.2019 | #REF! | #REF!
2042 | 71.0948 | #REF! | #REF! | #REF! | #REF! | #REF! | #REF! | 106.1902 | #REF! | 509.536 | #REF! | #REF!
2043 | 72.7123 | #REF! | #REF! | #REF! | #REF! | #REF! | #REF! | 108.606 | #REF! | 521.1279 | #REF! | #REF!
2044 | 74.3665 | #REF! | #REF! | #REF! | #REF! | #REF! | #REF! | 111.0768 | #REF! | 532.9836 | #REF! | #REF!
2045 | 76.0583 | #REF! | #REF! | #REF! | #REF! | #REF! | #REF! | 113.6038 | #REF! | 545.109 | #REF! | #REF!
2046 | 77.7886 | #REF! | #REF! | #REF! | #REF! | #REF! | #REF! | 116.1883 | #REF! | 557.5102 | #REF! | #REF!
2047 | 79.5583 | #REF! | #REF! | #REF! | #REF! | #REF! | #REF! | 118.8316 | #REF! | 570.1936 | #REF! | #REF!
2048 | 81.3683 | #REF! | #REF! | #REF! | #REF! | #REF! | #REF! | 121.535 | #REF! | 583.1655 | #REF! | #REF!
2049 | 83.2194 | #REF! | #REF! | #REF! | #REF! | #REF! | #REF! | 124.2999 | #REF! | 596.4325 | #REF! | #REF!
2050 | 85.1126 | #REF! | #REF! | #REF! | #REF! | #REF! | #REF! | 127.1277 | #REF! | 610.0013 | #REF! | #REF!
2051 | 87.0489 | #REF! | #REF! | #REF! | #REF! | #REF! | #REF! | 130.0199 | #REF! | 623.8788 | #REF! | #REF!
2052 | 89.0293 | #REF! | #REF! | #REF! | #REF! | #REF! | #REF! | 132.9778 | #REF! | 638.0721 | #REF! | #REF!
2053 | 91.0547 | #REF! | #REF! | #REF! | #REF! | #REF! | #REF! | 136.0031 | #REF! | 652.5882 | #REF! | #REF!
2054 |  | #REF! |  |  |  |  | #REF! |  | #REF! | 667.4346 | #REF! | #REF!
2055 |  | #REF! |  |  |  |  | #REF! |  | #REF! | 682.6187 | #REF! | #REF!
2056 |  | #REF! |  |  |  |  | #REF! |  | #REF! |  | #REF! | #REF!
2057 |  | #REF! |  |  |  |  | #REF! |  | #REF! |  | #REF! | #REF!
2058 |  | #REF! |  |  |  |  | #REF! |  | #REF! |  | #REF! | #REF!
2059 |  | #REF! | [6 empty] | #REF! |  |  | #REF!
2060 |  | #REF! | [9 empty] | #REF!
2061 |  | #REF! | [9 empty] | #REF!
30 year levelized | 44.0434 | #REF! | #REF! | #REF! | #REF! | #REF! | #REF! | 79.8472 | #REF! | 329.8202 | #REF! | #REF!

## Table 5
Appendix B
| Table 5 | [9 empty] | Study_Name:
| Utah 2022.Q4 - 100.0 MW and 100.0% CF | [7 empty] | 44927 |  | Utah 2022.Q4 |  |  | 15 Year Starting 2025 | 15 Year Starting 2024 | 15 Year Starting 2023 | 15 Year
| January 2023 through December 2037 | [6 empty] | Start | 2023-01-01 |  | Resource Capacity |  | start | 49 | 37 | 25 | 13
| Nominal Avoided Costs Calculated Monthly | [6 empty] | End | 2037-12-01 |  | 100 | MW | end | 228 | 216 | 204 | 192
[11 empty] | 100% | CF
| Nominal NPV at 6.88% Discount Rate | [6 empty] | Discount Rate - 2021 IRP Update
15 Year |  | 414993045.7838 | 41475709.5274 | 456468755.3112 | 8294847.6622 | 55.0304 |  | 6.88% | 0.556%
|  | Energy | Capacity $ | Total | Total | AC Price
| Month | Avoided $ | 100.0% CF | Dollars | MWH | 100.0% CF | Offset | Year | Date Test | Offset |  |  |  | Total | energy | capacity
| 2023-01-01 | 12714333.2859 | 0 | 12714333.2859 | 74400 | 170.8916 | 1 | 2023 | 2023-01-01 | 386 | Net Power Cost
| 2023-02-01 | 4857653.1956 | 0 | 4857653.1956 | 67200 | 72.2865 | 2 | 2023 | 2023-02-01 | 505 | Avoided Cost Resource
| 2023-03-01 | 2778124.6224 | 0 | 2778124.6224 | 74400 | 37.3404 | 3 | 2023 | 2023-03-01
| 2023-04-01 | 1785870.5632 | 0 | 1785870.5632 | 72000 | 24.8038 | 4 | 2023 | 2023-04-01 | 2023 | 59873347.0795 | 0 | 876000 | 68.3486 | 68.3486 | 0
| 2023-05-01 | 1646454.7665 | 0 | 1646454.7665 | 74400 | 22.1298 | 5 | 2023 | 2023-05-01 | 2024 | 64301389.3832 | 0 | 878400 | 73.2029 | 73.2029 | 0
| 2023-06-01 | 2313377.4937 | 0 | 2313377.4937 | 72000 | 32.1302 | 6 | 2023 | 2023-06-01 | 2025 | 47430318.9304 | 0 | 876000 | 54.1442 | 54.1442 | 0
| 2023-07-01 | 11291403.046 | 0 | 11291403.046 | 74400 | 151.7662 | 7 | 2023 | 2023-07-01 | 2026 | 48491494.8401 | 0 | 876000 | 55.3556 | 55.3556 | 0
| 2023-08-01 | 6074368.8826 | 0 | 6074368.8826 | 74400 | 81.6447 | 8 | 2023 | 2023-08-01 | 2027 | 40935179.162 | 0 | 876000 | 46.7297 | 46.7297 | 0
| 2023-09-01 | 4541469.8445 | 0 | 4541469.8445 | 72000 | 63.076 | 9 | 2023 | 2023-09-01 | 2028 | 41529686.9245 | 0 | 878400 | 47.2788 | 47.2788 | 0
| 2023-10-01 | 4067193.3589 | 0 | 4067193.3589 | 74400 | 54.6666 | 10 | 2023 | 2023-10-01 | 2029 | 40722896.6148 | 0 | 876000 | 46.4873 | 46.4873 | 0
| 2023-11-01 | 3306628.5997 | 0 | 3306628.5997 | 72000 | 45.9254 | 11 | 2023 | 2023-11-01 | 2030 | 40335722.1004 | 0 | 876000 | 46.0453 | 46.0453 | 0
| 2023-12-01 | 4496469.4206 | 0 | 4496469.4206 | 74400 | 60.4364 | 12 | 2023 | 2023-12-01 | 2031 | 34387035.8489 | 11928815.5721 | 876000 | 52.872 | 39.2546 | 13.6174
| 2024-01-01 | 8339290.201 | 0 | 8339290.201 | 74400 | 112.0872 | 14 | 2024 | 2024-01-01 | 2032 | 33243854.888 | 12185224.8394 | 878400 | 51.718 | 37.8459 | 13.8721
| 2024-02-01 | 4731046.8778 | 0 | 4731046.8778 | 69600 | 67.9748 | 15 | 2024 | 2024-02-01 | 2033 | 32676242.6602 | 12447537.4732 | 876000 | 51.5112 | 37.3016 | 14.2095
| 2024-03-01 | 3832262.6947 | 0 | 3832262.6947 | 74400 | 51.5089 | 16 | 2024 | 2024-03-01 | 2034 | 31622370.9373 | 12716274.0899 | 876000 | 50.6149 | 36.0986 | 14.5163
| 2024-04-01 | 2442983.9399 | 0 | 2442983.9399 | 72000 | 33.9303 | 17 | 2024 | 2024-04-01 | 2035 | 32918317.7142 | 12990364.0257 | 876000 | 52.4072 | 37.578 | 14.8292
| 2024-05-01 | 2298517.8073 | 0 | 2298517.8073 | 74400 | 30.8941 | 18 | 2024 | 2024-05-01 | 2036 | 34306283.0051 | 13269807.2805 | 878400 | 54.1622 | 39.0554 | 15.1068
| 2024-06-01 | 2966881.2218 | 0 | 2966881.2218 | 72000 | 41.2067 | 19 | 2024 | 2024-06-01 | 2037 | 40608985.5507 | 13555674.5182 | 876000 | 61.8318 | 46.3573 | 15.4745
| 2024-07-01 | 11346557.3658 | 0 | 11346557.3658 | 74400 | 152.5075 | 20 | 2024 | 2024-07-01 | 2038 | 40826175.0734 | 13846895.0749 | 876000 | 62.4122 | 46.6052 | 15.807
| 2024-08-01 | 7783028.2284 | 0 | 7783028.2284 | 74400 | 104.6106 | 21 | 2024 | 2024-08-01 | 2039 | 41483574.2649 | 14145610.2784 | 876000 | 63.5036 | 47.3557 | 16.148
| 2024-09-01 | 5843981.8738 | 0 | 5843981.8738 | 72000 | 81.1664 | 22 | 2024 | 2024-09-01 | 2040 | 42940514.218 | 14450749.4647 | 878400 | 65.3361 | 48.8849 | 16.4512
| 2024-10-01 | 4521022.5192 | 0 | 4521022.5192 | 74400 | 60.7664 | 23 | 2024 | 2024-10-01 | 2041 | 0 | 0 | 0 | #DIV/0! | #DIV/0! | 0
| 2024-11-01 | 4330973.7709 | 0 | 4330973.7709 | 72000 | 60.1524 | 24 | 2024 | 2024-11-01 | 2042 | 0 | 0 | 0 | #DIV/0! | #DIV/0! | 0
| 2024-12-01 | 5864842.8826 | 0 | 5864842.8826 | 74400 | 78.8285 | 25 | 2024 | 2024-12-01 | 2043 | 0 | 0 | 0 | #DIV/0! | #DIV/0! | 0
| 2025-01-01 | 2237720.9102 | 0 | 2237720.9102 | 74400 | 30.0769 | 27 | 2025 | 2025-01-01 | 2044 | 0 | 0 | 0 | #DIV/0! | #DIV/0! | 0
| 2025-02-01 | 2978229.8797 | 0 | 2978229.8797 | 67200 | 44.3189 | 28 | 2025 | 2025-02-01 | 2045 | 0 | 0 | 0 | #DIV/0! | #DIV/0! | 0
| 2025-03-01 | 2994762.981 | 0 | 2994762.981 | 74400 | 40.2522 | 29 | 2025 | 2025-03-01 | 2046 | 0 | 0 | 0 | #DIV/0! | #DIV/0! | 0
| 2025-04-01 | 1663055.5812 | 0 | 1663055.5812 | 72000 | 23.098 | 30 | 2025 | 2025-04-01 | 2047 | 0 | 0 | 0 | #DIV/0! | #DIV/0! | 0
| 2025-05-01 | 2016014.6645 | 0 | 2016014.6645 | 74400 | 27.097 | 31 | 2025 | 2025-05-01 | 2048 | 0 | 0 | 0 | #DIV/0! | #DIV/0! | 0
| 2025-06-01 | 2412098.0464 | 0 | 2412098.0464 | 72000 | 33.5014 | 32 | 2025 | 2025-06-01 | 2049
| 2025-07-01 | 9990491.6178 | 0 | 9990491.6178 | 74400 | 134.2808 | 33 | 2025 | 2025-07-01
| 2025-08-01 | 6989183.5888 | 0 | 6989183.5888 | 74400 | 93.9406 | 34 | 2025 | 2025-08-01
| 2025-09-01 | 5675540.1336 | 0 | 5675540.1336 | 72000 | 78.8269 | 35 | 2025 | 2025-09-01
| 2025-10-01 | 3401798.2636 | 0 | 3401798.2636 | 74400 | 45.7231 | 36 | 2025 | 2025-10-01
| 2025-11-01 | 3007407.9788 | 0 | 3007407.9788 | 72000 | 41.7696 | 37 | 2025 | 2025-11-01
| 2025-12-01 | 4064015.2846 | 0 | 4064015.2846 | 74400 | 54.6239 | 38 | 2025 | 2025-12-01
| 2026-01-01 | 3935168.6264 | 0 | 3935168.6264 | 74400 | 52.8921 | 40 | 2026 | 2026-01-01
| 2026-02-01 | 3916774.3405 | 0 | 3916774.3405 | 67200 | 58.2853 | 41 | 2026 | 2026-02-01
| 2026-03-01 | 3383651.883 | 0 | 3383651.883 | 74400 | 45.4792 | 42 | 2026 | 2026-03-01
| 2026-04-01 | 2152034.9026 | 0 | 2152034.9026 | 72000 | 29.8894 | 43 | 2026 | 2026-04-01
| 2026-05-01 | 2116553.9768 | 0 | 2116553.9768 | 74400 | 28.4483 | 44 | 2026 | 2026-05-01
| 2026-06-01 | 2539942.3655 | 0 | 2539942.3655 | 72000 | 35.277 | 45 | 2026 | 2026-06-01
| 2026-07-01 | 6530954.1911 | 0 | 6530954.1911 | 74400 | 87.7816 | 46 | 2026 | 2026-07-01
| 2026-08-01 | 6485977.7796 | 0 | 6485977.7796 | 74400 | 87.1771 | 47 | 2026 | 2026-08-01
| 2026-09-01 | 5370225.9502 | 0 | 5370225.9502 | 72000 | 74.5865 | 48 | 2026 | 2026-09-01
| 2026-10-01 | 3672683.5549 | 0 | 3672683.5549 | 74400 | 49.364 | 49 | 2026 | 2026-10-01
| 2026-11-01 | 3726890.4242 | 0 | 3726890.4242 | 72000 | 51.7624 | 50 | 2026 | 2026-11-01
| 2026-12-01 | 4660636.8452 | 0 | 4660636.8452 | 74400 | 62.643 | 51 | 2026 | 2026-12-01
| 2027-01-01 | 3693740.1618 | 0 | 3693740.1618 | 74400 | 49.647 | 53 | 2027 | 2027-01-01
| 2027-02-01 | 3717943.97 | 0 | 3717943.97 | 67200 | 55.3265 | 54 | 2027 | 2027-02-01
| 2027-03-01 | 2725991.3669 | 0 | 2725991.3669 | 74400 | 36.6397 | 55 | 2027 | 2027-03-01
| 2027-04-01 | 2099655.3294 | 0 | 2099655.3294 | 72000 | 29.1619 | 56 | 2027 | 2027-04-01
| 2027-05-01 | 1692821.397 | 0 | 1692821.397 | 74400 | 22.753 | 57 | 2027 | 2027-05-01
| 2027-06-01 | 2262816.2993 | 0 | 2262816.2993 | 72000 | 31.428 | 58 | 2027 | 2027-06-01
| 2027-07-01 | 4624861.2408 | 0 | 4624861.2408 | 74400 | 62.1621 | 59 | 2027 | 2027-07-01
| 2027-08-01 | 5001528.6833 | 0 | 5001528.6833 | 74400 | 67.2248 | 60 | 2027 | 2027-08-01
| 2027-09-01 | 4172806.5237 | 0 | 4172806.5237 | 72000 | 57.9556 | 61 | 2027 | 2027-09-01
| 2027-10-01 | 3392092.768 | 0 | 3392092.768 | 74400 | 45.5926 | 62 | 2027 | 2027-10-01
| 2027-11-01 | 3550260.8778 | 0 | 3550260.8778 | 72000 | 49.3092 | 63 | 2027 | 2027-11-01
| 2027-12-01 | 4000660.544 | 0 | 4000660.544 | 74400 | 53.7723 | 64 | 2027 | 2027-12-01
| 2028-01-01 | 3659536.2187 | 0 | 3659536.2187 | 74400 | 49.1873 | 66 | 2028 | 2028-01-01
| 2028-02-01 | 3478815.1458 | 0 | 3478815.1458 | 69600 | 49.983 | 67 | 2028 | 2028-02-01
| 2028-03-01 | 2658844.581 | 0 | 2658844.581 | 74400 | 35.7372 | 68 | 2028 | 2028-03-01
| 2028-04-01 | 2075315.0482 | 0 | 2075315.0482 | 72000 | 28.8238 | 69 | 2028 | 2028-04-01
| 2028-05-01 | 1757150.2923 | 0 | 1757150.2923 | 74400 | 23.6176 | 70 | 2028 | 2028-05-01
| 2028-06-01 | 2324893.4642 | 0 | 2324893.4642 | 72000 | 32.2902 | 71 | 2028 | 2028-06-01
| 2028-07-01 | 4803848.9148 | 0 | 4803848.9148 | 74400 | 64.5679 | 72 | 2028 | 2028-07-01
| 2028-08-01 | 5396058.31 | 0 | 5396058.31 | 74400 | 72.5277 | 73 | 2028 | 2028-08-01
| 2028-09-01 | 4349885.1301 | 0 | 4349885.1301 | 72000 | 60.4151 | 74 | 2028 | 2028-09-01
| 2028-10-01 | 3491087.6891 | 0 | 3491087.6891 | 74400 | 46.9232 | 75 | 2028 | 2028-10-01
| 2028-11-01 | 3561579.1659 | 0 | 3561579.1659 | 72000 | 49.4664 | 76 | 2028 | 2028-11-01
| 2028-12-01 | 3972672.9646 | 0 | 3972672.9646 | 74400 | 53.3961 | 77 | 2028 | 2028-12-01
| 2029-01-01 | 3720910.7097 | 0 | 3720910.7097 | 74400 | 50.0122 | 79 | 2029 | 2029-01-01
| 2029-02-01 | 3578293.2228 | 0 | 3578293.2228 | 67200 | 53.2484 | 80 | 2029 | 2029-02-01
| 2029-03-01 | 2726327.4516 | 0 | 2726327.4516 | 74400 | 36.6442 | 81 | 2029 | 2029-03-01
| 2029-04-01 | 2145139.0137 | 0 | 2145139.0137 | 72000 | 29.7936 | 82 | 2029 | 2029-04-01
| 2029-05-01 | 1573053.282 | 0 | 1573053.282 | 74400 | 21.1432 | 83 | 2029 | 2029-05-01
| 2029-06-01 | 2180148.7391 | 0 | 2180148.7391 | 72000 | 30.2798 | 84 | 2029 | 2029-06-01
| 2029-07-01 | 4628619.9408 | 0 | 4628619.9408 | 74400 | 62.2126 | 85 | 2029 | 2029-07-01
| 2029-08-01 | 5219609.4859 | 0 | 5219609.4859 | 74400 | 70.156 | 86 | 2029 | 2029-08-01
| 2029-09-01 | 4182565.4254 | 0 | 4182565.4254 | 72000 | 58.0912 | 87 | 2029 | 2029-09-01
| 2029-10-01 | 3387318.4403 | 0 | 3387318.4403 | 74400 | 45.5285 | 88 | 2029 | 2029-10-01
| 2029-11-01 | 3408582.2379 | 0 | 3408582.2379 | 72000 | 47.3414 | 89 | 2029 | 2029-11-01
| 2029-12-01 | 3972328.6654 | 0 | 3972328.6654 | 74400 | 53.3915 | 90 | 2029 | 2029-12-01
| 2030-01-01 | 3766421.5191 | 0 | 3766421.5191 | 74400 | 50.6239 | 92 | 2030 | 2030-01-01
| 2030-02-01 | 3713922.4139 | 0 | 3713922.4139 | 67200 | 55.2667 | 93 | 2030 | 2030-02-01
| 2030-03-01 | 2539698.7141 | 0 | 2539698.7141 | 74400 | 34.1357 | 94 | 2030 | 2030-03-01
| 2030-04-01 | 2085454.4541 | 0 | 2085454.4541 | 72000 | 28.9646 | 95 | 2030 | 2030-04-01
| 2030-05-01 | 1654750.2996 | 0 | 1654750.2996 | 74400 | 22.2413 | 96 | 2030 | 2030-05-01
| 2030-06-01 | 2031283.9916 | 0 | 2031283.9916 | 72000 | 28.2123 | 97 | 2030 | 2030-06-01
| 2030-07-01 | 4408390.7843 | 0 | 4408390.7843 | 74400 | 59.2526 | 98 | 2030 | 2030-07-01
| 2030-08-01 | 4973976.9302 | 0 | 4973976.9302 | 74400 | 66.8545 | 99 | 2030 | 2030-08-01
| 2030-09-01 | 4131276.2123 | 0 | 4131276.2123 | 72000 | 57.3788 | 100 | 2030 | 2030-09-01
| 2030-10-01 | 3289567.4265 | 0 | 3289567.4265 | 74400 | 44.2146 | 101 | 2030 | 2030-10-01
| 2030-11-01 | 3624342.5099 | 0 | 3624342.5099 | 72000 | 50.3381 | 102 | 2030 | 2030-11-01
| 2030-12-01 | 4116636.8447 | 0 | 4116636.8447 | 74400 | 55.3311 | 103 | 2030 | 2030-12-01
| 2031-01-01 | 2994512.1952 | 994067.9643 | 3988580.1596 | 74400 | 53.6099 | 105 | 2031 | 2031-01-01
| 2031-02-01 | 2772044.2116 | 994067.9643 | 3766112.176 | 67200 | 56.0433 | 106 | 2031 | 2031-02-01
| 2031-03-01 | 2336904.254 | 994067.9643 | 3330972.2183 | 74400 | 44.7711 | 107 | 2031 | 2031-03-01
| 2031-04-01 | 1840471.76 | 994067.9643 | 2834539.7244 | 72000 | 39.3686 | 108 | 2031 | 2031-04-01
| 2031-05-01 | 1425208.2087 | 994067.9643 | 2419276.173 | 74400 | 32.5172 | 109 | 2031 | 2031-05-01
| 2031-06-01 | 1937037.2759 | 994067.9643 | 2931105.2403 | 72000 | 40.7098 | 110 | 2031 | 2031-06-01
| 2031-07-01 | 4368313.2817 | 994067.9643 | 5362381.246 | 74400 | 72.075 | 111 | 2031 | 2031-07-01
| 2031-08-01 | 4962745.133 | 994067.9643 | 5956813.0974 | 74400 | 80.0647 | 112 | 2031 | 2031-08-01
| 2031-09-01 | 3115252.3121 | 994067.9643 | 4109320.2764 | 72000 | 57.0739 | 113 | 2031 | 2031-09-01
| 2031-10-01 | 2716658.0986 | 994067.9643 | 3710726.063 | 74400 | 49.8754 | 114 | 2031 | 2031-10-01
| 2031-11-01 | 2945882.2821 | 994067.9643 | 3939950.2464 | 72000 | 54.7215 | 115 | 2031 | 2031-11-01
| 2031-12-01 | 2972006.836 | 994067.9643 | 3966074.8003 | 74400 | 53.3075 | 116 | 2031 | 2031-12-01
| 2032-01-01 | 2740887.5297 | 1015435.4033 | 3756322.933 | 74400 | 50.4882 | 118 | 2032 | 2032-01-01
| 2032-02-01 | 2799324.668 | 1015435.4033 | 3814760.0713 | 69600 | 54.8098 | 119 | 2032 | 2032-02-01
| 2032-03-01 | 2223862.8879 | 1015435.4033 | 3239298.2911 | 74400 | 43.539 | 120 | 2032 | 2032-03-01
| 2032-04-01 | 1711573.3216 | 1015435.4033 | 2727008.7249 | 72000 | 37.8751 | 121 | 2032 | 2032-04-01
| 2032-05-01 | 1161593.9261 | 1015435.4033 | 2177029.3294 | 74400 | 29.2611 | 122 | 2032 | 2032-05-01
| 2032-06-01 | 1808909.7547 | 1015435.4033 | 2824345.158 | 72000 | 39.227 | 123 | 2032 | 2032-06-01
| 2032-07-01 | 4503189.3276 | 1015435.4033 | 5518624.7309 | 74400 | 74.1751 | 124 | 2032 | 2032-07-01
| 2032-08-01 | 5032799.9489 | 1015435.4033 | 6048235.3522 | 74400 | 81.2935 | 125 | 2032 | 2032-08-01
| 2032-09-01 | 2911011.911 | 1015435.4033 | 3926447.3143 | 72000 | 54.534 | 126 | 2032 | 2032-09-01
| 2032-10-01 | 2506357.8519 | 1015435.4033 | 3521793.2552 | 74400 | 47.3359 | 127 | 2032 | 2032-10-01
| 2032-11-01 | 2742016.2117 | 1015435.4033 | 3757451.615 | 72000 | 52.1868 | 128 | 2032 | 2032-11-01
| 2032-12-01 | 3102327.5488 | 1015435.4033 | 4117762.9521 | 74400 | 55.3463 | 129 | 2032 | 2032-12-01
| 2033-01-01 | 2666295.1258 | 1037294.7894 | 3703589.9152 | 74400 | 49.7794 | 1 | 2033 | 2033-01-01
| 2033-02-01 | 2670811.1641 | 1037294.7894 | 3708105.9536 | 67200 | 55.1801 | 2 | 2033 | 2033-02-01
| 2033-03-01 | 2067055.4223 | 1037294.7894 | 3104350.2118 | 74400 | 41.7251 | 3 | 2033 | 2033-03-01
| 2033-04-01 | 1677063.6424 | 1037294.7894 | 2714358.4318 | 72000 | 37.6994 | 4 | 2033 | 2033-04-01
| 2033-05-01 | 1247510.7451 | 1037294.7894 | 2284805.5345 | 74400 | 30.7098 | 5 | 2033 | 2033-05-01
| 2033-06-01 | 1779904.8482 | 1037294.7894 | 2817199.6376 | 72000 | 39.1278 | 6 | 2033 | 2033-06-01
| 2033-07-01 | 4282462.3398 | 1037294.7894 | 5319757.1293 | 74400 | 71.5021 | 7 | 2033 | 2033-07-01
| 2033-08-01 | 4947035.0516 | 1037294.7894 | 5984329.841 | 74400 | 80.4345 | 8 | 2033 | 2033-08-01
| 2033-09-01 | 2791695.2058 | 1037294.7894 | 3828989.9952 | 72000 | 53.1804 | 9 | 2033 | 2033-09-01
| 2033-10-01 | 2553837.866 | 1037294.7894 | 3591132.6555 | 74400 | 48.2679 | 10 | 2033 | 2033-10-01
| 2033-11-01 | 2737846.4724 | 1037294.7894 | 3775141.2619 | 72000 | 52.4325 | 11 | 2033 | 2033-11-01
| 2033-12-01 | 3254724.7765 | 1037294.7894 | 4292019.566 | 74400 | 57.6884 | 12 | 2033 | 2033-12-01
| 2034-01-01 | 2520666.191 | 1059689.5075 | 3580355.6984 | 74400 | 48.1231 | 14 | 2034 | 2034-01-01
| 2034-02-01 | 2748709.7333 | 1059689.5075 | 3808399.2408 | 67200 | 56.6726 | 15 | 2034 | 2034-02-01
| 2034-03-01 | 1955459.0895 | 1059689.5075 | 3015148.597 | 74400 | 40.5262 | 16 | 2034 | 2034-03-01
| 2034-04-01 | 1579605.3752 | 1059689.5075 | 2639294.8827 | 72000 | 36.6569 | 17 | 2034 | 2034-04-01
| 2034-05-01 | 1264961.8213 | 1059689.5075 | 2324651.3288 | 74400 | 31.2453 | 18 | 2034 | 2034-05-01
| 2034-06-01 | 1825178.4455 | 1059689.5075 | 2884867.953 | 72000 | 40.0676 | 19 | 2034 | 2034-06-01
| 2034-07-01 | 4165938.36 | 1059689.5075 | 5225627.8675 | 74400 | 70.2369 | 20 | 2034 | 2034-07-01
| 2034-08-01 | 4684986.1884 | 1059689.5075 | 5744675.6959 | 74400 | 77.2134 | 21 | 2034 | 2034-08-01
| 2034-09-01 | 2685751.2437 | 1059689.5075 | 3745440.7511 | 72000 | 52.02 | 22 | 2034 | 2034-09-01
| 2034-10-01 | 2360578.1989 | 1059689.5075 | 3420267.7064 | 74400 | 45.9713 | 23 | 2034 | 2034-10-01
| 2034-11-01 | 2715641.2349 | 1059689.5075 | 3775330.7424 | 72000 | 52.4351 | 24 | 2034 | 2034-11-01
| 2034-12-01 | 3114895.0558 | 1059689.5075 | 4174584.5633 | 74400 | 56.11 | 25 | 2034 | 2034-12-01
| 2035-01-01 | 2693225.6634 | 1082530.3355 | 3775755.9989 | 74400 | 50.7494 | 27 | 2035 | 2035-01-01
| 2035-02-01 | 2786963.0435 | 1082530.3355 | 3869493.379 | 67200 | 57.5817 | 28 | 2035 | 2035-02-01
| 2035-03-01 | 2149474.8589 | 1082530.3355 | 3232005.1944 | 74400 | 43.4409 | 29 | 2035 | 2035-03-01
| 2035-04-01 | 1696999.0657 | 1082530.3355 | 2779529.4012 | 72000 | 38.6046 | 30 | 2035 | 2035-04-01
| 2035-05-01 | 1303296.9608 | 1082530.3355 | 2385827.2963 | 74400 | 32.0676 | 31 | 2035 | 2035-05-01
| 2035-06-01 | 1905790.232 | 1082530.3355 | 2988320.5675 | 72000 | 41.5045 | 32 | 2035 | 2035-06-01
| 2035-07-01 | 4440612.6055 | 1082530.3355 | 5523142.9409 | 74400 | 74.2358 | 33 | 2035 | 2035-07-01
| 2035-08-01 | 4904100.879 | 1082530.3355 | 5986631.2145 | 74400 | 80.4655 | 34 | 2035 | 2035-08-01
| 2035-09-01 | 2790706.9253 | 1082530.3355 | 3873237.2608 | 72000 | 53.795 | 35 | 2035 | 2035-09-01
| 2035-10-01 | 2484414.3755 | 1082530.3355 | 3566944.7109 | 74400 | 47.9428 | 36 | 2035 | 2035-10-01
| 2035-11-01 | 2669627.5172 | 1082530.3355 | 3752157.8527 | 72000 | 52.1133 | 37 | 2035 | 2035-11-01
| 2035-12-01 | 3093105.5875 | 1082530.3355 | 4175635.923 | 74400 | 56.1241 | 38 | 2035 | 2035-12-01
| 2036-01-01 | 2666249.6231 | 1105817.2734 | 3772066.8964 | 74400 | 50.6998 | 40 | 2036 | 2036-01-01
| 2036-02-01 | 2712435.0075 | 1105817.2734 | 3818252.2809 | 69600 | 54.8599 | 41 | 2036 | 2036-02-01
| 2036-03-01 | 2122381.3288 | 1105817.2734 | 3228198.6022 | 74400 | 43.3898 | 42 | 2036 | 2036-03-01
| 2036-04-01 | 1764534.0289 | 1105817.2734 | 2870351.3022 | 72000 | 39.866 | 43 | 2036 | 2036-04-01
| 2036-05-01 | 1387268.5497 | 1105817.2734 | 2493085.8231 | 74400 | 33.5092 | 44 | 2036 | 2036-05-01
| 2036-06-01 | 1982882.002 | 1105817.2734 | 3088699.2754 | 72000 | 42.8986 | 45 | 2036 | 2036-06-01
| 2036-07-01 | 4719344.3757 | 1105817.2734 | 5825161.6491 | 74400 | 78.2952 | 46 | 2036 | 2036-07-01
| 2036-08-01 | 5337022.2016 | 1105817.2734 | 6442839.4749 | 74400 | 86.5973 | 47 | 2036 | 2036-08-01
| 2036-09-01 | 3170912.5269 | 1105817.2734 | 4276729.8002 | 72000 | 59.399 | 48 | 2036 | 2036-09-01
| 2036-10-01 | 2593159.1814 | 1105817.2734 | 3698976.4547 | 74400 | 49.7174 | 49 | 2036 | 2036-10-01
| 2036-11-01 | 2744243.2446 | 1105817.2734 | 3850060.518 | 72000 | 53.4731 | 50 | 2036 | 2036-11-01
| 2036-12-01 | 3105850.9351 | 1105817.2734 | 4211668.2085 | 74400 | 56.6084 | 51 | 2036 | 2036-12-01
| 2037-01-01 | 3344920.3657 | 1129639.5432 | 4474559.9089 | 74400 | 60.1419 | 53 | 2037 | 2037-01-01
| 2037-02-01 | 3369490.5192 | 1129639.5432 | 4499130.0624 | 67200 | 66.9513 | 54 | 2037 | 2037-02-01
| 2037-03-01 | 2198925.0745 | 1129639.5432 | 3328564.6177 | 74400 | 44.7388 | 55 | 2037 | 2037-03-01
| 2037-04-01 | 1914298.3606 | 1129639.5432 | 3043937.9038 | 72000 | 42.2769 | 56 | 2037 | 2037-04-01
| 2037-05-01 | 1576091.7047 | 1129639.5432 | 2705731.2478 | 74400 | 36.3674 | 57 | 2037 | 2037-05-01
| 2037-06-01 | 2094707.0839 | 1129639.5432 | 3224346.6271 | 72000 | 44.7826 | 58 | 2037 | 2037-06-01
| 2037-07-01 | 5032015.395 | 1129639.5432 | 6161654.9381 | 74400 | 82.8179 | 59 | 2037 | 2037-07-01
| 2037-08-01 | 5901765.4049 | 1129639.5432 | 7031404.9481 | 74400 | 94.5081 | 60 | 2037 | 2037-08-01
| 2037-09-01 | 4698425.0303 | 1129639.5432 | 5828064.5735 | 72000 | 80.9453 | 61 | 2037 | 2037-09-01
| 2037-10-01 | 2968966.5264 | 1129639.5432 | 4098606.0696 | 74400 | 55.0888 | 62 | 2037 | 2037-10-01
| 2037-11-01 | 3471222.5569 | 1129639.5432 | 4600862.1 | 72000 | 63.9009 | 63 | 2037 | 2037-11-01
| 2037-12-01 | 4038157.5286 | 1129639.5432 | 5167797.0717 | 74400 | 69.4596 | 64 | 2037 | 2037-12-01
| 2038-01-01 | 3330587.1329 | 1153907.9229 | 4484495.0558 | 74400 | 60.2755 | 66 | 2038 | 2038-01-01 |  | 2.155%
| 2038-02-01 | 3460411.1309 | 1153907.9229 | 4614319.0538 | 67200 | 68.6655 | 67 | 2038 | 2038-02-01 |  | 2.155%
| 2038-03-01 | 2248744.0826 | 1153907.9229 | 3402652.0055 | 74400 | 45.7346 | 68 | 2038 | 2038-03-01 |  | 2.155%
| 2038-04-01 | 1965530.5671 | 1153907.9229 | 3119438.49 | 72000 | 43.3255 | 69 | 2038 | 2038-04-01 |  | 2.155%
| 2038-05-01 | 1512340.2541 | 1153907.9229 | 2666248.177 | 74400 | 35.8367 | 70 | 2038 | 2038-05-01 |  | 2.155%
| 2038-06-01 | 2026977.0773 | 1153907.9229 | 3180885.0002 | 72000 | 44.179 | 71 | 2038 | 2038-06-01 |  | 2.155%
| 2038-07-01 | 5019256.4432 | 1153907.9229 | 6173164.3661 | 74400 | 82.9726 | 72 | 2038 | 2038-07-01 |  | 2.155%
| 2038-08-01 | 5948607.4651 | 1153907.9229 | 7102515.388 | 74400 | 95.4639 | 73 | 2038 | 2038-08-01 |  | 2.155%
| 2038-09-01 | 4676575.5921 | 1153907.9229 | 5830483.515 | 72000 | 80.9789 | 74 | 2038 | 2038-09-01 |  | 2.155%
| 2038-10-01 | 2963627.5328 | 1153907.9229 | 4117535.4558 | 74400 | 55.3432 | 75 | 2038 | 2038-10-01 |  | 2.155%
| 2038-11-01 | 3559750.4628 | 1153907.9229 | 4713658.3857 | 72000 | 65.4675 | 76 | 2038 | 2038-11-01 |  | 2.155%
| 2038-12-01 | 4113767.3325 | 1153907.9229 | 5267675.2554 | 74400 | 70.8021 | 77 | 2038 | 2038-12-01 |  | 2.155%
| 2039-01-01 | 3367754.0384 | 1178800.8565 | 4546554.8949 | 74400 | 61.1096 | 79 | 2039 | 2039-01-01 |  | 2.155%
| 2039-02-01 | 3339841.2998 | 1178800.8565 | 4518642.1563 | 67200 | 67.2417 | 80 | 2039 | 2039-02-01 |  | 2.155%
| 2039-03-01 | 2198754.6983 | 1178800.8565 | 3377555.5548 | 74400 | 45.3973 | 81 | 2039 | 2039-03-01 |  | 2.155%
| 2039-04-01 | 1922443.3822 | 1178800.8565 | 3101244.2387 | 72000 | 43.0728 | 82 | 2039 | 2039-04-01 |  | 2.155%
| 2039-05-01 | 1695087.0701 | 1178800.8565 | 2873887.9266 | 74400 | 38.6275 | 83 | 2039 | 2039-05-01 |  | 2.155%
| 2039-06-01 | 2118070.1439 | 1178800.8565 | 3296871.0004 | 72000 | 45.7899 | 84 | 2039 | 2039-06-01 |  | 2.155%
| 2039-07-01 | 5200934.5906 | 1178800.8565 | 6379735.4471 | 74400 | 85.7491 | 85 | 2039 | 2039-07-01 |  | 2.155%
| 2039-08-01 | 6102697.3025 | 1178800.8565 | 7281498.1591 | 74400 | 97.8696 | 86 | 2039 | 2039-08-01 |  | 2.155%
| 2039-09-01 | 4549743.8039 | 1178800.8565 | 5728544.6604 | 72000 | 79.5631 | 87 | 2039 | 2039-09-01 |  | 2.155%
| 2039-10-01 | 3074497.0944 | 1178800.8565 | 4253297.9509 | 74400 | 57.168 | 88 | 2039 | 2039-10-01 |  | 2.155%
| 2039-11-01 | 3664923.1893 | 1178800.8565 | 4843724.0458 | 72000 | 67.2739 | 89 | 2039 | 2039-11-01 |  | 2.155%
| 2039-12-01 | 4248827.6516 | 1178800.8565 | 5427628.5081 | 74400 | 72.952 | 90 | 2039 | 2039-12-01 |  | 2.155%
| 2040-01-01 | 3634212.2688 | 1204229.1221 | 4838441.3909 | 74400 | 65.0328 | 92 | 2040 | 2040-01-01 |  | 2.155%
| 2040-02-01 | 3391278.2155 | 1204229.1221 | 4595507.3376 | 69600 | 66.0274 | 93 | 2040 | 2040-02-01 |  | 2.155%
| 2040-03-01 | 2465561.3872 | 1204229.1221 | 3669790.5092 | 74400 | 49.3251 | 94 | 2040 | 2040-03-01 |  | 2.155%
| 2040-04-01 | 2094256.8592 | 1204229.1221 | 3298485.9812 | 72000 | 45.8123 | 95 | 2040 | 2040-04-01 |  | 2.155%
| 2040-05-01 | 1755993.4036 | 1204229.1221 | 2960222.5256 | 74400 | 39.7879 | 96 | 2040 | 2040-05-01 |  | 2.155%
| 2040-06-01 | 2075762.7423 | 1204229.1221 | 3279991.8644 | 72000 | 45.5554 | 97 | 2040 | 2040-06-01 |  | 2.155%
| 2040-07-01 | 5544594.578 | 1204229.1221 | 6748823.7 | 74400 | 90.71 | 98 | 2040 | 2040-07-01 |  | 2.155%
| 2040-08-01 | 5790548.3082 | 1204229.1221 | 6994777.4303 | 74400 | 94.0158 | 99 | 2040 | 2040-08-01 |  | 2.155%
| 2040-09-01 | 4763340.673 | 1204229.1221 | 5967569.7951 | 72000 | 82.8829 | 100 | 2040 | 2040-09-01 |  | 2.155%
| 2040-10-01 | 3213106.5065 | 1204229.1221 | 4417335.6286 | 74400 | 59.3728 | 101 | 2040 | 2040-10-01 |  | 2.155%
| 2040-11-01 | 3739978.7545 | 1204229.1221 | 4944207.8766 | 72000 | 68.6696 | 102 | 2040 | 2040-11-01 |  | 2.155%
| 2040-12-01 | 4471880.5212 | 1204229.1221 | 5676109.6432 | 74400 | 76.2918 | 103 | 2040 | 2040-12-01 |  | 2.155%

## Table 3 TransCost (hidden)
Table 3
2021 IRP Update Transmission Costs
Aeolus_Wyoming - to - Utah S, Expansion |  |  |  | Utah S - to - Utah N, Expansion |  |  |  | Portland NC - Willamette V, Expansion |  |  |  | Portland NC - to - Southern Oregon, Expansion |  |  |  | Central OR - to - Willamette V, Expansion |  |  |  | B2H Borah - to - Hemingway, Expansion |  |  |  | Central OR, Transmission Integration 2037 |  |  |  | Portland NC, Transmission Integration |  |  |  | Southern OR, Transmission Integration 2028 |  |  |  | Utah N, Transmission Integration |  |  |  | Utah S, Transmission Integration |  |  |  | Willamette V, Transmission Integration |  |  |  | Yakima, Transmission Integration
Year | Retail Revenue Requirement | Months In Service | Total Resource Costs | Year | Retail Revenue Requirement | Months In Service | Total Resource Costs | Year | Retail Revenue Requirement | Months In Service | Total Resource Costs | Year | Retail Revenue Requirement | Months In Service | Total Resource Costs | Year | Retail Revenue Requirement | Months In Service | Total Resource Costs | Year | Retail Revenue Requirement | Months In Service | Total Resource Costs | Year | Retail Revenue Requirement | Months In Service | Total Resource Costs | Year | Retail Revenue Requirement | Months In Service | Total Resource Costs | Year | Retail Revenue Requirement | Months In Service | Total Resource Costs | Year | Retail Revenue Requirement | Months In Service | Total Resource Costs | Year | Retail Revenue Requirement | Months In Service | Total Resource Costs | Year | Retail Revenue Requirement | Months In Service | Total Resource Costs | Year | Retail Revenue Requirement | Months In Service | Total Resource Costs
| $/kW-yr | # | $/kW-yr |  | $/kW-yr | # | $/kW-yr |  | $/kW-yr | # | $/kW-yr |  | $/kW-yr | # | $/kW-yr |  | $/kW-yr | # | $/kW-yr |  | $/kW-yr | # | $/kW-yr |  | $/kW-yr | # | $/kW-yr |  | $/kW-yr | # | $/kW-yr |  | $/kW-yr | # | $/kW-yr |  | $/kW-yr | # | $/kW-yr |  | $/kW-yr | # | $/kW-yr |  | $/kW-yr | # | $/kW-yr |  | $/kW-yr | # | $/kW-yr
| (b) | (d) | (h) |  | (b) | (d) | (h) |  | (b) | (d) | (h) |  | (b) | (d) | (h) |  | (b) | (d) | (h) |  | (b) | (d) | (h) |  | (b) | (d) | (h) |  | (b) | (d) | (h) |  | (b) | (d) | (h) |  | (b) | (d) | (h) |  | (b) | (d) | (h) |  | (b) | (d) | (h) |  | (b) | (d) | (h)
Aeolus_Wyoming - to - Utah S, Expansion |  |  |  | Utah S - to - Utah N, Expansion |  |  |  | Portland NC - Willamette V, Expansion |  |  |  | Portland NC - to - Southern Oregon, Expansion |  |  |  | Central OR - to - Willamette V, Expansion |  |  |  | B2H Borah - to - Hemingway, Expansion |  |  |  | Central OR, Transmission Integration 2037 |  |  |  | Portland NC, Transmission Integration |  |  |  | Southern OR, Transmission Integration 2028 |  |  |  | Utah N, Transmission Integration |  |  |  | Utah S, Transmission Integration |  |  |  | Willamette V, Transmission Integration |  |  |  | Yakima, Transmission Integration
2023 | 0 | 12 | 0 | 2023 | 0 | 12 | 0 | 2023 | 0 | 12 | 0 | 2023 | 0 | 12 | 0 | 2023 | 0 | 12 | 0 | 2023 | 0 | 12 | 0 | 2023 | 0 | 12 | 0 | 2023 | 0 | 12 | 0 | 2023 | 0 | 12 | 0 | 2023 | 0 | 12 | 0 | 2023 | 0 | 12 | 0 | 2023 | 0 | 12 | 0 | 2023 | 0 | 12 | 0
2024 | 0 | 12 | 0 | 2024 | 0 | 12 | 0 | 2024 | 0 | 12 | 0 | 2024 | 0 | 12 | 0 | 2024 | 0 | 12 | 0 | 2024 | 0 | 12 | 0 | 2024 | 0 | 12 | 0 | 2024 | 0 | 12 | 0 | 2024 | 0 | 12 | 0 | 2024 | 0 | 12 | 0 | 2024 | 578.934 | 12 | 578.934 | 2024 | 0 | 12 | 0 | 2024 | 0 | 12 | 0
2025 | 58.5449 | 12 | 58.5449 | 2025 | 0 | 12 | 0 | 2025 | 0 | 12 | 0 | 2025 | 0 | 12 | 0 | 2025 | 0 | 12 | 0 | 2025 | 0 | 12 | 0 | 2025 | 0 | 12 | 0 | 2025 | 0 | 12 | 0 | 2025 | 0 | 12 | 0 | 2025 | 0 | 12 | 0 | 2025 | 591.41 | 12 | 591.41 | 2025 | 0 | 12 | 0 | 2025 | 0 | 12 | 0
2026 | 59.81 | 12 | 59.81 | 2026 | 0 | 12 | 0 | 2026 | 0 | 12 | 0 | 2026 | 0 | 12 | 0 | 2026 | 0 | 12 | 0 | 2026 | 54.441 | 12 | 54.441 | 2026 | 0 | 12 | 0 | 2026 | 24.7402 | 12 | 24.7402 | 2026 | 0 | 12 | 0 | 2026 | 0 | 12 | 0 | 2026 | 604.15 | 12 | 604.15 | 2026 | 2.5356 | 12 | 2.5356 | 2026 | 0 | 12 | 0
2027 | 61.1 | 12 | 61.1 | 2027 | 0 | 12 | 0 | 2027 | 0 | 12 | 0 | 2027 | 0 | 12 | 0 | 2027 | 0 | 12 | 0 | 2027 | 55.61 | 12 | 55.61 | 2027 | 0 | 12 | 0 | 2027 | 25.27 | 12 | 25.27 | 2027 | 0 | 12 | 0 | 2027 | 0 | 12 | 0 | 2027 | 617.17 | 12 | 617.17 | 2027 | 2.59 | 12 | 2.59 | 2027 | 0 | 12 | 0
2028 | 62.42 | 12 | 62.42 | 2028 | 0 | 12 | 0 | 2028 | 0 | 12 | 0 | 2028 | 0 | 12 | 0 | 2028 | 0 | 12 | 0 | 2028 | 56.81 | 12 | 56.81 | 2028 | 0 | 12 | 0 | 2028 | 25.81 | 12 | 25.81 | 2028 | 9.094 | 12 | 9.094 | 2028 | 0 | 12 | 0 | 2028 | 630.47 | 12 | 630.47 | 2028 | 2.65 | 12 | 2.65 | 2028 | 0 | 12 | 0
2029 | 63.77 | 12 | 63.77 | 2029 | 0 | 12 | 0 | 2029 | 0 | 12 | 0 | 2029 | 0 | 12 | 0 | 2029 | 0 | 12 | 0 | 2029 | 58.03 | 12 | 58.03 | 2029 | 0 | 12 | 0 | 2029 | 26.37 | 12 | 26.37 | 2029 | 9.29 | 12 | 9.29 | 2029 | 0 | 12 | 0 | 2029 | 644.06 | 12 | 644.06 | 2029 | 2.71 | 12 | 2.71 | 2029 | 5.6747 | 12 | 5.6747
2030 | 65.14 | 12 | 65.14 | 2030 | 0 | 12 | 0 | 2030 | 0 | 12 | 0 | 2030 | 0 | 12 | 0 | 2030 | 0 | 12 | 0 | 2030 | 59.28 | 12 | 59.28 | 2030 | 0 | 12 | 0 | 2030 | 26.94 | 12 | 26.94 | 2030 | 9.49 | 12 | 9.49 | 2030 | 0 | 12 | 0 | 2030 | 657.94 | 12 | 657.94 | 2030 | 2.77 | 12 | 2.77 | 2030 | 5.8 | 12 | 5.8
2031 | 66.54 | 12 | 66.54 | 2031 | 0 | 12 | 0 | 2031 | 0 | 12 | 0 | 2031 | 0 | 12 | 0 | 2031 | 0 | 12 | 0 | 2031 | 60.56 | 12 | 60.56 | 2031 | 0 | 12 | 0 | 2031 | 27.52 | 12 | 27.52 | 2031 | 9.69 | 12 | 9.69 | 2031 | 12.4551 | 12 | 12.4551 | 2031 | 672.12 | 12 | 672.12 | 2031 | 2.83 | 12 | 2.83 | 2031 | 5.92 | 12 | 5.92
2032 | 67.97 | 12 | 67.97 | 2032 | 0 | 12 | 0 | 2032 | 39.1819 | 12 | 39.1819 | 2032 | 0 | 12 | 0 | 2032 | 0 | 12 | 0 | 2032 | 61.87 | 12 | 61.87 | 2032 | 0 | 12 | 0 | 2032 | 28.11 | 12 | 28.11 | 2032 | 9.9 | 12 | 9.9 | 2032 | 12.72 | 12 | 12.72 | 2032 | 686.6 | 12 | 686.6 | 2032 | 2.89 | 12 | 2.89 | 2032 | 6.05 | 12 | 6.05
2033 | 69.43 | 12 | 69.43 | 2033 | 13.177 | 12 | 13.177 | 2033 | 40.03 | 12 | 40.03 | 2033 | 0 | 12 | 0 | 2033 | 0 | 12 | 0 | 2033 | 63.2 | 12 | 63.2 | 2033 | 0 | 12 | 0 | 2033 | 28.72 | 12 | 28.72 | 2033 | 10.11 | 12 | 10.11 | 2033 | 12.99 | 12 | 12.99 | 2033 | 701.4 | 12 | 701.4 | 2033 | 2.95 | 12 | 2.95 | 2033 | 6.18 | 12 | 6.18
2034 | 70.93 | 12 | 70.93 | 2034 | 13.46 | 12 | 13.46 | 2034 | 40.89 | 12 | 40.89 | 2034 | 0 | 12 | 0 | 2034 | 0 | 12 | 0 | 2034 | 64.56 | 12 | 64.56 | 2034 | 0 | 12 | 0 | 2034 | 29.34 | 12 | 29.34 | 2034 | 10.33 | 12 | 10.33 | 2034 | 13.27 | 12 | 13.27 | 2034 | 716.52 | 12 | 716.52 | 2034 | 3.01 | 12 | 3.01 | 2034 | 6.31 | 12 | 6.31
2035 | 72.46 | 12 | 72.46 | 2035 | 13.75 | 12 | 13.75 | 2035 | 41.77 | 12 | 41.77 | 2035 | 0 | 12 | 0 | 2035 | 0 | 12 | 0 | 2035 | 65.95 | 12 | 65.95 | 2035 | 0 | 12 | 0 | 2035 | 29.97 | 12 | 29.97 | 2035 | 10.55 | 12 | 10.55 | 2035 | 13.56 | 12 | 13.56 | 2035 | 731.96 | 12 | 731.96 | 2035 | 3.07 | 12 | 3.07 | 2035 | 6.45 | 12 | 6.45
2036 | 74.02 | 12 | 74.02 | 2036 | 14.05 | 12 | 14.05 | 2036 | 42.67 | 12 | 42.67 | 2036 | 0 | 12 | 0 | 2036 | 0 | 12 | 0 | 2036 | 67.37 | 12 | 67.37 | 2036 | 0 | 12 | 0 | 2036 | 30.62 | 12 | 30.62 | 2036 | 10.78 | 12 | 10.78 | 2036 | 13.85 | 12 | 13.85 | 2036 | 747.73 | 12 | 747.73 | 2036 | 3.14 | 12 | 3.14 | 2036 | 6.59 | 12 | 6.59
2037 | 75.62 | 12 | 75.62 | 2037 | 14.35 | 12 | 14.35 | 2037 | 43.59 | 12 | 43.59 | 2037 | 0 | 12 | 0 | 2037 | 0 | 12 | 0 | 2037 | 68.82 | 12 | 68.82 | 2037 | 31.4271 | 12 | 31.4271 | 2037 | 31.28 | 12 | 31.28 | 2037 | 11.01 | 12 | 11.01 | 2037 | 14.15 | 12 | 14.15 | 2037 | 763.84 | 12 | 763.84 | 2037 | 3.21 | 12 | 3.21 | 2037 | 6.73 | 12 | 6.73
2038 | 77.25 | 12 | 77.25 | 2038 | 14.66 | 12 | 14.66 | 2038 | 44.53 | 12 | 44.53 | 2038 | 0 | 12 | 0 | 2038 | 0 | 12 | 0 | 2038 | 70.3 | 12 | 70.3 | 2038 | 32.1 | 12 | 32.1 | 2038 | 31.95 | 12 | 31.95 | 2038 | 11.25 | 12 | 11.25 | 2038 | 14.45 | 12 | 14.45 | 2038 | 780.3 | 12 | 780.3 | 2038 | 3.28 | 12 | 3.28 | 2038 | 6.88 | 12 | 6.88
2039 | 78.91 | 12 | 78.91 | 2039 | 14.98 | 12 | 14.98 | 2039 | 45.49 | 12 | 45.49 | 2039 | 0 | 12 | 0 | 2039 | 0 | 12 | 0 | 2039 | 71.81 | 12 | 71.81 | 2039 | 32.79 | 12 | 32.79 | 2039 | 32.64 | 12 | 32.64 | 2039 | 11.49 | 12 | 11.49 | 2039 | 14.76 | 12 | 14.76 | 2039 | 797.12 | 12 | 797.12 | 2039 | 3.35 | 12 | 3.35 | 2039 | 7.03 | 12 | 7.03
2040 | 80.61 | 12 | 80.61 | 2040 | 15.3 | 12 | 15.3 | 2040 | 46.47 | 12 | 46.47 | 2040 | 0 | 12 | 0 | 2040 | 17.574 | 12 | 17.574 | 2040 | 73.36 | 12 | 73.36 | 2040 | 33.5 | 12 | 33.5 | 2040 | 33.34 | 12 | 33.34 | 2040 | 11.74 | 12 | 11.74 | 2040 | 15.08 | 12 | 15.08 | 2040 | 814.3 | 12 | 814.3 | 2040 | 3.42 | 12 | 3.42 | 2040 | 7.18 | 12 | 7.18
2041 | 82.35 | 12 | 82.35 | 2041 | 15.63 | 12 | 15.63 | 2041 | 47.47 | 12 | 47.47 | 2041 | 0 | 12 | 0 | 2041 | 17.95 | 12 | 17.95 | 2041 | 74.94 | 12 | 74.94 | 2041 | 34.22 | 12 | 34.22 | 2041 | 34.06 | 12 | 34.06 | 2041 | 11.99 | 12 | 11.99 | 2041 | 15.4 | 12 | 15.4 | 2041 | 831.85 | 12 | 831.85 | 2041 | 3.49 | 12 | 3.49 | 2041 | 7.33 | 12 | 7.33
2042 | 84.12 | 12 | 84.12 | 2042 | 15.97 | 12 | 15.97 | 2042 | 48.49 | 12 | 48.49 | 2042 | 0 | 12 | 0 | 2042 | 18.34 | 12 | 18.34 | 2042 | 76.55 | 12 | 76.55 | 2042 | 34.96 | 12 | 34.96 | 2042 | 34.79 | 12 | 34.79 | 2042 | 12.25 | 12 | 12.25 | 2042 | 15.73 | 12 | 15.73 | 2042 | 849.78 | 12 | 849.78 | 2042 | 3.57 | 12 | 3.57 | 2042 | 7.49 | 12 | 7.49
2043 | 85.93 | 12 | 85.93 | 2043 | 16.31 | 12 | 16.31 | 2043 | 49.53 | 12 | 49.53 | 2043 | 0 | 12 | 0 | 2043 | 18.74 | 12 | 18.74 | 2043 | 78.2 | 12 | 78.2 | 2043 | 35.71 | 12 | 35.71 | 2043 | 35.54 | 12 | 35.54 | 2043 | 12.51 | 12 | 12.51 | 2043 | 16.07 | 12 | 16.07 | 2043 | 868.09 | 12 | 868.09 | 2043 | 3.65 | 12 | 3.65 | 2043 | 7.65 | 12 | 7.65
2044 | 87.78 | 12 | 87.78 | 2044 | 16.66 | 12 | 16.66 | 2044 | 50.6 | 12 | 50.6 | 2044 | 0 | 12 | 0 | 2044 | 19.14 | 12 | 19.14 | 2044 | 79.89 | 12 | 79.89 | 2044 | 36.48 | 12 | 36.48 | 2044 | 36.31 | 12 | 36.31 | 2044 | 12.78 | 12 | 12.78 | 2044 | 16.42 | 12 | 16.42 | 2044 | 886.8 | 12 | 886.8 | 2044 | 3.73 | 12 | 3.73 | 2044 | 7.81 | 12 | 7.81
2045 | 89.67 | 12 | 89.67 | 2045 | 17.02 | 12 | 17.02 | 2045 | 51.69 | 12 | 51.69 | 2045 | 0 | 12 | 0 | 2045 | 19.55 | 12 | 19.55 | 2045 | 81.61 | 12 | 81.61 | 2045 | 37.27 | 12 | 37.27 | 2045 | 37.09 | 12 | 37.09 | 2045 | 13.06 | 12 | 13.06 | 2045 | 16.77 | 12 | 16.77 | 2045 | 905.91 | 12 | 905.91 | 2045 | 3.81 | 12 | 3.81 | 2045 | 7.98 | 12 | 7.98
| COD | 2025 |  |  | COD | 2033 |  |  | COD | 2032 |  |  | COD | 2037 |  |  | COD | 2040 |  |  | COD | 2026 |  |  | COD | 2037 |  |  | COD | 2026 |  |  | COD | 2028 |  |  | COD | 2031 |  |  | COD | 2024 |  |  | COD | 2026 |  |  | COD | 2029
| Transfer Capacity (MW) | 1200 |  |  | Transfer Capacity (MW) | 800 |  |  | Transfer Capacity (MW) | 450 |  |  | Transfer Capacity (MW) | 1500 |  |  | Transfer Capacity (MW) | 1500 |  |  | Transfer Capacity (MW) | 600 |  |  | Transfer Capacity (MW) | 100 |  |  | Transfer Capacity (MW) | 130 |  |  | Transfer Capacity (MW) | 460 |  |  | Transfer Capacity (MW) | 1040 |  |  | Transfer Capacity (MW) | 1 |  |  | Transfer Capacity (MW) | 615 |  |  | Transfer Capacity (MW) | 180
| Capital Cost (Mil $) | 1154.891 |  |  | Capital Cost (Mil $) | 173.2917 |  |  | Capital Cost (Mil $) | 289.847 |  |  | Capital Cost (Mil $) | 0 |  |  | Capital Cost (Mil $) | 433.345 |  |  | Capital Cost (Mil $) | 536.968 |  |  | Capital Cost (Mil $) | 51.6625 |  |  | Capital Cost (Mil $) | 52.8709 |  |  | Capital Cost (Mil $) | 68.7675 |  |  | Capital Cost (Mil $) | 212.9379 |  |  | Capital Cost (Mil $) | 9.517 |  |  | Capital Cost (Mil $) | 25.6342 |  |  | Capital Cost (Mil $) | 16.7914
| CRF 1st Year Real | 6.083% |  |  | CRF 1st Year Real | 6.083% |  |  | CRF 1st Year Real | 6.083% |  |  | CRF 1st Year Real | 6.083% |  |  | CRF 1st Year Real | 6.083% |  |  | CRF 1st Year Real | 6.083% |  |  | CRF 1st Year Real | 6.083% |  |  | CRF 1st Year Real | 6.083% |  |  | CRF 1st Year Real | 6.083% |  |  | CRF 1st Year Real | 6.083% |  |  | CRF 1st Year Real | 6.083% |  |  | CRF 1st Year Real | 6.083% |  |  | CRF 1st Year Real | 6.083%
Retail Revenue Requirement ($/kW-year, 2025$) |  | 58.5449 |  | Retail Revenue Requirement ($/kW-year, 2033$) |  | 13.177 |  | Retail Revenue Requirement ($/kW-year, 2032$) |  | 39.1819 |  | Retail Revenue Requirement ($/kW-year, 2037$) |  | 0 |  | Retail Revenue Requirement ($/kW-year, 2040$) |  | 17.574 |  | Retail Revenue Requirement ($/kW-year, 2026$) |  | 54.441 |  | Retail Revenue Requirement ($/kW-year, 2037$) |  | 31.4271 |  | Retail Revenue Requirement ($/kW-year, 2026$) |  | 24.7402 |  | Retail Revenue Requirement ($/kW-year, 2028$) |  | 9.094 |  | Retail Revenue Requirement ($/kW-year, 2031$) |  | 12.4551 |  | Retail Revenue Requirement ($/kW-year, 2024$) |  | 578.934 |  | Retail Revenue Requirement ($/kW-year, 2026$) |  | 2.5356 |  | Retail Revenue Requirement ($/kW-year, 2029$) |  | 5.6747

## Table 3 PV wS Borah_2026 (hidden)
Table 3
2021 IRP Update Borah Solar with Storage
28% Capacity Factor
Year | Estimated Capital Cost | Fixed Capital Cost at Real Levelized Rate | Fixed O&M | Network Upgrade | Fixed Costs | Variable O&M | Total Resource Cost | Total Resource Costs | Total Fixed Cost
| $/kW | $/kW-yr | $/kW-yr | $/kW-yr | $/MWh | $/MWh | $/MWh | $/kW-yr | $/kW-yr
| (a) | (b) | (c) | (d) | (e) | (f) | (g) | (h) | (i)
2021 IRP Update Borah Solar with Storage - 28% Capacity Factor
2016
2017
2018 | [8 empty] | 0
2019 | [8 empty] | 0
2020 | [8 empty] | 0
2021 | [8 empty] | 0
2022 | [8 empty] | 0
2023 | [8 empty] | 0
2024 | [8 empty] | 0
2025 | [8 empty] | 0
2026 | 2695.755 | 146.077 | 37.566 |  | 75.1391 |  | 75.1391 | 183.64 | 183.643
2027 |  | 149.23 | 38.38 |  | 76.7622 |  | 76.7622 | 187.61 | 187.61
2028 |  | 152.45 | 39.21 |  | 78.4193 |  | 78.4193 | 191.66 | 191.66
2029 |  | 155.74 | 40.05 |  | 80.1092 |  | 80.1092 | 195.79 | 195.79
2030 |  | 159.1 | 40.91 |  | 81.8358 |  | 81.8358 | 200.01 | 200.01
2031 |  | 162.53 | 41.79 |  | 83.5993 |  | 83.5993 | 204.32 | 204.32
2032 |  | 166.03 | 42.69 |  | 85.3996 |  | 85.3996 | 208.72 | 208.72
2033 |  | 169.61 | 43.61 |  | 87.2408 |  | 87.2408 | 213.22 | 213.22
2034 |  | 173.27 | 44.55 |  | 89.1229 |  | 89.1229 | 217.82 | 217.82
2035 |  | 177 | 45.51 |  | 91.0419 |  | 91.0419 | 222.51 | 222.51
2036 |  | 180.81 | 46.49 |  | 93.0018 |  | 93.0018 | 227.3 | 227.3
2037 |  | 184.71 | 47.49 |  | 95.0066 |  | 95.0066 | 232.2 | 232.2
2038 |  | 188.69 | 48.51 |  | 97.0524 |  | 97.0524 | 237.2 | 237.2
2039 |  | 192.76 | 49.56 |  | 99.1473 |  | 99.1473 | 242.32 | 242.32
2040 |  | 196.91 | 50.63 |  | 101.2831 |  | 101.2831 | 247.54 | 247.54
2041 |  | 201.15 | 51.72 |  | 103.4639 |  | 103.4639 | 252.87 | 252.87
2042 |  | 205.48 | 52.83 |  | 105.6898 |  | 105.6898 | 258.31 | 258.31
2043 |  | 209.91 | 53.97 |  | 107.9688 |  | 107.9688 | 263.88 | 263.88
Sources, Inputs and Assumptions
Source: | (c)(f) | Plant Costs - 2021 IRP Update - Table 7.1 & 7.2
| (a) | Plant capacity cost
| (b) | = (a) x 0.0541878056575824
| (d) | = ((b) + (c)) / (8.76 x 27.9%)
| (g) | = (e) + (f)
| (h) | Plant Costs - 2021 IRP Update - Table 7.1 & 7.2
2021 IRP Update Borah Solar with Storage - 28% Capacity Factor
| Wind | Cost and Input Assumptions
[11 empty] | COD | 2026
2020 $ |  | Plant capacity cost | [7 empty] | 600 | MW
2020 $ |  | Fixed O&M, plus on-going capital cost
Wheeling ($ MWh)
2020 $ |  | Variable O&M
|  | Tax Credit $/MWh |  |  |  |  | First Year real levelized
2026$ | 54.441 | Network Upgrade ($/kw-yr) |  | B2H Borah - to - Hemingway, Expansion
| 5.419% | Payment Factor
| 27.9% | Capacity Factor

## Table 3 StdBat DJ_2029 (hidden)
Table 3
2021 IRP Update Stand Alone Battery WY DJ
17% Capacity Factor
Year | Estimated Capital Cost | Fixed Capital Cost at Real Levelized Rate | Fixed O&M | Network Upgrade | Fixed Costs | Variable O&M | Total Resource Cost | Total Resource Costs | Total Fixed Cost
| $/kW | $/kW-yr | $/kW-yr | $/kW-yr | $/MWh | $/MWh | $/MWh | $/kW-yr | $/kW-yr
| (a) | (b) | (c) | (d) | (e) | (f) | (g) | (h) | (i)
2021 IRP Update Stand Alone Battery WY DJ - 17% Capacity Factor
2016
2017
2018
2019
2020
2021
2022
2023
2024
2025
2026
2027
2028
2029 | 1006.571 | 87.3283 | 21.892 | 0 | 74.8084 |  | 74.8084 | 109.22 | 109.2203
2030 |  | 89.21 | 22.36 | 0 | 76.4178 |  | 76.4178 | 111.57 | 111.57
2031 |  | 91.13 | 22.84 | 0 | 78.0616 |  | 78.0616 | 113.97 | 113.97
2032 |  | 93.09 | 23.33 | 0 | 79.7397 |  | 79.7397 | 116.42 | 116.42
2033 |  | 95.1 | 23.83 | 0 | 81.4589 |  | 81.4589 | 118.93 | 118.93
2034 |  | 97.15 | 24.34 | 0 | 83.2123 |  | 83.2123 | 121.49 | 121.49
2035 |  | 99.24 | 24.86 | 0 | 85 |  | 85 | 124.1 | 124.1
2036 |  | 101.38 | 25.4 | 0 | 86.8356 |  | 86.8356 | 126.78 | 126.78
2037 |  | 103.56 | 25.95 | 0 | 88.7055 |  | 88.7055 | 129.51 | 129.51
2038 |  | 105.79 | 26.51 | 0 | 90.6164 |  | 90.6164 | 132.3 | 132.3
2039 |  | 108.07 | 27.08 | 0 | 92.5685 |  | 92.5685 | 135.15 | 135.15
2040 |  | 110.4 | 27.66 | 0 | 94.5616 |  | 94.5616 | 138.06 | 138.06
2041 |  | 112.78 | 28.26 | 0 | 96.6027 |  | 96.6027 | 141.04 | 141.04
2042 |  | 115.21 | 28.87 | 0 | 98.6849 |  | 98.6849 | 144.08 | 144.08
2043 |  | 117.69 | 29.49 | 0 | 100.8082 |  | 100.8082 | 147.18 | 147.18
Sources, Inputs and Assumptions
Source: | (c)(f) | Plant Costs - 2021 IRP Update - Table 7.1 & 7.2
| (a) | Plant capacity cost
| (b) | = (a) x 0.0867582278185371
| (d) | = ((b) + (c)) / (8.76 x 16.7%)
| (g) | = (e) + (f)
| (h) | Plant Costs - 2021 IRP Update - Table 7.1 & 7.2
2021 IRP Update Stand Alone Battery WY DJ - 17% Capacity Factor
| Wind | Cost and Input Assumptions
[11 empty] | COD | 2029
2029 $ | 1006.571 | Plant capacity cost | [7 empty] | 549 | MW
2029 $ | 21.892 | Fixed O&M, plus on-going capital cost
Wheeling ($ MWh)
2029 $ |  | Variable O&M
|  | Tax Credit $/MWh |  |  |  |  | First Year real levelized
0 |  | Network Upgrade ($/kw-yr)
| 8.676% | Payment Factor
| 16.67% | Capacity Factor

## Table 3 PNC Wind_2026 (hidden)
Table 3
2021 IRP Update Portland North Coast Wind Resource
37% Capacity Factor
Year | Estimated Capital Cost | Fixed Capital Cost at Real Levelized Rate | Fixed O&M | Network Upgrade | Fixed Costs | Variable O&M | 60% PTC | Total Resource Cost | Total Resource Costs | Total Fixed Cost
| $/kW | $/kW-yr | $/kW-yr | $/kW-yr | $/MWh | $/MWh | $/MWh | $/MWh | $/kW-yr | $/kW-yr
| (a) | (b) | (c) | (d) | (e) | (f) | (g) | (h) | (i) | (i)
2021 IRP Update Portland North Coast Wind Resource - 37% Capacity Factor
2016
2017
2018
2019
2020
2021
2022
2023
2024
2025
2026 | 1417.995 | 98.9658 | 67.8854 | 24.7402 | 59.0315 | 0 | -22.278 | 36.7535 | 119.29 | 191.5914
2027 |  | 101.1 | 69.35 | 25.27 | 60.3036 | 0 | -23.07 | 37.2336 | 120.84 | 195.72
2028 |  | 103.28 | 70.84 | 25.81 | 61.6007 | 0 | -23.07 | 38.5307 | 125.05 | 199.93
2029 |  | 105.51 | 72.37 | 26.37 | 62.9317 | 0 | -23.868 | 39.0637 | 126.78 | 204.25 | 60.8653
2030 |  | 107.78 | 73.93 | 26.94 | 64.2874 | 0 | -24.666 | 39.6214 | 128.59 | 208.65 | 65.2653
2031 |  | 110.1 | 75.52 | 27.52 | 65.6709 | 0 | -24.666 | 41.0049 | 133.08 | 213.14 | 69.7553
2032 |  | 112.47 | 77.15 | 28.11 | 67.0851 | 0 | -25.458 | 41.6271 | 135.1 | 217.73 | 74.3453
2033 |  | 114.89 | 78.81 | 28.72 | 68.5301 | 0 | -26.256 | 42.2741 | 137.2 | 222.42 | 79.0353
2034 |  | 117.37 | 80.51 | 29.34 | 70.0091 | 0 | -26.256 | 43.7531 | 142 | 227.22 | 83.8353
2035 |  | 119.9 | 82.24 | 29.97 | 71.5157 | 0 | -27.054 | 44.4617 | 144.3 | 232.11 | 88.7253
2036 |  | 122.48 | 84.01 | 30.62 | 73.0563 | 0 | 0 | 73.0563 | 237.11 | 237.11 | 93.7253
2037 |  | 125.12 | 85.82 | 31.28 | 74.6307 | 0 | 0 | 74.6307 | 242.22 | 242.22 | 98.8353
2038 |  | 127.82 | 87.67 | 31.95 | 76.2391 | 0 | 0 | 76.2391 | 247.44 | 247.44 | 104.0553
2039 |  | 130.57 | 89.56 | 32.64 | 77.8813 | 0 | 0 | 77.8813 | 252.77 | 252.77 | 109.3853
2040 |  | 133.38 | 91.49 | 33.34 | 79.5574 | 0 | 0 | 79.5574 | 258.21 | 258.21 | 114.8253
2041 |  | 136.25 | 93.46 | 34.06 | 81.2705 | 0 | 0 | 81.2705 | 263.77 | 263.77 | 120.3853
2042 |  | 139.19 | 95.47 | 34.79 | 83.0206 | 0 | 0 | 83.0206 | 269.45 | 269.45 | 126.0653
2043 |  | 142.19 | 97.53 | 35.54 | 84.8107 | 0 | 0 | 84.8107 | 275.26 | 275.26 | 131.8753
Sources, Inputs and Assumptions
Source: | (c)(f) | Plant Costs - 2021 IRP Update - Table 7.1 & 7.2
| (a) | Plant capacity cost
| (b) | = (a) x 0.0697927885163824
| (e) | = ((b) + (c)) / (8.76 x 37.0%)
| (h) | = (e) + (f) + (g)
| (i) | Plant Costs - 2021 IRP Update - Table 7.1 & 7.2
2021 IRP Update Portland North Coast Wind Resource - 37% Capacity Factor
| Wind | Cost and Input Assumptions
[12 empty] | COD | 2026
2026$ | 1417.995 | Plant capacity cost | [8 empty] | 130 | MW
2026$ | 67.8854 | Fixed O&M, plus on-going capital cost
Wheeling ($ MWh)
Variable O&M
|  | Tax Credit $/MWh | [5 empty] | First Year real levelized
2026$ | 24.7402 | Network Upgrade ($/kw-yr) |  | Portland NC, Transmission Integration
| 6.979% | Payment Factor
| 37.05% | Capacity Factor

## Table 3 PNC Wind_2038 (hidden)
Table 3
2021 IRP Update Portland North Coast Wind Resource
37% Capacity Factor
Year | Estimated Capital Cost | Fixed Capital Cost at Real Levelized Rate | Fixed O&M | Network Upgrade | Fixed Costs | Variable O&M | 0% PTC | Total Resource Cost | Total Resource Costs | Total Fixed Cost
| $/kW | $/kW-yr | $/kW-yr | $/kW-yr | $/MWh | $/MWh | $/MWh | $/MWh | $/kW-yr | $/kW-yr
| (a) | (b) | (c) | (d) | (e) | (f) | (g) | (h) | (i) | (i)
2021 IRP Update Portland North Coast Wind Resource - 37% Capacity Factor
2016
2017
2018
2019
2020
2021
2022
2023
2024
2025
2026 |  |  |  | 24.7402
2027 |  |  |  | 25.27
2028 |  |  |  | 25.81
2029 |  |  |  | 26.37
2030 |  |  |  | 26.94
2031 |  |  |  | 27.52
2032 |  |  |  | 28.11
2033 |  |  |  | 28.72
2034 |  |  |  | 29.34
2035 |  |  |  | 29.97
2036 |  |  |  | 30.62
2037 |  |  |  | 31.28
2038 | 1586.502 | 110.7264 | 107.3615 | 31.95 | 77.0395 | 0 | 0 | 77.0395 | 250.04 | 250.0379
2039 |  | 113.11 | 109.68 | 32.64 | 78.7009 | 0 | 0 | 78.7009 | 255.43 | 255.43
2040 |  | 115.55 | 112.04 | 33.34 | 80.3955 | 0 | 0 | 80.3955 | 260.93 | 260.93
2041 |  | 118.04 | 114.45 | 34.06 | 82.1271 | 0 | 0 | 82.1271 | 266.55 | 266.55
2042 |  | 120.58 | 116.92 | 34.79 | 83.8956 | 0 | 0 | 83.8956 | 272.29 | 272.29
2043 |  | 123.18 | 119.44 | 35.54 | 85.7043 | 0 | 0 | 85.7043 | 278.16 | 278.16
Sources, Inputs and Assumptions
Source: | (c)(f) | Plant Costs - 2021 IRP Update - Table 7.1 & 7.2
| (a) | Plant capacity cost
| (b) | = (a) x 0.0697927885163824
| (e) | = ((b) + (c)) / (8.76 x 37.0%)
| (h) | = (e) + (f) + (g)
| (i) | Plant Costs - 2021 IRP Update - Table 7.1 & 7.2
2021 IRP Update Portland North Coast Wind Resource - 37% Capacity Factor
| Wind | Cost and Input Assumptions
[12 empty] | COD | 2038
2038$ | 1586.502 | Plant capacity cost | [8 empty] | 450 | MW
2038$ | 107.3615 | Fixed O&M, plus on-going capital cost
Wheeling ($ MWh)
Variable O&M
|  | Tax Credit $/MWh | [5 empty] | First Year real levelized
2026$ | 24.7402 | Network Upgrade ($/kw-yr) |  | Portland NC, Transmission Integration
| 6.979% | Payment Factor
| 37.05% | Capacity Factor

## Table 3 WV Wind_2026 (hidden)
Table 3
2021 IRP Update Wilamette Valley Resource
37% Capacity Factor
Year | Estimated Capital Cost | Fixed Capital Cost at Real Levelized Rate | Fixed O&M | Network Upgrade | Fixed Costs | Variable O&M | 60% PTC | Total Resource Cost | Total Resource Costs | Total Fixed Cost
| $/kW | $/kW-yr | $/kW-yr | $/kW-yr | $/MWh | $/MWh | $/MWh | $/MWh | $/kW-yr | $/kW-yr
| (a) | (b) | (c) | (d) | (e) | (f) | (g) | (h) | (i) | (i)
2021 IRP Update Wilamette Valley Resource - 37% Capacity Factor
2016
2017
2018
2019
2020
2021
2022
2023
2024
2025
2026 | 1498.724 | 104.6001 | 67.8854 | 2.5356 | 53.926 | 0 | -22.278 | 31.648 | 102.72 | 175.0211
2027 |  | 106.85 | 69.35 | 2.59 | 55.0872 | 0 | -23.07 | 32.0172 | 103.91 | 178.79
2028 |  | 109.15 | 70.84 | 2.65 | 56.2735 | 0 | -23.07 | 33.2035 | 107.76 | 182.64
2029 |  | 111.5 | 72.37 | 2.71 | 57.4874 | 0 | -23.868 | 33.6194 | 109.11 | 186.58
2030 |  | 113.9 | 73.93 | 2.77 | 58.726 | 0 | -24.666 | 34.06 | 110.54 | 190.6
2031 |  | 116.35 | 75.52 | 2.83 | 59.9893 | 0 | -24.666 | 35.3233 | 114.64 | 194.7
2032 |  | 118.86 | 77.15 | 2.89 | 61.2833 | 0 | -25.458 | 35.8253 | 116.27 | 198.9
2033 |  | 121.42 | 78.81 | 2.95 | 62.6021 | 0 | -26.256 | 36.3461 | 117.96 | 203.18
2034 |  | 124.04 | 80.51 | 3.01 | 63.9516 | 0 | -26.256 | 37.6956 | 122.34 | 207.56
2035 |  | 126.71 | 82.24 | 3.07 | 65.3258 | 0 | -27.054 | 38.2718 | 124.21 | 212.02
2036 |  | 129.44 | 84.01 | 3.14 | 66.7338 | 0 | 0 | 66.7338 | 216.59 | 216.59
2037 |  | 132.23 | 85.82 | 3.21 | 68.1727 | 0 | 0 | 68.1727 | 221.26 | 221.26
2038 |  | 135.08 | 87.67 | 3.28 | 69.6424 | 0 | 0 | 69.6424 | 226.03 | 226.03
2039 |  | 137.99 | 89.56 | 3.35 | 71.1429 | 0 | 0 | 71.1429 | 230.9 | 230.9
2040 |  | 140.96 | 91.49 | 3.42 | 72.6742 | 0 | 0 | 72.6742 | 235.87 | 235.87
2041 |  | 144 | 93.46 | 3.49 | 74.2394 | 0 | 0 | 74.2394 | 240.95 | 240.95
2042 |  | 147.1 | 95.47 | 3.57 | 75.8385 | 0 | 0 | 75.8385 | 246.14 | 246.14
2043 |  | 150.27 | 97.53 | 3.65 | 77.4746 | 0 | 0 | 77.4746 | 251.45 | 251.45
Sources, Inputs and Assumptions
Source: | (c)(f) | Plant Costs - 2021 IRP Update - Table 7.1 & 7.2
| (a) | Plant capacity cost
| (b) | = (a) x 0.0697927885163824
| (e) | = ((b) + (c)) / (8.76 x 37.0%)
| (h) | = (e) + (f) + (g)
| (i) | Plant Costs - 2021 IRP Update - Table 7.1 & 7.2
2021 IRP Update Wilamette Valley Resource - 37% Capacity Factor
| Wind | Cost and Input Assumptions
[12 empty] | COD | 2026
2026$ | 1498.724 | Plant capacity cost | [8 empty] | 415 | MW
2026$ | 67.8854 | Fixed O&M, plus on-going capital cost
Wheeling ($ MWh)
Variable O&M
|  | Tax Credit $/MWh | [5 empty] | First Year real levelized
2026$ | 2.5356 | Network Upgrade ($/kw-yr) |  | Willamette V, Transmission Integration
| 6.979% | Payment Factor
| 37.05% | Capacity Factor

## Table 3 YK WindwS_2029 (hidden)
Table 3
2021 IRP Update Wilamette Valley Resource
37% Capacity Factor
Year | Estimated Capital Cost | Fixed Capital Cost at Real Levelized Rate | Fixed O&M | Network Upgrade | Fixed Costs | Variable O&M | 0% PTC | Total Resource Cost | Total Resource Costs | Total Fixed Cost
| $/kW | $/kW-yr | $/kW-yr | $/kW-yr | $/MWh | $/MWh | $/MWh | $/MWh | $/kW-yr | $/kW-yr
| (a) | (b) | (c) | (d) | (e) | (f) | (g) | (h) | (i) | (i)
2021 IRP Update Wilamette Valley Resource - 37% Capacity Factor
2016
2017
2018
2019
2020
2021
2022
2023
2024
2025
2026
2027
2028
2029 | 1568.354 | 109.4598 | 72.3695 | 5.6747 | 57.7721 | 0 |  | 57.7721 | 187.5 | 187.504
2030 |  | 111.82 | 73.93 | 5.8 | 59.0187 | 0 |  | 59.0187 | 191.55 | 191.55
2031 |  | 114.23 | 75.52 | 5.92 | 60.2881 | 0 |  | 60.2881 | 195.67 | 195.67
2032 |  | 116.69 | 77.15 | 6.05 | 61.5884 | 0 |  | 61.5884 | 199.89 | 199.89
2033 |  | 119.2 | 78.81 | 6.18 | 62.9133 | 0 |  | 62.9133 | 204.19 | 204.19
2034 |  | 121.77 | 80.51 | 6.31 | 64.2689 | 0 |  | 64.2689 | 208.59 | 208.59
2035 |  | 124.39 | 82.24 | 6.45 | 65.6524 | 0 |  | 65.6524 | 213.08 | 213.08
2036 |  | 127.07 | 84.01 | 6.59 | 67.0666 | 0 |  | 67.0666 | 217.67 | 217.67
2037 |  | 129.81 | 85.82 | 6.73 | 68.5116 | 0 |  | 68.5116 | 222.36 | 222.36
2038 |  | 132.61 | 87.67 | 6.88 | 69.9906 | 0 |  | 69.9906 | 227.16 | 227.16
2039 |  | 135.47 | 89.56 | 7.03 | 71.5003 | 0 |  | 71.5003 | 232.06 | 232.06
2040 |  | 138.39 | 91.49 | 7.18 | 73.0409 | 0 |  | 73.0409 | 237.06 | 237.06
2041 |  | 141.37 | 93.46 | 7.33 | 74.6122 | 0 |  | 74.6122 | 242.16 | 242.16
2042 |  | 144.42 | 95.47 | 7.49 | 76.2206 | 0 |  | 76.2206 | 247.38 | 247.38
2043 |  | 147.53 | 97.53 | 7.65 | 77.8628 | 0 |  | 77.8628 | 252.71 | 252.71
Sources, Inputs and Assumptions
Source: | (c)(f) | Plant Costs - 2021 IRP Update - Table 7.1 & 7.2
| (a) | Plant capacity cost
| (b) | = (a) x 0.0697927885163824
| (e) | = ((b) + (c)) / (8.76 x 37.0%)
| (h) | = (e) + (f) + (g)
| (i) | Plant Costs - 2021 IRP Update - Table 7.1 & 7.2
2021 IRP Update Wilamette Valley Resource - 37% Capacity Factor
| Wind | Cost and Input Assumptions
[12 empty] | COD | 2029
2029$ | 1568.354 | Plant capacity cost | [8 empty] | 160 | MW
2029$ | 72.3695 | Fixed O&M, plus on-going capital cost
Wheeling ($ MWh)
Variable O&M
|  | Tax Credit $/MWh | [5 empty] | First Year real levelized
2029$ | 5.6747 | Network Upgrade ($/kw-yr) |  | Yakima, Transmission Integration
| 6.979% | Payment Factor
| 37.05% | Capacity Factor

## Table 3 WYE Wind_2029 (hidden)
Table 3
2021 IRP Update Wyoming Wind Resource
44% Capacity Factor
Year | Estimated Capital Cost | Fixed Capital Cost at Real Levelized Rate | Fixed O&M | Network Upgrade | Fixed Costs | Variable O&M | 0% PTC | Total Resource Cost | Total Resource Costs | Total Fixed Cost
| $/kW | $/kW-yr | $/kW-yr | $/kW-yr | $/MWh | $/MWh | $/MWh | $/MWh | $/kW-yr | $/kW-yr
| (a) | (b) | (c) | (d) | (e) | (f) | (g) | (h) | (i) | (i)
2021 IRP Update Wyoming Wind Resource - 44% Capacity Factor
2016
2017
2018
2019
2020
2021
2022
2023
2024
2025 |  |  |  | 58.5449
2026 |  |  |  | 59.81
2027 |  |  |  | 61.1
2028 |  |  |  | 62.42
2029 | 1530.337 | 106.8065 | 31.2792 | 63.77 | 52.8264 | 0.804 |  | 53.6304 | 204.93 | 201.8557
2030 |  | 109.11 | 31.95 | 65.14 | 53.9633 | 0.82 |  | 54.7833 | 209.33 | 206.2
2031 |  | 111.46 | 32.64 | 66.54 | 55.1253 | 0.84 |  | 55.9653 | 213.85 | 210.64
2032 |  | 113.86 | 33.34 | 67.97 | 56.3108 | 0.86 |  | 57.1708 | 218.46 | 215.17
2033 |  | 116.31 | 34.06 | 69.43 | 57.5225 | 0.88 |  | 58.4025 | 223.16 | 219.8
2034 |  | 118.82 | 34.79 | 70.93 | 58.763 | 0.9 |  | 59.663 | 227.98 | 224.54
2035 |  | 121.38 | 35.54 | 72.46 | 60.0296 | 0.92 |  | 60.9496 | 232.9 | 229.38
2036 |  | 124 | 36.31 | 74.02 | 61.3251 | 0.94 |  | 62.2651 | 237.92 | 234.33
2037 |  | 126.67 | 37.09 | 75.62 | 62.6467 | 0.96 |  | 63.6067 | 243.05 | 239.38
2038 |  | 129.4 | 37.89 | 77.25 | 63.9971 | 0.98 |  | 64.9771 | 248.28 | 244.54
2039 |  | 132.19 | 38.71 | 78.91 | 65.3763 | 1 |  | 66.3763 | 253.63 | 249.81
2040 |  | 135.04 | 39.54 | 80.61 | 66.7842 | 1.02 |  | 67.8042 | 259.09 | 255.19
2041 |  | 137.95 | 40.39 | 82.35 | 68.2236 | 1.04 |  | 69.2636 | 264.66 | 260.69
2042 |  | 140.92 | 41.26 | 84.12 | 69.6918 | 1.06 |  | 70.7518 | 270.35 | 266.3
2043 |  | 143.96 | 42.15 | 85.93 | 71.1939 | 1.08 |  | 72.2739 | 276.17 | 272.04
Sources, Inputs and Assumptions
Source: | (c)(f) | Plant Costs - 2021 IRP Update - Table 7.1 & 7.2
| (a) | Plant capacity cost
| (b) | = (a) x 0.0697927885163824
| (e) | = ((b) + (c)) / (8.76 x 43.6%)
| (h) | = (e) + (f) + (g)
| (i) | Plant Costs - 2021 IRP Update - Table 7.1 & 7.2
2021 IRP Update Wyoming Wind Resource - 44% Capacity Factor
| Wind | Cost and Input Assumptions
[12 empty] | COD | 2029
2029$ | 1530.337 | Plant capacity cost | [8 empty] | 81.589 | MW
2029$ | 31.2792 | Fixed O&M, plus on-going capital cost
Wheeling ($ MWh)
2029$ | 0.787 | Variable O&M |  | WY wind Tax
Tax Credit $/MWh
2025$ | 58.5449 | Network Upgrade ($/kw-yr) |  | Aeolus_Wyoming - to - Utah S, Expansion
| 6.979% | Payment Factor
| 43.62% | Capacity Factor

## Table 3 WYE_DJ Wind_2028 (hidden)
Table 3
2021 IRP Update Wyoming DJ Wind Resource
44% Capacity Factor
Year | Estimated Capital Cost | Fixed Capital Cost at Real Levelized Rate | Fixed O&M | Network Upgrade | Fixed Costs | Variable O&M | 0% PTC | Total Resource Cost | Total Resource Costs | Total Fixed Cost
| $/kW | $/kW-yr | $/kW-yr | $/kW-yr | $/MWh | $/MWh | $/MWh | $/MWh | $/kW-yr | $/kW-yr
| (a) | (b) | (c) | (d) | (e) | (f) | (g) | (h) | (i) | (i)
2021 IRP Update Wyoming DJ Wind Resource - 44% Capacity Factor
2016
2017
2018
2019
2020
2021
2022
2023
2024
2025
2026
2027
2028 | 1507.771 | 105.2315 | 30.7032 |  | 35.5747 | 0.771 |  | 36.3457 | 138.88 | 135.9348
2029 |  | 107.5 | 31.36 |  | 36.3402 | 0.79 |  | 37.1302 | 141.88 | 138.86
2030 |  | 109.82 | 32.04 |  | 37.1253 | 0.81 |  | 37.9353 | 144.96 | 141.86
2031 |  | 112.19 | 32.73 |  | 37.9261 | 0.83 |  | 38.7561 | 148.09 | 144.92
2032 |  | 114.61 | 33.44 |  | 38.7453 | 0.85 |  | 39.5953 | 151.3 | 148.05
2033 |  | 117.08 | 34.16 |  | 39.5801 | 0.87 |  | 40.4501 | 154.56 | 151.24
2034 |  | 119.6 | 34.9 |  | 40.4333 | 0.89 |  | 41.3233 | 157.9 | 154.5
2035 |  | 122.18 | 35.65 |  | 41.3047 | 0.91 |  | 42.2147 | 161.31 | 157.83
2036 |  | 124.81 | 36.42 |  | 42.1945 | 0.93 |  | 43.1245 | 164.78 | 161.23
2037 |  | 127.5 | 37.2 |  | 43.1026 | 0.95 |  | 44.0526 | 168.33 | 164.7
2038 |  | 130.25 | 38 |  | 44.0317 | 0.97 |  | 45.0017 | 171.96 | 168.25
2039 |  | 133.06 | 38.82 |  | 44.9817 | 0.99 |  | 45.9717 | 175.66 | 171.88
2040 |  | 135.93 | 39.66 |  | 45.9526 | 1.01 |  | 46.9626 | 179.45 | 175.59
2041 |  | 138.86 | 40.51 |  | 46.9418 | 1.03 |  | 47.9718 | 183.31 | 179.37
2042 |  | 141.85 | 41.38 |  | 47.952 | 1.05 |  | 49.002 | 187.24 | 183.23
2043 |  | 144.91 | 42.27 |  | 48.9857 | 1.07 |  | 50.0557 | 191.27 | 187.18
Sources, Inputs and Assumptions
Source: | (c)(f) | Plant Costs - 2021 IRP Update - Table 7.1 & 7.2
| (a) | Plant capacity cost
| (b) | = (a) x 0.0697927885163824
| (e) | = ((b) + (c)) / (8.76 x 43.6%)
| (h) | = (e) + (f) + (g)
| (i) | Plant Costs - 2021 IRP Update - Table 7.1 & 7.2
2021 IRP Update Wyoming DJ Wind Resource - 44% Capacity Factor
| Wind | Cost and Input Assumptions
[12 empty] | COD | 2028
2028$ | 1507.771 | Plant capacity cost | [8 empty] | 255 | MW
2028$ | 30.7032 | Fixed O&M, plus on-going capital cost
Wheeling ($ MWh)
2028$ | 0.771 | Variable O&M |  | WY wind Tax
|  | Tax Credit $/MWh | [5 empty] | First Year real levelized
| 0 | Network Upgrade ($/kw-yr)
| 6.979% | Payment Factor
| 43.62% | Capacity Factor

## Table 3 PV wS SOR_2028 (hidden)
Table 3
2021 IRP Southern Oregon Solar with Storage
29% Capacity Factor
Year | Estimated Capital Cost | Fixed Capital Cost at Real Levelized Rate | Fixed O&M | Network Upgrade | Fixed Costs | Variable O&M | Total Resource Cost | Total Resource Costs | Total Fixed Cost
| $/kW | $/kW-yr | $/kW-yr | $/kW-yr | $/MWh | $/MWh | $/MWh | $/kW-yr | $/kW-yr
| (a) | (b) | (c) | (d) | (e) | (f) | (g) | (h) | (i)
2021 IRP Southern Oregon Solar with Storage - 29% Capacity Factor
2016
2017
2018
2019
2020
2021
2022
2023
2024
2025
2026
2027
2028 | 2664.136 | 144.3637 | 68.9484 | 9.094 | 86.6513 |  | 86.6513 | 222.41 | 222.4061
2029 |  | 147.47 | 70.43 | 9.29 | 88.5151 |  | 88.5151 | 227.19 | 227.19
2030 |  | 150.65 | 71.95 | 9.49 | 90.4242 |  | 90.4242 | 232.09 | 232.09
2031 |  | 153.9 | 73.5 | 9.69 | 92.3722 |  | 92.3722 | 237.09 | 237.09
2032 |  | 157.22 | 75.08 | 9.9 | 94.3631 |  | 94.3631 | 242.2 | 242.2
2033 |  | 160.61 | 76.7 | 10.11 | 96.3969 |  | 96.3969 | 247.42 | 247.42
2034 |  | 164.07 | 78.35 | 10.33 | 98.4735 |  | 98.4735 | 252.75 | 252.75
2035 |  | 167.61 | 80.04 | 10.55 | 100.5969 |  | 100.5969 | 258.2 | 258.2
2036 |  | 171.22 | 81.76 | 10.78 | 102.7631 |  | 102.7631 | 263.76 | 263.76
2037 |  | 174.91 | 83.52 | 11.01 | 104.9761 |  | 104.9761 | 269.44 | 269.44
2038 |  | 178.68 | 85.32 | 11.25 | 107.2397 |  | 107.2397 | 275.25 | 275.25
2039 |  | 182.53 | 87.16 | 11.49 | 109.5501 |  | 109.5501 | 281.18 | 281.18
2040 |  | 186.46 | 89.04 | 11.74 | 111.9111 |  | 111.9111 | 287.24 | 287.24
2041 |  | 190.48 | 90.96 | 11.99 | 114.3228 |  | 114.3228 | 293.43 | 293.43
2042 |  | 194.58 | 92.92 | 12.25 | 116.7851 |  | 116.7851 | 299.75 | 299.75
2043 |  | 198.77 | 94.92 | 12.51 | 119.2981 |  | 119.2981 | 306.2 | 306.2
Sources, Inputs and Assumptions
Source: | (c)(f) | Plant Costs - 2021 IRP Update - Table 7.1 & 7.2
| (a) | Plant capacity cost
| (b) | = (a) x 0.0541878056575824
| (d) | = ((b) + (c)) / (8.76 x 29.3%)
| (g) | = (e) + (f)
| (h) | Plant Costs - 2021 IRP Update - Table 7.1 & 7.2
2021 IRP Southern Oregon Solar with Storage - 29% Capacity Factor
| Wind | Cost and Input Assumptions
[11 empty] | COD | 2028
2020 $ |  | Plant capacity cost | [7 empty] | 83 | MW
2020 $ |  | Fixed O&M, plus on-going capital cost
Wheeling ($ MWh)
2020 $ |  | Variable O&M
|  | Tax Credit $/MWh |  |  |  |  | First Year real levelized
2028$ | 9.094 | Network Upgrade ($/kw-yr) |  | Southern OR, Transmission Integration 2028
| 5.419% | Payment Factor
| 29.3% | Capacity Factor
Company Official Inflation Forecast Dated December 30, 2022
| 2017 | 2% |  | 2026 | 2.2% |  | 2035 | 2.1%
| 2018 | 2.4% |  | 2027 | 2.2% |  | 2036 | 2.1%
| 2019 | 1.8% |  | 2028 | 2.2% |  | 2037 | 2.1%
| 2020 | 1.3% |  | 2029 | 2.2% |  | 2038 | 2.1%
| 2021 | 4.6% |  | 2030 | 2.2% |  | 2039 | 2.1%
| 2022 | 7.5% |  | 2031 | 2.2% |  | 2040 | 2.1%
| 2023 | 3.9% |  | 2032 | 2.2% |  | 2041 | 2.2%
| 2024 | 2.3% |  | 2033 | 2.2% |  | 2042 | 2.2%
| 2025 | 2.2% |  | 2034 | 2.1% |  | 2043 | 2.2%

## Table 3 PV wS SOR_2030 (hidden)
Table 3
2021 IRP Update Southern Oregon Solar with Storage
29% Capacity Factor
Year | Estimated Capital Cost | Fixed Capital Cost at Real Levelized Rate | Fixed O&M | Network Upgrade | Fixed Costs | Variable O&M | Total Resource Cost | Total Resource Costs | Total Fixed Cost
| $/kW | $/kW-yr | $/kW-yr | $/kW-yr | $/MWh | $/MWh | $/MWh | $/kW-yr | $/kW-yr
| (a) | (b) | (c) | (d) | (e) | (f) | (g) | (h) | (i)
2021 IRP Update Southern Oregon Solar with Storage - 29% Capacity Factor
2016
2017
2018
2019
2020
2021
2022
2023
2024
2025
2026
2027
2028 |  |  |  | 9.094
2029 |  |  |  | 9.29
2030 | 2565.907 | 139.0409 | 70.923 | 9.49 | 85.5168 |  | 85.5168 | 219.45 | 219.4539
2031 |  | 142.04 | 72.45 | 9.69 | 87.3584 |  | 87.3584 | 224.18 | 224.18
2032 |  | 145.1 | 74.01 | 9.9 | 89.2406 |  | 89.2406 | 229.01 | 229.01
2033 |  | 148.23 | 75.6 | 10.11 | 91.1617 |  | 91.1617 | 233.94 | 233.94
2034 |  | 151.42 | 77.23 | 10.33 | 93.1257 |  | 93.1257 | 238.98 | 238.98
2035 |  | 154.68 | 78.89 | 10.55 | 95.1286 |  | 95.1286 | 244.12 | 244.12
2036 |  | 158.01 | 80.59 | 10.78 | 97.1784 |  | 97.1784 | 249.38 | 249.38
2037 |  | 161.42 | 82.33 | 11.01 | 99.2748 |  | 99.2748 | 254.76 | 254.76
2038 |  | 164.9 | 84.1 | 11.25 | 101.4142 |  | 101.4142 | 260.25 | 260.25
2039 |  | 168.45 | 85.91 | 11.49 | 103.5964 |  | 103.5964 | 265.85 | 265.85
2040 |  | 172.08 | 87.76 | 11.74 | 105.8293 |  | 105.8293 | 271.58 | 271.58
2041 |  | 175.79 | 89.65 | 11.99 | 108.1089 |  | 108.1089 | 277.43 | 277.43
2042 |  | 179.58 | 91.58 | 12.25 | 110.4392 |  | 110.4392 | 283.41 | 283.41
2043 |  | 183.45 | 93.55 | 12.51 | 112.8162 |  | 112.8162 | 289.51 | 289.51
Sources, Inputs and Assumptions
Source: | (c)(f) | Plant Costs - 2021 IRP Update - Table 7.1 & 7.2
| (a) | Plant capacity cost
| (b) | = (a) x 0.0541878056575824
| (d) | = ((b) + (c)) / (8.76 x 29.3%)
| (g) | = (e) + (f)
| (h) | Plant Costs - 2021 IRP Update - Table 7.1 & 7.2
2021 IRP Update Southern Oregon Solar with Storage - 29% Capacity Factor
| Wind | Cost and Input Assumptions
[11 empty] | COD | 2030
2030 $ | 2565.907 | Plant capacity cost | [7 empty] | 377 | MW
2030 $ | 70.923 | Fixed O&M, plus on-going capital cost
Wheeling ($ MWh)
2030 $ |  | Variable O&M
|  | Tax Credit $/MWh |  |  |  |  | First Year real levelized
2028$ | 9.094 | Network Upgrade ($/kw-yr) |  | Southern OR, Transmission Integration 2028
| 5.419% | Payment Factor
| 29.29% | Capacity Factor

## Table 3 PV wS YK_2029 (hidden)
Table 3
2021 IRP Update Yakima Solar with Storage
25% Capacity Factor
Year | Estimated Capital Cost | Fixed Capital Cost at Real Levelized Rate | Fixed O&M | Network Upgrade | Fixed Costs | Variable O&M | Total Resource Cost | Total Resource Costs | Total Fixed Cost
| $/kW | $/kW-yr | $/kW-yr | $/kW-yr | $/MWh | $/MWh | $/MWh | $/kW-yr | $/kW-yr
| (a) | (b) | (c) | (d) | (e) | (f) | (g) | (h) | (i)
2021 IRP Update Yakima Solar with Storage - 25% Capacity Factor
2016
2017
2018
2019
2020
2021
2022
2023
2024
2025
2026
2027
2028
2029 | 2702.624 | 146.4493 | 36.3058 | 5.6747 | 86.8473 |  | 86.8473 | 188.43 | 188.4298
2030 |  | 149.61 | 37.09 | 5.8 | 88.7232 |  | 88.7232 | 192.5 | 192.5
2031 |  | 152.83 | 37.89 | 5.92 | 90.6314 |  | 90.6314 | 196.64 | 196.64
2032 |  | 156.12 | 38.71 | 6.05 | 92.5856 |  | 92.5856 | 200.88 | 200.88
2033 |  | 159.48 | 39.54 | 6.18 | 94.5767 |  | 94.5767 | 205.2 | 205.2
2034 |  | 162.92 | 40.39 | 6.31 | 96.6138 |  | 96.6138 | 209.62 | 209.62
2035 |  | 166.43 | 41.26 | 6.45 | 98.6971 |  | 98.6971 | 214.14 | 214.14
2036 |  | 170.02 | 42.15 | 6.59 | 100.8265 |  | 100.8265 | 218.76 | 218.76
2037 |  | 173.68 | 43.06 | 6.73 | 102.9973 |  | 102.9973 | 223.47 | 223.47
2038 |  | 177.42 | 43.99 | 6.88 | 105.2188 |  | 105.2188 | 228.29 | 228.29
2039 |  | 181.24 | 44.94 | 7.03 | 107.4865 |  | 107.4865 | 233.21 | 233.21
2040 |  | 185.15 | 45.91 | 7.18 | 109.8048 |  | 109.8048 | 238.24 | 238.24
2041 |  | 189.14 | 46.9 | 7.33 | 112.1692 |  | 112.1692 | 243.37 | 243.37
2042 |  | 193.22 | 47.91 | 7.49 | 114.5889 |  | 114.5889 | 248.62 | 248.62
2043 |  | 197.38 | 48.94 | 7.65 | 117.0548 |  | 117.0548 | 253.97 | 253.97
Sources, Inputs and Assumptions
Source: | (c)(f) | Plant Costs - 2021 IRP Update - Table 7.1 & 7.2
| (a) | Plant capacity cost
| (b) | = (a) x 0.0541878056575824
| (d) | = ((b) + (c)) / (8.76 x 24.8%)
| (g) | = (e) + (f)
| (h) | Plant Costs - 2021 IRP Update - Table 7.1 & 7.2
2021 IRP Update Yakima Solar with Storage - 25% Capacity Factor
| Wind | Cost and Input Assumptions
[11 empty] | COD | 2029
2029 $ | 2702.624 | Plant capacity cost | [7 empty] | 160 | MW
2029 $ | 36.3058 | Fixed O&M, plus on-going capital cost
Wheeling ($ MWh)
2029 $ |  | Variable O&M
|  | Tax Credit $/MWh |  |  |  |  | First Year real levelized
2029$ | 5.6747 | Network Upgrade ($/kw-yr) |  | Yakima, Transmission Integration
| 5.419% | Payment Factor
| 24.77% | Capacity Factor

## Table 3 PV wS UTN_2031 (hidden)
Table 3
2021 IRP Update UTN Solar with Storage
32% Capacity Factor
Year | Estimated Capital Cost | Fixed Capital Cost at Real Levelized Rate | Fixed O&M | Network Upgrade | Fixed Costs | Variable O&M | Total Resource Cost | Total Resource Costs | Total Fixed Cost
| $/kW | $/kW-yr | $/kW-yr | $/kW-yr | $/MWh | $/MWh | $/MWh | $/kW-yr | $/kW-yr
| (a) | (b) | (c) | (d) | (e) | (f) | (g) | (h) | (i)
2021 IRP Update UTN Solar with Storage - 32% Capacity Factor
2016
2017
2018
2019
2020
2021
2022
2023
2024
2025
2026
2027
2028
2029
2030
2031 | 2478.058 | 134.2805 | 43.61 | 12.4551 | 67.3838 |  | 67.3838 | 190.35 | 190.3457
2032 |  | 137.17 | 44.55 | 12.72 | 68.8332 |  | 68.8332 | 194.44 | 194.44
2033 |  | 140.13 | 45.51 | 12.99 | 70.3165 |  | 70.3165 | 198.63 | 198.63
2034 |  | 143.15 | 46.49 | 13.27 | 71.8317 |  | 71.8317 | 202.91 | 202.91
2035 |  | 146.23 | 47.49 | 13.56 | 73.3787 |  | 73.3787 | 207.28 | 207.28
2036 |  | 149.38 | 48.51 | 13.85 | 74.9576 |  | 74.9576 | 211.74 | 211.74
2037 |  | 152.6 | 49.56 | 14.15 | 76.5754 |  | 76.5754 | 216.31 | 216.31
2038 |  | 155.89 | 50.63 | 14.45 | 78.2251 |  | 78.2251 | 220.97 | 220.97
2039 |  | 159.25 | 51.72 | 14.76 | 79.9101 |  | 79.9101 | 225.73 | 225.73
2040 |  | 162.68 | 52.83 | 15.08 | 81.6306 |  | 81.6306 | 230.59 | 230.59
2041 |  | 166.19 | 53.97 | 15.4 | 83.39 |  | 83.39 | 235.56 | 235.56
2042 |  | 169.77 | 55.13 | 15.73 | 85.1848 |  | 85.1848 | 240.63 | 240.63
2043 |  | 173.43 | 56.32 | 16.07 | 87.0221 |  | 87.0221 | 245.82 | 245.82
Sources, Inputs and Assumptions
Source: | (c)(f) | Plant Costs - 2021 IRP Update - Table 7.1 & 7.2
| (a) | Plant capacity cost
| (b) | = (a) x 0.0541878056575824
| (d) | = ((b) + (c)) / (8.76 x 32.2%)
| (g) | = (e) + (f)
| (h) | Plant Costs - 2021 IRP Update - Table 7.1 & 7.2
2021 IRP Update UTN Solar with Storage - 32% Capacity Factor
| Wind | Cost and Input Assumptions
[11 empty] | COD | 2031
2031 $ | 2478.058 | Plant capacity cost | [7 empty] | 626 | MW
2031 $ | 43.61 | Fixed O&M, plus on-going capital cost
Wheeling ($ MWh)
2031 $ |  | Variable O&M
|  | Tax Credit $/MWh |  |  |  |  | First Year real levelized
2031$ | 12.4551 | Network Upgrade ($/kw-yr) |  | Utah N, Transmission Integration
| 5.419% | Payment Factor
| 32.25% | Capacity Factor

## Table 3 PV wS UTS_2032 (hidden)
Table 3
2021 IRP Update UTS Solar with Storage
32% Capacity Factor
Year | Estimated Capital Cost | Fixed Capital Cost at Real Levelized Rate | Fixed O&M | Network Upgrade | Fixed Costs | Variable O&M | Total Resource Cost | Total Resource Costs | Total Fixed Cost
| $/kW | $/kW-yr | $/kW-yr | $/kW-yr | $/MWh | $/MWh | $/MWh | $/kW-yr | $/kW-yr
| (a) | (b) | (c) | (d) | (e) | (f) | (g) | (h) | (i)
2021 IRP Update UTS Solar with Storage - 32% Capacity Factor
2016
2017
2018
2019
2020
2021
2022
2023
2024
2025
2026
2027
2028
2029
2030
2031
2032 | 2471.088 | 133.9028 | 44.5618 | 13.177 | 67.8426 |  | 67.8426 | 191.64 | 191.6416
2033 |  | 136.79 | 45.52 | 13.46 | 69.3041 |  | 69.3041 | 195.77 | 195.77
2034 |  | 139.74 | 46.5 | 13.75 | 70.798 |  | 70.798 | 199.99 | 199.99
2035 |  | 142.75 | 47.5 | 14.05 | 72.3237 |  | 72.3237 | 204.3 | 204.3
2036 |  | 145.83 | 48.52 | 14.35 | 73.8814 |  | 73.8814 | 208.7 | 208.7
2037 |  | 148.97 | 49.57 | 14.66 | 75.4744 |  | 75.4744 | 213.2 | 213.2
2038 |  | 152.18 | 50.64 | 14.98 | 77.1028 |  | 77.1028 | 217.8 | 217.8
2039 |  | 155.46 | 51.73 | 15.3 | 78.7631 |  | 78.7631 | 222.49 | 222.49
2040 |  | 158.81 | 52.84 | 15.63 | 80.4588 |  | 80.4588 | 227.28 | 227.28
2041 |  | 162.23 | 53.98 | 15.97 | 82.1935 |  | 82.1935 | 232.18 | 232.18
2042 |  | 165.73 | 55.14 | 16.31 | 83.9635 |  | 83.9635 | 237.18 | 237.18
2043 |  | 169.3 | 56.33 | 16.66 | 85.7725 |  | 85.7725 | 242.29 | 242.29
Sources, Inputs and Assumptions
Source: | (c)(f) | Plant Costs - 2021 IRP Update - Table 7.1 & 7.2
| (a) | Plant capacity cost
| (b) | = (a) x 0.0541878056575824
| (d) | = ((b) + (c)) / (8.76 x 32.2%)
| (g) | = (e) + (f)
| (h) | Plant Costs - 2021 IRP Update - Table 7.1 & 7.2
2021 IRP Update UTS Solar with Storage - 32% Capacity Factor
| Wind | Cost and Input Assumptions
[11 empty] | COD | 2032
2032 $ | 2471.088 | Plant capacity cost | [7 empty] | 1100 | MW
2032 $ | 44.5618 | Fixed O&M, plus on-going capital cost
Wheeling ($ MWh)
2032 $ |  | Variable O&M
|  | Tax Credit $/MWh |  |  |  |  | First Year real levelized
2033$ | 13.177 | Network Upgrade ($/kw-yr) |  | Utah S - to - Utah N, Expansion
| 5.419% | Payment Factor
| 32.25% | Capacity Factor

## Table 3 SmNuc 345MW (NTN) 2028 (hidden)
Appendix B
Table 3
2021 IRP Sm Adv Nuclear Resource Costs
Sm Adv Nuclear - 196 MW- East Side Resource (5,050')
Year | Estimated Capital Cost | Fixed Capital Cost at Real Levelized Rate | Network Upgrade | Fixed O&M | Variable O&M | Total O&M at Expected CF | Total Resource Fixed Costs | Fuel Cost | Total Resource Energy Cost | Total Resource Costs | Total Fixed Cost
| $/kW | $/kW-yr | $/kW-yr | $/kW-yr | $/MWh | $/kW-yr | $/kW-yr | $/MMBtu | $/MWh | $/MWh | $/kW-yr
| (a) | (b) | (c) | (d) | (e) | (f) | (g) | (h) | (i) | (i) | (j)
Sm Adv Nuclear - 196 MW- East Side Resource (5,050')
2020 |  |  |  |  | 6.7188
2021 |  |  |  |  | 6.86
2022 |  |  |  |  | 7.01
2023 |  |  |  |  | 7.16
2024 |  |  |  |  | 7.31
2025 |  |  |  |  | 7.47
2026 |  |  |  |  | 7.63 | [6 empty] | Plexos Properties file
2027 |  |  |  |  | 7.79 | [6 empty] | VO&M
2028 | 3799.5717 | 255.84 |  | 222.01 | 7.96 | 281.7 | 537.54 |  | 0 | 71.69 | 477.85 | -13
2029 |  | 261.35 |  | 226.79 | 8.13 | 287.75 | 549.1 |  | 0 | 73.23 | 488.14 | -13
2030 |  | 266.98 |  | 231.68 | 8.31 | 293.99 | 560.97 |  | 0 | 74.81 | 498.66 | -13
2031 |  | 272.73 |  | 236.67 | 8.49 | 300.33 | 573.06 |  | 0 | 76.42 | 509.4 | -13
2032 |  | 278.61 |  | 241.77 | 8.67 | 306.78 | 585.39 |  | 0 | 78.07 | 520.38 | -13
2033 |  | 284.61 |  | 246.98 | 8.86 | 313.42 | 598.03 |  | 0 | 79.75 | 531.59 | -13
2034 |  | 290.74 |  | 252.3 | 9.05 | 320.16 | 610.9 |  | 0 | 81.47 | 543.04 | 5
2035 |  | 297.01 |  | 257.74 | 9.25 | 327.1 | 624.11 |  | 0 | 83.23 | 554.75 | 5
2036 |  | 303.41 |  | 263.29 | 9.45 | 334.15 | 637.56 |  | 0 | 85.02 | 566.7 | 5
2037 |  | 309.95 |  | 268.96 | 9.65 | 341.32 | 651.27 |  | 0 | 86.85 | 578.91 | 5
2038 |  | 316.63 |  | 274.76 | 9.86 | 348.7 | 665.33 |  | 0 | 88.73 | 591.39 | 5
2039 |  | 323.45 |  | 280.68 | 10.07 | 356.19 | 679.64 |  | 0 | 90.64 | 604.13 | 5
2040 |  | 330.42 |  | 286.73 | 10.29 | 363.89 | 694.31 |  | 0 | 92.59 | 617.15 | 5
2041 |  | 337.54 |  | 292.91 | 10.51 | 371.72 | 709.26 |  | 0 | 94.59 | 630.45 | 5
2042 |  | 344.81 |  | 299.22 | 10.74 | 379.75 | 724.56 |  | 0 | 96.63 | 644.03 | 5
Sources, Inputs and Assumptions
Source: (a)(c)(d) |  | Plant Costs - 2019 IRP - Table 7.1 & 7.2
| (b) | = (a) x 0.0673334815141819
| (f) | = (e) x (8.76 x 85.6%) + (d)
| (g) | = (b) + (f)
| (h) | Table 4 - Burnertip Natural Gas Price Forecast
| (i) | = 0 MMBtu/MWH x $/MMBtu
| (i) | = (g) / (8.76 x 'Capacity Factor' ) + (i)
Sm Adv Nuclear - 196 MW- East Side Resource (5,050')
| CCCT Statistics |  |  |  | MW | Percent | Cap Cost | Fixed
| SCCT Dry "F" - Turbine |  |  |  | 345 | 100% | 3799.5717 | 222.01
[5 empty] | 0 | 0% | 0 | 0
| Capacity Weighted |  |  |  | 345 | 100% | 3800 | 222.01
| CCCT Statistics |  |  |  | MW | CF | aMW | Percent | Variable | Heat Rate
| SCCT Dry "F" - Turbine |  |  |  | 345 | 85.56% | 295.1892 | 100% | 6.7188 | 0
| 0 |  |  |  | 0 | 0% | 0 | 0% | 0 | 0
| Energy Weighted |  |  |  | 345 | 85.6% | 295.1892 | 100% | 6.72 | 0
Rounded
| SCCT | Duct Firing |  | Plant Costs - 2019 IRP - Table 7.1 & 7.2
| 345 |  |  | MW Plant Capacity
2028 $ | 3799.5717 |  |  | Plant Capacity Cost
2028 $ | 222.01 |  |  | Fixed O&M & Capitalized O&M
| 0 |  |  | Fixed Pipeline
2028 $ | 222.01 |  |  | Fixed O&M Including Fixed Pipeline & Capitalized O&M ($/kW-Yr)
2020 $ | 6.7188 |  |  | Variable O&M Costs & Capitalized Variable O&M ($/MWh)
Heat Rate in btu/kWh
| 6.733% |  |  | Payment Factor
| 85.56% |  |  | Capacity Factor
|  | 85.6% |  | Energy Weighted Capacity Factor
#N/A |  | Network Upgrade ($/kw-yr)
| 26.7246 |  |  | Fuel Cost ($/mmBtu)
Company Official Inflation Forecast Dated December 30, 2022
| 2017 | 2% |  |  | 2026 | 2.2% |  | 2035 | 2.1%
| 2018 | 2.4% |  |  | 2027 | 2.2% |  | 2036 | 2.1%
| 2019 | 1.8% |  |  | 2028 | 2.2% |  | 2037 | 2.1%
| 2020 | 1.3% |  |  | 2029 | 2.2% |  | 2038 | 2.1%
| 2021 | 4.6% |  |  | 2030 | 2.2% |  | 2039 | 2.1%
| 2022 | 7.5% |  |  | 2031 | 2.2% |  | 2040 | 2.1%
| 2023 | 3.9% |  |  | 2032 | 2.2% |  | 2041 | 2.2%
| 2024 | 2.3% |  |  | 2033 | 2.2% |  | 2042 | 2.2%
| 2025 | 2.2% |  |  | 2034 | 2.1% |  | 2043 | 2.2%

## Table 3 NonE 206MW (UTN) 2031
Appendix B
Table 3
2021 IRP Update Non Emitting UTN Peaker Resource Costs
Non Emitting - 206 MW- East Side Resource (5,050')
Year | Estimated Capital Cost | Fixed Capital Cost at Real Levelized Rate | Network Upgrade | Fixed O&M | Variable O&M | Total O&M at Expected CF | Total Resource Fixed Costs | Fuel Cost | Total Resource Energy Cost | Total Resource Costs | Total Fixed Cost
| $/kW | $/kW-yr | $/kW-yr | $/kW-yr | $/MWh | $/kW-yr | $/kW-yr | $/MMBtu | $/MWh | $/MWh | $/kW-yr
| (a) | (b) | (c) | (d) | (e) | (f) | (g) | (h) | (i) | (i) | (j)
Non Emitting - 206 MW- East Side Resource (5,050')
2020 |  |  |  |  | 21.294 |  |  | 26.7246
2021 |  |  |  |  | 21.75 |  |  | 27.3
2022 |  |  |  |  | 22.22 |  |  | 27.89
2023 |  |  |  |  | 22.7 |  |  | 28.49
2024 |  |  |  |  | 23.19 |  |  | 29.1
2025 |  |  |  |  | 23.69 |  |  | 29.73
2026 |  |  |  |  | 24.2 |  |  | 30.37
2027 |  |  |  |  | 24.72 |  |  | 31.02
2028 |  |  |  |  | 25.25 |  |  | 31.69
2029 |  |  |  |  | 25.79 |  |  | 32.37
2030 |  |  |  |  | 26.35 |  |  | 33.07
2031 | 1319.9278 | 98.96 | 12.4551 | 0 | 26.92 | 77.82 | 189.24 | 33.78 | 335.64 | 401.1 | 111.4151
2032 |  | 101.09 | 12.72 | 0 | 27.5 | 79.5 | 193.31 | 34.51 | 342.89 | 409.76 | 113.81
2033 |  | 103.27 | 12.99 | 0 | 28.09 | 81.2 | 197.46 | 35.25 | 350.24 | 418.55 | 116.26
2034 |  | 105.5 | 13.27 | 0 | 28.7 | 82.97 | 201.74 | 36.01 | 357.8 | 427.59 | 118.77
2035 |  | 107.77 | 13.56 | 0 | 29.32 | 84.76 | 206.09 | 36.79 | 365.55 | 436.84 | 121.33
2036 |  | 110.09 | 13.85 | 0 | 29.95 | 86.58 | 210.52 | 37.58 | 373.39 | 446.21 | 123.94
2037 |  | 112.46 | 14.15 | 0 | 30.6 | 88.46 | 215.07 | 38.39 | 381.44 | 455.84 | 126.61
2038 |  | 114.88 | 14.45 | 0 | 31.26 | 90.37 | 219.7 | 39.22 | 389.69 | 465.69 | 129.33
2039 |  | 117.36 | 14.76 | 0 | 31.93 | 92.3 | 224.42 | 40.07 | 398.14 | 475.77 | 132.12
2040 |  | 119.89 | 15.08 | 0 | 32.62 | 94.3 | 229.27 | 40.93 | 406.68 | 485.99 | 134.97
2041 |  | 122.47 | 15.4 | 0 | 33.32 | 96.32 | 234.19 | 41.81 | 415.42 | 496.43 | 137.87
2042 |  | 125.11 | 15.73 | 0 | 34.04 | 98.4 | 239.24 | 42.71 | 424.37 | 507.13 | 140.84
Sources, Inputs and Assumptions
Source: (a)(c)(d) |  | Plant Costs - 2021 IRP - Table 7.1 & 7.2
| (b) | = (a) x 0.0749741404851062
| (f) | = (e) x (8.76 x 33.0%) + (d)
| (g) | = (b) + (f)
| (h) | Table 4 - Burnertip Natural Gas Price Forecast
| (i) | = 9,936 MMBtu/MWH x $/MMBtu
| (i) | = (g) / (8.76 x 'Capacity Factor' ) + (i)
Non Emitting - 206 MW- East Side Resource (5,050')
| CCCT Statistics |  |  |  | MW | Percent | Cap Cost | Fixed
| SCCT Dry "F" - Turbine |  |  |  | 206.11 | 100% | 1319.9278 | 0
[5 empty] | 0 | 0% | 0 | 0
| Capacity Weighted |  |  |  | 206.11 | 100% | 1320 | 0
| CCCT Statistics |  |  |  | MW | CF | aMW | Percent | Variable | Heat Rate
| SCCT Dry "F" - Turbine |  |  |  | 206.11 | 33% | 68.0163 | 100% | 21.294 | 9936
| 0 |  |  |  | 0 | 0% | 0 | 0% | 0 | 0
| Energy Weighted |  |  |  | 206.11 | 33% | 68.0163 | 100% | 21.29 | 9936
Rounded
| SCCT | Duct Firing |  | Plant Costs - 2021 IRP - Table 7.1 & 7.2
| 206.11 |  |  | MW Plant Capacity
2031 $ | 1319.9278 |  |  | Plant Capacity Cost
| 0 |  |  | Fixed O&M & Capitalized O&M
| 0 |  |  | Fixed Pipeline
2020 $ | 0 |  |  | Fixed O&M Including Fixed Pipeline & Capitalized O&M ($/kW-Yr)
2020 $ | 21.294 |  |  | Variable O&M Costs & Capitalized Variable O&M ($/MWh)
| 9936 |  |  | Heat Rate in btu/kWh
| 7.497% |  |  | Payment Factor
| 33% |  |  | Capacity Factor
|  | 33% |  | Energy Weighted Capacity Factor
2031$ | 12.4551 | Network Upgrade ($/kw-yr) | Utah N, Transmission Integration
| 26.7246 |  |  | Fuel Cost ($/mmBtu)

## Table 3 NonE 206MW (Hgtn) (hidden)
Appendix B
Table 3
2021 IRP Update Non Emitting Huntington Peaker Resource Costs
Non Emitting - 206 MW- East Side Resource (5,050')
Year | Estimated Capital Cost | Fixed Capital Cost at Real Levelized Rate | Network Upgrade | Fixed O&M | Variable O&M | Total O&M at Expected CF | Total Resource Fixed Costs | Fuel Cost | Total Resource Energy Cost | Total Resource Costs | Total Fixed Cost
| $/kW | $/kW-yr | $/kW-yr | $/kW-yr | $/MWh | $/kW-yr | $/kW-yr | $/MMBtu | $/MWh | $/MWh | $/kW-yr
| (a) | (b) | (c) | (d) | (e) | (f) | (g) | (h) | (i) | (i) | (j)
Non Emitting - 206 MW- East Side Resource (5,050')
2020 |  |  |  |  | 21.294 |  |  | 26.7246
2021 |  |  |  |  | 21.75 |  |  | 27.3
2022 |  |  |  |  | 22.22 |  |  | 27.89
2023 |  |  |  |  | 22.7 |  |  | 28.49
2024 |  |  |  |  | 23.19 |  |  | 29.1
2025 |  |  |  |  | 23.69 |  |  | 29.73
2026 |  |  |  |  | 24.2 |  |  | 30.37
2027 |  |  |  |  | 24.72 |  |  | 31.02
2028 |  |  |  |  | 25.25 |  |  | 31.69
2029 |  |  |  |  | 25.79 |  |  | 32.37
2030 |  |  |  |  | 26.35 |  |  | 33.07
2031 |  |  |  |  | 26.92 |  |  | 33.78
2032 |  |  |  |  | 27.5 |  |  | 34.51
2033 |  |  |  |  | 28.09 |  |  | 35.25
2034 |  |  |  |  | 28.7 |  |  | 36.01
2035 |  |  |  |  | 29.32 |  |  | 36.79
2036 |  |  |  |  | 29.95 |  |  | 37.58
2037 | 1385.7798 | 103.9 | 0 | 0 | 30.6 | 88.46 | 192.36 | 38.39 | 381.44 | 447.98 | 103.9
2038 |  | 106.14 | 0 | 0 | 31.26 | 90.37 | 196.51 | 39.22 | 389.69 | 457.67 | 106.14
2039 |  | 108.43 | 0 | 0 | 31.93 | 92.3 | 200.73 | 40.07 | 398.14 | 467.58 | 108.43
2040 |  | 110.77 | 0 | 0 | 32.62 | 94.3 | 205.07 | 40.93 | 406.68 | 477.62 | 110.77
2041 |  | 113.16 | 0 | 0 | 33.32 | 96.32 | 209.48 | 41.81 | 415.42 | 487.88 | 113.16
2042 |  | 115.6 | 0 | 0 | 34.04 | 98.4 | 214 | 42.71 | 424.37 | 498.4 | 115.6
Sources, Inputs and Assumptions
Source: (a)(c)(d) |  | Plant Costs - 2021 IRP - Table 7.1 & 7.2
| (b) | = (a) x 0.0749741404851062
| (f) | = (e) x (8.76 x 33.0%) + (d)
| (g) | = (b) + (f)
| (h) | Table 4 - Burnertip Natural Gas Price Forecast
| (i) | = 9,936 MMBtu/MWH x $/MMBtu
| (i) | = (g) / (8.76 x 'Capacity Factor' ) + (i)
Non Emitting - 206 MW- East Side Resource (5,050')
| CCCT Statistics |  |  |  | MW | Percent | Cap Cost | Fixed
| SCCT Dry "F" - Turbine |  |  |  | 206.1099 | 100% | 1385.7798 | 0
[5 empty] | 0 | 0% | 0 | 0
| Capacity Weighted |  |  |  | 206.1099 | 100% | 1386 | 0
| CCCT Statistics |  |  |  | MW | CF | aMW | Percent | Variable | Heat Rate
| SCCT Dry "F" - Turbine |  |  |  | 206.1099 | 33% | 68.0163 | 100% | 21.294 | 9936
| 0 |  |  |  | 0 | 0% | 0 | 0% | 0 | 0
| Energy Weighted |  |  |  | 206.1099 | 33% | 68.0163 | 100% | 21.29 | 9936
Rounded
| SCCT | Duct Firing |  | Plant Costs - 2021 IRP - Table 7.1 & 7.2
| 206.1099 |  |  | MW Plant Capacity
2037 $ | 1385.7798 |  |  | Plant Capacity Cost
| 0 |  |  | Fixed O&M & Capitalized O&M
| 0 |  |  | Fixed Pipeline
2020 $ | 0 |  |  | Fixed O&M Including Fixed Pipeline & Capitalized O&M ($/kW-Yr)
2020 $ | 21.294 |  |  | Variable O&M Costs & Capitalized Variable O&M ($/MWh)
| 9936 |  |  | Heat Rate in btu/kWh
| 7.497% |  |  | Payment Factor
| 33% |  |  | Capacity Factor
|  | 33% |  | Energy Weighted Capacity Factor
| 26.7246 |  |  | Fuel Cost ($/mmBtu)