## Appendix B.2
Appendix B.2
Avoided Cost Prices $/MWh
Utah 2023.Q3 Sch 38
|  | Thermal | Solar Tracking | Wind | Thermal | Solar Tracking | Wind | Thermal | Solar Tracking | Wind
| Year | UT 2023.Q3 | UT 2023.Q3 | UT 2023.Q3 | UT 2023.Q2 | UT 2023.Q2 | UT 2023.Q2
|  | 100% CF (2) | 32.25% CF (2) | 29.5% CF (2) | 100% CF (2) | 32.25% CF (2) | 29.5% CF (2) | Difference | Difference | Difference
|  | GRID | GRID | GRID | GRID | GRID | GRID
| 2024 | 48.6404 | 31.5405 | 46.9243 | 48.3896 | 31.7346 | 45.7697 | 0.25078 | -0.19409 | 1.1546
| 2025 | 31.2401 | 12.1323 | 19.6918 | 30.4355 | 11.9473 | 19.6782 | 0.80454 | 0.18495 | 0.013642
| 2026 | 24.5474 | 11.447 | 17.7166 | 23.4713 | 11.2679 | 17.8328 | 1.0761 | 0.17912 | -0.11624
| 2027 | 28.5041 | 11.7936 | 18.0043 | 28.0386 | 11.9009 | 17.9349 | 0.46553 | -0.10724 | 0.069373
| 2028 | 26.6631 | 32.4156 | 18.3238 | 26.0626 | 31.9549 | 18.1776 | 0.60058 | 0.46077 | 0.14619
| 2029 | 23.713 | 32.9075 | 20.8732 | 21.3913 | 31.617 | 20.5436 | 2.3217 | 1.2905 | 0.32961
| 2030 | 45.9686 | 37.8385 | 22.142 | 42.788 | 36.1321 | 21.6647 | 3.1806 | 1.7063 | 0.47725
| 2031 | 50.9662 | 41.741 | 21.1111 | 49.0924 | 40.5628 | 21.0397 | 1.8738 | 1.1782 | 0.071416
| 2032 | 31.2867 | 31.3539 | 17.2971 | 29.1846 | 29.2151 | 16.8975 | 2.1022 | 2.1389 | 0.39959
| 2033 | 35.902 | 25.5474 | 16.1563 | 35.0285 | 25.6989 | 15.9462 | 0.87347 | -0.15141 | 0.21008
| 2034 | 36.6144 | 25.2018 | 16.1107 | 34.8385 | 25.0212 | 16.2272 | 1.776 | 0.18064 | -0.11645
| 2035 | 45.2599 | 56.7516 | 55.8042 | 44.384 | 56.5071 | 55.3576 | 0.87588 | 0.24453 | 0.44659
| 2036 | 48.6423 | 65.0235 | 59.6498 | 48.7109 | 64.2854 | 59.7553 | -0.068593 | 0.7381 | -0.10555
| 2037 | 51.677 | 66.3364 | 63.0448 | 51.4919 | 65.7636 | 63.4501 | 0.1851 | 0.57279 | -0.40539
| 2038 | 53.6526 | 68.3568 | 63.9421 | 54.2029 | 67.9501 | 64.3177 | -0.55032 | 0.40665 | -0.37558
| 2039 | 56.8675 | 70.3416 | 65.7335 | 56.1921 | 69.9701 | 66.0108 | 0.67537 | 0.37152 | -0.27735
| 2040 | 61.996 | 72.7882 | 66.8751 | 60.4873 | 72.7009 | 67.1028 | 1.5087 | 0.087266 | -0.22765
15-Year Levelized Prices (Nominal) @ 6.77% Discount Rate (1) (3)
2024-2038 | $/MWh | 37.18 | 32.14 | 29 | 36.22 | 31.76 | 28.87 | 0.96 | 0.38 | 0.13
[8 empty] | 2.65% | 1.196% | 0.4503%
2025-2039 | $/MWh | 36.96 | 33.74 | 28.84 | 35.71 | 33.25 | 28.53 | 1.25 | 0.49 | 0.31
[8 empty] | 3.5% | 1.474% | 1.087%
2026-2040 | $/MWh | 38.22 | 37.73 | 30.85 | 37.27 | 37.17 | 31.06 | 0.95 | 0.56 | -0.21
[8 empty] | 2.549% | 1.507% | -0.6761%
Footnotes:
(1) Discount Rate - 2023 IRP
(2) Total Avoided Costs with Capacity, based on stated CF
(3) 15-Years: 2024 - 2038, levelized monthly

## Table 1
Appendix B
| Table 1 |  |  |  |  | 14 | [149 empty] | 100% | Transmission Deferral %
| Avoided Cost Prices |  |  |  |  | 300 |  |  | Capacity Contribution | [146 empty] | 0 | Transmission Upgrade Capacity
| Utah 2023.Q3_Solar - 80.0 MW and 32.2% CF | [7 empty] | 30.6% | 30.6% | 33.68% | 30.6% | 30.6% | 30.6% | 30.6% | 42.79% | 30.6% | 42.79% | 41.16% | 42.79% | 41.16% | 12.92% | 13.83% | 14.04% | 14.04% | 14.04% | 80.9% | 80.9% | 83.62% | 83.62% | 82.76% | 83.62% | 82.78% | 82.78% | 82.75% | 82.75% | 82.76% | 88.62% | 88.62% | 93.4% | 93.4% | 92.5% | 0% | 0% | [111 empty] | 0 | Transmission Deferral (MW)
[45 empty] | Deferral (Nameplate MW) | [55 empty] | PVS.PX.YAK._.110.PV | PVS.PX.WWA._.215.PV | PVS.PX.WMV._.222.PV | PVS.PX.WMV._.223.PV | PVS.PX.BOR._.2C5.PV | PVS.PX.COR._.TC8.PV | PVS.PX.UWY._.SER.PV | PVS.PX.WYE._.SER.PV | PVS.PX.CLV.1.TC4.PV | PVS.PX.UTS._.SER.PV | PVS.PX.GOE.1.A43.PV
|  |  |  | Total Price @ | [40 empty] | 0 |  | 0 | 0 | 0 | 0 | 0 | 0 | 0 | 0 | 0 | 0 | 0 | 0 | 0 | 0 | 0 | 0 | 0 | 0 | 0 | 0 | 0 | 0 | 0 | 0 | 0 | 0 | 0 | 0 | 0 | 0 | 0 | 0 | 0 | 0 | 0 |  | Resource Cost ($/kw-year) |  |  |  |  | 0 | 0 | 0 | 0 | 0 | 0 | 0 | 0 | 0 | 0 | 0 | 0 | 0 | 0 | 0 | 0 | 0 | 0 | 0 | 0 | 0 | 0 | 0 | 0 | 0 | 0 | 0 | 0 | 0 | 0 | 0 | 0 | Deferred Cost (Millions $/year) | [35 empty] | Resource Cost ($/kw-year) | Deferred Cost (Millions $/year)
|  | Capacity | Energy | 32.25% |  |  |  |  | 23IRP_WD_.PX.WYE._.PTC.WD | 23IRP_WD_.PX.WYN._.PTC.WD | 23IRP_WD_.PX.BOR._.PTC.WD | 23IRP_WD_.PX.BDG._.PTC.Bridger.WD | 23IRP_WD_.PX.UWY._.SER.WD_T | 23IRP_WD_.PX.WYE._.SER.WD_T | 23IRP_WD_.PX.WYE.1.A01.WD_T | 23IRP_WD_.PX.YAK._.PTC.WD | 23IRP_WD_.PX.WYE._.PTC.Djohns.WD | 23IRP_WD_.PX.WWA._.215.WD_T | 23IRP_WD_.PX.PNC._.PTC.WD | 23IRP_WD_.PX.WWA._.PTC.WD | 23IRP_WD_.PX.SOR._.PTC.WD | 23IRP_PV_.PX.BOR._.PTC.PV | 23IRP_PV_.PX.UWY._.SER.PV | 23IRP_PV_.PX.UTS._.PTC.Hunter.PV | 23IRP_PV_.PX.UTS._.PTC.Huntington.PV | 23IRP_PV_.PX.UTS._.SER.PV | 23IRP_PVS.PX.YAK._.110.PV | 23IRP_PVS.PX.WWA._.215.PV | 23IRP_PVS.PX.WMV._.222.PV | 23IRP_PVS.PX.WMV._.223.PV | 23IRP_PVS.PX.BOR._.2C5.PV | 23IRP_PVS.PX.COR._.TC8.PV | 23IRP_PVS.PX.UWY._.SER.PV | 23IRP_PVS.PX.WYE._.SER.PV | 23IRP_PVS.PX.CLV.1.TC4.PV | 23IRP_PVS.PX.UTS._.SER.PV | 23IRP_PVS.PX.GOE.1.A43.PV | 23IRP_NUC.PX.UTS._.PTC.SM Adv Hunter+Huntington | 23IRP_NUC.PX.UTS._.PTC.SM Adv Hunter+Huntington_2 | 23IRP_XSC.PX.UTN._.ITC.Non-E | 23IRP_XSC.PX.SOR._.ITC.Non-E | 23IRP_XSC.PX.BDG._.ITC.Jim Bridger - Non-E |  |  | 23IRP_WD_.PX.WYE._.PTC.WD | 23IRP_WD_.PX.WYN._.PTC.WD | 23IRP_WD_.PX.BOR._.PTC.WD | 23IRP_WD_.PX.BDG._.PTC.Bridger.WD | 23IRP_WD_.PX.UWY._.SER.WD_T | 23IRP_WD_.PX.WYE._.SER.WD_T | 23IRP_WD_.PX.WYE.1.A01.WD_T | 23IRP_WD_.PX.YAK._.PTC.WD | 23IRP_WD_.PX.WYE._.PTC.Djohns.WD | 23IRP_WD_.PX.WWA._.215.WD_T | 23IRP_WD_.PX.PNC._.PTC.WD | 23IRP_WD_.PX.WWA._.PTC.WD | 23IRP_WD_.PX.SOR._.PTC.WD | 23IRP_PV_.PX.BOR._.PTC.PV | 23IRP_PV_.PX.UWY._.SER.PV | 23IRP_PV_.PX.UTS._.PTC.Hunter.PV | 23IRP_PV_.PX.UTS._.PTC.Huntington.PV | 23IRP_PV_.PX.UTS._.SER.PV | 23IRP_PVS.PX.YAK._.110.PV | 23IRP_PVS.PX.WWA._.215.PV | 23IRP_PVS.PX.WMV._.222.PV | 23IRP_PVS.PX.WMV._.223.PV | 23IRP_PVS.PX.BOR._.2C5.PV | 23IRP_PVS.PX.COR._.TC8.PV | 23IRP_PVS.PX.UWY._.SER.PV | 23IRP_PVS.PX.WYE._.SER.PV | 23IRP_PVS.PX.CLV.1.TC4.PV | 23IRP_PVS.PX.UTS._.SER.PV | 23IRP_PVS.PX.GOE.1.A43.PV | 23IRP_NUC.PX.UTS._.PTC.SM Adv Hunter+Huntington | 23IRP_NUC.PX.UTS._.PTC.SM Adv Hunter+Huntington_2 | 23IRP_XSC.PX.UTN._.ITC.Non-E | 23IRP_XSC.PX.SOR._.ITC.Non-E | 23IRP_XSC.PX.BDG._.ITC.Jim Bridger - Non-E |  |  |  |  | 23IRP_WD_.PX.WYE._.PTC.WD | 23IRP_WD_.PX.WYN._.PTC.WD | 23IRP_WD_.PX.BOR._.PTC.WD | 23IRP_WD_.PX.BDG._.PTC.Bridger.WD | 23IRP_WD_.PX.UWY._.SER.WD_T | 23IRP_WD_.PX.WYE._.SER.WD_T | 23IRP_WD_.PX.WYE.1.A01.WD_T | 23IRP_WD_.PX.YAK._.PTC.WD | 23IRP_WD_.PX.WYE._.PTC.Djohns.WD | 23IRP_WD_.PX.WWA._.215.WD_T | 23IRP_WD_.PX.PNC._.PTC.WD | 23IRP_WD_.PX.WWA._.PTC.WD | 23IRP_WD_.PX.SOR._.PTC.WD | 23IRP_PV_.PX.BOR._.PTC.PV | 23IRP_PV_.PX.UWY._.SER.PV | 23IRP_PV_.PX.UTS._.PTC.Hunter.PV | 23IRP_PV_.PX.UTS._.PTC.Huntington.PV | 23IRP_PV_.PX.UTS._.SER.PV | 23IRP_PVS.PX.YAK._.110.PV | 23IRP_PVS.PX.WWA._.215.PV | 23IRP_PVS.PX.WMV._.222.PV | 23IRP_PVS.PX.WMV._.223.PV | 23IRP_PVS.PX.BOR._.2C5.PV | 23IRP_PVS.PX.COR._.TC8.PV | 23IRP_PVS.PX.UWY._.SER.PV | 23IRP_PVS.PX.WYE._.SER.PV | 23IRP_PVS.PX.CLV.1.TC4.PV | 23IRP_PVS.PX.UTS._.SER.PV | 23IRP_PVS.PX.GOE.1.A43.PV | 23IRP_NUC.PX.UTS._.PTC.SM Adv Hunter+Huntington | 23IRP_NUC.PX.UTS._.PTC.SM Adv Hunter+Huntington_2 | 23IRP_XSC.PX.UTN._.ITC.Non-E | 23IRP_XSC.PX.SOR._.ITC.Non-E | 23IRP_XSC.PX.BDG._.ITC.Jim Bridger - Non-E |  |  |  | 23IRP_WD_.PX.WYE._.PTC.WD | 23IRP_WD_.PX.WYN._.PTC.WD | 23IRP_WD_.PX.BOR._.PTC.WD | 23IRP_WD_.PX.BDG._.PTC.Bridger.WD | 23IRP_WD_.PX.UWY._.SER.WD_T | 23IRP_WD_.PX.WYE._.SER.WD_T | 23IRP_WD_.PX.WYE.1.A01.WD_T | 23IRP_WD_.PX.YAK._.PTC.WD | 23IRP_WD_.PX.WYE._.PTC.Djohns.WD | 23IRP_WD_.PX.WWA._.215.WD_T | 23IRP_WD_.PX.PNC._.PTC.WD | 23IRP_WD_.PX.WWA._.PTC.WD | 23IRP_WD_.PX.SOR._.PTC.WD | 23IRP_PV_.PX.BOR._.PTC.PV | 23IRP_PV_.PX.UWY._.SER.PV | 23IRP_PV_.PX.UTS._.PTC.Hunter.PV | 23IRP_PV_.PX.UTS._.PTC.Huntington.PV | 23IRP_PV_.PX.UTS._.SER.PV | 23IRP_PVS.PX.YAK._.110.PV | 23IRP_PVS.PX.WWA._.215.PV | 23IRP_PVS.PX.WMV._.222.PV | 23IRP_PVS.PX.WMV._.223.PV | 23IRP_PVS.PX.BOR._.2C5.PV | 23IRP_PVS.PX.COR._.TC8.PV | 23IRP_PVS.PX.UWY._.SER.PV | 23IRP_PVS.PX.WYE._.SER.PV | 23IRP_PVS.PX.CLV.1.TC4.PV | 23IRP_PVS.PX.UTS._.SER.PV | 23IRP_PVS.PX.GOE.1.A43.PV | 23IRP_NUC.PX.UTS._.PTC.SM Adv Hunter+Huntington | 23IRP_NUC.PX.UTS._.PTC.SM Adv Hunter+Huntington_2 | 23IRP_XSC.PX.UTN._.ITC.Non-E | 23IRP_XSC.PX.SOR._.ITC.Non-E | 23IRP_XSC.PX.BDG._.ITC.Jim Bridger - Non-E | Total Capacity Deferral |  | B2H Borah - to - Hemingway, Expansion | B2H Borah - to - Hemingway, Expansion
| Year | Price | Only Price | Capacity Factor
|  | $/kW-yr | $/MWh (2) | $/MWh |  |  |  |  | MW | MW |  | MW | MW | MW | MW | MW | MW | MW | MW | MW | MW | MW | MW | MW | MW | MW | MW | MW | MW | MW | MW | MW | MW | MW | MW | MW | MW | MW | MW | MW | MW | MW | MW | MW | MW | MW | MW | MW | MW | MW | MW | MW | MW | MW | MW | MW | MW | MW | MW | MW | MW | MW | MW | MW | MW | MW | MW | MW | MW | MW | MW | MW | MW | MW | MW | MW | MW | MW |  |  |  |  | $/kw-year |  | $/kw-year | $/kw-year | $/kw-year | $/kw-year | $/kw-year | $/kw-year | $/kw-year | $/kw-year | $/kw-year | $/kw-year | $/kw-year | $/kw-year | $/kw-year | $/kw-year | $/kw-year | $/kw-year | $/kw-year | $/kw-year | $/kw-year | $/kw-year | $/kw-year | $/kw-year | $/kw-year | $/kw-year | $/kw-year | $/kw-year | $/kw-year | $/kw-year | $/kw-year | $/kw-year | $/kw-year | $/kw-year |  |  |  | Millions $/year | Millions $/year | Millions $/year | Millions $/year | Millions $/year | Millions $/year | Millions $/year | Millions $/year | Millions $/year | Millions $/year | Millions $/year | Millions $/year | Millions $/year | Millions $/year | Millions $/year | Millions $/year | Millions $/year | Millions $/year | Millions $/year | Millions $/year | Millions $/year | Millions $/year | Millions $/year | Millions $/year | Millions $/year | Millions $/year | Millions $/year | Millions $/year | Millions $/year | Millions $/year | Millions $/year | Millions $/year | Millions $/year | Millions $/year | Millions $/year |  | $/kw-year | Millions $/year
| 2024 | 0 | 31.5405 | 31.5405 |  |  |  | 2024 | 0 | 0 | 0 | 0 | 0 | 0 | 0 | 0 | 0 | 0 | 0 | 0 | 0 | 0 | 0 | 0 | 0 | 0 | 0 | 0 | 0 | 0 | 0 | 0 | 0 | 0 | 0 | 0 | 0 | 0 | 0 | 0 | 0 | 0 | 0 |  | 0 | 0 | 0 | 0 | 0 | 0 | 0 | 0 | 0 | 0 | 0 | 0 | 0 | 0 | 0 | 0 | 0 | 0 | 0 | 0 | 0 | 0 | 0 | 0 | 0 | 0 | 0 | 0 | 0 | 0 | 0 | 0 | 0 | 0 |  |  |  | 2024 | 0 | 0 | 0 | 0 | 0 | 0 | 0 | 0 | 0 | 0 | 0 | 0 | 0 | 0 | 0 | 0 | 0 | 0 | 0 | 0 | 0 | 0 | 0 | 0 | 0 | 0 | 0 | 0 | 0 |  |  | 0 | [5 empty] | 0 | 0 | 0 | 0 | 0 | 0 | 0 | 0 | 0 | 0 | 0 | 0 | 0 | 0 | 0 | 0 | 0 | 0 | 0 | 0 | 0 | 0 | 0 | 0 | 0 | 0 | 0 | 0 | 0 | 0 | 0 | 0 | 0 | 0 | 0 | 2024 | 0 | 0
| 2025 | 132.3706 | -34.9634 | 12.1323 |  |  |  | 2025 | 0 | 0 | 0 | 0 | 0 | 0 | 0 | 0 | 0 | 0 | 0 | 0 | 0 | 0 | 0 | 0 | 0 | 11.144 | 0 | 0 | 0 | 0 | 0 | 0 | 0 | 0 | 0 | 0 | 0 | 0 | 0 | 0 | 0 | 0 | 0 |  | 0 | 0 | 0 | 0 | 0 | 0 | 0 | 0 | 0 | 0 | 0 | 0 | 0 | 0 | 0 | 0 | 0 | 79.3701 | 0 | 0 | 0 | 0 | 0 | 0 | 0 | 0 | 0 | 0 | 0 | 0 | 0 | 0 | 0 | 0 |  |  |  | 2025 | 0 | 0 | 0 | 0 | 192.2986 | 187.061 | 0 | 0 | 0 | 0 | 0 | 0 | 0 | 0 | 137.8635 | 0 | 0 | 133.4212 | 0 | 0 | 313.4443 | 0 | 0 | 0 | 267.7014 | 267.7014 | 0 | 263.1307 | 0 |  |  | 0 | [5 empty] | 0 | 0 | 0 | 0 | 0 | 0 | 0 | 0 | 0 | 0 | 0 | 0 | 0 | 0 | 0 | 0 | 0 | 10.5896 | 0 | 0 | 0 | 0 | 0 | 0 | 0 | 0 | 0 | 0 | 0 | 0 | 0 | 0 | 0 | 0 | 10.5896 | 2025 | 0 | 0
| 2026 | 135.3756 | -36.9598 | 11.447 |  |  |  | 2026 | 0 | 0 | 0 | 0 | 0 | 0 | 0 | 0 | 0 | 0 | 0 | 0 | 0 | 0 | 0 | 0 | 0 | 0 | 0 | 0 | 0 | 0 | 0 | 0 | 0 | 0 | 0 | 0 | 0 | 0 | 0 | 0 | 0 | 0 | 0 |  | 0 | 0 | 0 | 0 | 0 | 0 | 0 | 0 | 0 | 0 | 0 | 0 | 0 | 0 | 0 | 0 | 0 | 0 | 0 | 0 | 0 | 0 | 0 | 0 | 0 | 0 | 0 | 0 | 0 | 0 | 0 | 0 | 0 | 0 |  |  |  | 2026 | 0 | 0 | 0 | 0 | 196.66 | 191.31 | 0 | 0 | 0 | 0 | 0 | 0 | 0 | 0 | 140.99 | 0 | 0 | 136.45 | 336.7857 | 0 | 320.55 | 313.5079 | 306.7995 | 294.6895 | 273.77 | 273.77 | 267.7058 | 269.1 | 0 |  |  | 0 | [5 empty] | 0 | 0 | 0 | 0 | 0 | 0 | 0 | 0 | 0 | 0 | 0 | 0 | 0 | 0 | 0 | 0 | 0 | 10.83 | 0 | 0 | 0 | 0 | 0 | 0 | 0 | 0 | 0 | 0 | 0 | 0 | 0 | 0 | 0 | 0 | 10.83 | 2026 | 0 | 0
| 2027 | 138.4512 | -37.9618 | 11.7936 |  |  |  | 2027 | 0 | 0 | 0 | 0 | 0 | 0 | 0 | 0 | 0 | 0 | 0 | 0 | 0 | 0 | 0 | 0 | 0 | 0 | 0 | 0 | 0 | 0 | 0 | 0 | 0 | 0 | 0 | 0 | 0 | 0 | 0 | 0 | 0 | 0 | 0 |  | 0 | 0 | 0 | 0 | 0 | 0 | 0 | 0 | 0 | 0 | 0 | 0 | 0 | 0 | 0 | 0 | 0 | 0 | 0 | 0 | 0 | 0 | 0 | 0 | 0 | 0 | 0 | 0 | 0 | 0 | 0 | 0 | 0 | 0 |  |  |  | 2027 | 0 | 0 | 0 | 0 | 201.13 | 195.65 | 0 | 0 | 0 | 197.7864 | 0 | 0 | 0 | 0 | 144.19 | 0 | 0 | 139.55 | 344.43 | 319.9098 | 327.83 | 320.63 | 313.77 | 301.38 | 280 | 280 | 273.79 | 275.22 | 0 |  |  | 0 | [5 empty] | 0 | 0 | 0 | 0 | 0 | 0 | 0 | 0 | 0 | 0 | 0 | 0 | 0 | 0 | 0 | 0 | 0 | 11.0761 | 0 | 0 | 0 | 0 | 0 | 0 | 0 | 0 | 0 | 0 | 0 | 0 | 0 | 0 | 0 | 0 | 11.0761 | 2027 | 0 | 0
| 2028 | 141.5962 | -18.5861 | 32.4156 |  |  |  | 2028 | 0 | 0 | 0 | 0 | 0 | 0 | 0 | 0 | 0 | 0 | 0 | 0 | 0 | 0 | 0 | 0 | 0 | 0 | 0 | 0 | 0 | 0 | 0 | 0 | 0 | 0 | 0 | 0 | 0 | 0 | 0 | 0 | 0 | 0 | 0 |  | 0 | 0 | 0 | 0 | 0 | 0 | 0 | 0 | 0 | 0 | 0 | 0 | 0 | 0 | 0 | 0 | 0 | 0 | 0 | 0 | 0 | 0 | 0 | 0 | 0 | 0 | 0 | 0 | 0 | 0 | 0 | 0 | 0 | 0 |  |  |  | 2028 | 0 | 0 | 240.9337 | 0 | 205.69 | 200.09 | 0 | 0 | 0 | 202.28 | 0 | 0 | 0 | 192.3726 | 147.46 | 136.2046 | 136.2046 | 142.72 | 352.25 | 327.17 | 335.27 | 327.91 | 320.89 | 308.22 | 286.36 | 286.36 | 280.01 | 281.47 | 0 |  |  | 0 | [5 empty] | 0 | 0 | 0 | 0 | 0 | 0 | 0 | 0 | 0 | 0 | 0 | 0 | 0 | 0 | 0 | 0 | 0 | 11.3277 | 0 | 0 | 0 | 0 | 0 | 0 | 0 | 0 | 0 | 0 | 0 | 0 | 0 | 0 | 0 | 0 | 11.3277 | 2028 | 0 | 0
| 2029 | 144.8107 | -19.6577 | 32.9075 |  |  |  | 2029 | 0 | 0 | 0 | 0 | 0 | 0 | 0 | 0 | 0 | 0 | 0 | 0 | 0 | 0 | 0 | 0 | 0 | 0 | 0 | 0 | 0 | 0 | 0 | 0 | 0 | 0 | 0 | 0 | 0 | 0 | 0 | 0 | 0 | 0 | 0 |  | 0 | 0 | 0 | 0 | 0 | 0 | 0 | 0 | 0 | 0 | 0 | 0 | 0 | 0 | 0 | 0 | 0 | 0 | 0 | 0 | 0 | 0 | 0 | 0 | 0 | 0 | 0 | 0 | 0 | 0 | 0 | 0 | 0 | 0 |  |  |  | 2029 | 353.1959 | 0 | 246.41 | 216.0396 | 210.36 | 204.64 | 173.9166 | 0 | 0 | 206.87 | 0 | 0 | 0 | 196.74 | 150.81 | 139.3 | 139.3 | 145.96 | 360.25 | 334.59 | 342.87 | 335.36 | 328.17 | 315.22 | 292.86 | 292.86 | 286.37 | 287.86 | 181.5291 |  |  | 0 | [5 empty] | 0 | 0 | 0 | 0 | 0 | 0 | 0 | 0 | 0 | 0 | 0 | 0 | 0 | 0 | 0 | 0 | 0 | 11.5849 | 0 | 0 | 0 | 0 | 0 | 0 | 0 | 0 | 0 | 0 | 0 | 0 | 0 | 0 | 0 | 0 | 11.5849 | 2029 | 0 | 0
| 2030 | 148.0946 | -16.1888 | 37.8385 |  |  |  | 2030 | 0 | 0 | 0 | 0 | 0 | 0 | 0 | 0 | 0 | 0 | 0 | 0 | 0 | 0 | 0 | 0 | 0 | 0 | 0 | 0 | 0 | 0 | 0 | 0 | 0 | 0 | 0 | 0 | 0 | 0 | 0 | 0 | 0 | 0 | 0 |  | 0 | 0 | 0 | 0 | 0 | 0 | 0 | 0 | 0 | 0 | 0 | 0 | 0 | 0 | 0 | 0 | 0 | 0 | 0 | 0 | 0 | 0 | 0 | 0 | 0 | 0 | 0 | 0 | 0 | 0 | 0 | 0 | 0 | 0 |  |  |  | 2030 | 361.21 | 0 | 252.01 | 223.4315 | 215.13 | 209.28 | 177.87 | 0 | 0 | 211.57 | 0 | 0 | 0 | 201.21 | 154.23 | 142.46 | 142.46 | 149.27 | 368.42 | 342.19 | 350.66 | 342.97 | 335.62 | 322.37 | 299.5 | 299.5 | 292.86 | 294.39 | 185.66 |  |  | 143.45 | [5 empty] | 0 | 0 | 0 | 0 | 0 | 0 | 0 | 0 | 0 | 0 | 0 | 0 | 0 | 0 | 0 | 0 | 0 | 11.8476 | 0 | 0 | 0 | 0 | 0 | 0 | 0 | 0 | 0 | 0 | 0 | 0 | 0 | 0 | 0 | 0 | 11.8476 | 2030 | 0 | 0
| 2031 | 151.458 | -13.7909 | 41.741 |  |  |  | 2031 | 0 | 0 | 0 | 0 | 0 | 0 | 0 | 0 | 0 | 0 | 0 | 0 | 0 | 0 | 0 | 0 | 0 | 0 | 0 | 0 | 0 | 0 | 0 | 0 | 0 | 0 | 0 | 0 | 0 | 0 | 0 | 0 | 0 | 0 | 0 |  | 0 | 0 | 0 | 0 | 0 | 0 | 0 | 0 | 0 | 0 | 0 | 0 | 0 | 0 | 0 | 0 | 0 | 0 | 0 | 0 | 0 | 0 | 0 | 0 | 0 | 0 | 0 | 0 | 0 | 0 | 0 | 0 | 0 | 0 |  |  |  | 2031 | 369.41 | 0 | 257.73 | 228.51 | 220.02 | 214.03 | 181.91 | 0 | 0 | 216.37 | 0 | 0 | 0 | 205.78 | 157.73 | 145.7 | 145.7 | 152.66 | 376.79 | 349.96 | 358.63 | 350.77 | 343.25 | 329.7 | 306.31 | 306.31 | 299.51 | 301.08 | 189.89 |  |  | 146.71 | [5 empty] | 0 | 0 | 0 | 0 | 0 | 0 | 0 | 0 | 0 | 0 | 0 | 0 | 0 | 0 | 0 | 0 | 0 | 12.1166 | 0 | 0 | 0 | 0 | 0 | 0 | 0 | 0 | 0 | 0 | 0 | 0 | 0 | 0 | 0 | 0 | 12.1166 | 2031 | 0 | 0
| 2032 | 154.9006 | -25.5699 | 31.3539 |  |  |  | 2032 | 0 | 0 | 0 | 0 | 0 | 0 | 0 | 0 | 0 | 0 | 0 | 0 | 0 | 0 | 0 | 0 | 0 | 0 | 0 | 0 | 0 | 0 | 0 | 0 | 0 | 0 | 0 | 0 | 0 | 0 | 0 | 0 | 0 | 0 | 0 |  | 0 | 0 | 0 | 0 | 0 | 0 | 0 | 0 | 0 | 0 | 0 | 0 | 0 | 0 | 0 | 0 | 0 | 0 | 0 | 0 | 0 | 0 | 0 | 0 | 0 | 0 | 0 | 0 | 0 | 0 | 0 | 0 | 0 | 0 |  |  |  | 2032 | 377.8 | 340.4203 | 263.58 | 233.7 | 225.01 | 218.88 | 186.04 | 212.9978 | 151.3803 | 221.28 | 188.3441 | 166.9368 | 151.3441 | 210.46 | 161.31 | 149.01 | 149.01 | 156.13 | 385.34 | 357.91 | 366.77 | 358.73 | 351.04 | 337.17 | 313.26 | 313.26 | 306.31 | 307.92 | 194.2 |  |  | 150.04 | [5 empty] | 0 | 0 | 0 | 0 | 0 | 0 | 0 | 0 | 0 | 0 | 0 | 0 | 0 | 0 | 0 | 0 | 0 | 12.3921 | 0 | 0 | 0 | 0 | 0 | 0 | 0 | 0 | 0 | 0 | 0 | 0 | 0 | 0 | 0 | 0 | 12.3921 | 2032 | 0 | 0
| 2033 | 158.4128 | -33.1197 | 25.5474 |  |  |  | 2033 | 0 | 0 | 0 | 0 | 0 | 0 | 0 | 0 | 0 | 0 | 0 | 0 | 0 | 0 | 0 | 0 | 0 | 0 | 0 | 0 | 0 | 0 | 0 | 0 | 0 | 0 | 0 | 0 | 0 | 0 | 0 | 0 | 0 | 0 | 0 |  | 0 | 0 | 0 | 0 | 0 | 0 | 0 | 0 | 0 | 0 | 0 | 0 | 0 | 0 | 0 | 0 | 0 | 0 | 0 | 0 | 0 | 0 | 0 | 0 | 0 | 0 | 0 | 0 | 0 | 0 | 0 | 0 | 0 | 0 |  |  |  | 2033 | 386.38 | 348.15 | 269.57 | 239.01 | 230.12 | 223.85 | 190.26 | 217.83 | 154.82 | 226.31 | 192.62 | 170.73 | 154.78 | 215.24 | 164.97 | 152.39 | 152.39 | 159.67 | 394.08 | 366.04 | 375.09 | 366.87 | 359.01 | 344.82 | 320.36 | 320.36 | 313.27 | 314.9 | 198.61 |  |  | 153.44 | [5 empty] | 0 | 0 | 0 | 0 | 0 | 0 | 0 | 0 | 0 | 0 | 0 | 0 | 0 | 0 | 0 | 0 | 0 | 12.673 | 0 | 0 | 0 | 0 | 0 | 0 | 0 | 0 | 0 | 0 | 0 | 0 | 0 | 0 | 0 | 0 | 12.673 | 2033 | 0 | 0
| 2034 | 162.0142 | -35.1006 | 25.2018 |  |  |  | 2034 | 0 | 0 | 0 | 0 | 0 | 0 | 0 | 0 | 0 | 0 | 0 | 0 | 0 | 0 | 0 | 0 | 0 | 0 | 0 | 0 | 0 | 0 | 0 | 0 | 0 | 0 | 0 | 0 | 0 | 0 | 0 | 0 | 0 | 0 | 0 |  | 0 | 0 | 0 | 0 | 0 | 0 | 0 | 0 | 0 | 0 | 0 | 0 | 0 | 0 | 0 | 0 | 0 | 0 | 0 | 0 | 0 | 0 | 0 | 0 | 0 | 0 | 0 | 0 | 0 | 0 | 0 | 0 | 0 | 0 |  |  |  | 2034 | 395.15 | 356.06 | 275.69 | 244.43 | 235.34 | 228.93 | 194.58 | 222.78 | 158.34 | 231.44 | 197 | 174.61 | 158.3 | 220.13 | 168.72 | 155.85 | 155.85 | 163.3 | 403.02 | 374.35 | 383.6 | 375.2 | 367.16 | 352.65 | 327.63 | 327.63 | 320.38 | 322.05 | 203.12 |  |  | 156.93 | [5 empty] | 0 | 0 | 0 | 0 | 0 | 0 | 0 | 0 | 0 | 0 | 0 | 0 | 0 | 0 | 0 | 0 | 0 | 12.9611 | 0 | 0 | 0 | 0 | 0 | 0 | 0 | 0 | 0 | 0 | 0 | 0 | 0 | 0 | 0 | 0 | 12.9611 | 2034 | 0 | 0
| 2035 | 165.695 | -5.2307 | 56.7516 |  |  |  | 2035 | 0 | 0 | 0 | 0 | 0 | 0 | 0 | 0 | 0 | 0 | 0 | 0 | 0 | 0 | 0 | 0 | 0 | 0 | 0 | 0 | 0 | 0 | 0 | 0 | 0 | 0 | 0 | 0 | 0 | 0 | 0 | 0 | 0 | 0 | 0 |  | 0 | 0 | 0 | 0 | 0 | 0 | 0 | 0 | 0 | 0 | 0 | 0 | 0 | 0 | 0 | 0 | 0 | 0 | 0 | 0 | 0 | 0 | 0 | 0 | 0 | 0 | 0 | 0 | 0 | 0 | 0 | 0 | 0 | 0 |  |  |  | 2035 | 404.12 | 364.15 | 281.95 | 249.98 | 240.68 | 234.13 | 199 | 227.84 | 161.94 | 236.69 | 201.48 | 178.58 | 161.9 | 225.13 | 172.55 | 159.39 | 159.39 | 167.01 | 412.16 | 382.84 | 392.31 | 383.71 | 375.49 | 360.66 | 335.07 | 335.07 | 327.65 | 329.37 | 207.74 |  |  | 160.49 | [5 empty] | 0 | 0 | 0 | 0 | 0 | 0 | 0 | 0 | 0 | 0 | 0 | 0 | 0 | 0 | 0 | 0 | 0 | 13.2556 | 0 | 0 | 0 | 0 | 0 | 0 | 0 | 0 | 0 | 0 | 0 | 0 | 0 | 0 | 0 | 0 | 13.2556 | 2035 | 0 | 0
| 2036 | 169.4551 | 1.4899 | 65.0235 |  |  |  | 2036 | 0 | 0 | 0 | 0 | 0 | 0 | 0 | 0 | 0 | 0 | 0 | 0 | 0 | 0 | 0 | 0 | 0 | 0 | 0 | 0 | 0 | 0 | 0 | 0 | 0 | 0 | 0 | 0 | 0 | 0 | 0 | 0 | 0 | 0 | 0 |  | 0 | 0 | 0 | 0 | 0 | 0 | 0 | 0 | 0 | 0 | 0 | 0 | 0 | 0 | 0 | 0 | 0 | 0 | 0 | 0 | 0 | 0 | 0 | 0 | 0 | 0 | 0 | 0 | 0 | 0 | 0 | 0 | 0 | 0 |  |  |  | 2036 | 413.29 | 372.42 | 288.35 | 255.65 | 246.15 | 239.45 | 203.51 | 233.01 | 165.62 | 242.06 | 206.06 | 182.63 | 165.58 | 230.23 | 176.46 | 163.01 | 163.01 | 170.8 | 421.52 | 391.52 | 401.21 | 392.41 | 384 | 368.84 | 342.68 | 342.68 | 335.09 | 336.85 | 212.45 |  |  | 164.14 | [5 empty] | 0 | 0 | 0 | 0 | 0 | 0 | 0 | 0 | 0 | 0 | 0 | 0 | 0 | 0 | 0 | 0 | 0 | 13.5564 | 0 | 0 | 0 | 0 | 0 | 0 | 0 | 0 | 0 | 0 | 0 | 0 | 0 | 0 | 0 | 0 | 13.5564 | 2036 | 0 | 0
| 2037 | 173.3046 | 0.85435 | 66.3364 |  |  |  | 2037 | 0 | 0 | 0 | 0 | 0 | 0 | 0 | 0 | 0 | 0 | 0 | 0 | 0 | 0 | 0 | 0 | 0 | 0 | 0 | 0 | 0 | 0 | 0 | 0 | 0 | 0 | 0 | 0 | 0 | 0 | 0 | 0 | 0 | 0 | 0 |  | 0 | 0 | 0 | 0 | 0 | 0 | 0 | 0 | 0 | 0 | 0 | 0 | 0 | 0 | 0 | 0 | 0 | 0 | 0 | 0 | 0 | 0 | 0 | 0 | 0 | 0 | 0 | 0 | 0 | 0 | 0 | 0 | 0 | 0 |  |  |  | 2037 | 422.67 | 380.87 | 294.9 | 261.46 | 251.74 | 244.89 | 208.13 | 238.3 | 169.38 | 247.56 | 210.74 | 186.78 | 169.34 | 235.46 | 180.47 | 166.71 | 166.71 | 174.68 | 431.09 | 400.41 | 410.32 | 401.33 | 392.72 | 377.22 | 350.46 | 350.46 | 342.71 | 344.5 | 217.28 |  |  | 167.86 | [5 empty] | 0 | 0 | 0 | 0 | 0 | 0 | 0 | 0 | 0 | 0 | 0 | 0 | 0 | 0 | 0 | 0 | 0 | 13.8644 | 0 | 0 | 0 | 0 | 0 | 0 | 0 | 0 | 0 | 0 | 0 | 0 | 0 | 0 | 0 | 0 | 13.8644 | 2037 | 0 | 0
| 2038 | 177.2334 | 1.0537 | 68.3568 |  |  |  | 2038 | 0 | 0 | 0 | 0 | 0 | 0 | 0 | 0 | 0 | 0 | 0 | 0 | 0 | 0 | 0 | 0 | 0 | 0 | 0 | 0 | 0 | 0 | 0 | 0 | 0 | 0 | 0 | 0 | 0 | 0 | 0 | 0 | 0 | 0 | 0 |  | 0 | 0 | 0 | 0 | 0 | 0 | 0 | 0 | 0 | 0 | 0 | 0 | 0 | 0 | 0 | 0 | 0 | 0 | 0 | 0 | 0 | 0 | 0 | 0 | 0 | 0 | 0 | 0 | 0 | 0 | 0 | 0 | 0 | 0 |  |  |  | 2038 | 432.27 | 389.51 | 301.59 | 267.4 | 257.46 | 250.45 | 212.86 | 243.71 | 173.22 | 253.18 | 215.52 | 191.02 | 173.18 | 240.8 | 184.56 | 170.5 | 170.5 | 178.64 | 440.88 | 409.49 | 419.63 | 410.43 | 401.62 | 385.78 | 358.42 | 358.42 | 350.49 | 352.32 | 222.21 |  |  | 171.67 | [5 empty] | 0 | 0 | 0 | 0 | 0 | 0 | 0 | 0 | 0 | 0 | 0 | 0 | 0 | 0 | 0 | 0 | 0 | 14.1787 | 0 | 0 | 0 | 0 | 0 | 0 | 0 | 0 | 0 | 0 | 0 | 0 | 0 | 0 | 0 | 0 | 14.1787 | 2038 | 0 | 0
| 2039 | 181.2614 | 1.163 | 70.3416 |  |  |  | 2039 | 0 | 0 | 0 | 0 | 0 | 0 | 0 | 0 | 0 | 0 | 0 | 0 | 0 | 0 | 0 | 0 | 0 | 0 | 0 | 0 | 0 | 0 | 0 | 0 | 0 | 0 | 0 | 0 | 0 | 0 | 0 | 0 | 0 | 0 | 0 |  | 0 | 0 | 0 | 0 | 0 | 0 | 0 | 0 | 0 | 0 | 0 | 0 | 0 | 0 | 0 | 0 | 0 | 0 | 0 | 0 | 0 | 0 | 0 | 0 | 0 | 0 | 0 | 0 | 0 | 0 | 0 | 0 | 0 | 0 |  |  |  | 2039 | 442.08 | 398.35 | 308.43 | 273.47 | 263.31 | 256.14 | 217.68 | 249.23 | 177.15 | 258.93 | 220.41 | 195.35 | 177.11 | 246.27 | 188.75 | 174.37 | 174.37 | 182.7 | 450.89 | 418.79 | 429.16 | 419.75 | 410.74 | 394.54 | 366.56 | 366.56 | 358.45 | 360.32 | 227.26 |  |  | 175.56 | [5 empty] | 0 | 0 | 0 | 0 | 0 | 0 | 0 | 0 | 0 | 0 | 0 | 0 | 0 | 0 | 0 | 0 | 0 | 14.5009 | 0 | 0 | 0 | 0 | 0 | 0 | 0 | 0 | 0 | 0 | 0 | 0 | 0 | 0 | 0 | 0 | 14.5009 | 2039 | 0 | 0
| 2040 | 185.3688 | 1.8805 | 72.7882 |  |  |  | 2040 | 0 | 0 | 0 | 0 | 0 | 0 | 0 | 0 | 0 | 0 | 0 | 0 | 0 | 0 | 0 | 0 | 0 | 0 | 0 | 0 | 0 | 0 | 0 | 0 | 0 | 0 | 0 | 0 | 0 | 0 | 0 | 0 | 0 | 0 | 0 |  | 0 | 0 | 0 | 0 | 0 | 0 | 0 | 0 | 0 | 0 | 0 | 0 | 0 | 0 | 0 | 0 | 0 | 0 | 0 | 0 | 0 | 0 | 0 | 0 | 0 | 0 | 0 | 0 | 0 | 0 | 0 | 0 | 0 | 0 |  |  |  | 2040 | 452.11 | 407.39 | 315.43 | 279.67 | 269.29 | 261.95 | 222.62 | 254.89 | 181.17 | 264.8 | 225.41 | 199.78 | 181.13 | 251.86 | 193.03 | 178.33 | 178.33 | 186.84 | 461.12 | 428.3 | 438.91 | 429.28 | 420.07 | 403.49 | 374.88 | 374.88 | 366.58 | 368.49 | 232.41 |  |  | 179.55 | [5 empty] | 0 | 0 | 0 | 0 | 0 | 0 | 0 | 0 | 0 | 0 | 0 | 0 | 0 | 0 | 0 | 0 | 0 | 14.8295 | 0 | 0 | 0 | 0 | 0 | 0 | 0 | 0 | 0 | 0 | 0 | 0 | 0 | 0 | 0 | 0 | 14.8295 | 2040 | 0 | 0
| 2041 | 189.5754 | 2.0399 | 75.1205 |  |  |  | 2041 | 0 | 0 | 0 | 0 | 0 | 0 | 0 | 0 | 0 | 0 | 0 | 0 | 0 | 0 | 0 | 0 | 0 | 0 | 0 | 0 | 0 | 0 | 0 | 0 | 0 | 0 | 0 | 0 | 0 | 0 | 0 | 0 | 0 | 0 | 0 |  | 0 | 0 | 0 | 0 | 0 | 0 | 0 | 0 | 0 | 0 | 0 | 0 | 0 | 0 | 0 | 0 | 0 | 0 | 0 | 0 | 0 | 0 | 0 | 0 | 0 | 0 | 0 | 0 | 0 | 0 | 0 | 0 | 0 | 0 |  |  |  | 2041 | 462.38 | 416.64 | 322.59 | 286.02 | 275.4 | 267.89 | 227.67 | 260.67 | 185.28 | 270.82 | 230.53 | 204.31 | 185.24 | 257.58 | 197.41 | 182.38 | 182.38 | 191.08 | 471.59 | 438.03 | 448.88 | 439.03 | 429.62 | 412.65 | 383.39 | 383.39 | 374.89 | 376.85 | 237.68 |  |  | 183.63 | [5 empty] | 0 | 0 | 0 | 0 | 0 | 0 | 0 | 0 | 0 | 0 | 0 | 0 | 0 | 0 | 0 | 0 | 0 | 15.166 | 0 | 0 | 0 | 0 | 0 | 0 | 0 | 0 | 0 | 0 | 0 | 0 | 0 | 0 | 0 | 0 | 15.166 | 2041 | 0 | 0
| 2042 | 193.8813 | 2.029 | 77.1451 |  |  |  | 2042 | 0 | 0 | 0 | 0 | 0 | 0 | 0 | 0 | 0 | 0 | 0 | 0 | 0 | 0 | 0 | 0 | 0 | 0 | 0 | 0 | 0 | 0 | 0 | 0 | 0 | 0 | 0 | 0 | 0 | 0 | 0 | 0 | 0 | 0 | 0 |  | 0 | 0 | 0 | 0 | 0 | 0 | 0 | 0 | 0 | 0 | 0 | 0 | 0 | 0 | 0 | 0 | 0 | 0 | 0 | 0 | 0 | 0 | 0 | 0 | 0 | 0 | 0 | 0 | 0 | 0 | 0 | 0 | 0 | 0 |  |  |  | 2042 | 472.87 | 426.1 | 329.91 | 292.51 | 281.66 | 273.98 | 232.84 | 266.6 | 189.49 | 276.97 | 235.77 | 208.96 | 189.45 | 263.43 | 201.9 | 186.52 | 186.52 | 195.42 | 482.3 | 447.99 | 459.08 | 449.01 | 439.39 | 422.03 | 392.1 | 392.1 | 383.41 | 385.41 | 243.09 |  |  | 187.8 | [5 empty] | 0 | 0 | 0 | 0 | 0 | 0 | 0 | 0 | 0 | 0 | 0 | 0 | 0 | 0 | 0 | 0 | 0 | 15.5105 | 0 | 0 | 0 | 0 | 0 | 0 | 0 | 0 | 0 | 0 | 0 | 0 | 0 | 0 | 0 | 0 | 15.5105 | 2042 | 0 | 0
| 2043 | [6 empty] | 2043 | 0 | 0 | 0 | 0 | 0 | 0 | 0 | 0 | 0 | 0 | 0 | 0 | 0 | 0 | 0 | 0 | 0 | 0 | 0 | 0 | 0 | 0 | 0 | 0 | 0 | 0 | 0 | 0 | 0 | 0 | 0 | 0 | 0 | 0 | 0 |  | 0 | 0 | 0 | 0 | 0 | 0 | 0 | 0 | 0 | 0 | 0 | 0 | 0 | 0 | 0 | 0 | 0 | 0 | 0 | 0 | 0 | 0 | 0 | 0 | 0 | 0 | 0 | 0 | 0 | 0 | 0 | 0 | 0 | 0 |  |  |  | 2043 | 483.61 | 435.77 | 337.4 | 299.16 | 288.05 | 280.2 | 238.13 | 272.65 | 193.79 | 283.27 | 241.12 | 213.7 | 193.75 | 269.41 | 206.48 | 190.75 | 190.75 | 199.85 | #N/A | #N/A | #N/A | #N/A | #N/A | #N/A | #N/A | #N/A | #N/A | #N/A | #N/A |  |  | 0 | [5 empty] | 0 | 0 | 0 | 0 | 0 | 0 | 0 | 0 | 0 | 0 | 0 | 0 | 0 | 0 | 0 | 0 | 0 | 15.8621 | #N/A | #N/A | #N/A | #N/A | #N/A | #N/A | #N/A | #N/A | #N/A | #N/A | #N/A | 0 | 0 | 0 | 0 | 0 | #N/A | 2043 | 0 | 0
| 2044 | [6 empty] | 2044 | #N/A | #N/A | #N/A | #N/A | #N/A | #N/A | #N/A | #N/A | #N/A | #N/A | #N/A | #N/A | #N/A | #N/A | #N/A | #N/A | #N/A | #N/A | #N/A | #N/A | #N/A | #N/A | #N/A | #N/A | #N/A | #N/A | #N/A | #N/A | #N/A | #N/A | #N/A | #N/A | #N/A | #N/A | #N/A |  | #N/A | #N/A | #N/A | #N/A | #N/A | #N/A | #N/A | #N/A | #N/A | #N/A | #N/A | #N/A | #N/A | #N/A | #N/A | #N/A | #N/A | #N/A | #N/A | #N/A | #N/A | #N/A | #N/A | #N/A | #N/A | #N/A | #N/A | #N/A | #N/A | #N/A | #N/A | #N/A | #N/A | #N/A |  |  |  | 2044 | 0 | 0 | 0 | 0 | 0 | 0 | 0 | 0 | 0 | 0 | 0 | 0 | 0 | 0 | 0 | 0 | 0 | 0 | #N/A | #N/A | #N/A | #N/A | #N/A | #N/A | #N/A | #N/A | #N/A | #N/A | #N/A |  |  | 0 | [5 empty] | #N/A | #N/A | #N/A | #N/A | #N/A | #N/A | #N/A | #N/A | #N/A | #N/A | #N/A | #N/A | #N/A | #N/A | #N/A | #N/A | #N/A | #N/A | #N/A | #N/A | #N/A | #N/A | #N/A | #N/A | #N/A | #N/A | #N/A | #N/A | #N/A | #N/A | #N/A | #N/A | #N/A | #N/A | #N/A | 2044 | 0 | 0
| 2045 | [6 empty] | 2045 | #N/A | #N/A | #N/A | #N/A | #N/A | #N/A | #N/A | #N/A | #N/A | #N/A | #N/A | #N/A | #N/A | #N/A | #N/A | #N/A | #N/A | #N/A | #N/A | #N/A | #N/A | #N/A | #N/A | #N/A | #N/A | #N/A | #N/A | #N/A | #N/A | #N/A | #N/A | #N/A | #N/A | #N/A | #N/A |  | #N/A | #N/A | #N/A | #N/A | #N/A | #N/A | #N/A | #N/A | #N/A | #N/A | #N/A | #N/A | #N/A | #N/A | #N/A | #N/A | #N/A | #N/A | #N/A | #N/A | #N/A | #N/A | #N/A | #N/A | #N/A | #N/A | #N/A | #N/A | #N/A | #N/A | #N/A | #N/A | #N/A | #N/A |  |  |  | 2045 | 0 | 0 | 0 | 0 | 0 | 0 | 0 | 0 | 0 | 0 | 0 | 0 | 0 | 0 | 0 | 0 | 0 | 0 | #N/A | #N/A | #N/A | #N/A | #N/A | #N/A | #N/A | #N/A | #N/A | #N/A | #N/A |  |  | 0 | [5 empty] | #N/A | #N/A | #N/A | #N/A | #N/A | #N/A | #N/A | #N/A | #N/A | #N/A | #N/A | #N/A | #N/A | #N/A | #N/A | #N/A | #N/A | #N/A | #N/A | #N/A | #N/A | #N/A | #N/A | #N/A | #N/A | #N/A | #N/A | #N/A | #N/A | #N/A | #N/A | #N/A | #N/A | #N/A | #N/A | 2045 | 0 | 0
[45 empty] | 0 | 0 | 0 | 0 | 0 | 0 | 0 | 0 | 0 | 0 | 0 | 0 | 0 | 0 | 0 | 0 | 0 | 0 | 0 | 0 | 0 | 0 | 0 | 0 | 0 | 0 | 0 | 0 | 0 | 0 | 0 | 0 | 0 | 0 |  |  |  | 0 | 0 | 0 | 0 | 0 | 0 | 0 | 0 | 0 | 0 | 0 | 0 | 0 | 0 | 0 | 0 | 0 | 0 | 0 | #N/A | #N/A | #N/A | #N/A | #N/A | #N/A | #N/A | #N/A | #N/A | #N/A | #N/A |  |  | 0 | [5 empty] | #N/A | #N/A | #N/A | #N/A | #N/A | #N/A | #N/A | #N/A | #N/A | #N/A | #N/A | #N/A | #N/A | #N/A | #N/A | #N/A | #N/A | #N/A | #N/A | #N/A | #N/A | #N/A | #N/A | #N/A | #N/A | #N/A | #N/A | #N/A | #N/A | #N/A | #N/A | #N/A | #N/A | #N/A | #N/A | 0 | 0 | 0
[87 empty] | No resource cost tab |  |  | No resource cost tab
[7 empty] | Year of deferral |  | 2029 | 2032 | 2028 | 2029 | 2025 | 2025 | 2029 | 2028 | 2032 | 2027 | 2032 | 2032 | 2032 | 2028 | 2025 | 2028 | 2028 | 2025 | 2026 | 2027 | 2025 | 2026 | 2026 | 2026 | 2025 | 2025 | 2026 | 2025 | 2029 | 2032 | 2033 | 2030 | 2036 | 2037
[7 empty] | if Deferred 1 |  | 0 | 0 | 0 | 0 | 0 | 0 | 0 | 0 | 0 | 0 | 0 | 0 | 0 | 0 | 0 | 0 | 0 | 1 | 0 | 0 | 0 | 0 | 0 | 0 | 0 | 0 | 0 | 0 | 0 | 0 | 0 | 0 | 0 | 0
Discount Rate - 2023 IRP
6.77%
2023 IRP Update
15 Year Starting 2024 |  |  |  |  | Inflation/Escalation | 2.27%
Levelized Prices (Nominal) @ 6.77% Discount Rate (1) (3)
| $/kW | 138.4114
| $/MWh |  | -16.86 | 32.1388
15 Year Starting 2025
Levelized Prices (Nominal) @ 6.77% Discount Rate (1) (3)
| $/kW | 155.4737
| $/MWh |  | -21.2993 | 33.7398
15 Year Starting 2026
Levelized Prices (Nominal) @ 6.77% Discount Rate (1) (3)
| $/kW | 160.9783
| $/MWh |  | -19.2542 | 37.7335
TRUE
FALSE
#N/A |  |  |  |  | <---- Calculated Monthly
Avoided Costs calculated annually are $32.62/MWH
Avoided Costs calculated monthly are $0.00/MWH

## Table 2
Appendix B
Table 2
Avoided Energy Costs - Scheduled Hours ($/MWh)
Utah 2023.Q3_Solar - 80.0 MW and 32.2% CF
|  | Winter Season |  |  |  |  | Summer Season |  |  |  | Winter Season
Year | Annual | Jan | Feb | Mar | Apr | May | Jun | Jul | Aug | Sep | Oct | Nov | Dec
Energy Only
2024 | 31.5405 | 64.9063 | 28.1031 | 20.1629 | 12.6633 | 15.8307 | 23.1773 | 62.1725 | 43.1598 | 26.9329 | 22.8866 | 27.2206 | 42.5296
2025 | -34.9634 | -35.673 | -35.6508 | -35.6775 | -35.6957 | -35.6856 | -35.4827 | -30.801 | -34.5039 | -35.4465 | -35.7065 | -35.6897 | -35.6711
2026 | -36.9598 | -37.0268 | -36.9722 | -37.0662 | -37.0867 | -37.0793 | -37.0219 | -36.6557 | -36.9159 | -36.9722 | -37.0305 | -36.9972 | -36.6027
2027 | -37.9618 | -38.3732 | -38.0214 | -38.3605 | -38.4004 | -38.4006 | -38.3513 | -36.8825 | -38.0025 | -37.9982 | -38.1396 | -37.6841 | -36.1888
2028 | -18.5861 | -24.2506 | -29.3632 | -33.7838 | -35.5102 | -25.2763 | -11.4727 | 6.4469 | -3.0953 | -11.8345 | -25.1294 | -28.9684 | -27.089
2029 | -19.6577 | -25.3313 | -27.4652 | -34.2055 | -35.5542 | -29.8368 | -13.9699 | 6.0733 | -1.3259 | -13.2421 | -26.8044 | -29.6176 | -29.5148
2030 | -16.1888 | -20.9786 | -27.9434 | -31.5349 | -36.1008 | -28.5225 | -12.2134 | 13.324 | 0.58965 | -3.2586 | -20.9133 | -27.1334 | -26.3406
2031 | -13.7909 | -18.4005 | -29.7326 | -32.6831 | -33.4396 | -19.7581 | -9.3718 | 14.7583 | 5.4748 | -1.497 | -19.0062 | -27.4958 | -29.7885
2032 | -25.5699 | -25.9997 | -27.2458 | -35.3302 | -36.9364 | -35.7532 | -28.2874 | -7.6435 | -9.0351 | -20.2719 | -29.7096 | -29.4338 | -32.0519
2033 | -33.1197 | -32.9449 | -36.7414 | -39.3046 | -40.7363 | -40.4175 | -34.2281 | -20.7891 | -24.8013 | -27.4224 | -35.2517 | -34.8088 | -37.7032
2034 | -35.1006 | -37.4575 | -37.7896 | -41.9761 | -42.8545 | -41.1759 | -35.8846 | -22.8124 | -28.2593 | -28.7517 | -36.9596 | -35.8549 | -40.0366
2035 | -5.2307 | 3.8591 | 5.305 | -3.1953 | -13.4625 | -23.5229 | -9.3556 | -1.1808 | 0.9393 | -5.178 | -2.3255 | 3.2981 | 3.5605
2036 | 1.4899 | 4.8262 | 2.8512 | -0.25822 | -1.8289 | -2.3944 | 0.40373 | 5.2094 | 5.3791 | 1.5287 | 0.81376 | 1.9539 | 0.65132
2037 | 0.85435 | 1.0479 | -0.036091 | 0.09936 | -0.27121 | -1.7922 | 0.26479 | 3.9309 | 2.0783 | 2.7611 | 0.57586 | 0.45953 | 0.07606
2038 | 1.0537 | 1.1917 | 0.81838 | 0.070947 | 0.22531 | -0.65493 | 0.15177 | 3.8118 | 2.7424 | 2.1347 | 0.26791 | 0.23125 | 0.61318
2039 | 1.163 | 1.3368 | 0.42393 | 0.29723 | 0.20226 | -0.70696 | 0.30658 | 3.6926 | 2.5191 | 2.7293 | 0.36637 | 1.4817 | 0.5011
2040 | 1.8805 | 0.62304 | 0.58047 | 0.19311 | 0.16009 | -0.42225 | 0.79986 | 7.5026 | 3.4601 | 3.8451 | 0.9626 | 0.89446 | 1.0194
2041 | 2.0399 | 3.0089 | 0.72263 | 0.02937 | 0.1552 | -0.00089313 | 0.56511 | 7.631 | 2.9272 | 4.1745 | 0.61349 | 1.487 | 1.1715
|  | 31 | 28 | 31 | 30 | 31 | 30 | 31 | 31 | 30 | 31 | 30 | 31

## Table 4
Appendix B
Table 4
Burnertip Natural Gas Price Forecast |  |  |  |  | Quote Date
Utah 2023.Q3_Solar - 80.0 MW and 32.2% CF |  |  |  |  | 2023-09-29
PacifiCorp
| Delivered | Delivered | Delivered | Delivered
Year | IRP - Utah Greenfield | Naughton | IRP West Side | IRP - Wyo NE
| Fuel Cost | Fuel Cost | Fuel Cost | Fuel Cost
[6 empty] | IRP - Utah Greenfield |  | IRP West Side | IRP - Wyo NE |  |  | IRP West Side |  | Burner tip
[5 empty] | Peak Type: | Delivered | Naughton | Delivered | Delivered | Year | IRP - Utah Greenfield | West Side | IRP - Wyo NE | Naughton
2019 | 2.42 | 2.43 | 4.31 | 2.09 | 2016-01-01 | 2.2764 | 2.2725 | 2.3749 | 2.2758 | 2016 | 47 | 43 | 46 | 42
2020 | 1.98 | 1.99 | 2.17 | 1.79 | 2016-02-01 | 1.8452 | 1.8414 | 1.7746 | 1.829 | 2016
2021 | 4.18 | 4.15 | 4.03 | 6.38 | 2016-03-01 | 1.5254 | 1.5217 | 1.4851 | 1.5765 | 2016
2022 | 8.21 | 8.15 | 8.48 | 6.13 | 2016-04-01 | 1.691 | 1.6873 | 1.4974 | 1.7513 | 2016
2023 | 4.98 | 4.93 | 5.09 | 2.46 | 2016-05-01 | 1.731 | 1.7273 | 1.5719 | 1.8005 | 2016
2024 | 4.56 | 4.53 | 4.61 | 3.45 | 2016-06-01 | 2.3388 | 2.3349 | 2.1751 | 2.3648 | 2016
2025 | 4.63 | 4.6 | 4.71 | 3.92 | 2016-07-01 | 2.581 | 2.577 | 2.5038 | 2.6063 | 2016
2026 | 4.45 | 4.42 | 4.59 | 3.95 | 2016-08-01 | 2.6354 | 2.6314 | 2.6478 | 2.6356 | 2016
2027 | 4.57 | 4.54 | 4.86 | 4.07 | 2016-09-01 | 2.7123 | 2.7083 | 2.7715 | 2.7682 | 2016
2028 | 4.74 | 4.7 | 5.21 | 4.23 | 2016-10-01 | 2.6863 | 2.6822 | 2.6942 | 2.75 | 2016
2029 | 5.13 | 5.09 | 5.61 | 4.62 | 2016-11-01 | 2.2696 | 2.2657 | 2.2677 | 2.3067 | 2016
2030 | 5.2 | 5.16 | 5.7 | 4.7 | 2016-12-01 | 3.5124 | 3.5081 | 3.8168 | 3.5519 | 2016
2031 | 5.28 | 5.23 | 5.82 | 4.77 | 2017-01-01 | 3.2524 | 3.2626 | 3.5318 | 3.2193 | 2017
2032 | 5.39 | 5.34 | 5.97 | 4.88 | 2017-02-01 | 2.6306 | 2.6408 | 2.6904 | 2.6164 | 2017
2033 | 5.61 | 5.56 | 6.27 | 5.1 | 2017-03-01 | 2.5701 | 2.5803 | 2.5432 | 2.5688 | 2017
2034 | 5.78 | 5.72 | 6.47 | 5.26 | 2017-04-01 | 2.7337 | 2.7439 | 2.7294 | 2.763 | 2017
2035 | 5.88 | 5.82 | 6.52 | 5.36 | 2017-05-01 | 2.7935 | 2.8037 | 2.7212 | 2.7948 | 2017
2036 | 5.99 | 5.93 | 6.66 | 5.48 | 2017-06-01 | 2.8755 | 2.8713 | 2.8529 | 2.9027 | 2017
2037 | 6.32 | 6.26 | 7 | 5.81 | 2017-07-01 | 2.6189 | 2.6291 | 2.4946 | 2.6363 | 2017
2038 | 6.55 | 6.48 | 7.23 | 6.03 | 2017-08-01 | 2.6204 | 2.6306 | 2.6662 | 2.5882 | 2017
2039 | 6.89 | 6.81 | 7.62 | 6.36 | 2017-09-01 | 2.6225 | 2.6328 | 2.6887 | 2.6332 | 2017
2040 | 7.33 | 7.24 | 8.18 | 6.8 | 2017-10-01 | 2.574 | 2.5842 | 2.6534 | 2.5597 | 2017
[5 empty] | 2017-11-01 | 2.7399 | 2.7501 | 2.7911 | 2.7287 | 2017
[5 empty] | 2017-12-01 | 2.5384 | 2.5486 | 2.8225 | 2.5087 | 2017
[5 empty] | 2018-01-01 | 2.9366 | 2.9467 | 2.8136 | 3.0827 | 2018
[5 empty] | 2018-02-01 | 2.2425 | 2.2526 | 2.2559 | 2.2491 | 2018
[5 empty] | 2018-03-01 | 2.1137 | 2.1238 | 2.1844 | 2.1613 | 2018
Official Forward Price Curve Forecast dated Sep 29, 2023 |  |  |  |  | 2018-04-01 | 1.9777 | 1.9878 | 2.0226 | 2.0695 | 2018
[5 empty] | 2018-05-01 | 1.7832 | 1.7933 | 1.5708 | 1.8795 | 2018
[5 empty] | 2018-06-01 | 2.1436 | 2.1538 | 1.8485 | 2.2504 | 2018
[5 empty] | 2018-07-01 | 2.4216 | 2.4318 | 2.3536 | 2.4675 | 2018
[5 empty] | 2018-08-01 | 2.4788 | 2.489 | 2.5402 | 2.4625 | 2018
[5 empty] | 2018-09-01 | 2.2195 | 2.2296 | 2.3919 | 2.2245 | 2018
[5 empty] | 2018-10-01 | 2.9129 | 2.923 | 4.6219 | 2.9276 | 2018
[5 empty] | 2018-11-01 | 3.9745 | 3.9847 | 8.668 | 3.8703 | 2018
[5 empty] | 2018-12-01 | 3.9079 | 3.9181 | 5.4439 | 3.5769 | 2018
[5 empty] | 2019-01-01 | 3.1877 | 3.1979 | 3.6245 | 2.9303 | 2019
[5 empty] | 2019-02-01 | 4.6376 | 4.6478 | 13.2487 | 2.6294 | 2019
[5 empty] | 2019-03-01 | 2.8841 | 2.8942 | 13.1476 | 3.1562 | 2019
[5 empty] | 2019-04-01 | 1.8442 | 1.8543 | 2.0842 | 1.8712 | 2019
[5 empty] | 2019-05-01 | 1.8429 | 1.853 | 1.8682 | 1.9059 | 2019
[5 empty] | 2019-06-01 | 1.5244 | 1.5346 | 1.6388 | 1.511 | 2019
[5 empty] | 2019-07-01 | 1.9035 | 1.9136 | 2.0858 | 1.8424 | 2019
[5 empty] | 2019-08-01 | 1.759 | 1.7692 | 1.9418 | 1.6796 | 2019
[5 empty] | 2019-09-01 | 1.997 | 2.0072 | 2.3396 | 1.8 | 2019
[5 empty] | 2019-10-01 | 2.0297 | 2.0399 | 2.9083 | 1.626 | 2019
[5 empty] | 2019-11-01 | 2.6989 | 2.709 | 3.6124 | 2.2204 | 2019
[5 empty] | 2019-12-01 | 2.6969 | 2.707 | 3.1833 | 1.9344 | 2019
[5 empty] | 2020-01-01 | 2.078 | 2.0882 | 2.309 | 1.7744 | 2020
[5 empty] | 2020-02-01 | 1.6878 | 1.6979 | 1.7679 | 1.6511 | 2020
[5 empty] | 2020-03-01 | 1.4749 | 1.4851 | 1.6828 | 1.3927 | 2020
[5 empty] | 2020-04-01 | 1.406 | 1.4162 | 1.5865 | 1.4157 | 2020
[5 empty] | 2020-05-01 | 1.5688 | 1.5789 | 1.6252 | 1.5824 | 2020
[5 empty] | 2020-06-01 | 1.4677 | 1.4778 | 1.5098 | 1.4821 | 2020
[5 empty] | 2020-07-01 | 1.5546 | 1.5647 | 1.5981 | 1.558 | 2020
[5 empty] | 2020-08-01 | 2.0888 | 2.099 | 2.1539 | 2.0001 | 2020
[5 empty] | 2020-09-01 | 2.0796 | 2.0898 | 2.2983 | 1.7222 | 2020
[5 empty] | 2020-10-01 | 2.3029 | 2.313 | 2.9094 | 2.1238 | 2020
[5 empty] | 2020-11-01 | 2.9797 | 2.9899 | 3.2988 | 2.3296 | 2020
[5 empty] | 2020-12-01 | 3.1277 | 3.1379 | 3.31 | 2.4221 | 2020
[5 empty] | 2021-01-01 | 2.6886 | 2.6691 | 2.761 | 2.4891 | 2021
[5 empty] | 2021-02-01 | 7.6821 | 7.6334 | 4.5404 | 37.985 | 2021
[5 empty] | 2021-03-01 | 2.4045 | 2.3871 | 2.5609 | 2.3742 | 2021
[5 empty] | 2021-04-01 | 2.5897 | 2.5713 | 2.6927 | 2.4503 | 2021
[5 empty] | 2021-05-01 | 2.7468 | 2.7275 | 2.8249 | 2.6869 | 2021
[5 empty] | 2021-06-01 | 3.2182 | 3.1964 | 3.2222 | 3.0249 | 2021
[5 empty] | 2021-07-01 | 3.6835 | 3.659 | 3.7244 | 3.5482 | 2021
[5 empty] | 2021-08-01 | 3.8963 | 3.8706 | 3.9382 | 3.8032 | 2021
[5 empty] | 2021-09-01 | 5.2315 | 5.1985 | 5.3908 | 4.7355 | 2021
[5 empty] | 2021-10-01 | 5.5515 | 5.5165 | 5.7676 | 5.1898 | 2021
[5 empty] | 2021-11-01 | 5.0569 | 5.0244 | 5.2208 | 4.7757 | 2021
[5 empty] | 2021-12-01 | 5.3747 | 5.3396 | 5.7567 | 3.5319 | 2021
[5 empty] | 2022-01-01 | 4.9676 | 4.9349 | 5.0826 | 4.2136 | 2022
[5 empty] | 2022-02-01 | 4.6313 | 4.6007 | 4.5178 | 4.547 | 2022
[5 empty] | 2022-03-01 | 4.4655 | 4.3036 | 4.3608 | 4.4304 | 2022
[5 empty] | 2022-04-01 | 6.3354 | 6.296 | 6.4377 | 6.2198 | 2022
[5 empty] | 2022-05-01 | 7.7154 | 7.6683 | 7.8101 | 7.6261 | 2022
[5 empty] | 2022-06-01 | 6.9201 | 6.878 | 7.2111 | 7.2444 | 2022
[5 empty] | 2022-07-01 | 6.6692 | 6.6271 | 6.0016 | 6.7193 | 2022
[5 empty] | 2022-08-01 | 8.3025 | 8.2508 | 8.4395 | 8.1874 | 2022
[5 empty] | 2022-09-01 | 7.2232 | 7.178 | 7.3577 | 6.935 | 2022
[5 empty] | 2022-10-01 | 5.1451 | 5.1114 | 5.3263 | 4.9489 | 2022
[5 empty] | 2022-11-01 | 8.3247 | 8.2726 | 9.4779 | 4.9654 | 2022
[5 empty] | 2022-12-01 | 27.7922 | 27.6229 | 29.7786 | 7.5204 | 2022
[5 empty] | 2023-01-01 | 15.5092 | 15.4213 | 14.9493 | 3.652 | 2023
[5 empty] | 2023-02-01 | 6.3115 | 6.2737 | 6.7533 | 2.3275 | 2023
[5 empty] | 2023-03-01 | 5.9218 | 5.8858 | 5.4513 | 2.3449 | 2023
[5 empty] | 2023-04-01 | 3.8803 | 3.8555 | 4.101 | 1.9309 | 2023
[5 empty] | 2023-05-01 | 1.7691 | 1.7553 | 1.6871 | 1.8169 | 2023
[5 empty] | 2023-06-01 | 1.9817 | 1.9662 | 2.0748 | 1.9355 | 2023
[5 empty] | 2023-07-01 | 3.2378 | 3.2162 | 3.3969 | 2.2337 | 2023
[5 empty] | 2023-08-01 | 3.564 | 3.5398 | 3.6647 | 2.2833 | 2023
[5 empty] | 2023-09-01 | 2.3043 | 2.2869 | 2.4128 | 2.1628 | 2023
[5 empty] | 2023-10-01 | 2.7252 | 2.4176 | 3.0266 | 2.112 | 2023
[5 empty] | 2023-11-01 | 4.7451 | 4.7141 | 5.2423 | 2.6977 | 2023
[5 empty] | 2023-12-01 | 7.8388 | 7.788 | 8.3031 | 3.973 | 2023
[5 empty] | 2024-01-01 | 8.0522 | 8.0001 | 8.6389 | 5.0463 | 2024
[5 empty] | 2024-02-01 | 6.7966 | 6.7525 | 7.1199 | 4.8893 | 2024
[5 empty] | 2024-03-01 | 4.167 | 4.1397 | 4.3433 | 2.9954 | 2024
[5 empty] | 2024-04-01 | 3.3813 | 3.359 | 3.1559 | 2.6984 | 2024
[5 empty] | 2024-05-01 | 2.9844 | 2.9646 | 2.7434 | 2.6414 | 2024
[5 empty] | 2024-06-01 | 3.2599 | 3.2383 | 2.9046 | 2.8534 | 2024
[5 empty] | 2024-07-01 | 3.8293 | 3.8041 | 3.485 | 2.9928 | 2024
[5 empty] | 2024-08-01 | 3.8829 | 3.8573 | 3.5847 | 3.0761 | 2024
[5 empty] | 2024-09-01 | 3.7522 | 3.7275 | 3.4664 | 2.9645 | 2024
[5 empty] | 2024-10-01 | 3.4849 | 3.4619 | 3.3277 | 2.9928 | 2024
[5 empty] | 2024-11-01 | 4.6329 | 4.6025 | 5.5034 | 3.6079 | 2024
[5 empty] | 2024-12-01 | 6.5022 | 6.46 | 7.0375 | 4.5868 | 2024
[5 empty] | 2025-01-01 | 6.8726 | 6.828 | 7.2374 | 5.3875 | 2025
[5 empty] | 2025-02-01 | 6.6895 | 6.646 | 6.9085 | 5.239 | 2025
[5 empty] | 2025-03-01 | 4.4742 | 4.4449 | 4.9559 | 3.8396 | 2025
[5 empty] | 2025-04-01 | 3.5084 | 3.4852 | 3.3349 | 3.1818 | 2025
[5 empty] | 2025-05-01 | 3.2798 | 3.2581 | 3.125 | 3.0137 | 2025
[5 empty] | 2025-06-01 | 3.4808 | 3.4578 | 3.2934 | 3.2126 | 2025
[5 empty] | 2025-07-01 | 3.9859 | 3.9597 | 3.716 | 3.5155 | 2025
[5 empty] | 2025-08-01 | 4.0742 | 4.0474 | 3.7979 | 3.6028 | 2025
[5 empty] | 2025-09-01 | 3.9349 | 3.909 | 3.7588 | 3.4827 | 2025
[5 empty] | 2025-10-01 | 3.8257 | 3.8005 | 3.7489 | 3.468 | 2025
[5 empty] | 2025-11-01 | 5.0206 | 4.9878 | 5.7779 | 4.1329 | 2025
[5 empty] | 2025-12-01 | 6.4589 | 6.4169 | 6.8822 | 5.0209 | 2025
[5 empty] | 2026-01-01 | 6.7053 | 6.6617 | 6.9355 | 5.6888 | 2026
[5 empty] | 2026-02-01 | 6.1411 | 6.1011 | 6.6563 | 5.6257 | 2026
[5 empty] | 2026-03-01 | 4.325 | 4.2967 | 4.8052 | 4.0496 | 2026
[5 empty] | 2026-04-01 | 3.3193 | 3.2974 | 3.2756 | 3.204 | 2026
[5 empty] | 2026-05-01 | 3.1576 | 3.1368 | 3.1374 | 3.0258 | 2026
[5 empty] | 2026-06-01 | 3.287 | 3.2653 | 3.2913 | 3.2106 | 2026
[5 empty] | 2026-07-01 | 3.9489 | 3.9229 | 3.7067 | 3.5064 | 2026
[5 empty] | 2026-08-01 | 3.9941 | 3.9678 | 3.6614 | 3.5675 | 2026
[5 empty] | 2026-09-01 | 3.9104 | 3.8847 | 3.7194 | 3.4443 | 2026
[5 empty] | 2026-10-01 | 3.6509 | 3.6269 | 3.7241 | 3.4438 | 2026
[5 empty] | 2026-11-01 | 5.1032 | 5.0687 | 5.6775 | 4.2146 | 2026
[5 empty] | 2026-12-01 | 5.8848 | 5.8543 | 6.4413 | 4.4529 | 2026
[5 empty] | 2027-01-01 | 6.2984 | 6.263 | 6.72 | 5.2862 | 2027
[5 empty] | 2027-02-01 | 5.956 | 5.9197 | 6.4457 | 5.4426 | 2027
[5 empty] | 2027-03-01 | 4.1822 | 4.1567 | 4.832 | 3.9084 | 2027
[5 empty] | 2027-04-01 | 3.7391 | 3.7087 | 3.886 | 3.6193 | 2027
[5 empty] | 2027-05-01 | 3.6263 | 3.596 | 3.7483 | 3.4895 | 2027
[5 empty] | 2027-06-01 | 3.7084 | 3.6782 | 3.8594 | 3.6275 | 2027
[5 empty] | 2027-07-01 | 4.0875 | 4.0589 | 4.1659 | 3.6436 | 2027
[5 empty] | 2027-08-01 | 4.2562 | 4.2247 | 4.2917 | 3.8269 | 2027
[5 empty] | 2027-09-01 | 4.2672 | 4.2344 | 4.384 | 3.7974 | 2027
[5 empty] | 2027-10-01 | 4.2274 | 4.1919 | 4.4522 | 4.0143 | 2027
[5 empty] | 2027-11-01 | 5.1857 | 5.1496 | 5.577 | 4.2963 | 2027
[5 empty] | 2027-12-01 | 5.3106 | 5.2916 | 6.0004 | 3.8847 | 2027
[5 empty] | 2028-01-01 | 5.8915 | 5.8642 | 6.5044 | 4.8836 | 2028
[5 empty] | 2028-02-01 | 5.7709 | 5.7384 | 6.2351 | 5.2594 | 2028
[5 empty] | 2028-03-01 | 4.0395 | 4.0168 | 4.8588 | 3.767 | 2028
[5 empty] | 2028-04-01 | 4.1588 | 4.12 | 4.4963 | 4.0347 | 2028
[5 empty] | 2028-05-01 | 4.095 | 4.0553 | 4.3591 | 3.9532 | 2028
[5 empty] | 2028-06-01 | 4.1296 | 4.091 | 4.4275 | 4.0443 | 2028
[5 empty] | 2028-07-01 | 4.2263 | 4.1948 | 4.6251 | 3.7809 | 2028
[5 empty] | 2028-08-01 | 4.5184 | 4.4817 | 4.9221 | 4.0864 | 2028
[5 empty] | 2028-09-01 | 4.6241 | 4.584 | 5.0487 | 4.1505 | 2028
[5 empty] | 2028-10-01 | 4.804 | 4.7569 | 5.1803 | 4.5847 | 2028
[5 empty] | 2028-11-01 | 5.2149 | 5.1782 | 5.652 | 4.3252 | 2028
[5 empty] | 2028-12-01 | 5.3722 | 5.352 | 6.1514 | 3.9457 | 2028
[5 empty] | 2029-01-01 | 6.2635 | 6.2287 | 6.886 | 5.2517 | 2029
[5 empty] | 2029-02-01 | 6.2952 | 6.2522 | 6.8716 | 5.7782 | 2029
[5 empty] | 2029-03-01 | 4.2963 | 4.2685 | 5.1579 | 4.0211 | 2029
[5 empty] | 2029-04-01 | 4.4211 | 4.3771 | 4.766 | 4.2943 | 2029
[5 empty] | 2029-05-01 | 4.3786 | 4.3332 | 4.6308 | 4.2338 | 2029
[5 empty] | 2029-06-01 | 4.4033 | 4.3592 | 4.7098 | 4.3151 | 2029
[5 empty] | 2029-07-01 | 4.4892 | 4.4525 | 4.8669 | 4.041 | 2029
[5 empty] | 2029-08-01 | 4.9897 | 4.9436 | 5.356 | 4.5527 | 2029
[5 empty] | 2029-09-01 | 5.0776 | 5.0285 | 5.5063 | 4.5993 | 2029
[5 empty] | 2029-10-01 | 5.2476 | 5.1916 | 5.6335 | 5.0238 | 2029
[5 empty] | 2029-11-01 | 5.7717 | 5.7239 | 6.2284 | 4.8761 | 2029
[5 empty] | 2029-12-01 | 5.9175 | 5.8864 | 6.7202 | 4.4853 | 2029
[5 empty] | 2030-01-01 | 6.5447 | 6.5043 | 7.1404 | 5.5299 | 2030
[5 empty] | 2030-02-01 | 6.5859 | 6.537 | 7.1547 | 6.0659 | 2030
[5 empty] | 2030-03-01 | 4.4173 | 4.3872 | 5.237 | 4.141 | 2030
[5 empty] | 2030-04-01 | 4.4772 | 4.4321 | 4.8188 | 4.3498 | 2030
[5 empty] | 2030-05-01 | 4.4811 | 4.4338 | 4.722 | 4.3354 | 2030
[5 empty] | 2030-06-01 | 4.5069 | 4.4608 | 4.807 | 4.4176 | 2030
[5 empty] | 2030-07-01 | 4.6154 | 4.5762 | 5.0233 | 4.1659 | 2030
[5 empty] | 2030-08-01 | 4.9908 | 4.9446 | 5.4483 | 4.5538 | 2030
[5 empty] | 2030-09-01 | 5.0581 | 5.0093 | 5.5416 | 4.5799 | 2030
[5 empty] | 2030-10-01 | 5.1821 | 5.1275 | 5.6402 | 4.9589 | 2030
[5 empty] | 2030-11-01 | 5.6848 | 5.6387 | 6.1688 | 4.7901 | 2030
[5 empty] | 2030-12-01 | 5.8938 | 5.8631 | 6.7325 | 4.4618 | 2030
[5 empty] | 2031-01-01 | 6.5439 | 6.5036 | 7.1544 | 5.5291 | 2031
[5 empty] | 2031-02-01 | 6.5852 | 6.5363 | 7.1706 | 6.0652 | 2031
[5 empty] | 2031-03-01 | 4.4362 | 4.4056 | 5.3159 | 4.1597 | 2031
[5 empty] | 2031-04-01 | 4.5106 | 4.4649 | 4.8957 | 4.3828 | 2031
[5 empty] | 2031-05-01 | 4.5161 | 4.468 | 4.7888 | 4.37 | 2031
[5 empty] | 2031-06-01 | 4.5419 | 4.4952 | 4.8779 | 4.4524 | 2031
[5 empty] | 2031-07-01 | 4.7495 | 4.7075 | 5.2557 | 4.2986 | 2031
[5 empty] | 2031-08-01 | 5.1166 | 5.0679 | 5.6252 | 4.6783 | 2031
[5 empty] | 2031-09-01 | 5.1797 | 5.1286 | 5.7019 | 4.7003 | 2031
[5 empty] | 2031-10-01 | 5.2775 | 5.2209 | 5.7771 | 5.0533 | 2031
[5 empty] | 2031-11-01 | 5.8516 | 5.8022 | 6.4363 | 4.9552 | 2031
[5 empty] | 2031-12-01 | 6.0221 | 5.9889 | 6.8838 | 4.5888 | 2031
[5 empty] | 2032-01-01 | 6.765 | 6.7203 | 7.4703 | 5.7479 | 2032
[5 empty] | 2032-02-01 | 6.4549 | 6.4087 | 7.0806 | 5.9362 | 2032
[5 empty] | 2032-03-01 | 4.5239 | 4.4915 | 5.4277 | 4.2464 | 2032
[5 empty] | 2032-04-01 | 4.5954 | 4.5479 | 5.0109 | 4.4667 | 2032
[5 empty] | 2032-05-01 | 4.5833 | 4.5338 | 4.8926 | 4.4363 | 2032
[5 empty] | 2032-06-01 | 4.6232 | 4.5747 | 4.9722 | 4.5326 | 2032
[5 empty] | 2032-07-01 | 4.8434 | 4.7995 | 5.3778 | 4.3914 | 2032
[5 empty] | 2032-08-01 | 5.2531 | 5.2016 | 5.8015 | 4.8132 | 2032
[5 empty] | 2032-09-01 | 5.3408 | 5.2865 | 5.8911 | 4.8598 | 2032
[5 empty] | 2032-10-01 | 5.422 | 5.3625 | 5.9556 | 5.1963 | 2032
[5 empty] | 2032-11-01 | 6.0035 | 5.951 | 6.6944 | 5.1054 | 2032
[5 empty] | 2032-12-01 | 6.2431 | 6.2054 | 7.1221 | 4.8074 | 2032
[5 empty] | 2033-01-01 | 6.8742 | 6.8273 | 7.7386 | 5.856 | 2033
[5 empty] | 2033-02-01 | 6.9015 | 6.8464 | 7.6728 | 6.3782 | 2033
[5 empty] | 2033-03-01 | 4.7091 | 4.673 | 5.6915 | 4.4296 | 2033
[5 empty] | 2033-04-01 | 4.7857 | 4.7345 | 5.2502 | 4.655 | 2033
[5 empty] | 2033-05-01 | 4.7798 | 4.7265 | 5.1569 | 4.6309 | 2033
[5 empty] | 2033-06-01 | 4.8116 | 4.7594 | 5.2542 | 4.7191 | 2033
[5 empty] | 2033-07-01 | 5.004 | 4.9569 | 5.5612 | 4.5503 | 2033
[5 empty] | 2033-08-01 | 5.4313 | 5.3763 | 6.001 | 4.9896 | 2033
[5 empty] | 2033-09-01 | 5.5631 | 5.5043 | 6.1984 | 5.0797 | 2033
[5 empty] | 2033-10-01 | 5.6877 | 5.6229 | 6.2941 | 5.4592 | 2033
[5 empty] | 2033-11-01 | 6.2868 | 6.2287 | 6.9849 | 5.3858 | 2033
[5 empty] | 2033-12-01 | 6.4837 | 6.4412 | 7.3863 | 5.0455 | 2033
[5 empty] | 2034-01-01 | 7.0622 | 7.0116 | 7.9515 | 6.042 | 2034
[5 empty] | 2034-02-01 | 7.0776 | 7.019 | 7.941 | 6.5524 | 2034
[5 empty] | 2034-03-01 | 4.9296 | 4.8892 | 5.9462 | 4.6479 | 2034
[5 empty] | 2034-04-01 | 4.9158 | 4.8619 | 5.3829 | 4.7838 | 2034
[5 empty] | 2034-05-01 | 4.8745 | 4.8193 | 5.2839 | 4.7246 | 2034
[5 empty] | 2034-06-01 | 4.9105 | 4.8563 | 5.3676 | 4.817 | 2034
[5 empty] | 2034-07-01 | 5.1774 | 5.1269 | 5.7525 | 4.7221 | 2034
[5 empty] | 2034-08-01 | 5.6381 | 5.579 | 6.2749 | 5.1943 | 2034
[5 empty] | 2034-09-01 | 5.7663 | 5.7035 | 6.4381 | 5.2808 | 2034
[5 empty] | 2034-10-01 | 5.8474 | 5.7794 | 6.5203 | 5.6173 | 2034
[5 empty] | 2034-11-01 | 6.4181 | 6.3573 | 7.1634 | 5.5157 | 2034
[5 empty] | 2034-12-01 | 6.7165 | 6.6694 | 7.6614 | 5.2759 | 2034
[5 empty] | 2035-01-01 | 7.2711 | 7.2163 | 8.0985 | 6.2487 | 2035
[5 empty] | 2035-02-01 | 7.2422 | 7.1803 | 7.8545 | 6.7153 | 2035
[5 empty] | 2035-03-01 | 4.9644 | 4.9232 | 5.9433 | 4.6822 | 2035
[5 empty] | 2035-04-01 | 4.9767 | 4.9216 | 5.4508 | 4.844 | 2035
[5 empty] | 2035-05-01 | 4.9612 | 4.9043 | 5.354 | 4.8104 | 2035
[5 empty] | 2035-06-01 | 4.9999 | 4.9439 | 5.4408 | 4.9054 | 2035
[5 empty] | 2035-07-01 | 5.246 | 5.1941 | 5.8072 | 4.7899 | 2035
[5 empty] | 2035-08-01 | 5.6729 | 5.613 | 6.2753 | 5.2286 | 2035
[5 empty] | 2035-09-01 | 5.8307 | 5.7666 | 6.4406 | 5.3445 | 2035
[5 empty] | 2035-10-01 | 5.9299 | 5.8602 | 6.5835 | 5.6988 | 2035
[5 empty] | 2035-11-01 | 6.5149 | 6.4522 | 7.2051 | 5.6115 | 2035
[5 empty] | 2035-12-01 | 6.9211 | 6.8699 | 7.783 | 5.4783 | 2035
[5 empty] | 2036-01-01 | 7.289 | 7.2337 | 8.0746 | 6.2664 | 2036
[5 empty] | 2036-02-01 | 6.9914 | 6.9344 | 7.686 | 6.4671 | 2036
[5 empty] | 2036-03-01 | 5.1622 | 5.1172 | 6.1678 | 4.8781 | 2036
[5 empty] | 2036-04-01 | 5.1172 | 5.0594 | 5.6042 | 4.9831 | 2036
[5 empty] | 2036-05-01 | 5.1 | 5.0403 | 5.4931 | 4.9477 | 2036
[5 empty] | 2036-06-01 | 5.1397 | 5.0809 | 5.5789 | 5.0438 | 2036
[5 empty] | 2036-07-01 | 5.4205 | 5.3651 | 6.0041 | 4.9626 | 2036
[5 empty] | 2036-08-01 | 5.8855 | 5.8214 | 6.4907 | 5.439 | 2036
[5 empty] | 2036-09-01 | 6.0045 | 5.9369 | 6.6278 | 5.5164 | 2036
[5 empty] | 2036-10-01 | 6.0953 | 6.0223 | 6.7792 | 5.8625 | 2036
[5 empty] | 2036-11-01 | 6.7068 | 6.6403 | 7.4137 | 5.8014 | 2036
[5 empty] | 2036-12-01 | 6.9791 | 6.9267 | 7.9436 | 5.5357 | 2036
[5 empty] | 2037-01-01 | 7.616 | 7.5543 | 8.4048 | 6.59 | 2037
[5 empty] | 2037-02-01 | 7.5367 | 7.4689 | 8.2457 | 7.0067 | 2037
[5 empty] | 2037-03-01 | 5.476 | 5.4246 | 6.5473 | 5.1884 | 2037
[5 empty] | 2037-04-01 | 5.443 | 5.3786 | 5.8973 | 5.3054 | 2037
[5 empty] | 2037-05-01 | 5.3938 | 5.3281 | 5.8286 | 5.2383 | 2037
[5 empty] | 2037-06-01 | 5.4653 | 5.4 | 5.9257 | 5.3659 | 2037
[5 empty] | 2037-07-01 | 5.6853 | 5.6246 | 6.2678 | 5.2246 | 2037
[5 empty] | 2037-08-01 | 6.1234 | 6.0546 | 6.7417 | 5.6745 | 2037
[5 empty] | 2037-09-01 | 6.3031 | 6.2295 | 6.9367 | 5.8118 | 2037
[5 empty] | 2037-10-01 | 6.4245 | 6.345 | 7.1531 | 6.1882 | 2037
[5 empty] | 2037-11-01 | 7.0283 | 6.9553 | 7.7471 | 6.1195 | 2037
[5 empty] | 2037-12-01 | 7.4019 | 7.3411 | 8.3257 | 5.9541 | 2037
[5 empty] | 2038-01-01 | 7.8612 | 7.7945 | 8.6246 | 6.8326 | 2038
[5 empty] | 2038-02-01 | 7.9022 | 7.8271 | 8.6031 | 7.3684 | 2038
[5 empty] | 2038-03-01 | 5.6699 | 5.6147 | 6.7442 | 5.3804 | 2038
[5 empty] | 2038-04-01 | 5.616 | 5.5482 | 6.0766 | 5.4766 | 2038
[5 empty] | 2038-05-01 | 5.5673 | 5.4982 | 5.998 | 5.4102 | 2038
[5 empty] | 2038-06-01 | 5.6404 | 5.5716 | 6.1055 | 5.5392 | 2038
[5 empty] | 2038-07-01 | 5.8825 | 5.8179 | 6.4686 | 5.4198 | 2038
[5 empty] | 2038-08-01 | 6.3929 | 6.3186 | 7.0249 | 5.9411 | 2038
[5 empty] | 2038-09-01 | 6.5434 | 6.465 | 7.1985 | 6.0496 | 2038
[5 empty] | 2038-10-01 | 6.6665 | 6.5822 | 7.422 | 6.4277 | 2038
[5 empty] | 2038-11-01 | 7.2823 | 7.2043 | 8.0268 | 6.3709 | 2038
[5 empty] | 2038-12-01 | 7.5966 | 7.5319 | 8.5094 | 6.1467 | 2038
[5 empty] | 2039-01-01 | 8.0357 | 7.9656 | 8.942 | 7.0053 | 2039
[5 empty] | 2039-02-01 | 8.0686 | 7.99 | 8.899 | 7.533 | 2039
[5 empty] | 2039-03-01 | 5.9936 | 5.9319 | 7.1022 | 5.7007 | 2039
[5 empty] | 2039-04-01 | 5.9182 | 5.8442 | 6.4023 | 5.7756 | 2039
[5 empty] | 2039-05-01 | 5.8621 | 5.7872 | 6.3201 | 5.7019 | 2039
[5 empty] | 2039-06-01 | 5.9493 | 5.8743 | 6.4339 | 5.8448 | 2039
[5 empty] | 2039-07-01 | 6.2555 | 6.1834 | 6.8255 | 5.7888 | 2039
[5 empty] | 2039-08-01 | 6.745 | 6.6637 | 7.3968 | 6.2895 | 2039
[5 empty] | 2039-09-01 | 6.877 | 6.792 | 7.6095 | 6.3798 | 2039
[5 empty] | 2039-10-01 | 7.077 | 6.9845 | 7.8925 | 6.8339 | 2039
[5 empty] | 2039-11-01 | 7.8022 | 7.7139 | 8.5652 | 6.8853 | 2039
[5 empty] | 2039-12-01 | 8.0791 | 8.0046 | 9.0507 | 6.6241 | 2039
[5 empty] | 2040-01-01 | 8.3739 | 8.2969 | 9.5407 | 7.3399 | 2040
[5 empty] | 2040-02-01 | 8.2337 | 8.1519 | 9.2687 | 7.6964 | 2040
[5 empty] | 2040-03-01 | 6.4255 | 6.3551 | 7.5971 | 6.1281 | 2040
[5 empty] | 2040-04-01 | 6.3109 | 6.2292 | 6.8956 | 6.1642 | 2040
[5 empty] | 2040-05-01 | 6.2622 | 6.1792 | 6.772 | 6.0977 | 2040
[5 empty] | 2040-06-01 | 6.3571 | 6.2741 | 6.8976 | 6.2485 | 2040
[5 empty] | 2040-07-01 | 6.7821 | 6.6995 | 7.499 | 6.3099 | 2040
[5 empty] | 2040-08-01 | 7.248 | 7.1566 | 8.0927 | 6.7872 | 2040
[5 empty] | 2040-09-01 | 7.4589 | 7.3622 | 8.3039 | 6.9556 | 2040
[5 empty] | 2040-10-01 | 7.529 | 7.4274 | 8.3644 | 7.2811 | 2040
[5 empty] | 2040-11-01 | 8.3614 | 8.2618 | 9.2585 | 7.4386 | 2040
[5 empty] | 2040-12-01 | 8.5686 | 8.4843 | 9.6209 | 7.1085 | 2040
[5 empty] | 2041-01-01 | 9.0092 | 8.9195 | 10.1559 | 7.9685 | 2041
[5 empty] | 2041-02-01 | 9.047 | 8.9489 | 10.0347 | 8.5011 | 2041
[5 empty] | 2041-03-01 | 6.8514 | 6.7726 | 8.0606 | 6.5495 | 2041
[5 empty] | 2041-04-01 | 6.6752 | 6.5861 | 7.2912 | 6.5247 | 2041
[5 empty] | 2041-05-01 | 6.589 | 6.4994 | 7.1427 | 6.4211 | 2041
[5 empty] | 2041-06-01 | 6.6923 | 6.6026 | 7.2726 | 6.5802 | 2041
[5 empty] | 2041-07-01 | 7.177 | 7.0865 | 7.8842 | 6.7007 | 2041
[5 empty] | 2041-08-01 | 7.5447 | 7.4475 | 8.3454 | 7.0809 | 2041
[5 empty] | 2041-09-01 | 7.6622 | 7.5615 | 8.5189 | 7.1567 | 2041
[5 empty] | 2041-10-01 | 7.7197 | 7.6143 | 8.5686 | 7.4698 | 2041
[5 empty] | 2041-11-01 | 8.6386 | 8.5334 | 9.5701 | 7.7129 | 2041
[5 empty] | 2041-12-01 | 8.7718 | 8.6836 | 9.9652 | 7.3096 | 2041
[5 empty] | 2042-01-01 | 9.4682 | 9.3693 | 10.5533 | 8.4227 | 2042
[5 empty] | 2042-02-01 | 9.2374 | 9.1355 | 10.3151 | 8.6896 | 2042
[5 empty] | 2042-03-01 | 7.2386 | 7.152 | 8.4753 | 6.9326 | 2042
[5 empty] | 2042-04-01 | 7.0522 | 6.9557 | 7.7028 | 6.8978 | 2042
[5 empty] | 2042-05-01 | 6.941 | 6.8444 | 7.5256 | 6.7694 | 2042
[5 empty] | 2042-06-01 | 7.0564 | 6.9593 | 7.6368 | 6.9404 | 2042
[5 empty] | 2042-07-01 | 7.5614 | 7.4632 | 8.2685 | 7.081 | 2042
[5 empty] | 2042-08-01 | 7.9561 | 7.8507 | 8.7627 | 7.488 | 2042
[5 empty] | 2042-09-01 | 8.0475 | 7.9391 | 8.8726 | 7.538 | 2042
[5 empty] | 2042-10-01 | 8.2802 | 8.1635 | 9.1102 | 8.0244 | 2042
[5 empty] | 2042-11-01 | 9.1572 | 9.0417 | 10.1444 | 8.2261 | 2042
[5 empty] | 2042-12-01 | 9.2763 | 9.178 | 10.513 | 7.8088 | 2042
[5 empty] | 0 | #N/A | #N/A | #N/A | #N/A | 1900
[5 empty] | 0 | #N/A | #N/A | #N/A | #N/A | 1900
[5 empty] | 0 | #N/A | #N/A | #N/A | #N/A | 1900
Note on H5: PacifiCorp: Date that deal is evaluated.

## Table3ACsummary (hidden)
Total Resource Cost ($/MWh)
COD | 2024 | 2030 | 2024 | 2024 | 2024 | 2024 | 2029 | 2024 | 2030 | 2026 | 2029 | 2032
| IRP19Wind_WYAE | IRP19Wind_ID | IRP19Solar_wS_YK | IRP19Solar_wS_OR | IRP19Solar_wS_UT_UTN | IRP19Solar_wS_WY_JB | IRP19Solar_wS_WY_JB | IRP19Solar_wS_UT_UTS | IRP19Solar_wS_UT_UTS | IRP19_SCCT_NTN_2026_185MW | IRP19Wind_wS_YK | IRP19Wind_wS_ID
2018
2019
2020
2021
2022
2023
2024 | #REF! |  | #REF! | #REF! | #REF! | #REF! |  | 0
2025 | #REF! |  | #REF! | #REF! | #REF! | #REF! |  | 20.6295
2026 | #REF! |  | #REF! | #REF! | #REF! | #REF! |  | 20.8101 |  | #REF! |  |  | IRP19 Avg Inflation rate
2027 | #REF! |  | #REF! | #REF! | #REF! | #REF! |  | 20.9977 |  | #REF! |  |  | 2.275%
2028 | #REF! |  | #REF! | #REF! | #REF! | #REF! |  | 21.1889 |  | #REF!
2029 | #REF! |  | #REF! | #REF! | #REF! | #REF! | #REF! | 21.3836 |  | #REF! | #REF!
2030 | #REF! | #REF! | #REF! | #REF! | #REF! | #REF! | #REF! | 21.5818 | #REF! | #REF! | #REF!
2031 | #REF! | #REF! | #REF! | #REF! | #REF! | #REF! | #REF! | 21.7836 | #REF! | #REF! | #REF!
2032 | #REF! | #REF! | #REF! | #REF! | #REF! | #REF! | #REF! | 21.9925 | #REF! | #REF! | #REF! | #REF!
2033 | #REF! | #REF! | #REF! | #REF! | #REF! | #REF! | #REF! | 22.2049 | #REF! | #REF! | #REF! | #REF!
2034 | #REF! | #REF! | #REF! | #REF! | #REF! | #REF! | #REF! | 22.4208 | #REF! | #REF! | #REF! | #REF!
2035 | #REF! | #REF! | #REF! | #REF! | #REF! | #REF! | #REF! | 58.4438 | #REF! | #REF! | #REF! | #REF!
2036 | #REF! | #REF! | #REF! | #REF! | #REF! | #REF! | #REF! | 58.6704 | #REF! | #REF! | #REF! | #REF!
2037 | #REF! | #REF! | #REF! | #REF! | #REF! | #REF! | #REF! | 58.904 | #REF! | #REF! | #REF! | #REF!
2038 | #REF! | #REF! | #REF! | #REF! | #REF! | #REF! | #REF! | 59.1412 | #REF! | #REF! | #REF! | #REF!
2039 | #REF! | #REF! | #REF! | #REF! | #REF! | #REF! | #REF! | 60.4867 | #REF! | #REF! | #REF! | #REF!
2040 | #REF! | #REF! | #REF! | #REF! | #REF! | #REF! | #REF! | 61.8628 | #REF! | #REF! | #REF! | #REF!
2041 | #REF! | #REF! | #REF! | #REF! | #REF! | #REF! | #REF! | 63.2701 | #REF! | #REF! | #REF! | #REF!
2042 | #REF! | #REF! | #REF! | #REF! | #REF! | #REF! | #REF! | 64.7095 | #REF! | #REF! | #REF! | #REF!
2043 | #REF! | #REF! | #REF! | #REF! | #REF! | #REF! | #REF! | 66.1817 | #REF! | #REF! | #REF! | #REF!
2044 | #REF! | #REF! | #REF! | #REF! | #REF! | #REF! | #REF! | 67.6873 | #REF! | #REF! | #REF! | #REF!
2045 | #REF! | #REF! | #REF! | #REF! | #REF! | #REF! | #REF! | 69.2272 | #REF! | #REF! | #REF! | #REF!
2046 | #REF! | #REF! | #REF! | #REF! | #REF! | #REF! | #REF! | 70.8021 | #REF! | #REF! | #REF! | #REF!
2047 | #REF! | #REF! | #REF! | #REF! | #REF! | #REF! | #REF! | 72.4129 | #REF! | #REF! | #REF! | #REF!
2048 | #REF! | #REF! | #REF! | #REF! | #REF! | #REF! | #REF! | 74.0603 | #REF! | #REF! | #REF! | #REF!
2049 | #REF! | #REF! | #REF! | #REF! | #REF! | #REF! | #REF! | 75.7451 | #REF! | #REF! | #REF! | #REF!
2050 | #REF! | #REF! | #REF! | #REF! | #REF! | #REF! | #REF! | 77.4683 | #REF! | #REF! | #REF! | #REF!
2051 | #REF! | #REF! | #REF! | #REF! | #REF! | #REF! | #REF! | 79.2307 | #REF! | #REF! | #REF! | #REF!
2052 | #REF! | #REF! | #REF! | #REF! | #REF! | #REF! | #REF! | 81.0332 | #REF! | #REF! | #REF! | #REF!
2053 | #REF! | #REF! | #REF! | #REF! | #REF! | #REF! | #REF! | 82.8767 | #REF! | #REF! | #REF! | #REF!
2054 |  | #REF! |  |  |  |  | #REF! |  | #REF! | #REF! | #REF! | #REF!
2055 |  | #REF! |  |  |  |  | #REF! |  | #REF! | #REF! | #REF! | #REF!
2056 |  | #REF! |  |  |  |  | #REF! |  | #REF! |  | #REF! | #REF!
2057 |  | #REF! |  |  |  |  | #REF! |  | #REF! |  | #REF! | #REF!
2058 |  | #REF! |  |  |  |  | #REF! |  | #REF! |  | #REF! | #REF!
2059 |  | #REF! | [6 empty] | #REF! |  |  | #REF!
2060 |  | #REF! | [9 empty] | #REF!
2061 |  | #REF! | [9 empty] | #REF!
30 year levelized | #REF! | #REF! | #REF! | #REF! | #REF! | #REF! | #REF! | 37.7181 | #REF! | #REF! | #REF! | #REF!

## Table 5
Appendix B
| Table 5 | [9 empty] | Study_Name:
| Utah 2023.Q3_Solar - 80.0 MW and 32.2% CF | [7 empty] | 45292 |  | Utah 2023.Q3_Solar |  |  | 15 Year Starting 2027 | 15 Year Starting 2026 | 15 Year Starting 2025 | 15 Year Starting 2024
| January 2024 through December 2038 | [6 empty] | Start | 2024-01-01 |  | Resource Capacity |  | start | 49 | 37 | 25 | 13
| Nominal Avoided Costs Calculated Monthly | [6 empty] | End | 2038-12-01 |  | 80 | MW | end | 228 | 216 | 204 | 192
15 Year Starting 2026 |  | -39802199.5253 | 117804459.5194 | 78002259.9941 | 2067191.2121 | 37.7335 |  |  |  |  | 32.25% | CF
15 Year Starting 2025 |  | -44244346.8753 | 114330976.4941 | 70086629.6188 | 2077270.3807 | 33.7398
| Nominal NPV at 6.77% Discount Rate | [6 empty] | Discount Rate - 2023 IRP
15 Year Starting 2024 |  | -35237940.9475 | 102409161.141 | 67171220.1935 | 2090033.6609 | 32.1388 |  | 6.77% | 0.5474%
|  | Energy | Capacity $ | Total | Total | AC Price
| Month | Avoided $ | 31.8% CF | Dollars | MWH | 31.8% CF | Offset | Year | Date Test | Offset |  |  |  | Total | energy | capacity
| 2024-01-01 | 808346.9774 | 0 | 808346.9774 | 12454.0662 | 64.9063 | 1 | 2024 | 2024-01-01 | 418 | Net Power Cost
| 2024-02-01 | 358754.6285 | 0 | 358754.6285 | 12765.671 | 28.1031 | 2 | 2024 | 2024-02-01 | 537 | QF - Sch38 - UT - Solar T
| 2024-03-01 | 343448.7998 | 0 | 343448.7998 | 17033.6605 | 20.1629 | 3 | 2024 | 2024-03-01
| 2024-04-01 | 254195.1748 | 0 | 254195.1748 | 20073.4335 | 12.6633 | 4 | 2024 | 2024-04-01 | 2024 | 7147148.7221 | 0 | 226602.3385 | 31.5405 | 31.5405 | 0
| 2024-05-01 | 434869.9354 | 0 | 434869.9354 | 27469.9543 | 15.8307 | 5 | 2024 | 2024-05-01 | 2025 | -7861658.5334 | 10589649.2751 | 224853.9404 | 12.1323 | -34.9634 | 47.0957
| 2024-06-01 | 583311.0534 | 0 | 583311.0534 | 25167.3882 | 23.1773 | 6 | 2024 | 2024-06-01 | 2026 | -8269013.0097 | 10830047.166 | 223729.6709 | 11.447 | -36.9598 | 48.4068
| 2024-07-01 | 1596042.8766 | 0 | 1596042.8766 | 25671.2123 | 62.1725 | 7 | 2024 | 2024-07-01 | 2027 | -8450705.9995 | 11076094.4083 | 222611.0227 | 11.7936 | -37.9618 | 49.7554
| 2024-08-01 | 994457.7066 | 0 | 994457.7066 | 23041.3092 | 43.1598 | 8 | 2024 | 2024-08-01 | 2028 | -4128048.4983 | 11327697.5561 | 222104.1686 | 32.4156 | -18.5861 | 51.0017
| 2024-09-01 | 592124.4222 | 0 | 592124.4222 | 21985.1783 | 26.9329 | 9 | 2024 | 2024-09-01 | 2029 | -4332359.0235 | 11584856.6094 | 220390.4773 | 32.9075 | -19.6577 | 52.5651
| 2024-10-01 | 420416.7085 | 0 | 420416.7085 | 18369.5748 | 22.8866 | 10 | 2024 | 2024-10-01 | 2030 | -3550028.9665 | 11847571.5681 | 219288.5245 | 37.8385 | -16.1888 | 54.0273
| 2024-11-01 | 353394.6799 | 0 | 353394.6799 | 12982.6043 | 27.2206 | 11 | 2024 | 2024-11-01 | 2031 | -3009074.9763 | 12116636.1331 | 218192.082 | 41.741 | -13.7909 | 55.532
| 2024-12-01 | 407785.7589 | 0 | 407785.7589 | 9588.2858 | 42.5296 | 12 | 2024 | 2024-12-01 | 2032 | -5566444.3338 | 12392050.3044 | 217695.2917 | 31.3539 | -25.5699 | 56.9238
| 2025-01-01 | -442053.0999 | 882470.7729 | 440417.673 | 12391.7958 | 35.5411 | 14 | 2025 | 2025-01-01 | 2033 | -7154373.3745 | 12673020.3811 | 216015.6194 | 25.5474 | -33.1197 | 58.6671
| 2025-02-01 | -430891.8582 | 882470.7729 | 451578.9147 | 12086.4568 | 37.3624 | 15 | 2025 | 2025-02-01 | 2034 | -7544365.7698 | 12961133.7648 | 214935.5389 | 25.2018 | -35.1006 | 60.3024
| 2025-03-01 | -604679.5637 | 882470.7729 | 277791.2092 | 16948.4922 | 16.3903 | 16 | 2025 | 2025-03-01 | 2035 | -1118650.833 | 13255596.7548 | 213860.8636 | 56.7516 | -5.2307 | 61.9823
| 2025-04-01 | -712951.9247 | 882470.7729 | 169518.8482 | 19973.0663 | 8.4874 | 17 | 2025 | 2025-04-01 | 2036 | 317910.8105 | 13556409.3511 | 213373.9333 | 65.0235 | 1.4899 | 63.5336
| 2025-05-01 | -975379.1878 | 882470.7729 | -92908.4149 | 27332.6045 | -3.3992 | 18 | 2025 | 2025-05-01 | 2037 | 180888.7161 | 13864365.2544 | 211727.6024 | 66.3364 | 0.85435 | 65.4821
| 2025-06-01 | -888542.4351 | 882470.7729 | -6071.6622 | 25041.5513 | -0.24246 | 19 | 2025 | 2025-06-01 | 2038 | 221982.0396 | 14178670.7639 | 210668.9612 | 68.3568 | 1.0537 | 67.3031
| 2025-07-01 | -786744.8374 | 882470.7729 | 95725.9355 | 25542.8562 | 3.7477 | 20 | 2025 | 2025-07-01 | 2039 | 243792.3019 | 14500913.2813 | 209615.6177 | 70.3416 | 1.163 | 69.1786
| 2025-08-01 | -791039.966 | 882470.7729 | 91430.8069 | 22926.1024 | 3.9881 | 21 | 2025 | 2025-08-01 | 2040 | 393293.4406 | 14829505.4049 | 209138.3509 | 72.7882 | 1.8805 | 70.9076
| 2025-09-01 | -775400.0468 | 882470.7729 | 107070.7261 | 21875.2524 | 4.8946 | 22 | 2025 | 2025-09-01 | 2041 | 423335.0667 | 15166034.5363 | 207524.7025 | 75.1205 | 2.0399 | 73.0806
| 2025-10-01 | -652633.3342 | 882470.7729 | 229837.4387 | 18277.7269 | 12.5747 | 23 | 2025 | 2025-10-01 | 2042 | 418971.826 | 15510500.6756 | 206487.0762 | 77.1451 | 2.029 | 75.1161
| 2025-11-01 | -461028.0546 | 882470.7729 | 421442.7183 | 12917.6914 | 32.6252 | 24 | 2025 | 2025-11-01 | 2043 | 428482.4864 | 0 | 206487.0762 | 2.0751 | 2.0751 | 0
| 2025-12-01 | -340314.2248 | 882470.7729 | 542156.5481 | 9540.3444 | 56.8278 | 25 | 2025 | 2025-12-01 | 2044 | 438209.0389 | 0 | 206487.0762 | 2.1222 | 2.1222 | 0
| 2026-01-01 | -456534.4038 | 902503.9305 | 445969.5267 | 12329.8368 | 36.1699 | 27 | 2026 | 2026-01-01 | 2045 | 448156.384 | 0 | 206487.0762 | 2.1704 | 2.1704 | 0
| 2026-02-01 | -444628.4656 | 902503.9305 | 457875.4649 | 12026.0246 | 38.0737 | 28 | 2026 | 2026-02-01 | 2046 | 0 | 0 | 0 | #DIV/0! | #DIV/0! | 0
| 2026-03-01 | -625075.5111 | 902503.9305 | 277428.4194 | 16863.7499 | 16.4512 | 29 | 2026 | 2026-03-01 | 2047 | 0 | 0 | 0 | #DIV/0! | #DIV/0! | 0
| 2026-04-01 | -737032.1608 | 902503.9305 | 165471.7697 | 19873.2006 | 8.3264 | 30 | 2026 | 2026-04-01 | 2048 | 0 | 0 | 0 | #DIV/0! | #DIV/0! | 0
| 2026-05-01 | -1008407.6125 | 902503.9305 | -105903.682 | 27195.9415 | -3.8941 | 31 | 2026 | 2026-05-01 | 2049 | 0 | 0 | 0 | #DIV/0! | #DIV/0! | 0
| 2026-06-01 | -922450.2605 | 902503.9305 | -19946.33 | 24916.3435 | -0.80053 | 32 | 2026 | 2026-06-01 | 2050
| 2026-07-01 | -931611.0094 | 902503.9305 | -29107.0789 | 25415.142 | -1.1453 | 33 | 2026 | 2026-07-01
| 2026-08-01 | -842106.8968 | 902503.9305 | 60397.0337 | 22811.4719 | 2.6477 | 34 | 2026 | 2026-08-01
| 2026-09-01 | -804732.8038 | 902503.9305 | 97771.1267 | 21765.8761 | 4.4919 | 35 | 2026 | 2026-09-01
| 2026-10-01 | -673449.0638 | 902503.9305 | 229054.8667 | 18186.3383 | 12.5949 | 36 | 2026 | 2026-10-01
| 2026-11-01 | -475528.3999 | 902503.9305 | 426975.5306 | 12853.1029 | 33.2196 | 37 | 2026 | 2026-11-01
| 2026-12-01 | -347456.4217 | 902503.9305 | 555047.5088 | 9492.6427 | 58.4713 | 38 | 2026 | 2026-12-01
| 2027-01-01 | -470769.9208 | 923007.8674 | 452237.9466 | 12268.1876 | 36.8627 | 40 | 2027 | 2027-01-01
| 2027-02-01 | -454960.1734 | 923007.8674 | 468047.694 | 11965.8944 | 39.1151 | 41 | 2027 | 2027-02-01
| 2027-03-01 | -643666.8873 | 923007.8674 | 279340.98 | 16779.4314 | 16.6478 | 42 | 2027 | 2027-03-01
| 2027-04-01 | -759323.3673 | 923007.8674 | 163684.5 | 19773.8346 | 8.2778 | 43 | 2027 | 2027-04-01
| 2027-05-01 | -1039119.5807 | 923007.8674 | -116111.7133 | 27059.9618 | -4.2909 | 44 | 2027 | 2027-05-01
| 2027-06-01 | -950796.4177 | 923007.8674 | -27788.5503 | 24791.7618 | -1.1209 | 45 | 2027 | 2027-06-01
| 2027-07-01 | -932686.8234 | 923007.8674 | -9678.956 | 25288.0663 | -0.38275 | 46 | 2027 | 2027-07-01
| 2027-08-01 | -862559.2052 | 923007.8674 | 60448.6621 | 22697.4147 | 2.6632 | 47 | 2027 | 2027-08-01
| 2027-09-01 | -822927.9233 | 923007.8674 | 100079.944 | 21657.0467 | 4.6211 | 48 | 2027 | 2027-09-01
| 2027-10-01 | -690150.9565 | 923007.8674 | 232856.9108 | 18095.4065 | 12.8683 | 49 | 2027 | 2027-10-01
| 2027-11-01 | -481935.2019 | 923007.8674 | 441072.6654 | 12788.8375 | 34.4889 | 50 | 2027 | 2027-11-01
| 2027-12-01 | -341809.542 | 923007.8674 | 581198.3254 | 9445.1795 | 61.5339 | 51 | 2027 | 2027-12-01
| 2028-01-01 | -296023.6637 | 943974.7963 | 647951.1326 | 12206.8467 | 53.081 | 53 | 2028 | 2028-01-01
| 2028-02-01 | -367400.2729 | 943974.7963 | 576574.5234 | 12512.2662 | 46.0807 | 54 | 2028 | 2028-02-01
| 2028-03-01 | -564038.3192 | 943974.7963 | 379936.4771 | 16695.5339 | 22.7568 | 55 | 2028 | 2028-03-01
| 2028-04-01 | -698662.6754 | 943974.7963 | 245312.121 | 19674.9655 | 12.4682 | 56 | 2028 | 2028-04-01
| 2028-05-01 | -680554.9459 | 943974.7963 | 263419.8505 | 26924.662 | 9.7836 | 57 | 2028 | 2028-05-01
| 2028-06-01 | -283006.1699 | 943974.7963 | 660968.6264 | 24667.803 | 26.7948 | 58 | 2028 | 2028-06-01
| 2028-07-01 | 162213.2292 | 943974.7963 | 1106188.0255 | 25161.626 | 43.9633 | 59 | 2028 | 2028-07-01
| 2028-08-01 | -69903.9266 | 943974.7963 | 874070.8698 | 22583.9275 | 38.7032 | 60 | 2028 | 2028-08-01
| 2028-09-01 | -255018.1049 | 943974.7963 | 688956.6914 | 21548.7615 | 31.972 | 61 | 2028 | 2028-09-01
| 2028-10-01 | -452452.2726 | 943974.7963 | 491522.5238 | 18004.9295 | 27.2993 | 62 | 2028 | 2028-10-01
| 2028-11-01 | -368619.8744 | 943974.7963 | 575354.922 | 12724.8932 | 45.2149 | 63 | 2028 | 2028-11-01
| 2028-12-01 | -254581.502 | 943974.7963 | 689393.2944 | 9397.9536 | 73.3557 | 64 | 2028 | 2028-12-01
| 2029-01-01 | -307669.7755 | 965404.7174 | 657734.942 | 12145.8124 | 54.1532 | 66 | 2029 | 2029-01-01
| 2029-02-01 | -325367.9631 | 965404.7174 | 640036.7543 | 11846.5346 | 54.0273 | 67 | 2029 | 2029-02-01
| 2029-03-01 | -568223.5835 | 965404.7174 | 397181.1339 | 16612.0561 | 23.9092 | 68 | 2029 | 2029-03-01
| 2029-04-01 | -696029.4886 | 965404.7174 | 269375.2288 | 19576.5907 | 13.7601 | 69 | 2029 | 2029-04-01
| 2029-05-01 | -799327.8275 | 965404.7174 | 166076.8899 | 26790.0386 | 6.1992 | 70 | 2029 | 2029-05-01
| 2029-06-01 | -342884.4518 | 965404.7174 | 622520.2657 | 24544.464 | 25.363 | 71 | 2029 | 2029-06-01
| 2029-07-01 | 152049.8522 | 965404.7174 | 1117454.5696 | 25035.8178 | 44.6342 | 72 | 2029 | 2029-07-01
| 2029-08-01 | -29795.1495 | 965404.7174 | 935609.5679 | 22471.0079 | 41.6363 | 73 | 2029 | 2029-08-01
| 2029-09-01 | -283923.6471 | 965404.7174 | 681481.0703 | 21441.0177 | 31.784 | 74 | 2029 | 2029-09-01
| 2029-10-01 | -480199.0325 | 965404.7174 | 485205.6849 | 17914.9049 | 27.0839 | 75 | 2029 | 2029-10-01
| 2029-11-01 | -374996.0998 | 965404.7174 | 590408.6176 | 12661.2688 | 46.6311 | 76 | 2029 | 2029-11-01
| 2029-12-01 | -275991.8566 | 965404.7174 | 689412.8608 | 9350.9638 | 73.7264 | 77 | 2029 | 2029-12-01
| 2030-01-01 | -253528.0365 | 987297.6307 | 733769.5942 | 12085.0833 | 60.717 | 79 | 2030 | 2030-01-01
| 2030-02-01 | -329377.557 | 987297.6307 | 657920.0737 | 11787.3018 | 55.816 | 80 | 2030 | 2030-02-01
| 2030-03-01 | -521240.3213 | 987297.6307 | 466057.3094 | 16528.9957 | 28.1963 | 81 | 2030 | 2030-03-01
| 2030-04-01 | -703197.3959 | 987297.6307 | 284100.2348 | 19478.7079 | 14.5852 | 82 | 2030 | 2030-04-01
| 2030-05-01 | -760297.7999 | 987297.6307 | 226999.8308 | 26656.0883 | 8.5159 | 83 | 2030 | 2030-05-01
| 2030-06-01 | -298272.0484 | 987297.6307 | 689025.5823 | 24421.7416 | 28.2136 | 84 | 2030 | 2030-06-01
| 2030-07-01 | 331908.2476 | 987297.6307 | 1319205.8783 | 24910.6386 | 52.9575 | 85 | 2030 | 2030-07-01
| 2030-08-01 | 13183.7426 | 987297.6307 | 1000481.3732 | 22358.6529 | 44.7469 | 86 | 2030 | 2030-08-01
| 2030-09-01 | -69517.6942 | 987297.6307 | 917779.9365 | 21333.8125 | 43.02 | 87 | 2030 | 2030-09-01
| 2030-10-01 | -372786.1936 | 987297.6307 | 614511.437 | 17825.3303 | 34.4741 | 88 | 2030 | 2030-10-01
| 2030-11-01 | -341825.5653 | 987297.6307 | 645472.0654 | 12597.9624 | 51.2362 | 89 | 2030 | 2030-11-01
| 2030-12-01 | -245078.3446 | 987297.6307 | 742219.2861 | 9304.209 | 79.7724 | 90 | 2030 | 2030-12-01
| 2031-01-01 | -221259.8775 | 1009719.6778 | 788459.8002 | 12024.6579 | 65.5702 | 92 | 2031 | 2031-01-01
| 2031-02-01 | -348715.0708 | 1009719.6778 | 661004.607 | 11728.3654 | 56.3595 | 93 | 2031 | 2031-02-01
| 2031-03-01 | -537518.1469 | 1009719.6778 | 472201.5309 | 16446.3511 | 28.7116 | 94 | 2031 | 2031-03-01
| 2031-04-01 | -648103.2611 | 1009719.6778 | 361616.4167 | 19381.3146 | 18.658 | 95 | 2031 | 2031-04-01
| 2031-05-01 | -524040.156 | 1009719.6778 | 485679.5217 | 26522.8076 | 18.3118 | 96 | 2031 | 2031-05-01
| 2031-06-01 | -227730.5071 | 1009719.6778 | 781989.1706 | 24299.6329 | 32.1811 | 97 | 2031 | 2031-06-01
| 2031-07-01 | 365800.5049 | 1009719.6778 | 1375520.1827 | 24786.0852 | 55.4957 | 98 | 2031 | 2031-07-01
| 2031-08-01 | 121797.7237 | 1009719.6778 | 1131517.4014 | 22246.8599 | 50.8619 | 99 | 2031 | 2031-08-01
| 2031-09-01 | -31776.9489 | 1009719.6778 | 977942.7289 | 21227.1432 | 46.0704 | 100 | 2031 | 2031-09-01
| 2031-10-01 | -337097.1071 | 1009719.6778 | 672622.5707 | 17736.2038 | 37.9237 | 101 | 2031 | 2031-10-01
| 2031-11-01 | -344659.3916 | 1009719.6778 | 665060.2862 | 12534.9726 | 53.0564 | 102 | 2031 | 2031-11-01
| 2031-12-01 | -275772.7379 | 1009719.6778 | 733946.9398 | 9257.6879 | 79.2797 | 103 | 2031 | 2031-12-01
| 2032-01-01 | -311073.9677 | 1032670.8587 | 721596.891 | 11964.5348 | 60.3113 | 105 | 2032 | 2032-01-01
| 2032-02-01 | -334140.1175 | 1032670.8587 | 698530.7412 | 12263.8914 | 56.9583 | 106 | 2032 | 2032-02-01
| 2032-03-01 | -578147.2473 | 1032670.8587 | 454523.6114 | 16364.1191 | 27.7756 | 107 | 2032 | 2032-03-01
| 2032-04-01 | -712296.7161 | 1032670.8587 | 320374.1426 | 19284.4076 | 16.6131 | 108 | 2032 | 2032-04-01
| 2032-05-01 | -943532.9217 | 1032670.8587 | 89137.937 | 26390.1947 | 3.3777 | 109 | 2032 | 2032-05-01
| 2032-06-01 | -683935.4516 | 1032670.8587 | 348735.4071 | 24178.1348 | 14.4236 | 110 | 2032 | 2032-06-01
| 2032-07-01 | -188506.371 | 1032670.8587 | 844164.4877 | 24662.1557 | 34.2291 | 111 | 2032 | 2032-07-01
| 2032-08-01 | -199997.1801 | 1032670.8587 | 832673.6786 | 22135.6253 | 37.6169 | 112 | 2032 | 2032-08-01
| 2032-09-01 | -428163.1329 | 1032670.8587 | 604507.7258 | 21121.0083 | 28.6212 | 113 | 2032 | 2032-09-01
| 2032-10-01 | -524300.9431 | 1032670.8587 | 508369.9156 | 17647.5226 | 28.8069 | 114 | 2032 | 2032-10-01
| 2032-11-01 | -367107.442 | 1032670.8587 | 665563.4167 | 12472.2977 | 53.3633 | 115 | 2032 | 2032-11-01
| 2032-12-01 | -295242.8426 | 1032670.8587 | 737428.0161 | 9211.3996 | 80.056 | 116 | 2032 | 2032-12-01
| 2033-01-01 | -392199.1006 | 1056085.0318 | 663885.9312 | 11904.7121 | 55.7667 | 118 | 2033 | 2033-01-01
| 2033-02-01 | -426618.1096 | 1056085.0318 | 629466.9222 | 11611.3749 | 54.2112 | 119 | 2033 | 2033-02-01
| 2033-03-01 | -639969.3561 | 1056085.0318 | 416115.6757 | 16282.2985 | 25.5563 | 120 | 2033 | 2033-03-01
| 2033-04-01 | -781646.6753 | 1056085.0318 | 274438.3564 | 19187.9858 | 14.3026 | 121 | 2033 | 2033-04-01
| 2033-05-01 | -1061291.5883 | 1056085.0318 | -5206.5565 | 26258.244 | -0.19828 | 122 | 2033 | 2033-05-01
| 2033-06-01 | -823433.3689 | 1056085.0318 | 232651.6629 | 24057.2442 | 9.6708 | 123 | 2033 | 2033-06-01
| 2033-07-01 | -510141.5283 | 1056085.0318 | 545943.5034 | 24538.8452 | 22.2481 | 124 | 2033 | 2033-07-01
| 2033-08-01 | -546247.8206 | 1056085.0318 | 509837.2111 | 22024.9472 | 23.1482 | 125 | 2033 | 2033-08-01
| 2033-09-01 | -576293.1294 | 1056085.0318 | 479791.9024 | 21015.4035 | 22.8305 | 126 | 2033 | 2033-09-01
| 2033-10-01 | -618994.1046 | 1056085.0318 | 437090.9271 | 17559.2851 | 24.8923 | 127 | 2033 | 2033-10-01
| 2033-11-01 | -431975.5012 | 1056085.0318 | 624109.5305 | 12409.9362 | 50.2911 | 128 | 2033 | 2033-11-01
| 2033-12-01 | -345563.0916 | 1056085.0318 | 710521.9401 | 9165.3425 | 77.5227 | 129 | 2033 | 2033-12-01
| 2034-01-01 | -443690.6756 | 1080094.4804 | 636403.8049 | 11845.1884 | 53.7268 | 1 | 2034 | 2034-01-01
| 2034-02-01 | -436595.6727 | 1080094.4804 | 643498.8077 | 11553.3181 | 55.6982 | 2 | 2034 | 2034-02-01
| 2034-03-01 | -680049.629 | 1080094.4804 | 400044.8514 | 16200.8872 | 24.6928 | 3 | 2034 | 2034-03-01
| 2034-04-01 | -818180.6188 | 1080094.4804 | 261913.8616 | 19092.046 | 13.7185 | 4 | 2034 | 2034-04-01
| 2034-05-01 | -1075799.7123 | 1080094.4804 | 4294.7681 | 26126.9517 | 0.16438 | 5 | 2034 | 2034-05-01
| 2034-06-01 | -858967.6963 | 1080094.4804 | 221126.7841 | 23936.9581 | 9.2379 | 6 | 2034 | 2034-06-01
| 2034-07-01 | -556991.2677 | 1080094.4804 | 523103.2127 | 24416.15 | 21.4245 | 7 | 2034 | 2034-07-01
| 2034-08-01 | -619298.1464 | 1080094.4804 | 460796.334 | 21914.8227 | 21.0267 | 8 | 2034 | 2034-08-01
| 2034-09-01 | -601206.811 | 1080094.4804 | 478887.6694 | 20910.3257 | 22.902 | 9 | 2034 | 2034-09-01
| 2034-10-01 | -645739.8378 | 1080094.4804 | 434354.6426 | 17471.4886 | 24.8608 | 10 | 2034 | 2034-10-01
| 2034-11-01 | -442731.7446 | 1080094.4804 | 637362.7358 | 12347.8866 | 51.6172 | 11 | 2034 | 2034-11-01
| 2034-12-01 | -365113.9576 | 1080094.4804 | 714980.5228 | 9119.5158 | 78.4011 | 12 | 2034 | 2034-12-01
| 2035-01-01 | 45483.4354 | 1104633.0629 | 1150116.4983 | 11785.9627 | 97.5836 | 14 | 2035 | 2035-01-01
| 2035-02-01 | 60983.9665 | 1104633.0629 | 1165617.0294 | 11495.5514 | 101.3972 | 15 | 2035 | 2035-02-01
| 2035-03-01 | -51507.5509 | 1104633.0629 | 1053125.512 | 16119.8826 | 65.3308 | 16 | 2035 | 2035-03-01
| 2035-04-01 | -255741.9101 | 1104633.0629 | 848891.1528 | 18996.5856 | 44.6865 | 17 | 2035 | 2035-04-01
| 2035-05-01 | -611508.3355 | 1104633.0629 | 493124.7274 | 25996.318 | 18.969 | 18 | 2035 | 2035-05-01
| 2035-06-01 | -222824.7251 | 1104633.0629 | 881808.3378 | 23817.2733 | 37.0239 | 19 | 2035 | 2035-06-01
| 2035-07-01 | -28685.5657 | 1104633.0629 | 1075947.4972 | 24294.0702 | 44.2885 | 20 | 2035 | 2035-07-01
| 2035-08-01 | 20481.759 | 1104633.0629 | 1125114.8219 | 21805.2483 | 51.5983 | 21 | 2035 | 2035-08-01
| 2035-09-01 | -107733.0452 | 1104633.0629 | 996900.0177 | 20805.7749 | 47.9146 | 22 | 2035 | 2035-09-01
| 2035-10-01 | -40427.1536 | 1104633.0629 | 1064205.9093 | 17384.1312 | 61.2171 | 23 | 2035 | 2035-10-01
| 2035-11-01 | 40521.0547 | 1104633.0629 | 1145154.1176 | 12286.1471 | 93.2069 | 24 | 2035 | 2035-11-01
| 2035-12-01 | 32307.2375 | 1104633.0629 | 1136940.3004 | 9073.9182 | 125.2976 | 25 | 2035 | 2035-12-01
| 2036-01-01 | 56597.5869 | 1129700.7793 | 1186298.3662 | 11727.0329 | 101.1593 | 27 | 2036 | 2036-01-01
| 2036-02-01 | 34272.2606 | 1129700.7793 | 1163973.0399 | 12020.447 | 96.8328 | 28 | 2036 | 2036-02-01
| 2036-03-01 | -4141.685 | 1129700.7793 | 1125559.0943 | 16039.2831 | 70.1751 | 29 | 2036 | 2036-03-01
| 2036-04-01 | -34569.0318 | 1129700.7793 | 1095131.7475 | 18901.6026 | 57.9386 | 30 | 2036 | 2036-04-01
| 2036-05-01 | -61933.5037 | 1129700.7793 | 1067767.2755 | 25866.3369 | 41.2802 | 31 | 2036 | 2036-05-01
| 2036-06-01 | 9567.6022 | 1129700.7793 | 1139268.3815 | 23698.1868 | 48.0741 | 32 | 2036 | 2036-06-01
| 2036-07-01 | 125924.0331 | 1129700.7793 | 1255624.8124 | 24172.6002 | 51.9441 | 33 | 2036 | 2036-07-01
| 2036-08-01 | 116705.1085 | 1129700.7793 | 1246405.8877 | 21696.2217 | 57.4481 | 34 | 2036 | 2036-08-01
| 2036-09-01 | 31646.1762 | 1129700.7793 | 1161346.9554 | 20701.7464 | 56.099 | 35 | 2036 | 2036-09-01
| 2036-10-01 | 14075.8422 | 1129700.7793 | 1143776.6215 | 17297.2106 | 66.1249 | 36 | 2036 | 2036-10-01
| 2036-11-01 | 23885.992 | 1129700.7793 | 1153586.7712 | 12224.7164 | 94.3651 | 37 | 2036 | 2036-11-01
| 2036-12-01 | 5880.4292 | 1129700.7793 | 1135581.2085 | 9028.5486 | 125.7767 | 38 | 2036 | 2036-12-01
| 2037-01-01 | 12227.7304 | 1155363.7712 | 1167591.5016 | 11668.3977 | 100.0644 | 40 | 2037 | 2037-01-01
| 2037-02-01 | -410.7518 | 1155363.7712 | 1154953.0194 | 11380.8835 | 101.4818 | 41 | 2037 | 2037-02-01
| 2037-03-01 | 1585.6943 | 1155363.7712 | 1156949.4655 | 15959.0868 | 72.4947 | 42 | 2037 | 2037-03-01
| 2037-04-01 | -5100.671 | 1155363.7712 | 1150263.1002 | 18807.0946 | 61.1611 | 43 | 2037 | 2037-04-01
| 2037-05-01 | -46124.9813 | 1155363.7712 | 1109238.7899 | 25737.005 | 43.099 | 44 | 2037 | 2037-05-01
| 2037-06-01 | 6243.7676 | 1155363.7712 | 1161607.5388 | 23579.6958 | 49.263 | 45 | 2037 | 2037-06-01
| 2037-07-01 | 94545.2265 | 1155363.7712 | 1249908.9977 | 24051.7371 | 51.9675 | 46 | 2037 | 2037-07-01
| 2037-08-01 | 44866.0795 | 1155363.7712 | 1200229.8507 | 21587.7412 | 55.5978 | 47 | 2037 | 2037-08-01
| 2037-09-01 | 56872.8231 | 1155363.7712 | 1212236.5943 | 20598.2375 | 58.8515 | 48 | 2037 | 2037-09-01
| 2037-10-01 | 9911.0239 | 1155363.7712 | 1165274.7951 | 17210.7246 | 67.7063 | 49 | 2037 | 2037-10-01
| 2037-11-01 | 5589.498 | 1155363.7712 | 1160953.2692 | 12163.5928 | 95.4449 | 50 | 2037 | 2037-11-01
| 2037-12-01 | 683.277 | 1155363.7712 | 1156047.0482 | 8983.4059 | 128.6869 | 51 | 2037 | 2037-12-01
| 2038-01-01 | 13836.2788 | 1181555.897 | 1195392.1758 | 11610.0555 | 102.9618 | 53 | 2038 | 2038-01-01
| 2038-02-01 | 9267.2844 | 1181555.897 | 1190823.1814 | 11323.979 | 105.1594 | 54 | 2038 | 2038-02-01
| 2038-03-01 | 1126.5924 | 1181555.897 | 1182682.4894 | 15879.2914 | 74.4796 | 55 | 2038 | 2038-03-01
| 2038-04-01 | 4216.2234 | 1181555.897 | 1185772.1204 | 18713.0592 | 63.366 | 56 | 2038 | 2038-04-01
| 2038-05-01 | -16771.6348 | 1181555.897 | 1164784.2622 | 25608.3189 | 45.4846 | 57 | 2038 | 2038-05-01
| 2038-06-01 | 3560.8915 | 1181555.897 | 1185116.7885 | 23461.7974 | 50.5126 | 58 | 2038 | 2038-06-01
| 2038-07-01 | 91221.5724 | 1181555.897 | 1272777.4694 | 23931.4775 | 53.1842 | 59 | 2038 | 2038-07-01
| 2038-08-01 | 58905.6881 | 1181555.897 | 1240461.5851 | 21479.8022 | 57.7501 | 60 | 2038 | 2038-08-01
| 2038-09-01 | 43751.6597 | 1181555.897 | 1225307.5567 | 20495.2455 | 59.785 | 61 | 2038 | 2038-09-01
| 2038-10-01 | 4587.8499 | 1181555.897 | 1186143.7469 | 17124.6709 | 69.2652 | 62 | 2038 | 2038-10-01
| 2038-11-01 | 2798.7416 | 1181555.897 | 1184354.6386 | 12102.7749 | 97.8581 | 63 | 2038 | 2038-11-01
| 2038-12-01 | 5480.8922 | 1181555.897 | 1187036.7892 | 8938.4889 | 132.8006 | 64 | 2038 | 2038-12-01
| 2039-01-01 | 15442.1523 | 1208409.4401 | 1223851.5924 | 11552.0053 | 105.9428 | 66 | 2039 | 2039-01-01 |  | 2.27%
| 2039-02-01 | 4776.6023 | 1208409.4401 | 1213186.0424 | 11267.3591 | 107.6726 | 67 | 2039 | 2039-02-01 |  | 2.27%
| 2039-03-01 | 4696.1537 | 1208409.4401 | 1213105.5938 | 15799.8949 | 76.7793 | 68 | 2039 | 2039-03-01 |  | 2.27%
| 2039-04-01 | 3766.0001 | 1208409.4401 | 1212175.4402 | 18619.4938 | 65.1025 | 69 | 2039 | 2039-04-01 |  | 2.27%
| 2039-05-01 | -18013.6044 | 1208409.4401 | 1190395.8357 | 25480.2778 | 46.7183 | 70 | 2039 | 2039-05-01 |  | 2.27%
| 2039-06-01 | 7156.9648 | 1208409.4401 | 1215566.4049 | 23344.4884 | 52.0708 | 71 | 2039 | 2039-06-01 |  | 2.27%
| 2039-07-01 | 87927.7419 | 1208409.4401 | 1296337.182 | 23811.8205 | 54.4409 | 72 | 2039 | 2039-07-01 |  | 2.27%
| 2039-08-01 | 53840.2589 | 1208409.4401 | 1262249.699 | 21372.4031 | 59.0598 | 73 | 2039 | 2039-08-01 |  | 2.27%
| 2039-09-01 | 55657.9951 | 1208409.4401 | 1264067.4352 | 20392.7696 | 61.9861 | 74 | 2039 | 2039-09-01 |  | 2.27%
| 2039-10-01 | 6242.6396 | 1208409.4401 | 1214652.0797 | 17039.0476 | 71.2864 | 75 | 2039 | 2039-10-01 |  | 2.27%
| 2039-11-01 | 17842.6891 | 1208409.4401 | 1226252.1292 | 12042.261 | 101.8291 | 76 | 2039 | 2039-11-01 |  | 2.27%
| 2039-12-01 | 4456.7085 | 1208409.4401 | 1212866.1486 | 8893.7964 | 136.3722 | 77 | 2039 | 2039-12-01 |  | 2.27%
| 2040-01-01 | 7161.3241 | 1235792.1171 | 1242953.4412 | 11494.2453 | 108.137 | 79 | 2040 | 2040-01-01 |  | 2.27%
| 2040-02-01 | 6838.9574 | 1235792.1171 | 1242631.0744 | 11781.8351 | 105.4701 | 80 | 2040 | 2040-02-01 |  | 2.27%
| 2040-03-01 | 3035.8017 | 1235792.1171 | 1238827.9188 | 15720.8954 | 78.8014 | 81 | 2040 | 2040-03-01 |  | 2.27%
| 2040-04-01 | 2965.8331 | 1235792.1171 | 1238757.9501 | 18526.3964 | 66.8645 | 82 | 2040 | 2040-04-01 |  | 2.27%
| 2040-05-01 | -10705.1984 | 1235792.1171 | 1225086.9187 | 25352.8758 | 48.3214 | 83 | 2040 | 2040-05-01 |  | 2.27%
| 2040-06-01 | 18578.9768 | 1235792.1171 | 1254371.0939 | 23227.766 | 54.0031 | 84 | 2040 | 2040-06-01 |  | 2.27%
| 2040-07-01 | 177757.838 | 1235792.1171 | 1413549.9551 | 23692.7609 | 59.6617 | 85 | 2040 | 2040-07-01 |  | 2.27%
| 2040-08-01 | 73580.7134 | 1235792.1171 | 1309372.8305 | 21265.5413 | 61.5725 | 86 | 2040 | 2040-08-01 |  | 2.27%
| 2040-09-01 | 78020.7474 | 1235792.1171 | 1313812.8645 | 20290.8053 | 64.7492 | 87 | 2040 | 2040-09-01 |  | 2.27%
| 2040-10-01 | 16319.8327 | 1235792.1171 | 1252111.9498 | 16953.8523 | 73.8541 | 88 | 2040 | 2040-10-01 |  | 2.27%
| 2040-11-01 | 10717.4803 | 1235792.1171 | 1246509.5974 | 11982.0496 | 104.0314 | 89 | 2040 | 2040-11-01 |  | 2.27%
| 2040-12-01 | 9021.1341 | 1235792.1171 | 1244813.2512 | 8849.3274 | 140.6676 | 90 | 2040 | 2040-12-01 |  | 2.27%
| 2041-01-01 | 34411.727 | 1263836.2114 | 1298247.9384 | 11436.7741 | 113.5152 | 92 | 2041 | 2041-01-01 |  | 2.27%
| 2041-02-01 | 8060.9161 | 1263836.2114 | 1271897.1275 | 11154.9672 | 114.0207 | 93 | 2041 | 2041-02-01 |  | 2.27%
| 2041-03-01 | 459.4066 | 1263836.2114 | 1264295.618 | 15642.2909 | 80.8255 | 94 | 2041 | 2041-03-01 |  | 2.27%
| 2041-04-01 | 2860.9693 | 1263836.2114 | 1266697.1806 | 18433.7646 | 68.7161 | 95 | 2041 | 2041-04-01 |  | 2.27%
| 2041-05-01 | -22.5303 | 1263836.2114 | 1263813.6811 | 25226.1121 | 50.0994 | 96 | 2041 | 2041-05-01 |  | 2.27%
| 2041-06-01 | 13060.6992 | 1263836.2114 | 1276896.9106 | 23111.6271 | 55.2491 | 97 | 2041 | 2041-06-01 |  | 2.27%
| 2041-07-01 | 179894.619 | 1263836.2114 | 1443730.8304 | 23574.2976 | 61.2417 | 98 | 2041 | 2041-07-01 |  | 2.27%
| 2041-08-01 | 61937.4598 | 1263836.2114 | 1325773.6711 | 21159.2139 | 62.657 | 99 | 2041 | 2041-08-01 |  | 2.27%
| 2041-09-01 | 84279.4541 | 1263836.2114 | 1348115.6655 | 20189.3518 | 66.7736 | 100 | 2041 | 2041-09-01 |  | 2.27%
| 2041-10-01 | 10348.9512 | 1263836.2114 | 1274185.1625 | 16869.083 | 75.5338 | 101 | 2041 | 2041-10-01 |  | 2.27%
| 2041-11-01 | 17728.4637 | 1263836.2114 | 1281564.6751 | 11922.1394 | 107.4945 | 102 | 2041 | 2041-11-01 |  | 2.27%
| 2041-12-01 | 10314.9308 | 1263836.2114 | 1274151.1422 | 8805.0808 | 144.7064 | 103 | 2041 | 2041-12-01 |  | 2.27%
| 2042-01-01 | 30396.4924 | 1292541.723 | 1322938.2153 | 11379.5901 | 116.2553 | 105 | 2042 | 2042-01-01 |  | 2.27%
| 2042-02-01 | 8474.1257 | 1292541.723 | 1301015.8487 | 11099.1924 | 117.2172 | 106 | 2042 | 2042-02-01 |  | 2.27%
| 2042-03-01 | 6089.0642 | 1292541.723 | 1298630.7872 | 15564.0795 | 83.4377 | 107 | 2042 | 2042-03-01 |  | 2.27%
| 2042-04-01 | 5918.4616 | 1292541.723 | 1298460.1846 | 18341.5957 | 70.7932 | 108 | 2042 | 2042-04-01 |  | 2.27%
| 2042-05-01 | 1930.8078 | 1292541.723 | 1294472.5308 | 25099.9806 | 51.5727 | 109 | 2042 | 2042-05-01 |  | 2.27%
| 2042-06-01 | 13795.1442 | 1292541.723 | 1306336.8672 | 22996.069 | 56.807 | 110 | 2042 | 2042-06-01 |  | 2.27%
| 2042-07-01 | 210763.5282 | 1292541.723 | 1503305.2511 | 23456.4254 | 64.0893 | 111 | 2042 | 2042-07-01 |  | 2.27%
| 2042-08-01 | 65803.0135 | 1292541.723 | 1358344.7365 | 21053.4174 | 64.519 | 112 | 2042 | 2042-08-01 |  | 2.27%
| 2042-09-01 | 60223.7026 | 1292541.723 | 1352765.4256 | 20088.4044 | 67.3406 | 113 | 2042 | 2042-09-01 |  | 2.27%
| 2042-10-01 | 4212.2339 | 1292541.723 | 1296753.9569 | 16784.7376 | 77.2579 | 114 | 2042 | 2042-10-01 |  | 2.27%
| 2042-11-01 | 10373.5427 | 1292541.723 | 1302915.2657 | 11862.5287 | 109.8345 | 115 | 2042 | 2042-11-01 |  | 2.27%
| 2042-12-01 | 991.7091 | 1292541.723 | 1293533.4321 | 8761.0554 | 147.6458 | 116 | 2042 | 2042-12-01 |  | 2.27%
| 2043-01-01 | 31086.4927 | 0 | 31086.4927 | 11379.5901 | 2.7318 | 118 | 2043 | 2043-01-01 |  | 2.27%
| 2043-02-01 | 8666.4883 | 0 | 8666.4883 | 11099.1924 | 0.78082 | 119 | 2043 | 2043-02-01 |  | 2.27%
| 2043-03-01 | 6227.286 | 0 | 6227.286 | 15564.0795 | 0.40011 | 120 | 2043 | 2043-03-01 |  | 2.27%
| 2043-04-01 | 6052.8107 | 0 | 6052.8107 | 18341.5957 | 0.33 | 121 | 2043 | 2043-04-01 |  | 2.27%
| 2043-05-01 | 1974.6372 | 0 | 1974.6372 | 25099.9806 | 0.078671 | 122 | 2043 | 2043-05-01 |  | 2.27%
| 2043-06-01 | 14108.294 | 0 | 14108.294 | 22996.069 | 0.61351 | 123 | 2043 | 2043-06-01 |  | 2.27%
| 2043-07-01 | 215547.8603 | 0 | 215547.8603 | 23456.4254 | 9.1893 | 124 | 2043 | 2043-07-01 |  | 2.27%
| 2043-08-01 | 67296.7419 | 0 | 67296.7419 | 21053.4174 | 3.1965 | 125 | 2043 | 2043-08-01 |  | 2.27%
| 2043-09-01 | 61590.7806 | 0 | 61590.7806 | 20088.4044 | 3.066 | 126 | 2043 | 2043-09-01 |  | 2.27%
| 2043-10-01 | 4307.8516 | 0 | 4307.8516 | 16784.7376 | 0.25665 | 127 | 2043 | 2043-10-01 |  | 2.27%
| 2043-11-01 | 10609.0222 | 0 | 10609.0222 | 11862.5287 | 0.89433 | 128 | 2043 | 2043-11-01 |  | 2.27%
| 2043-12-01 | 1014.2209 | 0 | 1014.2209 | 8761.0554 | 0.11576 | 129 | 2043 | 2043-12-01 |  | 2.27%
| 2044-01-01 | 31792.1561 | 0 | 31792.1561 | 11379.5901 | 2.7938 | 1 | 2044 | 2044-01-01 |  | 2.27%
| 2044-02-01 | 8863.2176 | 0 | 8863.2176 | 11099.1924 | 0.79855 | 2 | 2044 | 2044-02-01 |  | 2.27%
| 2044-03-01 | 6368.6454 | 0 | 6368.6454 | 15564.0795 | 0.40919 | 3 | 2044 | 2044-03-01 |  | 2.27%
| 2044-04-01 | 6190.2095 | 0 | 6190.2095 | 18341.5957 | 0.3375 | 4 | 2044 | 2044-04-01 |  | 2.27%
| 2044-05-01 | 2019.4614 | 0 | 2019.4614 | 25099.9806 | 0.080457 | 5 | 2044 | 2044-05-01 |  | 2.27%
| 2044-06-01 | 14428.5523 | 0 | 14428.5523 | 22996.069 | 0.62744 | 6 | 2044 | 2044-06-01 |  | 2.27%
| 2044-07-01 | 220440.7967 | 0 | 220440.7967 | 23456.4254 | 9.3979 | 7 | 2044 | 2044-07-01 |  | 2.27%
| 2044-08-01 | 68824.3779 | 0 | 68824.3779 | 21053.4174 | 3.269 | 8 | 2044 | 2044-08-01 |  | 2.27%
| 2044-09-01 | 62988.8914 | 0 | 62988.8914 | 20088.4044 | 3.1356 | 9 | 2044 | 2044-09-01 |  | 2.27%
| 2044-10-01 | 4405.6398 | 0 | 4405.6398 | 16784.7376 | 0.26248 | 10 | 2044 | 2044-10-01 |  | 2.27%
| 2044-11-01 | 10849.847 | 0 | 10849.847 | 11862.5287 | 0.91463 | 11 | 2044 | 2044-11-01 |  | 2.27%
| 2044-12-01 | 1037.2437 | 0 | 1037.2437 | 8761.0554 | 0.11839 | 12 | 2044 | 2044-12-01 |  | 2.27%
| 2045-01-01 | 32513.8381 | 0 | 32513.8381 | 11379.5901 | 2.8572 | 14 | 2045 | 2045-01-01 |  | 2.27%
| 2045-02-01 | 9064.4127 | 0 | 9064.4127 | 11099.1924 | 0.81667 | 15 | 2045 | 2045-02-01 |  | 2.27%
| 2045-03-01 | 6513.2136 | 0 | 6513.2136 | 15564.0795 | 0.41848 | 16 | 2045 | 2045-03-01 |  | 2.27%
| 2045-04-01 | 6330.7273 | 0 | 6330.7273 | 18341.5957 | 0.34516 | 17 | 2045 | 2045-04-01 |  | 2.27%
| 2045-05-01 | 2065.3032 | 0 | 2065.3032 | 25099.9806 | 0.082283 | 18 | 2045 | 2045-05-01 |  | 2.27%
| 2045-06-01 | 14756.0804 | 0 | 14756.0804 | 22996.069 | 0.64168 | 19 | 2045 | 2045-06-01 |  | 2.27%
| 2045-07-01 | 225444.8028 | 0 | 225444.8028 | 23456.4254 | 9.6112 | 20 | 2045 | 2045-07-01 |  | 2.27%
| 2045-08-01 | 70386.6913 | 0 | 70386.6913 | 21053.4174 | 3.3432 | 21 | 2045 | 2045-08-01 |  | 2.27%
| 2045-09-01 | 64418.7392 | 0 | 64418.7392 | 20088.4044 | 3.2068 | 22 | 2045 | 2045-09-01 |  | 2.27%
| 2045-10-01 | 4505.6479 | 0 | 4505.6479 | 16784.7376 | 0.26844 | 23 | 2045 | 2045-10-01 |  | 2.27%
| 2045-11-01 | 11096.1385 | 0 | 11096.1385 | 11862.5287 | 0.93539 | 24 | 2045 | 2045-11-01 |  | 2.27%
| 2045-12-01 | 1060.7892 | 0 | 1060.7892 | 8761.0554 | 0.12108 | 25 | 2045 | 2045-12-01 |  | 2.27%

## Table3Compare (hidden)
Total Fixed Cost
$/kW-yr
COD | 2025 | 2025 | 2027 | 2028 | 2029 | 2029 | 2029 | 2032 | 2032 | 2032 | 2032 | 2032 | 2032 | 2025 | 2025 | 2028 | 2028 | 2028 | 2025 | 2025 | 2025 | 2025 | 2025 | 2025 | 2025 | 2025 | 2025 | 2025 | 2025 | 2025 | 2026 | 2026 | 2026 | 2026 | 2026 | 2026 | 2026 | 2026 | 2026 | 2026 | 2026 | 2026 | 2026 | 2026 | 2026 | 2027 | 2027 | 2027 | 2029 | 2029 | 2029 | 2026 | 2027 | 2028 | 2028 | 2029
| WIND | WIND | WIND | WIND | WIND | WIND | WIND | WIND | WIND | WIND | WIND | WIND | WIND | Solar | Solar | Solar | Solar | Solar | Solar wB-SOL | Solar wB-BAT | Solar wB | Solar wB-SOL | Solar wB-BAT | Solar wB | Solar wB-SOL | Solar wB-BAT | Solar wB | Solar wB-SOL | Solar wB-BAT | Solar wB | Solar wB-SOL | Solar wB-BAT | Solar wB | Solar wB-SOL | Solar wB-BAT | Solar wB | Solar wB-SOL | Solar wB-BAT | Solar wB | Solar wB-SOL | Solar wB-BAT | Solar wB | Solar wB-SOL | Solar wB-BAT | Solar wB | Solar wB-SOL | Solar wB-BAT | Solar wB | Solar wB-SOL | Solar wB-BAT | Solar wB | StdBAT | StdBAT | StdBAT | StdBAT | StdBAT
| WD_.PX.WYE._.SER.WD | WD_.PX.UWY._.SER.WD | WD_.PX.WWA._.215.WD | WD_.PX.BOR._.PTC.WD | WD_.PX.WYE.1.A01.WD | WD_.PX.BDG._.PTC.Bridger.WD | WD_.PX.WYE._.PTC.WD | WD_.PX.PNC._.PTC.WD | WD_.PX.SOR._.PTC.WD | WD_.PX.WWA._.PTC.WD | WD_.PX.YAK._.PTC.WD | WD_.PX.WYE._.PTC.Djohns.WD | WD_.PX.WYN._.PTC.WD | PV_.PX.UTS._.SER.PV | PV_.PX.UWY._.SER.PV | PV_.PX.UTS._.PTC.Hunter.PV | PV_.PX.UTS._.PTC.Huntington.PV | PV_.PX.BOR._.PTC.PV | PVS.PX.UTS._.SER.PV | PVS.PX.UTS._.SER.BAT | PVS.PX.UTS._.SER.PV Plus Bat | PVS.PX.UWY._.SER.PV | PVS.PX.UWY._.SER.BAT | PVS.PX.UWY._.SER.PV Plus Bat | PVS.PX.WYE._.SER.PV | PVS.PX.WYE._.SER.BAT | PVS.PX.WYE._.SER.PV Plus Bat | PVS.PX.WMV._.222.PV | PVS.PX.WMV._.222.BAT | PVS.PX.WMV._.222.PV Plus Bat | PVS.PX.CLV.1.TC4.PV | PVS.PX.CLV.1.TC4.BAT | PVS.PX.CLV.1.TC4.PV Plus Bat | PVS.PX.COR._.TC8.PV | PVS.PX.COR._.TC8.BAT | PVS.PX.COR._.TC8.PV Plus Bat | PVS.PX.BOR._.2C5.PV | PVS.PX.BOR._.2C5.BAT | PVS.PX.BOR._.2C5.PV Plus Bat | PVS.PX.WMV._.223.PV | PVS.PX.WMV._.223.BAT | PVS.PX.WMV._.223.PV Plus Bat | PVS.PX.YAK._.110.PV | PVS.PX.YAK._.110.BAT | PVS.PX.YAK._.110.PV Plus Bat | PVS.PX.WWA._.215.PV | PVS.PX.WWA._.215.BAT | PVS.PX.WWA._.215.PV Plus Bat | PVS.PX.GOE.1.A43.PV | PVS.PX.GOE.1.A43.BAT | PVS.PX.GOE.1.A43.PV Plus Bat | BAT.PX.BPA._.221.Lithium-Ion | BAT.PX.WWA._.215.Lithium-ion | BAT.PX.WYE._.ITC.DJ+Wyodak | BAT.PX.BOR._.ITC.Lithium-ion | BAT.PX.UTN._.ITC.Lithium-ion
2022 | 0 | 0 | 0 | 0 | 0 | 0 | 0 | 0 | 0 | 0 | 0 | 0 | 0 | 0 | 0 | 0 | 0 | 0 | 0 | 0 | 0 | 0 | 0 | 0 | 0 | 0 | 0 | 0 | 0 | 0 | 0 | 0 | 0 | 0 | 0 | 0 | 0 | 0 | 0 | 0 | 0 | 0 | 0 | 0 | 0 | 0 | 0 | 0 | 0 | 0 | 0 | 0 | 0 | 0 | 0 | 0
2023 | 0 | 0 | 0 | 0 | 0 | 0 | 0 | 0 | 0 | 0 | 0 | 0 | 0 | 0 | 0 | 0 | 0 | 0 | 0 | 0 | 0 | 0 | 0 | 0 | 0 | 0 | 0 | 0 | 0 | 0 | 0 | 0 | 0 | 0 | 0 | 0 | 0 | 0 | 0 | 0 | 0 | 0 | 0 | 0 | 0 | 0 | 0 | 0 | 0 | 0 | 0 | 0 | 0 | 0 | 0 | 0
2024 | 0 | 0 | 0 | 0 | 0 | 0 | 0 | 0 | 0 | 0 | 0 | 0 | 0 | 0 | 0 | 0 | 0 | 0 | 0 | 0 | 0 | 0 | 0 | 0 | 0 | 0 | 0 | 0 | 0 | 0 | 0 | 0 | 0 | 0 | 0 | 0 | 0 | 0 | 0 | 0 | 0 | 0 | 0 | 0 | 0 | 0 | 0 | 0 | 0 | 0 | 0 | 0 | 0 | 0 | 0 | 0
2025 | 187.061 | 192.2986 | 0 | 0 | 0 | 0 | 0 | 0 | 0 | 0 | 0 | 0 | 0 | 133.4212 | 137.8635 | 0 | 0 | 0 | 133.4212 | 129.7095 | 263.1307 | 137.9919 | 129.7095 | 267.7014 | 137.9919 | 129.7095 | 267.7014 | 144.1334 | 169.311 | 313.4443 | 0 | 0 | 0 | 0 | 0 | 0 | 0 | 0 | 0 | 0 | 0 | 0 | 0 | 0 | 0 | 0 | 0 | 0 | 0 | 0 | 0 | 0 | 0 | 0 | 0 | 0
2026 | 191.31 | 196.66 | 0 | 0 | 0 | 0 | 0 | 0 | 0 | 0 | 0 | 0 | 0 | 136.45 | 140.99 | 0 | 0 | 0 | 136.45 | 132.65 | 269.1 | 141.12 | 132.65 | 273.77 | 141.12 | 132.65 | 273.77 | 147.4 | 173.15 | 320.55 | 136.9463 | 130.7595 | 267.7058 | 146.7385 | 147.951 | 294.6895 | 135.9285 | 170.871 | 306.7995 | 142.6369 | 170.871 | 313.5079 | 188.8347 | 147.951 | 336.7857 | 0 | 0 | 0 | 0 | 0 | 0 | 155.2126 | 0 | 0 | 0 | 0
2027 | 195.65 | 201.13 | 197.7864 | 0 | 0 | 0 | 0 | 0 | 0 | 0 | 0 | 0 | 0 | 139.55 | 144.19 | 0 | 0 | 0 | 139.55 | 135.67 | 275.22 | 144.33 | 135.67 | 280 | 144.33 | 135.67 | 280 | 150.75 | 177.08 | 327.83 | 140.06 | 133.73 | 273.79 | 150.07 | 151.31 | 301.38 | 139.02 | 174.75 | 313.77 | 145.88 | 174.75 | 320.63 | 193.12 | 151.31 | 344.43 | 147.4488 | 172.461 | 319.9098 | 0 | 0 | 0 | 158.74 | 178.608 | 0 | 0 | 0
2028 | 200.09 | 205.69 | 202.28 | 240.9337 | 0 | 0 | 0 | 0 | 0 | 0 | 0 | 0 | 0 | 142.72 | 147.46 | 136.2046 | 136.2046 | 192.3726 | 142.72 | 138.75 | 281.47 | 147.61 | 138.75 | 286.36 | 147.61 | 138.75 | 286.36 | 154.17 | 181.1 | 335.27 | 143.24 | 136.77 | 280.01 | 153.48 | 154.74 | 308.22 | 142.18 | 178.71 | 320.89 | 149.2 | 178.71 | 327.91 | 197.51 | 154.74 | 352.25 | 150.8 | 176.37 | 327.17 | 0 | 0 | 0 | 162.34 | 182.66 | 133.0753 | 212.2289 | 0
2029 | 204.64 | 210.36 | 206.87 | 246.41 | 173.9166 | 216.0396 | 353.1959 | 0 | 0 | 0 | 0 | 0 | 0 | 145.96 | 150.81 | 139.3 | 139.3 | 196.74 | 145.96 | 141.9 | 287.86 | 150.96 | 141.9 | 292.86 | 150.96 | 141.9 | 292.86 | 157.66 | 185.21 | 342.87 | 146.49 | 139.88 | 286.37 | 156.96 | 158.26 | 315.22 | 145.4 | 182.77 | 328.17 | 152.59 | 182.77 | 335.36 | 201.99 | 158.26 | 360.25 | 154.22 | 180.37 | 334.59 | 33.6972 | 147.8319 | 181.5291 | 166.03 | 186.8 | 136.09 | 215.6321 | 147.8319
2030 | 209.28 | 215.13 | 211.57 | 252.01 | 177.87 | 223.4315 | 361.21 | 0 | 0 | 0 | 0 | 0 | 0 | 149.27 | 154.23 | 142.46 | 142.46 | 201.21 | 149.27 | 145.12 | 294.39 | 154.38 | 145.12 | 299.5 | 154.38 | 145.12 | 299.5 | 161.24 | 189.42 | 350.66 | 149.81 | 143.05 | 292.86 | 160.52 | 161.85 | 322.37 | 148.7 | 186.92 | 335.62 | 156.05 | 186.92 | 342.97 | 206.57 | 161.85 | 368.42 | 157.72 | 184.47 | 342.19 | 34.47 | 151.19 | 185.66 | 169.8 | 191.05 | 139.18 | 219.1121 | 151.19
2031 | 214.03 | 220.02 | 216.37 | 257.73 | 181.91 | 228.51 | 369.41 | 0 | 0 | 0 | 0 | 0 | 0 | 152.66 | 157.73 | 145.7 | 145.7 | 205.78 | 152.66 | 148.42 | 301.08 | 157.89 | 148.42 | 306.31 | 157.89 | 148.42 | 306.31 | 164.91 | 193.72 | 358.63 | 153.21 | 146.3 | 299.51 | 164.17 | 165.53 | 329.7 | 152.08 | 191.17 | 343.25 | 159.6 | 191.17 | 350.77 | 211.26 | 165.53 | 376.79 | 161.3 | 188.66 | 349.96 | 35.26 | 154.63 | 189.89 | 173.66 | 195.39 | 142.34 | 222.6821 | 154.63
2032 | 218.88 | 225.01 | 221.28 | 263.58 | 186.04 | 233.7 | 377.8 | 188.3441 | 151.3441 | 166.9368 | 212.9978 | 151.3803 | 340.4203 | 156.13 | 161.31 | 149.01 | 149.01 | 210.46 | 156.13 | 151.79 | 307.92 | 161.47 | 151.79 | 313.26 | 161.47 | 151.79 | 313.26 | 168.65 | 198.12 | 366.77 | 156.69 | 149.62 | 306.31 | 167.89 | 169.28 | 337.17 | 155.53 | 195.51 | 351.04 | 163.22 | 195.51 | 358.73 | 216.06 | 169.28 | 385.34 | 164.96 | 192.95 | 357.91 | 36.06 | 158.14 | 194.2 | 177.59 | 199.83 | 145.57 | 226.3321 | 158.14
2033 | 223.85 | 230.12 | 226.31 | 269.57 | 190.26 | 239.01 | 386.38 | 192.62 | 154.78 | 170.73 | 217.83 | 154.82 | 348.15 | 159.67 | 164.97 | 152.39 | 152.39 | 215.24 | 159.67 | 155.23 | 314.9 | 165.13 | 155.23 | 320.36 | 165.13 | 155.23 | 320.36 | 172.47 | 202.62 | 375.09 | 160.25 | 153.02 | 313.27 | 171.7 | 173.12 | 344.82 | 159.06 | 199.95 | 359.01 | 166.92 | 199.95 | 366.87 | 220.96 | 173.12 | 394.08 | 168.71 | 197.33 | 366.04 | 36.88 | 161.73 | 198.61 | 181.62 | 204.37 | 148.87 | 230.0621 | 161.73
2034 | 228.93 | 235.34 | 231.44 | 275.69 | 194.58 | 244.43 | 395.15 | 197 | 158.3 | 174.61 | 222.78 | 158.34 | 356.06 | 163.3 | 168.72 | 155.85 | 155.85 | 220.13 | 163.3 | 158.75 | 322.05 | 168.88 | 158.75 | 327.63 | 168.88 | 158.75 | 327.63 | 176.38 | 207.22 | 383.6 | 163.89 | 156.49 | 320.38 | 175.6 | 177.05 | 352.65 | 162.67 | 204.49 | 367.16 | 170.71 | 204.49 | 375.2 | 225.97 | 177.05 | 403.02 | 172.54 | 201.81 | 374.35 | 37.72 | 165.4 | 203.12 | 185.74 | 209.01 | 152.25 | 233.8721 | 165.4
2035 | 234.13 | 240.68 | 236.69 | 281.95 | 199 | 249.98 | 404.12 | 201.48 | 161.9 | 178.58 | 227.84 | 161.94 | 364.15 | 167.01 | 172.55 | 159.39 | 159.39 | 225.13 | 167.01 | 162.36 | 329.37 | 172.71 | 162.36 | 335.07 | 172.71 | 162.36 | 335.07 | 180.39 | 211.92 | 392.31 | 167.61 | 160.04 | 327.65 | 179.59 | 181.07 | 360.66 | 166.36 | 209.13 | 375.49 | 174.58 | 209.13 | 383.71 | 231.09 | 181.07 | 412.16 | 176.45 | 206.39 | 382.84 | 38.58 | 169.16 | 207.74 | 189.96 | 213.75 | 155.71 | 237.7721 | 169.16
2036 | 239.45 | 246.15 | 242.06 | 288.35 | 203.51 | 255.65 | 413.29 | 206.06 | 165.58 | 182.63 | 233.01 | 165.62 | 372.42 | 170.8 | 176.46 | 163.01 | 163.01 | 230.23 | 170.8 | 166.05 | 336.85 | 176.63 | 166.05 | 342.68 | 176.63 | 166.05 | 342.68 | 184.48 | 216.73 | 401.21 | 171.41 | 163.68 | 335.09 | 183.66 | 185.18 | 368.84 | 170.13 | 213.87 | 384 | 178.54 | 213.87 | 392.41 | 236.34 | 185.18 | 421.52 | 180.45 | 211.07 | 391.52 | 39.45 | 173 | 212.45 | 194.27 | 218.6 | 159.24 | 241.7621 | 173
2037 | 244.89 | 251.74 | 247.56 | 294.9 | 208.13 | 261.46 | 422.67 | 210.74 | 169.34 | 186.78 | 238.3 | 169.38 | 380.87 | 174.68 | 180.47 | 166.71 | 166.71 | 235.46 | 174.68 | 169.82 | 344.5 | 180.64 | 169.82 | 350.46 | 180.64 | 169.82 | 350.46 | 188.67 | 221.65 | 410.32 | 175.31 | 167.4 | 342.71 | 187.83 | 189.39 | 377.22 | 173.99 | 218.73 | 392.72 | 182.6 | 218.73 | 401.33 | 241.7 | 189.39 | 431.09 | 184.55 | 215.86 | 400.41 | 40.35 | 176.93 | 217.28 | 198.69 | 223.56 | 162.85 | 245.8421 | 176.93
2038 | 250.45 | 257.46 | 253.18 | 301.59 | 212.86 | 267.4 | 432.27 | 215.52 | 173.18 | 191.02 | 243.71 | 173.22 | 389.51 | 178.64 | 184.56 | 170.5 | 170.5 | 240.8 | 178.64 | 173.68 | 352.32 | 184.74 | 173.68 | 358.42 | 184.74 | 173.68 | 358.42 | 192.95 | 226.68 | 419.63 | 179.29 | 171.2 | 350.49 | 192.09 | 193.69 | 385.78 | 177.93 | 223.69 | 401.62 | 186.74 | 223.69 | 410.43 | 247.19 | 193.69 | 440.88 | 188.73 | 220.76 | 409.49 | 41.26 | 180.95 | 222.21 | 203.2 | 228.63 | 166.55 | 250.0121 | 180.95
2039 | 256.14 | 263.31 | 258.93 | 308.43 | 217.68 | 273.47 | 442.08 | 220.41 | 177.11 | 195.35 | 249.23 | 177.15 | 398.35 | 182.7 | 188.75 | 174.37 | 174.37 | 246.27 | 182.7 | 177.62 | 360.32 | 188.94 | 177.62 | 366.56 | 188.94 | 177.62 | 366.56 | 197.33 | 231.83 | 429.16 | 183.36 | 175.09 | 358.45 | 196.45 | 198.09 | 394.54 | 181.97 | 228.77 | 410.74 | 190.98 | 228.77 | 419.75 | 252.8 | 198.09 | 450.89 | 193.02 | 225.77 | 418.79 | 42.2 | 185.06 | 227.26 | 207.82 | 233.82 | 170.33 | 254.2821 | 185.06
2040 | 261.95 | 269.29 | 264.8 | 315.43 | 222.62 | 279.67 | 452.11 | 225.41 | 181.13 | 199.78 | 254.89 | 181.17 | 407.39 | 186.84 | 193.03 | 178.33 | 178.33 | 251.86 | 186.84 | 181.65 | 368.49 | 193.23 | 181.65 | 374.88 | 193.23 | 181.65 | 374.88 | 201.81 | 237.1 | 438.91 | 187.52 | 179.06 | 366.58 | 200.9 | 202.59 | 403.49 | 186.1 | 233.97 | 420.07 | 195.31 | 233.97 | 429.28 | 258.53 | 202.59 | 461.12 | 197.4 | 230.9 | 428.3 | 43.15 | 189.26 | 232.41 | 212.54 | 239.13 | 174.19 | 258.6421 | 189.26
2041 | 267.89 | 275.4 | 270.82 | 322.59 | 227.67 | 286.02 | 462.38 | 230.53 | 185.24 | 204.31 | 260.67 | 185.28 | 416.64 | 191.08 | 197.41 | 182.38 | 182.38 | 257.58 | 191.08 | 185.77 | 376.85 | 197.62 | 185.77 | 383.39 | 197.62 | 185.77 | 383.39 | 206.39 | 242.49 | 448.88 | 191.77 | 183.12 | 374.89 | 205.46 | 207.19 | 412.65 | 190.33 | 239.29 | 429.62 | 199.74 | 239.29 | 439.03 | 264.4 | 207.19 | 471.59 | 201.88 | 236.15 | 438.03 | 44.13 | 193.55 | 237.68 | 217.37 | 244.57 | 178.15 | 263.1121 | 193.55
2042 | 273.98 | 281.66 | 276.97 | 329.91 | 232.84 | 292.51 | 472.87 | 235.77 | 189.45 | 208.96 | 266.6 | 189.49 | 426.1 | 195.42 | 201.9 | 186.52 | 186.52 | 263.43 | 195.42 | 189.99 | 385.41 | 202.11 | 189.99 | 392.1 | 202.11 | 189.99 | 392.1 | 211.08 | 248 | 459.08 | 196.13 | 187.28 | 383.41 | 210.13 | 211.9 | 422.03 | 194.66 | 244.73 | 439.39 | 204.28 | 244.73 | 449.01 | 270.4 | 211.9 | 482.3 | 206.47 | 241.52 | 447.99 | 45.14 | 197.95 | 243.09 | 222.31 | 250.13 | 182.19 | 267.6821 | 197.95
$/kW-yr | 219.1961 | 225.3314 | 228.1463 | 275.6739 | 197.3329 | 247.6353 | 400.744 | 208.1931 | 167.2935 | 184.5251 | 235.4276 | 167.333 | 376.279 | 156.3474 | 161.5379 | 155.8452 | 155.8452 | 220.1121 | 156.3474 | 151.9993 | 308.3467 | 161.6959 | 151.9993 | 313.6952 | 161.6959 | 151.9993 | 313.6952 | 168.8825 | 198.3975 | 367.2801 | 159.2327 | 152.0458 | 311.2785 | 170.6108 | 172.0257 | 342.6365 | 158.0452 | 198.6759 | 356.7211 | 165.857 | 198.6759 | 364.5329 | 219.5518 | 172.0257 | 391.5775 | 170.0782 | 198.9322 | 369.0104 | 38.2497 | 167.7464 | 205.9961 | 180.4728 | 206.0263 | 152.2449 | 233.8669 | 167.7464
MW | 75.9 | 220 | 100 | 300 | 500 | 650 | 750 | 130 | 100 | 337.7556 | 500.899 | 650 | 364.6492 | 295 | 20 | 686.5936 | 820.7628 | 400 | 158 | 158 | 158 | 272 | 272 | 272 | 314.9 | 314.9 | 314.9 | 9 | 9 | 9 | 300 | 300 | 300 | 200 | 200 | 200 | 1100 | 1099.9 | 1099.9 | 474 | 474 | 474 | 449.99 | 449.99 | 449.99 | 483 | 483 | 483 | 200 | 549 | 549 | 160 | 145 | 400 | 600 | 200
Total Fixed Cost
Wind Sorted by Deferral Order | COD | $/kW-yr | MW | CC | $/kW-yr_CC_Adj |  | State
WD_.PX.WYE._.PTC.WD | 2029 | 400.744 | 750 | 0.30601 | 1309.5637 |  | WY
WD_.PX.WYN._.PTC.WD | 2032 | 376.279 | 364.6492 | 0.30601 | 1229.6162 |  | WY
WD_.PX.BOR._.PTC.WD | 2028 | 275.6739 | 300 | 0.33678 | 818.5507 |  | ID
WD_.PX.BDG._.PTC.Bridger.WD | 2029 | 247.6353 | 650 | 0.30601 | 809.2303 |  | WY
WD_.PX.UWY._.SER.WD | 2025 | 225.3314 | 220 | 0.30601 | 736.345 |  | WY
WD_.PX.WYE._.SER.WD | 2025 | 219.1961 | 75.9 | 0.30601 | 716.2957 |  | WY
WD_.PX.WYE.1.A01.WD | 2029 | 197.3329 | 500 | 0.30601 | 644.8507 |  | WY
WD_.PX.YAK._.PTC.WD | 2032 | 235.4276 | 500.899 | 0.42793 | 550.1561 |  | WA
WD_.PX.WYE._.PTC.Djohns.WD | 2032 | 167.333 | 650 | 0.30601 | 546.8159 |  | WY
WD_.PX.WWA._.215.WD | 2027 | 228.1463 | 100 | 0.42793 | 533.1408 |  | WA
WD_.PX.PNC._.PTC.WD | 2032 | 208.1931 | 130 | 0.41156 | 505.8609 |  | OR
WD_.PX.WWA._.PTC.WD | 2032 | 184.5251 | 337.7556 | 0.42793 | 431.2052 |  | WA
WD_.PX.SOR._.PTC.WD | 2032 | 167.2935 | 100 | 0.41156 | 406.4843 |  | OR
Solar Sorted by Deferral Order | COD | $/kW-yr | MW | CC | $/kW-yr_CC_Adj |  | State
PV_.PX.BOR._.PTC.PV | 2028 | 220.1121 | 400 | 0.12921 | 1703.5592 |  | IDST
PV_.PX.UWY._.SER.PV | 2025 | 161.5379 | 20 | 0.13831 | 1167.9536 |  | WYST
PV_.PX.UTS._.PTC.Hunter.PV | 2028 | 155.8452 | 686.5936 | 0.14041 | 1109.965 |  | UTST
PV_.PX.UTS._.PTC.Huntington.PV | 2028 | 155.8452 | 820.7628 | 0.14041 | 1109.965 |  | UTST
PV_.PX.UTS._.SER.PV | 2025 | 156.3474 | 295 | 0.14041 | 1113.5411 |  | UTST
PVS.PX.YAK._.110.PV Plus Bat | 2026 | 391.5775 | 449.99 | 0.80899 | 484.035 |  | WASTwB
PVS.PX.WWA._.215.PV Plus Bat | 2027 | 369.0104 | 483 | 0.80899 | 456.1395 |  | WASTwB
PVS.PX.WMV._.222.PV Plus Bat | 2025 | 367.2801 | 9 | 0.83617 | 439.243 |  | ORSTwB
PVS.PX.WMV._.223.PV Plus Bat | 2026 | 364.5329 | 474 | 0.83617 | 435.9576 |  | ORSTwB
PVS.PX.BOR._.2C5.PV Plus Bat | 2026 | 356.7211 | 1099.9 | 0.82756 | 431.0528 |  | IDSTwB
PVS.PX.COR._.TC8.PV Plus Bat | 2026 | 342.6365 | 200 | 0.83617 | 409.771 |  | ORSTwB
PVS.PX.UWY._.SER.PV Plus Bat | 2025 | 313.6952 | 272 | 0.82778 | 378.9603 |  | WYSTwB
PVS.PX.WYE._.SER.PV Plus Bat | 2025 | 313.6952 | 314.9 | 0.82778 | 378.9603 |  | WYSTwB
PVS.PX.CLV.1.TC4.PV Plus Bat | 2026 | 311.2785 | 300 | 0.82753 | 376.1539 |  | UTSTwB
PVS.PX.UTS._.SER.PV Plus Bat | 2025 | 308.3467 | 158 | 0.82753 | 372.6111 |  | UTSTwB
PVS.PX.GOE.1.A43.PV Plus Bat | 2029 | 205.9961 | 549 | 0.82756 | 248.9205 |  | IDSTwB
STD Bat Sorted by Deferral Order | COD | $/kW-yr | MW | DO NOT DEFER IN GRID
BAT.PX.BPA._.221.Lithium-Ion | 2026 | 180.4728 | 160
BAT.PX.WWA._.215.Lithium-ion | 2027 | 206.0263 | 145
BAT.PX.BOR._.ITC.Lithium-ion | 2028 | 233.8669 | 600
BAT.PX.WYE._.ITC.DJ+Wyodak | 2028 | 152.2449 | 400
BAT.PX.UTN._.ITC.Lithium-ion | 2029 | 167.7464 | 200
2021 IRP Appendix K
Table K.2 – Final CF Method Capacity Contribution Values for Solar Combined with Storage
|  | Capacity Factor (%) | Capacity Contribution (%) |  | Capacity Contribution (%)
| Summer/Winter: | Annual | S | W | Annual
Solar & Storage
| Idaho Falls, ID | 27.9% | 80.86% | 91.88% | 82.76% | Solar_IRP_ID_ST |  | IDSTwB
| Lakeview, OR | 29.29% | 81.67% | 92.96% | 83.62% | Solar_IRP_OR_ST |  | ORSTwB
| Milford, UT | 32.25% | 80.16% | 95.24% | 82.75% | Solar_IRP_UT_ST |  | UTSTwB
| Yakima, WA | 24.77% | 78.74% | 91.29% | 80.9% | Solar_IRP_YK_ST |  | WASTwB
| Rock Springs, WY | 29.74% | 80.41% | 94.17% | 82.78% | Solar_IRP_WY_ST |  | WYSTwB
Wind & Storage
| Pocatello, ID |  |  |  |  | Wind_Goshen_W2 |  | IDWwB
| Arlington, OR |  |  |  |  | Wind_I_OR |  | ORWwB
| Monticello, UT |  |  |  |  | Wind_I_UT |  | UTWwB
| Goldendale, WA |  |  |  |  | Wind_I_WA |  | WAWwB
| Medicine Bow, WY |  |  |  |  | Wind_I_WYAE |  | WYWwB
2021 IRP Appendix K
Table K.1 – Final CF Method Capacity Contribution Values for Wind, Solar, and Storage
|  | Capacity Factor (%) | Capacity Contribution (%)
| Summer/Winter: | Annual | S | W
Solar
| Idaho Falls, ID | 27.9% | 14.12% | 7.152% | 12.92% | Solar_IRP_ID_ST |  | IDST
| Lakeview, OR | 29.29% | 13.43% | 17.68% | 14.16% | Solar_IRP_OR_ST |  | ORST
| Milford, UT | 32.25% | 15.49% | 7.058% | 14.04% | Solar_IRP_UT_ST |  | UTST
| Yakima, WA | 24.77% | 9.481% | 3.613% | 8.471% | Solar_IRP_YK_ST |  | WAST
| Rock Springs, WY | 29.74% | 13.92% | 13.41% | 13.83% | Solar_IRP_WY_ST |  | WYST
Wind
| Pocatello, ID | 37.05% | 32.61% | 38.8% | 33.68% | Wind_Goshen_W2 |  | ID
| Arlington, OR | 37.05% | 46.12% | 17.28% | 41.16% | Wind_I_OR |  | OR
| Monticello, UT | 29.43% | 14.05% | 42.44% | 18.94% | Wind_I_UT |  | UT
| Goldendale, WA | 37.05% | 47.22% | 21.49% | 42.79% | Wind_I_WA |  | WA
| Medicine Bow, WY | 43.62% | 30.3% | 32.05% | 30.6% | Wind_I_WYAE |  | WY
Stand-alone Storage
| 2 hour duration |  | 49.06% | 75.35% | 53.59%
| 4 hour duration |  | 73.92% | 89.96% | 76.68%
| 9 hour duration |  | 90.24% | 95.65% | 91.17%

## Table 3 TransCost (hidden)
Table 3
2023 IRP Transmission Costs
INC Wyoming East > Clover (GWS) 2025 |  |  |  | INC D3 Wyoming East > Bridger 2029 |  |  |  | INC D3 Bridger > BorahPop 2028 |  |  |  | INC D2-2 Wyoming East > Bridger 2029 |  |  |  | INC Walla Walla - WA > Yakima 2025 |  |  |  | INC B2H Borah > Hemingway 2026 |  |  |  | INC B2H Hemingway>Longhorn - 2026 |  |  |  | INC B2H Longhorn>McNary - 2026 |  |  |  | INC B2H Walla Walla - WA > Borah 2026 |  |  |  | INC Walla Walla - WA > Willamette Valley 2037 |  |  |  | INC Southern Oregon > Central Oregon 2033_C_ |  |  |  | CON Borah > TxCON 2026 |  |  |  | CON BPA NITS > TxCON 2026 |  |  |  | CON Central Oregon>TxCon 2026 |  |  |  | CON Clover > TxCON 2026 |  |  |  | CON Path C > TxCon 2024 |  |  |  | CON Goshen > TxCon 2027 |  |  |  | CON Portland North Coast > TxCON 2026 |  |  |  | CON Utah North > TxCON 2029 |  |  |  | CON Walla Walla > TxCON 2027 |  |  |  | CON Willamette Valley > TxCON 2025 |  |  |  | CON Willamette Valley > TxCON 2026 223 |  |  |  | CON Yakima > TxCON 2024 |  |  |  | CON Yakima > TxCON 2026 |  |  |  | CON Yakima > TxCON 2027a |  |  |  | CON Yakima > TxCON 2027b
Year | Retail Revenue Requirement | Months In Service | Total Resource Costs | Year | Retail Revenue Requirement | Months In Service | Total Resource Costs | Year | Retail Revenue Requirement | Months In Service | Total Resource Costs | Year | Retail Revenue Requirement | Months In Service | Total Resource Costs | Year | Retail Revenue Requirement | Months In Service | Total Resource Costs | Year | Retail Revenue Requirement | Months In Service | Total Resource Costs | Year | Retail Revenue Requirement | Months In Service | Total Resource Costs | Year | Retail Revenue Requirement | Months In Service | Total Resource Costs | Year | Retail Revenue Requirement | Months In Service | Total Resource Costs | Year | Retail Revenue Requirement | Months In Service | Total Resource Costs | Year | Retail Revenue Requirement | Months In Service | Total Resource Costs | Year | Retail Revenue Requirement | Months In Service | Total Resource Costs | Year | Retail Revenue Requirement | Months In Service | Total Resource Costs | Year | Retail Revenue Requirement | Months In Service | Total Resource Costs | Year | Retail Revenue Requirement | Months In Service | Total Resource Costs | Year | Retail Revenue Requirement | Months In Service | Total Resource Costs | Year | Retail Revenue Requirement | Months In Service | Total Resource Costs | Year | Retail Revenue Requirement | Months In Service | Total Resource Costs | Year | Retail Revenue Requirement | Months In Service | Total Resource Costs | Year | Retail Revenue Requirement | Months In Service | Total Resource Costs | Year | Retail Revenue Requirement | Months In Service | Total Resource Costs | Year | Retail Revenue Requirement | Months In Service | Total Resource Costs | Year | Retail Revenue Requirement | Months In Service | Total Resource Costs | Year | Retail Revenue Requirement | Months In Service | Total Resource Costs | Year | Retail Revenue Requirement | Months In Service | Total Resource Costs | Year | Retail Revenue Requirement | Months In Service | Total Resource Costs
| $/kW-yr | # | $/kW-yr |  | $/kW-yr | # | $/kW-yr |  | $/kW-yr | # | $/kW-yr |  | $/kW-yr | # | $/kW-yr |  | $/kW-yr | # | $/kW-yr |  | $/kW-yr | # | $/kW-yr |  | $/kW-yr | # | $/kW-yr |  | $/kW-yr | # | $/kW-yr |  | $/kW-yr | # | $/kW-yr |  | $/kW-yr | # | $/kW-yr |  | $/kW-yr | # | $/kW-yr |  | $/kW-yr | # | $/kW-yr |  | $/kW-yr | # | $/kW-yr |  | $/kW-yr | # | $/kW-yr |  | $/kW-yr | # | $/kW-yr |  | $/kW-yr | # | $/kW-yr |  | $/kW-yr | # | $/kW-yr |  | $/kW-yr | # | $/kW-yr |  | $/kW-yr | # | $/kW-yr |  | $/kW-yr | # | $/kW-yr |  | $/kW-yr | # | $/kW-yr |  | $/kW-yr | # | $/kW-yr |  | $/kW-yr | # | $/kW-yr |  | $/kW-yr | # | $/kW-yr |  | $/kW-yr | # | $/kW-yr |  | $/kW-yr | # | $/kW-yr
| (b) | (d) | (h) |  | (b) | (d) | (h) |  | (b) | (d) | (h) |  | (b) | (d) | (h) |  | (b) | (d) | (h) |  | (b) | (d) | (h) |  | (b) | (d) | (h) |  | (b) | (d) | (h) |  | (b) | (d) | (h) |  | (b) | (d) | (h) |  | (b) | (d) | (h) |  | (b) | (d) | (h) |  | (b) | (d) | (h) |  | (b) | (d) | (h) |  | (b) | (d) | (h) |  | (b) | (d) | (h) |  | (b) | (d) | (h) |  | (b) | (d) | (h) |  | (b) | (d) | (h) |  | (b) | (d) | (h) |  | (b) | (d) | (h) |  | (b) | (d) | (h) |  | (b) | (d) | (h) |  | (b) | (d) | (h) |  | (b) | (d) | (h) |  | (b) | (d) | (h)
INC Wyoming East > Clover (GWS) 2025 |  |  |  | INC D3 Wyoming East > Bridger 2029 |  |  |  | INC D3 Bridger > BorahPop 2028 |  |  |  | INC D2-2 Wyoming East > Bridger 2029 |  |  |  | INC Walla Walla - WA > Yakima 2025 |  |  |  | INC B2H Borah > Hemingway 2026 |  |  |  | INC B2H Hemingway>Longhorn - 2026 |  |  |  | INC B2H Longhorn>McNary - 2026 |  |  |  | INC B2H Walla Walla - WA > Borah 2026 |  |  |  | INC Walla Walla - WA > Willamette Valley 2037 |  |  |  | INC Southern Oregon > Central Oregon 2033_C_ |  |  |  | CON Borah > TxCON 2026 |  |  |  | CON BPA NITS > TxCON 2026 |  |  |  | CON Central Oregon>TxCon 2026 |  |  |  | CON Clover > TxCON 2026 |  |  |  | CON Path C > TxCon 2024 |  |  |  | CON Goshen > TxCon 2027 |  |  |  | CON Portland North Coast > TxCON 2026 |  |  |  | CON Utah North > TxCON 2029 |  |  |  | CON Walla Walla > TxCON 2027 |  |  |  | CON Willamette Valley > TxCON 2025 |  |  |  | CON Willamette Valley > TxCON 2026 223 |  |  |  | CON Yakima > TxCON 2024 |  |  |  | CON Yakima > TxCON 2026 |  |  |  | CON Yakima > TxCON 2027a |  |  |  | CON Yakima > TxCON 2027b
2023 | 0 | 12 | 0 | 2023 | 0 | 12 | 0 | 2023 | 0 | 12 | 0 | 2023 | 0 | 12 | 0 | 2023 | 0 | 12 | 0 | 2023 | 0 | 12 | 0 | 2023 | 0 | 12 | 0 | 2023 | 0 | 12 | 0 | 2023 | 0 | 12 | 0 | 2023 | 0 | 12 | 0 | 2023 | 0 | 12 | 0 | 2023 | 0 | 12 | 0 | 2023 | 0 | 12 | 0 | 2023 | 0 | 12 | 0 | 2023 | 0 | 12 | 0 | 2023 | 0 | 12 | 0 | 2023 | 0 | 12 | 0 | 2023 | 0 | 12 | 0 | 2023 | 0 | 12 | 0 | 2023 | 0 | 12 | 0 | 2023 | 0 | 12 | 0 | 2023 | 0 | 12 | 0 | 2023 | 0 | 12 | 0 | 2023 | 0 | 12 | 0 | 2023 | 0 | 12 | 0 | 2023 | 0 | 12 | 0
2024 | 0 | 12 | 0 | 2024 | 0 | 12 | 0 | 2024 | 0 | 12 | 0 | 2024 | 0 | 12 | 0 | 2024 | 0 | 12 | 0 | 2024 | 0 | 12 | 0 | 2024 | 0 | 12 | 0 | 2024 | 0 | 12 | 0 | 2024 | 0 | 12 | 0 | 2024 | 0 | 12 | 0 | 2024 | 0 | 12 | 0 | 2024 | 0 | 12 | 0 | 2024 | 0 | 12 | 0 | 2024 | 0 | 12 | 0 | 2024 | 0 | 12 | 0 | 2024 | 14.4375 | 12 | 14.4375 | 2024 | 0 | 12 | 0 | 2024 | 0 | 12 | 0 | 2024 | 0 | 12 | 0 | 2024 | 0 | 12 | 0 | 2024 | 0 | 12 | 0 | 2024 | 0 | 12 | 0 | 2024 | 18.0141 | 12 | 18.0141 | 2024 | 0 | 12 | 0 | 2024 | 0 | 12 | 0 | 2024 | 0 | 12 | 0
2025 | 124.9379 | 12 | 124.9379 | 2025 | 0 | 12 | 0 | 2025 | 0 | 12 | 0 | 2025 | 0 | 12 | 0 | 2025 | 9.959 | 12 | 9.959 | 2025 | 0 | 12 | 0 | 2025 | 0 | 12 | 0 | 2025 | 0 | 12 | 0 | 2025 | 0 | 12 | 0 | 2025 | 0 | 12 | 0 | 2025 | 0 | 12 | 0 | 2025 | 0 | 12 | 0 | 2025 | 0 | 12 | 0 | 2025 | 0 | 12 | 0 | 2025 | 0 | 12 | 0 | 2025 | 14.77 | 12 | 14.77 | 2025 | 0 | 12 | 0 | 2025 | 0 | 12 | 0 | 2025 | 0 | 12 | 0 | 2025 | 0 | 12 | 0 | 2025 | 3.8566 | 12 | 3.8566 | 2025 | 0 | 12 | 0 | 2025 | 18.42 | 12 | 18.42 | 2025 | 0 | 12 | 0 | 2025 | 0 | 12 | 0 | 2025 | 0 | 12 | 0
2026 | 127.77 | 12 | 127.77 | 2026 | 0 | 12 | 0 | 2026 | 0 | 12 | 0 | 2026 | 0 | 12 | 0 | 2026 | 10.19 | 12 | 10.19 | 2026 | 0 | 12 | 0 | 2026 | 61.9621 | 12 | 61.9621 | 2026 | 27.2466 | 12 | 27.2466 | 2026 | 53.4055 | 12 | 53.4055 | 2026 | 0 | 12 | 0 | 2026 | 0 | 12 | 0 | 2026 | 0.85765 | 12 | 0.85765 | 2026 | 7.2616 | 12 | 7.2616 | 2026 | 3.6692 | 12 | 3.6692 | 2026 | 3.0184 | 12 | 3.0184 | 2026 | 15.11 | 12 | 15.11 | 2026 | 0 | 12 | 0 | 2026 | 0 | 12 | 0 | 2026 | 0 | 12 | 0 | 2026 | 0 | 12 | 0 | 2026 | 3.94 | 12 | 3.94 | 2026 | 1.9843 | 12 | 1.9843 | 2026 | 18.84 | 12 | 18.84 | 2026 | 0.80402 | 12 | 0.80402 | 2026 | 0 | 12 | 0 | 2026 | 0 | 12 | 0
2027 | 130.67 | 12 | 130.67 | 2027 | 0 | 12 | 0 | 2027 | 0 | 12 | 0 | 2027 | 0 | 12 | 0 | 2027 | 10.42 | 12 | 10.42 | 2027 | 0 | 12 | 0 | 2027 | 63.37 | 12 | 63.37 | 2027 | 27.87 | 12 | 27.87 | 2027 | 54.62 | 12 | 54.62 | 2027 | 0 | 12 | 0 | 2027 | 0 | 12 | 0 | 2027 | 0.88 | 12 | 0.88 | 2027 | 7.43 | 12 | 7.43 | 2027 | 3.75 | 12 | 3.75 | 2027 | 3.09 | 12 | 3.09 | 2027 | 15.45 | 12 | 15.45 | 2027 | 0 | 12 | 0 | 2027 | 0 | 12 | 0 | 2027 | 0 | 12 | 0 | 2027 | 6.1471 | 12 | 6.1471 | 2027 | 4.03 | 12 | 4.03 | 2027 | 2.03 | 12 | 2.03 | 2027 | 19.27 | 12 | 19.27 | 2027 | 0.82 | 12 | 0.82 | 2027 | 0 | 12 | 0 | 2027 | 0 | 12 | 0
2028 | 133.64 | 12 | 133.64 | 2028 | 0 | 12 | 0 | 2028 | 39.5761 | 12 | 39.5761 | 2028 | 0 | 12 | 0 | 2028 | 10.66 | 12 | 10.66 | 2028 | 0 | 12 | 0 | 2028 | 64.81 | 12 | 64.81 | 2028 | 28.5 | 12 | 28.5 | 2028 | 55.86 | 12 | 55.86 | 2028 | 0 | 12 | 0 | 2028 | 0 | 12 | 0 | 2028 | 0.9 | 12 | 0.9 | 2028 | 7.6 | 12 | 7.6 | 2028 | 3.84 | 12 | 3.84 | 2028 | 3.16 | 12 | 3.16 | 2028 | 15.8 | 12 | 15.8 | 2028 | 0 | 12 | 0 | 2028 | 0 | 12 | 0 | 2028 | 0 | 12 | 0 | 2028 | 6.29 | 12 | 6.29 | 2028 | 4.12 | 12 | 4.12 | 2028 | 2.08 | 12 | 2.08 | 2028 | 19.71 | 12 | 19.71 | 2028 | 0.84 | 12 | 0.84 | 2028 | 6.9447 | 12 | 6.9447 | 2028 | 0 | 12 | 0
2029 | 136.67 | 12 | 136.67 | 2029 | 2.4915 | 12 | 2.4915 | 2029 | 40.47 | 12 | 40.47 | 2029 | 40.0624 | 12 | 40.0624 | 2029 | 10.9 | 12 | 10.9 | 2029 | 0 | 12 | 0 | 2029 | 66.28 | 12 | 66.28 | 2029 | 29.15 | 12 | 29.15 | 2029 | 57.13 | 12 | 57.13 | 2029 | 0 | 12 | 0 | 2029 | 0 | 12 | 0 | 2029 | 0.92 | 12 | 0.92 | 2029 | 7.77 | 12 | 7.77 | 2029 | 3.93 | 12 | 3.93 | 2029 | 3.23 | 12 | 3.23 | 2029 | 16.16 | 12 | 16.16 | 2029 | 9.2764 | 12 | 9.2764 | 2029 | 0 | 12 | 0 | 2029 | 0 | 12 | 0 | 2029 | 6.43 | 12 | 6.43 | 2029 | 4.21 | 12 | 4.21 | 2029 | 2.13 | 12 | 2.13 | 2029 | 20.16 | 12 | 20.16 | 2029 | 0.86 | 12 | 0.86 | 2029 | 7.1 | 12 | 7.1 | 2029 | 0 | 12 | 0
2030 | 139.77 | 12 | 139.77 | 2030 | 2.55 | 12 | 2.55 | 2030 | 41.39 | 12 | 41.39 | 2030 | 40.97 | 12 | 40.97 | 2030 | 11.15 | 12 | 11.15 | 2030 | 0 | 12 | 0 | 2030 | 67.78 | 12 | 67.78 | 2030 | 29.81 | 12 | 29.81 | 2030 | 58.43 | 12 | 58.43 | 2030 | 0 | 12 | 0 | 2030 | 0 | 12 | 0 | 2030 | 0.94 | 12 | 0.94 | 2030 | 7.95 | 12 | 7.95 | 2030 | 4.02 | 12 | 4.02 | 2030 | 3.3 | 12 | 3.3 | 2030 | 16.53 | 12 | 16.53 | 2030 | 9.49 | 12 | 9.49 | 2030 | 0 | 12 | 0 | 2030 | 12.4382 | 12 | 12.4382 | 2030 | 6.58 | 12 | 6.58 | 2030 | 4.31 | 12 | 4.31 | 2030 | 2.18 | 12 | 2.18 | 2030 | 20.62 | 12 | 20.62 | 2030 | 0.88 | 12 | 0.88 | 2030 | 7.26 | 12 | 7.26 | 2030 | 0 | 12 | 0
2031 | 142.94 | 12 | 142.94 | 2031 | 2.61 | 12 | 2.61 | 2031 | 42.33 | 12 | 42.33 | 2031 | 41.9 | 12 | 41.9 | 2031 | 11.4 | 12 | 11.4 | 2031 | 0 | 12 | 0 | 2031 | 69.32 | 12 | 69.32 | 2031 | 30.49 | 12 | 30.49 | 2031 | 59.76 | 12 | 59.76 | 2031 | 0 | 12 | 0 | 2031 | 0 | 12 | 0 | 2031 | 0.96 | 12 | 0.96 | 2031 | 8.13 | 12 | 8.13 | 2031 | 4.11 | 12 | 4.11 | 2031 | 3.37 | 12 | 3.37 | 2031 | 16.91 | 12 | 16.91 | 2031 | 9.71 | 12 | 9.71 | 2031 | 0 | 12 | 0 | 2031 | 12.72 | 12 | 12.72 | 2031 | 6.73 | 12 | 6.73 | 2031 | 4.41 | 12 | 4.41 | 2031 | 2.23 | 12 | 2.23 | 2031 | 21.09 | 12 | 21.09 | 2031 | 0.9 | 12 | 0.9 | 2031 | 7.42 | 12 | 7.42 | 2031 | 0 | 12 | 0
2032 | 146.18 | 12 | 146.18 | 2032 | 2.67 | 12 | 2.67 | 2032 | 43.29 | 12 | 43.29 | 2032 | 42.85 | 12 | 42.85 | 2032 | 11.66 | 12 | 11.66 | 2032 | 0 | 12 | 0 | 2032 | 70.89 | 12 | 70.89 | 2032 | 31.18 | 12 | 31.18 | 2032 | 61.12 | 12 | 61.12 | 2032 | 0 | 12 | 0 | 2032 | 0 | 12 | 0 | 2032 | 0.98 | 12 | 0.98 | 2032 | 8.31 | 12 | 8.31 | 2032 | 4.2 | 12 | 4.2 | 2032 | 3.45 | 12 | 3.45 | 2032 | 17.29 | 12 | 17.29 | 2032 | 9.93 | 12 | 9.93 | 2032 | 32.3401 | 12 | 32.3401 | 2032 | 13.01 | 12 | 13.01 | 2032 | 6.88 | 12 | 6.88 | 2032 | 4.51 | 12 | 4.51 | 2032 | 2.28 | 12 | 2.28 | 2032 | 21.57 | 12 | 21.57 | 2032 | 0.92 | 12 | 0.92 | 2032 | 7.59 | 12 | 7.59 | 2032 | 49.0753 | 12 | 49.0753
2033 | 149.5 | 12 | 149.5 | 2033 | 2.73 | 12 | 2.73 | 2033 | 44.27 | 12 | 44.27 | 2033 | 43.82 | 12 | 43.82 | 2033 | 11.92 | 12 | 11.92 | 2033 | 0 | 12 | 0 | 2033 | 72.5 | 12 | 72.5 | 2033 | 31.89 | 12 | 31.89 | 2033 | 62.51 | 12 | 62.51 | 2033 | 0 | 12 | 0 | 2033 | 69.9335 | 12 | 69.9335 | 2033 | 1 | 12 | 1 | 2033 | 8.5 | 12 | 8.5 | 2033 | 4.3 | 12 | 4.3 | 2033 | 3.53 | 12 | 3.53 | 2033 | 17.68 | 12 | 17.68 | 2033 | 10.16 | 12 | 10.16 | 2033 | 33.07 | 12 | 33.07 | 2033 | 13.31 | 12 | 13.31 | 2033 | 7.04 | 12 | 7.04 | 2033 | 4.61 | 12 | 4.61 | 2033 | 2.33 | 12 | 2.33 | 2033 | 22.06 | 12 | 22.06 | 2033 | 0.94 | 12 | 0.94 | 2033 | 7.76 | 12 | 7.76 | 2033 | 50.19 | 12 | 50.19
2034 | 152.89 | 12 | 152.89 | 2034 | 2.79 | 12 | 2.79 | 2034 | 45.27 | 12 | 45.27 | 2034 | 44.81 | 12 | 44.81 | 2034 | 12.19 | 12 | 12.19 | 2034 | 0 | 12 | 0 | 2034 | 74.15 | 12 | 74.15 | 2034 | 32.61 | 12 | 32.61 | 2034 | 63.93 | 12 | 63.93 | 2034 | 0 | 12 | 0 | 2034 | 71.52 | 12 | 71.52 | 2034 | 1.02 | 12 | 1.02 | 2034 | 8.69 | 12 | 8.69 | 2034 | 4.4 | 12 | 4.4 | 2034 | 3.61 | 12 | 3.61 | 2034 | 18.08 | 12 | 18.08 | 2034 | 10.39 | 12 | 10.39 | 2034 | 33.82 | 12 | 33.82 | 2034 | 13.61 | 12 | 13.61 | 2034 | 7.2 | 12 | 7.2 | 2034 | 4.71 | 12 | 4.71 | 2034 | 2.38 | 12 | 2.38 | 2034 | 22.56 | 12 | 22.56 | 2034 | 0.96 | 12 | 0.96 | 2034 | 7.94 | 12 | 7.94 | 2034 | 51.33 | 12 | 51.33
2035 | 156.36 | 12 | 156.36 | 2035 | 2.85 | 12 | 2.85 | 2035 | 46.3 | 12 | 46.3 | 2035 | 45.83 | 12 | 45.83 | 2035 | 12.47 | 12 | 12.47 | 2035 | 0 | 12 | 0 | 2035 | 75.83 | 12 | 75.83 | 2035 | 33.35 | 12 | 33.35 | 2035 | 65.38 | 12 | 65.38 | 2035 | 0 | 12 | 0 | 2035 | 73.14 | 12 | 73.14 | 2035 | 1.04 | 12 | 1.04 | 2035 | 8.89 | 12 | 8.89 | 2035 | 4.5 | 12 | 4.5 | 2035 | 3.69 | 12 | 3.69 | 2035 | 18.49 | 12 | 18.49 | 2035 | 10.63 | 12 | 10.63 | 2035 | 34.59 | 12 | 34.59 | 2035 | 13.92 | 12 | 13.92 | 2035 | 7.36 | 12 | 7.36 | 2035 | 4.82 | 12 | 4.82 | 2035 | 2.43 | 12 | 2.43 | 2035 | 23.07 | 12 | 23.07 | 2035 | 0.98 | 12 | 0.98 | 2035 | 8.12 | 12 | 8.12 | 2035 | 52.5 | 12 | 52.5
2036 | 159.91 | 12 | 159.91 | 2036 | 2.91 | 12 | 2.91 | 2036 | 47.35 | 12 | 47.35 | 2036 | 46.87 | 12 | 46.87 | 2036 | 12.75 | 12 | 12.75 | 2036 | 0 | 12 | 0 | 2036 | 77.55 | 12 | 77.55 | 2036 | 34.11 | 12 | 34.11 | 2036 | 66.86 | 12 | 66.86 | 2036 | 0 | 12 | 0 | 2036 | 74.8 | 12 | 74.8 | 2036 | 1.06 | 12 | 1.06 | 2036 | 9.09 | 12 | 9.09 | 2036 | 4.6 | 12 | 4.6 | 2036 | 3.77 | 12 | 3.77 | 2036 | 18.91 | 12 | 18.91 | 2036 | 10.87 | 12 | 10.87 | 2036 | 35.38 | 12 | 35.38 | 2036 | 14.24 | 12 | 14.24 | 2036 | 7.53 | 12 | 7.53 | 2036 | 4.93 | 12 | 4.93 | 2036 | 2.49 | 12 | 2.49 | 2036 | 23.59 | 12 | 23.59 | 2036 | 1 | 12 | 1 | 2036 | 8.3 | 12 | 8.3 | 2036 | 53.69 | 12 | 53.69
2037 | 163.54 | 12 | 163.54 | 2037 | 2.98 | 12 | 2.98 | 2037 | 48.42 | 12 | 48.42 | 2037 | 47.93 | 12 | 47.93 | 2037 | 13.04 | 12 | 13.04 | 2037 | 0 | 12 | 0 | 2037 | 79.31 | 12 | 79.31 | 2037 | 34.88 | 12 | 34.88 | 2037 | 68.38 | 12 | 68.38 | 2037 | 26.1021 | 12 | 26.1021 | 2037 | 76.5 | 12 | 76.5 | 2037 | 1.08 | 12 | 1.08 | 2037 | 9.3 | 12 | 9.3 | 2037 | 4.7 | 12 | 4.7 | 2037 | 3.86 | 12 | 3.86 | 2037 | 19.34 | 12 | 19.34 | 2037 | 11.12 | 12 | 11.12 | 2037 | 36.18 | 12 | 36.18 | 2037 | 14.56 | 12 | 14.56 | 2037 | 7.7 | 12 | 7.7 | 2037 | 5.04 | 12 | 5.04 | 2037 | 2.55 | 12 | 2.55 | 2037 | 24.13 | 12 | 24.13 | 2037 | 1.02 | 12 | 1.02 | 2037 | 8.49 | 12 | 8.49 | 2037 | 54.91 | 12 | 54.91
2038 | 167.25 | 12 | 167.25 | 2038 | 3.05 | 12 | 3.05 | 2038 | 49.52 | 12 | 49.52 | 2038 | 49.02 | 12 | 49.02 | 2038 | 13.34 | 12 | 13.34 | 2038 | 0 | 12 | 0 | 2038 | 81.11 | 12 | 81.11 | 2038 | 35.67 | 12 | 35.67 | 2038 | 69.93 | 12 | 69.93 | 2038 | 26.69 | 12 | 26.69 | 2038 | 78.24 | 12 | 78.24 | 2038 | 1.1 | 12 | 1.1 | 2038 | 9.51 | 12 | 9.51 | 2038 | 4.81 | 12 | 4.81 | 2038 | 3.95 | 12 | 3.95 | 2038 | 19.78 | 12 | 19.78 | 2038 | 11.37 | 12 | 11.37 | 2038 | 37 | 12 | 37 | 2038 | 14.89 | 12 | 14.89 | 2038 | 7.87 | 12 | 7.87 | 2038 | 5.15 | 12 | 5.15 | 2038 | 2.61 | 12 | 2.61 | 2038 | 24.68 | 12 | 24.68 | 2038 | 1.04 | 12 | 1.04 | 2038 | 8.68 | 12 | 8.68 | 2038 | 56.16 | 12 | 56.16
2039 | 171.05 | 12 | 171.05 | 2039 | 3.12 | 12 | 3.12 | 2039 | 50.64 | 12 | 50.64 | 2039 | 50.13 | 12 | 50.13 | 2039 | 13.64 | 12 | 13.64 | 2039 | 0 | 12 | 0 | 2039 | 82.95 | 12 | 82.95 | 2039 | 36.48 | 12 | 36.48 | 2039 | 71.52 | 12 | 71.52 | 2039 | 27.3 | 12 | 27.3 | 2039 | 80.02 | 12 | 80.02 | 2039 | 1.12 | 12 | 1.12 | 2039 | 9.73 | 12 | 9.73 | 2039 | 4.92 | 12 | 4.92 | 2039 | 4.04 | 12 | 4.04 | 2039 | 20.23 | 12 | 20.23 | 2039 | 11.63 | 12 | 11.63 | 2039 | 37.84 | 12 | 37.84 | 2039 | 15.23 | 12 | 15.23 | 2039 | 8.05 | 12 | 8.05 | 2039 | 5.27 | 12 | 5.27 | 2039 | 2.67 | 12 | 2.67 | 2039 | 25.24 | 12 | 25.24 | 2039 | 1.06 | 12 | 1.06 | 2039 | 8.88 | 12 | 8.88 | 2039 | 57.43 | 12 | 57.43
2040 | 174.93 | 12 | 174.93 | 2040 | 3.19 | 12 | 3.19 | 2040 | 51.79 | 12 | 51.79 | 2040 | 51.27 | 12 | 51.27 | 2040 | 13.95 | 12 | 13.95 | 2040 | 0 | 12 | 0 | 2040 | 84.83 | 12 | 84.83 | 2040 | 37.31 | 12 | 37.31 | 2040 | 73.14 | 12 | 73.14 | 2040 | 27.92 | 12 | 27.92 | 2040 | 81.84 | 12 | 81.84 | 2040 | 1.15 | 12 | 1.15 | 2040 | 9.95 | 12 | 9.95 | 2040 | 5.03 | 12 | 5.03 | 2040 | 4.13 | 12 | 4.13 | 2040 | 20.69 | 12 | 20.69 | 2040 | 11.89 | 12 | 11.89 | 2040 | 38.7 | 12 | 38.7 | 2040 | 15.58 | 12 | 15.58 | 2040 | 8.23 | 12 | 8.23 | 2040 | 5.39 | 12 | 5.39 | 2040 | 2.73 | 12 | 2.73 | 2040 | 25.81 | 12 | 25.81 | 2040 | 1.08 | 12 | 1.08 | 2040 | 9.08 | 12 | 9.08 | 2040 | 58.73 | 12 | 58.73
2041 | 178.9 | 12 | 178.9 | 2041 | 3.26 | 12 | 3.26 | 2041 | 52.97 | 12 | 52.97 | 2041 | 52.43 | 12 | 52.43 | 2041 | 14.27 | 12 | 14.27 | 2041 | 0 | 12 | 0 | 2041 | 86.76 | 12 | 86.76 | 2041 | 38.16 | 12 | 38.16 | 2041 | 74.8 | 12 | 74.8 | 2041 | 28.55 | 12 | 28.55 | 2041 | 83.7 | 12 | 83.7 | 2041 | 1.18 | 12 | 1.18 | 2041 | 10.18 | 12 | 10.18 | 2041 | 5.14 | 12 | 5.14 | 2041 | 4.22 | 12 | 4.22 | 2041 | 21.16 | 12 | 21.16 | 2041 | 12.16 | 12 | 12.16 | 2041 | 39.58 | 12 | 39.58 | 2041 | 15.93 | 12 | 15.93 | 2041 | 8.42 | 12 | 8.42 | 2041 | 5.51 | 12 | 5.51 | 2041 | 2.79 | 12 | 2.79 | 2041 | 26.4 | 12 | 26.4 | 2041 | 1.1 | 12 | 1.1 | 2041 | 9.29 | 12 | 9.29 | 2041 | 60.06 | 12 | 60.06
2042 | 182.96 | 12 | 182.96 | 2042 | 3.33 | 12 | 3.33 | 2042 | 54.17 | 12 | 54.17 | 2042 | 53.62 | 12 | 53.62 | 2042 | 14.59 | 12 | 14.59 | 2042 | 0 | 12 | 0 | 2042 | 88.73 | 12 | 88.73 | 2042 | 39.03 | 12 | 39.03 | 2042 | 76.5 | 12 | 76.5 | 2042 | 29.2 | 12 | 29.2 | 2042 | 85.6 | 12 | 85.6 | 2042 | 1.21 | 12 | 1.21 | 2042 | 10.41 | 12 | 10.41 | 2042 | 5.26 | 12 | 5.26 | 2042 | 4.32 | 12 | 4.32 | 2042 | 21.64 | 12 | 21.64 | 2042 | 12.44 | 12 | 12.44 | 2042 | 40.48 | 12 | 40.48 | 2042 | 16.29 | 12 | 16.29 | 2042 | 8.61 | 12 | 8.61 | 2042 | 5.64 | 12 | 5.64 | 2042 | 2.85 | 12 | 2.85 | 2042 | 27 | 12 | 27 | 2042 | 1.12 | 12 | 1.12 | 2042 | 9.5 | 12 | 9.5 | 2042 | 61.42 | 12 | 61.42
2043 | 187.11 | 12 | 187.11 | 2043 | 3.41 | 12 | 3.41 | 2043 | 55.4 | 12 | 55.4 | 2043 | 54.84 | 12 | 54.84 | 2043 | 14.92 | 12 | 14.92 | 2043 | 0 | 12 | 0 | 2043 | 90.74 | 12 | 90.74 | 2043 | 39.92 | 12 | 39.92 | 2043 | 78.24 | 12 | 78.24 | 2043 | 29.86 | 12 | 29.86 | 2043 | 87.54 | 12 | 87.54 | 2043 | 1.24 | 12 | 1.24 | 2043 | 10.65 | 12 | 10.65 | 2043 | 5.38 | 12 | 5.38 | 2043 | 4.42 | 12 | 4.42 | 2043 | 22.13 | 12 | 22.13 | 2043 | 12.72 | 12 | 12.72 | 2043 | 41.4 | 12 | 41.4 | 2043 | 16.66 | 12 | 16.66 | 2043 | 8.81 | 12 | 8.81 | 2043 | 5.77 | 12 | 5.77 | 2043 | 2.91 | 12 | 2.91 | 2043 | 27.61 | 12 | 27.61 | 2043 | 1.15 | 12 | 1.15 | 2043 | 9.72 | 12 | 9.72 | 2043 | 62.81 | 12 | 62.81
2044 | 191.36 | 12 | 191.36 | 2044 | 3.49 | 12 | 3.49 | 2044 | 56.66 | 12 | 56.66 | 2044 | 56.08 | 12 | 56.08 | 2044 | 15.26 | 12 | 15.26 | 2044 | 0 | 12 | 0 | 2044 | 92.8 | 12 | 92.8 | 2044 | 40.83 | 12 | 40.83 | 2044 | 80.02 | 12 | 80.02 | 2044 | 30.54 | 12 | 30.54 | 2044 | 89.53 | 12 | 89.53 | 2044 | 1.27 | 12 | 1.27 | 2044 | 10.89 | 12 | 10.89 | 2044 | 5.5 | 12 | 5.5 | 2044 | 4.52 | 12 | 4.52 | 2044 | 22.63 | 12 | 22.63 | 2044 | 13.01 | 12 | 13.01 | 2044 | 42.34 | 12 | 42.34 | 2044 | 17.04 | 12 | 17.04 | 2044 | 9.01 | 12 | 9.01 | 2044 | 5.9 | 12 | 5.9 | 2044 | 2.98 | 12 | 2.98 | 2044 | 28.24 | 12 | 28.24 | 2044 | 1.18 | 12 | 1.18 | 2044 | 9.94 | 12 | 9.94 | 2044 | 64.24 | 12 | 64.24
2045 | 195.7 | 12 | 195.7 | 2045 | 3.57 | 12 | 3.57 | 2045 | 57.95 | 12 | 57.95 | 2045 | 57.35 | 12 | 57.35 | 2045 | 15.61 | 12 | 15.61 | 2045 | 0 | 12 | 0 | 2045 | 94.91 | 12 | 94.91 | 2045 | 41.76 | 12 | 41.76 | 2045 | 81.84 | 12 | 81.84 | 2045 | 31.23 | 12 | 31.23 | 2045 | 91.56 | 12 | 91.56 | 2045 | 1.3 | 12 | 1.3 | 2045 | 11.14 | 12 | 11.14 | 2045 | 5.62 | 12 | 5.62 | 2045 | 4.62 | 12 | 4.62 | 2045 | 23.14 | 12 | 23.14 | 2045 | 13.31 | 12 | 13.31 | 2045 | 43.3 | 12 | 43.3 | 2045 | 17.43 | 12 | 17.43 | 2045 | 9.21 | 12 | 9.21 | 2045 | 6.03 | 12 | 6.03 | 2045 | 3.05 | 12 | 3.05 | 2045 | 28.88 | 12 | 28.88 | 2045 | 1.21 | 12 | 1.21 | 2045 | 10.17 | 12 | 10.17 | 2045 | 65.7 | 12 | 65.7
| COD | 2025 |  |  | COD | 2029 |  |  | COD | 2028 |  |  | COD | 2029 |  |  | COD | 2025 |  |  | COD | 2026 |  |  | COD | 2026 |  |  | COD | 2026 |  |  | COD | 2026 |  |  | COD | 2037 |  |  | COD | 2033 |  |  | COD | 2026 |  |  | COD | 2026 |  |  | COD | 2026 |  |  | COD | 2026 |  |  | COD | 2024 |  |  | COD | 2029 |  |  | COD | 2032 |  |  | COD | 2030 |  |  | COD | 2027 |  |  | COD | 2025 |  |  | COD | 2026 |  |  | COD | 2024 |  |  | COD | 2026 |  |  | COD | 2028 |  |  | COD | 2032
| Transfer Capacity (MW) | 1200 |  |  | Transfer Capacity (MW) | 728 |  |  | Transfer Capacity (MW) | 1621 |  |  | Transfer Capacity (MW) | 950 |  |  | Transfer Capacity (MW) | 400 |  |  | Transfer Capacity (MW) | 600 |  |  | Transfer Capacity (MW) | 818 |  |  | Transfer Capacity (MW) | 300 |  |  | Transfer Capacity (MW) | 300 |  |  | Transfer Capacity (MW) | 30.0383 |  |  | Transfer Capacity (MW) | 389.4599 |  |  | Transfer Capacity (MW) | 1100 |  |  | Transfer Capacity (MW) | 160 |  |  | Transfer Capacity (MW) | 240 |  |  | Transfer Capacity (MW) | 331.1 |  |  | Transfer Capacity (MW) | 100 |  |  | Transfer Capacity (MW) | 662 |  |  | Transfer Capacity (MW) | 130 |  |  | Transfer Capacity (MW) | 558 |  |  | Transfer Capacity (MW) | 733 |  |  | Transfer Capacity (MW) | 9 |  |  | Transfer Capacity (MW) | 719 |  |  | Transfer Capacity (MW) | 80 |  |  | Transfer Capacity (MW) | 449.99 |  |  | Transfer Capacity (MW) | 180 |  |  | Transfer Capacity (MW) | 100
| Capital Cost (Mil $) | 2604.6811 |  |  | Capital Cost (Mil $) | 31.5116 |  |  | Capital Cost (Mil $) | 1114.5397 |  |  | Capital Cost (Mil $) | 661.2102 |  |  | Capital Cost (Mil $) | 69.2077 |  |  | Capital Cost (Mil $) | 0 |  |  | Capital Cost (Mil $) | 880.5591 |  |  | Capital Cost (Mil $) | 142.0081 |  |  | Capital Cost (Mil $) | 278.3472 |  |  | Capital Cost (Mil $) | 13.6217 |  |  | Capital Cost (Mil $) | 473.1812 |  |  | Capital Cost (Mil $) | 16.3901 |  |  | Capital Cost (Mil $) | 20.1852 |  |  | Capital Cost (Mil $) | 15.299 |  |  | Capital Cost (Mil $) | 17.3626 |  |  | Capital Cost (Mil $) | 25.0825 |  |  | Capital Cost (Mil $) | 106.6877 |  |  | Capital Cost (Mil $) | 73.0405 |  |  | Capital Cost (Mil $) | 120.5784 |  |  | Capital Cost (Mil $) | 78.28 |  |  | Capital Cost (Mil $) | 0.60302 |  |  | Capital Cost (Mil $) | 24.7868 |  |  | Capital Cost (Mil $) | 25.037 |  |  | Capital Cost (Mil $) | 6.2856 |  |  | Capital Cost (Mil $) | 21.7171 |  |  | Capital Cost (Mil $) | 85.2593
| CRF 1st Year Real | 5.756% |  |  | CRF 1st Year Real | 5.756% |  |  | CRF 1st Year Real | 5.756% |  |  | CRF 1st Year Real | 5.756% |  |  | CRF 1st Year Real | 5.756% |  |  | CRF 1st Year Real | 5.756% |  |  | CRF 1st Year Real | 5.756% |  |  | CRF 1st Year Real | 5.756% |  |  | CRF 1st Year Real | 5.756% |  |  | CRF 1st Year Real | 5.756% |  |  | CRF 1st Year Real | 5.756% |  |  | CRF 1st Year Real | 5.756% |  |  | CRF 1st Year Real | 5.756% |  |  | CRF 1st Year Real | 5.756% |  |  | CRF 1st Year Real | 5.756% |  |  | CRF 1st Year Real | 5.756% |  |  | CRF 1st Year Real | 5.756% |  |  | CRF 1st Year Real | 5.756% |  |  | CRF 1st Year Real | 5.756% |  |  | CRF 1st Year Real | 5.756% |  |  | CRF 1st Year Real | 5.756% |  |  | CRF 1st Year Real | 5.756% |  |  | CRF 1st Year Real | 5.756% |  |  | CRF 1st Year Real | 5.756% |  |  | CRF 1st Year Real | 5.756% |  |  | CRF 1st Year Real | 5.756%
Retail Revenue Requirement ($/kW-year, 2025$) |  | 124.9379 |  | Retail Revenue Requirement ($/kW-year, 2029$) |  | 2.4915 |  | Retail Revenue Requirement ($/kW-year, 2028$) |  | 39.5761 |  | Retail Revenue Requirement ($/kW-year, 2029$) |  | 40.0624 |  | Retail Revenue Requirement ($/kW-year, 2025$) |  | 9.959 |  | Retail Revenue Requirement ($/kW-year, 2026$) |  | 0 |  | Retail Revenue Requirement ($/kW-year, 2026$) |  | 61.9621 |  | Retail Revenue Requirement ($/kW-year, 2026$) |  | 27.2466 |  | Retail Revenue Requirement ($/kW-year, 2026$) |  | 53.4055 |  | Retail Revenue Requirement ($/kW-year, 2037$) |  | 26.1021 |  | Retail Revenue Requirement ($/kW-year, 2033$) |  | 69.9335 |  | Retail Revenue Requirement ($/kW-year, 2026$) |  | 0.85765 |  | Retail Revenue Requirement ($/kW-year, 2026$) |  | 7.2616 |  | Retail Revenue Requirement ($/kW-year, 2026$) |  | 3.6692 |  | Retail Revenue Requirement ($/kW-year, 2026$) |  | 3.0184 |  | Retail Revenue Requirement ($/kW-year, 2024$) |  | 14.4375 |  | Retail Revenue Requirement ($/kW-year, 2029$) |  | 9.2764 |  | Retail Revenue Requirement ($/kW-year, 2032$) |  | 32.3401 |  | Retail Revenue Requirement ($/kW-year, 2030$) |  | 12.4382 |  | Retail Revenue Requirement ($/kW-year, 2027$) |  | 6.1471 |  | Retail Revenue Requirement ($/kW-year, 2025$) |  | 3.8566 |  | Retail Revenue Requirement ($/kW-year, 2026$) |  | 1.9843 |  | Retail Revenue Requirement ($/kW-year, 2024$) |  | 18.0141 |  | Retail Revenue Requirement ($/kW-year, 2026$) |  | 0.80402 |  | Retail Revenue Requirement ($/kW-year, 2028$) |  | 6.9447 |  | Retail Revenue Requirement ($/kW-year, 2032$) |  | 49.0753

## IRP_LTReport (hidden)
\\pacificorp.us\dfs\PDXCO\CT\Shared\Trading\Structuring & Pricing\QFs\Avoided Cost - 2023\09 - IRP2023 - UT - 2023 May\Data\2023 Preferred Portfolio\Copy of LT_13338_23I.LT.RP.20.PA1_.EP.MM.PP-D3 29 v109.9.xlsb
Parent Name | Collection | Child Name | Category | Fiscal Year | Generation (GWh) | Sales | Purchases | Fuel Cost ($000) | VO&M Cost ($000) | UoS Cost ($000) | FO&M Cost ($000) | Max Capacity (MW) | Installed Capacity (MW) | Units Built | Units Retired | Capacity Built (MW) | Build Cost ($000) | Retirement Cost ($000) | Value | Retired | Colstrip 3 Retire | Zone | State | Coal Plant | Portfolio Name | Portfolio Category | Type | Portfolio Summary | Existing, Proxy, Sale, Purch | Type_Abv | Tax/Other | LCOE Bundle | NCOC Bundle | CCUS/GC | CCUS/GC Year | Installed or Purchase | EE 1st Year Gen | Nuclear/Hydro Storage Year | StateName | ResourceMixChart1 | ResourceMixChart2
System | Generator | PV_.PX.UTS._.SER.PV | New Solar, Solar + Storage | 2025 | 118.3944 |  |  | 0 | 4238.5177 | 0 | 6585.5072 | 295 | 295 | 1 | 0 | 295 | 454622.5562 | 0 | 295 | 0 | 0 | East | UT |  | Utility Solar - PV - Utah South | Expansion Resources | Solar | Renewable - Utility Solar | PX | PV_ | SER |  |  |  |  | 295 | 0 |  | Utah | Solar | Renewable *
[9 empty] | 35.8 |  | 22.3238 | [5 empty] | 1541.0934
System | Generator | PV_.PX.UWY._.SER.PV | New Solar, Solar + Storage | 2025 | 9.4143 |  |  | 0 | 337.0304 | 0 | 446.4751 | 20 | 20 | 1 | 0 | 20 | 32089.9203 | 0 | 20 | 0 | 0 | East | UT |  | Utility Solar - PV - Utah North - WY | Expansion Resources | Solar | Renewable - Utility Solar | PX | PV_ | SER |  |  |  |  | 20 | 0 |  | Utah | Solar | Renewable *
[9 empty] | 35.8 |  | 22.3238 | [5 empty] | 1604.496
System | Generator | PV_.PX.UTS._.PTC.Hunter.PV | New Solar, Solar + Storage | 2028 | 1939.4885 |  |  | 0 | -74573.3333 | 0 | 17238.4517 | 200 | 686.5936 | 3.433 | 0 | 686.5936 | 1058104.8728 | 0 | 686.5936 | 0 | 0 | East | UT |  | Utility Solar - PV - Hunter | Expansion Resources | Solar | Renewable - Utility Solar | PX | PV_ | PTC |  |  |  |  | 686.5936 | 0 |  | Utah | Solar | Renewable *
[9 empty] | -38.45 |  | 25.1072 | [5 empty] | 1541.0934
System | Generator | PV_.PX.UTS._.PTC.Huntington.PV | New Solar, Solar + Storage | 2028 | 2318.4894 |  |  | 0 | -89145.9196 | 0 | 20607.0664 | 200 | 820.7628 | 4.1038 | 0 | 820.7628 | 1264872.1429 | 0 | 820.7628 | 0 | 0 | East | UT |  | Utility Solar - PV - Huntington | Expansion Resources | Solar | Renewable - Utility Solar | PX | PV_ | PTC |  |  |  |  | 820.7628 | 0 |  | Utah | Solar | Renewable *
[9 empty] | -38.45 |  | 25.1072 | [5 empty] | 1541.0934
System | Generator | PV_.PX.BOR._.PTC.PV | New Solar, Solar + Storage | 2028 | 977.4429 |  |  | 0 | -37582.6795 | 0 | 9708.8913 | 200 | 400 | 2 | 0 | 400 | 622778.9694 | 0 | 400 | 0 | 0 | East | ID |  | Utility Solar - PV - BorahPop | Expansion Resources | Solar | Renewable - Utility Solar | PX | PV_ | PTC |  |  |  |  | 400 | 0 |  | Idaho | Solar | Renewable *
[9 empty] | -38.45 |  | 24.2722 | [5 empty] | 1556.9474
System | Generator | PV_.PX.BDG._.PTC.Jim Bridger.PV | New Solar, Solar + Storage | 2032 | 2445.4409 |  |  | 0 | -100532.0767 | 0 | 24926.4271 | 200 | 938.766 | 4.6938 | 0 | 938.766 | 1198651.4317 | 0 | 938.766 | 0 | 0 | East | WY |  | Utility Solar - PV - Bridger | Expansion Resources | Solar | Renewable - Utility Solar | PX | PV_ | PTC |  |  |  |  | 938.766 | 0 |  | Wyoming | Solar | Renewable *
[9 empty] | -41.11 |  | 26.5523 | [5 empty] | 1276.8373
System | Generator | PV_.PX.UTN._.PTC.PV | New Solar, Solar + Storage | 2034 | 805.0675 |  |  | 0 | -35229.7538 | 0 | 8594.5094 | 200 | 300 | 1.5 | 0 | 300 | 370493.7742 | 0 | 300 | 0 | 0 | East | UT |  | Utility Solar - PV - Utah North | Expansion Resources | Solar | Renewable - Utility Solar | PX | PV_ | PTC |  |  |  |  | 300 | 0 |  | Utah | Solar | Renewable *
[9 empty] | -43.76 |  | 28.6484 | [5 empty] | 1234.9792
System | Generator | PVS.PX.UTS._.SER.PV | New Solar, Solar + Storage | 2025 | 37.0321 |  |  | 0 | 1325.7502 | 0 | 3527.153 | 158 | 158 | 1 | 0 | 158 | 243492.7589 | 0 | 158 | 0 | 0 | East | UT |  | PVS Solar - Utah South | Expansion Resources | Solar | Renewable - Utility Solar | PX | PVS | SER |  |  |  |  | 158 | 0 |  | Utah | Solar+Storage | Renewable + Storage
[9 empty] | 35.8 |  | 22.3238 | [5 empty] | 1541.0934
System | Battery | PVS.PX.UTS._.SER.BAT | New PVS Batteries | 2025 | 81.3088 |  |  |  | 0 | 0 | 7321.72 | 158 | 158 | 1 | 0 | 158 | 285921.0773 | 0 | 158 | 0 | 0 | East | UT |  | PVS Battery - Utah South | Expansion Resources | Battery - PVS | Renewable - Battery | PX | PVS | SER |  |  |  |  | 158 | 0 |  | Utah | Battery (PV) | Renewable + Storage
[11 empty] | 46.34 | [5 empty] | 1809.6271
System | Generator | PVS.PX.UWY._.SER.PV | New Solar, Solar + Storage | 2025 | 39.8993 |  |  | 0 | 1428.3955 | 0 | 6072.0609 | 272 | 272 | 1 | 0 | 272 | 436422.916 | 0 | 272 | 0 | 0 | East | UT |  | PVS Solar - Utah North - WY | Expansion Resources | Solar | Renewable - Utility Solar | PX | PVS | SER |  |  |  |  | 272 | 0 |  | Utah | Solar+Storage | Renewable + Storage
[9 empty] | 35.8 |  | 22.3238 | [5 empty] | 1604.496
System | Battery | PVS.PX.UWY._.SER.BAT | New PVS Batteries | 2025 | 112.6172 |  |  |  | 0 | 0 | 12604.48 | 272 | 272 | 1 | 0 | 272 | 492218.5634 | 0 | 272 | 0 | 0 | East | UT |  | PVS Battery - Utah North - WY | Expansion Resources | Battery - PVS | Renewable - Battery | PX | PVS | SER |  |  |  |  | 272 | 0 |  | Utah | Battery (PV) | Renewable + Storage
[11 empty] | 46.34 | [5 empty] | 1809.6271
System | Generator | PVS.PX.WYE._.SER.PV | New Solar, Solar + Storage | 2025 | 820.2996 |  |  | 0 | -29366.7237 | 0 | 7029.7499 | 314.9 | 314.9 | 1 | 0 | 314.9 | 505255.795 | 0 | 314.9 | 0 | 0 | East | WY |  | PVS Solar - Wyoming East | Expansion Resources | Solar | Renewable - Utility Solar | PX | PVS | SER |  |  |  |  | 314.9 | 0 |  | Wyoming | Solar+Storage | Renewable + Storage
[9 empty] | -35.8 |  | 22.3238 | [5 empty] | 1604.496
System | Battery | PVS.PX.WYE._.SER.BAT | New PVS Batteries | 2025 | 208.8559 |  |  |  | 0 | 0 | 14592.466 | 314.9 | 314.9 | 1 | 0 | 314.9 | 569851.5648 | 0 | 314.9 | 0 | 0 | East | WY |  | PVS Battery - Wyoming East | Expansion Resources | Battery - PVS | Renewable - Battery | PX | PVS | SER |  |  |  |  | 314.9 | 0 |  | Wyoming | Battery (PV) | Renewable + Storage
[11 empty] | 46.34 | [5 empty] | 1809.6271
System | Generator | PVS.PX.BOR._.2C5.PV | New Solar, Solar + Storage | 2026 | 2687.9679 |  |  | 0 | -110502.3628 | 0 | 25113.5537 | 1100 | 1100 | 1 | 0 | 1100 | 1712642.1658 | 0 | 1100 | 0 | 0 | East | ID |  | PVS Solar - BorahPop | Expansion Resources | Solar | Renewable - Utility Solar | PX | PVS | 2C5 |  |  |  |  | 1100 | 0 |  | Idaho | Solar+Storage | Renewable + Storage
[9 empty] | -41.11 |  | 22.8305 | [5 empty] | 1556.9474
System | Battery | PVS.PX.BOR._.2C5.BAT | New PVS Batteries | 2026 | 1161.3526 |  |  |  | 0 | 0 | 77333.969 | 1099.9 | 1099.9 | 1 | 0 | 1099.9 | 1990408.8158 | 0 | 1099.9 | 0 | 0 | East | ID |  | PVS Battery - BorahPop | Expansion Resources | Battery - PVS | Renewable - Battery | PX | PVS | 2C5 |  |  |  |  | 1099.9 | 0 |  | Idaho | Battery (PV) | Renewable + Storage
[11 empty] | 70.31 | [5 empty] | 1809.6271
System | Generator | PVS.PX.CLV.1.TC4.PV | New Solar, Solar + Storage | 2026 | 847.4395 |  |  | 0 | -34838.2387 | 0 | 6849.151 | 300 | 300 | 1 | 0 | 300 | 462328.0232 | 0 | 300 | 0 | 0 | East | UT |  | PVS Solar - Clover | Expansion Resources | Solar | Renewable - Utility Solar | PX | PVS | TC4 |  |  |  |  | 300 | 0 |  | Utah | Solar+Storage | Renewable + Storage
[9 empty] | -41.11 |  | 22.8305 | [5 empty] | 1541.0934
System | Battery | PVS.PX.CLV.1.TC4.BAT | New PVS Batteries | 2026 | 282.1827 |  |  |  | 0 | 0 | 14217 | 300 | 300 | 1 | 0 | 300 | 542888.1214 | 0 | 300 | 0 | 0 | East | UT |  | PVS Battery - Clover | Expansion Resources | Battery - PVS | Renewable - Battery | PX | PVS | TC4 |  |  |  |  | 300 | 0 |  | Utah | Battery (PV) | Renewable + Storage
[11 empty] | 47.39 | [5 empty] | 1809.6271
System | Generator | PVS.PX.COR._.TC8.PV | New Solar, Solar + Storage | 2026 | 487.5797 |  |  | 0 | -18103.8361 | 0 | 4566.1007 | 200 | 200 | 1 | 0 | 200 | 333579.7237 | 0 | 200 | 0 | 0 | West | OR |  | PVS Solar - Central OR | Expansion Resources | Solar | Renewable - Utility Solar | PX | PVS | TC8 |  |  |  |  | 200 | 0 |  | Oregon | Solar+Storage | Renewable + Storage
[9 empty] | -37.13 |  | 22.8305 | [5 empty] | 1667.8986
System | Battery | PVS.PX.COR._.TC8.BAT | New PVS Batteries | 2026 | 107.9228 |  |  |  | 0 | 0 | 9478 | 200 | 200 | 1 | 0 | 200 | 361925.4143 | 0 | 200 | 0 | 0 | West | OR |  | PVS Battery - Central OR | Expansion Resources | Battery - PVS | Renewable - Battery | PX | PVS | TC8 |  |  |  |  | 200 | 0 |  | Oregon | Battery (PV) | Renewable + Storage
[11 empty] | 47.39 | [5 empty] | 1809.6271
System | Generator | PVS.PX.WMV._.223.PV | New Solar, Solar + Storage | 2026 | 1216.3831 |  |  | 0 | -45164.3068 | 0 | 10821.6586 | 474 | 474 | 1 | 0 | 474 | 775554.3412 | 0 | 474 | 0 | 0 | West | OR |  | PVS Solar - Willamette Valley | Expansion Resources | Solar | Renewable - Utility Solar | PX | PVS | 223 |  |  |  |  | 474 | 0 |  | Oregon | Solar+Storage | Renewable + Storage
[9 empty] | -37.13 |  | 22.8305 | [5 empty] | 1636.1906
System | Battery | PVS.PX.WMV._.223.BAT | New PVS Batteries | 2026 | 400.8549 |  |  |  | 0 | 0 | 33326.94 | 474 | 474 | 1 | 0 | 474 | 857763.2318 | 0 | 474 | 0 | 0 | West | OR |  | PVS Battery - Willamette Valley | Expansion Resources | Battery - PVS | Renewable - Battery | PX | PVS | 223 |  |  |  |  | 474 | 0 |  | Oregon | Battery (PV) | Renewable + Storage
[11 empty] | 70.31 | [5 empty] | 1809.6271
System | Generator | PVS.PX.YAK._.110.PV | New Solar, Solar + Storage | 2026 | 976.3291 |  |  | 0 | -36251.0988 | 0 | 31534.2738 | 449.99 | 449.99 | 1 | 0 | 449.99 | 736269.4051 | 0 | 449.99 | 0 | 0 | West | WA |  | PVS Solar - Yakima | Expansion Resources | Solar | Renewable - Utility Solar | PX | PVS | 110 |  |  |  |  | 449.99 | 0 |  | Washington | Solar+Storage | Renewable + Storage
[9 empty] | -37.13 |  | 70.0777 | [5 empty] | 1636.1906
System | Battery | PVS.PX.YAK._.110.BAT | New PVS Batteries | 2026 | 397.2209 |  |  |  | 0 | 0 | 21325.0261 | 449.99 | 449.99 | 1 | 0 | 449.99 | 814314.0858 | 0 | 449.99 | 0 | 0 | West | WA |  | PVS Battery - Yakima | Expansion Resources | Battery - PVS | Renewable - Battery | PX | PVS | 110 |  |  |  |  | 449.99 | 0 |  | Washington | Battery (PV) | Renewable + Storage
[11 empty] | 47.39 | [5 empty] | 1809.6271
System | Generator | PVS.PX.WWA._.215.PV | New Solar, Solar + Storage | 2027 | 1239.479 |  |  | 0 | -47657.9689 | 0 | 11277.4486 | 483 | 483 | 1 | 0 | 483 | 790280.0565 | 0 | 483 | 0 | 0 | West | WA |  | PVS Solar - Walla Walla | Expansion Resources | Solar | Renewable - Utility Solar | PX | PVS | 215 |  |  |  |  | 483 | 0 |  | Washington | Solar+Storage | Renewable + Storage
[9 empty] | -38.45 |  | 23.3488 | [5 empty] | 1636.1906
System | Battery | PVS.PX.WWA._.215.BAT | New PVS Batteries | 2027 | 337.5397 |  |  |  | 0 | 0 | 34727.7 | 483 | 483 | 1 | 0 | 483 | 874049.8755 | 0 | 483 | 0 | 0 | West | WA |  | PVS Battery -Walla Walla | Expansion Resources | Battery - PVS | Renewable - Battery | PX | PVS | 215 |  |  |  |  | 483 | 0 |  | Washington | Battery (PV) | Renewable + Storage
[11 empty] | 71.9 | [5 empty] | 1809.6271
System | Generator | PVS.PX.GOE.1.A43.PV | New Solar, Solar + Storage | 2029 | 488.7214 |  |  | 0 | -19441.3383 | 0 | 4884.164 | 200 | 200 | 1 | 0 | 200 | 255.2241 | 0 | 200 | 0 | 0 | East | ID |  | PVS Solar - Goshen | Expansion Resources | Solar | Renewable - Utility Solar | PX | PVS | A43 |  |  |  |  | 200 | 0 |  | Idaho | Solar+Storage | Renewable + Storage
[9 empty] | -39.78 |  | 24.4208 | [5 empty] | 1.2761
System | Battery | PVS.PX.GOE.1.A43.BAT | New PVS Batteries | 2029 | 440.7786 |  |  |  | 0 | 0 | 27828.81 | 549 | 549 | 1 | 0 | 549 | 959706.701 | 0 | 549 | 0 | 0 | East | ID |  | PVS Battery - Goshen | Expansion Resources | Battery - PVS | Renewable - Battery | PX | PVS | A43 |  |  |  |  | 549 | 0 |  | Idaho | Battery (PV) | Renewable + Storage
[11 empty] | 50.69 | [5 empty] | 1748.0996
System | Generator | PVS.PX.WMV._.222.PV | New Solar, Solar + Storage | 2025 | 23.0959 |  |  | 0 | -826.8326 | 0 | 200.9138 | 9 | 9 | 1 | 0 | 9 | 14725.7153 | 0 | 9 | 0 | 0 | West | OR |  | PVS Solar - Willamette Valley | Expansion Resources | Solar | Renewable - Utility Solar | PX | PVS | 222 |  |  |  |  | 9 | 0 |  | Oregon | Solar+Storage | Renewable + Storage
[9 empty] | -35.8 |  | 22.3238 | [5 empty] | 1636.1906
System | Battery | PVS.PX.WMV._.222.BAT | New PVS Batteries | 2025 | 10.1439 |  |  |  | 0 | 0 | 618.75 | 9 | 9 | 1 | 0 | 9 | 16286.6436 | 0 | 9 | 0 | 0 | West | OR |  | PVS Battery - Willamette Valley | Expansion Resources | Battery - PVS | Renewable - Battery | PX | PVS | 222 |  |  |  |  | 9 | 0 |  | Oregon | Battery (PV) | Renewable + Storage
[11 empty] | 68.75 | [5 empty] | 1809.6271
System | Generator | WD_.PX.WWA._.215.WD | New Wind, Wind + Storage | 2027 | 324.558 |  |  | 0 | -13342.5796 | 0 | 5021.9066 | 100 | 100 | 1 | 0 | 100 | 212438.3808 | 0 | 100 | 0 | 0 | West | WA |  | Wind - WD - Walla Walla WA | Expansion Resources | Wind | Renewable - Wind | PX | WD_ | 215 |  |  |  |  | 100 | 0 |  | Washington | Wind | Renewable *
[9 empty] | -41.11 |  | 50.2191 | [5 empty] | 2124.3838
System | Generator | WD_.PX.BOR._.PTC.WD | New Wind, Wind + Storage | 2028 | 978.7292 |  |  | 0 | -37632.1372 | 0 | 15449.9245 | 200 | 300 | 1.5 | 0 | 300 | 613016.7554 | 0 | 300 | 0 | 0 | East | ID |  | Wind - WD - BorahPop | Expansion Resources | Wind | Renewable - Wind | PX | WD_ | PTC |  |  |  |  | 300 | 0 |  | Idaho | Wind | Renewable *
[9 empty] | -38.45 |  | 51.4997 | [5 empty] | 2043.3892
System | Generator | WD_.PX.BDG._.PTC.Bridger.WD | New Wind, Wind + Storage | 2029 | 2483.7228 |  |  | 0 | -98802.49 | 0 | 34141.178 | 200 | 650 | 3.25 | 0 | 650 | 1210156.3237 | 0 | 650 | 0 | 0 | East | WY |  | Wind - WD - Bridger | Expansion Resources | Wind | Renewable - Wind | PX | WD_ | PTC |  |  |  |  | 650 | 0 |  | Wyoming | Wind | Renewable *
[9 empty] | -39.78 |  | 52.5249 | [5 empty] | 1861.779
System | Generator | WD_.PX.WYE._.PTC.WD | New Wind, Wind + Storage | 2029 | 2865.834 |  |  | 0 | -114002.873 | 0 | 39393.6669 | 200 | 750 | 3.75 | 0 | 750 | 1396334.2197 | 0 | 750 | 0 | 0 | East | WY |  | Wind - WD - Wyoming East | Expansion Resources | Wind | Renewable - Wind | PX | WD_ | PTC |  |  |  |  | 750 | 0 |  | Wyoming | Wind | Renewable *
[9 empty] | -39.78 |  | 52.5249 | [5 empty] | 1861.779
System | Generator | WD_.PX.WYE.1.A01.WD | New Wind, Wind + Storage | 2029 | 1910.556 |  |  | 0 | -82102.3198 | 0 | 14474.6307 | 500 | 500 | 1 | 0 | 500 | 787930 | 0 | 500 | 0 | 0 | East | WY |  | Wind - WD - Wyoming East | Expansion Resources | Wind | Renewable - Wind | PX | WD_ | A01 |  |  |  |  | 500 | 0 |  | Wyoming | Wind | Renewable *
[9 empty] | -42.973 |  | 28.9493 | [5 empty] | 1575.86
System | Generator | WD_.PX.UWY._.SER.WD | New Wind, Wind + Storage | 2025 | 95.6089 |  |  | 0 | 3422.7973 | 0 | 10118.9606 | 220 | 220 | 1 | 0 | 220 | 483502.207 | 0 | 220 | 0 | 0 | East | UT |  | Wind - WD - Utah North - WY | Expansion Resources | Wind | Renewable - Wind | PX | WD_ | SER |  |  |  |  | 220 | 0 |  | Utah | Wind | Renewable *
[9 empty] | 35.8 |  | 45.9953 | [5 empty] | 2197.7373
System | Generator | WD_.PX.WYE._.SER.WD | New Wind, Wind + Storage | 2025 | 290.0224 |  |  | 0 | -10382.8017 | 0 | 3491.0414 | 75.9 | 75.9 | 1 | 0 | 75.9 | 160836.5712 | 0 | 75.9 | 0 | 0 | East | WY |  | Wind - WD - Wyoming East | Expansion Resources | Wind | Renewable - Wind | PX | WD_ | SER |  |  |  |  | 75.9 | 0 |  | Wyoming | Wind | Renewable *
[9 empty] | -35.8 |  | 45.9953 | [5 empty] | 2119.0589
System | Generator | WD_.PX.PNC._.PTC.WD | New Wind, Wind + Storage | 2032 | 423.9812 |  |  | 0 | -17429.8692 | 0 | 7323.8846 | 200 | 130 | 0.65 | 0 | 130 | 185531.7952 | 0 | 130 | 0 | 0 | West | OR |  | Wind - WD - Portland North Coast | Expansion Resources | Wind | Renewable - Wind | PX | WD_ | PTC |  |  |  |  | 130 | 0 |  | Oregon | Wind | Renewable *
[9 empty] | -41.11 |  | 56.3376 | [5 empty] | 1427.1677
System | Generator | WD_.PX.SOR._.PTC.WD | New Wind, Wind + Storage | 2032 | 0 |  |  | 0 | 0 | 0 | 5633.7574 | 200 | 100 | 0.5 | 0 | 100 | 142716.7655 | 0 | 100 | 0 | 0 | West | OR |  | Wind - WD - Southern OR | Expansion Resources | Wind | Renewable - Wind | PX | WD_ | PTC |  |  |  |  | 100 | 0 |  | Oregon | Wind | Renewable *
[11 empty] | 56.3376 | [5 empty] | 1427.1677
System | Generator | WD_.PX.YAK._.PTC.WD | New Wind, Wind + Storage | 2032 | 1633.1695 |  |  | 0 | -67139.5991 | 0 | 28219.4343 | 200 | 500.899 | 2.5045 | 0 | 500.899 | 757257.1313 | 0 | 500.899 | 0 | 0 | West | WA |  | Wind - WD - Yakima | Expansion Resources | Wind | Renewable - Wind | PX | WD_ | PTC |  |  |  |  | 500.899 | 0 |  | Washington | Wind | Renewable *
[9 empty] | -41.11 |  | 56.3376 | [5 empty] | 1511.7961
System | Generator | WD_.PX.SOR._.PTC.WD | New Wind, Wind + Storage | 2033 | 4439.8728 |  |  | 0 | -188383.805 | 0 | 79411.6466 | 200 | 1382.0572 | 6.4103 | 0 | 1282.0572 | 1862645.3091 | 0 | 1282.0572 | 0 | 0 | West | OR |  | Wind - WD - Southern OR | Expansion Resources | Wind | Renewable - Wind | PX | WD_ | PTC |  |  |  |  | 1382.0572 | 0 |  | Oregon | Wind | Renewable *
[9 empty] | -42.43 |  | 61.9408 | [5 empty] | 1452.8566
System | Generator | WD_.PX.WWA._.PTC.WD | New Wind, Wind + Storage | 2032 | 1066.9439 |  |  | 0 | -43862.0664 | 0 | 19028.331 | 200 | 337.7556 | 1.6888 | 0 | 337.7556 | 510617.5831 | 0 | 337.7556 | 0 | 0 | West | WA |  | Wind - WD - Walla Walla WA | Expansion Resources | Wind | Renewable - Wind | PX | WD_ | PTC |  |  |  |  | 337.7556 | 0 |  | Washington | Wind | Renewable *
[9 empty] | -41.11 |  | 56.3376 | [5 empty] | 1511.7961
System | Generator | WD_.PX.WYE._.PTC.Djohns.WD | New Wind, Wind + Storage | 2032 | 2497.9316 |  |  | 0 | -102689.9681 | 0 | 36619.4228 | 200 | 650 | 3.25 | 0 | 650 | 928012.3113 | 0 | 650 | 0 | 0 | East | WY |  | Wind - WD - Wyoming East | Expansion Resources | Wind | Renewable - Wind | PX | WD_ | PTC |  |  |  |  | 650 | 0 |  | Wyoming | Wind | Renewable *
[9 empty] | -41.11 |  | 56.3376 | [5 empty] | 1427.7112
System | Generator | WD_.PX.WYN._.PTC.WD | New Wind, Wind + Storage | 2032 | 1300.0071 |  |  | 0 | -53443.2945 | 0 | 20543.4511 | 200 | 364.6492 | 1.8232 | 0 | 364.6492 | 520613.7645 | 0 | 364.6492 | 0 | 0 | East | WY |  | Wind - WD - Wyoming North | Expansion Resources | Wind | Renewable - Wind | PX | WD_ | PTC |  |  |  |  | 364.6492 | 0 |  | Wyoming | Wind | Renewable *
[9 empty] | -41.11 |  | 56.3376 | [5 empty] | 1427.7112
System | Battery | BAT.PX.UTN._.ITC.Lithium-ion | New Stand Alone | 2029 | 138.8165 |  |  |  | 0 | 0 | 10138 | 200 | 200 | 1 | 0 | 200 | 349619.9275 | 0 | 200 | 0 | 0 | East | UT |  | Battery Storage - Utah-N | Expansion Resources | Storage | Renewable - Battery | PX | BAT | ITC |  |  |  |  | 200 | 0 |  | Utah | Battery | Storage
[11 empty] | 50.69 | [5 empty] | 1748.0996
System | Battery | BAT.PX.BOR._.ITC.Lithium-ion | New Stand Alone | 2028 | 87.8484 |  |  |  | 0 | 0 | 29823.4849 | 200 | 600 | 3 | 0 | 600 | 1085776.2428 | 0 | 600 | 0 | 0 | East | ID |  | Battery Storage, BorahPop | Expansion Resources | Storage | Renewable - Battery | PX | BAT | ITC |  |  |  |  | 600 | 0 |  | Idaho | Battery | Storage
[11 empty] | 49.7058 | [5 empty] | 1809.6271
System | Battery | BAT.PX.WYE._.ITC.DJ+Wyodak | New Stand Alone | 2028 | 168.5181 |  |  |  | 0 | 0 | 19882.3233 | 200 | 400 | 2 | 0 | 400 | 723850.8285 | 0 | 400 | 0 | 0 | East | WY |  | Battery Storage - DJ+Wyodak | Expansion Resources | Storage | Renewable - Battery | PX | BAT | ITC |  |  |  |  | 400 | 0 |  | Wyoming | Battery | Storage
[11 empty] | 49.7058 | [5 empty] | 1809.6271
System | Battery | BAT.PX.BPA._.221.Lithium-Ion | New Stand Alone | 2026 | 47.0359 |  |  |  | 0 | 0 | 7582.4 | 160 | 160 | 1 | 0 | 160 | 289540.3314 | 0 | 160 | 0 | 0 | West | OR |  | Battery Storage - BPA NITS | Expansion Resources | Storage | Renewable - Battery | PX | BAT | 221 |  |  |  |  | 160 | 0 |  | Oregon | Battery | Storage
[11 empty] | 47.39 | [5 empty] | 1809.6271
System | Battery | BAT.PX.WWA._.215.Lithium-ion | New Stand Alone | 2027 | 45.0069 |  |  |  | 0 | 0 | 10425.5 | 145 | 145 | 1 | 0 | 145 | 262395.9253 | 0 | 145 | 0 | 0 | West | WA |  | Battery Storage - Walla Walla | Expansion Resources | Storage | Renewable - Battery | PX | BAT | 215 |  |  |  |  | 145 | 0 |  | Washington | Battery | Storage
[11 empty] | 71.9 | [5 empty] | 1809.6271
System | Generator | XSC.PX.UTN._.ITC.Non-E | New Non-emitting Peaking | 2030 | 0 |  |  | 0 | 0 | 0 | 98380.8336 | 303 | 606 | 2 | 0 | 606 | 804410.9595 | 0 | 606 | 0 | 0 | East | UT |  | NonEmitting Peaker - Utah North | Expansion Resources | NonEmitting Peaker | NonEmitting Peaker | PX | XSC | ITC |  |  |  |  | 606 | 0 |  | Utah | Non-Emitting Peaker | Non-Emitting Peaker
[11 empty] | 162.3446 | [5 empty] | 1327.4108
System | Generator | WD_.PX.WYN._.PTC.WD | New Wind, Wind + Storage | 2032 | 1300.0071 |  |  | 0 | -53443.2945 | 0 | 20543.4511 | 200 | 364.6492 | 1.8232 | 0 | 364.6492 | 520613.7645 | 0 | 364.6492 | 0 | 0 | East | WY |  | Wind - WD - Wyoming North | Expansion Resources | Wind | Renewable - Wind | PX | WD_ | PTC |  |  |  |  | 364.6492 | 0 |  | Wyoming | Wind | Renewable *

## Inflation (hidden)
Collection | Parent Object | Child Object | Property | Value | Data File | Units | Band | Date From | Date To | Timeslice | Action | Expression | Scenario | Memo | Category |  | 2.27%
Variables | System | Inflation | Profile | 1 |  | - | 1 | 2022-01-01 |  |  | = |  |  | 2023 IRP Inflation 2022$ (2.27%) | -
Variables | System | Inflation | Profile | 1.0227 |  | - | 1 | 2023-01-01 |  |  | = |  |  | 2023 IRP Inflation 2022$ (2.27%) | - | 2.27%
Variables | System | Inflation | Profile | 1.0459 |  | - | 1 | 2024-01-01 |  |  | = |  |  | 2023 IRP Inflation 2022$ (2.27%) | - | 2.27%
Variables | System | Inflation | Profile | 1.0697 |  | - | 1 | 2025-01-01 |  |  | = |  |  | 2023 IRP Inflation 2022$ (2.27%) | - | 2.27%
Variables | System | Inflation | Profile | 1.0939 |  | - | 1 | 2026-01-01 |  |  | = |  |  | 2023 IRP Inflation 2022$ (2.27%) | - | 2.27%
Variables | System | Inflation | Profile | 1.1188 |  | - | 1 | 2027-01-01 |  |  | = |  |  | 2023 IRP Inflation 2022$ (2.27%) | - | 2.27%
Variables | System | Inflation | Profile | 1.1442 |  | - | 1 | 2028-01-01 |  |  | = |  |  | 2023 IRP Inflation 2022$ (2.27%) | - | 2.27%
Variables | System | Inflation | Profile | 1.1701 |  | - | 1 | 2029-01-01 |  |  | = |  |  | 2023 IRP Inflation 2022$ (2.27%) | - | 2.27%
Variables | System | Inflation | Profile | 1.1967 |  | - | 1 | 2030-01-01 |  |  | = |  |  | 2023 IRP Inflation 2022$ (2.27%) | - | 2.27%
Variables | System | Inflation | Profile | 1.2239 |  | - | 1 | 2031-01-01 |  |  | = |  |  | 2023 IRP Inflation 2022$ (2.27%) | - | 2.27%
Variables | System | Inflation | Profile | 1.2516 |  | - | 1 | 2032-01-01 |  |  | = |  |  | 2023 IRP Inflation 2022$ (2.27%) | - | 2.27%
Variables | System | Inflation | Profile | 1.2801 |  | - | 1 | 2033-01-01 |  |  | = |  |  | 2023 IRP Inflation 2022$ (2.27%) | - | 2.27%
Variables | System | Inflation | Profile | 1.3091 |  | - | 1 | 2034-01-01 |  |  | = |  |  | 2023 IRP Inflation 2022$ (2.27%) | - | 2.27%
Variables | System | Inflation | Profile | 1.3388 |  | - | 1 | 2035-01-01 |  |  | = |  |  | 2023 IRP Inflation 2022$ (2.27%) | - | 2.27%
Variables | System | Inflation | Profile | 1.3692 |  | - | 1 | 2036-01-01 |  |  | = |  |  | 2023 IRP Inflation 2022$ (2.27%) | - | 2.27%
Variables | System | Inflation | Profile | 1.4003 |  | - | 1 | 2037-01-01 |  |  | = |  |  | 2023 IRP Inflation 2022$ (2.27%) | - | 2.27%
Variables | System | Inflation | Profile | 1.4321 |  | - | 1 | 2038-01-01 |  |  | = |  |  | 2023 IRP Inflation 2022$ (2.27%) | - | 2.27%
Variables | System | Inflation | Profile | 1.4646 |  | - | 1 | 2039-01-01 |  |  | = |  |  | 2023 IRP Inflation 2022$ (2.27%) | - | 2.27%
Variables | System | Inflation | Profile | 1.4979 |  | - | 1 | 2040-01-01 |  |  | = |  |  | 2023 IRP Inflation 2022$ (2.27%) | - | 2.27%
Variables | System | Inflation | Profile | 1.5319 |  | - | 1 | 2041-01-01 |  |  | = |  |  | 2023 IRP Inflation 2022$ (2.27%) | - | 2.27%
Variables | System | Inflation | Profile | 1.5666 |  | - | 1 | 2042-01-01 |  |  | = |  |  | 2023 IRP Inflation 2022$ (2.27%) | - | 2.27%
Variables | System | Inflation | Profile | 1.6022 |  | - | 1 | 2043-01-01 |  |  | = |  |  | 2023 IRP Inflation 2022$ (2.27%) | - | 2.27%
Variables | System | Inflation | Profile | 1.6386 |  | - | 1 | 2044-01-01 |  |  | = |  |  | 2023 IRP Inflation 2022$ (2.27%) | - | 2.27%
Variables | System | Inflation | Profile | 1.6758 |  | - | 1 | 2045-01-01 |  |  | = |  |  | 2023 IRP Inflation 2022$ (2.27%) | - | 2.27%

## IRP_PTC_ESC (hidden)
Collection | Parent Object | Child Object | Property | Value | Data File | Units | Band | Date From | Date To | Timeslice | Action | Expression | Scenario | Memo | Category |  | Year |  | Collection | Parent Object | Child Object | Property | Value | Data File | Units | Band | Date From | Date To | Timeslice | Action | Expression | Scenario | Memo | Category
Variables | System | 23IRPPVESC | Profile | 1 |  | - | 1 | 2022-01-01 |  |  | = |  |  |  | - |  | 2022 |  | Variables | System | 23IRPBATESC | Profile | 1 |  | - | 1 | 44562 |  |  | = |  |  |  | -
Variables | System | 23IRPPVESC | Profile | 1.3447 |  | - | 1 | 2023-01-01 |  |  | = |  |  |  | - | 1.3447 | 2023 |  | Variables | System | 23IRPBATESC | Profile | 1.0506 |  | - | 1 | 44927 |  |  | = |  |  |  | - | 1.0506
Variables | System | 23IRPPVESC | Profile | 1.3447 |  | - | 1 | 2024-01-01 |  |  | = |  |  |  | - | 1 | 2024 |  | Variables | System | 23IRPBATESC | Profile | 1.0506 |  | - | 1 | 45292 |  |  | = |  |  |  | - | 1
Variables | System | 23IRPPVESC | Profile | 1.3447 |  | - | 1 | 2025-01-01 |  |  | = |  |  |  | - | 1 | 2025 |  | Variables | System | 23IRPBATESC | Profile | 1.0506 |  | - | 1 | 45658 |  |  | = |  |  |  | - | 1
Variables | System | 23IRPPVESC | Profile | 1.3447 |  | - | 1 | 2026-01-01 |  |  | = |  |  |  | - | 1 | 2026 |  | Variables | System | 23IRPBATESC | Profile | 1.0506 |  | - | 1 | 46023 |  |  | = |  |  |  | - | 1
Variables | System | 23IRPPVESC | Profile | 1.3447 |  | - | 1 | 2027-01-01 |  |  | = |  |  |  | - | 1 | 2027 |  | Variables | System | 23IRPBATESC | Profile | 1.0506 |  | - | 1 | 46388 |  |  | = |  |  |  | - | 1
Variables | System | 23IRPPVESC | Profile | 1.3447 |  | - | 1 | 2028-01-01 |  |  | = |  |  |  | - | 1 | 2028 |  | Variables | System | 23IRPBATESC | Profile | 1.0506 |  | - | 1 | 46753 |  |  | = |  |  |  | - | 1
Variables | System | 23IRPPVESC | Profile | 1.2761 |  | - | 1 | 2029-01-01 |  |  | = |  |  |  | - | 0.949 | 2029 |  | Variables | System | 23IRPBATESC | Profile | 1.0149 |  | - | 1 | 47119 |  |  | = |  |  |  | - | 0.966
Variables | System | 23IRPPVESC | Profile | 1.2072 |  | - | 1 | 2030-01-01 |  |  | = |  |  |  | - | 0.946 | 2030 |  | Variables | System | 23IRPBATESC | Profile | 0.97834 |  | - | 1 | 47484 |  |  | = |  |  |  | - | 0.964
Variables | System | 23IRPPVESC | Profile | 1.1384 |  | - | 1 | 2031-01-01 |  |  | = |  |  |  | - | 0.943 | 2031 |  | Variables | System | 23IRPBATESC | Profile | 0.94215 |  | - | 1 | 47849 |  |  | = |  |  |  | - | 0.963
Variables | System | 23IRPPVESC | Profile | 1.0701 |  | - | 1 | 2032-01-01 |  |  | = |  |  |  | - | 0.94 | 2032 |  | Variables | System | 23IRPBATESC | Profile | 0.90634 |  | - | 1 | 48214 |  |  | = |  |  |  | - | 0.962
Variables | System | 23IRPPVESC | Profile | 1.0754 |  | - | 1 | 2033-01-01 |  |  | = |  |  |  | - | 1.005 | 2033 |  | Variables | System | 23IRPBATESC | Profile | 0.92266 |  | - | 1 | 48580 |  |  | = |  |  |  | - | 1.018
Variables | System | 23IRPPVESC | Profile | 1.0776 |  | - | 1 | 2034-01-01 |  |  | = |  |  |  | - | 1.002 | 2034 |  | Variables | System | 23IRPBATESC | Profile | 0.93188 |  | - | 1 | 48945 |  |  | = |  |  |  | - | 1.01
Variables | System | 23IRPPVESC | Profile | 1.0798 |  | - | 1 | 2035-01-01 |  |  | = |  |  |  | - | 1.002 | 2035 |  | Variables | System | 23IRPBATESC | Profile | 0.9412 |  | - | 1 | 49310 |  |  | = |  |  |  | - | 1.01
Variables | System | 23IRPPVESC | Profile | 1.0808 |  | - | 1 | 2036-01-01 |  |  | = |  |  |  | - | 1.001 | 2036 |  | Variables | System | 23IRPBATESC | Profile | 0.95062 |  | - | 1 | 49675 |  |  | = |  |  |  | - | 1.01
Variables | System | 23IRPPVESC | Profile | 1.0819 |  | - | 1 | 2037-01-01 |  |  | = |  |  |  | - | 1.001 | 2037 |  | Variables | System | 23IRPBATESC | Profile | 0.95917 |  | - | 1 | 50041 |  |  | = |  |  |  | - | 1.009
Variables | System | 23IRPPVESC | Profile | 1.0819 |  | - | 1 | 2038-01-01 |  |  | = |  |  |  | - | 1 | 2038 |  | Variables | System | 23IRPBATESC | Profile | 0.9678 |  | - | 1 | 50406 |  |  | = |  |  |  | - | 1.009
Variables | System | 23IRPPVESC | Profile | 1.0819 |  | - | 1 | 2039-01-01 |  |  | = |  |  |  | - | 1 | 2039 |  | Variables | System | 23IRPBATESC | Profile | 0.97651 |  | - | 1 | 50771 |  |  | = |  |  |  | - | 1.009
Variables | System | 23IRPPVESC | Profile | 1.0808 |  | - | 1 | 2040-01-01 |  |  | = |  |  |  | - | 0.999 | 2040 |  | Variables | System | 23IRPBATESC | Profile | 0.9853 |  | - | 1 | 51136 |  |  | = |  |  |  | - | 1.009
Variables | System | 23IRPPVESC | Profile | 1.0797 |  | - | 1 | 2041-01-01 |  |  | = |  |  |  | - | 0.999 | 2041 |  | Variables | System | 23IRPBATESC | Profile | 0.99417 |  | - | 1 | 51502 |  |  | = |  |  |  | - | 1.009
Variables | System | 23IRPPVESC | Profile | 1.0776 |  | - | 1 | 2042-01-01 |  |  | = |  |  |  | - | 0.998 | 2042 |  | Variables | System | 23IRPBATESC | Profile | 1.0021 |  | - | 1 | 51867 |  |  | = |  |  |  | - | 1.008
Collection | Parent Object | Child Object | Property | Value | Data File | Units | Band | Date From | Date To | Timeslice | Action | Expression | Scenario | Memo | Category |  |  | Year
Variables | System | 100% PTC | Profile | 33.15 |  | - | 1 | 2021-01-01 |  |  | = |  |  |  | - |  |  | 2021
Variables | System | 100% PTC | Profile | 34.48 |  | - | 1 | 2022-01-01 |  |  | = |  |  |  | - | 1.0401 |  | 2022
Variables | System | 100% PTC | Profile | 34.48 |  | - | 1 | 2023-01-01 |  |  | = |  |  |  | - | 1 |  | 2023
Variables | System | 100% PTC | Profile | 35.8 |  | - | 1 | 2024-01-01 |  |  | = |  |  |  | - | 1.0383 |  | 2024
Variables | System | 100% PTC | Profile | 35.8 |  | - | 1 | 2025-01-01 |  |  | = |  |  |  | - | 1 |  | 2025
Variables | System | 100% PTC | Profile | 37.13 |  | - | 1 | 2026-01-01 |  |  | = |  |  |  | - | 1.0372 |  | 2026
Variables | System | 100% PTC | Profile | 38.45 |  | - | 1 | 2027-01-01 |  |  | = |  |  |  | - | 1.0356 |  | 2027
Variables | System | 100% PTC | Profile | 38.45 |  | - | 1 | 2028-01-01 |  |  | = |  |  |  | - | 1 |  | 2028
Variables | System | 100% PTC | Profile | 39.78 |  | - | 1 | 2029-01-01 |  |  | = |  |  |  | - | 1.0346 |  | 2029
Variables | System | 100% PTC | Profile | 39.78 |  | - | 1 | 2030-01-01 |  |  | = |  |  |  | - | 1 |  | 2030
Variables | System | 100% PTC | Profile | 41.11 |  | - | 1 | 2031-01-01 |  |  | = |  |  |  | - | 1.0334 |  | 2031
Variables | System | 100% PTC | Profile | 41.11 |  | - | 1 | 2032-01-01 |  |  | = |  |  |  | - | 1 |  | 2032
Variables | System | 100% PTC | Profile | 42.43 |  | - | 1 | 2033-01-01 |  |  | = |  |  |  | - | 1.0321 |  | 2033
Variables | System | 100% PTC | Profile | 43.76 |  | - | 1 | 2034-01-01 |  |  | = |  |  |  | - | 1.0313 |  | 2034
Variables | System | 100% PTC | Profile | 43.76 |  | - | 1 | 2035-01-01 |  |  | = |  |  |  | - | 1 |  | 2035
Variables | System | 100% PTC | Profile | 45.08 |  | - | 1 | 2036-01-01 |  |  | = |  |  |  | - | 1.0302 |  | 2036
Variables | System | 100% PTC | Profile | 46.41 |  | - | 1 | 2037-01-01 |  |  | = |  |  |  | - | 1.0295 |  | 2037
Variables | System | 100% PTC | Profile | 46.41 |  | - | 1 | 2038-01-01 |  |  | = |  |  |  | - | 1 |  | 2038
Variables | System | 100% PTC | Profile | 47.74 |  | - | 1 | 2039-01-01 |  |  | = |  |  |  | - | 1.0287 |  | 2039
Variables | System | 100% PTC | Profile | 49.06 |  | - | 1 | 2040-01-01 |  |  | = |  |  |  | - | 1.0276 |  | 2040
Variables | System | 100% PTC | Profile | 50.39 |  | - | 1 | 2041-01-01 |  |  | = |  |  |  | - | 1.0271 |  | 2041
Variables | System | 100% PTC | Profile | 50.39 |  | - | 1 | 2042-01-01 |  |  | = |  |  |  | - |  |  | 2042
Variables | System | 100% PTC | Profile | 51.71 |  | - | 1 | 2043-01-01 |  |  | = |  |  |  | - |  |  | 2043
Variables | System | 100% PTC | Profile | 53.04 |  | - | 1 | 2044-01-01 |  |  | = |  |  |  | - |  |  | 2044
Variables | System | 100% PTC | Profile | 54.37 |  | - | 1 | 2045-01-01 |  |  | = |  |  |  | - |  |  | 2045
Variables | System | 100% PTC | Profile | 55.69 |  | - | 1 | 2046-01-01 |  |  | = |  |  |  | - |  |  | 2046
Variables | System | 100% PTC | Profile | 55.69 |  | - | 1 | 2047-01-01 |  |  | = |  |  |  | - |  |  | 2047
Variables | System | 100% PTC | Profile | 57.02 |  | - | 1 | 2048-01-01 |  |  | = |  |  |  | - |  |  | 2048
Variables | System | 100% PTC | Profile | 58.35 |  | - | 1 | 2049-01-01 |  |  | = |  |  |  | - |  |  | 2049
Variables | System | 100% PTC | Profile | 59.67 |  | - | 1 | 2050-01-01 |  |  | = |  |  |  | - |  |  | 2050
Collection | Parent Object | Child Object | Property | Value | Data File | Units | Band | Date From | Date To | Timeslice | Action | Expression | Scenario | Memo | Category |  |  | Year
Variables | System | 23IRPWDESC | Profile | 1 |  | - | 1 | 2022-01-01 |  |  | = |  |  |  | - |  |  | 2022
Variables | System | 23IRPWDESC | Profile | 1.2731 |  | - | 1 | 2023-01-01 |  |  | = |  |  |  | - | 1.2731 |  | 2023
Variables | System | 23IRPWDESC | Profile | 1.2731 |  | - | 1 | 2024-01-01 |  |  | = |  |  |  | - | 1 |  | 2024
Variables | System | 23IRPWDESC | Profile | 1.2731 |  | - | 1 | 2025-01-01 |  |  | = |  |  |  | - | 1 |  | 2025
Variables | System | 23IRPWDESC | Profile | 1.2731 |  | - | 1 | 2026-01-01 |  |  | = |  |  |  | - | 1 |  | 2026
Variables | System | 23IRPWDESC | Profile | 1.2731 |  | - | 1 | 2027-01-01 |  |  | = |  |  |  | - | 1 |  | 2027
Variables | System | 23IRPWDESC | Profile | 1.2731 |  | - | 1 | 2028-01-01 |  |  | = |  |  |  | - | 1 |  | 2028
Variables | System | 23IRPWDESC | Profile | 1.1814 |  | - | 1 | 2029-01-01 |  |  | = |  |  |  | - | 0.928 |  | 2029
Variables | System | 23IRPWDESC | Profile | 1.0893 |  | - | 1 | 2030-01-01 |  |  | = |  |  |  | - | 0.922 |  | 2030
Variables | System | 23IRPWDESC | Profile | 0.99778 |  | - | 1 | 2031-01-01 |  |  | = |  |  |  | - | 0.916 |  | 2031
Variables | System | 23IRPWDESC | Profile | 0.90599 |  | - | 1 | 2032-01-01 |  |  | = |  |  |  | - | 0.908 |  | 2032
Variables | System | 23IRPWDESC | Profile | 0.9223 |  | - | 1 | 2033-01-01 |  |  | = |  |  |  | - | 1.018 |  | 2033
Variables | System | 23IRPWDESC | Profile | 0.9389 |  | - | 1 | 2034-01-01 |  |  | = |  |  |  | - | 1.018 |  | 2034
Variables | System | 23IRPWDESC | Profile | 0.9558 |  | - | 1 | 2035-01-01 |  |  | = |  |  |  | - | 1.018 |  | 2035
Variables | System | 23IRPWDESC | Profile | 0.973 |  | - | 1 | 2036-01-01 |  |  | = |  |  |  | - | 1.018 |  | 2036
Variables | System | 23IRPWDESC | Profile | 0.99052 |  | - | 1 | 2037-01-01 |  |  | = |  |  |  | - | 1.018 |  | 2037
Variables | System | 23IRPWDESC | Profile | 1.0083 |  | - | 1 | 2038-01-01 |  |  | = |  |  |  | - | 1.018 |  | 2038
Variables | System | 23IRPWDESC | Profile | 1.0265 |  | - | 1 | 2039-01-01 |  |  | = |  |  |  | - | 1.018 |  | 2039
Variables | System | 23IRPWDESC | Profile | 1.045 |  | - | 1 | 2040-01-01 |  |  | = |  |  |  | - | 1.018 |  | 2040
Variables | System | 23IRPWDESC | Profile | 1.0544 |  | - | 1 | 2041-01-01 |  |  | = |  |  |  | - | 1.009 |  | 2041
Variables | System | 23IRPWDESC | Profile | 1.0628 |  | - | 1 | 2042-01-01 |  |  | = |  |  |  | - | 1.008 |  | 2042
1900
1900

## 2025_WD_.PX.WYE._.SER.WD (hidden)
Table 3
WD_.PX.WYE._.SER.WD
44% Capacity Factor
Year | Estimated Capital Cost | Fixed Capital Cost at Real Levelized Rate | Fixed O&M | Network Upgrade | Fixed Costs | Variable O&M | 100% PTC | Total Resource Cost | Total Resource Costs | Total Fixed Cost
| $/kW | $/kW-yr | $/kW-yr | $/kW-yr | $/MWh | $/MWh | $/MWh | $/MWh | $/kW-yr | $/kW-yr
| (a) | (b) | (c) | (d) | (e) | (f) | (g) | (g) | (h) | (i)
WD_.PX.WYE._.SER.WD - 44% Capacity Factor
2016
2017
2018
2019
2020
2021
2022
2023
2024
2025 | 2119.0589 | 141.0658 | 45.9953 |  | 48.9546 |  | -35.8 | 13.1546 | 50.27 | 187.061
2026 |  | 144.27 | 47.04 |  | 50.0666 |  | -37.13 | 12.9366 | 49.43 | 191.31
2027 |  | 147.54 | 48.11 |  | 51.2024 |  | -38.45 | 12.7524 | 48.73 | 195.65
2028 |  | 150.89 | 49.2 |  | 52.3643 |  | -38.45 | 13.9143 | 53.17 | 200.09
2029 |  | 154.32 | 50.32 |  | 53.5551 |  | -39.78 | 13.7751 | 52.64 | 204.64
2030 |  | 157.82 | 51.46 |  | 54.7694 |  | -39.78 | 14.9894 | 57.28 | 209.28
2031 |  | 161.4 | 52.63 |  | 56.0125 |  | -41.11 | 14.9025 | 56.94 | 214.03
2032 |  | 165.06 | 53.82 |  | 57.2818 |  | -41.11 | 16.1718 | 61.79 | 218.88
2033 |  | 168.81 | 55.04 |  | 58.5824 |  | -42.43 | 16.1524 | 61.72 | 223.85
2034 |  | 172.64 | 56.29 |  | 59.9119 |  | -43.76 | 16.1519 | 61.72 | 228.93
2035 |  | 176.56 | 57.57 |  | 61.2727 |  |  | 61.2727 | 234.13 | 234.13
2036 |  | 180.57 | 58.88 |  | 62.665 |  |  | 62.665 | 239.45 | 239.45
2037 |  | 184.67 | 60.22 |  | 64.0887 |  |  | 64.0887 | 244.89 | 244.89
2038 |  | 188.86 | 61.59 |  | 65.5437 |  |  | 65.5437 | 250.45 | 250.45
2039 |  | 193.15 | 62.99 |  | 67.0328 |  |  | 67.0328 | 256.14 | 256.14
2040 |  | 197.53 | 64.42 |  | 68.5533 |  |  | 68.5533 | 261.95 | 261.95
2041 |  | 202.01 | 65.88 |  | 70.1079 |  |  | 70.1079 | 267.89 | 267.89
2042 |  | 206.6 | 67.38 |  | 71.7016 |  |  | 71.7016 | 273.98 | 273.98
2043 |  | 211.29 | 68.91 |  | 73.3294 |  |  | 73.3294 | 280.2 | 280.2
Sources, Inputs and Assumptions
Source: | (c)(f) | Plant Costs - 2023 IRP - Table 7.1 & 7.2
| (a) | Plant capacity cost
| (b) | = (a) x 0.06657
| (d) | = ((b) + (c)) / (8.76 x 43.6%)
| (g) | = (e) + (f)
| (h) | Plant Costs - 2023 IRP - Table 7.1 & 7.2
WD_.PX.WYE._.SER.WD - 44% Capacity Factor
Cost and Input Assumptions
[12 empty] | COD | 2025 | WD_.PX.WYE._.SER.WD
2022 $ |  | Plant capacity cost | [8 empty] | 220 | MW
2022 $ |  | Fixed O&M, plus on-going capital cost
Wheeling ($ MWh)
2022 $ |  | Variable O&M
|  | Tax Credit $/MWh | [5 empty] | First Year real levelized
#N/A | 0 | Network Upgrade ($/kw-yr)
| 6.657% | Payment Factor
| 43.62% | Capacity Factor

## 2025_WD_.PX.UWY._.SER.WD (hidden)
Table 3
WD_.PX.UWY._.SER.WD
44% Capacity Factor
Year | Estimated Capital Cost | Fixed Capital Cost at Real Levelized Rate | Fixed O&M | Network Upgrade | Fixed Costs | Variable O&M | 100% PTC | Total Resource Cost | Total Resource Costs | Total Fixed Cost
| $/kW | $/kW-yr | $/kW-yr | $/kW-yr | $/MWh | $/MWh | $/MWh | $/MWh | $/kW-yr | $/kW-yr
| (a) | (b) | (c) | (d) | (e) | (f) | (g) | (g) | (h) | (i)
WD_.PX.UWY._.SER.WD - 44% Capacity Factor
2016
2017
2018
2019
2020
2021
2022
2023
2024
2025 | 2197.7373 | 146.3034 | 45.9953 |  | 50.3253 |  | -35.8 | 14.5253 | 55.5 | 192.2986
2026 |  | 149.62 | 47.04 |  | 51.4667 |  | -37.13 | 14.3367 | 54.78 | 196.66
2027 |  | 153.02 | 48.11 |  | 52.6365 |  | -38.45 | 14.1865 | 54.21 | 201.13
2028 |  | 156.49 | 49.2 |  | 53.8299 |  | -38.45 | 15.3799 | 58.77 | 205.69
2029 |  | 160.04 | 50.32 |  | 55.052 |  | -39.78 | 15.272 | 58.36 | 210.36
2030 |  | 163.67 | 51.46 |  | 56.3004 |  | -39.78 | 16.5204 | 63.13 | 215.13
2031 |  | 167.39 | 52.63 |  | 57.5801 |  | -41.11 | 16.4701 | 62.93 | 220.02
2032 |  | 171.19 | 53.82 |  | 58.886 |  | -41.11 | 17.776 | 67.92 | 225.01
2033 |  | 175.08 | 55.04 |  | 60.2233 |  | -42.43 | 17.7933 | 67.99 | 230.12
2034 |  | 179.05 | 56.29 |  | 61.5894 |  | -43.76 | 17.8294 | 68.13 | 235.34
2035 |  | 183.11 | 57.57 |  | 62.9869 |  |  | 62.9869 | 240.68 | 240.68
2036 |  | 187.27 | 58.88 |  | 64.4184 |  |  | 64.4184 | 246.15 | 246.15
2037 |  | 191.52 | 60.22 |  | 65.8813 |  |  | 65.8813 | 251.74 | 251.74
2038 |  | 195.87 | 61.59 |  | 67.3783 |  |  | 67.3783 | 257.46 | 257.46
2039 |  | 200.32 | 62.99 |  | 68.9093 |  |  | 68.9093 | 263.31 | 263.31
2040 |  | 204.87 | 64.42 |  | 70.4742 |  |  | 70.4742 | 269.29 | 269.29
2041 |  | 209.52 | 65.88 |  | 72.0733 |  |  | 72.0733 | 275.4 | 275.4
2042 |  | 214.28 | 67.38 |  | 73.7115 |  |  | 73.7115 | 281.66 | 281.66
2043 |  | 219.14 | 68.91 |  | 75.3838 |  |  | 75.3838 | 288.05 | 288.05
Sources, Inputs and Assumptions
Source: | (c)(f) | Plant Costs - 2023 IRP - Table 7.1 & 7.2
| (a) | Plant capacity cost
| (b) | = (a) x 0.06657
| (d) | = ((b) + (c)) / (8.76 x 43.6%)
| (g) | = (e) + (f)
| (h) | Plant Costs - 2023 IRP - Table 7.1 & 7.2
WD_.PX.UWY._.SER.WD - 44% Capacity Factor
Cost and Input Assumptions
[12 empty] | COD | 2025 | WD_.PX.UWY._.SER.WD
2022 $ |  | Plant capacity cost | [8 empty] | 220 | MW
2022 $ |  | Fixed O&M, plus on-going capital cost
Wheeling ($ MWh)
2022 $ |  | Variable O&M
|  | Tax Credit $/MWh | [5 empty] | First Year real levelized
#N/A | 0 | Network Upgrade ($/kw-yr)
| 6.657% | Payment Factor
| 43.62% | Capacity Factor

## 2027_WD_.PX.WWA._.215.WD (hidden)
Table 3
WD_.PX.WWA._.215.WD
37% Capacity Factor
Year | Estimated Capital Cost | Fixed Capital Cost at Real Levelized Rate | Fixed O&M | Network Upgrade | Fixed Costs | Variable O&M | 110% PTC | Total Resource Cost | Total Resource Costs | Total Fixed Cost
| $/kW | $/kW-yr | $/kW-yr | $/kW-yr | $/MWh | $/MWh | $/MWh | $/MWh | $/kW-yr | $/kW-yr
| (a) | (b) | (c) | (d) | (e) | (f) | (g) | (g) | (h) | (i)
WD_.PX.WWA._.215.WD - 37% Capacity Factor
2016
2017
2018
2019
2020
2021
2022
2023
2024
2025
2026
2027 | 2124.3838 | 141.4202 | 50.2191 | 6.1471 | 60.9402 |  | -42.295 | 18.6452 | 60.51 | 197.7864
2028 |  | 144.63 | 51.36 | 6.29 | 62.3248 |  | -42.295 | 20.0298 | 65.01 | 202.28
2029 |  | 147.91 | 52.53 | 6.43 | 63.739 |  | -43.758 | 19.981 | 64.85 | 206.87
2030 |  | 151.27 | 53.72 | 6.58 | 65.1871 |  | -43.758 | 21.4291 | 69.55 | 211.57
2031 |  | 154.7 | 54.94 | 6.73 | 66.6661 |  | -45.221 | 21.4451 | 69.6 | 216.37
2032 |  | 158.21 | 56.19 | 6.88 | 68.1789 |  | -45.221 | 22.9579 | 74.51 | 221.28
2033 |  | 161.8 | 57.47 | 7.04 | 69.7287 |  | -46.673 | 23.0557 | 74.83 | 226.31
2034 |  | 165.47 | 58.77 | 7.2 | 71.3093 |  | -48.136 | 23.1733 | 75.21 | 231.44
2035 |  | 169.23 | 60.1 | 7.36 | 72.9269 |  | -48.136 | 24.7909 | 80.46 | 236.69
2036 |  | 173.07 | 61.46 | 7.53 | 74.5814 |  | -49.599 | 24.9824 | 81.08 | 242.06
2037 |  | 177 | 62.86 | 7.7 | 76.276 |  |  | 76.276 | 247.56 | 247.56
2038 |  | 181.02 | 64.29 | 7.87 | 78.0076 |  |  | 78.0076 | 253.18 | 253.18
2039 |  | 185.13 | 65.75 | 8.05 | 79.7793 |  |  | 79.7793 | 258.93 | 258.93
2040 |  | 189.33 | 67.24 | 8.23 | 81.5879 |  |  | 81.5879 | 264.8 | 264.8
2041 |  | 193.63 | 68.77 | 8.42 | 83.4427 |  |  | 83.4427 | 270.82 | 270.82
2042 |  | 198.03 | 70.33 | 8.61 | 85.3376 |  |  | 85.3376 | 276.97 | 276.97
2043 |  | 202.53 | 71.93 | 8.81 | 87.2787 |  |  | 87.2787 | 283.27 | 283.27
Sources, Inputs and Assumptions
Source: | (c)(f) | Plant Costs - 2023 IRP - Table 7.1 & 7.2
| (a) | Plant capacity cost
| (b) | = (a) x 0.06657
| (d) | = ((b) + (c)) / (8.76 x 37.0%)
| (g) | = (e) + (f)
| (h) | Plant Costs - 2023 IRP - Table 7.1 & 7.2
WD_.PX.WWA._.215.WD - 37% Capacity Factor
Cost and Input Assumptions
[12 empty] | COD | 2027 | WD_.PX.WWA._.215.WD
2022 $ |  | Plant capacity cost | [8 empty] | 100 | MW
2022 $ |  | Fixed O&M, plus on-going capital cost
Wheeling ($ MWh)
2022 $ |  | Variable O&M
|  | Tax Credit $/MWh | [5 empty] | First Year real levelized
2027$ | 6.1471 | Network Upgrade ($/kw-yr) |  | CON Walla Walla > TxCON 2027
| 6.657% | Payment Factor
| 37.05% | Capacity Factor

## 2028_WD_.PX.BOR._.PTC.WD (hidden)
Table 3
WD_.PX.BOR._.PTC.WD
37% Capacity Factor
Year | Estimated Capital Cost | Fixed Capital Cost at Real Levelized Rate | Fixed O&M | Network Upgrade | Fixed Costs | Variable O&M | 100% PTC | Total Resource Cost | Total Resource Costs | Total Fixed Cost
| $/kW | $/kW-yr | $/kW-yr | $/kW-yr | $/MWh | $/MWh | $/MWh | $/MWh | $/kW-yr | $/kW-yr
| (a) | (b) | (c) | (d) | (e) | (f) | (g) | (g) | (h) | (i)
WD_.PX.BOR._.PTC.WD - 37% Capacity Factor
2016
2017
2018
2019
2020
2021
2022
2023
2024
2025
2026
2027
2028 | 2043.3892 | 136.0284 | 51.4997 | 53.4055 | 74.2344 |  | -38.45 | 35.7844 | 116.14 | 240.9337
2029 |  | 139.12 | 52.67 | 54.62 | 75.9217 |  | -39.78 | 36.1417 | 117.3 | 246.41
2030 |  | 142.28 | 53.87 | 55.86 | 77.6471 |  | -39.78 | 37.8671 | 122.9 | 252.01
2031 |  | 145.51 | 55.09 | 57.13 | 79.4095 |  | -41.11 | 38.2995 | 124.3 | 257.73
2032 |  | 148.81 | 56.34 | 58.43 | 81.212 |  | -41.11 | 40.102 | 130.15 | 263.58
2033 |  | 152.19 | 57.62 | 59.76 | 83.0576 |  | -42.43 | 40.6276 | 131.86 | 269.57
2034 |  | 155.64 | 58.93 | 61.12 | 84.9432 |  | -43.76 | 41.1832 | 133.66 | 275.69
2035 |  | 159.17 | 60.27 | 62.51 | 86.872 |  | -43.76 | 43.112 | 139.92 | 281.95
2036 |  | 162.78 | 61.64 | 63.93 | 88.8439 |  | -45.09 | 43.7539 | 142.01 | 288.35
2037 |  | 166.48 | 63.04 | 65.38 | 90.862 |  | -46.41 | 44.452 | 144.27 | 294.9
2038 |  | 170.26 | 64.47 | 66.86 | 92.9233 |  |  | 92.9233 | 301.59 | 301.59
2039 |  | 174.12 | 65.93 | 68.38 | 95.0308 |  |  | 95.0308 | 308.43 | 308.43
2040 |  | 178.07 | 67.43 | 69.93 | 97.1876 |  |  | 97.1876 | 315.43 | 315.43
2041 |  | 182.11 | 68.96 | 71.52 | 99.3936 |  |  | 99.3936 | 322.59 | 322.59
2042 |  | 186.24 | 70.53 | 73.14 | 101.649 |  |  | 101.649 | 329.91 | 329.91
2043 |  | 190.47 | 72.13 | 74.8 | 103.9568 |  |  | 103.9568 | 337.4 | 337.4
Sources, Inputs and Assumptions
Source: | (c)(f) | Plant Costs - 2023 IRP - Table 7.1 & 7.2
| (a) | Plant capacity cost
| (b) | = (a) x 0.06657
| (d) | = ((b) + (c)) / (8.76 x 37.0%)
| (g) | = (e) + (f)
| (h) | Plant Costs - 2023 IRP - Table 7.1 & 7.2
WD_.PX.BOR._.PTC.WD - 37% Capacity Factor
Cost and Input Assumptions
[12 empty] | COD | 2028 | WD_.PX.BOR._.PTC.WD
2022 $ |  | Plant capacity cost | [8 empty] | 300 | MW
2022 $ |  | Fixed O&M, plus on-going capital cost
Wheeling ($ MWh)
2022 $ |  | Variable O&M
|  | Tax Credit $/MWh | [5 empty] | First Year real levelized
2026$ | 53.4055 | Network Upgrade ($/kw-yr) |  | INC B2H Walla Walla - WA > Borah 2026 |  |  | 0 | CON Utah North > TxCON 2031
[7 empty] | 0 | INC B2H Borah > Hemingway 2026
| 6.657% | Payment Factor |  |  |  |  | 53.4055 | INC B2H Walla Walla - WA > Borah 2026
| 37.05% | Capacity Factor

## 2029_WD_.PX.WYE.1.A01.WD (hidden)
Table 3
WD_.PX.WYE.1.A01.WD
44% Capacity Factor
Year | Estimated Capital Cost | Fixed Capital Cost at Real Levelized Rate | Fixed O&M | Network Upgrade | Fixed Costs | Variable O&M | 110% PTC | Total Resource Cost | Total Resource Costs | Total Fixed Cost
| $/kW | $/kW-yr | $/kW-yr | $/kW-yr | $/MWh | $/MWh | $/MWh | $/MWh | $/kW-yr | $/kW-yr
| (a) | (b) | (c) | (d) | (e) | (f) | (g) | (g) | (h) | (i)
WD_.PX.WYE.1.A01.WD - 44% Capacity Factor
2016
2017
2018
2019
2020
2021
2022
2023
2024
2025
2026
2027
2028
2029 | 1575.86 | 104.905 | 28.9493 | 40.0624 | 45.5147 |  | -43.758 | 1.7567 | 6.71 | 173.9166
2030 |  | 107.29 | 29.61 | 40.97 | 46.5493 |  | -43.758 | 2.7913 | 10.67 | 177.87
2031 |  | 109.73 | 30.28 | 41.9 | 47.6066 |  | -45.221 | 2.3856 | 9.12 | 181.91
2032 |  | 112.22 | 30.97 | 42.85 | 48.6874 |  | -45.221 | 3.4664 | 13.25 | 186.04
2033 |  | 114.77 | 31.67 | 43.82 | 49.7918 |  | -46.673 | 3.1188 | 11.92 | 190.26
2034 |  | 117.38 | 32.39 | 44.81 | 50.9223 |  | -48.136 | 2.7863 | 10.65 | 194.58
2035 |  | 120.04 | 33.13 | 45.83 | 52.0791 |  | -48.136 | 3.9431 | 15.07 | 199
2036 |  | 122.76 | 33.88 | 46.87 | 53.2594 |  | -49.599 | 3.6604 | 13.99 | 203.51
2037 |  | 125.55 | 34.65 | 47.93 | 54.4684 |  | -51.051 | 3.4174 | 13.06 | 208.13
2038 |  | 128.4 | 35.44 | 49.02 | 55.7063 |  | -51.051 | 4.6553 | 17.79 | 212.86
2039 |  | 131.31 | 36.24 | 50.13 | 56.9677 |  |  | 56.9677 | 217.68 | 217.68
2040 |  | 134.29 | 37.06 | 51.27 | 58.2605 |  |  | 58.2605 | 222.62 | 222.62
2041 |  | 137.34 | 37.9 | 52.43 | 59.5821 |  |  | 59.5821 | 227.67 | 227.67
2042 |  | 140.46 | 38.76 | 53.62 | 60.9351 |  |  | 60.9351 | 232.84 | 232.84
2043 |  | 143.65 | 39.64 | 54.84 | 62.3196 |  |  | 62.3196 | 238.13 | 238.13
Sources, Inputs and Assumptions
Source: | (c)(f) | Plant Costs - 2023 IRP - Table 7.1 & 7.2
| (a) | Plant capacity cost
| (b) | = (a) x 0.06657
| (d) | = ((b) + (c)) / (8.76 x 43.6%)
| (g) | = (e) + (f)
| (h) | Plant Costs - 2023 IRP - Table 7.1 & 7.2
WD_.PX.WYE.1.A01.WD - 44% Capacity Factor
Cost and Input Assumptions
[12 empty] | COD | 2029 | WD_.PX.WYE.1.A01.WD
2022 $ |  | Plant capacity cost | [8 empty] | 500 | MW
2022 $ |  | Fixed O&M, plus on-going capital cost
Wheeling ($ MWh)
2022 $ |  | Variable O&M
|  | Tax Credit $/MWh | [5 empty] | First Year real levelized
2029$ | 40.0624 | Network Upgrade ($/kw-yr) |  | INC D2-2 Wyoming East > Bridger 2029
| 6.657% | Payment Factor
| 43.62% | Capacity Factor

## 2029_WD_.PX.BDG._.PTC.Bridger.W (hidden)
Table 3
WD_.PX.BDG._.PTC.Bridger.WD
44% Capacity Factor
Year | Estimated Capital Cost | Fixed Capital Cost at Real Levelized Rate | Fixed O&M | Network Upgrade | Fixed Costs | Variable O&M | 100% PTC | Total Resource Cost | Total Resource Costs | Total Fixed Cost
| $/kW | $/kW-yr | $/kW-yr | $/kW-yr | $/MWh | $/MWh | $/MWh | $/MWh | $/kW-yr | $/kW-yr
| (a) | (b) | (c) | (d) | (e) | (f) | (g) | (g) | (h) | (i)
WD_.PX.BDG._.PTC.Bridger.WD - 44% Capacity Factor
2016
2017
2018
2019
2020
2021
2022
2023
2024
2025
2026
2027
2028
2029 | 1861.779 | 123.9386 | 52.5249 | 39.5761 | 56.5384 |  | -39.78 | 16.7584 | 64.04 | 216.0396
2030 |  | 126.75 | 53.72 | 42.9615 | 58.4729 |  | -39.78 | 18.6929 | 71.43 | 223.4315
2031 |  | 129.63 | 54.94 | 43.94 | 59.802 |  | -41.11 | 18.692 | 71.42 | 228.51
2032 |  | 132.57 | 56.19 | 44.94 | 61.1602 |  | -41.11 | 20.0502 | 76.61 | 233.7
2033 |  | 135.58 | 57.47 | 45.96 | 62.5499 |  | -42.43 | 20.1199 | 76.88 | 239.01
2034 |  | 138.66 | 58.77 | 47 | 63.9683 |  | -43.76 | 20.2083 | 77.22 | 244.43
2035 |  | 141.81 | 60.1 | 48.07 | 65.4207 |  | -43.76 | 21.6607 | 82.77 | 249.98
2036 |  | 145.03 | 61.46 | 49.16 | 66.9046 |  | -45.09 | 21.8146 | 83.36 | 255.65
2037 |  | 148.32 | 62.86 | 50.28 | 68.4251 |  | -46.41 | 22.0151 | 84.12 | 261.46
2038 |  | 151.69 | 64.29 | 51.42 | 69.9796 |  | -46.41 | 23.5696 | 90.06 | 267.4
2039 |  | 155.13 | 65.75 | 52.59 | 71.5682 |  |  | 71.5682 | 273.47 | 273.47
2040 |  | 158.65 | 67.24 | 53.78 | 73.1907 |  |  | 73.1907 | 279.67 | 279.67
2041 |  | 162.25 | 68.77 | 55 | 74.8526 |  |  | 74.8526 | 286.02 | 286.02
2042 |  | 165.93 | 70.33 | 56.25 | 76.551 |  |  | 76.551 | 292.51 | 292.51
2043 |  | 169.7 | 71.93 | 57.53 | 78.2913 |  |  | 78.2913 | 299.16 | 299.16
Sources, Inputs and Assumptions
Source: | (c)(f) | Plant Costs - 2023 IRP - Table 7.1 & 7.2
| (a) | Plant capacity cost
| (b) | = (a) x 0.06657
| (d) | = ((b) + (c)) / (8.76 x 43.6%)
| (g) | = (e) + (f)
| (h) | Plant Costs - 2023 IRP - Table 7.1 & 7.2
WD_.PX.BDG._.PTC.Bridger.WD - 44% Capacity Factor
Cost and Input Assumptions
[12 empty] | COD | 2029 | WD_.PX.BDG._.PTC.Bridger.WD
2022 $ |  | Plant capacity cost | [8 empty] | 650 | MW
2022 $ |  | Fixed O&M, plus on-going capital cost
Wheeling ($ MWh)
2022 $ |  | Variable O&M
|  | Tax Credit $/MWh | [5 empty] | First Year real levelized
2028$ | 39.5761 | Network Upgrade ($/kw-yr) |  | INC D3 Bridger > BorahPop 2028 |  |  | 39.5761 | INC D3 Bridger > BorahPop 2028
2029$ | 2.4915 |  |  | INC D3 Wyoming East > Bridger 2029 |  |  | 2.4915 | INC D3 Wyoming East > Bridger 2029
| 6.657% | Payment Factor
| 43.62% | Capacity Factor

## 2029_WD_.PX.WYE._.PTC.WD (hidden)
Table 3
WD_.PX.WYE._.PTC.WD
44% Capacity Factor
Year | Estimated Capital Cost | Fixed Capital Cost at Real Levelized Rate | Fixed O&M | Network Upgrade | Fixed Costs | Variable O&M | 100% PTC | Total Resource Cost | Total Resource Costs | Total Fixed Cost
| $/kW | $/kW-yr | $/kW-yr | $/kW-yr | $/MWh | $/MWh | $/MWh | $/MWh | $/kW-yr | $/kW-yr
| (a) | (b) | (c) | (d) | (e) | (f) | (g) | (g) | (h) | (i) |  |  |  |  | FOM
SSR Table 7
WD_.PX.WYE._.PTC.WD - 44% Capacity Factor
2016
2017
2018
2019
2020
2021
2022 | [14 empty] | 44.8884
2023 | [14 empty] | 45.9074
2024 | [14 empty] | 46.9495
2025 |  |  |  | 124.9379 | [10 empty] | 48.0152
2026 |  |  |  | 127.77 | [10 empty] | 49.1052
2027 |  |  |  | 130.67 | [10 empty] | 50.2198
2028 |  |  |  | 133.64 | [10 empty] | 51.3598
2029 | 1861.779 | 123.9386 | 52.5249 | 176.7324 | 92.4328 |  | -39.78 | 52.6528 | 201.19 | 353.1959 |  |  |  |  | 52.5257 | 0.0008129
2030 |  | 126.75 | 53.72 | 180.74 | 94.5301 |  | -39.78 | 54.7501 | 209.21 | 361.21
2031 |  | 129.63 | 54.94 | 184.84 | 96.676 |  | -41.11 | 55.566 | 212.32 | 369.41
2032 |  | 132.57 | 56.19 | 189.04 | 98.8717 |  | -41.11 | 57.7617 | 220.71 | 377.8
2033 |  | 135.58 | 57.47 | 193.33 | 101.1172 |  | -42.43 | 58.6872 | 224.25 | 386.38
2034 |  | 138.66 | 58.77 | 197.72 | 103.4123 |  | -43.76 | 59.6523 | 227.94 | 395.15
2035 |  | 141.81 | 60.1 | 202.21 | 105.7598 |  | -43.76 | 61.9998 | 236.91 | 404.12
2036 |  | 145.03 | 61.46 | 206.8 | 108.1596 |  | -45.09 | 63.0696 | 241 | 413.29
2037 |  | 148.32 | 62.86 | 211.49 | 110.6144 |  | -46.41 | 64.2044 | 245.33 | 422.67
2038 |  | 151.69 | 64.29 | 216.29 | 113.1268 |  | -46.41 | 66.7168 | 254.93 | 432.27
2039 |  | 155.13 | 65.75 | 221.2 | 115.6941 |  |  | 115.6941 | 442.08 | 442.08
2040 |  | 158.65 | 67.24 | 226.22 | 118.319 |  |  | 118.319 | 452.11 | 452.11
2041 |  | 162.25 | 68.77 | 231.36 | 121.0067 |  |  | 121.0067 | 462.38 | 462.38
2042 |  | 165.93 | 70.33 | 236.61 | 123.7519 |  |  | 123.7519 | 472.87 | 472.87
2043 |  | 169.7 | 71.93 | 241.98 | 126.5626 |  |  | 126.5626 | 483.61 | 483.61
Sources, Inputs and Assumptions
Source: | (c)(f) | Plant Costs - 2023 IRP - Table 7.1 & 7.2
| (a) | Plant capacity cost
| (b) | = (a) x 0.06657
| (d) | = ((b) + (c)) / (8.76 x 43.6%)
| (g) | = (e) + (f)
| (h) | Plant Costs - 2023 IRP - Table 7.1 & 7.2
WD_.PX.WYE._.PTC.WD - 44% Capacity Factor
Cost and Input Assumptions
[12 empty] | COD | 2029 | WD_.PX.WYE._.PTC.WD
2022 $ |  | Plant capacity cost | [8 empty] | 500 | MW
2022 $ |  | Fixed O&M, plus on-going capital cost
Wheeling ($ MWh)
2022 $ |  | Variable O&M
|  | Tax Credit $/MWh | [5 empty] | First Year real levelized
2029$ | 40.0624 | Network Upgrade ($/kw-yr) |  | INC D2-2 Wyoming East > Bridger 2029 |  |  |  | INC D2-2 Wyoming East > Bridger 2029
2025$ | 124.9379 |  |  | INC Wyoming East > Clover (GWS) 2025 |  |  |  | INC Wyoming East > Clover (GWS) 2025
| 6.657% | Payment Factor
| 43.62% | Capacity Factor

## 2032_WD_.PX.PNC._.PTC.WD (hidden)
Table 3
WD_.PX.PNC._.PTC.WD
37% Capacity Factor
Year | Estimated Capital Cost | Fixed Capital Cost at Real Levelized Rate | Fixed O&M | Network Upgrade | Fixed Costs | Variable O&M | 100% PTC | Total Resource Cost | Total Resource Costs | Total Fixed Cost
| $/kW | $/kW-yr | $/kW-yr | $/kW-yr | $/MWh | $/MWh | $/MWh | $/MWh | $/kW-yr | $/kW-yr
| (a) | (b) | (c) | (d) | (e) | (f) | (g) | (g) | (h) | (i)
WD_.PX.PNC._.PTC.WD - 37% Capacity Factor
2016
2017
2018
2019
2020
2021
2022
2023
2024
2025
2026 |  |  |  | 32.3401
2027 |  |  |  | 33.07
2028 |  |  |  | 33.82
2029 |  |  |  | 34.59
2030 |  |  |  | 35.38
2031 |  |  |  | 36.18
2032 | 1427.1677 | 95.0066 | 56.3376 | 37 | 58.031 |  | -41.11 | 16.921 | 54.92 | 188.3441
2033 |  | 97.16 | 57.62 | 37.84 | 59.3484 |  | -42.43 | 16.9184 | 54.91 | 192.62
2034 |  | 99.37 | 58.93 | 38.7 | 60.6979 |  | -43.76 | 16.9379 | 54.97 | 197
2035 |  | 101.63 | 60.27 | 39.58 | 62.0783 |  | -43.76 | 18.3183 | 59.45 | 201.48
2036 |  | 103.94 | 61.64 | 40.48 | 63.4894 |  | -45.09 | 18.3994 | 59.72 | 206.06
2037 |  | 106.3 | 63.04 | 41.4 | 64.9314 |  | -46.41 | 18.5214 | 60.11 | 210.74
2038 |  | 108.71 | 64.47 | 42.34 | 66.4042 |  | -46.41 | 19.9942 | 64.89 | 215.52
2039 |  | 111.18 | 65.93 | 43.3 | 67.9108 |  | -47.74 | 20.1708 | 65.47 | 220.41
2040 |  | 113.7 | 67.43 | 44.28 | 69.4514 |  | -49.06 | 20.3914 | 66.18 | 225.41
2041 |  | 116.28 | 68.96 | 45.29 | 71.0289 |  | -50.39 | 20.6389 | 66.99 | 230.53
2042 |  | 118.92 | 70.53 | 46.32 | 72.6434 |  |  | 72.6434 | 235.77 | 235.77
2043 |  | 121.62 | 72.13 | 47.37 | 74.2918 |  |  | 74.2918 | 241.12 | 241.12
Sources, Inputs and Assumptions
Source: | (c)(f) | Plant Costs - 2023 IRP - Table 7.1 & 7.2
| (a) | Plant capacity cost
| (b) | = (a) x 0.06657
| (d) | = ((b) + (c)) / (8.76 x 37.0%)
| (g) | = (e) + (f)
| (h) | Plant Costs - 2023 IRP - Table 7.1 & 7.2
WD_.PX.PNC._.PTC.WD - 37% Capacity Factor
Cost and Input Assumptions
[12 empty] | COD | 2032 | WD_.PX.PNC._.PTC.WD
2022 $ |  | Plant capacity cost | [8 empty] | 130 | MW
2022 $ |  | Fixed O&M, plus on-going capital cost
Wheeling ($ MWh)
2022 $ |  | Variable O&M
|  | Tax Credit $/MWh | [5 empty] | First Year real levelized
2032$ | 32.3401 | Network Upgrade ($/kw-yr) |  | CON Portland North Coast > TxCON 2026
| 6.657% | Payment Factor
| 37.05% | Capacity Factor

## 2032_WD_.PX.SOR._.PTC.WD (hidden)
Table 3
WD_.PX.SOR._.PTC.WD
37% Capacity Factor
Year | Estimated Capital Cost | Fixed Capital Cost at Real Levelized Rate | Fixed O&M | Network Upgrade | Fixed Costs | Variable O&M | 100% PTC | Total Resource Cost | Total Resource Costs | Total Fixed Cost
| $/kW | $/kW-yr | $/kW-yr | $/kW-yr | $/MWh | $/MWh | $/MWh | $/MWh | $/kW-yr | $/kW-yr
| (a) | (b) | (c) | (d) | (e) | (f) | (g) | (g) | (h) | (i) |  |  |  |  | FOM
SSR Table 7
WD_.PX.SOR._.PTC.WD - 37% Capacity Factor
2016
2017
2018
2019
2020
2021
2022 | [14 empty] | 44.8884
2023 | [14 empty] | 45.9074
2024 | [14 empty] | 46.9495
2025 | [14 empty] | 48.0152
2026 |  |  |  | 0 | [10 empty] | 49.1052
2027 |  |  |  | 0 | [10 empty] | 50.2198
2028 |  |  |  | 0 | [10 empty] | 51.3598
2029 |  |  |  | 0 | [10 empty] | 52.5257
2030 |  |  |  | 0 | [10 empty] | 53.718
2031 |  |  |  | 0 | [10 empty] | 54.9374
2032 | 1427.1677 | 95.0066 | 56.3376 | 0 | 46.6308 |  | -41.11 | 5.5208 | 17.92 | 151.3441 |  |  |  |  | 56.1845 | -0.15306
2033 |  | 97.16 | 57.62 | 0 | 47.6895 |  | -42.43 | 5.2595 | 17.07 | 154.78
2034 |  | 99.37 | 58.93 | 0 | 48.774 |  | -43.76 | 5.014 | 16.27 | 158.3
2035 |  | 101.63 | 60.27 | 0 | 49.8832 |  | -43.76 | 6.1232 | 19.87 | 161.9
2036 |  | 103.94 | 61.64 | 0 | 51.0171 |  | -45.09 | 5.9271 | 19.24 | 165.58
2037 |  | 106.3 | 63.04 | 0 | 52.1756 |  | -46.41 | 5.7656 | 18.71 | 169.34
2038 |  | 108.71 | 64.47 | 0 | 53.3587 |  | -46.41 | 6.9487 | 22.55 | 173.18
2039 |  | 111.18 | 65.93 | 0 | 54.5696 |  | -47.74 | 6.8296 | 22.17 | 177.11
2040 |  | 113.7 | 67.43 | 0 | 55.8082 |  | -49.06 | 6.7482 | 21.9 | 181.13
2041 |  | 116.28 | 68.96 | 0 | 57.0745 |  | -50.39 | 6.6845 | 21.7 | 185.24
2042 |  | 118.92 | 70.53 | 0 | 58.3717 |  |  | 58.3717 | 189.45 | 189.45
2043 |  | 121.62 | 72.13 | 0 | 59.6966 |  |  | 59.6966 | 193.75 | 193.75
Sources, Inputs and Assumptions
Source: | (c)(f) | Plant Costs - 2023 IRP - Table 7.1 & 7.2
| (a) | Plant capacity cost
| (b) | = (a) x 0.06657
| (d) | = ((b) + (c)) / (8.76 x 37.0%)
| (g) | = (e) + (f)
| (h) | Plant Costs - 2023 IRP - Table 7.1 & 7.2
WD_.PX.SOR._.PTC.WD - 37% Capacity Factor
Cost and Input Assumptions
[12 empty] | COD | 2032 | WD_.PX.SOR._.PTC.WD
2022 $ |  | Plant capacity cost | [8 empty] | 100 | MW
2022 $ |  | Fixed O&M, plus on-going capital cost
Wheeling ($ MWh)
2022 $ |  | Variable O&M
|  | Tax Credit $/MWh | [5 empty] | First Year real levelized
#N/A | 0 | Network Upgrade ($/kw-yr) |  | INC Southern Oregon > Central Oregon 2028_C_
| 6.657% | Payment Factor
| 37.05% | Capacity Factor

## 2032_WD_.PX.WWA._.PTC.WD (hidden)
Table 3
WD_.PX.WWA._.PTC.WD
37% Capacity Factor
Year | Estimated Capital Cost | Fixed Capital Cost at Real Levelized Rate | Fixed O&M | Network Upgrade | Fixed Costs | Variable O&M | 100% PTC | Total Resource Cost | Total Resource Costs | Total Fixed Cost
| $/kW | $/kW-yr | $/kW-yr | $/kW-yr | $/MWh | $/MWh | $/MWh | $/MWh | $/kW-yr | $/kW-yr
| (a) | (b) | (c) | (d) | (e) | (f) | (g) | (g) | (h) | (i)
WD_.PX.WWA._.PTC.WD - 37% Capacity Factor
2016
2017
2018
2019
2020
2021
2022
2023
2024
2025
2026
2027
2028
2029
2030
2031
2032 | 1511.7961 | 100.6403 | 56.3376 | 9.959 | 51.4351 |  | -41.11 | 10.3251 | 33.51 | 166.9368
2033 |  | 102.92 | 57.62 | 10.19 | 52.6038 |  | -42.43 | 10.1738 | 33.02 | 170.73
2034 |  | 105.26 | 58.93 | 10.42 | 53.7993 |  | -43.76 | 10.0393 | 32.58 | 174.61
2035 |  | 107.65 | 60.27 | 10.66 | 55.0225 |  | -43.76 | 11.2625 | 36.55 | 178.58
2036 |  | 110.09 | 61.64 | 10.9 | 56.2704 |  | -45.09 | 11.1804 | 36.29 | 182.63
2037 |  | 112.59 | 63.04 | 11.15 | 57.549 |  | -46.41 | 11.139 | 36.15 | 186.78
2038 |  | 115.15 | 64.47 | 11.4 | 58.8554 |  | -46.41 | 12.4454 | 40.39 | 191.02
2039 |  | 117.76 | 65.93 | 11.66 | 60.1896 |  | -47.74 | 12.4496 | 40.41 | 195.35
2040 |  | 120.43 | 67.43 | 11.92 | 61.5545 |  | -49.06 | 12.4945 | 40.55 | 199.78
2041 |  | 123.16 | 68.96 | 12.19 | 62.9502 |  | -50.39 | 12.5602 | 40.77 | 204.31
2042 |  | 125.96 | 70.53 | 12.47 | 64.3829 |  |  | 64.3829 | 208.96 | 208.96
2043 |  | 128.82 | 72.13 | 12.75 | 65.8434 |  |  | 65.8434 | 213.7 | 213.7
Sources, Inputs and Assumptions
Source: | (c)(f) | Plant Costs - 2023 IRP - Table 7.1 & 7.2
| (a) | Plant capacity cost
| (b) | = (a) x 0.06657
| (d) | = ((b) + (c)) / (8.76 x 37.0%)
| (g) | = (e) + (f)
| (h) | Plant Costs - 2023 IRP - Table 7.1 & 7.2
WD_.PX.WWA._.PTC.WD - 37% Capacity Factor
Cost and Input Assumptions
[12 empty] | COD | 2032 | WD_.PX.WWA._.PTC.WD
2022 $ |  | Plant capacity cost | [8 empty] | 337.7556 | MW
2022 $ |  | Fixed O&M, plus on-going capital cost
Wheeling ($ MWh)
2022 $ |  | Variable O&M
|  | Tax Credit $/MWh | [5 empty] | First Year real levelized
2025$ | 9.959 | Network Upgrade ($/kw-yr) |  | INC Walla Walla - WA > Yakima 2025
INC Walla Walla - WA > Yakima 2030
| 6.657% | Payment Factor
| 37.05% | Capacity Factor

## 2032_WD_.PX.YAK._.PTC.WD (hidden)
Table 3
WD_.PX.YAK._.PTC.WD
37% Capacity Factor
Year | Estimated Capital Cost | Fixed Capital Cost at Real Levelized Rate | Fixed O&M | Network Upgrade | Fixed Costs | Variable O&M | 100% PTC | Total Resource Cost | Total Resource Costs | Total Fixed Cost
| $/kW | $/kW-yr | $/kW-yr | $/kW-yr | $/MWh | $/MWh | $/MWh | $/MWh | $/kW-yr | $/kW-yr
| (a) | (b) | (c) | (d) | (e) | (f) | (g) | (g) | (h) | (i)
WD_.PX.YAK._.PTC.WD - 37% Capacity Factor
2016
2017
2018
2019
2020
2021
2022
2023
2024
2025
2026
2027
2028
2029
2030
2031
2032 | 1511.7961 | 100.6403 | 56.3376 | 56.0199 | 65.627 |  | -41.11 | 24.517 | 79.57 | 212.9978
2033 |  | 102.92 | 57.62 | 57.29 | 67.1159 |  | -42.43 | 24.6859 | 80.12 | 217.83
2034 |  | 105.26 | 58.93 | 58.59 | 68.641 |  | -43.76 | 24.881 | 80.75 | 222.78
2035 |  | 107.65 | 60.27 | 59.92 | 70.2001 |  | -43.76 | 26.4401 | 85.81 | 227.84
2036 |  | 110.09 | 61.64 | 61.28 | 71.793 |  | -45.09 | 26.703 | 86.67 | 233.01
2037 |  | 112.59 | 63.04 | 62.67 | 73.4229 |  | -46.41 | 27.0129 | 87.67 | 238.3
2038 |  | 115.15 | 64.47 | 64.09 | 75.0898 |  | -46.41 | 28.6798 | 93.08 | 243.71
2039 |  | 117.76 | 65.93 | 65.54 | 76.7906 |  | -47.74 | 29.0506 | 94.29 | 249.23
2040 |  | 120.43 | 67.43 | 67.03 | 78.5345 |  | -49.06 | 29.4745 | 95.66 | 254.89
2041 |  | 123.16 | 68.96 | 68.55 | 80.3154 |  | -50.39 | 29.9254 | 97.13 | 260.67
2042 |  | 125.96 | 70.53 | 70.11 | 82.1425 |  |  | 82.1425 | 266.6 | 266.6
2043 |  | 128.82 | 72.13 | 71.7 | 84.0066 |  |  | 84.0066 | 272.65 | 272.65
Sources, Inputs and Assumptions
Source: | (c)(f) | Plant Costs - 2023 IRP - Table 7.1 & 7.2
| (a) | Plant capacity cost
| (b) | = (a) x 0.06657
| (d) | = ((b) + (c)) / (8.76 x 37.0%)
| (g) | = (e) + (f)
| (h) | Plant Costs - 2023 IRP - Table 7.1 & 7.2
WD_.PX.YAK._.PTC.WD - 37% Capacity Factor
Cost and Input Assumptions
[12 empty] | COD | 2032 | WD_.PX.YAK._.PTC.WD
2022 $ |  | Plant capacity cost | [8 empty] | 500.899 | MW
2022 $ |  | Fixed O&M, plus on-going capital cost
Wheeling ($ MWh)
2022 $ |  | Variable O&M
|  | Tax Credit $/MWh | [5 empty] | First Year real levelized
2028$ | 56.0199 | Network Upgrade ($/kw-yr) |  | CON Yakima > TxCON 2027a
CON Yakima > TxCON 2027b
| 6.657% | Payment Factor
| 37.05% | Capacity Factor

## 2032_WD_.PX.WYE._.PTC.Djohns.WD (hidden)
Table 3
WD_.PX.WYE._.PTC.Djohns.WD
44% Capacity Factor
Year | Estimated Capital Cost | Fixed Capital Cost at Real Levelized Rate | Fixed O&M | Network Upgrade | Fixed Costs | Variable O&M | 100% PTC | Total Resource Cost | Total Resource Costs | Total Fixed Cost
| $/kW | $/kW-yr | $/kW-yr | $/kW-yr | $/MWh | $/MWh | $/MWh | $/MWh | $/kW-yr | $/kW-yr
| (a) | (b) | (c) | (d) | (e) | (f) | (g) | (g) | (h) | (i)
WD_.PX.WYE._.PTC.Djohns.WD - 44% Capacity Factor
2016
2017
2018
2019
2020
2021
2022
2023
2024
2025
2026
2027
2028
2029
2030
2031
2032 | 1427.7112 | 95.0427 | 56.3376 | 0 | 39.6168 |  | -41.11 | -1.4932 | -5.71 | 151.3803
2033 |  | 97.2 | 57.62 | 0 | 40.517 |  | -42.43 | -1.913 | -7.31 | 154.82
2034 |  | 99.41 | 58.93 | 0 | 41.4382 |  | -43.76 | -2.3218 | -8.87 | 158.34
2035 |  | 101.67 | 60.27 | 0 | 42.3803 |  | -43.76 | -1.3797 | -5.27 | 161.94
2036 |  | 103.98 | 61.64 | 0 | 43.3434 |  | -45.09 | -1.7466 | -6.67 | 165.62
2037 |  | 106.34 | 63.04 | 0 | 44.3274 |  | -46.41 | -2.0826 | -7.96 | 169.38
2038 |  | 108.75 | 64.47 | 0 | 45.3324 |  | -46.41 | -1.0776 | -4.12 | 173.22
2039 |  | 111.22 | 65.93 | 0 | 46.3608 |  | -47.74 | -1.3792 | -5.27 | 177.15
2040 |  | 113.74 | 67.43 | 0 | 47.4129 |  | -49.06 | -1.6471 | -6.29 | 181.17
2041 |  | 116.32 | 68.96 | 0 | 48.4885 |  | -50.39 | -1.9015 | -7.27 | 185.28
2042 |  | 118.96 | 70.53 | 0 | 49.5903 |  |  | 49.5903 | 189.49 | 189.49
2043 |  | 121.66 | 72.13 | 0 | 50.7156 |  |  | 50.7156 | 193.79 | 193.79
Sources, Inputs and Assumptions
Source: | (c)(f) | Plant Costs - 2023 IRP - Table 7.1 & 7.2
| (a) | Plant capacity cost
| (b) | = (a) x 0.06657
| (d) | = ((b) + (c)) / (8.76 x 43.6%)
| (g) | = (e) + (f)
| (h) | Plant Costs - 2023 IRP - Table 7.1 & 7.2
WD_.PX.WYE._.PTC.Djohns.WD - 44% Capacity Factor
Cost and Input Assumptions
[12 empty] | COD | 2032 | WD_.PX.WYE._.PTC.Djohns.WD
2022 $ |  | Plant capacity cost | [8 empty] | 650 | MW
2022 $ |  | Fixed O&M, plus on-going capital cost
Wheeling ($ MWh)
2022 $ |  | Variable O&M
|  | Tax Credit $/MWh | [5 empty] | First Year real levelized
#N/A | 0 | Network Upgrade ($/kw-yr)
| 6.657% | Payment Factor
| 43.62% | Capacity Factor

## 2032_WD_.PX.WYN._.PTC.WD (hidden)
Table 3
WD_.PX.WYN._.PTC.WD
44% Capacity Factor
Year | Estimated Capital Cost | Fixed Capital Cost at Real Levelized Rate | Fixed O&M | Network Upgrade | Fixed Costs | Variable O&M | 100% PTC | Total Resource Cost | Total Resource Costs | Total Fixed Cost
| $/kW | $/kW-yr | $/kW-yr | $/kW-yr | $/MWh | $/MWh | $/MWh | $/MWh | $/kW-yr | $/kW-yr
| (a) | (b) | (c) | (d) | (e) | (f) | (g) | (g) | (h) | (i)
WD_.PX.WYN._.PTC.WD - 44% Capacity Factor
2016
2017
2018
2019
2020
2021
2022
2023
2024
2025 |  |  |  | 124.9379
2026 |  |  |  | 127.77
2027 |  |  |  | 130.67
2028 |  |  |  | 133.64
2029 |  |  |  | 176.7324
2030 |  |  |  | 180.74
2031 |  |  |  | 184.84
2032 | 1427.7112 | 95.0427 | 56.3376 | 189.04 | 89.0893 |  | -41.11 | 47.9793 | 183.33 | 340.4203 |  |  |  |  | -56.3376
2033 |  | 97.2 | 57.62 | 193.33 | 91.1122 |  | -42.43 | 48.6822 | 186.02 | 348.15
2034 |  | 99.41 | 58.93 | 197.72 | 93.1823 |  | -43.76 | 49.4223 | 188.85 | 356.06
2035 |  | 101.67 | 60.27 | 202.21 | 95.2995 |  | -43.76 | 51.5395 | 196.94 | 364.15
2036 |  | 103.98 | 61.64 | 206.8 | 97.4638 |  | -45.09 | 52.3738 | 200.13 | 372.42
2037 |  | 106.34 | 63.04 | 211.49 | 99.6752 |  | -46.41 | 53.2652 | 203.53 | 380.87
2038 |  | 108.75 | 64.47 | 216.29 | 101.9363 |  | -46.41 | 55.5263 | 212.17 | 389.51
2039 |  | 111.22 | 65.93 | 221.2 | 104.2498 |  | -47.74 | 56.5098 | 215.93 | 398.35
2040 |  | 113.74 | 67.43 | 226.22 | 106.6156 |  | -49.06 | 57.5556 | 219.93 | 407.39
2041 |  | 116.32 | 68.96 | 231.36 | 109.0363 |  | -50.39 | 58.6463 | 224.09 | 416.64
2042 |  | 118.96 | 70.53 | 236.61 | 111.512 |  |  | 111.512 | 426.1 | 426.1
2043 |  | 121.66 | 72.13 | 241.98 | 114.0427 |  |  | 114.0427 | 435.77 | 435.77
Sources, Inputs and Assumptions
Source: | (c)(f) | Plant Costs - 2023 IRP - Table 7.1 & 7.2
| (a) | Plant capacity cost
| (b) | = (a) x 0.06657
| (d) | = ((b) + (c)) / (8.76 x 43.6%)
| (g) | = (e) + (f)
| (h) | Plant Costs - 2023 IRP - Table 7.1 & 7.2
WD_.PX.WYN._.PTC.WD - 44% Capacity Factor
Cost and Input Assumptions
[12 empty] | COD | 2032 | WD_.PX.WYN._.PTC.WD
2022 $ |  | Plant capacity cost | [8 empty] | 364.6492 | MW
2022 $ |  | Fixed O&M, plus on-going capital cost
Wheeling ($ MWh)
2022 $ |  | Variable O&M
|  | Tax Credit $/MWh | [5 empty] | First Year real levelized
2029$ | 40.0624 | Network Upgrade ($/kw-yr) |  | INC D2_3 Wyoming East > Bridger 2033 |  |  |  | 0
|  |  |  | INC D2-2 Wyoming East > Bridger 2029 |  |  |  | 40.0624
| 6.657% | Payment Factor |  | INC GWS2 Wyoming East > Clover 2033 |  |  |  | 0
| 43.62% | Capacity Factor |  | INC Wyoming East > Clover (GWS) 2025 |  |  |  | 124.9379

## 2033_WD_.PX.SOR._.PTC.WD (hidden)
Table 3
WD_.PX.SOR._.PTC.WD
37% Capacity Factor
Year | Estimated Capital Cost | Fixed Capital Cost at Real Levelized Rate | Fixed O&M | Network Upgrade | Fixed Costs | Variable O&M | 100% PTC | Total Resource Cost | Total Resource Costs | Total Fixed Cost
| $/kW | $/kW-yr | $/kW-yr | $/kW-yr | $/MWh | $/MWh | $/MWh | $/MWh | $/kW-yr | $/kW-yr
| (a) | (b) | (c) | (d) | (e) | (f) | (g) | (g) | (h) | (i)
WD_.PX.SOR._.PTC.WD - 37% Capacity Factor
2016
2017
2018 | [9 empty] | 0
2019 | [9 empty] | 0
2020 | [9 empty] | 0
2021 | [9 empty] | 0
2022 | [9 empty] | 0
2023 | [9 empty] | 0
2024 | [9 empty] | 0
2025 | [9 empty] | 0
2026 | [9 empty] | 0
2027 | [9 empty] | 0
2028 | [9 empty] | 0
2029 | [9 empty] | 0
2030 | [9 empty] | 0
2031 | [9 empty] | 0
2032 | [9 empty] | 0
2033 | 1452.8566 | 96.7167 | 61.9408 | 69.9335 | 70.4315 |  | -42.43 | 28.0015 | 90.88 | 228.591
2034 |  | 98.91 | 63.35 | 71.52 | 72.0303 |  | -43.76 | 28.2703 | 91.75 | 233.78
2035 |  | 101.16 | 64.79 | 73.14 | 73.6663 |  | -43.76 | 29.9063 | 97.06 | 239.09
2036 |  | 103.46 | 66.26 | 74.8 | 75.3394 |  | -45.09 | 30.2494 | 98.18 | 244.52
2037 |  | 105.81 | 67.76 | 76.5 | 77.0494 |  | -46.41 | 30.6394 | 99.44 | 250.07
2038 |  | 108.21 | 69.3 | 78.24 | 78.7995 |  | -46.41 | 32.3895 | 105.12 | 255.75
2039 |  | 110.67 | 70.87 | 80.02 | 80.5896 |  | -47.74 | 32.8496 | 106.62 | 261.56
2040 |  | 113.18 | 72.48 | 81.84 | 82.4198 |  | -49.06 | 33.3598 | 108.27 | 267.5
2041 |  | 115.75 | 74.13 | 83.7 | 84.2931 |  | -50.39 | 33.9031 | 110.04 | 273.58
2042 |  | 118.38 | 75.81 | 85.6 | 86.2065 |  | -50.39 | 35.8165 | 116.25 | 279.79
2043 |  | 121.07 | 77.53 | 87.54 | 88.163 |  | -51.72 | 36.443 | 118.28 | 286.14
Sources, Inputs and Assumptions
Source: | (c)(f) | Plant Costs - 2023 IRP - Table 7.1 & 7.2
| (a) | Plant capacity cost
| (b) | = (a) x 0.06657
| (d) | = ((b) + (c)) / (8.76 x 37.0%)
| (g) | = (e) + (f)
| (h) | Plant Costs - 2023 IRP - Table 7.1 & 7.2
WD_.PX.SOR._.PTC.WD - 37% Capacity Factor
Cost and Input Assumptions
[12 empty] | COD | 2033 | WD_.PX.SOR._.PTC.WD
2022 $ |  | Plant capacity cost | [8 empty] | 1282.0572 | MW
2022 $ |  | Fixed O&M, plus on-going capital cost
Wheeling ($ MWh)
2022 $ |  | Variable O&M
|  | Tax Credit $/MWh | [5 empty] | First Year real levelized
2033$ | 69.9335 | Network Upgrade ($/kw-yr) |  | INC Southern Oregon > Central Oregon 2033_C_
| 6.657% | Payment Factor
| 37.05% | Capacity Factor

## LFC (hidden)
Levelized Capital Carrying Rate
Source
| Lookup | Nominal | Real | Notes
WD_.PX.WYE._.PTC.WD | Medicine Bow, WY, 200 MW, CF: 43.6% | 8.446% | 6.657% | 0% ITC
WD_.PX.WYN._.PTC.WD | Medicine Bow, WY, 200 MW, CF: 43.6% | 8.446% | 6.657% | 0% ITC
WD_.PX.BOR._.PTC.WD | Pocatello, ID, 200 MW, CF: 37.1% | 8.445% | 6.656% | 0% ITC
WD_.PX.BDG._.PTC.Bridger.WD | Medicine Bow, WY, 200 MW, CF: 43.6% | 8.446% | 6.657% | 0% ITC
WD_.PX.UWY._.SER.WD | Medicine Bow, WY, 200 MW, CF: 43.6% | 8.446% | 6.657% | 0% ITC
WD_.PX.WYE._.SER.WD | Medicine Bow, WY, 200 MW, CF: 43.6% | 8.446% | 6.657% | 0% ITC
WD_.PX.WYE.1.A01.WD | Medicine Bow, WY, 200 MW, CF: 43.6% | 8.446% | 6.657% | 0% ITC
WD_.PX.YAK._.PTC.WD | Goldendale, WA, 200 MW, CF: 37.1% | 8.444% | 6.654% | 0% ITC
WD_.PX.WYE._.PTC.Djohns.WD | Medicine Bow, WY, 200 MW, CF: 43.6% | 8.446% | 6.657% | 0% ITC
WD_.PX.WWA._.215.WD | Goldendale, WA, 200 MW, CF: 37.1% | 8.444% | 6.654% | 0% ITC
WD_.PX.PNC._.PTC.WD | Goldendale, WA, 200 MW, CF: 37.1% | 8.444% | 6.654% | 0% ITC
WD_.PX.WWA._.PTC.WD | Goldendale, WA, 200 MW, CF: 37.1% | 8.444% | 6.654% | 0% ITC
WD_.PX.SOR._.PTC.WD | Arlington, OR, 200 MW, CF: 37.1% | 8.446% | 6.657% | 0% ITC
PV_.PX.BOR._.PTC.PV | Idaho Falls, ID, 200 MW, 26.1% CF | 8.875% | 7.209% | 0% ITC
PV_.PX.UWY._.SER.PV | Milford, UT, 20 MW, 30.2% CF | 8.865% | 7.201% | 0% ITC
PV_.PX.UTS._.PTC.Hunter.PV | Milford, UT, 200 MW, 30.2% CF | 8.875% | 7.209% | 0% ITC
PV_.PX.UTS._.PTC.Huntington.PV | Milford, UT, 200 MW, 30.2% CF | 8.875% | 7.209% | 0% ITC
PV_.PX.UTS._.SER.PV | Milford, UT, 200 MW, 30.2% CF | 8.875% | 7.209% | 0% ITC
PVS.PX.YAK._.110.PV | Yakima, WA, 200 MW, 24.2% CF | 8.875% | 7.209% | 0% ITC
PVS.PX.WWA._.215.PV | Yakima, WA, 200 MW, 24.2% CF | 8.875% | 7.209% | 0% ITC
PVS.PX.WMV._.222.PV | Lakeview, OR, 200 MW, 27.6% CF | 8.875% | 7.209% | 0% ITC
PVS.PX.WMV._.223.PV | Lakeview, OR, 20 MW, 27.6% CF | 8.865% | 7.201% | 0% ITC
PVS.PX.BOR._.2C5.PV | Idaho Falls, ID, 200 MW, 26.1% CF | 8.875% | 7.209% | 0% ITC
PVS.PX.COR._.TC8.PV | Lakeview, OR, 200 MW, 27.6% CF | 8.875% | 7.209% | 0% ITC
PVS.PX.UWY._.SER.PV | Milford, UT, 200 MW, 30.2% CF | 8.875% | 7.209% | 0% ITC
PVS.PX.WYE._.SER.PV | Rock Springs, WY, 200 MW, 27.9% CF | 8.875% | 7.209% | 0% ITC
PVS.PX.CLV.1.TC4.PV | Milford, UT, 200 MW, 30.2% CF | 8.875% | 7.209% | 0% ITC
PVS.PX.UTS._.SER.PV | Milford, UT, 200 MW, 30.2% CF | 8.875% | 7.209% | 0% ITC
PVS.PX.GOE.1.A43.PV | Idaho Falls, ID, 200 MW, 26.1% CF | 8.875% | 7.209% | 0% ITC
BAT.PX.BPA._.221.Lithium-Ion | Li-Ion, 4-hour, 200 MW | 6.609% | 5.557% | 30% ITC
BAT.PX.WWA._.215.Lithium-ion | Li-Ion, 4-hour, 200 MW | 6.609% | 5.557% | 30% ITC
BAT.PX.BOR._.ITC.Lithium-ion | Li-Ion, 4-hour, 200 MW | 6.609% | 5.557% | 30% ITC
BAT.PX.UTN._.ITC.Lithium-ion | Li-Ion, 4-hour, 200 MW | 6.609% | 5.557% | 30% ITC
BAT.PX.WYE._.ITC.DJ+Wyodak | Li-Ion, 4-hour, 200 MW | 5.48% | 4.607% | 40% ITC
Combined solar and storage: storage |  |  |  |  | Location
PV_.PX.BOR._.PTC.BAT | Li-Ion, 4-hour, 200 MW | 6.609% | 5.557% | 30% ITC | Idaho Falls, ID, 200 MW, 26.1% CF
PV_.PX.UWY._.SER.BAT | Li-Ion, 4-hour, 200 MW | 5.48% | 4.607% | 40% ITC | Milford, UT, 20 MW, 30.2% CF
PV_.PX.UTS._.PTC.Hunter.BAT | Li-Ion, 4-hour, 200 MW | 5.48% | 4.607% | 40% ITC | Milford, UT, 200 MW, 30.2% CF
PV_.PX.UTS._.PTC.Huntington.BAT | Li-Ion, 4-hour, 200 MW | 5.48% | 4.607% | 40% ITC | Milford, UT, 200 MW, 30.2% CF
PV_.PX.UTS._.SER.BAT | Li-Ion, 4-hour, 200 MW | 5.48% | 4.607% | 40% ITC | Milford, UT, 200 MW, 30.2% CF
PVS.PX.YAK._.110.BAT | Li-Ion, 4-hour, 200 MW | 6.609% | 5.557% | 30% ITC | Yakima, WA, 200 MW, 24.2% CF
PVS.PX.WWA._.215.BAT | Li-Ion, 4-hour, 200 MW | 6.609% | 5.557% | 30% ITC | Yakima, WA, 200 MW, 24.2% CF
PVS.PX.WMV._.222.BAT | Li-Ion, 4-hour, 200 MW | 6.609% | 5.557% | 30% ITC | Lakeview, OR, 200 MW, 27.6% CF
PVS.PX.WMV._.223.BAT | Li-Ion, 4-hour, 200 MW | 6.609% | 5.557% | 30% ITC | Lakeview, OR, 20 MW, 27.6% CF
PVS.PX.BOR._.2C5.BAT | Li-Ion, 4-hour, 200 MW | 6.609% | 5.557% | 30% ITC | Idaho Falls, ID, 200 MW, 26.1% CF
PVS.PX.COR._.TC8.BAT | Li-Ion, 4-hour, 200 MW | 6.609% | 5.557% | 30% ITC | Lakeview, OR, 200 MW, 27.6% CF
PVS.PX.UWY._.SER.BAT | Li-Ion, 4-hour, 200 MW | 5.48% | 4.607% | 40% ITC | Milford, UT, 200 MW, 30.2% CF
PVS.PX.WYE._.SER.BAT | Li-Ion, 4-hour, 200 MW | 5.48% | 4.607% | 40% ITC | Rock Springs, WY, 200 MW, 27.9% CF
PVS.PX.CLV.1.TC4.BAT | Li-Ion, 4-hour, 200 MW | 5.48% | 4.607% | 40% ITC | Milford, UT, 200 MW, 30.2% CF
PVS.PX.UTS._.SER.BAT | Li-Ion, 4-hour, 200 MW | 5.48% | 4.607% | 40% ITC | Milford, UT, 200 MW, 30.2% CF
PVS.PX.GOE.1.A43.BAT | Li-Ion, 4-hour, 200 MW | 6.609% | 5.557% | 30% ITC | Idaho Falls, ID, 200 MW, 26.1% CF

## 2025_PV_.PX.UTS._.SER.PV
Table 3
PV_.PX.UTS._.SER.PV
32% Capacity Factor
Year | Estimated Capital Cost | Fixed Capital Cost at Real Levelized Rate | Fixed O&M | Network Upgrade | Fixed Costs | Variable O&M | 100% PTC | Total Resource Cost | Total Resource Costs | Total Fixed Cost
| $/kW | $/kW-yr | $/kW-yr | $/kW-yr | $/MWh | $/MWh | $/MWh | $/MWh | $/kW-yr | $/kW-yr
| (a) | (b) | (c) | (d) | (e) | (f) | (g) | (g) | (h) | (i)
PV_.PX.UTS._.SER.PV - 32% Capacity Factor
2016
2017
2018
2019
2020
2021
2022
2023
2024
2025 | 1541.0934 | 111.0974 | 22.3238 | 0 | 47.2321 |  | -35.8 | 11.4321 | 32.29 | 133.4212
2026 |  | 113.62 | 22.83 | 0 | 48.3043 |  | -37.13 | 11.1743 | 31.57 | 136.45
2027 |  | 116.2 | 23.35 | 0 | 49.4018 |  | -38.45 | 10.9518 | 30.94 | 139.55
2028 |  | 118.84 | 23.88 | 0 | 50.524 |  | -38.45 | 12.074 | 34.11 | 142.72
2029 |  | 121.54 | 24.42 | 0 | 51.6709 |  | -39.78 | 11.8909 | 33.59 | 145.96
2030 |  | 124.3 | 24.97 | 0 | 52.8427 |  | -39.78 | 13.0627 | 36.9 | 149.27
2031 |  | 127.12 | 25.54 | 0 | 54.0428 |  | -41.11 | 12.9328 | 36.53 | 152.66
2032 |  | 130.01 | 26.12 | 0 | 55.2712 |  | -41.11 | 14.1612 | 40 | 156.13
2033 |  | 132.96 | 26.71 | 0 | 56.5244 |  | -42.43 | 14.0944 | 39.81 | 159.67
2034 |  | 135.98 | 27.32 | 0 | 57.8094 |  | -43.76 | 14.0494 | 39.69 | 163.3
2035 |  | 139.07 | 27.94 | 0 | 59.1228 |  |  | 59.1228 | 167.01 | 167.01
2036 |  | 142.23 | 28.57 | 0 | 60.4645 |  |  | 60.4645 | 170.8 | 170.8
2037 |  | 145.46 | 29.22 | 0 | 61.838 |  |  | 61.838 | 174.68 | 174.68
2038 |  | 148.76 | 29.88 | 0 | 63.2399 |  |  | 63.2399 | 178.64 | 178.64
2039 |  | 152.14 | 30.56 | 0 | 64.6772 |  |  | 64.6772 | 182.7 | 182.7
2040 |  | 155.59 | 31.25 | 0 | 66.1428 |  |  | 66.1428 | 186.84 | 186.84
2041 |  | 159.12 | 31.96 | 0 | 67.6438 |  |  | 67.6438 | 191.08 | 191.08
2042 |  | 162.73 | 32.69 | 0 | 69.1802 |  |  | 69.1802 | 195.42 | 195.42
2043 |  | 166.42 | 33.43 | 0 | 70.7484 |  |  | 70.7484 | 199.85 | 199.85
Sources, Inputs and Assumptions
Source: | (c)(f) | Plant Costs - 2023 IRP - Table 7.1 & 7.2
| (a) | Plant capacity cost
| (b) | = (a) x 0.07209
| (d) | = ((b) + (c)) / (8.76 x 32.2%)
| (g) | = (e) + (f)
| (h) | Plant Costs - 2023 IRP - Table 7.1 & 7.2
PV_.PX.UTS._.SER.PV - 32% Capacity Factor
Cost and Input Assumptions
[12 empty] | COD | 2025 | PV_.PX.UTS._.SER.PV
2022 $ |  | Plant capacity cost | [8 empty] | 295 | MW
2022 $ |  | Fixed O&M, plus on-going capital cost
Wheeling ($ MWh)
2022 $ |  | Variable O&M
|  | Tax Credit $/MWh | [5 empty] | First Year real levelized
#N/A | 0 | Network Upgrade ($/kw-yr)
| 7.209% | Payment Factor
| 32.25% | Capacity Factor

## 2025_PV_.PX.UWY._.SER.PV (hidden)
Table 3
PV_.PX.UWY._.SER.PV
30% Capacity Factor
Year | Estimated Capital Cost | Fixed Capital Cost at Real Levelized Rate | Fixed O&M | Network Upgrade | Fixed Costs | Variable O&M | 100% PTC | Total Resource Cost | Total Resource Costs | Total Fixed Cost
| $/kW | $/kW-yr | $/kW-yr | $/kW-yr | $/MWh | $/MWh | $/MWh | $/MWh | $/kW-yr | $/kW-yr
| (a) | (b) | (c) | (d) | (e) | (f) | (g) | (g) | (h) | (i)
PV_.PX.UWY._.SER.PV - 30% Capacity Factor
2016
2017
2018 | [9 empty] | 0
2019 | [9 empty] | 0
2020 | [9 empty] | 0
2021 | [9 empty] | 0
2022 | [9 empty] | 0
2023 | [9 empty] | 0
2024 | [9 empty] | 0
2025 | 1604.496 | 115.5398 | 22.3238 | 0 | 52.9236 |  | -35.8 | 17.1236 | 44.61 | 137.8635
2026 |  | 118.16 | 22.83 | 0 | 54.1238 |  | -37.13 | 16.9938 | 44.27 | 140.99
2027 |  | 120.84 | 23.35 | 0 | 55.3523 |  | -38.45 | 16.9023 | 44.03 | 144.19
2028 |  | 123.58 | 23.88 | 0 | 56.6076 |  | -38.45 | 18.1576 | 47.3 | 147.46
2029 |  | 126.39 | 24.42 | 0 | 57.8936 |  | -39.78 | 18.1136 | 47.18 | 150.81
2030 |  | 129.26 | 24.97 | 0 | 59.2065 |  | -39.78 | 19.4265 | 50.6 | 154.23
2031 |  | 132.19 | 25.54 | 0 | 60.55 |  | -41.11 | 19.44 | 50.64 | 157.73
2032 |  | 135.19 | 26.12 | 0 | 61.9244 |  | -41.11 | 20.8144 | 54.22 | 161.31
2033 |  | 138.26 | 26.71 | 0 | 63.3294 |  | -42.43 | 20.8994 | 54.44 | 164.97
2034 |  | 141.4 | 27.32 | 0 | 64.7689 |  | -43.76 | 21.0089 | 54.73 | 168.72
2035 |  | 144.61 | 27.94 | 0 | 66.2392 |  |  | 66.2392 | 172.55 | 172.55
2036 |  | 147.89 | 28.57 | 0 | 67.7402 |  |  | 67.7402 | 176.46 | 176.46
2037 |  | 151.25 | 29.22 | 0 | 69.2796 |  |  | 69.2796 | 180.47 | 180.47
2038 |  | 154.68 | 29.88 | 0 | 70.8497 |  |  | 70.8497 | 184.56 | 184.56
2039 |  | 158.19 | 30.56 | 0 | 72.4581 |  |  | 72.4581 | 188.75 | 188.75
2040 |  | 161.78 | 31.25 | 0 | 74.1012 |  |  | 74.1012 | 193.03 | 193.03
2041 |  | 165.45 | 31.96 | 0 | 75.7826 |  |  | 75.7826 | 197.41 | 197.41
2042 |  | 169.21 | 32.69 | 0 | 77.5062 |  |  | 77.5062 | 201.9 | 201.9
2043 |  | 173.05 | 33.43 | 0 | 79.2644 |  |  | 79.2644 | 206.48 | 206.48
Sources, Inputs and Assumptions
Source: | (c)(f) | Plant Costs - 2023 IRP - Table 7.1 & 7.2
| (a) | Plant capacity cost
| (b) | = (a) x 0.07201
| (d) | = ((b) + (c)) / (8.76 x 29.7%)
| (g) | = (e) + (f)
| (h) | Plant Costs - 2023 IRP - Table 7.1 & 7.2
PV_.PX.UWY._.SER.PV - 30% Capacity Factor
Cost and Input Assumptions
[12 empty] | COD | 2025 | PV_.PX.UWY._.SER.PV
2022 $ |  | Plant capacity cost | [8 empty] | 20 | MW
2022 $ |  | Fixed O&M, plus on-going capital cost
Wheeling ($ MWh)
2022 $ |  | Variable O&M
|  | Tax Credit $/MWh | [5 empty] | First Year real levelized
#N/A | 0 | Network Upgrade ($/kw-yr)
| 7.201% | Payment Factor
| 29.74% | Capacity Factor

## 2028_PV_.PX.UTS._.PTC.Hunter.PV (hidden)
Table 3
PV_.PX.UTS._.PTC.Hunter.PV
32% Capacity Factor
Year | Estimated Capital Cost | Fixed Capital Cost at Real Levelized Rate | Fixed O&M | Network Upgrade | Fixed Costs | Variable O&M | 100% PTC | Total Resource Cost | Total Resource Costs | Total Fixed Cost
| $/kW | $/kW-yr | $/kW-yr | $/kW-yr | $/MWh | $/MWh | $/MWh | $/MWh | $/kW-yr | $/kW-yr
| (a) | (b) | (c) | (d) | (e) | (f) | (g) | (g) | (h) | (i)
PV_.PX.UTS._.PTC.Hunter.PV - 32% Capacity Factor
2016
2017
2018 | [9 empty] | 0
2019 | [9 empty] | 0
2020 | [9 empty] | 0
2021 | [9 empty] | 0
2022 | [9 empty] | 0
2023 | [9 empty] | 0
2024 | [9 empty] | 0
2025 | [9 empty] | 0
2026 | [9 empty] | 0
2027 | [9 empty] | 0
2028 | 1541.0934 | 111.0974 | 25.1072 | 0 | 48.2175 |  | -38.45 | 9.7675 | 27.59 | 136.2046
2029 |  | 113.62 | 25.68 | 0 | 49.3133 |  | -39.78 | 9.5333 | 26.93 | 139.3
2030 |  | 116.2 | 26.26 | 0 | 50.4319 |  | -39.78 | 10.6519 | 30.09 | 142.46
2031 |  | 118.84 | 26.86 | 0 | 51.5789 |  | -41.11 | 10.4689 | 29.57 | 145.7
2032 |  | 121.54 | 27.47 | 0 | 52.7507 |  | -41.11 | 11.6407 | 32.88 | 149.01
2033 |  | 124.3 | 28.09 | 0 | 53.9472 |  | -42.43 | 11.5172 | 32.53 | 152.39
2034 |  | 127.12 | 28.73 | 0 | 55.1721 |  | -43.76 | 11.4121 | 32.24 | 155.85
2035 |  | 130.01 | 29.38 | 0 | 56.4253 |  | -43.76 | 12.6653 | 35.78 | 159.39
2036 |  | 132.96 | 30.05 | 0 | 57.7068 |  | -45.09 | 12.6168 | 35.64 | 163.01
2037 |  | 135.98 | 30.73 | 0 | 59.0166 |  | -46.41 | 12.6066 | 35.61 | 166.71
2038 |  | 139.07 | 31.43 | 0 | 60.3583 |  |  | 60.3583 | 170.5 | 170.5
2039 |  | 142.23 | 32.14 | 0 | 61.7283 |  |  | 61.7283 | 174.37 | 174.37
2040 |  | 145.46 | 32.87 | 0 | 63.1302 |  |  | 63.1302 | 178.33 | 178.33
2041 |  | 148.76 | 33.62 | 0 | 64.5639 |  |  | 64.5639 | 182.38 | 182.38
2042 |  | 152.14 | 34.38 | 0 | 66.0295 |  |  | 66.0295 | 186.52 | 186.52
2043 |  | 155.59 | 35.16 | 0 | 67.5269 |  |  | 67.5269 | 190.75 | 190.75
Sources, Inputs and Assumptions
Source: | (c)(f) | Plant Costs - 2023 IRP - Table 7.1 & 7.2
| (a) | Plant capacity cost
| (b) | = (a) x 0.07209
| (d) | = ((b) + (c)) / (8.76 x 32.2%)
| (g) | = (e) + (f)
| (h) | Plant Costs - 2023 IRP - Table 7.1 & 7.2
PV_.PX.UTS._.PTC.Hunter.PV - 32% Capacity Factor
Cost and Input Assumptions
[12 empty] | COD | 2028 | PV_.PX.UTS._.PTC.Hunter.PV
2022 $ |  | Plant capacity cost | [8 empty] | 686.5936 | MW
2022 $ |  | Fixed O&M, plus on-going capital cost
Wheeling ($ MWh)
2022 $ |  | Variable O&M
|  | Tax Credit $/MWh | [5 empty] | First Year real levelized
#N/A | 0 | Network Upgrade ($/kw-yr)
| 7.209% | Payment Factor
| 32.25% | Capacity Factor

## 2028_PV_.PX.UTS._.PTC.Huntingto (hidden)
Table 3
PV_.PX.UTS._.PTC.Huntington.PV
32% Capacity Factor
Year | Estimated Capital Cost | Fixed Capital Cost at Real Levelized Rate | Fixed O&M | Network Upgrade | Fixed Costs | Variable O&M | 100% PTC | Total Resource Cost | Total Resource Costs | Total Fixed Cost
| $/kW | $/kW-yr | $/kW-yr | $/kW-yr | $/MWh | $/MWh | $/MWh | $/MWh | $/kW-yr | $/kW-yr
| (a) | (b) | (c) | (d) | (e) | (f) | (g) | (g) | (h) | (i)
PV_.PX.UTS._.PTC.Huntington.PV - 32% Capacity Factor
2016
2017
2018 | [9 empty] | 0
2019 | [9 empty] | 0
2020 | [9 empty] | 0
2021 | [9 empty] | 0
2022 | [9 empty] | 0
2023 | [9 empty] | 0
2024 | [9 empty] | 0
2025 | [9 empty] | 0
2026 | [9 empty] | 0
2027 | [9 empty] | 0
2028 | 1541.0934 | 111.0974 | 25.1072 | 0 | 48.2175 |  | -38.45 | 9.7675 | 27.59 | 136.2046
2029 |  | 113.62 | 25.68 | 0 | 49.3133 |  | -39.78 | 9.5333 | 26.93 | 139.3
2030 |  | 116.2 | 26.26 | 0 | 50.4319 |  | -39.78 | 10.6519 | 30.09 | 142.46
2031 |  | 118.84 | 26.86 | 0 | 51.5789 |  | -41.11 | 10.4689 | 29.57 | 145.7
2032 |  | 121.54 | 27.47 | 0 | 52.7507 |  | -41.11 | 11.6407 | 32.88 | 149.01
2033 |  | 124.3 | 28.09 | 0 | 53.9472 |  | -42.43 | 11.5172 | 32.53 | 152.39
2034 |  | 127.12 | 28.73 | 0 | 55.1721 |  | -43.76 | 11.4121 | 32.24 | 155.85
2035 |  | 130.01 | 29.38 | 0 | 56.4253 |  | -43.76 | 12.6653 | 35.78 | 159.39
2036 |  | 132.96 | 30.05 | 0 | 57.7068 |  | -45.09 | 12.6168 | 35.64 | 163.01
2037 |  | 135.98 | 30.73 | 0 | 59.0166 |  | -46.41 | 12.6066 | 35.61 | 166.71
2038 |  | 139.07 | 31.43 | 0 | 60.3583 |  |  | 60.3583 | 170.5 | 170.5
2039 |  | 142.23 | 32.14 | 0 | 61.7283 |  |  | 61.7283 | 174.37 | 174.37
2040 |  | 145.46 | 32.87 | 0 | 63.1302 |  |  | 63.1302 | 178.33 | 178.33
2041 |  | 148.76 | 33.62 | 0 | 64.5639 |  |  | 64.5639 | 182.38 | 182.38
2042 |  | 152.14 | 34.38 | 0 | 66.0295 |  |  | 66.0295 | 186.52 | 186.52
2043 |  | 155.59 | 35.16 | 0 | 67.5269 |  |  | 67.5269 | 190.75 | 190.75
Sources, Inputs and Assumptions
Source: | (c)(f) | Plant Costs - 2023 IRP - Table 7.1 & 7.2
| (a) | Plant capacity cost
| (b) | = (a) x 0.07209
| (d) | = ((b) + (c)) / (8.76 x 32.2%)
| (g) | = (e) + (f)
| (h) | Plant Costs - 2023 IRP - Table 7.1 & 7.2
PV_.PX.UTS._.PTC.Huntington.PV - 32% Capacity Factor
Cost and Input Assumptions
[12 empty] | COD | 2028 | PV_.PX.UTS._.PTC.Huntington.PV
2022 $ |  | Plant capacity cost | [8 empty] | 820.7628 | MW
2022 $ |  | Fixed O&M, plus on-going capital cost
Wheeling ($ MWh)
2022 $ |  | Variable O&M
|  | Tax Credit $/MWh | [5 empty] | First Year real levelized
#N/A | 0 | Network Upgrade ($/kw-yr)
| 7.209% | Payment Factor
| 32.25% | Capacity Factor

## 2028_PV_.PX.BOR._.PTC.PV (hidden)
Table 3
PV_.PX.BOR._.PTC.PV
28% Capacity Factor
Year | Estimated Capital Cost | Fixed Capital Cost at Real Levelized Rate | Fixed O&M | Network Upgrade | Fixed Costs | Variable O&M | 100% PTC | Total Resource Cost | Total Resource Costs | Total Fixed Cost
| $/kW | $/kW-yr | $/kW-yr | $/kW-yr | $/MWh | $/MWh | $/MWh | $/MWh | $/kW-yr | $/kW-yr
| (a) | (b) | (c) | (d) | (e) | (f) | (g) | (g) | (h) | (i)
PV_.PX.BOR._.PTC.PV - 28% Capacity Factor
2016
2017
2018
2019
2020
2021
2022
2023
2024
2025
2026 |  |  |  | 53.4055
2027 |  |  |  | 54.62
2028 | 1556.9474 | 112.2403 | 24.2722 | 55.86 | 78.7248 |  | -38.45 | 40.2748 | 98.42 | 192.3726
2029 |  | 114.79 | 24.82 | 57.13 | 80.5121 |  | -39.78 | 40.7321 | 99.53 | 196.74
2030 |  | 117.4 | 25.38 | 58.43 | 82.3414 |  | -39.78 | 42.5614 | 104 | 201.21
2031 |  | 120.06 | 25.96 | 59.76 | 84.2116 |  | -41.11 | 43.1016 | 105.32 | 205.78
2032 |  | 122.79 | 26.55 | 61.12 | 86.1268 |  | -41.11 | 45.0168 | 110 | 210.46
2033 |  | 125.58 | 27.15 | 62.51 | 88.0829 |  | -42.43 | 45.6529 | 111.56 | 215.24
2034 |  | 128.43 | 27.77 | 63.93 | 90.084 |  | -43.76 | 46.324 | 113.2 | 220.13
2035 |  | 131.35 | 28.4 | 65.38 | 92.1302 |  | -43.76 | 48.3702 | 118.2 | 225.13
2036 |  | 134.33 | 29.04 | 66.86 | 94.2173 |  | -45.09 | 49.1273 | 120.05 | 230.23
2037 |  | 137.38 | 29.7 | 68.38 | 96.3575 |  | -46.41 | 49.9475 | 122.05 | 235.46
2038 |  | 140.5 | 30.37 | 69.93 | 98.5428 |  |  | 98.5428 | 240.8 | 240.8
2039 |  | 143.69 | 31.06 | 71.52 | 100.7813 |  |  | 100.7813 | 246.27 | 246.27
2040 |  | 146.95 | 31.77 | 73.14 | 103.0689 |  |  | 103.0689 | 251.86 | 251.86
2041 |  | 150.29 | 32.49 | 74.8 | 105.4097 |  |  | 105.4097 | 257.58 | 257.58
2042 |  | 153.7 | 33.23 | 76.5 | 107.8037 |  |  | 107.8037 | 263.43 | 263.43
2043 |  | 157.19 | 33.98 | 78.24 | 110.2509 |  |  | 110.2509 | 269.41 | 269.41
Sources, Inputs and Assumptions
Source: | (c)(f) | Plant Costs - 2023 IRP - Table 7.1 & 7.2
| (a) | Plant capacity cost
| (b) | = (a) x 0.07209
| (d) | = ((b) + (c)) / (8.76 x 27.9%)
| (g) | = (e) + (f)
| (h) | Plant Costs - 2023 IRP - Table 7.1 & 7.2
PV_.PX.BOR._.PTC.PV - 28% Capacity Factor
Cost and Input Assumptions
[12 empty] | COD | 2028 | PV_.PX.BOR._.PTC.PV
2022 $ |  | Plant capacity cost | [8 empty] | 400 | MW
2022 $ |  | Fixed O&M, plus on-going capital cost
Wheeling ($ MWh)
2022 $ |  | Variable O&M
|  | Tax Credit $/MWh | [5 empty] | First Year real levelized
2026$ | 53.4055 | Network Upgrade ($/kw-yr) |  | INC B2H Borah > Hemingway 2026 |  |  |  | 0
|  |  |  | CON Utah North > TxCON 2031 |  |  |  | 0
| 7.209% | Payment Factor |  | INC B2H Walla Walla - WA > Borah 2026 |  |  |  | 53.4055
| 27.9% | Capacity Factor

## 2032_PV_.PX.BDG._.PTC.JB.PV (hidden)
Table 3
PV_.PX.BDG._.PTC.Jim Bridger.PV
30% Capacity Factor
Year | Estimated Capital Cost | Fixed Capital Cost at Real Levelized Rate | Fixed O&M | Network Upgrade | Fixed Costs | Variable O&M | 100% PTC | Total Resource Cost | Total Resource Costs | Total Fixed Cost
| $/kW | $/kW-yr | $/kW-yr | $/kW-yr | $/MWh | $/MWh | $/MWh | $/MWh | $/kW-yr | $/kW-yr
| (a) | (b) | (c) | (d) | (e) | (f) | (g) | (g) | (h) | (i)
PV_.PX.BDG._.PTC.Jim Bridger.PV - 30% Capacity Factor
2016
2017
2018 | [9 empty] | 0
2019 | [9 empty] | 0
2020 | [9 empty] | 0
2021 | [9 empty] | 0
2022 | [9 empty] | 0
2023 | [9 empty] | 0
2024 | [9 empty] | 0
2025 | [9 empty] | 0
2026 | [9 empty] | 0
2027 | [9 empty] | 0
2028 |  |  |  | 39.5761 | [5 empty] | 39.5761
2029 |  |  |  | 42.9615 | [5 empty] | 42.9615
2030 |  |  |  | 43.94 | [5 empty] | 43.94
2031 |  |  |  | 44.94 | [5 empty] | 44.94
2032 | 1276.8373 | 92.0472 | 26.5523 | 45.96 | 63.1718 |  | -41.11 | 22.0618 | 57.47 | 164.5595
2033 |  | 94.14 | 27.16 | 47 | 64.6077 |  | -42.43 | 22.1777 | 57.77 | 168.3
2034 |  | 96.28 | 27.78 | 48.07 | 66.078 |  | -43.76 | 22.318 | 58.14 | 172.13
2035 |  | 98.47 | 28.41 | 49.16 | 67.579 |  | -43.76 | 23.819 | 62.05 | 176.04
2036 |  | 100.71 | 29.05 | 50.28 | 69.1145 |  | -45.09 | 24.0245 | 62.58 | 180.04
2037 |  | 103 | 29.71 | 51.42 | 70.6846 |  | -46.41 | 24.2746 | 63.23 | 184.13
2038 |  | 105.34 | 30.38 | 52.59 | 72.2892 |  | -46.41 | 25.8792 | 67.41 | 188.31
2039 |  | 107.73 | 31.07 | 53.78 | 73.9284 |  | -47.74 | 26.1884 | 68.22 | 192.58
2040 |  | 110.18 | 31.78 | 55 | 75.6098 |  | -49.06 | 26.5498 | 69.16 | 196.96
2041 |  | 112.68 | 32.5 | 56.25 | 77.3258 |  | -50.39 | 26.9358 | 70.17 | 201.43
2042 |  | 115.24 | 33.24 | 57.53 | 79.084 |  |  | 79.084 | 206.01 | 206.01
2043 |  | 117.86 | 33.99 | 58.84 | 80.8806 |  |  | 80.8806 | 210.69 | 210.69
Sources, Inputs and Assumptions
Source: | (c)(f) | Plant Costs - 2023 IRP - Table 7.1 & 7.2
| (a) | Plant capacity cost
| (b) | = (a) x 0.07209
| (d) | = ((b) + (c)) / (8.76 x 29.7%)
| (g) | = (e) + (f)
| (h) | Plant Costs - 2023 IRP - Table 7.1 & 7.2
PV_.PX.BDG._.PTC.Jim Bridger.PV - 30% Capacity Factor
Cost and Input Assumptions
[12 empty] | COD | 2032 | PV_.PX.BDG._.PTC.Jim Bridger.PV
2022 $ |  | Plant capacity cost | [8 empty] | 938.766 | MW
2022 $ |  | Fixed O&M, plus on-going capital cost
Wheeling ($ MWh)
2022 $ |  | Variable O&M
|  | Tax Credit $/MWh | [5 empty] | First Year real levelized
2028$ | 39.5761 | Network Upgrade ($/kw-yr) |  | INC D3 Bridger > BorahPop 2028 |  |  |  | 39.5761
2029$ | 2.4915 |  |  | INC D3 Wyoming East > Bridger 2029 |  |  |  | 2.4915
| 7.209% | Payment Factor | [5 empty] | 0
| 29.74% | Capacity Factor

## 2034_PV_.PX.UTN._.PTC.PV (hidden)
Table 3
PV_.PX.UTN._.PTC.PV
32% Capacity Factor
Year | Estimated Capital Cost | Fixed Capital Cost at Real Levelized Rate | Fixed O&M | Network Upgrade | Fixed Costs | Variable O&M | 100% PTC | Total Resource Cost | Total Resource Costs | Total Fixed Cost
| $/kW | $/kW-yr | $/kW-yr | $/kW-yr | $/MWh | $/MWh | $/MWh | $/MWh | $/kW-yr | $/kW-yr
| (a) | (b) | (c) | (d) | (e) | (f) | (g) | (g) | (h) | (i)
PV_.PX.UTN._.PTC.PV - 32% Capacity Factor
2016
2017
2018 | [9 empty] | 0
2019 | [9 empty] | 0
2020 | [9 empty] | 0
2021 | [9 empty] | 0
2022 | [9 empty] | 0
2023 | [9 empty] | 0
2024 | [9 empty] | 0
2025 | [9 empty] | 0
2026 | [9 empty] | 0
2027 | [9 empty] | 0
2028 | [9 empty] | 0
2029 | [9 empty] | 0
2030 | [9 empty] | 0
2031 | [9 empty] | 0
2032 | [9 empty] | 0
2033 | [9 empty] | 0
2034 | 1234.9792 | 88.9309 | 28.6484 | 0 | 41.6239 |  | -43.76 | -2.1361 | -6.03 | 117.5792
2035 |  | 90.95 | 29.3 | 0 | 42.5694 |  | -43.76 | -1.1906 | -3.36 | 120.25
2036 |  | 93.01 | 29.97 | 0 | 43.5359 |  | -45.09 | -1.5541 | -4.39 | 122.98
2037 |  | 95.12 | 30.65 | 0 | 44.5235 |  | -46.41 | -1.8865 | -5.33 | 125.77
2038 |  | 97.28 | 31.35 | 0 | 45.536 |  | -46.41 | -0.87401 | -2.47 | 128.63
2039 |  | 99.49 | 32.06 | 0 | 46.5697 |  | -47.74 | -1.1703 | -3.31 | 131.55
2040 |  | 101.75 | 32.79 | 0 | 47.6282 |  | -49.06 | -1.4318 | -4.04 | 134.54
2041 |  | 104.06 | 33.53 | 0 | 48.7079 |  | -50.39 | -1.6821 | -4.75 | 137.59
2042 |  | 106.42 | 34.29 | 0 | 49.8124 |  | -50.39 | -0.57759 | -1.63 | 140.71
2043 |  | 108.84 | 35.07 | 0 | 50.9452 |  | -51.72 | -0.77477 | -2.19 | 143.91
Sources, Inputs and Assumptions
Source: | (c)(f) | Plant Costs - 2023 IRP - Table 7.1 & 7.2
| (a) | Plant capacity cost
| (b) | = (a) x 0.07201
| (d) | = ((b) + (c)) / (8.76 x 32.2%)
| (g) | = (e) + (f)
| (h) | Plant Costs - 2023 IRP - Table 7.1 & 7.2
PV_.PX.UTN._.PTC.PV - 32% Capacity Factor
Cost and Input Assumptions
[12 empty] | COD | 2034 | PV_.PX.UTN._.PTC.PV
2022 $ |  | Plant capacity cost | [8 empty] | 300 | MW
2022 $ |  | Fixed O&M, plus on-going capital cost
Wheeling ($ MWh)
2022 $ |  | Variable O&M
|  | Tax Credit $/MWh | [5 empty] | First Year real levelized
#N/A | 0 | Network Upgrade ($/kw-yr)
| 7.201% | Payment Factor
| 32.25% | Capacity Factor

## 2025_PVS.PX.UTS._.SER.PV (hidden)
Table 3
PVS.PX.UTS._.SER.PV
32% Capacity Factor
Year | Estimated Capital Cost | Fixed Capital Cost at Real Levelized Rate | Fixed O&M | Network Upgrade | Fixed Costs | Variable O&M | 100% PTC | Total Resource Cost | Total Resource Costs | Total Fixed Cost
| $/kW | $/kW-yr | $/kW-yr | $/kW-yr | $/MWh | $/MWh | $/MWh | $/MWh | $/kW-yr | $/kW-yr
| (a) | (b) | (c) | (d) | (e) | (f) | (g) | (g) | (h) | (i)
PVS.PX.UTS._.SER.PV - 32% Capacity Factor
2016
2017
2018 | [9 empty] | 0
2019 | [9 empty] | 0
2020 | [9 empty] | 0
2021 | [9 empty] | 0
2022 | [9 empty] | 0
2023 | [9 empty] | 0
2024 | [9 empty] | 0
2025 | 1541.0934 | 111.0974 | 22.3238 |  | 47.2321 |  | -35.8 | 11.4321 | 32.29 | 133.4212 |  |  |  |  | -22.3238
2026 |  | 113.62 | 22.83 |  | 48.3043 |  | -37.13 | 11.1743 | 31.57 | 136.45
2027 |  | 116.2 | 23.35 |  | 49.4018 |  | -38.45 | 10.9518 | 30.94 | 139.55
2028 |  | 118.84 | 23.88 |  | 50.524 |  | -38.45 | 12.074 | 34.11 | 142.72
2029 |  | 121.54 | 24.42 |  | 51.6709 |  | -39.78 | 11.8909 | 33.59 | 145.96
2030 |  | 124.3 | 24.97 |  | 52.8427 |  | -39.78 | 13.0627 | 36.9 | 149.27
2031 |  | 127.12 | 25.54 |  | 54.0428 |  | -41.11 | 12.9328 | 36.53 | 152.66
2032 |  | 130.01 | 26.12 |  | 55.2712 |  | -41.11 | 14.1612 | 40 | 156.13
2033 |  | 132.96 | 26.71 |  | 56.5244 |  | -42.43 | 14.0944 | 39.81 | 159.67
2034 |  | 135.98 | 27.32 |  | 57.8094 |  | -43.76 | 14.0494 | 39.69 | 163.3
2035 |  | 139.07 | 27.94 |  | 59.1228 |  |  | 59.1228 | 167.01 | 167.01
2036 |  | 142.23 | 28.57 |  | 60.4645 |  |  | 60.4645 | 170.8 | 170.8
2037 |  | 145.46 | 29.22 |  | 61.838 |  |  | 61.838 | 174.68 | 174.68
2038 |  | 148.76 | 29.88 |  | 63.2399 |  |  | 63.2399 | 178.64 | 178.64
2039 |  | 152.14 | 30.56 |  | 64.6772 |  |  | 64.6772 | 182.7 | 182.7
2040 |  | 155.59 | 31.25 |  | 66.1428 |  |  | 66.1428 | 186.84 | 186.84
2041 |  | 159.12 | 31.96 |  | 67.6438 |  |  | 67.6438 | 191.08 | 191.08
2042 |  | 162.73 | 32.69 |  | 69.1802 |  |  | 69.1802 | 195.42 | 195.42
2043 |  | 166.42 | 33.43 |  | 70.7484 |  |  | 70.7484 | 199.85 | 199.85
Sources, Inputs and Assumptions
Source: | (c)(f) | Plant Costs - 2023 IRP - Table 7.1 & 7.2
| (a) | Plant capacity cost
| (b) | = (a) x 0.07209
| (d) | = ((b) + (c)) / (8.76 x 32.2%)
| (g) | = (e) + (f)
| (h) | Plant Costs - 2023 IRP - Table 7.1 & 7.2
PVS.PX.UTS._.SER.PV - 32% Capacity Factor
Cost and Input Assumptions
[12 empty] | COD | 2025 | PVS.PX.UTS._.SER.PV
2022 $ |  | Plant capacity cost | [8 empty] | 158 | MW
2022 $ |  | Fixed O&M, plus on-going capital cost
Wheeling ($ MWh)
2022 $ |  | Variable O&M
|  | Tax Credit $/MWh | [5 empty] | First Year real levelized
#N/A | 0 | Network Upgrade ($/kw-yr)
| 7.209% | Payment Factor
| 32.25% | Capacity Factor

## 2025_PVS.PX.UWY._.SER.PV (hidden)
Table 3
PVS.PX.UWY._.SER.PV
30% Capacity Factor
Year | Estimated Capital Cost | Fixed Capital Cost at Real Levelized Rate | Fixed O&M | Network Upgrade | Fixed Costs | Variable O&M | 100% PTC | Total Resource Cost | Total Resource Costs | Total Fixed Cost
| $/kW | $/kW-yr | $/kW-yr | $/kW-yr | $/MWh | $/MWh | $/MWh | $/MWh | $/kW-yr | $/kW-yr
| (a) | (b) | (c) | (d) | (e) | (f) | (g) | (g) | (h) | (i)
PVS.PX.UWY._.SER.PV - 30% Capacity Factor
2016
2017
2018 | [9 empty] | 0
2019 | [9 empty] | 0
2020 | [9 empty] | 0
2021 | [9 empty] | 0
2022 | [9 empty] | 0
2023 | [9 empty] | 0
2024 | [9 empty] | 0
2025 | 1604.496 | 115.6681 | 22.3238 |  | 52.9729 |  | -35.8 | 17.1729 | 44.73 | 137.9919
2026 |  | 118.29 | 22.83 |  | 54.1737 |  | -37.13 | 17.0437 | 44.4 | 141.12
2027 |  | 120.98 | 23.35 |  | 55.406 |  | -38.45 | 16.956 | 44.17 | 144.33
2028 |  | 123.73 | 23.88 |  | 56.6651 |  | -38.45 | 18.2151 | 47.45 | 147.61
2029 |  | 126.54 | 24.42 |  | 57.9512 |  | -39.78 | 18.1712 | 47.33 | 150.96
2030 |  | 129.41 | 24.97 |  | 59.264 |  | -39.78 | 19.484 | 50.75 | 154.38
2031 |  | 132.35 | 25.54 |  | 60.6115 |  | -41.11 | 19.5015 | 50.8 | 157.89
2032 |  | 135.35 | 26.12 |  | 61.9858 |  | -41.11 | 20.8758 | 54.38 | 161.47
2033 |  | 138.42 | 26.71 |  | 63.3908 |  | -42.43 | 20.9608 | 54.6 | 165.13
2034 |  | 141.56 | 27.32 |  | 64.8304 |  | -43.76 | 21.0704 | 54.89 | 168.88
2035 |  | 144.77 | 27.94 |  | 66.3006 |  |  | 66.3006 | 172.71 | 172.71
2036 |  | 148.06 | 28.57 |  | 67.8055 |  |  | 67.8055 | 176.63 | 176.63
2037 |  | 151.42 | 29.22 |  | 69.3448 |  |  | 69.3448 | 180.64 | 180.64
2038 |  | 154.86 | 29.88 |  | 70.9188 |  |  | 70.9188 | 184.74 | 184.74
2039 |  | 158.38 | 30.56 |  | 72.5311 |  |  | 72.5311 | 188.94 | 188.94
2040 |  | 161.98 | 31.25 |  | 74.1779 |  |  | 74.1779 | 193.23 | 193.23
2041 |  | 165.66 | 31.96 |  | 75.8632 |  |  | 75.8632 | 197.62 | 197.62
2042 |  | 169.42 | 32.69 |  | 77.5868 |  |  | 77.5868 | 202.11 | 202.11
2043 |  | 173.27 | 33.43 |  | 79.3489 |  |  | 79.3489 | 206.7 | 206.7
Sources, Inputs and Assumptions
Source: | (c)(f) | Plant Costs - 2023 IRP - Table 7.1 & 7.2
| (a) | Plant capacity cost
| (b) | = (a) x 0.07209
| (d) | = ((b) + (c)) / (8.76 x 29.7%)
| (g) | = (e) + (f)
| (h) | Plant Costs - 2023 IRP - Table 7.1 & 7.2
PVS.PX.UWY._.SER.PV - 30% Capacity Factor
Cost and Input Assumptions
[12 empty] | COD | 2025 | PVS.PX.UWY._.SER.PV
2022 $ |  | Plant capacity cost | [8 empty] | 272 | MW
2022 $ |  | Fixed O&M, plus on-going capital cost
Wheeling ($ MWh)
2022 $ |  | Variable O&M | [12 empty] | `
|  | Tax Credit $/MWh | [5 empty] | First Year real levelized
#N/A | 0 | Network Upgrade ($/kw-yr)
| 7.209% | Payment Factor
| 29.74% | Capacity Factor

## 2025_PVS.PX.WYE._.SER.PV (hidden)
Table 3
PVS.PX.WYE._.SER.PV
30% Capacity Factor
Year | Estimated Capital Cost | Fixed Capital Cost at Real Levelized Rate | Fixed O&M | Network Upgrade | Fixed Costs | Variable O&M | 100% PTC | Total Resource Cost | Total Resource Costs | Total Fixed Cost
| $/kW | $/kW-yr | $/kW-yr | $/kW-yr | $/MWh | $/MWh | $/MWh | $/MWh | $/kW-yr | $/kW-yr
| (a) | (b) | (c) | (d) | (e) | (f) | (g) | (g) | (h) | (i)
PVS.PX.WYE._.SER.PV - 30% Capacity Factor
2016
2017
2018 | [9 empty] | 0
2019 | [9 empty] | 0
2020 | [9 empty] | 0
2021 | [9 empty] | 0
2022 | [9 empty] | 0
2023 | [9 empty] | 0
2024 | [9 empty] | 0
2025 | 1604.496 | 115.6681 | 22.3238 |  | 52.9729 |  | -35.8 | 17.1729 | 44.73 | 137.9919
2026 |  | 118.29 | 22.83 |  | 54.1737 |  | -37.13 | 17.0437 | 44.4 | 141.12
2027 |  | 120.98 | 23.35 |  | 55.406 |  | -38.45 | 16.956 | 44.17 | 144.33
2028 |  | 123.73 | 23.88 |  | 56.6651 |  | -38.45 | 18.2151 | 47.45 | 147.61
2029 |  | 126.54 | 24.42 |  | 57.9512 |  | -39.78 | 18.1712 | 47.33 | 150.96
2030 |  | 129.41 | 24.97 |  | 59.264 |  | -39.78 | 19.484 | 50.75 | 154.38
2031 |  | 132.35 | 25.54 |  | 60.6115 |  | -41.11 | 19.5015 | 50.8 | 157.89
2032 |  | 135.35 | 26.12 |  | 61.9858 |  | -41.11 | 20.8758 | 54.38 | 161.47
2033 |  | 138.42 | 26.71 |  | 63.3908 |  | -42.43 | 20.9608 | 54.6 | 165.13
2034 |  | 141.56 | 27.32 |  | 64.8304 |  | -43.76 | 21.0704 | 54.89 | 168.88
2035 |  | 144.77 | 27.94 |  | 66.3006 |  |  | 66.3006 | 172.71 | 172.71
2036 |  | 148.06 | 28.57 |  | 67.8055 |  |  | 67.8055 | 176.63 | 176.63
2037 |  | 151.42 | 29.22 |  | 69.3448 |  |  | 69.3448 | 180.64 | 180.64
2038 |  | 154.86 | 29.88 |  | 70.9188 |  |  | 70.9188 | 184.74 | 184.74
2039 |  | 158.38 | 30.56 |  | 72.5311 |  |  | 72.5311 | 188.94 | 188.94
2040 |  | 161.98 | 31.25 |  | 74.1779 |  |  | 74.1779 | 193.23 | 193.23
2041 |  | 165.66 | 31.96 |  | 75.8632 |  |  | 75.8632 | 197.62 | 197.62
2042 |  | 169.42 | 32.69 |  | 77.5868 |  |  | 77.5868 | 202.11 | 202.11
2043 |  | 173.27 | 33.43 |  | 79.3489 |  |  | 79.3489 | 206.7 | 206.7
Sources, Inputs and Assumptions
Source: | (c)(f) | Plant Costs - 2023 IRP - Table 7.1 & 7.2
| (a) | Plant capacity cost
| (b) | = (a) x 0.07209
| (d) | = ((b) + (c)) / (8.76 x 29.7%)
| (g) | = (e) + (f)
| (h) | Plant Costs - 2023 IRP - Table 7.1 & 7.2
PVS.PX.WYE._.SER.PV - 30% Capacity Factor
Cost and Input Assumptions
[12 empty] | COD | 2025 | PVS.PX.WYE._.SER.PV
2022 $ |  | Plant capacity cost | [8 empty] | 314.9 | MW
2022 $ |  | Fixed O&M, plus on-going capital cost
Wheeling ($ MWh)
2022 $ |  | Variable O&M
|  | Tax Credit $/MWh | [5 empty] | First Year real levelized
#N/A | 0 | Network Upgrade ($/kw-yr)
| 7.209% | Payment Factor
| 29.74% | Capacity Factor

## 2025_PVS.PX.WMV._.222.PV (hidden)
Table 3
PVS.PX.WMV._.222.PV
29% Capacity Factor
Year | Estimated Capital Cost | Fixed Capital Cost at Real Levelized Rate | Fixed O&M | Network Upgrade | Fixed Costs | Variable O&M | 100% PTC | Total Resource Cost | Total Resource Costs | Total Fixed Cost
| $/kW | $/kW-yr | $/kW-yr | $/kW-yr | $/MWh | $/MWh | $/MWh | $/MWh | $/kW-yr | $/kW-yr
| (a) | (b) | (c) | (d) | (e) | (f) | (g) | (g) | (h) | (i)
PVS.PX.WMV._.222.PV - 29% Capacity Factor
2016
2017
2018 | [9 empty] | 0
2019 | [9 empty] | 0
2020 | [9 empty] | 0
2021 | [9 empty] | 0
2022 | [9 empty] | 0
2023 | [9 empty] | 0
2024 | [9 empty] | 0
2025 | 1636.1906 | 117.953 | 22.3238 | 3.8566 | 56.1659 |  | -35.8 | 20.3659 | 52.26 | 144.1334
2026 |  | 120.63 | 22.83 | 3.94 | 57.4388 |  | -37.13 | 20.3088 | 52.12 | 147.4
2027 |  | 123.37 | 23.35 | 4.03 | 58.7442 |  | -38.45 | 20.2942 | 52.08 | 150.75
2028 |  | 126.17 | 23.88 | 4.12 | 60.0769 |  | -38.45 | 21.6269 | 55.5 | 154.17
2029 |  | 129.03 | 24.42 | 4.21 | 61.4369 |  | -39.78 | 21.6569 | 55.58 | 157.66
2030 |  | 131.96 | 24.97 | 4.31 | 62.832 |  | -39.78 | 23.052 | 59.16 | 161.24
2031 |  | 134.96 | 25.54 | 4.41 | 64.2621 |  | -41.11 | 23.1521 | 59.41 | 164.91
2032 |  | 138.02 | 26.12 | 4.51 | 65.7195 |  | -41.11 | 24.6095 | 63.15 | 168.65
2033 |  | 141.15 | 26.71 | 4.61 | 67.2081 |  | -42.43 | 24.7781 | 63.59 | 172.47
2034 |  | 144.35 | 27.32 | 4.71 | 68.7317 |  | -43.76 | 24.9717 | 64.08 | 176.38
2035 |  | 147.63 | 27.94 | 4.82 | 70.2943 |  |  | 70.2943 | 180.39 | 180.39
2036 |  | 150.98 | 28.57 | 4.93 | 71.8881 |  |  | 71.8881 | 184.48 | 184.48
2037 |  | 154.41 | 29.22 | 5.04 | 73.5209 |  |  | 73.5209 | 188.67 | 188.67
2038 |  | 157.92 | 29.88 | 5.15 | 75.1887 |  |  | 75.1887 | 192.95 | 192.95
2039 |  | 161.5 | 30.56 | 5.27 | 76.8955 |  |  | 76.8955 | 197.33 | 197.33
2040 |  | 165.17 | 31.25 | 5.39 | 78.6413 |  |  | 78.6413 | 201.81 | 201.81
2041 |  | 168.92 | 31.96 | 5.51 | 80.426 |  |  | 80.426 | 206.39 | 206.39
2042 |  | 172.75 | 32.69 | 5.64 | 82.2536 |  |  | 82.2536 | 211.08 | 211.08
2043 |  | 176.67 | 33.43 | 5.77 | 84.1202 |  |  | 84.1202 | 215.87 | 215.87
Sources, Inputs and Assumptions
Source: | (c)(f) | Plant Costs - 2023 IRP - Table 7.1 & 7.2
| (a) | Plant capacity cost
| (b) | = (a) x 0.07209
| (d) | = ((b) + (c)) / (8.76 x 29.3%)
| (g) | = (e) + (f)
| (h) | Plant Costs - 2023 IRP - Table 7.1 & 7.2
PVS.PX.WMV._.222.PV - 29% Capacity Factor
Cost and Input Assumptions
[12 empty] | COD | 2025 | PVS.PX.WMV._.222.PV
2022 $ |  | Plant capacity cost | [8 empty] | 9 | MW
2022 $ |  | Fixed O&M, plus on-going capital cost
Wheeling ($ MWh)
2022 $ |  | Variable O&M
|  | Tax Credit $/MWh | [5 empty] | First Year real levelized
2025$ | 3.8566 | Network Upgrade ($/kw-yr) |  | CON Willamette Valley > TxCON 2025
| 7.209% | Payment Factor
| 29.29% | Capacity Factor

## 2026_PVS.PX.CLV.1.TC4.PV (hidden)
Table 3
PVS.PX.CLV.1.TC4.PV
32% Capacity Factor
Year | Estimated Capital Cost | Fixed Capital Cost at Real Levelized Rate | Fixed O&M | Network Upgrade | Fixed Costs | Variable O&M | 110% PTC | Total Resource Cost | Total Resource Costs | Total Fixed Cost
| $/kW | $/kW-yr | $/kW-yr | $/kW-yr | $/MWh | $/MWh | $/MWh | $/MWh | $/kW-yr | $/kW-yr
| (a) | (b) | (c) | (d) | (e) | (f) | (g) | (g) | (h) | (i)
PVS.PX.CLV.1.TC4.PV - 32% Capacity Factor
2016
2017
2018 | [9 empty] | 0
2019 | [9 empty] | 0
2020 | [9 empty] | 0
2021 | [9 empty] | 0
2022 | [9 empty] | 0
2023 | [9 empty] | 0
2024 | [9 empty] | 0
2025 | [9 empty] | 0
2026 | 1541.0934 | 111.0974 | 22.8305 | 3.0184 | 48.48 |  | -40.843 | 7.637 | 21.57 | 136.9463
2027 |  | 113.62 | 23.35 | 3.09 | 49.5823 |  | -42.295 | 7.2873 | 20.59 | 140.06
2028 |  | 116.2 | 23.88 | 3.16 | 50.708 |  | -42.295 | 8.413 | 23.77 | 143.24
2029 |  | 118.84 | 24.42 | 3.23 | 51.8586 |  | -43.758 | 8.1006 | 22.88 | 146.49
2030 |  | 121.54 | 24.97 | 3.3 | 53.0339 |  | -43.758 | 9.2759 | 26.2 | 149.81
2031 |  | 124.3 | 25.54 | 3.37 | 54.2375 |  | -45.221 | 9.0165 | 25.47 | 153.21
2032 |  | 127.12 | 26.12 | 3.45 | 55.4694 |  | -45.221 | 10.2484 | 28.95 | 156.69
2033 |  | 130.01 | 26.71 | 3.53 | 56.7297 |  | -46.673 | 10.0567 | 28.41 | 160.25
2034 |  | 132.96 | 27.32 | 3.61 | 58.0183 |  | -48.136 | 9.8823 | 27.92 | 163.89
2035 |  | 135.98 | 27.94 | 3.69 | 59.3352 |  | -48.136 | 11.1992 | 31.64 | 167.61
2036 |  | 139.07 | 28.57 | 3.77 | 60.6804 |  |  | 60.6804 | 171.41 | 171.41
2037 |  | 142.23 | 29.22 | 3.86 | 62.0611 |  |  | 62.0611 | 175.31 | 175.31
2038 |  | 145.46 | 29.88 | 3.95 | 63.47 |  |  | 63.47 | 179.29 | 179.29
2039 |  | 148.76 | 30.56 | 4.04 | 64.9108 |  |  | 64.9108 | 183.36 | 183.36
2040 |  | 152.14 | 31.25 | 4.13 | 66.3835 |  |  | 66.3835 | 187.52 | 187.52
2041 |  | 155.59 | 31.96 | 4.22 | 67.888 |  |  | 67.888 | 191.77 | 191.77
2042 |  | 159.12 | 32.69 | 4.32 | 69.4315 |  |  | 69.4315 | 196.13 | 196.13
2043 |  | 162.73 | 33.43 | 4.42 | 71.0068 |  |  | 71.0068 | 200.58 | 200.58
Sources, Inputs and Assumptions
Source: | (c)(f) | Plant Costs - 2023 IRP - Table 7.1 & 7.2
| (a) | Plant capacity cost
| (b) | = (a) x 0.07209
| (d) | = ((b) + (c)) / (8.76 x 32.2%)
| (g) | = (e) + (f)
| (h) | Plant Costs - 2023 IRP - Table 7.1 & 7.2
PVS.PX.CLV.1.TC4.PV - 32% Capacity Factor
Cost and Input Assumptions
[12 empty] | COD | 2026 | PVS.PX.CLV.1.TC4.PV
2022 $ |  | Plant capacity cost | [8 empty] | 300 | MW
2022 $ |  | Fixed O&M, plus on-going capital cost
Wheeling ($ MWh)
2022 $ |  | Variable O&M
|  | Tax Credit $/MWh | [5 empty] | First Year real levelized
2026$ | 3.0184 | Network Upgrade ($/kw-yr) |  | CON Clover > TxCON 2026
| 7.209% | Payment Factor
| 32.25% | Capacity Factor

## 2026_PVS.PX.BOR._.2C5.PV (hidden)
Table 3
PVS.PX.BOR._.2C5.PV
28% Capacity Factor
Year | Estimated Capital Cost | Fixed Capital Cost at Real Levelized Rate | Fixed O&M | Network Upgrade | Fixed Costs | Variable O&M | 110% PTC | Total Resource Cost | Total Resource Costs | Total Fixed Cost
| $/kW | $/kW-yr | $/kW-yr | $/kW-yr | $/MWh | $/MWh | $/MWh | $/MWh | $/kW-yr | $/kW-yr
| (a) | (b) | (c) | (d) | (e) | (f) | (g) | (g) | (h) | (i)
PVS.PX.BOR._.2C5.PV - 28% Capacity Factor
2016
2017
2018 | [9 empty] | 0
2019 | [9 empty] | 0
2020 | [9 empty] | 0
2021 | [9 empty] | 0
2022 | [9 empty] | 0
2023 | [9 empty] | 0
2024 | [9 empty] | 0
2025 | [9 empty] | 0
2026 | 1556.9474 | 112.2403 | 22.8305 | 0.85765 | 55.6262 |  | -40.843 | 14.7832 | 36.12 | 135.9285
2027 |  | 114.79 | 23.35 | 0.88 | 56.8913 |  | -42.295 | 14.5963 | 35.67 | 139.02
2028 |  | 117.4 | 23.88 | 0.9 | 58.1845 |  | -42.295 | 15.8895 | 38.83 | 142.18
2029 |  | 120.06 | 24.42 | 0.92 | 59.5022 |  | -43.758 | 15.7442 | 38.47 | 145.4
2030 |  | 122.79 | 24.97 | 0.94 | 60.8527 |  | -43.758 | 17.0947 | 41.77 | 148.7
2031 |  | 125.58 | 25.54 | 0.96 | 62.2359 |  | -45.221 | 17.0149 | 41.58 | 152.08
2032 |  | 128.43 | 26.12 | 0.98 | 63.6477 |  | -45.221 | 18.4267 | 45.03 | 155.53
2033 |  | 131.35 | 26.71 | 1 | 65.0923 |  | -46.673 | 18.4193 | 45.01 | 159.06
2034 |  | 134.33 | 27.32 | 1.02 | 66.5696 |  | -48.136 | 18.4336 | 45.04 | 162.67
2035 |  | 137.38 | 27.94 | 1.04 | 68.0797 |  | -48.136 | 19.9437 | 48.73 | 166.36
2036 |  | 140.5 | 28.57 | 1.06 | 69.6225 |  |  | 69.6225 | 170.13 | 170.13
2037 |  | 143.69 | 29.22 | 1.08 | 71.2021 |  |  | 71.2021 | 173.99 | 173.99
2038 |  | 146.95 | 29.88 | 1.1 | 72.8145 |  |  | 72.8145 | 177.93 | 177.93
2039 |  | 150.29 | 30.56 | 1.12 | 74.4678 |  |  | 74.4678 | 181.97 | 181.97
2040 |  | 153.7 | 31.25 | 1.15 | 76.1579 |  |  | 76.1579 | 186.1 | 186.1
2041 |  | 157.19 | 31.96 | 1.18 | 77.889 |  |  | 77.889 | 190.33 | 190.33
2042 |  | 160.76 | 32.69 | 1.21 | 79.6609 |  |  | 79.6609 | 194.66 | 194.66
2043 |  | 164.41 | 33.43 | 1.24 | 81.4697 |  |  | 81.4697 | 199.08 | 199.08
Sources, Inputs and Assumptions
Source: | (c)(f) | Plant Costs - 2023 IRP - Table 7.1 & 7.2
| (a) | Plant capacity cost
| (b) | = (a) x 0.07209
| (d) | = ((b) + (c)) / (8.76 x 27.9%)
| (g) | = (e) + (f)
| (h) | Plant Costs - 2023 IRP - Table 7.1 & 7.2
PVS.PX.BOR._.2C5.PV - 28% Capacity Factor
Cost and Input Assumptions
[12 empty] | COD | 2025 | PVS.PX.BOR._.2C5.PV
2022 $ |  | Plant capacity cost | [8 empty] | 1100 | MW
2022 $ |  | Fixed O&M, plus on-going capital cost
Wheeling ($ MWh)
2022 $ |  | Variable O&M
|  | Tax Credit $/MWh | [5 empty] | First Year real levelized
2026$ | 0.85765 | Network Upgrade ($/kw-yr) |  | CON Borah > TxCON 2026
| 7.209% | Payment Factor
| 27.9% | Capacity Factor

## 2026_PVS.PX.COR._.TC8.PV (hidden)
Table 3
PVS.PX.COR._.TC8.PV
29% Capacity Factor
Year | Estimated Capital Cost | Fixed Capital Cost at Real Levelized Rate | Fixed O&M | Network Upgrade | Fixed Costs | Variable O&M | 100% PTC | Total Resource Cost | Total Resource Costs | Total Fixed Cost
| $/kW | $/kW-yr | $/kW-yr | $/kW-yr | $/MWh | $/MWh | $/MWh | $/MWh | $/kW-yr | $/kW-yr
| (a) | (b) | (c) | (d) | (e) | (f) | (g) | (g) | (h) | (i)
PVS.PX.COR._.TC8.PV - 29% Capacity Factor
2016
2017
2018
2019
2020
2021
2022
2023
2024
2025
2026 | 1667.8986 | 120.2388 | 22.8305 | 3.6692 | 57.181 |  | -37.13 | 20.051 | 51.46 | 146.7385
2027 |  | 122.97 | 23.35 | 3.75 | 58.4793 |  | -38.45 | 20.0293 | 51.4 | 150.07
2028 |  | 125.76 | 23.88 | 3.84 | 59.8081 |  | -38.45 | 21.3581 | 54.81 | 153.48
2029 |  | 128.61 | 24.42 | 3.93 | 61.1641 |  | -39.78 | 21.3841 | 54.88 | 156.96
2030 |  | 131.53 | 24.97 | 4.02 | 62.5514 |  | -39.78 | 22.7714 | 58.44 | 160.52
2031 |  | 134.52 | 25.54 | 4.11 | 63.9737 |  | -41.11 | 22.8637 | 58.67 | 164.17
2032 |  | 137.57 | 26.12 | 4.2 | 65.4234 |  | -41.11 | 24.3134 | 62.39 | 167.89
2033 |  | 140.69 | 26.71 | 4.3 | 66.908 |  | -42.43 | 24.478 | 62.82 | 171.7
2034 |  | 143.88 | 27.32 | 4.4 | 68.4278 |  | -43.76 | 24.6678 | 63.3 | 175.6
2035 |  | 147.15 | 27.94 | 4.5 | 69.9826 |  | -43.76 | 26.2226 | 67.29 | 179.59
2036 |  | 150.49 | 28.57 | 4.6 | 71.5686 |  |  | 71.5686 | 183.66 | 183.66
2037 |  | 153.91 | 29.22 | 4.7 | 73.1936 |  |  | 73.1936 | 187.83 | 187.83
2038 |  | 157.4 | 29.88 | 4.81 | 74.8536 |  |  | 74.8536 | 192.09 | 192.09
2039 |  | 160.97 | 30.56 | 4.92 | 76.5526 |  |  | 76.5526 | 196.45 | 196.45
2040 |  | 164.62 | 31.25 | 5.03 | 78.2867 |  |  | 78.2867 | 200.9 | 200.9
2041 |  | 168.36 | 31.96 | 5.14 | 80.0636 |  |  | 80.0636 | 205.46 | 205.46
2042 |  | 172.18 | 32.69 | 5.26 | 81.8834 |  |  | 81.8834 | 210.13 | 210.13
2043 |  | 176.09 | 33.43 | 5.38 | 83.7422 |  |  | 83.7422 | 214.9 | 214.9
Sources, Inputs and Assumptions
Source: | (c)(f) | Plant Costs - 2023 IRP - Table 7.1 & 7.2
| (a) | Plant capacity cost
| (b) | = (a) x 0.07209
| (d) | = ((b) + (c)) / (8.76 x 29.3%)
| (g) | = (e) + (f)
| (h) | Plant Costs - 2023 IRP - Table 7.1 & 7.2
PVS.PX.COR._.TC8.PV - 29% Capacity Factor
Cost and Input Assumptions
[12 empty] | COD | 2026 | PVS.PX.COR._.TC8.PV
2022 $ |  | Plant capacity cost | [8 empty] | 200 | MW
2022 $ |  | Fixed O&M, plus on-going capital cost
Wheeling ($ MWh)
2022 $ |  | Variable O&M
|  | Tax Credit $/MWh | [5 empty] | First Year real levelized
2026$ | 3.6692 | Network Upgrade ($/kw-yr) |  | CON Central Oregon>TxCon 2026
| 7.209% | Payment Factor
| 29.29% | Capacity Factor

## 2026_PVS.PX.WMV._.223.PV (hidden)
Table 3
PVS.PX.WMV._.223.PV
29% Capacity Factor
Year | Estimated Capital Cost | Fixed Capital Cost at Real Levelized Rate | Fixed O&M | Network Upgrade | Fixed Costs | Variable O&M | 100% PTC | Total Resource Cost | Total Resource Costs | Total Fixed Cost
| $/kW | $/kW-yr | $/kW-yr | $/kW-yr | $/MWh | $/MWh | $/MWh | $/MWh | $/kW-yr | $/kW-yr
| (a) | (b) | (c) | (d) | (e) | (f) | (g) | (g) | (h) | (i)
PVS.PX.WMV._.223.PV - 29% Capacity Factor
2016
2017
2018
2019
2020
2021
2022
2023
2024
2025
2026 | 1636.1906 | 117.8221 | 22.8305 | 1.9843 | 55.5827 |  | -37.13 | 18.4527 | 47.35 | 142.6369
2027 |  | 120.5 | 23.35 | 2.03 | 56.8465 |  | -38.45 | 18.3965 | 47.21 | 145.88
2028 |  | 123.24 | 23.88 | 2.08 | 58.1402 |  | -38.45 | 19.6902 | 50.53 | 149.2
2029 |  | 126.04 | 24.42 | 2.13 | 59.4612 |  | -39.78 | 19.6812 | 50.51 | 152.59
2030 |  | 128.9 | 24.97 | 2.18 | 60.8095 |  | -39.78 | 21.0295 | 53.97 | 156.05
2031 |  | 131.83 | 25.54 | 2.23 | 62.1929 |  | -41.11 | 21.0829 | 54.1 | 159.6
2032 |  | 134.82 | 26.12 | 2.28 | 63.6035 |  | -41.11 | 22.4935 | 57.72 | 163.22
2033 |  | 137.88 | 26.71 | 2.33 | 65.0454 |  | -42.43 | 22.6154 | 58.04 | 166.92
2034 |  | 141.01 | 27.32 | 2.38 | 66.5222 |  | -43.76 | 22.7622 | 58.41 | 170.71
2035 |  | 144.21 | 27.94 | 2.43 | 68.0303 |  | -43.76 | 24.2703 | 62.28 | 174.58
2036 |  | 147.48 | 28.57 | 2.49 | 69.5734 |  |  | 69.5734 | 178.54 | 178.54
2037 |  | 150.83 | 29.22 | 2.55 | 71.1555 |  |  | 71.1555 | 182.6 | 182.6
2038 |  | 154.25 | 29.88 | 2.61 | 72.7688 |  |  | 72.7688 | 186.74 | 186.74
2039 |  | 157.75 | 30.56 | 2.67 | 74.4211 |  |  | 74.4211 | 190.98 | 190.98
2040 |  | 161.33 | 31.25 | 2.73 | 76.1084 |  |  | 76.1084 | 195.31 | 195.31
2041 |  | 164.99 | 31.96 | 2.79 | 77.8347 |  |  | 77.8347 | 199.74 | 199.74
2042 |  | 168.74 | 32.69 | 2.85 | 79.6038 |  |  | 79.6038 | 204.28 | 204.28
2043 |  | 172.57 | 33.43 | 2.91 | 81.408 |  |  | 81.408 | 208.91 | 208.91
Sources, Inputs and Assumptions
Source: | (c)(f) | Plant Costs - 2023 IRP - Table 7.1 & 7.2
| (a) | Plant capacity cost
| (b) | = (a) x 0.07201
| (d) | = ((b) + (c)) / (8.76 x 29.3%)
| (g) | = (e) + (f)
| (h) | Plant Costs - 2023 IRP - Table 7.1 & 7.2
PVS.PX.WMV._.223.PV - 29% Capacity Factor
Cost and Input Assumptions
[12 empty] | COD | 2026 | PVS.PX.WMV._.223.PV
2022 $ |  | Plant capacity cost | [8 empty] | 474 | MW
2022 $ |  | Fixed O&M, plus on-going capital cost
Wheeling ($ MWh)
2022 $ |  | Variable O&M
|  | Tax Credit $/MWh | [5 empty] | First Year real levelized
2026$ | 1.9843 | Network Upgrade ($/kw-yr) |  | CON Willamette Valley > TxCON 2026 223
| 7.201% | Payment Factor
| 29.29% | Capacity Factor

## 2026_PVS.PX.YAK._.110.PV (hidden)
Table 3
PVS.PX.YAK._.110.PV
25% Capacity Factor
Year | Estimated Capital Cost | Fixed Capital Cost at Real Levelized Rate | Fixed O&M | Network Upgrade | Fixed Costs | Variable O&M | 100% PTC | Total Resource Cost | Total Resource Costs | Total Fixed Cost
| $/kW | $/kW-yr | $/kW-yr | $/kW-yr | $/MWh | $/MWh | $/MWh | $/MWh | $/kW-yr | $/kW-yr
| (a) | (b) | (c) | (d) | (e) | (f) | (g) | (g) | (h) | (i)
PVS.PX.YAK._.110.PV - 25% Capacity Factor
2016
2017
2018
2019
2020
2021
2022
2023
2024
2025
2026 | 1636.1906 | 117.953 | 70.0777 | 0.80402 | 87.0339 |  | -37.13 | 49.9039 | 108.27 | 188.8347
2027 |  | 120.63 | 71.67 | 0.82 | 89.009 |  | -38.45 | 50.559 | 109.7 | 193.12
2028 |  | 123.37 | 73.3 | 0.84 | 91.0323 |  | -38.45 | 52.5823 | 114.09 | 197.51
2029 |  | 126.17 | 74.96 | 0.86 | 93.0972 |  | -39.78 | 53.3172 | 115.68 | 201.99
2030 |  | 129.03 | 76.66 | 0.88 | 95.2081 |  | -39.78 | 55.4281 | 120.26 | 206.57
2031 |  | 131.96 | 78.4 | 0.9 | 97.3697 |  | -41.11 | 56.2597 | 122.06 | 211.26
2032 |  | 134.96 | 80.18 | 0.92 | 99.582 |  | -41.11 | 58.472 | 126.86 | 216.06
2033 |  | 138.02 | 82 | 0.94 | 101.8405 |  | -42.43 | 59.4105 | 128.9 | 220.96
2034 |  | 141.15 | 83.86 | 0.96 | 104.1496 |  | -43.76 | 60.3896 | 131.03 | 225.97
2035 |  | 144.35 | 85.76 | 0.98 | 106.5094 |  | -43.76 | 62.7494 | 136.15 | 231.09
2036 |  | 147.63 | 87.71 | 1 | 108.9291 |  |  | 108.9291 | 236.34 | 236.34
2037 |  | 150.98 | 89.7 | 1.02 | 111.3995 |  |  | 111.3995 | 241.7 | 241.7
2038 |  | 154.41 | 91.74 | 1.04 | 113.9299 |  |  | 113.9299 | 247.19 | 247.19
2039 |  | 157.92 | 93.82 | 1.06 | 116.5155 |  |  | 116.5155 | 252.8 | 252.8
2040 |  | 161.5 | 95.95 | 1.08 | 119.1565 |  |  | 119.1565 | 258.53 | 258.53
2041 |  | 165.17 | 98.13 | 1.1 | 121.8619 |  |  | 121.8619 | 264.4 | 264.4
2042 |  | 168.92 | 100.36 | 1.12 | 124.6273 |  |  | 124.6273 | 270.4 | 270.4
2043 |  | 172.75 | 102.64 | 1.15 | 127.4573 |  |  | 127.4573 | 276.54 | 276.54
Sources, Inputs and Assumptions
Source: | (c)(f) | Plant Costs - 2023 IRP - Table 7.1 & 7.2
| (a) | Plant capacity cost
| (b) | = (a) x 0.07209
| (d) | = ((b) + (c)) / (8.76 x 24.8%)
| (g) | = (e) + (f)
| (h) | Plant Costs - 2023 IRP - Table 7.1 & 7.2
PVS.PX.YAK._.110.PV - 25% Capacity Factor
Cost and Input Assumptions
[12 empty] | COD | 2026 | PVS.PX.YAK._.110.PV
2022 $ |  | Plant capacity cost | [8 empty] | 449.99 | MW
2022 $ |  | Fixed O&M, plus on-going capital cost
Wheeling ($ MWh)
2022 $ |  | Variable O&M
|  | Tax Credit $/MWh | [5 empty] | First Year real levelized
2026$ | 0.80402 | Network Upgrade ($/kw-yr) |  | CON Yakima > TxCON 2026
| 7.209% | Payment Factor
| 24.77% | Capacity Factor

## 2027_PVS.PX.WWA._.215.PV (hidden)
Table 3
PVS.PX.WWA._.215.PV
25% Capacity Factor
Year | Estimated Capital Cost | Fixed Capital Cost at Real Levelized Rate | Fixed O&M | Network Upgrade | Fixed Costs | Variable O&M | 100% PTC | Total Resource Cost | Total Resource Costs | Total Fixed Cost
| $/kW | $/kW-yr | $/kW-yr | $/kW-yr | $/MWh | $/MWh | $/MWh | $/MWh | $/kW-yr | $/kW-yr | Solar plus Battery reosurce cost ($/MWH)
| (a) | (b) | (c) | (d) | (e) | (f) | (g) | (g) | (h) | (i)
PVS.PX.WWA._.215.PV - 25% Capacity Factor
2016
2017
2018
2019
2020
2021
2022
2023
2024
2025
2026
2027 | 1636.1906 | 117.953 | 23.3488 | 6.1471 | 67.9591 |  | -38.45 | 29.5091 | 64.03 | 147.4488 | 95.7866
2028 |  | 120.63 | 23.88 | 6.29 | 69.5037 |  | -38.45 | 31.0537 | 67.38 | 150.8 | 98.8337
2029 |  | 123.37 | 24.42 | 6.43 | 71.08 |  | -39.78 | 31.3 | 67.91 | 154.22 | 100.6193
2030 |  | 126.17 | 24.97 | 6.58 | 72.6931 |  | -39.78 | 32.9131 | 71.41 | 157.72 | 103.8088
2031 |  | 129.03 | 25.54 | 6.73 | 74.3432 |  | -41.11 | 33.2332 | 72.1 | 161.3 | 105.7419
2032 |  | 131.96 | 26.12 | 6.88 | 76.0301 |  | -41.11 | 34.9201 | 75.76 | 164.96 | 109.0789
2033 |  | 134.96 | 26.71 | 7.04 | 77.7584 |  | -42.43 | 35.3284 | 76.65 | 168.71 | 111.1741
2034 |  | 138.02 | 27.32 | 7.2 | 79.5237 |  | -43.76 | 35.7637 | 77.6 | 172.54 | 113.3331
2035 |  | 141.15 | 27.94 | 7.36 | 81.3258 |  | -43.76 | 37.5658 | 81.51 | 176.45 | 116.8959
2036 |  | 144.35 | 28.57 | 7.53 | 83.1694 |  | -45.09 | 38.0794 | 82.62 | 180.45 | 119.207
2037 |  | 147.63 | 29.22 | 7.7 | 85.0591 |  |  | 85.0591 | 184.55 | 184.55 | 168.0303
2038 |  | 150.98 | 29.88 | 7.87 | 86.9856 |  |  | 86.9856 | 188.73 | 188.73 | 171.8373
2039 |  | 154.41 | 30.56 | 8.05 | 88.9629 |  |  | 88.9629 | 193.02 | 193.02 | 175.7411
2040 |  | 157.92 | 31.25 | 8.23 | 90.9816 |  |  | 90.9816 | 197.4 | 197.4 | 179.7325
2041 |  | 161.5 | 31.96 | 8.42 | 93.0465 |  |  | 93.0465 | 201.88 | 201.88 | 183.8161
2042 |  | 165.17 | 32.69 | 8.61 | 95.162 |  |  | 95.162 | 206.47 | 206.47 | 187.9965
2043 |  | 168.92 | 33.43 | 8.81 | 97.3236 |  |  | 97.3236 | 211.16 | 211.16 | 192.269
Sources, Inputs and Assumptions
Source: | (c)(f) | Plant Costs - 2023 IRP - Table 7.1 & 7.2
| (a) | Plant capacity cost
| (b) | = (a) x 0.07209
| (d) | = ((b) + (c)) / (8.76 x 24.8%)
| (g) | = (e) + (f)
| (h) | Plant Costs - 2023 IRP - Table 7.1 & 7.2
PVS.PX.WWA._.215.PV - 25% Capacity Factor
Cost and Input Assumptions
[13 empty] | COD | 2027 | PVS.PX.WWA._.215.PV
2022 $ |  | Plant capacity cost | [9 empty] | 483 | MW
2022 $ |  | Fixed O&M, plus on-going capital cost
Wheeling ($ MWh)
2022 $ |  | Variable O&M
|  | Tax Credit $/MWh | [5 empty] | First Year real levelized
2027$ | 6.1471 | Network Upgrade ($/kw-yr) |  | CON Walla Walla > TxCON 2027
| 7.209% | Payment Factor
| 24.77% | Capacity Factor

## 2029_PVS.PX.GOE.1.A43.PV (hidden)
Table 3
PVS.PX.GOE.1.A43.PV
28% Capacity Factor
Year | Estimated Capital Cost | Fixed Capital Cost at Real Levelized Rate | Fixed O&M | Network Upgrade | Fixed Costs | Variable O&M | 100% PTC | Total Resource Cost | Total Resource Costs | Total Fixed Cost
| $/kW | $/kW-yr | $/kW-yr | $/kW-yr | $/MWh | $/MWh | $/MWh | $/MWh | $/kW-yr | $/kW-yr
| (a) | (b) | (c) | (d) | (e) | (f) | (g) | (g) | (h) | (i)
PVS.PX.GOE.1.A43.PV - 28% Capacity Factor
2016
2017
2018
2019
2020
2021
2022
2023
2024
2025
2026
2027
2028
2029 | 0 | 0 | 24.4208 | 9.2764 | 13.7899 |  | -39.78 | -25.9901 | -63.51 | 33.6972
2030 |  | 0 | 24.98 | 9.49 | 14.1062 |  | -39.78 | -25.6738 | -62.74 | 34.47
2031 |  | 0 | 25.55 | 9.71 | 14.4295 |  | -41.11 | -26.6805 | -65.2 | 35.26
2032 |  | 0 | 26.13 | 9.93 | 14.7569 |  | -41.11 | -26.3531 | -64.4 | 36.06
2033 |  | 0 | 26.72 | 10.16 | 15.0924 |  | -42.43 | -27.3376 | -66.8 | 36.88
2034 |  | 0 | 27.33 | 10.39 | 15.4362 |  | -43.76 | -28.3238 | -69.21 | 37.72
2035 |  | 0 | 27.95 | 10.63 | 15.7881 |  | -43.76 | -27.9719 | -68.35 | 38.58
2036 |  | 0 | 28.58 | 10.87 | 16.1442 |  | -45.09 | -28.9458 | -70.73 | 39.45
2037 |  | 0 | 29.23 | 11.12 | 16.5125 |  | -46.41 | -29.8975 | -73.06 | 40.35
2038 |  | 0 | 29.89 | 11.37 | 16.8849 |  | -46.41 | -29.5251 | -72.15 | 41.26
2039 |  | 0 | 30.57 | 11.63 | 17.2696 |  |  | 17.2696 | 42.2 | 42.2
2040 |  | 0 | 31.26 | 11.89 | 17.6583 |  |  | 17.6583 | 43.15 | 43.15
2041 |  | 0 | 31.97 | 12.16 | 18.0594 |  |  | 18.0594 | 44.13 | 44.13
2042 |  | 0 | 32.7 | 12.44 | 18.4727 |  |  | 18.4727 | 45.14 | 45.14
2043 |  | 0 | 33.44 | 12.72 | 18.8901 |  |  | 18.8901 | 46.16 | 46.16
Sources, Inputs and Assumptions
Source: | (c)(f) | Plant Costs - 2023 IRP - Table 7.1 & 7.2
| (a) | Plant capacity cost
| (b) | = (a) x 0.07209
| (d) | = ((b) + (c)) / (8.76 x 27.9%)
| (g) | = (e) + (f)
| (h) | Plant Costs - 2023 IRP - Table 7.1 & 7.2
PVS.PX.GOE.1.A43.PV - 28% Capacity Factor
Cost and Input Assumptions
[12 empty] | COD | 2029 | PVS.PX.GOE.1.A43.PV
2022 $ |  | Plant capacity cost | [8 empty] | 200 | MW
2022 $ |  | Fixed O&M, plus on-going capital cost
Wheeling ($ MWh)
2022 $ |  | Variable O&M
|  | Tax Credit $/MWh | [5 empty] | First Year real levelized
2029$ | 9.2764 | Network Upgrade ($/kw-yr) |  | CON Goshen > TxCon 2027
| 7.209% | Payment Factor
| 27.9% | Capacity Factor

## 2025_PVS.PX.UTS._.SER.BAT (hidden)
Table 3
PVS.PX.UTS._.SER.BAT
6% Capacity Factor
Year | Estimated Capital Cost | Fixed Capital Cost at Real Levelized Rate | Fixed O&M | Network Upgrade | Fixed Costs | Variable O&M | Total Resource Cost | Total Resource Costs | Total Fixed Cost
| $/kW | $/kW-yr | $/kW-yr | $/kW-yr | $/MWh | $/MWh | $/MWh | $/kW-yr | $/kW-yr
| (a) | (b) | (c) | (d) | (e) | (f) | (g) | (h) | (i)
PVS.PX.UTS._.SER.BAT - 6% Capacity Factor
2016
2017
2018 | [8 empty] | 0
2019 | [8 empty] | 0
2020 | [8 empty] | 0
2021 | [8 empty] | 0
2022 | [8 empty] | 0
2023 | [8 empty] | 0
2024 | [8 empty] | 0
2025 | 1809.6271 | 83.3695 | 46.34 | 0 | 252.0526 |  | 252.0526 | 129.71 | 129.7095
2026 |  | 85.26 | 47.39 | 0 | 257.7666 |  | 257.7666 | 132.65 | 132.65
2027 |  | 87.2 | 48.47 | 0 | 263.635 |  | 263.635 | 135.67 | 135.67
2028 |  | 89.18 | 49.57 | 0 | 269.6201 |  | 269.6201 | 138.75 | 138.75
2029 |  | 91.2 | 50.7 | 0 | 275.7412 |  | 275.7412 | 141.9 | 141.9
2030 |  | 93.27 | 51.85 | 0 | 281.9984 |  | 281.9984 | 145.12 | 145.12
2031 |  | 95.39 | 53.03 | 0 | 288.411 |  | 288.411 | 148.42 | 148.42
2032 |  | 97.56 | 54.23 | 0 | 294.9596 |  | 294.9596 | 151.79 | 151.79
2033 |  | 99.77 | 55.46 | 0 | 301.6442 |  | 301.6442 | 155.23 | 155.23
2034 |  | 102.03 | 56.72 | 0 | 308.4843 |  | 308.4843 | 158.75 | 158.75
2035 |  | 104.35 | 58.01 | 0 | 315.4993 |  | 315.4993 | 162.36 | 162.36
2036 |  | 106.72 | 59.33 | 0 | 322.6697 |  | 322.6697 | 166.05 | 166.05
2037 |  | 109.14 | 60.68 | 0 | 329.9956 |  | 329.9956 | 169.82 | 169.82
2038 |  | 111.62 | 62.06 | 0 | 337.4964 |  | 337.4964 | 173.68 | 173.68
2039 |  | 114.15 | 63.47 | 0 | 345.1526 |  | 345.1526 | 177.62 | 177.62
2040 |  | 116.74 | 64.91 | 0 | 352.9838 |  | 352.9838 | 181.65 | 181.65
2041 |  | 119.39 | 66.38 | 0 | 360.9898 |  | 360.9898 | 185.77 | 185.77
2042 |  | 122.1 | 67.89 | 0 | 369.1901 |  | 369.1901 | 189.99 | 189.99
2043 |  | 124.87 | 69.43 | 0 | 377.5653 |  | 377.5653 | 194.3 | 194.3
Sources, Inputs and Assumptions
Source: | (c)(f) | Plant Costs - 2023 IRP - Table 7.1 & 7.2
| (a) | Plant capacity cost
| (b) | = (a) x 0.04607
| (d) | = ((b) + (c)) / (8.76 x 5.9%)
| (g) | = (e) + (f)
| (h) | Plant Costs - 2023 IRP - Table 7.1 & 7.2
PVS.PX.UTS._.SER.BAT - 6% Capacity Factor
Cost and Input Assumptions
[11 empty] | COD | 2025 | PVS.PX.UTS._.SER.BAT
2022 $ |  | Plant capacity cost | [7 empty] | 158 | MW
2022 $ |  | Fixed O&M, plus on-going capital cost
Wheeling ($ MWh)
2022 $ |  | Variable O&M
|  | Tax Credit $/MWh |  |  |  |  | First Year real levelized
#N/A | 0 | Network Upgrade ($/kw-yr)
| 4.607% | Payment Factor
| 5.875% | Capacity Factor

## 2025_PVS.PX.UWY._.SER.BAT (hidden)
Table 3
PVS.PX.UWY._.SER.BAT
5% Capacity Factor
Year | Estimated Capital Cost | Fixed Capital Cost at Real Levelized Rate | Fixed O&M | Network Upgrade | Fixed Costs | Variable O&M | Total Resource Cost | Total Resource Costs | Total Fixed Cost
| $/kW | $/kW-yr | $/kW-yr | $/kW-yr | $/MWh | $/MWh | $/MWh | $/kW-yr | $/kW-yr
| (a) | (b) | (c) | (d) | (e) | (f) | (g) | (h) | (i)
PVS.PX.UWY._.SER.BAT - 5% Capacity Factor
2016
2017
2018 | [8 empty] | 0
2019 | [8 empty] | 0
2020 | [8 empty] | 0
2021 | [8 empty] | 0
2022 | [8 empty] | 0
2023 | [8 empty] | 0
2024 | [8 empty] | 0
2025 | 1809.6271 | 83.3695 | 46.34 | 0 | 313.2824 |  | 313.2824 | 129.71 | 129.7095
2026 |  | 85.26 | 47.39 | 0 | 320.3844 |  | 320.3844 | 132.65 | 132.65
2027 |  | 87.2 | 48.47 | 0 | 327.6785 |  | 327.6785 | 135.67 | 135.67
2028 |  | 89.18 | 49.57 | 0 | 335.1175 |  | 335.1175 | 138.75 | 138.75
2029 |  | 91.2 | 50.7 | 0 | 342.7256 |  | 342.7256 | 141.9 | 141.9
2030 |  | 93.27 | 51.85 | 0 | 350.5027 |  | 350.5027 | 145.12 | 145.12
2031 |  | 95.39 | 53.03 | 0 | 358.4731 |  | 358.4731 | 148.42 | 148.42
2032 |  | 97.56 | 54.23 | 0 | 366.6125 |  | 366.6125 | 151.79 | 151.79
2033 |  | 99.77 | 55.46 | 0 | 374.921 |  | 374.921 | 155.23 | 155.23
2034 |  | 102.03 | 56.72 | 0 | 383.4227 |  | 383.4227 | 158.75 | 158.75
2035 |  | 104.35 | 58.01 | 0 | 392.1418 |  | 392.1418 | 162.36 | 162.36
2036 |  | 106.72 | 59.33 | 0 | 401.0542 |  | 401.0542 | 166.05 | 166.05
2037 |  | 109.14 | 60.68 | 0 | 410.1597 |  | 410.1597 | 169.82 | 169.82
2038 |  | 111.62 | 62.06 | 0 | 419.4826 |  | 419.4826 | 173.68 | 173.68
2039 |  | 114.15 | 63.47 | 0 | 428.9987 |  | 428.9987 | 177.62 | 177.62
2040 |  | 116.74 | 64.91 | 0 | 438.7322 |  | 438.7322 | 181.65 | 181.65
2041 |  | 119.39 | 66.38 | 0 | 448.6831 |  | 448.6831 | 185.77 | 185.77
2042 |  | 122.1 | 67.89 | 0 | 458.8755 |  | 458.8755 | 189.99 | 189.99
2043 |  | 124.87 | 69.43 | 0 | 469.2853 |  | 469.2853 | 194.3 | 194.3
Sources, Inputs and Assumptions
Source: | (c)(f) | Plant Costs - 2023 IRP - Table 7.1 & 7.2
| (a) | Plant capacity cost
| (b) | = (a) x 0.04607
| (d) | = ((b) + (c)) / (8.76 x 4.7%)
| (g) | = (e) + (f)
| (h) | Plant Costs - 2023 IRP - Table 7.1 & 7.2
PVS.PX.UWY._.SER.BAT - 5% Capacity Factor
Cost and Input Assumptions
[11 empty] | COD | 2025 | PVS.PX.UWY._.SER.BAT
2022 $ |  | Plant capacity cost | [7 empty] | 272 | MW
2022 $ |  | Fixed O&M, plus on-going capital cost
Wheeling ($ MWh)
2022 $ |  | Variable O&M
|  | Tax Credit $/MWh |  |  |  |  | First Year real levelized
#N/A | 0 | Network Upgrade ($/kw-yr)
| 4.607% | Payment Factor
| 4.726% | Capacity Factor
Note on R16: [Threaded comment] Your version of Excel allows you to read this threaded comment; however, any edits to it will get removed if the file is opened in a newer version of Excel. Learn more: https://go.microsoft.com/fwlink/?linkid=870924 Comment: Per Dan M. Difference is Demolitiobn cost

## 2025_PVS.PX.WYE._.SER.BAT (hidden)
Table 3
PVS.PX.WYE._.SER.BAT
8% Capacity Factor
Year | Estimated Capital Cost | Fixed Capital Cost at Real Levelized Rate | Fixed O&M | Network Upgrade | Fixed Costs | Variable O&M | Total Resource Cost | Total Resource Costs | Total Fixed Cost
| $/kW | $/kW-yr | $/kW-yr | $/kW-yr | $/MWh | $/MWh | $/MWh | $/kW-yr | $/kW-yr
| (a) | (b) | (c) | (d) | (e) | (f) | (g) | (h) | (i)
PVS.PX.WYE._.SER.BAT - 8% Capacity Factor
2016
2017
2018 | [8 empty] | 0
2019 | [8 empty] | 0
2020 | [8 empty] | 0
2021 | [8 empty] | 0
2022 | [8 empty] | 0
2023 | [8 empty] | 0
2024 | [8 empty] | 0
2025 | 1809.6271 | 83.3695 | 46.34 | 0 | 195.5679 |  | 195.5679 | 129.71 | 129.7095
2026 |  | 85.26 | 47.39 | 0 | 200.0014 |  | 200.0014 | 132.65 | 132.65
2027 |  | 87.2 | 48.47 | 0 | 204.5548 |  | 204.5548 | 135.67 | 135.67
2028 |  | 89.18 | 49.57 | 0 | 209.1986 |  | 209.1986 | 138.75 | 138.75
2029 |  | 91.2 | 50.7 | 0 | 213.948 |  | 213.948 | 141.9 | 141.9
2030 |  | 93.27 | 51.85 | 0 | 218.8029 |  | 218.8029 | 145.12 | 145.12
2031 |  | 95.39 | 53.03 | 0 | 223.7784 |  | 223.7784 | 148.42 | 148.42
2032 |  | 97.56 | 54.23 | 0 | 228.8595 |  | 228.8595 | 151.79 | 151.79
2033 |  | 99.77 | 55.46 | 0 | 234.0461 |  | 234.0461 | 155.23 | 155.23
2034 |  | 102.03 | 56.72 | 0 | 239.3534 |  | 239.3534 | 158.75 | 158.75
2035 |  | 104.35 | 58.01 | 0 | 244.7963 |  | 244.7963 | 162.36 | 162.36
2036 |  | 106.72 | 59.33 | 0 | 250.3599 |  | 250.3599 | 166.05 | 166.05
2037 |  | 109.14 | 60.68 | 0 | 256.044 |  | 256.044 | 169.82 | 169.82
2038 |  | 111.62 | 62.06 | 0 | 261.8639 |  | 261.8639 | 173.68 | 173.68
2039 |  | 114.15 | 63.47 | 0 | 267.8044 |  | 267.8044 | 177.62 | 177.62
2040 |  | 116.74 | 64.91 | 0 | 273.8806 |  | 273.8806 | 181.65 | 181.65
2041 |  | 119.39 | 66.38 | 0 | 280.0924 |  | 280.0924 | 185.77 | 185.77
2042 |  | 122.1 | 67.89 | 0 | 286.4551 |  | 286.4551 | 189.99 | 189.99
2043 |  | 124.87 | 69.43 | 0 | 292.9534 |  | 292.9534 | 194.3 | 194.3
Sources, Inputs and Assumptions
Source: | (c)(f) | Plant Costs - 2023 IRP - Table 7.1 & 7.2
| (a) | Plant capacity cost
| (b) | = (a) x 0.04607
| (d) | = ((b) + (c)) / (8.76 x 7.6%)
| (g) | = (e) + (f)
| (h) | Plant Costs - 2023 IRP - Table 7.1 & 7.2
PVS.PX.WYE._.SER.BAT - 8% Capacity Factor
Cost and Input Assumptions
[11 empty] | COD | 2025 | PVS.PX.WYE._.SER.BAT
2022 $ |  | Plant capacity cost | [7 empty] | 314.9 | MW
2022 $ |  | Fixed O&M, plus on-going capital cost
Wheeling ($ MWh)
2022 $ |  | Variable O&M
|  | Tax Credit $/MWh |  |  |  |  | First Year real levelized
#N/A | 0 | Network Upgrade ($/kw-yr)
| 4.607% | Payment Factor
| 7.571% | Capacity Factor | [9 empty] | Z:\Avoided Cost - 2023\09 - IRP2023 - UT - 2023 May\Data\2023 Preferred Portfolio\2023IRP DB\104.4\Current Data files\Solar Shapes\[ShapesHr_Proxy_UT_Solar_21IRP.csv

## 2025_PVS.PX.WMV._.222.BAT (hidden)
Table 3
PVS.PX.WMV._.222.BAT
13% Capacity Factor
Year | Estimated Capital Cost | Fixed Capital Cost at Real Levelized Rate | Fixed O&M | Network Upgrade | Fixed Costs | Variable O&M | Total Resource Cost | Total Resource Costs | Total Fixed Cost
| $/kW | $/kW-yr | $/kW-yr | $/kW-yr | $/MWh | $/MWh | $/MWh | $/kW-yr | $/kW-yr
| (a) | (b) | (c) | (d) | (e) | (f) | (g) | (h) | (i)
PVS.PX.WMV._.222.BAT - 13% Capacity Factor
2016
2017
2018 | [8 empty] | 0
2019 | [8 empty] | 0
2020 | [8 empty] | 0
2021 | [8 empty] | 0
2022 | [8 empty] | 0
2023 | [8 empty] | 0
2024 | [8 empty] | 0
2025 | 1809.6271 | 100.561 | 68.75 | 0 | 150.2182 |  | 150.2182 | 169.31 | 169.311
2026 |  | 102.84 | 70.31 | 0 | 153.6243 |  | 153.6243 | 173.15 | 173.15
2027 |  | 105.17 | 71.91 | 0 | 157.1112 |  | 157.1112 | 177.08 | 177.08
2028 |  | 107.56 | 73.54 | 0 | 160.6778 |  | 160.6778 | 181.1 | 181.1
2029 |  | 110 | 75.21 | 0 | 164.3244 |  | 164.3244 | 185.21 | 185.21
2030 |  | 112.5 | 76.92 | 0 | 168.0596 |  | 168.0596 | 189.42 | 189.42
2031 |  | 115.05 | 78.67 | 0 | 171.8747 |  | 171.8747 | 193.72 | 193.72
2032 |  | 117.66 | 80.46 | 0 | 175.7785 |  | 175.7785 | 198.12 | 198.12
2033 |  | 120.33 | 82.29 | 0 | 179.7711 |  | 179.7711 | 202.62 | 202.62
2034 |  | 123.06 | 84.16 | 0 | 183.8524 |  | 183.8524 | 207.22 | 207.22
2035 |  | 125.85 | 86.07 | 0 | 188.0224 |  | 188.0224 | 211.92 | 211.92
2036 |  | 128.71 | 88.02 | 0 | 192.2899 |  | 192.2899 | 216.73 | 216.73
2037 |  | 131.63 | 90.02 | 0 | 196.6551 |  | 196.6551 | 221.65 | 221.65
2038 |  | 134.62 | 92.06 | 0 | 201.1179 |  | 201.1179 | 226.68 | 226.68
2039 |  | 137.68 | 94.15 | 0 | 205.6872 |  | 205.6872 | 231.83 | 231.83
2040 |  | 140.81 | 96.29 | 0 | 210.3629 |  | 210.3629 | 237.1 | 237.1
2041 |  | 144.01 | 98.48 | 0 | 215.1451 |  | 215.1451 | 242.49 | 242.49
2042 |  | 147.28 | 100.72 | 0 | 220.0337 |  | 220.0337 | 248 | 248
2043 |  | 150.62 | 103.01 | 0 | 225.0288 |  | 225.0288 | 253.63 | 253.63
Sources, Inputs and Assumptions
Source: | (c)(f) | Plant Costs - 2023 IRP - Table 7.1 & 7.2
| (a) | Plant capacity cost
| (b) | = (a) x 0.05557
| (d) | = ((b) + (c)) / (8.76 x 12.9%)
| (g) | = (e) + (f)
| (h) | Plant Costs - 2023 IRP - Table 7.1 & 7.2
PVS.PX.WMV._.222.BAT - 13% Capacity Factor
Cost and Input Assumptions
[11 empty] | COD | 2025 | PVS.PX.WMV._.222.BAT
2022 $ |  | Plant capacity cost | [7 empty] | 9 | MW
2022 $ |  | Fixed O&M, plus on-going capital cost
Wheeling ($ MWh)
2022 $ |  | Variable O&M
|  | Tax Credit $/MWh |  |  |  |  | First Year real levelized
#N/A | 0 | Network Upgrade ($/kw-yr)
| 5.557% | Payment Factor
| 12.87% | Capacity Factor | [9 empty] | Z:\Avoided Cost - 2023\09 - IRP2023 - UT - 2023 May\Data\2023 Preferred Portfolio\2023IRP DB\104.4\Current Data files\Solar Shapes\[ShapesHr_Proxy_UT_Solar_21IRP.csv

## 2026_PVS.PX.CLV.1.TC4.BAT (hidden)
Table 3
PVS.PX.CLV.1.TC4.BAT
11% Capacity Factor
Year | Estimated Capital Cost | Fixed Capital Cost at Real Levelized Rate | Fixed O&M | Network Upgrade | Fixed Costs | Variable O&M | Total Resource Cost | Total Resource Costs | Total Fixed Cost
| $/kW | $/kW-yr | $/kW-yr | $/kW-yr | $/MWh | $/MWh | $/MWh | $/kW-yr | $/kW-yr
| (a) | (b) | (c) | (d) | (e) | (f) | (g) | (h) | (i)
PVS.PX.CLV.1.TC4.BAT - 11% Capacity Factor
2016
2017
2018 | [8 empty] | 0
2019 | [8 empty] | 0
2020 | [8 empty] | 0
2021 | [8 empty] | 0
2022 | [8 empty] | 0
2023 | [8 empty] | 0
2024 | [8 empty] | 0
2025 | [8 empty] | 0
2026 | 1809.6271 | 83.3695 | 47.39 | 0 | 139.0158 |  | 139.0158 | 130.76 | 130.7595
2027 |  | 85.26 | 48.47 | 0 | 142.1739 |  | 142.1739 | 133.73 | 133.73
2028 |  | 87.2 | 49.57 | 0 | 145.4058 |  | 145.4058 | 136.77 | 136.77
2029 |  | 89.18 | 50.7 | 0 | 148.7122 |  | 148.7122 | 139.88 | 139.88
2030 |  | 91.2 | 51.85 | 0 | 152.0823 |  | 152.0823 | 143.05 | 143.05
2031 |  | 93.27 | 53.03 | 0 | 155.5375 |  | 155.5375 | 146.3 | 146.3
2032 |  | 95.39 | 54.23 | 0 | 159.0672 |  | 159.0672 | 149.62 | 149.62
2033 |  | 97.56 | 55.46 | 0 | 162.6819 |  | 162.6819 | 153.02 | 153.02
2034 |  | 99.77 | 56.72 | 0 | 166.371 |  | 166.371 | 156.49 | 156.49
2035 |  | 102.03 | 58.01 | 0 | 170.1451 |  | 170.1451 | 160.04 | 160.04
2036 |  | 104.35 | 59.33 | 0 | 174.0149 |  | 174.0149 | 163.68 | 163.68
2037 |  | 106.72 | 60.68 | 0 | 177.9698 |  | 177.9698 | 167.4 | 167.4
2038 |  | 109.14 | 62.06 | 0 | 182.0098 |  | 182.0098 | 171.2 | 171.2
2039 |  | 111.62 | 63.47 | 0 | 186.1454 |  | 186.1454 | 175.09 | 175.09
2040 |  | 114.15 | 64.91 | 0 | 190.3661 |  | 190.3661 | 179.06 | 179.06
2041 |  | 116.74 | 66.38 | 0 | 194.6824 |  | 194.6824 | 183.12 | 183.12
2042 |  | 119.39 | 67.89 | 0 | 199.1051 |  | 199.1051 | 187.28 | 187.28
2043 |  | 122.1 | 69.43 | 0 | 203.6234 |  | 203.6234 | 191.53 | 191.53
Sources, Inputs and Assumptions
Source: | (c)(f) | Plant Costs - 2023 IRP - Table 7.1 & 7.2
| (a) | Plant capacity cost
| (b) | = (a) x 0.04607
| (d) | = ((b) + (c)) / (8.76 x 10.7%)
| (g) | = (e) + (f)
| (h) | Plant Costs - 2023 IRP - Table 7.1 & 7.2
PVS.PX.CLV.1.TC4.BAT - 11% Capacity Factor
Cost and Input Assumptions
[11 empty] | COD | 2026 | PVS.PX.CLV.1.TC4.BAT
2022 $ |  | Plant capacity cost | [7 empty] | 300 | MW
2022 $ |  | Fixed O&M, plus on-going capital cost
Wheeling ($ MWh)
2022 $ |  | Variable O&M
|  | Tax Credit $/MWh |  |  |  |  | First Year real levelized
#N/A | 0 | Network Upgrade ($/kw-yr)
| 4.607% | Payment Factor
| 10.74% | Capacity Factor
Note on R16: [Threaded comment] Your version of Excel allows you to read this threaded comment; however, any edits to it will get removed if the file is opened in a newer version of Excel. Learn more: https://go.microsoft.com/fwlink/?linkid=870924 Comment: Per Dan M. Difference is Demolitiobn cost

## 2026_PVS.PX.BOR._.2C5.BAT (hidden)
Table 3
PVS.PX.BOR._.2C5.BAT
12% Capacity Factor
Year | Estimated Capital Cost | Fixed Capital Cost at Real Levelized Rate | Fixed O&M | Network Upgrade | Fixed Costs | Variable O&M | Total Resource Cost | Total Resource Costs | Total Fixed Cost
| $/kW | $/kW-yr | $/kW-yr | $/kW-yr | $/MWh | $/MWh | $/MWh | $/kW-yr | $/kW-yr
| (a) | (b) | (c) | (d) | (e) | (f) | (g) | (h) | (i)
PVS.PX.BOR._.2C5.BAT - 12% Capacity Factor
2016
2017
2018 | [8 empty] | 0
2019 | [8 empty] | 0
2020 | [8 empty] | 0
2021 | [8 empty] | 0
2022 | [8 empty] | 0
2023 | [8 empty] | 0
2024 | [8 empty] | 0
2025 | [8 empty] | 0
2026 | 1809.6271 | 100.561 | 70.31 | 0 | 161.8441 |  | 161.8441 | 170.87 | 170.871
2027 |  | 102.84 | 71.91 | 0 | 165.5182 |  | 165.5182 | 174.75 | 174.75
2028 |  | 105.17 | 73.54 | 0 | 169.269 |  | 169.269 | 178.71 | 178.71
2029 |  | 107.56 | 75.21 | 0 | 173.1145 |  | 173.1145 | 182.77 | 182.77
2030 |  | 110 | 76.92 | 0 | 177.0453 |  | 177.0453 | 186.92 | 186.92
2031 |  | 112.5 | 78.67 | 0 | 181.0708 |  | 181.0708 | 191.17 | 191.17
2032 |  | 115.05 | 80.46 | 0 | 185.1815 |  | 185.1815 | 195.51 | 195.51
2033 |  | 117.66 | 82.29 | 0 | 189.3869 |  | 189.3869 | 199.95 | 199.95
2034 |  | 120.33 | 84.16 | 0 | 193.6871 |  | 193.6871 | 204.49 | 204.49
2035 |  | 123.06 | 86.07 | 0 | 198.082 |  | 198.082 | 209.13 | 209.13
2036 |  | 125.85 | 88.02 | 0 | 202.5716 |  | 202.5716 | 213.87 | 213.87
2037 |  | 128.71 | 90.02 | 0 | 207.1748 |  | 207.1748 | 218.73 | 218.73
2038 |  | 131.63 | 92.06 | 0 | 211.8728 |  | 211.8728 | 223.69 | 223.69
2039 |  | 134.62 | 94.15 | 0 | 216.6844 |  | 216.6844 | 228.77 | 228.77
2040 |  | 137.68 | 96.29 | 0 | 221.6097 |  | 221.6097 | 233.97 | 233.97
2041 |  | 140.81 | 98.48 | 0 | 226.6486 |  | 226.6486 | 239.29 | 239.29
2042 |  | 144.01 | 100.72 | 0 | 231.8013 |  | 231.8013 | 244.73 | 244.73
2043 |  | 147.28 | 103.01 | 0 | 237.0675 |  | 237.0675 | 250.29 | 250.29
Sources, Inputs and Assumptions
Source: | (c)(f) | Plant Costs - 2023 IRP - Table 7.1 & 7.2
| (a) | Plant capacity cost
| (b) | = (a) x 0.05557
| (d) | = ((b) + (c)) / (8.76 x 12.1%)
| (g) | = (e) + (f)
| (h) | Plant Costs - 2023 IRP - Table 7.1 & 7.2
PVS.PX.BOR._.2C5.BAT - 12% Capacity Factor
Cost and Input Assumptions
[11 empty] | COD | 2025 | PVS.PX.BOR._.2C5.BAT
2022 $ |  | Plant capacity cost | [7 empty] | 1100 | MW
2022 $ |  | Fixed O&M, plus on-going capital cost
Wheeling ($ MWh)
2022 $ |  | Variable O&M
|  | Tax Credit $/MWh |  |  |  |  | First Year real levelized
#N/A | 0 | Network Upgrade ($/kw-yr)
| 5.557% | Payment Factor
| 12.05% | Capacity Factor
Note on R16: [Threaded comment] Your version of Excel allows you to read this threaded comment; however, any edits to it will get removed if the file is opened in a newer version of Excel. Learn more: https://go.microsoft.com/fwlink/?linkid=870924 Comment: Per Dan M. Difference is Demolitiobn cost

## 2026_PVS.PX.COR._.TC8.BAT (hidden)
Table 3
PVS.PX.COR._.TC8.BAT
6% Capacity Factor
Year | Estimated Capital Cost | Fixed Capital Cost at Real Levelized Rate | Fixed O&M | Network Upgrade | Fixed Costs | Variable O&M | Total Resource Cost | Total Resource Costs | Total Fixed Cost
| $/kW | $/kW-yr | $/kW-yr | $/kW-yr | $/MWh | $/MWh | $/MWh | $/kW-yr | $/kW-yr
| (a) | (b) | (c) | (d) | (e) | (f) | (g) | (h) | (i)
PVS.PX.COR._.TC8.BAT - 6% Capacity Factor
2016
2017
2018 | [8 empty] | 0
2019 | [8 empty] | 0
2020 | [8 empty] | 0
2021 | [8 empty] | 0
2022 | [8 empty] | 0
2023 | [8 empty] | 0
2024 | [8 empty] | 0
2025 | [8 empty] | 0
2026 | 1809.6271 | 100.561 | 47.39 | 0 | 274.1792 |  | 274.1792 | 147.95 | 147.951
2027 |  | 102.84 | 48.47 | 0 | 280.4041 |  | 280.4041 | 151.31 | 151.31
2028 |  | 105.17 | 49.57 | 0 | 286.7605 |  | 286.7605 | 154.74 | 154.74
2029 |  | 107.56 | 50.7 | 0 | 293.2837 |  | 293.2837 | 158.26 | 158.26
2030 |  | 110 | 51.85 | 0 | 299.9366 |  | 299.9366 | 161.85 | 161.85
2031 |  | 112.5 | 53.03 | 0 | 306.7563 |  | 306.7563 | 165.53 | 165.53
2032 |  | 115.05 | 54.23 | 0 | 313.7057 |  | 313.7057 | 169.28 | 169.28
2033 |  | 117.66 | 55.46 | 0 | 320.8219 |  | 320.8219 | 173.12 | 173.12
2034 |  | 120.33 | 56.72 | 0 | 328.1049 |  | 328.1049 | 177.05 | 177.05
2035 |  | 123.06 | 58.01 | 0 | 335.5546 |  | 335.5546 | 181.07 | 181.07
2036 |  | 125.85 | 59.33 | 0 | 343.1712 |  | 343.1712 | 185.18 | 185.18
2037 |  | 128.71 | 60.68 | 0 | 350.9731 |  | 350.9731 | 189.39 | 189.39
2038 |  | 131.63 | 62.06 | 0 | 358.9417 |  | 358.9417 | 193.69 | 193.69
2039 |  | 134.62 | 63.47 | 0 | 367.0957 |  | 367.0957 | 198.09 | 198.09
2040 |  | 137.68 | 64.91 | 0 | 375.435 |  | 375.435 | 202.59 | 202.59
2041 |  | 140.81 | 66.38 | 0 | 383.9596 |  | 383.9596 | 207.19 | 207.19
2042 |  | 144.01 | 67.89 | 0 | 392.6881 |  | 392.6881 | 211.9 | 211.9
2043 |  | 147.28 | 69.43 | 0 | 401.6018 |  | 401.6018 | 216.71 | 216.71
Sources, Inputs and Assumptions
Source: | (c)(f) | Plant Costs - 2023 IRP - Table 7.1 & 7.2
| (a) | Plant capacity cost
| (b) | = (a) x 0.05557
| (d) | = ((b) + (c)) / (8.76 x 6.2%)
| (g) | = (e) + (f)
| (h) | Plant Costs - 2023 IRP - Table 7.1 & 7.2
PVS.PX.COR._.TC8.BAT - 6% Capacity Factor
Cost and Input Assumptions
[11 empty] | COD | 2026 | PVS.PX.COR._.TC8.BAT
2022 $ |  | Plant capacity cost | [7 empty] | 200 | MW
2022 $ |  | Fixed O&M, plus on-going capital cost
Wheeling ($ MWh)
2022 $ |  | Variable O&M
|  | Tax Credit $/MWh |  |  |  |  | First Year real levelized
#N/A | 0 | Network Upgrade ($/kw-yr)
| 5.557% | Payment Factor
| 6.16% | Capacity Factor

## 2026_PVS.PX.WMV._.223.BAT (hidden)
Table 3
PVS.PX.WMV._.223.BAT
10% Capacity Factor
Year | Estimated Capital Cost | Fixed Capital Cost at Real Levelized Rate | Fixed O&M | Network Upgrade | Fixed Costs | Variable O&M | Total Resource Cost | Total Resource Costs | Total Fixed Cost
| $/kW | $/kW-yr | $/kW-yr | $/kW-yr | $/MWh | $/MWh | $/MWh | $/kW-yr | $/kW-yr
| (a) | (b) | (c) | (d) | (e) | (f) | (g) | (h) | (i)
PVS.PX.WMV._.223.BAT - 10% Capacity Factor
2016
2017
2018 | [8 empty] | 0
2019 | [8 empty] | 0
2020 | [8 empty] | 0
2021 | [8 empty] | 0
2022 | [8 empty] | 0
2023 | [8 empty] | 0
2024 | [8 empty] | 0
2025 | [8 empty] | 0
2026 | 1809.6271 | 100.561 | 70.31 | 0 | 202.0502 |  | 202.0502 | 170.87 | 170.871
2027 |  | 102.84 | 71.91 | 0 | 206.6371 |  | 206.6371 | 174.75 | 174.75
2028 |  | 105.17 | 73.54 | 0 | 211.3197 |  | 211.3197 | 178.71 | 178.71
2029 |  | 107.56 | 75.21 | 0 | 216.1205 |  | 216.1205 | 182.77 | 182.77
2030 |  | 110 | 76.92 | 0 | 221.0278 |  | 221.0278 | 186.92 | 186.92
2031 |  | 112.5 | 78.67 | 0 | 226.0533 |  | 226.0533 | 191.17 | 191.17
2032 |  | 115.05 | 80.46 | 0 | 231.1852 |  | 231.1852 | 195.51 | 195.51
2033 |  | 117.66 | 82.29 | 0 | 236.4354 |  | 236.4354 | 199.95 | 199.95
2034 |  | 120.33 | 84.16 | 0 | 241.8038 |  | 241.8038 | 204.49 | 204.49
2035 |  | 123.06 | 86.07 | 0 | 247.2905 |  | 247.2905 | 209.13 | 209.13
2036 |  | 125.85 | 88.02 | 0 | 252.8954 |  | 252.8954 | 213.87 | 213.87
2037 |  | 128.71 | 90.02 | 0 | 258.6422 |  | 258.6422 | 218.73 | 218.73
2038 |  | 131.63 | 92.06 | 0 | 264.5073 |  | 264.5073 | 223.69 | 223.69
2039 |  | 134.62 | 94.15 | 0 | 270.5143 |  | 270.5143 | 228.77 | 228.77
2040 |  | 137.68 | 96.29 | 0 | 276.6631 |  | 276.6631 | 233.97 | 233.97
2041 |  | 140.81 | 98.48 | 0 | 282.9539 |  | 282.9539 | 239.29 | 239.29
2042 |  | 144.01 | 100.72 | 0 | 289.3865 |  | 289.3865 | 244.73 | 244.73
2043 |  | 147.28 | 103.01 | 0 | 295.9611 |  | 295.9611 | 250.29 | 250.29
Sources, Inputs and Assumptions
Source: | (c)(f) | Plant Costs - 2023 IRP - Table 7.1 & 7.2
| (a) | Plant capacity cost
| (b) | = (a) x 0.05557
| (d) | = ((b) + (c)) / (8.76 x 9.7%)
| (g) | = (e) + (f)
| (h) | Plant Costs - 2023 IRP - Table 7.1 & 7.2
PVS.PX.WMV._.223.BAT - 10% Capacity Factor
Cost and Input Assumptions
[11 empty] | COD | 2026 | PVS.PX.WMV._.223.BAT
2022 $ |  | Plant capacity cost | [7 empty] | 474 | MW
2022 $ |  | Fixed O&M, plus on-going capital cost
Wheeling ($ MWh)
2022 $ |  | Variable O&M
|  | Tax Credit $/MWh |  |  |  |  | First Year real levelized
#N/A | 0 | Network Upgrade ($/kw-yr)
| 5.557% | Payment Factor
| 9.654% | Capacity Factor

## 2026_PVS.PX.YAK._.110.BAT (hidden)
Table 3
PVS.PX.YAK._.110.BAT
10% Capacity Factor
Year | Estimated Capital Cost | Fixed Capital Cost at Real Levelized Rate | Fixed O&M | Network Upgrade | Fixed Costs | Variable O&M | Total Resource Cost | Total Resource Costs | Total Fixed Cost
| $/kW | $/kW-yr | $/kW-yr | $/kW-yr | $/MWh | $/MWh | $/MWh | $/kW-yr | $/kW-yr
| (a) | (b) | (c) | (d) | (e) | (f) | (g) | (h) | (i)
PVS.PX.YAK._.110.BAT - 10% Capacity Factor
2016
2017
2018 | [8 empty] | 0
2019 | [8 empty] | 0
2020 | [8 empty] | 0
2021 | [8 empty] | 0
2022 | [8 empty] | 0
2023 | [8 empty] | 0
2024 | [8 empty] | 0
2025 | [8 empty] | 0
2026 | 1809.6271 | 100.561 | 47.39 | 0 | 167.6057 |  | 167.6057 | 147.95 | 147.951
2027 |  | 102.84 | 48.47 | 0 | 171.4109 |  | 171.4109 | 151.31 | 151.31
2028 |  | 105.17 | 49.57 | 0 | 175.2966 |  | 175.2966 | 154.74 | 154.74
2029 |  | 107.56 | 50.7 | 0 | 179.2842 |  | 179.2842 | 158.26 | 158.26
2030 |  | 110 | 51.85 | 0 | 183.3511 |  | 183.3511 | 161.85 | 161.85
2031 |  | 112.5 | 53.03 | 0 | 187.52 |  | 187.52 | 165.53 | 165.53
2032 |  | 115.05 | 54.23 | 0 | 191.7681 |  | 191.7681 | 169.28 | 169.28
2033 |  | 117.66 | 55.46 | 0 | 196.1183 |  | 196.1183 | 173.12 | 173.12
2034 |  | 120.33 | 56.72 | 0 | 200.5704 |  | 200.5704 | 177.05 | 177.05
2035 |  | 123.06 | 58.01 | 0 | 205.1244 |  | 205.1244 | 181.07 | 181.07
2036 |  | 125.85 | 59.33 | 0 | 209.7804 |  | 209.7804 | 185.18 | 185.18
2037 |  | 128.71 | 60.68 | 0 | 214.5497 |  | 214.5497 | 189.39 | 189.39
2038 |  | 131.63 | 62.06 | 0 | 219.4209 |  | 219.4209 | 193.69 | 193.69
2039 |  | 134.62 | 63.47 | 0 | 224.4054 |  | 224.4054 | 198.09 | 198.09
2040 |  | 137.68 | 64.91 | 0 | 229.5032 |  | 229.5032 | 202.59 | 202.59
2041 |  | 140.81 | 66.38 | 0 | 234.7143 |  | 234.7143 | 207.19 | 207.19
2042 |  | 144.01 | 67.89 | 0 | 240.05 |  | 240.05 | 211.9 | 211.9
2043 |  | 147.28 | 69.43 | 0 | 245.499 |  | 245.499 | 216.71 | 216.71
Sources, Inputs and Assumptions
Source: | (c)(f) | Plant Costs - 2023 IRP - Table 7.1 & 7.2
| (a) | Plant capacity cost
| (b) | = (a) x 0.05557
| (d) | = ((b) + (c)) / (8.76 x 10.1%)
| (g) | = (e) + (f)
| (h) | Plant Costs - 2023 IRP - Table 7.1 & 7.2
PVS.PX.YAK._.110.BAT - 10% Capacity Factor
Cost and Input Assumptions
[11 empty] | COD | 2026 | PVS.PX.YAK._.110.BAT
2022 $ |  | Plant capacity cost | [7 empty] | 449.99 | MW
2022 $ |  | Fixed O&M, plus on-going capital cost
Wheeling ($ MWh)
2022 $ |  | Variable O&M
|  | Tax Credit $/MWh |  |  |  |  | First Year real levelized
#N/A | 0 | Network Upgrade ($/kw-yr)
| 5.557% | Payment Factor
| 10.08% | Capacity Factor

## 2026_PVS.PX.WWA._.215.BAT (hidden)
Table 3
PVS.PX.WWA._.215.BAT
9% Capacity Factor
Year | Estimated Capital Cost | Fixed Capital Cost at Real Levelized Rate | Fixed O&M | Network Upgrade | Fixed Costs | Variable O&M | Total Resource Cost | Total Resource Costs | Total Fixed Cost
| $/kW | $/kW-yr | $/kW-yr | $/kW-yr | $/MWh | $/MWh | $/MWh | $/kW-yr | $/kW-yr
| (a) | (b) | (c) | (d) | (e) | (f) | (g) | (h) | (i)
PVS.PX.WWA._.215.BAT - 9% Capacity Factor
2016
2017
2018 | [8 empty] | 0
2019 | [8 empty] | 0
2020 | [8 empty] | 0
2021 | [8 empty] | 0
2022 | [8 empty] | 0
2023 | [8 empty] | 0
2024 | [8 empty] | 0
2025 | [8 empty] | 0
2026 | [8 empty] | 0
2027 | 1809.6271 | 100.561 | 71.9 | 0 | 209.7036 |  | 209.7036 | 172.46 | 172.461
2028 |  | 102.84 | 73.53 | 0 | 214.4568 |  | 214.4568 | 176.37 | 176.37
2029 |  | 105.17 | 75.2 | 0 | 219.3206 |  | 219.3206 | 180.37 | 180.37
2030 |  | 107.56 | 76.91 | 0 | 224.306 |  | 224.306 | 184.47 | 184.47
2031 |  | 110 | 78.66 | 0 | 229.4008 |  | 229.4008 | 188.66 | 188.66
2032 |  | 112.5 | 80.45 | 0 | 234.6172 |  | 234.6172 | 192.95 | 192.95
2033 |  | 115.05 | 82.28 | 0 | 239.9431 |  | 239.9431 | 197.33 | 197.33
2034 |  | 117.66 | 84.15 | 0 | 245.3905 |  | 245.3905 | 201.81 | 201.81
2035 |  | 120.33 | 86.06 | 0 | 250.9596 |  | 250.9596 | 206.39 | 206.39
2036 |  | 123.06 | 88.01 | 0 | 256.6502 |  | 256.6502 | 211.07 | 211.07
2037 |  | 125.85 | 90.01 | 0 | 262.4746 |  | 262.4746 | 215.86 | 215.86
2038 |  | 128.71 | 92.05 | 0 | 268.4327 |  | 268.4327 | 220.76 | 220.76
2039 |  | 131.63 | 94.14 | 0 | 274.5246 |  | 274.5246 | 225.77 | 225.77
2040 |  | 134.62 | 96.28 | 0 | 280.7624 |  | 280.7624 | 230.9 | 230.9
2041 |  | 137.68 | 98.47 | 0 | 287.1462 |  | 287.1462 | 236.15 | 236.15
2042 |  | 140.81 | 100.71 | 0 | 293.6758 |  | 293.6758 | 241.52 | 241.52
2043 |  | 144.01 | 103 | 0 | 300.3514 |  | 300.3514 | 247.01 | 247.01
Sources, Inputs and Assumptions
Source: | (c)(f) | Plant Costs - 2023 IRP - Table 7.1 & 7.2
| (a) | Plant capacity cost
| (b) | = (a) x 0.05557
| (d) | = ((b) + (c)) / (8.76 x 9.4%)
| (g) | = (e) + (f)
| (h) | Plant Costs - 2023 IRP - Table 7.1 & 7.2
PVS.PX.WWA._.215.BAT - 9% Capacity Factor
Cost and Input Assumptions
[11 empty] | COD | 2027 | PVS.PX.WWA._.215.BAT
2022 $ |  | Plant capacity cost | [7 empty] | 483 | MW
2022 $ |  | Fixed O&M, plus on-going capital cost
Wheeling ($ MWh)
2022 $ |  | Variable O&M
|  | Tax Credit $/MWh |  |  |  |  | First Year real levelized
#N/A | 0 | Network Upgrade ($/kw-yr)
| 5.557% | Payment Factor
| 9.388% | Capacity Factor

## 2029_PVS.PX.GOE.1.A43.BAT (hidden)
Table 3
PVS.PX.GOE.1.A43.BAT
8% Capacity Factor
Year | Estimated Capital Cost | Fixed Capital Cost at Real Levelized Rate | Fixed O&M | Network Upgrade | Fixed Costs | Variable O&M | Total Resource Cost | Total Resource Costs | Total Fixed Cost
| $/kW | $/kW-yr | $/kW-yr | $/kW-yr | $/MWh | $/MWh | $/MWh | $/kW-yr | $/kW-yr
| (a) | (b) | (c) | (d) | (e) | (f) | (g) | (h) | (i)
PVS.PX.GOE.1.A43.BAT - 8% Capacity Factor
2016
2017
2018 | [8 empty] | 0
2019 | [8 empty] | 0
2020 | [8 empty] | 0
2021 | [8 empty] | 0
2022 | [8 empty] | 0
2023 | [8 empty] | 0
2024 | [8 empty] | 0
2025 | [8 empty] | 0
2026 | [8 empty] | 0
2027 | [8 empty] | 0
2028 | [8 empty] | 0
2029 | 1748.0996 | 97.1419 | 50.69 | 0 | 204.3189 |  | 204.3189 | 147.83 | 147.8319
2030 |  | 99.35 | 51.84 | 0 | 208.9601 |  | 208.9601 | 151.19 | 151.19
2031 |  | 101.61 | 53.02 | 0 | 213.7145 |  | 213.7145 | 154.63 | 154.63
2032 |  | 103.92 | 54.22 | 0 | 218.5657 |  | 218.5657 | 158.14 | 158.14
2033 |  | 106.28 | 55.45 | 0 | 223.5275 |  | 223.5275 | 161.73 | 161.73
2034 |  | 108.69 | 56.71 | 0 | 228.5998 |  | 228.5998 | 165.4 | 165.4
2035 |  | 111.16 | 58 | 0 | 233.7965 |  | 233.7965 | 169.16 | 169.16
2036 |  | 113.68 | 59.32 | 0 | 239.1038 |  | 239.1038 | 173 | 173
2037 |  | 116.26 | 60.67 | 0 | 244.5354 |  | 244.5354 | 176.93 | 176.93
2038 |  | 118.9 | 62.05 | 0 | 250.0915 |  | 250.0915 | 180.95 | 180.95
2039 |  | 121.6 | 63.46 | 0 | 255.7719 |  | 255.7719 | 185.06 | 185.06
2040 |  | 124.36 | 64.9 | 0 | 261.5768 |  | 261.5768 | 189.26 | 189.26
2041 |  | 127.18 | 66.37 | 0 | 267.506 |  | 267.506 | 193.55 | 193.55
2042 |  | 130.07 | 67.88 | 0 | 273.5872 |  | 273.5872 | 197.95 | 197.95
2043 |  | 133.02 | 69.42 | 0 | 279.7929 |  | 279.7929 | 202.44 | 202.44
Sources, Inputs and Assumptions
Source: | (c)(f) | Plant Costs - 2023 IRP - Table 7.1 & 7.2
| (a) | Plant capacity cost
| (b) | = (a) x 0.05557
| (d) | = ((b) + (c)) / (8.76 x 8.3%)
| (g) | = (e) + (f)
| (h) | Plant Costs - 2023 IRP - Table 7.1 & 7.2
PVS.PX.GOE.1.A43.BAT - 8% Capacity Factor
Cost and Input Assumptions
[11 empty] | COD | 2029 | PVS.PX.GOE.1.A43.BAT
2022 $ |  | Plant capacity cost | [7 empty] | 549 | MW
2022 $ |  | Fixed O&M, plus on-going capital cost
Wheeling ($ MWh)
2022 $ |  | Variable O&M
|  | Tax Credit $/MWh |  |  |  |  | First Year real levelized
#N/A | 0 | Network Upgrade ($/kw-yr)
| 5.557% | Payment Factor
| 8.26% | Capacity Factor

## 2026_BAT.PX.BPA._.221.Lithium-I (hidden)
Table 3
BAT.PX.BPA._.221.Lithium-Ion
3% Capacity Factor
Year | Estimated Capital Cost | Fixed Capital Cost at Real Levelized Rate | Fixed O&M | Network Upgrade | Fixed Costs | Variable O&M | Total Resource Cost | Total Resource Costs | Total Fixed Cost
| $/kW | $/kW-yr | $/kW-yr | $/kW-yr | $/MWh | $/MWh | $/MWh | $/kW-yr | $/kW-yr
| (a) | (b) | (c) | (d) | (e) | (f) | (g) | (h) | (i)
BAT.PX.BPA._.221.Lithium-Ion - 3% Capacity Factor
2016
2017
2018
2019
2020
2021
2022
2023
2024
2025
2026 | 1809.6271 | 100.561 | 47.39 | 7.2616 | 527.9798 |  | 527.9798 | 155.21 | 155.2126
2027 |  | 102.84 | 48.47 | 7.43 | 539.9787 |  | 539.9787 | 158.74 | 158.74
2028 |  | 105.17 | 49.57 | 7.6 | 552.2247 |  | 552.2247 | 162.34 | 162.34
2029 |  | 107.56 | 50.7 | 7.77 | 564.7768 |  | 564.7768 | 166.03 | 166.03
2030 |  | 110 | 51.85 | 7.95 | 577.601 |  | 577.601 | 169.8 | 169.8
2031 |  | 112.5 | 53.03 | 8.13 | 590.7314 |  | 590.7314 | 173.66 | 173.66
2032 |  | 115.05 | 54.23 | 8.31 | 604.0999 |  | 604.0999 | 177.59 | 177.59
2033 |  | 117.66 | 55.46 | 8.5 | 617.8086 |  | 617.8086 | 181.62 | 181.62
2034 |  | 120.33 | 56.72 | 8.69 | 631.8234 |  | 631.8234 | 185.74 | 185.74
2035 |  | 123.06 | 58.01 | 8.89 | 646.1784 |  | 646.1784 | 189.96 | 189.96
2036 |  | 125.85 | 59.33 | 9.09 | 660.8395 |  | 660.8395 | 194.27 | 194.27
2037 |  | 128.71 | 60.68 | 9.3 | 675.8748 |  | 675.8748 | 198.69 | 198.69
2038 |  | 131.63 | 62.06 | 9.51 | 691.2163 |  | 691.2163 | 203.2 | 203.2
2039 |  | 134.62 | 63.47 | 9.73 | 706.932 |  | 706.932 | 207.82 | 207.82
2040 |  | 137.68 | 64.91 | 9.95 | 722.9878 |  | 722.9878 | 212.54 | 212.54
2041 |  | 140.81 | 66.38 | 10.18 | 739.4178 |  | 739.4178 | 217.37 | 217.37
2042 |  | 144.01 | 67.89 | 10.41 | 756.2219 |  | 756.2219 | 222.31 | 222.31
2043 |  | 147.28 | 69.43 | 10.65 | 773.4003 |  | 773.4003 | 227.36 | 227.36
Sources, Inputs and Assumptions
Source: | (c)(f) | Plant Costs - 2023 IRP - Table 7.1 & 7.2
| (a) | Plant capacity cost
| (b) | = (a) x 0.05557
| (d) | = ((b) + (c)) / (8.76 x 3.4%)
| (g) | = (e) + (f)
| (h) | Plant Costs - 2023 IRP - Table 7.1 & 7.2
BAT.PX.BPA._.221.Lithium-Ion - 3% Capacity Factor
Cost and Input Assumptions
[11 empty] | COD | 2026 | BAT.PX.BPA._.221.Lithium-Ion
2022 $ |  | Plant capacity cost | [7 empty] | 160 | MW
2022 $ |  | Fixed O&M, plus on-going capital cost
Wheeling ($ MWh)
2022 $ |  | Variable O&M
|  | Tax Credit $/MWh |  |  |  |  | First Year real levelized
2026$ | 7.2616 | Network Upgrade ($/kw-yr) |  | CON BPA NITS > TxCON 2026
| 5.557% | Payment Factor
| 3.356% | Capacity Factor

## 2027_BAT.PX.WWA._.215.Lithium-i (hidden)
Table 3
BAT.PX.WWA._.215.Lithium-ion
4% Capacity Factor
Year | Estimated Capital Cost | Fixed Capital Cost at Real Levelized Rate | Fixed O&M | Network Upgrade | Fixed Costs | Variable O&M | Total Resource Cost | Total Resource Costs | Total Fixed Cost
| $/kW | $/kW-yr | $/kW-yr | $/kW-yr | $/MWh | $/MWh | $/MWh | $/kW-yr | $/kW-yr
| (a) | (b) | (c) | (d) | (e) | (f) | (g) | (h) | (i)
BAT.PX.WWA._.215.Lithium-ion - 4% Capacity Factor
2016
2017
2018
2019
2020
2021
2022
2023
2024
2025
2026
2027 | 1809.6271 | 100.561 | 71.9 | 6.1471 | 550.6039 |  | 550.6039 | 178.61 | 178.608
2028 |  | 102.84 | 73.53 | 6.29 | 563.0951 |  | 563.0951 | 182.66 | 182.66
2029 |  | 105.17 | 75.2 | 6.43 | 575.8577 |  | 575.8577 | 186.8 | 186.8
2030 |  | 107.56 | 76.91 | 6.58 | 588.9594 |  | 588.9594 | 191.05 | 191.05
2031 |  | 110 | 78.66 | 6.73 | 602.3385 |  | 602.3385 | 195.39 | 195.39
2032 |  | 112.5 | 80.45 | 6.88 | 616.0259 |  | 616.0259 | 199.83 | 199.83
2033 |  | 115.05 | 82.28 | 7.04 | 630.0216 |  | 630.0216 | 204.37 | 204.37
2034 |  | 117.66 | 84.15 | 7.2 | 644.3256 |  | 644.3256 | 209.01 | 209.01
2035 |  | 120.33 | 86.06 | 7.36 | 658.9378 |  | 658.9378 | 213.75 | 213.75
2036 |  | 123.06 | 88.01 | 7.53 | 673.8891 |  | 673.8891 | 218.6 | 218.6
2037 |  | 125.85 | 90.01 | 7.7 | 689.1796 |  | 689.1796 | 223.56 | 223.56
2038 |  | 128.71 | 92.05 | 7.87 | 704.8091 |  | 704.8091 | 228.63 | 228.63
2039 |  | 131.63 | 94.14 | 8.05 | 720.8086 |  | 720.8086 | 233.82 | 233.82
2040 |  | 134.62 | 96.28 | 8.23 | 737.178 |  | 737.178 | 239.13 | 239.13
2041 |  | 137.68 | 98.47 | 8.42 | 753.9481 |  | 753.9481 | 244.57 | 244.57
2042 |  | 140.81 | 100.71 | 8.61 | 771.0882 |  | 771.0882 | 250.13 | 250.13
2043 |  | 144.01 | 103 | 8.81 | 788.6291 |  | 788.6291 | 255.82 | 255.82
Sources, Inputs and Assumptions
Source: | (c)(f) | Plant Costs - 2023 IRP - Table 7.1 & 7.2
| (a) | Plant capacity cost
| (b) | = (a) x 0.05557
| (d) | = ((b) + (c)) / (8.76 x 3.7%)
| (g) | = (e) + (f)
| (h) | Plant Costs - 2023 IRP - Table 7.1 & 7.2
BAT.PX.WWA._.215.Lithium-ion - 4% Capacity Factor
Cost and Input Assumptions
[11 empty] | COD | 2027 | BAT.PX.WWA._.215.Lithium-ion
2022 $ |  | Plant capacity cost | [7 empty] | 145 | MW
2022 $ |  | Fixed O&M, plus on-going capital cost
Wheeling ($ MWh)
2022 $ |  | Variable O&M
|  | Tax Credit $/MWh |  |  |  |  | First Year real levelized
2027$ | 6.1471 | Network Upgrade ($/kw-yr) |  | CON Walla Walla > TxCON 2027
| 5.557% | Payment Factor
| 3.703% | Capacity Factor

## 2028_BAT.PX.WYE._.ITC.DJ+Wyodak (hidden)
Table 3
BAT.PX.WYE._.ITC.DJ+Wyodak
5% Capacity Factor
Year | Estimated Capital Cost | Fixed Capital Cost at Real Levelized Rate | Fixed O&M | Network Upgrade | Fixed Costs | Variable O&M | Total Resource Cost | Total Resource Costs | Total Fixed Cost
| $/kW | $/kW-yr | $/kW-yr | $/kW-yr | $/MWh | $/MWh | $/MWh | $/kW-yr | $/kW-yr
| (a) | (b) | (c) | (d) | (e) | (f) | (g) | (h) | (i)
BAT.PX.WYE._.ITC.DJ+Wyodak - 5% Capacity Factor
2016
2017
2018
2019
2020
2021
2022
2023
2024
2025
2026
2027
2028 | 1809.6271 | 83.3695 | 49.7058 | 0 | 315.8718 |  | 315.8718 | 133.08 | 133.0753
2029 |  | 85.26 | 50.83 | 0 | 323.0276 |  | 323.0276 | 136.09 | 136.09
2030 |  | 87.2 | 51.98 | 0 | 330.3621 |  | 330.3621 | 139.18 | 139.18
2031 |  | 89.18 | 53.16 | 0 | 337.8628 |  | 337.8628 | 142.34 | 142.34
2032 |  | 91.2 | 54.37 | 0 | 345.5296 |  | 345.5296 | 145.57 | 145.57
2033 |  | 93.27 | 55.6 | 0 | 353.3626 |  | 353.3626 | 148.87 | 148.87
2034 |  | 95.39 | 56.86 | 0 | 361.3855 |  | 361.3855 | 152.25 | 152.25
2035 |  | 97.56 | 58.15 | 0 | 369.5982 |  | 369.5982 | 155.71 | 155.71
2036 |  | 99.77 | 59.47 | 0 | 377.9771 |  | 377.9771 | 159.24 | 159.24
2037 |  | 102.03 | 60.82 | 0 | 386.5459 |  | 386.5459 | 162.85 | 162.85
2038 |  | 104.35 | 62.2 | 0 | 395.3284 |  | 395.3284 | 166.55 | 166.55
2039 |  | 106.72 | 63.61 | 0 | 404.3007 |  | 404.3007 | 170.33 | 170.33
2040 |  | 109.14 | 65.05 | 0 | 413.4629 |  | 413.4629 | 174.19 | 174.19
2041 |  | 111.62 | 66.53 | 0 | 422.8625 |  | 422.8625 | 178.15 | 178.15
2042 |  | 114.15 | 68.04 | 0 | 432.452 |  | 432.452 | 182.19 | 182.19
2043 |  | 116.74 | 69.58 | 0 | 442.2551 |  | 442.2551 | 186.32 | 186.32
Sources, Inputs and Assumptions
Source: | (c)(f) | Plant Costs - 2023 IRP - Table 7.1 & 7.2
| (a) | Plant capacity cost
| (b) | = (a) x 0.04607
| (d) | = ((b) + (c)) / (8.76 x 4.8%)
| (g) | = (e) + (f)
| (h) | Plant Costs - 2023 IRP - Table 7.1 & 7.2
BAT.PX.WYE._.ITC.DJ+Wyodak - 5% Capacity Factor
Cost and Input Assumptions
[11 empty] | COD | 2028 | BAT.PX.WYE._.ITC.DJ+Wyodak
2022 $ |  | Plant capacity cost | [7 empty] | 400 | MW
2022 $ |  | Fixed O&M, plus on-going capital cost
Wheeling ($ MWh)
2022 $ |  | Variable O&M
|  | Tax Credit $/MWh |  |  |  |  | First Year real levelized
#N/A | 0 | Network Upgrade ($/kw-yr)
| 4.607% | Payment Factor
| 4.809% | Capacity Factor

## 2028_BAT.PX.BOR._.ITC.Lithium-i (hidden)
Table 3
BAT.PX.BOR._.ITC.Lithium-ion
2% Capacity Factor
Year | Estimated Capital Cost | Fixed Capital Cost at Real Levelized Rate | Fixed O&M | Network Upgrade | Fixed Costs | Variable O&M | Total Resource Cost | Total Resource Costs | Total Fixed Cost
| $/kW | $/kW-yr | $/kW-yr | $/kW-yr | $/MWh | $/MWh | $/MWh | $/kW-yr | $/kW-yr
| (a) | (b) | (c) | (d) | (e) | (f) | (g) | (h) | (i)
BAT.PX.BOR._.ITC.Lithium-ion - 2% Capacity Factor
2016
2017
2018
2019
2020
2021
2022
2023
2024
2025
2026
2027
2028 | 1809.6271 | 100.561 | 49.7058 | 61.9621 | 1449.512 |  | 1449.512 | 212.23 | 212.2289
2029 |  | 102.84 | 50.83 | 61.9621 | 1472.7558 |  | 1472.7558 | 215.63 | 215.6321
2030 |  | 105.17 | 51.98 | 61.9621 | 1496.524 |  | 1496.524 | 219.11 | 219.1121
2031 |  | 107.56 | 53.16 | 61.9621 | 1520.907 |  | 1520.907 | 222.68 | 222.6821
2032 |  | 110 | 54.37 | 61.9621 | 1545.8363 |  | 1545.8363 | 226.33 | 226.3321
2033 |  | 112.5 | 55.6 | 61.9621 | 1571.312 |  | 1571.312 | 230.06 | 230.0621
2034 |  | 115.05 | 56.86 | 61.9621 | 1597.3341 |  | 1597.3341 | 233.87 | 233.8721
2035 |  | 117.66 | 58.15 | 61.9621 | 1623.9709 |  | 1623.9709 | 237.77 | 237.7721
2036 |  | 120.33 | 59.47 | 61.9621 | 1651.2224 |  | 1651.2224 | 241.76 | 241.7621
2037 |  | 123.06 | 60.82 | 61.9621 | 1679.0886 |  | 1679.0886 | 245.84 | 245.8421
2038 |  | 125.85 | 62.2 | 61.9621 | 1707.5694 |  | 1707.5694 | 250.01 | 250.0121
2039 |  | 128.71 | 63.61 | 61.9621 | 1736.7333 |  | 1736.7333 | 254.28 | 254.2821
2040 |  | 131.63 | 65.05 | 61.9621 | 1766.5119 |  | 1766.5119 | 258.64 | 258.6421
2041 |  | 134.62 | 66.53 | 61.9621 | 1797.0417 |  | 1797.0417 | 263.11 | 263.1121
2042 |  | 137.68 | 68.04 | 61.9621 | 1828.2546 |  | 1828.2546 | 267.68 | 267.6821
2043 |  | 140.81 | 69.58 | 61.9621 | 1860.1505 |  | 1860.1505 | 272.35 | 272.3521
Sources, Inputs and Assumptions
Source: | (c)(f) | Plant Costs - 2023 IRP - Table 7.1 & 7.2
| (a) | Plant capacity cost
| (b) | = (a) x 0.05557
| (d) | = ((b) + (c)) / (8.76 x 1.7%)
| (g) | = (e) + (f)
| (h) | Plant Costs - 2023 IRP - Table 7.1 & 7.2
BAT.PX.BOR._.ITC.Lithium-ion - 2% Capacity Factor
Cost and Input Assumptions
[11 empty] | COD | 2028 | BAT.PX.BOR._.ITC.Lithium-ion
2022 $ |  | Plant capacity cost | [7 empty] | 600 | MW
2022 $ |  | Fixed O&M, plus on-going capital cost
Wheeling ($ MWh)
2022 $ |  | Variable O&M
|  | Tax Credit $/MWh |  |  |  |  | First Year real levelized
2026$ | 61.9621 | Network Upgrade ($/kw-yr) |  | INC B2H Hemingway>Longhorn - 2026
| 5.557% | Payment Factor
| 1.671% | Capacity Factor

## 2029_BAT.PX.UTN._.ITC.Lithium-i (hidden)
Table 3
BAT.PX.UTN._.ITC.Lithium-ion
8% Capacity Factor
Year | Estimated Capital Cost | Fixed Capital Cost at Real Levelized Rate | Fixed O&M | Network Upgrade | Fixed Costs | Variable O&M | Total Resource Cost | Total Resource Costs | Total Fixed Cost
| $/kW | $/kW-yr | $/kW-yr | $/kW-yr | $/MWh | $/MWh | $/MWh | $/kW-yr | $/kW-yr
| (a) | (b) | (c) | (d) | (e) | (f) | (g) | (h) | (i)
BAT.PX.UTN._.ITC.Lithium-ion - 8% Capacity Factor
2016
2017
2018
2019
2020
2021
2022
2023
2024
2025
2026
2027
2028
2029 | 1748.0996 | 97.1419 | 50.69 | 0 | 212.9889 |  | 212.9889 | 147.83 | 147.8319
2030 |  | 99.35 | 51.84 | 0 | 217.8271 |  | 217.8271 | 151.19 | 151.19
2031 |  | 101.61 | 53.02 | 0 | 222.7833 |  | 222.7833 | 154.63 | 154.63
2032 |  | 103.92 | 54.22 | 0 | 227.8403 |  | 227.8403 | 158.14 | 158.14
2033 |  | 106.28 | 55.45 | 0 | 233.0126 |  | 233.0126 | 161.73 | 161.73
2034 |  | 108.69 | 56.71 | 0 | 238.3002 |  | 238.3002 | 165.4 | 165.4
2035 |  | 111.16 | 58 | 0 | 243.7174 |  | 243.7174 | 169.16 | 169.16
2036 |  | 113.68 | 59.32 | 0 | 249.2499 |  | 249.2499 | 173 | 173
2037 |  | 116.26 | 60.67 | 0 | 254.912 |  | 254.912 | 176.93 | 176.93
2038 |  | 118.9 | 62.05 | 0 | 260.7038 |  | 260.7038 | 180.95 | 180.95
2039 |  | 121.6 | 63.46 | 0 | 266.6253 |  | 266.6253 | 185.06 | 185.06
2040 |  | 124.36 | 64.9 | 0 | 272.6765 |  | 272.6765 | 189.26 | 189.26
2041 |  | 127.18 | 66.37 | 0 | 278.8573 |  | 278.8573 | 193.55 | 193.55
2042 |  | 130.07 | 67.88 | 0 | 285.1966 |  | 285.1966 | 197.95 | 197.95
2043 |  | 133.02 | 69.42 | 0 | 291.6656 |  | 291.6656 | 202.44 | 202.44
Sources, Inputs and Assumptions
Source: | (c)(f) | Plant Costs - 2023 IRP - Table 7.1 & 7.2
| (a) | Plant capacity cost
| (b) | = (a) x 0.05557
| (d) | = ((b) + (c)) / (8.76 x 7.9%)
| (g) | = (e) + (f)
| (h) | Plant Costs - 2023 IRP - Table 7.1 & 7.2
BAT.PX.UTN._.ITC.Lithium-ion - 8% Capacity Factor
Cost and Input Assumptions
[11 empty] | COD | 2029 | BAT.PX.UTN._.ITC.Lithium-ion
2022 $ |  | Plant capacity cost | [7 empty] | 200 | MW
2022 $ |  | Fixed O&M, plus on-going capital cost
Wheeling ($ MWh)
2022 $ |  | Variable O&M
|  | Tax Credit $/MWh |  |  |  |  | First Year real levelized
#N/A | 0 | Network Upgrade ($/kw-yr)
| 5.557% | Payment Factor
| 7.923% | Capacity Factor

## NonE 303MW (UT) 2030 (hidden)
2023 IRP Non Emitting Utah Peaker Resource Costs
Non Emitting - 303 MW- East Side Resource (5,050')
Year | Estimated Capital Cost | First Year Fixed Capital Cost at Real Levelized Rate | Fixed Capital Cost Stream From Start Year | Network Upgrade | Fixed O&M + Pipeline | Total Resource Fixed Costs | Fuel Cost | Variable O&M | Total Resource Energy Cost | Total Resource Costs
| $/kW | $/kW | $/kW-yr | $/kW-yr | $/kW-yr | $/kW-yr | $/MMBtu | $/MWh | $/MWh | $/MWh
| (a) | (b) | (c) | (d) | (e) | (f) | (g) | (h) | (i) | (j)
Non Emitting - 303 MW- East Side Resource (5,050')
2020
2021 | [5 empty] | 2022$ |  |  | 2022$ | 2022$
2022 | 1107.162 |  |  |  |  | 119.8711 |  |  | 56.1794 | 97.6433
2023 | 1132.2946
2024 | 1157.9977
2025 | 1184.2842
2026 | 1211.1675
2027 | 1238.661
2028 | 1266.7786
2029 | 1295.5345
2030 | 1324.9431 | 62.92 | 62.92 | 12.9884 | 67.5421 | 143.45 | 6.74 | 3.25 | 67.23 | 116.85
2031 | 1355.0193 | 64.35 | 64.35 | 13.28 | 69.08 | 146.71 | 6.53 | 3.32 | 65.31 | 116.06
2032 | 1385.7782 | 65.81 | 65.81 | 13.58 | 70.65 | 150.04 | 6.81 | 3.4 | 68.05 | 119.95
2033 | 1417.2354 | 67.3 | 67.3 | 13.89 | 72.25 | 153.44 | 7.23 | 3.48 | 72.11 | 125.19
2034 | 1449.4067 | 68.83 | 68.83 | 14.21 | 73.89 | 156.93 | 7.47 | 3.56 | 74.47 | 128.76
2035 | 1482.3082 | 70.39 | 70.39 | 14.53 | 75.57 | 160.49 | 7.73 | 3.64 | 77.02 | 132.54
2036 | 1515.9566 | 71.99 | 71.99 | 14.86 | 77.29 | 164.14 | 7.86 | 3.72 | 78.33 | 135.11
2037 | 1550.3688 | 73.63 | 73.62 | 15.2 | 79.04 | 167.86 | 8.32 | 3.8 | 82.78 | 140.85
2038 | 1585.5622 | 102.35 | 75.29 | 15.55 | 80.83 | 171.67 | 8.82 | 3.89 | 87.62 | 147
2039 | 1621.5544 | 104.67 | 77 | 15.9 | 82.66 | 175.56 | 9.37 | 3.98 | 92.93 | 153.66
2040 | 1658.3637 | 107.05 | 78.75 | 16.26 | 84.54 | 179.55 | 10.86 | 4.07 | 107.16 | 169.27
2041 | 1696.0086 | 109.48 | 80.54 | 16.63 | 86.46 | 183.63 | 14.72 | 4.16 | 143.9 | 207.42
2042 | 1734.508 | 111.96 | 82.37 | 17.01 | 88.42 | 187.8 | 18.58 | 4.25 | 180.63 | 245.59
Sources, Inputs and Assumptions
Source: (a)(d)(e)(h) |  | Plant Costs - 2023 IRP |  |  | Inflation | 2.27%
| (b) | First year real levelized costs w/ then-current ITC
| (c) | = (a) x 4.749% Real Payment Factor@ 40% ITC
| (f) | = (c) + (d) + (e)
| (g) | Hydrogen Gas Price Forecast (Sept 2022 MM)
| (i) | = 9,493 MMBtu/MWH x (g) + (h)
| (j) | = (f) / (8.76 x 'Capacity Factor' ) + (i)
Non Emitting - 303 MW- East Side Resource (5,050')
| Statistics |  |  |  | MW | Percent | Cap Cost | Fixed
| SCCT Frame "J" X1, 100H2 |  |  |  | 302.9515 | 100% | 1109.2241 | 56.4402
[5 empty] | 0 | 0% | 0 | 0
| Capacity Weighted |  |  |  | 302.9515 | 100% | 1109 | 56.44
| Statistics |  |  |  | MW | CF | aMW | Percent | Variable | Heat Rate
| SCCT Frame "J" X1, 100H2 |  |  |  | 302.9515 | 33% | 99.974 | 100% | 2.7162 | 9492.9578
| 0 |  |  |  | 0 | 0% | 0 | 0% | 0 | 0
| Energy Weighted |  |  |  | 302.9515 | 33% | 99.974 | 100% | 2.72 | 9493
Rounded
| SCCT |  |  | Plant Costs - 2023 IRP
| 302.9515 |  |  | MW Plant Capacity
2022 $ | 973.0036 |  |  | SCCT Frame "J" X1, Natural Gas
2022 $ | 1109.2241 |  |  | Plant Capacity Cost ($/kW)
2022 $ | 16.8318 |  |  | Fixed O&M & Capitalized O&M ($/kW-Yr)
2022 $ | 39.6084 |  |  | Fixed Pipeline ($/kW-Yr) |  |  | $/MMBTU-Day | 0.17385 | Questar North | 1 | H2 Pipeline Multiplier
2022 $ | 56.4402 |  |  | Fixed O&M Including Fixed Pipeline & Capitalized O&M ($/kW-Yr)
2022 $ | 2.7162 |  |  | Variable O&M Costs & Capitalized Variable O&M ($/MWh)
| 9492.9578 |  |  | Heat Rate in btu/kWh
| 40% |  |  | Assumed ITC
| 4.749% |  |  | Real Payment Factor@ 40% ITC |  |  |  | Real Payment Factor (by ITC)
| 33% |  |  | Capacity Factor |  |  |  | 0% | 6.455%
|  | 33% |  | Energy Weighted Capacity Factor |  |  |  | 30% | 5.176%
2022 $ | 10.8535 |  | Clover 2029 | Network Upgrade ($/kw-yr) |  |  |  | 40% | 4.749%
[8 empty] | 50% | 4.323%