## Table 1
Appendix B
| Table 1 |  |  |  |  | 13 | [149 empty] | 100% | Transmission Deferral %
| Avoided Cost Prices |  |  |  |  | 322 |  |  | Capacity Contribution | [146 empty] | 0 | Transmission Upgrade Capacity
| Tesoro Non Firm - 25.0 MW and 85.0% CF | [7 empty] | 30.6% | 30.6% | 33.68% | 30.6% | 30.6% | 30.6% | 30.6% | 42.79% | 30.6% | 42.79% | 41.16% | 42.79% | 41.16% | 12.92% | 13.83% | 14.04% | 14.04% | 14.04% | 80.9% | 80.9% | 83.62% | 83.62% | 82.76% | 83.62% | 82.78% | 82.78% | 82.75% | 82.75% | 82.76% | 88.62% | 88.62% | 93.4% | 93.4% | 92.5% | 0% | 0% | [111 empty] | 0 | Transmission Deferral (MW)
Deferral (Nameplate MW)
|  |  |  | Total Price @ | [40 empty] | 0 |  | 0 | 0 | 0 | 0 | 0 | 0 | 0 | 0 | 0 | 0 | 0 | 0 | 0 | 0 | 0 | 0 | 0 | 0 | 0 | 0 | 0 | 0 | 0 | 0 | 0 | 0 | 0 | 0 | 0 | 0 | 0 | 0 | 0 | 0 | 0 |  | Resource Cost ($/kw-year) |  |  |  |  | 0 | 0 | 0 | 0 | 0 | 0 | 0 | 0 | 0 | 0 | 0 | 0 | 0 | 0 | 0 | 0 | 0 | 0 | 0 | 0 | 0 | 0 | 0 | 0 | 0 | 0 | 0 | 0 | 0 | 0 | 0 | 0 | Deferred Cost (Millions $/year) | [35 empty] | Resource Cost ($/kw-year) | Deferred Cost (Millions $/year)
|  | Capacity | Energy | 85% |  |  |  |  | 23IRP_WD_.PX.WYE._.PTC.WD | 23IRP_WD_.PX.WYN._.PTC.WD | 23IRP_WD_.PX.BOR._.PTC.WD | 23IRP_WD_.PX.BDG._.PTC.Bridger.WD | 23IRP_WD_.PX.UWY._.SER.WD_T | 23IRP_WD_.PX.WYE._.SER.WD_T | 23IRP_WD_.PX.WYE.1.A01.WD_T | 23IRP_WD_.PX.YAK._.PTC.WD | 23IRP_WD_.PX.WYE._.PTC.Djohns.WD | 23IRP_WD_.PX.WWA._.215.WD_T | 23IRP_WD_.PX.PNC._.PTC.WD | 23IRP_WD_.PX.WWA._.PTC.WD | 23IRP_WD_.PX.SOR._.PTC.WD | 23IRP_PV_.PX.BOR._.PTC.PV | 23IRP_PV_.PX.UWY._.SER.PV | 23IRP_PV_.PX.UTS._.PTC.Hunter.PV | 23IRP_PV_.PX.UTS._.PTC.Huntington.PV | 23IRP_PV_.PX.UTS._.SER.PV | 23IRP_PVS.PX.YAK._.110.PV | 23IRP_PVS.PX.WWA._.215.PV | 23IRP_PVS.PX.WMV._.222.PV | 23IRP_PVS.PX.WMV._.223.PV | 23IRP_PVS.PX.BOR._.2C5.PV | 23IRP_PVS.PX.COR._.TC8.PV | 23IRP_PVS.PX.UWY._.SER.PV | 23IRP_PVS.PX.WYE._.SER.PV | 23IRP_PVS.PX.CLV.1.TC4.PV | 23IRP_PVS.PX.UTS._.SER.PV | 23IRP_PVS.PX.GOE.1.A43.PV | 23IRP_NUC.PX.UTS._.PTC.SM Adv Hunter+Huntington | 23IRP_NUC.PX.UTS._.PTC.SM Adv Hunter+Huntington_2 | 23IRP_XSC.PX.UTN._.ITC.Non-E | 23IRP_XSC.PX.SOR._.ITC.Non-E | 23IRP_XSC.PX.BDG._.ITC.Jim Bridger - Non-E |  |  | 23IRP_WD_.PX.WYE._.PTC.WD | 23IRP_WD_.PX.WYN._.PTC.WD | 23IRP_WD_.PX.BOR._.PTC.WD | 23IRP_WD_.PX.BDG._.PTC.Bridger.WD | 23IRP_WD_.PX.UWY._.SER.WD_T | 23IRP_WD_.PX.WYE._.SER.WD_T | 23IRP_WD_.PX.WYE.1.A01.WD_T | 23IRP_WD_.PX.YAK._.PTC.WD | 23IRP_WD_.PX.WYE._.PTC.Djohns.WD | 23IRP_WD_.PX.WWA._.215.WD_T | 23IRP_WD_.PX.PNC._.PTC.WD | 23IRP_WD_.PX.WWA._.PTC.WD | 23IRP_WD_.PX.SOR._.PTC.WD | 23IRP_PV_.PX.BOR._.PTC.PV | 23IRP_PV_.PX.UWY._.SER.PV | 23IRP_PV_.PX.UTS._.PTC.Hunter.PV | 23IRP_PV_.PX.UTS._.PTC.Huntington.PV | 23IRP_PV_.PX.UTS._.SER.PV | 23IRP_PVS.PX.YAK._.110.PV | 23IRP_PVS.PX.WWA._.215.PV | 23IRP_PVS.PX.WMV._.222.PV | 23IRP_PVS.PX.WMV._.223.PV | 23IRP_PVS.PX.BOR._.2C5.PV | 23IRP_PVS.PX.COR._.TC8.PV | 23IRP_PVS.PX.UWY._.SER.PV | 23IRP_PVS.PX.WYE._.SER.PV | 23IRP_PVS.PX.CLV.1.TC4.PV | 23IRP_PVS.PX.UTS._.SER.PV | 23IRP_PVS.PX.GOE.1.A43.PV | 23IRP_NUC.PX.UTS._.PTC.SM Adv Hunter+Huntington | 23IRP_NUC.PX.UTS._.PTC.SM Adv Hunter+Huntington_2 | 23IRP_XSC.PX.UTN._.ITC.Non-E | 23IRP_XSC.PX.SOR._.ITC.Non-E | 23IRP_XSC.PX.BDG._.ITC.Jim Bridger - Non-E |  |  |  |  | 23IRP_WD_.PX.WYE._.PTC.WD | 23IRP_WD_.PX.WYN._.PTC.WD | 23IRP_WD_.PX.BOR._.PTC.WD | 23IRP_WD_.PX.BDG._.PTC.Bridger.WD | 23IRP_WD_.PX.UWY._.SER.WD_T | 23IRP_WD_.PX.WYE._.SER.WD_T | 23IRP_WD_.PX.WYE.1.A01.WD_T | 23IRP_WD_.PX.YAK._.PTC.WD | 23IRP_WD_.PX.WYE._.PTC.Djohns.WD | 23IRP_WD_.PX.WWA._.215.WD_T | 23IRP_WD_.PX.PNC._.PTC.WD | 23IRP_WD_.PX.WWA._.PTC.WD | 23IRP_WD_.PX.SOR._.PTC.WD | 23IRP_PV_.PX.BOR._.PTC.PV | 23IRP_PV_.PX.UWY._.SER.PV | 23IRP_PV_.PX.UTS._.PTC.Hunter.PV | 23IRP_PV_.PX.UTS._.PTC.Huntington.PV | 23IRP_PV_.PX.UTS._.SER.PV | 23IRP_PVS.PX.YAK._.110.PV | 23IRP_PVS.PX.WWA._.215.PV | 23IRP_PVS.PX.WMV._.222.PV | 23IRP_PVS.PX.WMV._.223.PV | 23IRP_PVS.PX.BOR._.2C5.PV | 23IRP_PVS.PX.COR._.TC8.PV | 23IRP_PVS.PX.UWY._.SER.PV | 23IRP_PVS.PX.WYE._.SER.PV | 23IRP_PVS.PX.CLV.1.TC4.PV | 23IRP_PVS.PX.UTS._.SER.PV | 23IRP_PVS.PX.GOE.1.A43.PV | 23IRP_NUC.PX.UTS._.PTC.SM Adv Hunter+Huntington | 23IRP_NUC.PX.UTS._.PTC.SM Adv Hunter+Huntington_2 | 23IRP_XSC.PX.UTN._.ITC.Non-E | 23IRP_XSC.PX.SOR._.ITC.Non-E | 23IRP_XSC.PX.BDG._.ITC.Jim Bridger - Non-E |  |  |  | 23IRP_WD_.PX.WYE._.PTC.WD | 23IRP_WD_.PX.WYN._.PTC.WD | 23IRP_WD_.PX.BOR._.PTC.WD | 23IRP_WD_.PX.BDG._.PTC.Bridger.WD | 23IRP_WD_.PX.UWY._.SER.WD_T | 23IRP_WD_.PX.WYE._.SER.WD_T | 23IRP_WD_.PX.WYE.1.A01.WD_T | 23IRP_WD_.PX.YAK._.PTC.WD | 23IRP_WD_.PX.WYE._.PTC.Djohns.WD | 23IRP_WD_.PX.WWA._.215.WD_T | 23IRP_WD_.PX.PNC._.PTC.WD | 23IRP_WD_.PX.WWA._.PTC.WD | 23IRP_WD_.PX.SOR._.PTC.WD | 23IRP_PV_.PX.BOR._.PTC.PV | 23IRP_PV_.PX.UWY._.SER.PV | 23IRP_PV_.PX.UTS._.PTC.Hunter.PV | 23IRP_PV_.PX.UTS._.PTC.Huntington.PV | 23IRP_PV_.PX.UTS._.SER.PV | 23IRP_PVS.PX.YAK._.110.PV | 23IRP_PVS.PX.WWA._.215.PV | 23IRP_PVS.PX.WMV._.222.PV | 23IRP_PVS.PX.WMV._.223.PV | 23IRP_PVS.PX.BOR._.2C5.PV | 23IRP_PVS.PX.COR._.TC8.PV | 23IRP_PVS.PX.UWY._.SER.PV | 23IRP_PVS.PX.WYE._.SER.PV | 23IRP_PVS.PX.CLV.1.TC4.PV | 23IRP_PVS.PX.UTS._.SER.PV | 23IRP_PVS.PX.GOE.1.A43.PV | 23IRP_NUC.PX.UTS._.PTC.SM Adv Hunter+Huntington | 23IRP_NUC.PX.UTS._.PTC.SM Adv Hunter+Huntington_2 | 23IRP_XSC.PX.UTN._.ITC.Non-E | 23IRP_XSC.PX.SOR._.ITC.Non-E | 23IRP_XSC.PX.BDG._.ITC.Jim Bridger - Non-E | Total Capacity Deferral |  | B2H Borah - to - Hemingway, Expansion | B2H Borah - to - Hemingway, Expansion
| Year | Price | Only Price | Capacity Factor
|  | $/kW-yr | $/MWh (2) | $/MWh |  |  |  |  | MW | MW |  | MW | MW | MW | MW | MW | MW | MW | MW | MW | MW | MW | MW | MW | MW | MW | MW | MW | MW | MW | MW | MW | MW | MW | MW | MW | MW | MW | MW | MW | MW | MW | MW | MW | MW | MW | MW | MW | MW | MW | MW | MW | MW | MW | MW | MW | MW | MW | MW | MW | MW | MW | MW | MW | MW | MW | MW | MW | MW | MW | MW | MW | MW | MW | MW | MW | MW | MW |  |  |  |  | $/kw-year |  | $/kw-year | $/kw-year | $/kw-year | $/kw-year | $/kw-year | $/kw-year | $/kw-year | $/kw-year | $/kw-year | $/kw-year | $/kw-year | $/kw-year | $/kw-year | $/kw-year | $/kw-year | $/kw-year | $/kw-year | $/kw-year | $/kw-year | $/kw-year | $/kw-year | $/kw-year | $/kw-year | $/kw-year | $/kw-year | $/kw-year | $/kw-year | $/kw-year | $/kw-year | $/kw-year | $/kw-year | $/kw-year |  |  |  | Millions $/year | Millions $/year | Millions $/year | Millions $/year | Millions $/year | Millions $/year | Millions $/year | Millions $/year | Millions $/year | Millions $/year | Millions $/year | Millions $/year | Millions $/year | Millions $/year | Millions $/year | Millions $/year | Millions $/year | Millions $/year | Millions $/year | Millions $/year | Millions $/year | Millions $/year | Millions $/year | Millions $/year | Millions $/year | Millions $/year | Millions $/year | Millions $/year | Millions $/year | Millions $/year | Millions $/year | Millions $/year | Millions $/year | Millions $/year | Millions $/year |  | $/kw-year | Millions $/year
| 2024 | 0 | 46.188 | 46.188 |  |  |  | 2024 | 0 | 0 | 0 | 0 | 0 | 0 | 0 | 0 | 0 | 0 | 0 | 0 | 0 | 0 | 0 | 0 | 0 | 0 | 0 | 0 | 0 | 0 | 0 | 0 | 0 | 0 | 0 | 0 | 0 | 0 | 0 | 0 | 0 | 0 | 0 |  | 0 | 0 | 0 | 0 | 0 | 0 | 0 | 0 | 0 | 0 | 0 | 0 | 0 | 0 | 0 | 0 | 0 | 0 | 0 | 0 | 0 | 0 | 0 | 0 | 0 | 0 | 0 | 0 | 0 | 0 | 0 | 0 | 0 | 0 |  |  |  | 2024 | 0 | 0 | 0 | 0 | 0 | 0 | 0 | 0 | 0 | 0 | 0 | 0 | 0 | 0 | 0 | 0 | 0 | 0 | 0 | 0 | 0 | 0 | 0 | 0 | 0 | 0 | 0 | 0 | 0 |  |  | 0 | [5 empty] | 0 | 0 | 0 | 0 | 0 | 0 | 0 | 0 | 0 | 0 | 0 | 0 | 0 | 0 | 0 | 0 | 0 | 0 | 0 | 0 | 0 | 0 | 0 | 0 | 0 | 0 | 0 | 0 | 0 | 0 | 0 | 0 | 0 | 0 | 0 | 2024 | 0 | 0
| 1 | [6 empty] | 1 | #N/A | #N/A | #N/A | #N/A | #N/A | #N/A | #N/A | #N/A | #N/A | #N/A | #N/A | #N/A | #N/A | #N/A | #N/A | #N/A | #N/A | #N/A | #N/A | #N/A | #N/A | #N/A | #N/A | #N/A | #N/A | #N/A | #N/A | #N/A | #N/A | #N/A | #N/A | #N/A | #N/A | #N/A | #N/A |  | #N/A | #N/A | #N/A | #N/A | #N/A | #N/A | #N/A | #N/A | #N/A | #N/A | #N/A | #N/A | #N/A | #N/A | #N/A | #N/A | #N/A | #N/A | #N/A | #N/A | #N/A | #N/A | #N/A | #N/A | #N/A | #N/A | #N/A | #N/A | #N/A | #N/A | #N/A | #N/A | #N/A | #N/A |  |  |  | 1 | 0 | 0 | 0 | 0 | 0 | 0 | 0 | 0 | 0 | 0 | 0 | 0 | 0 | 0 | 0 | 0 | 0 | 0 | 0 | 0 | 0 | 0 | 0 | 0 | 0 | 0 | 0 | 0 | 0 |  |  | 0 | [5 empty] | #N/A | #N/A | #N/A | #N/A | #N/A | #N/A | #N/A | #N/A | #N/A | #N/A | #N/A | #N/A | #N/A | #N/A | #N/A | #N/A | #N/A | #N/A | #N/A | #N/A | #N/A | #N/A | #N/A | #N/A | #N/A | #N/A | #N/A | #N/A | #N/A | #N/A | #N/A | #N/A | #N/A | #N/A | #N/A | 1 | 0 | 0
| 2 | [6 empty] | 2 | #N/A | #N/A | #N/A | #N/A | #N/A | #N/A | #N/A | #N/A | #N/A | #N/A | #N/A | #N/A | #N/A | #N/A | #N/A | #N/A | #N/A | #N/A | #N/A | #N/A | #N/A | #N/A | #N/A | #N/A | #N/A | #N/A | #N/A | #N/A | #N/A | #N/A | #N/A | #N/A | #N/A | #N/A | #N/A |  | #N/A | #N/A | #N/A | #N/A | #N/A | #N/A | #N/A | #N/A | #N/A | #N/A | #N/A | #N/A | #N/A | #N/A | #N/A | #N/A | #N/A | #N/A | #N/A | #N/A | #N/A | #N/A | #N/A | #N/A | #N/A | #N/A | #N/A | #N/A | #N/A | #N/A | #N/A | #N/A | #N/A | #N/A |  |  |  | 2 | 0 | 0 | 0 | 0 | 0 | 0 | 0 | 0 | 0 | 0 | 0 | 0 | 0 | 0 | 0 | 0 | 0 | 0 | 0 | 0 | 0 | 0 | 0 | 0 | 0 | 0 | 0 | 0 | 0 |  |  | 0 | [5 empty] | #N/A | #N/A | #N/A | #N/A | #N/A | #N/A | #N/A | #N/A | #N/A | #N/A | #N/A | #N/A | #N/A | #N/A | #N/A | #N/A | #N/A | #N/A | #N/A | #N/A | #N/A | #N/A | #N/A | #N/A | #N/A | #N/A | #N/A | #N/A | #N/A | #N/A | #N/A | #N/A | #N/A | #N/A | #N/A | 2 | 0 | 0
| 3 | [6 empty] | 3 | #N/A | #N/A | #N/A | #N/A | #N/A | #N/A | #N/A | #N/A | #N/A | #N/A | #N/A | #N/A | #N/A | #N/A | #N/A | #N/A | #N/A | #N/A | #N/A | #N/A | #N/A | #N/A | #N/A | #N/A | #N/A | #N/A | #N/A | #N/A | #N/A | #N/A | #N/A | #N/A | #N/A | #N/A | #N/A |  | #N/A | #N/A | #N/A | #N/A | #N/A | #N/A | #N/A | #N/A | #N/A | #N/A | #N/A | #N/A | #N/A | #N/A | #N/A | #N/A | #N/A | #N/A | #N/A | #N/A | #N/A | #N/A | #N/A | #N/A | #N/A | #N/A | #N/A | #N/A | #N/A | #N/A | #N/A | #N/A | #N/A | #N/A |  |  |  | 3 | 0 | 0 | 0 | 0 | 0 | 0 | 0 | 0 | 0 | 0 | 0 | 0 | 0 | 0 | 0 | 0 | 0 | 0 | 0 | 0 | 0 | 0 | 0 | 0 | 0 | 0 | 0 | 0 | 0 |  |  | 0 | [5 empty] | #N/A | #N/A | #N/A | #N/A | #N/A | #N/A | #N/A | #N/A | #N/A | #N/A | #N/A | #N/A | #N/A | #N/A | #N/A | #N/A | #N/A | #N/A | #N/A | #N/A | #N/A | #N/A | #N/A | #N/A | #N/A | #N/A | #N/A | #N/A | #N/A | #N/A | #N/A | #N/A | #N/A | #N/A | #N/A | 3 | 0 | 0
| 4 | [6 empty] | 4 | #N/A | #N/A | #N/A | #N/A | #N/A | #N/A | #N/A | #N/A | #N/A | #N/A | #N/A | #N/A | #N/A | #N/A | #N/A | #N/A | #N/A | #N/A | #N/A | #N/A | #N/A | #N/A | #N/A | #N/A | #N/A | #N/A | #N/A | #N/A | #N/A | #N/A | #N/A | #N/A | #N/A | #N/A | #N/A |  | #N/A | #N/A | #N/A | #N/A | #N/A | #N/A | #N/A | #N/A | #N/A | #N/A | #N/A | #N/A | #N/A | #N/A | #N/A | #N/A | #N/A | #N/A | #N/A | #N/A | #N/A | #N/A | #N/A | #N/A | #N/A | #N/A | #N/A | #N/A | #N/A | #N/A | #N/A | #N/A | #N/A | #N/A |  |  |  | 4 | 0 | 0 | 0 | 0 | 0 | 0 | 0 | 0 | 0 | 0 | 0 | 0 | 0 | 0 | 0 | 0 | 0 | 0 | 0 | 0 | 0 | 0 | 0 | 0 | 0 | 0 | 0 | 0 | 0 |  |  | 0 | [5 empty] | #N/A | #N/A | #N/A | #N/A | #N/A | #N/A | #N/A | #N/A | #N/A | #N/A | #N/A | #N/A | #N/A | #N/A | #N/A | #N/A | #N/A | #N/A | #N/A | #N/A | #N/A | #N/A | #N/A | #N/A | #N/A | #N/A | #N/A | #N/A | #N/A | #N/A | #N/A | #N/A | #N/A | #N/A | #N/A | 4 | 0 | 0
| 5 | [6 empty] | 5 | #N/A | #N/A | #N/A | #N/A | #N/A | #N/A | #N/A | #N/A | #N/A | #N/A | #N/A | #N/A | #N/A | #N/A | #N/A | #N/A | #N/A | #N/A | #N/A | #N/A | #N/A | #N/A | #N/A | #N/A | #N/A | #N/A | #N/A | #N/A | #N/A | #N/A | #N/A | #N/A | #N/A | #N/A | #N/A |  | #N/A | #N/A | #N/A | #N/A | #N/A | #N/A | #N/A | #N/A | #N/A | #N/A | #N/A | #N/A | #N/A | #N/A | #N/A | #N/A | #N/A | #N/A | #N/A | #N/A | #N/A | #N/A | #N/A | #N/A | #N/A | #N/A | #N/A | #N/A | #N/A | #N/A | #N/A | #N/A | #N/A | #N/A |  |  |  | 5 | 0 | 0 | 0 | 0 | 0 | 0 | 0 | 0 | 0 | 0 | 0 | 0 | 0 | 0 | 0 | 0 | 0 | 0 | 0 | 0 | 0 | 0 | 0 | 0 | 0 | 0 | 0 | 0 | 0 |  |  | 0 | [5 empty] | #N/A | #N/A | #N/A | #N/A | #N/A | #N/A | #N/A | #N/A | #N/A | #N/A | #N/A | #N/A | #N/A | #N/A | #N/A | #N/A | #N/A | #N/A | #N/A | #N/A | #N/A | #N/A | #N/A | #N/A | #N/A | #N/A | #N/A | #N/A | #N/A | #N/A | #N/A | #N/A | #N/A | #N/A | #N/A | 5 | 0 | 0
| 6 | [6 empty] | 6 | #N/A | #N/A | #N/A | #N/A | #N/A | #N/A | #N/A | #N/A | #N/A | #N/A | #N/A | #N/A | #N/A | #N/A | #N/A | #N/A | #N/A | #N/A | #N/A | #N/A | #N/A | #N/A | #N/A | #N/A | #N/A | #N/A | #N/A | #N/A | #N/A | #N/A | #N/A | #N/A | #N/A | #N/A | #N/A |  | #N/A | #N/A | #N/A | #N/A | #N/A | #N/A | #N/A | #N/A | #N/A | #N/A | #N/A | #N/A | #N/A | #N/A | #N/A | #N/A | #N/A | #N/A | #N/A | #N/A | #N/A | #N/A | #N/A | #N/A | #N/A | #N/A | #N/A | #N/A | #N/A | #N/A | #N/A | #N/A | #N/A | #N/A |  |  |  | 6 | 0 | 0 | 0 | 0 | 0 | 0 | 0 | 0 | 0 | 0 | 0 | 0 | 0 | 0 | 0 | 0 | 0 | 0 | 0 | 0 | 0 | 0 | 0 | 0 | 0 | 0 | 0 | 0 | 0 |  |  | 0 | [5 empty] | #N/A | #N/A | #N/A | #N/A | #N/A | #N/A | #N/A | #N/A | #N/A | #N/A | #N/A | #N/A | #N/A | #N/A | #N/A | #N/A | #N/A | #N/A | #N/A | #N/A | #N/A | #N/A | #N/A | #N/A | #N/A | #N/A | #N/A | #N/A | #N/A | #N/A | #N/A | #N/A | #N/A | #N/A | #N/A | 6 | 0 | 0
| 7 | [6 empty] | 7 | #N/A | #N/A | #N/A | #N/A | #N/A | #N/A | #N/A | #N/A | #N/A | #N/A | #N/A | #N/A | #N/A | #N/A | #N/A | #N/A | #N/A | #N/A | #N/A | #N/A | #N/A | #N/A | #N/A | #N/A | #N/A | #N/A | #N/A | #N/A | #N/A | #N/A | #N/A | #N/A | #N/A | #N/A | #N/A |  | #N/A | #N/A | #N/A | #N/A | #N/A | #N/A | #N/A | #N/A | #N/A | #N/A | #N/A | #N/A | #N/A | #N/A | #N/A | #N/A | #N/A | #N/A | #N/A | #N/A | #N/A | #N/A | #N/A | #N/A | #N/A | #N/A | #N/A | #N/A | #N/A | #N/A | #N/A | #N/A | #N/A | #N/A |  |  |  | 7 | 0 | 0 | 0 | 0 | 0 | 0 | 0 | 0 | 0 | 0 | 0 | 0 | 0 | 0 | 0 | 0 | 0 | 0 | 0 | 0 | 0 | 0 | 0 | 0 | 0 | 0 | 0 | 0 | 0 |  |  | 0 | [5 empty] | #N/A | #N/A | #N/A | #N/A | #N/A | #N/A | #N/A | #N/A | #N/A | #N/A | #N/A | #N/A | #N/A | #N/A | #N/A | #N/A | #N/A | #N/A | #N/A | #N/A | #N/A | #N/A | #N/A | #N/A | #N/A | #N/A | #N/A | #N/A | #N/A | #N/A | #N/A | #N/A | #N/A | #N/A | #N/A | 7 | 0 | 0
[45 empty] | 0 | 0 | 0 | 0 | 0 | 0 | 0 | 0 | 0 | 0 | 0 | 0 | 0 | 0 | 0 | 0 | 0 | 0 | 0 | 0 | 0 | 0 | 0 | 0 | 0 | 0 | 0 | 0 | 0 | 0 | 0 | 0 | 0 | 0 |  |  |  | 0 | 0 | 0 | 0 | 0 | 0 | 0 | 0 | 0 | 0 | 0 | 0 | 0 | 0 | 0 | 0 | 0 | 0 | 0 | 0 | 0 | 0 | 0 | 0 | 0 | 0 | 0 | 0 | 0 | 0 |  |  | 0 | [5 empty] | #N/A | #N/A | #N/A | #N/A | #N/A | #N/A | #N/A | #N/A | #N/A | #N/A | #N/A | #N/A | #N/A | #N/A | #N/A | #N/A | #N/A | #N/A | #N/A | #N/A | #N/A | #N/A | #N/A | #N/A | #N/A | #N/A | #N/A | #N/A | #N/A | #N/A | #N/A | #N/A | #N/A | #N/A | #N/A | 0 | 0 | 0
[87 empty] | No resource cost tab |  |  | No resource cost tab
[7 empty] | Year of deferral |  | 2029 | 2032 | 2028 | 2029 | 2025 | 2025 | 2029 | 2028 | 2032 | 2027 | 2032 | 2032 | 2032 | 2028 | 2025 | 2028 | 2028 | 2025 | 2026 | 2027 | 2025 | 2026 | 2026 | 2026 | 2025 | 2025 | 2026 | 2025 | 2029 | 2032 | 2033 | 2030 | 2036 | 2037
[7 empty] | if Deferred 1 |  | 0 | 0 | 0 | 0 | 0 | 0 | 0 | 0 | 0 | 0 | 0 | 0 | 0 | 0 | 0 | 0 | 0 | 0 | 0 | 0 | 0 | 0 | 0 | 0 | 0 | 0 | 0 | 0 | 0 | 0 | 0 | 0 | 0 | 0
Discount Rate - 2023 IRP
6.77%
2023 IRP Update
15 Year |  |  |  |  | Inflation/Escalation | 2.27%
Levelized Prices (Nominal) @ 6.77% Discount Rate (1) (3)
| $/kW | 0
| $/MWh |  | 46.1127 | 46.1127
0
| $/kW | #DIV/0! | #DIV/0! | 0
$/MWh
0
| $/kW | #DIV/0! | #DIV/0! | 0
$/MWh
#N/A
#N/A
#N/A |  |  |  |  | <---- Calculated Monthly
Avoided Costs calculated annually are $46.19/MWH
Avoided Costs calculated monthly are $0.00/MWH

## Table 2
Appendix B
Table 2
Avoided Energy Costs - Scheduled Hours ($/MWh)
Tesoro Non Firm - 25.0 MW and 85.0% CF
|  | Winter Season |  |  |  |  | Summer Season |  |  |  | Winter Season
Year | Annual | Jan | Feb | Mar | Apr | May | Jun | Jul | Aug | Sep | Oct | Nov | Dec
Energy Only
2024 | 46.188 | 52.6208 | 46.8861 | 35.5027 | 24.909 | 23.937 | 33.3946 | 81.1643 | 71.4053 | 45.8435 | 37.675 | 38.6122 | 60.9957
2025 | 0 | 0 | 0 | 0 | 0 | 0 | 0 | 0 | 0 | 0 | 0 | 0 | 0
2026 | 0 | 0 | 0 | 0 | 0 | 0 | 0 | 0 | 0 | 0 | 0 | 0 | 0
2027 | 0 | 0 | 0 | 0 | 0 | 0 | 0 | 0 | 0 | 0 | 0 | 0 | 0
2028 | 0 | 0 | 0 | 0 | 0 | 0 | 0 | 0 | 0 | 0 | 0 | 0 | 0
2029 | 0 | 0 | 0 | 0 | 0 | 0 | 0 | 0 | 0 | 0 | 0 | 0 | 0
2030 | 0 | 0 | 0 | 0 | 0 | 0 | 0 | 0 | 0 | 0 | 0 | 0 | 0
2031 | 0 | 0 | 0 | 0 | 0 | 0 | 0 | 0 | 0 | 0 | 0 | 0 | 0
2032 | 0 | 0 | 0 | 0 | 0 | 0 | 0 | 0 | 0 | 0 | 0 | 0 | 0
2033 | 0 | 0 | 0 | 0 | 0 | 0 | 0 | 0 | 0 | 0 | 0 | 0 | 0
0 | 0 | 0 | 0 | 0 | 0 | 0 | 0 | 0 | 0 | 0 | 0 | 0 | 0
0 | 0 | 0 | 0 | 0 | 0 | 0 | 0 | 0 | 0 | 0 | 0 | 0 | 0
0 | 0 | 0 | 0 | 0 | 0 | 0 | 0 | 0 | 0 | 0 | 0 | 0 | 0
0 | 0 | 0 | 0 | 0 | 0 | 0 | 0 | 0 | 0 | 0 | 0 | 0 | 0
0 | 0 | 0 | 0 | 0 | 0 | 0 | 0 | 0 | 0 | 0 | 0 | 0 | 0
0 | 0 | 0 | 0 | 0 | 0 | 0 | 0 | 0 | 0 | 0 | 0 | 0 | 0
0 | 0 | 0 | 0 | 0 | 0 | 0 | 0 | 0 | 0 | 0 | 0 | 0 | 0
0 | 0 | 0 | 0 | 0 | 0 | 0 | 0 | 0 | 0 | 0 | 0 | 0 | 0
|  | 31 | 28 | 31 | 30 | 31 | 30 | 31 | 31 | 30 | 31 | 30 | 31

## Table 4
Appendix B
Table 4
Burnertip Natural Gas Price Forecast |  |  |  |  | Quote Date
Tesoro Non Firm - 25.0 MW and 85.0% CF |  |  |  |  | 2023-06-30
PacifiCorp
| Delivered | Delivered | Delivered | Delivered
Year | IRP - Utah Greenfield | Naughton | IRP West Side | IRP - Wyo NE
| Fuel Cost | Fuel Cost | Fuel Cost | Fuel Cost
[6 empty] | IRP - Utah Greenfield |  | IRP West Side | IRP - Wyo NE |  |  | IRP West Side |  | Burner tip
[5 empty] | Peak Type: | Delivered | Naughton | Delivered | Delivered | Year | IRP - Utah Greenfield | West Side | IRP - Wyo NE | Naughton
2019 | 2.42 | 2.43 | 4.31 | 2.09 | 2016-01-01 | 2.2764 | 2.2725 | 2.3749 | 2.2758 | 2016 | 47 | 43 | 46 | 42
2020 | 1.98 | 1.99 | 2.17 | 1.79 | 2016-02-01 | 1.8452 | 1.8414 | 1.7746 | 1.829 | 2016
2021 | 4.18 | 4.15 | 4.03 | 6.38 | 2016-03-01 | 1.5254 | 1.5217 | 1.4851 | 1.5765 | 2016
2022 | 8.21 | 8.15 | 8.48 | 6.13 | 2016-04-01 | 1.691 | 1.6873 | 1.4974 | 1.7513 | 2016
2023 | 4.86 | 4.83 | 4.9 | 2.56 | 2016-05-01 | 1.731 | 1.7273 | 1.5719 | 1.8005 | 2016
2024 | 4.18 | 4.15 | 4.23 | 3.47 | 2016-06-01 | 2.3388 | 2.3349 | 2.1751 | 2.3648 | 2016
2025 | 4.36 | 4.33 | 4.29 | 3.81 | 2016-07-01 | 2.581 | 2.577 | 2.5038 | 2.6063 | 2016
2026 | 4.4 | 4.37 | 4.46 | 4 | 2016-08-01 | 2.6354 | 2.6314 | 2.6478 | 2.6356 | 2016
2027 | 4.76 | 4.72 | 4.97 | 4.36 | 2016-09-01 | 2.7123 | 2.7083 | 2.7715 | 2.7682 | 2016
2028 | 5.01 | 4.97 | 5.31 | 4.61 | 2016-10-01 | 2.6863 | 2.6822 | 2.6942 | 2.75 | 2016
2029 | 5.17 | 5.13 | 5.47 | 4.77 | 2016-11-01 | 2.2696 | 2.2657 | 2.2677 | 2.3067 | 2016
2030 | 5.17 | 5.12 | 5.46 | 4.76 | 2016-12-01 | 3.5124 | 3.5081 | 3.8168 | 3.5519 | 2016
2031 | 5.44 | 5.39 | 5.74 | 5.03 | 2017-01-01 | 3.2524 | 3.2626 | 3.5318 | 3.2193 | 2017
2032 | 5.73 | 5.68 | 6.03 | 5.32 | 2017-02-01 | 2.6306 | 2.6408 | 2.6904 | 2.6164 | 2017
2033 | 5.98 | 5.92 | 6.25 | 5.57 | 2017-03-01 | 2.5701 | 2.5803 | 2.5432 | 2.5688 | 2017
2034 | 6.16 | 6.09 | 6.42 | 5.74 | 2017-04-01 | 2.7337 | 2.7439 | 2.7294 | 2.763 | 2017
2035 | 6.22 | 6.15 | 6.49 | 5.81 | 2017-05-01 | 2.7935 | 2.8037 | 2.7212 | 2.7948 | 2017
2036 | 6.37 | 6.3 | 6.66 | 5.95 | 2017-06-01 | 2.8755 | 2.8713 | 2.8529 | 2.9027 | 2017
2037 | 6.67 | 6.59 | 6.98 | 6.25 | 2017-07-01 | 2.6189 | 2.6291 | 2.4946 | 2.6363 | 2017
2038 | 6.99 | 6.91 | 7.31 | 6.57 | 2017-08-01 | 2.6204 | 2.6306 | 2.6662 | 2.5882 | 2017
2039 | 7.34 | 7.25 | 7.67 | 6.92 | 2017-09-01 | 2.6225 | 2.6328 | 2.6887 | 2.6332 | 2017
2040 | 7.68 | 7.58 | 8.02 | 7.25 | 2017-10-01 | 2.574 | 2.5842 | 2.6534 | 2.5597 | 2017
[5 empty] | 2017-11-01 | 2.7399 | 2.7501 | 2.7911 | 2.7287 | 2017
[5 empty] | 2017-12-01 | 2.5384 | 2.5486 | 2.8225 | 2.5087 | 2017
[5 empty] | 2018-01-01 | 2.9366 | 2.9467 | 2.8136 | 3.0827 | 2018
[5 empty] | 2018-02-01 | 2.2425 | 2.2526 | 2.2559 | 2.2491 | 2018
[5 empty] | 2018-03-01 | 2.1137 | 2.1238 | 2.1844 | 2.1613 | 2018
Official Forward Price Curve Forecast dated Jun 30, 2023 |  |  |  |  | 2018-04-01 | 1.9777 | 1.9878 | 2.0226 | 2.0695 | 2018
[5 empty] | 2018-05-01 | 1.7832 | 1.7933 | 1.5708 | 1.8795 | 2018
[5 empty] | 2018-06-01 | 2.1436 | 2.1538 | 1.8485 | 2.2504 | 2018
[5 empty] | 2018-07-01 | 2.4216 | 2.4318 | 2.3536 | 2.4675 | 2018
[5 empty] | 2018-08-01 | 2.4788 | 2.489 | 2.5402 | 2.4625 | 2018
[5 empty] | 2018-09-01 | 2.2195 | 2.2296 | 2.3919 | 2.2245 | 2018
[5 empty] | 2018-10-01 | 2.9129 | 2.923 | 4.6219 | 2.9276 | 2018
[5 empty] | 2018-11-01 | 3.9745 | 3.9847 | 8.668 | 3.8703 | 2018
[5 empty] | 2018-12-01 | 3.9079 | 3.9181 | 5.4439 | 3.5769 | 2018
[5 empty] | 2019-01-01 | 3.1877 | 3.1979 | 3.6245 | 2.9303 | 2019
[5 empty] | 2019-02-01 | 4.6376 | 4.6478 | 13.2487 | 2.6294 | 2019
[5 empty] | 2019-03-01 | 2.8841 | 2.8942 | 13.1476 | 3.1562 | 2019
[5 empty] | 2019-04-01 | 1.8442 | 1.8543 | 2.0842 | 1.8712 | 2019
[5 empty] | 2019-05-01 | 1.8429 | 1.853 | 1.8682 | 1.9059 | 2019
[5 empty] | 2019-06-01 | 1.5244 | 1.5346 | 1.6388 | 1.511 | 2019
[5 empty] | 2019-07-01 | 1.9035 | 1.9136 | 2.0858 | 1.8424 | 2019
[5 empty] | 2019-08-01 | 1.759 | 1.7692 | 1.9418 | 1.6796 | 2019
[5 empty] | 2019-09-01 | 1.997 | 2.0072 | 2.3396 | 1.8 | 2019
[5 empty] | 2019-10-01 | 2.0297 | 2.0399 | 2.9083 | 1.626 | 2019
[5 empty] | 2019-11-01 | 2.6989 | 2.709 | 3.6124 | 2.2204 | 2019
[5 empty] | 2019-12-01 | 2.6969 | 2.707 | 3.1833 | 1.9344 | 2019
[5 empty] | 2020-01-01 | 2.078 | 2.0882 | 2.309 | 1.7744 | 2020
[5 empty] | 2020-02-01 | 1.6878 | 1.6979 | 1.7679 | 1.6511 | 2020
[5 empty] | 2020-03-01 | 1.4749 | 1.4851 | 1.6828 | 1.3927 | 2020
[5 empty] | 2020-04-01 | 1.406 | 1.4162 | 1.5865 | 1.4157 | 2020
[5 empty] | 2020-05-01 | 1.5688 | 1.5789 | 1.6252 | 1.5824 | 2020
[5 empty] | 2020-06-01 | 1.4677 | 1.4778 | 1.5098 | 1.4821 | 2020
[5 empty] | 2020-07-01 | 1.5546 | 1.5647 | 1.5981 | 1.558 | 2020
[5 empty] | 2020-08-01 | 2.0888 | 2.099 | 2.1539 | 2.0001 | 2020
[5 empty] | 2020-09-01 | 2.0796 | 2.0898 | 2.2983 | 1.7222 | 2020
[5 empty] | 2020-10-01 | 2.3029 | 2.313 | 2.9094 | 2.1238 | 2020
[5 empty] | 2020-11-01 | 2.9797 | 2.9899 | 3.2988 | 2.3296 | 2020
[5 empty] | 2020-12-01 | 3.1277 | 3.1379 | 3.31 | 2.4221 | 2020
[5 empty] | 2021-01-01 | 2.6886 | 2.6691 | 2.761 | 2.4891 | 2021
[5 empty] | 2021-02-01 | 7.6821 | 7.6334 | 4.5404 | 37.985 | 2021
[5 empty] | 2021-03-01 | 2.4045 | 2.3871 | 2.5609 | 2.3742 | 2021
[5 empty] | 2021-04-01 | 2.5897 | 2.5713 | 2.6927 | 2.4503 | 2021
[5 empty] | 2021-05-01 | 2.7468 | 2.7275 | 2.8249 | 2.6869 | 2021
[5 empty] | 2021-06-01 | 3.2182 | 3.1964 | 3.2222 | 3.0249 | 2021
[5 empty] | 2021-07-01 | 3.6835 | 3.659 | 3.7244 | 3.5482 | 2021
[5 empty] | 2021-08-01 | 3.8963 | 3.8706 | 3.9382 | 3.8032 | 2021
[5 empty] | 2021-09-01 | 5.2315 | 5.1985 | 5.3908 | 4.7355 | 2021
[5 empty] | 2021-10-01 | 5.5515 | 5.5165 | 5.7676 | 5.1898 | 2021
[5 empty] | 2021-11-01 | 5.0569 | 5.0244 | 5.2208 | 4.7757 | 2021
[5 empty] | 2021-12-01 | 5.3747 | 5.3396 | 5.7567 | 3.5319 | 2021
[5 empty] | 2022-01-01 | 4.9676 | 4.9349 | 5.0826 | 4.2136 | 2022
[5 empty] | 2022-02-01 | 4.6313 | 4.6007 | 4.5178 | 4.547 | 2022
[5 empty] | 2022-03-01 | 4.4655 | 4.3036 | 4.3608 | 4.4304 | 2022
[5 empty] | 2022-04-01 | 6.3354 | 6.296 | 6.4377 | 6.2198 | 2022
[5 empty] | 2022-05-01 | 7.7154 | 7.6683 | 7.8101 | 7.6261 | 2022
[5 empty] | 2022-06-01 | 6.9201 | 6.878 | 7.2111 | 7.2444 | 2022
[5 empty] | 2022-07-01 | 6.6692 | 6.6271 | 6.0016 | 6.7193 | 2022
[5 empty] | 2022-08-01 | 8.3025 | 8.2508 | 8.4395 | 8.1874 | 2022
[5 empty] | 2022-09-01 | 7.2232 | 7.178 | 7.3577 | 6.935 | 2022
[5 empty] | 2022-10-01 | 5.1451 | 5.1114 | 5.3263 | 4.9489 | 2022
[5 empty] | 2022-11-01 | 8.3247 | 8.2726 | 9.4779 | 4.9654 | 2022
[5 empty] | 2022-12-01 | 27.7922 | 27.6229 | 29.7786 | 7.5204 | 2022
[5 empty] | 2023-01-01 | 15.5092 | 15.4213 | 14.9493 | 3.652 | 2023
[5 empty] | 2023-02-01 | 6.3115 | 6.2737 | 6.7533 | 2.3275 | 2023
[5 empty] | 2023-03-01 | 5.9218 | 5.8858 | 5.4513 | 2.3449 | 2023
[5 empty] | 2023-04-01 | 3.8803 | 3.8555 | 4.101 | 1.9309 | 2023
[5 empty] | 2023-05-01 | 1.7691 | 1.7553 | 1.6871 | 1.8169 | 2023
[5 empty] | 2023-06-01 | 1.9817 | 1.9662 | 2.0748 | 1.9355 | 2023
[5 empty] | 2023-07-01 | 3.0752 | 3.0211 | 2.8681 | 2.4906 | 2023
[5 empty] | 2023-08-01 | 3.2262 | 3.2049 | 3.0732 | 2.5088 | 2023
[5 empty] | 2023-09-01 | 3.0742 | 3.0538 | 3.0147 | 2.4291 | 2023
[5 empty] | 2023-10-01 | 2.9905 | 2.9707 | 3.0398 | 2.4472 | 2023
[5 empty] | 2023-11-01 | 3.9895 | 3.9633 | 4.666 | 2.9561 | 2023
[5 empty] | 2023-12-01 | 6.6334 | 6.5903 | 7.102 | 3.939 | 2023
[5 empty] | 2024-01-01 | 6.888 | 6.8432 | 7.3837 | 5.0038 | 2024
[5 empty] | 2024-02-01 | 6.4961 | 6.4539 | 6.654 | 4.8887 | 2024
[5 empty] | 2024-03-01 | 4.0247 | 3.9983 | 4.4318 | 3.1853 | 2024
[5 empty] | 2024-04-01 | 3.167 | 3.1461 | 2.9995 | 2.8289 | 2024
[5 empty] | 2024-05-01 | 2.8655 | 2.8465 | 2.7181 | 2.735 | 2024
[5 empty] | 2024-06-01 | 3.0369 | 3.0168 | 2.828 | 2.9147 | 2024
[5 empty] | 2024-07-01 | 3.3512 | 3.3291 | 3.1904 | 3.0212 | 2024
[5 empty] | 2024-08-01 | 3.4007 | 3.3783 | 3.293 | 3.1207 | 2024
[5 empty] | 2024-09-01 | 3.2956 | 3.2738 | 3.2038 | 2.9965 | 2024
[5 empty] | 2024-10-01 | 3.2033 | 3.1821 | 3.1852 | 3.0111 | 2024
[5 empty] | 2024-11-01 | 4.264 | 4.236 | 4.6294 | 3.5256 | 2024
[5 empty] | 2024-12-01 | 6.1737 | 6.1335 | 6.2154 | 4.4434 | 2024
[5 empty] | 2025-01-01 | 6.5354 | 6.4929 | 6.3825 | 5.2557 | 2025
[5 empty] | 2025-02-01 | 6.29 | 6.2491 | 6.0907 | 5.1769 | 2025
[5 empty] | 2025-03-01 | 4.1584 | 4.1311 | 4.1506 | 3.729 | 2025
[5 empty] | 2025-04-01 | 3.2854 | 3.2637 | 3.1876 | 3.1227 | 2025
[5 empty] | 2025-05-01 | 3.1808 | 3.1598 | 3.0543 | 2.9763 | 2025
[5 empty] | 2025-06-01 | 3.3548 | 3.3326 | 3.2076 | 3.1535 | 2025
[5 empty] | 2025-07-01 | 3.7461 | 3.7215 | 3.5206 | 3.4322 | 2025
[5 empty] | 2025-08-01 | 3.8262 | 3.8011 | 3.5928 | 3.5114 | 2025
[5 empty] | 2025-09-01 | 3.6742 | 3.65 | 3.5343 | 3.3761 | 2025
[5 empty] | 2025-10-01 | 3.5772 | 3.5537 | 3.5615 | 3.3484 | 2025
[5 empty] | 2025-11-01 | 4.7925 | 4.7612 | 5.1198 | 3.9173 | 2025
[5 empty] | 2025-12-01 | 5.8849 | 5.8466 | 6.0252 | 4.7761 | 2025
[5 empty] | 2026-01-01 | 6.214 | 6.1736 | 6.2013 | 5.5384 | 2026
[5 empty] | 2026-02-01 | 5.6989 | 5.6618 | 5.9227 | 5.3112 | 2026
[5 empty] | 2026-03-01 | 4.012 | 3.9857 | 4.0388 | 3.7765 | 2026
[5 empty] | 2026-04-01 | 3.1337 | 3.113 | 3.1389 | 3.0753 | 2026
[5 empty] | 2026-05-01 | 3.0126 | 2.9927 | 2.9818 | 2.9056 | 2026
[5 empty] | 2026-06-01 | 3.1309 | 3.1102 | 3.1257 | 3.0737 | 2026
[5 empty] | 2026-07-01 | 3.7182 | 3.6937 | 3.4253 | 3.3393 | 2026
[5 empty] | 2026-08-01 | 4.3696 | 4.3336 | 4.3882 | 4.0491 | 2026
[5 empty] | 2026-09-01 | 4.3215 | 4.2844 | 4.3911 | 4.0167 | 2026
[5 empty] | 2026-10-01 | 4.3031 | 4.265 | 4.4313 | 4.0666 | 2026
[5 empty] | 2026-11-01 | 5.1231 | 5.0851 | 5.4367 | 4.2444 | 2026
[5 empty] | 2026-12-01 | 5.7363 | 5.701 | 6.031 | 4.6291 | 2026
[5 empty] | 2027-01-01 | 6.0637 | 6.0263 | 6.2879 | 5.3897 | 2027
[5 empty] | 2027-02-01 | 5.7989 | 5.7597 | 6.0629 | 5.4102 | 2027
[5 empty] | 2027-03-01 | 4.1997 | 4.1696 | 4.4578 | 3.9623 | 2027
[5 empty] | 2027-04-01 | 3.703 | 3.6708 | 3.7998 | 3.6385 | 2027
[5 empty] | 2027-05-01 | 3.6179 | 3.5858 | 3.6759 | 3.5045 | 2027
[5 empty] | 2027-06-01 | 3.6891 | 3.6572 | 3.774 | 3.626 | 2027
[5 empty] | 2027-07-01 | 4.0599 | 4.0286 | 4.0459 | 3.6775 | 2027
[5 empty] | 2027-08-01 | 4.913 | 4.8661 | 5.1835 | 4.5868 | 2027
[5 empty] | 2027-09-01 | 4.9689 | 4.9188 | 5.2478 | 4.6572 | 2027
[5 empty] | 2027-10-01 | 5.029 | 4.9763 | 5.3012 | 4.7849 | 2027
[5 empty] | 2027-11-01 | 5.4535 | 5.4089 | 5.7537 | 4.5713 | 2027
[5 empty] | 2027-12-01 | 5.5877 | 5.5553 | 6.0368 | 4.4821 | 2027
[5 empty] | 2028-01-01 | 5.9135 | 5.879 | 6.3744 | 5.241 | 2028
[5 empty] | 2028-02-01 | 5.8989 | 5.8577 | 6.203 | 5.509 | 2028
[5 empty] | 2028-03-01 | 4.3874 | 4.3536 | 4.8767 | 4.148 | 2028
[5 empty] | 2028-04-01 | 4.2721 | 4.2286 | 4.4607 | 4.2017 | 2028
[5 empty] | 2028-05-01 | 4.2231 | 4.1789 | 4.3698 | 4.1033 | 2028
[5 empty] | 2028-06-01 | 4.2472 | 4.2042 | 4.4223 | 4.1783 | 2028
[5 empty] | 2028-07-01 | 4.4017 | 4.3636 | 4.6665 | 4.0157 | 2028
[5 empty] | 2028-08-01 | 5.0494 | 4.9998 | 5.2924 | 4.7218 | 2028
[5 empty] | 2028-09-01 | 5.1349 | 5.0815 | 5.3909 | 4.8215 | 2028
[5 empty] | 2028-10-01 | 5.2197 | 5.1632 | 5.4875 | 4.9736 | 2028
[5 empty] | 2028-11-01 | 5.6444 | 5.596 | 5.948 | 4.7602 | 2028
[5 empty] | 2028-12-01 | 5.7112 | 5.6764 | 6.2118 | 4.6042 | 2028
[5 empty] | 2029-01-01 | 6.2577 | 6.2165 | 6.6965 | 5.5817 | 2029
[5 empty] | 2029-02-01 | 6.29 | 6.241 | 6.6247 | 5.8961 | 2029
[5 empty] | 2029-03-01 | 4.5519 | 4.5147 | 5.0284 | 4.3107 | 2029
[5 empty] | 2029-04-01 | 4.4208 | 4.3744 | 4.5679 | 4.3489 | 2029
[5 empty] | 2029-05-01 | 4.3568 | 4.31 | 4.4867 | 4.2357 | 2029
[5 empty] | 2029-06-01 | 4.3255 | 4.2809 | 4.5478 | 4.2558 | 2029
[5 empty] | 2029-07-01 | 4.4992 | 4.459 | 4.7591 | 4.1121 | 2029
[5 empty] | 2029-08-01 | 5.2025 | 5.1498 | 5.4477 | 4.8733 | 2029
[5 empty] | 2029-09-01 | 5.2623 | 5.2064 | 5.5199 | 4.9476 | 2029
[5 empty] | 2029-10-01 | 5.3344 | 5.2756 | 5.5736 | 5.0871 | 2029
[5 empty] | 2029-11-01 | 5.7582 | 5.7075 | 6.0658 | 4.8728 | 2029
[5 empty] | 2029-12-01 | 5.8142 | 5.7772 | 6.2867 | 4.7061 | 2029
[5 empty] | 2030-01-01 | 6.0734 | 6.0357 | 6.5133 | 5.3993 | 2030
[5 empty] | 2030-02-01 | 6.1056 | 6.0603 | 6.466 | 5.7137 | 2030
[5 empty] | 2030-03-01 | 4.5682 | 4.5307 | 5.0403 | 4.3268 | 2030
[5 empty] | 2030-04-01 | 4.4467 | 4.3997 | 4.5747 | 4.3744 | 2030
[5 empty] | 2030-05-01 | 4.3918 | 4.3443 | 4.531 | 4.2703 | 2030
[5 empty] | 2030-06-01 | 4.4212 | 4.3747 | 4.5893 | 4.3505 | 2030
[5 empty] | 2030-07-01 | 4.6132 | 4.5708 | 4.8998 | 4.225 | 2030
[5 empty] | 2030-08-01 | 5.1774 | 5.1252 | 5.4587 | 4.8485 | 2030
[5 empty] | 2030-09-01 | 5.2881 | 5.2315 | 5.5316 | 4.9731 | 2030
[5 empty] | 2030-10-01 | 5.3492 | 5.2902 | 5.5664 | 5.1017 | 2030
[5 empty] | 2030-11-01 | 5.7502 | 5.6997 | 6.0312 | 4.8649 | 2030
[5 empty] | 2030-12-01 | 5.8238 | 5.7867 | 6.2838 | 4.7156 | 2030
[5 empty] | 2031-01-01 | 6.0524 | 6.0152 | 6.4657 | 5.3786 | 2031
[5 empty] | 2031-02-01 | 6.087 | 6.0421 | 6.4508 | 5.6953 | 2031
[5 empty] | 2031-03-01 | 4.6685 | 4.6289 | 5.1225 | 4.426 | 2031
[5 empty] | 2031-04-01 | 4.5522 | 4.5032 | 4.6888 | 4.4789 | 2031
[5 empty] | 2031-05-01 | 4.4942 | 4.4446 | 4.641 | 4.3716 | 2031
[5 empty] | 2031-06-01 | 4.4567 | 4.4095 | 4.7032 | 4.3856 | 2031
[5 empty] | 2031-07-01 | 5.0382 | 4.9873 | 5.3256 | 4.6454 | 2031
[5 empty] | 2031-08-01 | 5.7456 | 5.6821 | 6.0283 | 5.4107 | 2031
[5 empty] | 2031-09-01 | 5.7763 | 5.71 | 6.0714 | 5.4562 | 2031
[5 empty] | 2031-10-01 | 5.8219 | 5.7535 | 6.0972 | 5.5695 | 2031
[5 empty] | 2031-11-01 | 6.2552 | 6.1946 | 6.5726 | 5.3646 | 2031
[5 empty] | 2031-12-01 | 6.3226 | 6.2756 | 6.747 | 5.2092 | 2031
[5 empty] | 2032-01-01 | 6.5188 | 6.4722 | 6.9339 | 5.84 | 2032
[5 empty] | 2032-02-01 | 6.3813 | 6.3305 | 6.6578 | 5.9865 | 2032
[5 empty] | 2032-03-01 | 5.1213 | 5.0728 | 5.6106 | 4.8741 | 2032
[5 empty] | 2032-04-01 | 5.0105 | 4.9522 | 5.2143 | 4.9324 | 2032
[5 empty] | 2032-05-01 | 5.0422 | 4.9816 | 5.2079 | 4.9139 | 2032
[5 empty] | 2032-06-01 | 5.071 | 5.0115 | 5.2464 | 4.9935 | 2032
[5 empty] | 2032-07-01 | 5.3275 | 5.2709 | 5.6202 | 4.9318 | 2032
[5 empty] | 2032-08-01 | 5.8334 | 5.7681 | 6.0807 | 5.4975 | 2032
[5 empty] | 2032-09-01 | 5.862 | 5.7941 | 6.1486 | 5.541 | 2032
[5 empty] | 2032-10-01 | 5.9006 | 5.8306 | 6.1691 | 5.6473 | 2032
[5 empty] | 2032-11-01 | 6.3204 | 6.2585 | 6.6205 | 5.4292 | 2032
[5 empty] | 2032-12-01 | 6.4098 | 6.361 | 6.8477 | 5.2955 | 2032
[5 empty] | 2033-01-01 | 6.9193 | 6.8647 | 7.3 | 6.2363 | 2033
[5 empty] | 2033-02-01 | 6.8003 | 6.7411 | 7.0547 | 6.4011 | 2033
[5 empty] | 2033-03-01 | 5.4077 | 5.3535 | 5.8485 | 5.1575 | 2033
[5 empty] | 2033-04-01 | 5.2691 | 5.2056 | 5.4415 | 5.1882 | 2033
[5 empty] | 2033-05-01 | 5.2943 | 5.2286 | 5.4353 | 5.1633 | 2033
[5 empty] | 2033-06-01 | 5.327 | 5.2624 | 5.5204 | 5.2468 | 2033
[5 empty] | 2033-07-01 | 5.381 | 5.3233 | 5.6565 | 4.9847 | 2033
[5 empty] | 2033-08-01 | 5.9821 | 5.9139 | 6.226 | 5.6447 | 2033
[5 empty] | 2033-09-01 | 6.0432 | 5.9715 | 6.278 | 5.7202 | 2033
[5 empty] | 2033-10-01 | 6.1227 | 6.0482 | 6.3234 | 5.8672 | 2033
[5 empty] | 2033-11-01 | 6.5874 | 6.5202 | 6.8562 | 5.6934 | 2033
[5 empty] | 2033-12-01 | 6.6387 | 6.5853 | 7.0692 | 5.5219 | 2033
[5 empty] | 2034-01-01 | 6.9031 | 6.8489 | 7.268 | 6.2202 | 2034
[5 empty] | 2034-02-01 | 6.9285 | 6.8668 | 7.18 | 6.5279 | 2034
[5 empty] | 2034-03-01 | 5.6205 | 5.5619 | 6.0431 | 5.3681 | 2034
[5 empty] | 2034-04-01 | 5.4763 | 5.4088 | 5.6584 | 5.3933 | 2034
[5 empty] | 2034-05-01 | 5.483 | 5.4135 | 5.6384 | 5.35 | 2034
[5 empty] | 2034-06-01 | 5.5096 | 5.4413 | 5.684 | 5.4274 | 2034
[5 empty] | 2034-07-01 | 5.6664 | 5.603 | 5.9356 | 5.2671 | 2034
[5 empty] | 2034-08-01 | 6.1067 | 6.0359 | 6.35 | 5.768 | 2034
[5 empty] | 2034-09-01 | 6.2486 | 6.1729 | 6.4821 | 5.9235 | 2034
[5 empty] | 2034-10-01 | 6.3368 | 6.2581 | 6.5407 | 6.079 | 2034
[5 empty] | 2034-11-01 | 6.7725 | 6.7016 | 7.0036 | 5.8765 | 2034
[5 empty] | 2034-12-01 | 6.8512 | 6.7936 | 7.2874 | 5.7323 | 2034
[5 empty] | 2035-01-01 | 7.2931 | 7.231 | 7.6894 | 6.6062 | 2035
[5 empty] | 2035-02-01 | 7.3315 | 7.2617 | 7.6515 | 6.9267 | 2035
[5 empty] | 2035-03-01 | 5.7005 | 5.6403 | 6.1317 | 5.4472 | 2035
[5 empty] | 2035-04-01 | 5.4418 | 5.3749 | 5.5818 | 5.3592 | 2035
[5 empty] | 2035-05-01 | 5.4564 | 5.3876 | 5.6054 | 5.3237 | 2035
[5 empty] | 2035-06-01 | 5.4753 | 5.4076 | 5.6561 | 5.3935 | 2035
[5 empty] | 2035-07-01 | 5.5337 | 5.4729 | 5.7621 | 5.1357 | 2035
[5 empty] | 2035-08-01 | 6.1052 | 6.0344 | 6.3098 | 5.7665 | 2035
[5 empty] | 2035-09-01 | 6.2622 | 6.1862 | 6.4964 | 5.937 | 2035
[5 empty] | 2035-10-01 | 6.3431 | 6.2641 | 6.5431 | 6.0852 | 2035
[5 empty] | 2035-11-01 | 6.8282 | 6.7561 | 7.0785 | 5.9316 | 2035
[5 empty] | 2035-12-01 | 6.8744 | 6.8163 | 7.3674 | 5.7552 | 2035
[5 empty] | 2036-01-01 | 7.1565 | 7.0972 | 7.5869 | 6.4711 | 2036
[5 empty] | 2036-02-01 | 6.9607 | 6.8984 | 7.2067 | 6.5598 | 2036
[5 empty] | 2036-03-01 | 5.8043 | 5.742 | 6.2421 | 5.5499 | 2036
[5 empty] | 2036-04-01 | 5.6408 | 5.5699 | 5.7852 | 5.5561 | 2036
[5 empty] | 2036-05-01 | 5.6591 | 5.5861 | 5.807 | 5.5243 | 2036
[5 empty] | 2036-06-01 | 5.6818 | 5.61 | 5.8858 | 5.5979 | 2036
[5 empty] | 2036-07-01 | 5.8326 | 5.7659 | 6.1114 | 5.4316 | 2036
[5 empty] | 2036-08-01 | 6.2755 | 6.2014 | 6.5965 | 5.935 | 2036
[5 empty] | 2036-09-01 | 6.5209 | 6.4397 | 6.7744 | 6.193 | 2036
[5 empty] | 2036-10-01 | 6.6058 | 6.5217 | 6.8246 | 6.3451 | 2036
[5 empty] | 2036-11-01 | 7.1053 | 7.0277 | 7.3875 | 6.2058 | 2036
[5 empty] | 2036-12-01 | 7.1698 | 7.1058 | 7.6675 | 6.0475 | 2036
[5 empty] | 2037-01-01 | 7.4455 | 7.3805 | 7.8946 | 6.757 | 2037
[5 empty] | 2037-02-01 | 7.4609 | 7.3886 | 7.795 | 7.0548 | 2037
[5 empty] | 2037-03-01 | 6.1653 | 6.0959 | 6.6175 | 5.9072 | 2037
[5 empty] | 2037-04-01 | 6.0185 | 5.94 | 6.1715 | 5.9298 | 2037
[5 empty] | 2037-05-01 | 5.9439 | 5.8653 | 6.1531 | 5.8061 | 2037
[5 empty] | 2037-06-01 | 6.0298 | 5.9511 | 6.2259 | 5.9422 | 2037
[5 empty] | 2037-07-01 | 5.9899 | 5.92 | 6.3361 | 5.5872 | 2037
[5 empty] | 2037-08-01 | 6.6375 | 6.5561 | 6.8868 | 6.2932 | 2037
[5 empty] | 2037-09-01 | 6.614 | 6.5309 | 6.9341 | 6.2851 | 2037
[5 empty] | 2037-10-01 | 6.8731 | 6.7836 | 7.0871 | 6.6096 | 2037
[5 empty] | 2037-11-01 | 7.3809 | 7.2979 | 7.6383 | 6.4785 | 2037
[5 empty] | 2037-12-01 | 7.4424 | 7.3729 | 7.969 | 6.3173 | 2037
[5 empty] | 2038-01-01 | 7.8085 | 7.7361 | 8.2086 | 7.1161 | 2038
[5 empty] | 2038-02-01 | 7.8527 | 7.7726 | 8.1939 | 7.4425 | 2038
[5 empty] | 2038-03-01 | 6.4354 | 6.3606 | 6.8832 | 6.1745 | 2038
[5 empty] | 2038-04-01 | 6.2398 | 6.1569 | 6.4171 | 6.1488 | 2038
[5 empty] | 2038-05-01 | 6.2715 | 6.1863 | 6.4195 | 6.1303 | 2038
[5 empty] | 2038-06-01 | 6.3103 | 6.226 | 6.5258 | 6.2197 | 2038
[5 empty] | 2038-07-01 | 6.3139 | 6.2375 | 6.7364 | 5.9077 | 2038
[5 empty] | 2038-08-01 | 6.9674 | 6.8795 | 7.2508 | 6.6197 | 2038
[5 empty] | 2038-09-01 | 7.0585 | 6.9665 | 7.3476 | 6.7249 | 2038
[5 empty] | 2038-10-01 | 7.1649 | 7.0696 | 7.4071 | 6.8984 | 2038
[5 empty] | 2038-11-01 | 7.7065 | 7.6169 | 8.0497 | 6.8007 | 2038
[5 empty] | 2038-12-01 | 7.7642 | 7.6883 | 8.3108 | 6.6356 | 2038
[5 empty] | 2039-01-01 | 8.2953 | 8.2133 | 8.7598 | 7.5979 | 2039
[5 empty] | 2039-02-01 | 8.2345 | 8.1466 | 8.5508 | 7.8202 | 2039
[5 empty] | 2039-03-01 | 6.8217 | 6.7392 | 7.2696 | 6.5568 | 2039
[5 empty] | 2039-04-01 | 6.6419 | 6.551 | 6.7879 | 6.5467 | 2039
[5 empty] | 2039-05-01 | 6.6053 | 6.5135 | 6.7663 | 6.4606 | 2039
[5 empty] | 2039-06-01 | 6.5995 | 6.5094 | 6.8433 | 6.506 | 2039
[5 empty] | 2039-07-01 | 6.638 | 6.5551 | 7.0085 | 6.2284 | 2039
[5 empty] | 2039-08-01 | 7.2371 | 7.1438 | 7.5539 | 6.8865 | 2039
[5 empty] | 2039-09-01 | 7.2287 | 7.1334 | 7.6153 | 6.8933 | 2039
[5 empty] | 2039-10-01 | 7.5239 | 7.4213 | 7.7356 | 7.2536 | 2039
[5 empty] | 2039-11-01 | 8.111 | 8.0133 | 8.3659 | 7.201 | 2039
[5 empty] | 2039-12-01 | 8.1815 | 8.0973 | 8.7249 | 7.0486 | 2039
[5 empty] | 2040-01-01 | 8.4109 | 8.3265 | 8.8174 | 7.7123 | 2040
[5 empty] | 2040-02-01 | 8.2442 | 8.1562 | 8.508 | 7.8298 | 2040
[5 empty] | 2040-03-01 | 7.1185 | 7.03 | 7.5694 | 6.8503 | 2040
[5 empty] | 2040-04-01 | 6.9355 | 6.8387 | 7.1025 | 6.8372 | 2040
[5 empty] | 2040-05-01 | 6.932 | 6.8337 | 7.1029 | 6.7839 | 2040
[5 empty] | 2040-06-01 | 6.9147 | 6.8183 | 7.2168 | 6.8179 | 2040
[5 empty] | 2040-07-01 | 6.9552 | 6.8659 | 7.378 | 6.5423 | 2040
[5 empty] | 2040-08-01 | 7.6018 | 7.5012 | 8.0249 | 7.2474 | 2040
[5 empty] | 2040-09-01 | 7.7891 | 7.6825 | 8.1206 | 7.4478 | 2040
[5 empty] | 2040-10-01 | 7.8841 | 7.7744 | 8.24 | 7.61 | 2040
[5 empty] | 2040-11-01 | 8.6265 | 8.5185 | 8.8912 | 7.7111 | 2040
[5 empty] | 2040-12-01 | 8.7203 | 8.6253 | 9.3015 | 7.5817 | 2040
[5 empty] | 2041-01-01 | 9.0075 | 8.9112 | 9.5728 | 8.3026 | 2041
[5 empty] | 2041-02-01 | 8.9172 | 8.8157 | 9.2264 | 8.4958 | 2041
[5 empty] | 2041-03-01 | 7.5784 | 7.4807 | 8.0658 | 7.3055 | 2041
[5 empty] | 2041-04-01 | 7.335 | 7.2303 | 7.5104 | 7.2325 | 2041
[5 empty] | 2041-05-01 | 7.2703 | 7.1652 | 7.4819 | 7.1186 | 2041
[5 empty] | 2041-06-01 | 7.2656 | 7.1622 | 7.5906 | 7.1651 | 2041
[5 empty] | 2041-07-01 | 7.4056 | 7.3074 | 7.8377 | 6.988 | 2041
[5 empty] | 2041-08-01 | 7.8993 | 7.7927 | 8.3675 | 7.5417 | 2041
[5 empty] | 2041-09-01 | 8.1044 | 7.9916 | 8.4341 | 7.7598 | 2041
[5 empty] | 2041-10-01 | 8.2727 | 8.1552 | 8.5306 | 7.9946 | 2041
[5 empty] | 2041-11-01 | 8.8869 | 8.7737 | 9.1606 | 7.9687 | 2041
[5 empty] | 2041-12-01 | 9.0062 | 8.9055 | 9.5744 | 7.8646 | 2041
[5 empty] | 2042-01-01 | 9.298 | 9.1959 | 9.7707 | 8.59 | 2042
[5 empty] | 2042-02-01 | 9.3435 | 9.2334 | 9.6667 | 8.9175 | 2042
[5 empty] | 2042-03-01 | 7.8866 | 7.7828 | 8.3775 | 7.6104 | 2042
[5 empty] | 2042-04-01 | 7.7132 | 7.6009 | 7.899 | 7.6067 | 2042
[5 empty] | 2042-05-01 | 7.7083 | 7.5944 | 7.9143 | 7.5519 | 2042
[5 empty] | 2042-06-01 | 7.6737 | 7.562 | 8.0161 | 7.5688 | 2042
[5 empty] | 2042-07-01 | 7.8623 | 7.755 | 8.3385 | 7.4401 | 2042
[5 empty] | 2042-08-01 | 8.3606 | 8.2448 | 8.8185 | 7.9982 | 2042
[5 empty] | 2042-09-01 | 8.5796 | 8.4572 | 8.9422 | 8.23 | 2042
[5 empty] | 2042-10-01 | 8.7232 | 8.5967 | 9.0097 | 8.4403 | 2042
[5 empty] | 2042-11-01 | 9.3797 | 9.2566 | 9.6784 | 8.4563 | 2042
[5 empty] | 2042-12-01 | 9.5063 | 9.3956 | 10.0019 | 8.3595 | 2042
[5 empty] | 0 | #N/A | #N/A | #N/A | #N/A | 1900
[5 empty] | 0 | #N/A | #N/A | #N/A | #N/A | 1900
[5 empty] | 0 | #N/A | #N/A | #N/A | #N/A | 1900
Note on H5: PacifiCorp: Date that deal is evaluated.

## Table3ACsummary (hidden)
Total Resource Cost ($/MWh)
COD | 2024 | 2030 | 2024 | 2024 | 2024 | 2024 | 2029 | 2024 | 2030 | 2026 | 2029 | 2032
| IRP19Wind_WYAE | IRP19Wind_ID | IRP19Solar_wS_YK | IRP19Solar_wS_OR | IRP19Solar_wS_UT_UTN | IRP19Solar_wS_WY_JB | IRP19Solar_wS_WY_JB | IRP19Solar_wS_UT_UTS | IRP19Solar_wS_UT_UTS | IRP19_SCCT_NTN_2026_185MW | IRP19Wind_wS_YK | IRP19Wind_wS_ID
2018
2019
2020
2021
2022
2023
2024 | #REF! |  | #REF! | #REF! | #REF! | #REF! |  | 0
2025 | #REF! |  | #REF! | #REF! | #REF! | #REF! |  | 20.6295
2026 | #REF! |  | #REF! | #REF! | #REF! | #REF! |  | 20.8101 |  | #REF! |  |  | IRP19 Avg Inflation rate
2027 | #REF! |  | #REF! | #REF! | #REF! | #REF! |  | 20.9977 |  | #REF! |  |  | 2.275%
2028 | #REF! |  | #REF! | #REF! | #REF! | #REF! |  | 21.1889 |  | #REF!
2029 | #REF! |  | #REF! | #REF! | #REF! | #REF! | #REF! | 21.3836 |  | #REF! | #REF!
2030 | #REF! | #REF! | #REF! | #REF! | #REF! | #REF! | #REF! | 21.5818 | #REF! | #REF! | #REF!
2031 | #REF! | #REF! | #REF! | #REF! | #REF! | #REF! | #REF! | 21.7836 | #REF! | #REF! | #REF!
2032 | #REF! | #REF! | #REF! | #REF! | #REF! | #REF! | #REF! | 21.9925 | #REF! | #REF! | #REF! | #REF!
2033 | #REF! | #REF! | #REF! | #REF! | #REF! | #REF! | #REF! | 22.2049 | #REF! | #REF! | #REF! | #REF!
2034 | #REF! | #REF! | #REF! | #REF! | #REF! | #REF! | #REF! | 22.4208 | #REF! | #REF! | #REF! | #REF!
2035 | #REF! | #REF! | #REF! | #REF! | #REF! | #REF! | #REF! | 58.4438 | #REF! | #REF! | #REF! | #REF!
2036 | #REF! | #REF! | #REF! | #REF! | #REF! | #REF! | #REF! | 58.6704 | #REF! | #REF! | #REF! | #REF!
2037 | #REF! | #REF! | #REF! | #REF! | #REF! | #REF! | #REF! | 58.904 | #REF! | #REF! | #REF! | #REF!
2038 | #REF! | #REF! | #REF! | #REF! | #REF! | #REF! | #REF! | 59.1412 | #REF! | #REF! | #REF! | #REF!
2039 | #REF! | #REF! | #REF! | #REF! | #REF! | #REF! | #REF! | 60.4867 | #REF! | #REF! | #REF! | #REF!
2040 | #REF! | #REF! | #REF! | #REF! | #REF! | #REF! | #REF! | 61.8628 | #REF! | #REF! | #REF! | #REF!
2041 | #REF! | #REF! | #REF! | #REF! | #REF! | #REF! | #REF! | 63.2701 | #REF! | #REF! | #REF! | #REF!
2042 | #REF! | #REF! | #REF! | #REF! | #REF! | #REF! | #REF! | 64.7095 | #REF! | #REF! | #REF! | #REF!
2043 | #REF! | #REF! | #REF! | #REF! | #REF! | #REF! | #REF! | 66.1817 | #REF! | #REF! | #REF! | #REF!
2044 | #REF! | #REF! | #REF! | #REF! | #REF! | #REF! | #REF! | 67.6873 | #REF! | #REF! | #REF! | #REF!
2045 | #REF! | #REF! | #REF! | #REF! | #REF! | #REF! | #REF! | 69.2272 | #REF! | #REF! | #REF! | #REF!
2046 | #REF! | #REF! | #REF! | #REF! | #REF! | #REF! | #REF! | 70.8021 | #REF! | #REF! | #REF! | #REF!
2047 | #REF! | #REF! | #REF! | #REF! | #REF! | #REF! | #REF! | 72.4129 | #REF! | #REF! | #REF! | #REF!
2048 | #REF! | #REF! | #REF! | #REF! | #REF! | #REF! | #REF! | 74.0603 | #REF! | #REF! | #REF! | #REF!
2049 | #REF! | #REF! | #REF! | #REF! | #REF! | #REF! | #REF! | 75.7451 | #REF! | #REF! | #REF! | #REF!
2050 | #REF! | #REF! | #REF! | #REF! | #REF! | #REF! | #REF! | 77.4683 | #REF! | #REF! | #REF! | #REF!
2051 | #REF! | #REF! | #REF! | #REF! | #REF! | #REF! | #REF! | 79.2307 | #REF! | #REF! | #REF! | #REF!
2052 | #REF! | #REF! | #REF! | #REF! | #REF! | #REF! | #REF! | 81.0332 | #REF! | #REF! | #REF! | #REF!
2053 | #REF! | #REF! | #REF! | #REF! | #REF! | #REF! | #REF! | 82.8767 | #REF! | #REF! | #REF! | #REF!
2054 |  | #REF! |  |  |  |  | #REF! |  | #REF! | #REF! | #REF! | #REF!
2055 |  | #REF! |  |  |  |  | #REF! |  | #REF! | #REF! | #REF! | #REF!
2056 |  | #REF! |  |  |  |  | #REF! |  | #REF! |  | #REF! | #REF!
2057 |  | #REF! |  |  |  |  | #REF! |  | #REF! |  | #REF! | #REF!
2058 |  | #REF! |  |  |  |  | #REF! |  | #REF! |  | #REF! | #REF!
2059 |  | #REF! | [6 empty] | #REF! |  |  | #REF!
2060 |  | #REF! | [9 empty] | #REF!
2061 |  | #REF! | [9 empty] | #REF!
30 year levelized | #REF! | #REF! | #REF! | #REF! | #REF! | #REF! | #REF! | 37.7181 | #REF! | #REF! | #REF! | #REF!

## Table 5
Appendix B
| Table 5 | [9 empty] | Study_Name:
| Tesoro Non Firm - 25.0 MW and 85.0% CF | [7 empty] | 45292 |  | Tesoro Non Firm |  |  | 15 Year Starting 2025 | 15 Year Starting 2024 | 15 Year Starting 2023 | 15 Year
| January 2024 through December 2024 | [6 empty] | Start | 2024-01-01 |  | Resource Capacity |  | start | 49 | 37 | 25 | 13
| Nominal Avoided Costs Calculated Monthly | [6 empty] | End | 2024-12-01 |  | 25 | MW | end | 228 | 216 | 204 | 24
[11 empty] | 85% | CF
| Nominal NPV at 6.77% Discount Rate | [6 empty] | Discount Rate - 2023 IRP
15 Year |  | 8308189.9397 | 0 | 8308189.9397 | 180171.437 | 46.1127 |  | 6.77% | 0.5474%
|  | Energy | Capacity $ | Total | Total | AC Price
| Month | Avoided $ | 0.0% CF | Dollars | MWH | 0.0% CF | Offset | Year | Date Test | Offset |  |  |  | Total | energy | capacity
| 2024-01-01 | 831934.3999 | 0 | 831934.3999 | 15810 | 52.6208 | 1 | 2024 | 2024-01-01 | 418 | Net Power Cost
| 2024-02-01 | 693445.1985 | 0 | 693445.1985 | 14790 | 46.8861 | 2 | 2024 | 2024-02-01 | 537 | QF - 435 - UT - Gas
| 2024-03-01 | 561297.9186 | 0 | 561297.9186 | 15810 | 35.5027 | 3 | 2024 | 2024-03-01
| 2024-04-01 | 381107.9272 | 0 | 381107.9272 | 15300 | 24.909 | 4 | 2024 | 2024-04-01 | 2024 | 8621448.505 | 0 | 186660 | 46.188 | 46.188 | 0
| 2024-05-01 | 378443.3225 | 0 | 378443.3225 | 15810 | 23.937 | 5 | 2024 | 2024-05-01 | 2025 | 0 | 0 | 0 | #DIV/0! | #DIV/0! | 0
| 2024-06-01 | 510936.689 | 0 | 510936.689 | 15300 | 33.3946 | 6 | 2024 | 2024-06-01 | 2026 | 0 | 0 | 0 | #DIV/0! | #DIV/0! | 0
| 2024-07-01 | 1283207.6192 | 0 | 1283207.6192 | 15810 | 81.1643 | 7 | 2024 | 2024-07-01 | 2027 | 0 | 0 | 0 | #DIV/0! | #DIV/0! | 0
| 2024-08-01 | 1128917.3003 | 0 | 1128917.3003 | 15810 | 71.4053 | 8 | 2024 | 2024-08-01 | 2028 | 0 | 0 | 0 | #DIV/0! | #DIV/0! | 0
| 2024-09-01 | 701405.9909 | 0 | 701405.9909 | 15300 | 45.8435 | 9 | 2024 | 2024-09-01 | 2029 | 0 | 0 | 0 | #DIV/0! | #DIV/0! | 0
| 2024-10-01 | 595642.3405 | 0 | 595642.3405 | 15810 | 37.675 | 10 | 2024 | 2024-10-01 | 2030 | 0 | 0 | 0 | #DIV/0! | #DIV/0! | 0
| 2024-11-01 | 590767.2039 | 0 | 590767.2039 | 15300 | 38.6122 | 11 | 2024 | 2024-11-01 | 2031 | 0 | 0 | 0 | #DIV/0! | #DIV/0! | 0
| 2024-12-01 | 964342.5945 | 0 | 964342.5945 | 15810 | 60.9957 | 12 | 2024 | 2024-12-01 | 2032 | 0 | 0 | 0 | #DIV/0! | #DIV/0! | 0
| 2025-01-01 | 0 | 0 | 0 | 0 | #DIV/0! | 14 | 2025 |  | 2033 | 0 | 0 | 0 | #DIV/0! | #DIV/0! | 0
| 2025-02-01 | 0 | 0 | 0 | 0 | #DIV/0! | 15 | 2025 |  | 2034 | -4426609.5871 | #N/A | 128566.978 | #N/A | -34.4304 | 0
| 2025-03-01 | 0 | 0 | 0 | 0 | #DIV/0! | 16 | 2025 |  | 2035 | 744051.184 | #N/A | 127924.142 | #N/A | 5.8163 | 0
| 2025-04-01 | 0 | 0 | 0 | 0 | #DIV/0! | 17 | 2025 |  | 2036 | 896293.1552 | #N/A | 127609.5989 | #N/A | 7.0237 | 0
| 2025-05-01 | 0 | 0 | 0 | 0 | #DIV/0! | 18 | 2025 |  | 2037 | 918043.402 | #N/A | 126648.0986 | #N/A | 7.2488 | 0
| 2025-06-01 | 0 | 0 | 0 | 0 | #DIV/0! | 19 | 2025 |  | 2038 | 1094572.2312 | #N/A | 126014.8582 | #N/A | 8.6861 | 0
| 2025-07-01 | 0 | 0 | 0 | 0 | #DIV/0! | 20 | 2025 |  | 2039 | 0 | 0 | 0 | #DIV/0! | #DIV/0! | 0
| 2025-08-01 | 0 | 0 | 0 | 0 | #DIV/0! | 21 | 2025 |  | 2040 | 0 | 0 | 0 | #DIV/0! | #DIV/0! | 0
| 2025-09-01 | 0 | 0 | 0 | 0 | #DIV/0! | 22 | 2025 |  | 2041 | 0 | 0 | 0 | #DIV/0! | #DIV/0! | 0
| 2025-10-01 | 0 | 0 | 0 | 0 | #DIV/0! | 23 | 2025 |  | 2042 | 0 | 0 | 0 | #DIV/0! | #DIV/0! | 0
| 2025-11-01 | 0 | 0 | 0 | 0 | #DIV/0! | 24 | 2025 |  | 2043 | #VALUE! | 0 | 0 | #VALUE! | #VALUE! | 0
| 2025-12-01 | 0 | 0 | 0 | 0 | #DIV/0! | 25 | 2025 |  | 2044 | #VALUE! | 0 | 0 | #VALUE! | #VALUE! | 0
| 2026-01-01 | 0 | 0 | 0 | 0 | #DIV/0! | 27 | 2026 |  | 2045 | #VALUE! | 0 | 0 | #VALUE! | #VALUE! | 0
| 2026-02-01 | 0 | 0 | 0 | 0 | #DIV/0! | 28 | 2026 |  | 2046 | 0 | 0 | 0 | #DIV/0! | #DIV/0! | 0
| 2026-03-01 | 0 | 0 | 0 | 0 | #DIV/0! | 29 | 2026 |  | 2047 | 0 | 0 | 0 | #DIV/0! | #DIV/0! | 0
| 2026-04-01 | 0 | 0 | 0 | 0 | #DIV/0! | 30 | 2026 |  | 2048 | 0 | 0 | 0 | #DIV/0! | #DIV/0! | 0
| 2026-05-01 | 0 | 0 | 0 | 0 | #DIV/0! | 31 | 2026 |  | 2049 | 0 | 0 | 0 | #DIV/0! | #DIV/0! | 0
| 2026-06-01 | 0 | 0 | 0 | 0 | #DIV/0! | 32 | 2026 |  | 2050
| 2026-07-01 | 0 | 0 | 0 | 0 | #DIV/0! | 33 | 2026
| 2026-08-01 | 0 | 0 | 0 | 0 | #DIV/0! | 34 | 2026
| 2026-09-01 | 0 | 0 | 0 | 0 | #DIV/0! | 35 | 2026
| 2026-10-01 | 0 | 0 | 0 | 0 | #DIV/0! | 36 | 2026
| 2026-11-01 | 0 | 0 | 0 | 0 | #DIV/0! | 37 | 2026
| 2026-12-01 | 0 | 0 | 0 | 0 | #DIV/0! | 38 | 2026
| 2027-01-01 | 0 | 0 | 0 | 0 | #DIV/0! | 40 | 2027
| 2027-02-01 | 0 | 0 | 0 | 0 | #DIV/0! | 41 | 2027
| 2027-03-01 | 0 | 0 | 0 | 0 | #DIV/0! | 42 | 2027
| 2027-04-01 | 0 | 0 | 0 | 0 | #DIV/0! | 43 | 2027
| 2027-05-01 | 0 | 0 | 0 | 0 | #DIV/0! | 44 | 2027
| 2027-06-01 | 0 | 0 | 0 | 0 | #DIV/0! | 45 | 2027
| 2027-07-01 | 0 | 0 | 0 | 0 | #DIV/0! | 46 | 2027
| 2027-08-01 | 0 | 0 | 0 | 0 | #DIV/0! | 47 | 2027
| 2027-09-01 | 0 | 0 | 0 | 0 | #DIV/0! | 48 | 2027
| 2027-10-01 | 0 | 0 | 0 | 0 | #DIV/0! | 49 | 2027
| 2027-11-01 | 0 | 0 | 0 | 0 | #DIV/0! | 50 | 2027
| 2027-12-01 | 0 | 0 | 0 | 0 | #DIV/0! | 51 | 2027
| 2028-01-01 | 0 | 0 | 0 | 0 | #DIV/0! | 53 | 2028
| 2028-02-01 | 0 | 0 | 0 | 0 | #DIV/0! | 54 | 2028
| 2028-03-01 | 0 | 0 | 0 | 0 | #DIV/0! | 55 | 2028
| 2028-04-01 | 0 | 0 | 0 | 0 | #DIV/0! | 56 | 2028
| 2028-05-01 | 0 | 0 | 0 | 0 | #DIV/0! | 57 | 2028
| 2028-06-01 | 0 | 0 | 0 | 0 | #DIV/0! | 58 | 2028
| 2028-07-01 | 0 | 0 | 0 | 0 | #DIV/0! | 59 | 2028
| 2028-08-01 | 0 | 0 | 0 | 0 | #DIV/0! | 60 | 2028
| 2028-09-01 | 0 | 0 | 0 | 0 | #DIV/0! | 61 | 2028
| 2028-10-01 | 0 | 0 | 0 | 0 | #DIV/0! | 62 | 2028
| 2028-11-01 | 0 | 0 | 0 | 0 | #DIV/0! | 63 | 2028
| 2028-12-01 | 0 | 0 | 0 | 0 | #DIV/0! | 64 | 2028
| 2029-01-01 | 0 | 0 | 0 | 0 | #DIV/0! | 66 | 2029
| 2029-02-01 | 0 | 0 | 0 | 0 | #DIV/0! | 67 | 2029
| 2029-03-01 | 0 | 0 | 0 | 0 | #DIV/0! | 68 | 2029
| 2029-04-01 | 0 | 0 | 0 | 0 | #DIV/0! | 69 | 2029
| 2029-05-01 | 0 | 0 | 0 | 0 | #DIV/0! | 70 | 2029
| 2029-06-01 | 0 | 0 | 0 | 0 | #DIV/0! | 71 | 2029
| 2029-07-01 | 0 | 0 | 0 | 0 | #DIV/0! | 72 | 2029
| 2029-08-01 | 0 | 0 | 0 | 0 | #DIV/0! | 73 | 2029
| 2029-09-01 | 0 | 0 | 0 | 0 | #DIV/0! | 74 | 2029
| 2029-10-01 | 0 | 0 | 0 | 0 | #DIV/0! | 75 | 2029
| 2029-11-01 | 0 | 0 | 0 | 0 | #DIV/0! | 76 | 2029
| 2029-12-01 | 0 | 0 | 0 | 0 | #DIV/0! | 77 | 2029
| 2030-01-01 | 0 | 0 | 0 | 0 | #DIV/0! | 79 | 2030
| 2030-02-01 | 0 | 0 | 0 | 0 | #DIV/0! | 80 | 2030
| 2030-03-01 | 0 | 0 | 0 | 0 | #DIV/0! | 81 | 2030
| 2030-04-01 | 0 | 0 | 0 | 0 | #DIV/0! | 82 | 2030
| 2030-05-01 | 0 | 0 | 0 | 0 | #DIV/0! | 83 | 2030
| 2030-06-01 | 0 | 0 | 0 | 0 | #DIV/0! | 84 | 2030
| 2030-07-01 | 0 | 0 | 0 | 0 | #DIV/0! | 85 | 2030
| 2030-08-01 | 0 | 0 | 0 | 0 | #DIV/0! | 86 | 2030
| 2030-09-01 | 0 | 0 | 0 | 0 | #DIV/0! | 87 | 2030
| 2030-10-01 | 0 | 0 | 0 | 0 | #DIV/0! | 88 | 2030
| 2030-11-01 | 0 | 0 | 0 | 0 | #DIV/0! | 89 | 2030
| 2030-12-01 | 0 | 0 | 0 | 0 | #DIV/0! | 90 | 2030
| 2031-01-01 | 0 | 0 | 0 | 0 | #DIV/0! | 92 | 2031
| 2031-02-01 | 0 | 0 | 0 | 0 | #DIV/0! | 93 | 2031
| 2031-03-01 | 0 | 0 | 0 | 0 | #DIV/0! | 94 | 2031
| 2031-04-01 | 0 | 0 | 0 | 0 | #DIV/0! | 95 | 2031
| 2031-05-01 | 0 | 0 | 0 | 0 | #DIV/0! | 96 | 2031
| 2031-06-01 | 0 | 0 | 0 | 0 | #DIV/0! | 97 | 2031
| 2031-07-01 | 0 | 0 | 0 | 0 | #DIV/0! | 98 | 2031
| 2031-08-01 | 0 | 0 | 0 | 0 | #DIV/0! | 99 | 2031
| 2031-09-01 | 0 | 0 | 0 | 0 | #DIV/0! | 100 | 2031
| 2031-10-01 | 0 | 0 | 0 | 0 | #DIV/0! | 101 | 2031
| 2031-11-01 | 0 | 0 | 0 | 0 | #DIV/0! | 102 | 2031
| 2031-12-01 | 0 | 0 | 0 | 0 | #DIV/0! | 103 | 2031
| 2032-01-01 | 0 | 0 | 0 | 0 | #DIV/0! | 105 | 2032
| 2032-02-01 | 0 | 0 | 0 | 0 | #DIV/0! | 106 | 2032
| 2032-03-01 | 0 | 0 | 0 | 0 | #DIV/0! | 107 | 2032
| 2032-04-01 | 0 | 0 | 0 | 0 | #DIV/0! | 108 | 2032
| 2032-05-01 | 0 | 0 | 0 | 0 | #DIV/0! | 109 | 2032
| 2032-06-01 | 0 | 0 | 0 | 0 | #DIV/0! | 110 | 2032
| 2032-07-01 | 0 | 0 | 0 | 0 | #DIV/0! | 111 | 2032
| 2032-08-01 | 0 | 0 | 0 | 0 | #DIV/0! | 112 | 2032
| 2032-09-01 | 0 | 0 | 0 | 0 | #DIV/0! | 113 | 2032
| 2032-10-01 | 0 | 0 | 0 | 0 | #DIV/0! | 114 | 2032
| 2032-11-01 | 0 | 0 | 0 | 0 | #DIV/0! | 115 | 2032
| 2032-12-01 | 0 | 0 | 0 | 0 | #DIV/0! | 116 | 2032
| 2033-01-01 | 0 | 0 | 0 | 0 | #DIV/0! | 118 | 2033
| 2033-02-01 | 0 | 0 | 0 | 0 | #DIV/0! | 119 | 2033
| 2033-03-01 | 0 | 0 | 0 | 0 | #DIV/0! | 120 | 2033
| 2033-04-01 | 0 | 0 | 0 | 0 | #DIV/0! | 121 | 2033
| 2033-05-01 | 0 | 0 | 0 | 0 | #DIV/0! | 122 | 2033
| 2033-06-01 | 0 | 0 | 0 | 0 | #DIV/0! | 123 | 2033
| 2033-07-01 | 0 | 0 | 0 | 0 | #DIV/0! | 124 | 2033
| 2033-08-01 | 0 | 0 | 0 | 0 | #DIV/0! | 125 | 2033
| 2033-09-01 | 0 | 0 | 0 | 0 | #DIV/0! | 126 | 2033
| 2033-10-01 | 0 | 0 | 0 | 0 | #DIV/0! | 127 | 2033
| 2033-11-01 | 0 | 0 | 0 | 0 | #DIV/0! | 128 | 2033
| 2033-12-01 | 0 | 0 | 0 | 0 | #DIV/0! | 129 | 2033
| 2034-01-01 | -218793.1078 | #N/A | #N/A | 5637.772 | #N/A | 1 | 2034 | 2034-01-01
| 2034-02-01 | -314496.3359 | #N/A | #N/A | 6639.9416 | #N/A | 2 | 2034 | 2034-02-01
| 2034-03-01 | -392546.3707 | #N/A | #N/A | 9683.307 | #N/A | 3 | 2034 | 2034-03-01
| 2034-04-01 | -359040.7408 | #N/A | #N/A | 11203.7527 | #N/A | 4 | 2034 | 2034-04-01
| 2034-05-01 | -446509.247 | #N/A | #N/A | 15231.7488 | #N/A | 5 | 2034 | 2034-05-01
| 2034-06-01 | -478518.6379 | #N/A | #N/A | 17077.7395 | #N/A | 6 | 2034 | 2034-06-01
| 2034-07-01 | -412520.6876 | #N/A | #N/A | 16419.9267 | #N/A | 7 | 2034 | 2034-07-01
| 2034-08-01 | -476112.6918 | #N/A | #N/A | 13994.3169 | #N/A | 8 | 2034 | 2034-08-01
| 2034-09-01 | -335829.1611 | #N/A | #N/A | 12264.4489 | #N/A | 9 | 2034 | 2034-09-01
| 2034-10-01 | -306234.8052 | #N/A | #N/A | 9700.0546 | #N/A | 10 | 2034 | 2034-10-01
| 2034-11-01 | -317725.5549 | #N/A | #N/A | 6189.2277 | #N/A | 11 | 2034 | 2034-11-01
| 2034-12-01 | -368282.2465 | #N/A | #N/A | 4524.7416 | #N/A | 12 | 2034 | 2034-12-01
| 2035-01-01 | 87025.5173 | #N/A | #N/A | 5609.583 | #N/A | 14 | 2035 | 2035-01-01
| 2035-02-01 | 101481.2061 | #N/A | #N/A | 6606.7418 | #N/A | 15 | 2035 | 2035-02-01
| 2035-03-01 | 91890.0741 | #N/A | #N/A | 9634.8903 | #N/A | 16 | 2035 | 2035-03-01
| 2035-04-01 | -26219.2232 | #N/A | #N/A | 11147.7338 | #N/A | 17 | 2035 | 2035-04-01
| 2035-05-01 | -113316.0349 | #N/A | #N/A | 15155.5903 | #N/A | 18 | 2035 | 2035-05-01
| 2035-06-01 | 11217.9076 | #N/A | #N/A | 16992.3506 | #N/A | 19 | 2035 | 2035-06-01
| 2035-07-01 | 169336.1059 | #N/A | #N/A | 16337.8271 | #N/A | 20 | 2035 | 2035-07-01
| 2035-08-01 | 143905.7067 | #N/A | #N/A | 13924.3453 | #N/A | 21 | 2035 | 2035-08-01
| 2035-09-01 | 138238.1222 | #N/A | #N/A | 12203.1262 | #N/A | 22 | 2035 | 2035-09-01
| 2035-10-01 | 89158.6265 | #N/A | #N/A | 9651.5541 | #N/A | 23 | 2035 | 2035-10-01
| 2035-11-01 | 63686.7326 | #N/A | #N/A | 6158.2816 | #N/A | 24 | 2035 | 2035-11-01
| 2035-12-01 | -12353.5568 | #N/A | #N/A | 4502.1179 | #N/A | 25 | 2035 | 2035-12-01
| 2036-01-01 | 98511.8864 | #N/A | #N/A | 5581.5352 | #N/A | 27 | 2036 | 2036-01-01
| 2036-02-01 | 101820.0734 | #N/A | #N/A | 6898.7855 | #N/A | 28 | 2036 | 2036-02-01
| 2036-03-01 | 100172.197 | #N/A | #N/A | 9586.716 | #N/A | 29 | 2036 | 2036-03-01
| 2036-04-01 | 59639.8057 | #N/A | #N/A | 11091.9953 | #N/A | 30 | 2036 | 2036-04-01
| 2036-05-01 | 53151.0659 | #N/A | #N/A | 15079.8121 | #N/A | 31 | 2036 | 2036-05-01
| 2036-06-01 | 132622.8624 | #N/A | #N/A | 16907.3889 | #N/A | 32 | 2036 | 2036-06-01
| 2036-07-01 | 193208.2362 | #N/A | #N/A | 16256.1377 | #N/A | 33 | 2036 | 2036-07-01
| 2036-08-01 | 125747.8759 | #N/A | #N/A | 13854.7235 | #N/A | 34 | 2036 | 2036-08-01
| 2036-09-01 | 34643.8177 | #N/A | #N/A | 12142.1109 | #N/A | 35 | 2036 | 2036-09-01
| 2036-10-01 | 57217.3283 | #N/A | #N/A | 9603.2964 | #N/A | 36 | 2036 | 2036-10-01
| 2036-11-01 | 6098.6071 | #N/A | #N/A | 6127.4902 | #N/A | 37 | 2036 | 2036-11-01
| 2036-12-01 | -66540.6007 | #N/A | #N/A | 4479.6074 | #N/A | 38 | 2036 | 2036-12-01
| 2037-01-01 | 87933.4418 | #N/A | #N/A | 5553.6275 | #N/A | 40 | 2037 | 2037-01-01
| 2037-02-01 | 82249.9527 | #N/A | #N/A | 6540.8395 | #N/A | 41 | 2037 | 2037-02-01
| 2037-03-01 | 86574.1055 | #N/A | #N/A | 9538.7824 | #N/A | 42 | 2037 | 2037-03-01
| 2037-04-01 | 72999.9352 | #N/A | #N/A | 11036.535 | #N/A | 43 | 2037 | 2037-04-01
| 2037-05-01 | 86355.0356 | #N/A | #N/A | 15004.4134 | #N/A | 44 | 2037 | 2037-05-01
| 2037-06-01 | 150814.94 | #N/A | #N/A | 16822.8518 | #N/A | 45 | 2037 | 2037-06-01
| 2037-07-01 | 95638.8681 | #N/A | #N/A | 16174.857 | #N/A | 46 | 2037 | 2037-07-01
| 2037-08-01 | 54926.4656 | #N/A | #N/A | 13785.4499 | #N/A | 47 | 2037 | 2037-08-01
| 2037-09-01 | 148204.5806 | #N/A | #N/A | 12081.4001 | #N/A | 48 | 2037 | 2037-09-01
| 2037-10-01 | 59531.7558 | #N/A | #N/A | 9555.2799 | #N/A | 49 | 2037 | 2037-10-01
| 2037-11-01 | 44871.7211 | #N/A | #N/A | 6096.8527 | #N/A | 50 | 2037 | 2037-11-01
| 2037-12-01 | -52057.4001 | #N/A | #N/A | 4457.2093 | #N/A | 51 | 2037 | 2037-12-01
| 2038-01-01 | 51625.9764 | #N/A | #N/A | 5525.8593 | #N/A | 53 | 2038 | 2038-01-01
| 2038-02-01 | 83238.2851 | #N/A | #N/A | 6508.1354 | #N/A | 54 | 2038 | 2038-02-01
| 2038-03-01 | 88976.0284 | #N/A | #N/A | 9491.0884 | #N/A | 55 | 2038 | 2038-03-01
| 2038-04-01 | 72882.5117 | #N/A | #N/A | 10981.3524 | #N/A | 56 | 2038 | 2038-04-01
| 2038-05-01 | 79538.4869 | #N/A | #N/A | 14929.3908 | #N/A | 57 | 2038 | 2038-05-01
| 2038-06-01 | 132543.7661 | #N/A | #N/A | 16738.7377 | #N/A | 58 | 2038 | 2038-06-01
| 2038-07-01 | 175507.8168 | #N/A | #N/A | 16093.9831 | #N/A | 59 | 2038 | 2038-07-01
| 2038-08-01 | 207536.0562 | #N/A | #N/A | 13716.5227 | #N/A | 60 | 2038 | 2038-08-01
| 2038-09-01 | 122334.5663 | #N/A | #N/A | 12020.9932 | #N/A | 61 | 2038 | 2038-09-01
| 2038-10-01 | 63078.3143 | #N/A | #N/A | 9507.5035 | #N/A | 62 | 2038 | 2038-10-01
| 2038-11-01 | 39381.3281 | #N/A | #N/A | 6066.3685 | #N/A | 63 | 2038 | 2038-11-01
| 2038-12-01 | -22070.9051 | #N/A | #N/A | 4434.9233 | #N/A | 64 | 2038 | 2038-12-01
| 2039-01-01 | 0 | 0 | 0 | 0 | #DIV/0! | 66 | 2039 |  |  | 2.27%
| 2039-02-01 | 0 | 0 | 0 | 0 | #DIV/0! | 67 | 2039 |  |  | 2.27%
| 2039-03-01 | 0 | 0 | 0 | 0 | #DIV/0! | 68 | 2039 |  |  | 2.27%
| 2039-04-01 | 0 | 0 | 0 | 0 | #DIV/0! | 69 | 2039 |  |  | 2.27%
| 2039-05-01 | 0 | 0 | 0 | 0 | #DIV/0! | 70 | 2039 |  |  | 2.27%
| 2039-06-01 | 0 | 0 | 0 | 0 | #DIV/0! | 71 | 2039 |  |  | 2.27%
| 2039-07-01 | 0 | 0 | 0 | 0 | #DIV/0! | 72 | 2039 |  |  | 2.27%
| 2039-08-01 | 0 | 0 | 0 | 0 | #DIV/0! | 73 | 2039 |  |  | 2.27%
| 2039-09-01 | 0 | 0 | 0 | 0 | #DIV/0! | 74 | 2039 |  |  | 2.27%
| 2039-10-01 | 0 | 0 | 0 | 0 | #DIV/0! | 75 | 2039 |  |  | 2.27%
| 2039-11-01 | 0 | 0 | 0 | 0 | #DIV/0! | 76 | 2039 |  |  | 2.27%
| 2039-12-01 | 0 | 0 | 0 | 0 | #DIV/0! | 77 | 2039 |  |  | 2.27%
| 2040-01-01 | 0 | 0 | 0 | 0 | #DIV/0! | 79 | 2040 |  |  | 2.27%
| 2040-02-01 | 0 | 0 | 0 | 0 | #DIV/0! | 80 | 2040 |  |  | 2.27%
| 2040-03-01 | 0 | 0 | 0 | 0 | #DIV/0! | 81 | 2040 |  |  | 2.27%
| 2040-04-01 | 0 | 0 | 0 | 0 | #DIV/0! | 82 | 2040 |  |  | 2.27%
| 2040-05-01 | 0 | 0 | 0 | 0 | #DIV/0! | 83 | 2040 |  |  | 2.27%
| 2040-06-01 | 0 | 0 | 0 | 0 | #DIV/0! | 84 | 2040 |  |  | 2.27%
| 2040-07-01 | 0 | 0 | 0 | 0 | #DIV/0! | 85 | 2040 |  |  | 2.27%
| 2040-08-01 | 0 | 0 | 0 | 0 | #DIV/0! | 86 | 2040 |  |  | 2.27%
| 2040-09-01 | 0 | 0 | 0 | 0 | #DIV/0! | 87 | 2040 |  |  | 2.27%
| 2040-10-01 | 0 | 0 | 0 | 0 | #DIV/0! | 88 | 2040 |  |  | 2.27%
| 2040-11-01 | 0 | 0 | 0 | 0 | #DIV/0! | 89 | 2040 |  |  | 2.27%
| 2040-12-01 | 0 | 0 | 0 | 0 | #DIV/0! | 90 | 2040 |  |  | 2.27%
| 2041-01-01 | 0 | 0 | 0 | 0 | #DIV/0! | 92 | 2041 |  |  | 2.27%
| 2041-02-01 | 0 | 0 | 0 | 0 | #DIV/0! | 93 | 2041 |  |  | 2.27%
| 2041-03-01 | 0 | 0 | 0 | 0 | #DIV/0! | 94 | 2041 |  |  | 2.27%
| 2041-04-01 | 0 | 0 | 0 | 0 | #DIV/0! | 95 | 2041 |  |  | 2.27%
| 2041-05-01 | 0 | 0 | 0 | 0 | #DIV/0! | 96 | 2041 |  |  | 2.27%
| 2041-06-01 | 0 | 0 | 0 | 0 | #DIV/0! | 97 | 2041 |  |  | 2.27%
| 2041-07-01 | 0 | 0 | 0 | 0 | #DIV/0! | 98 | 2041 |  |  | 2.27%
| 2041-08-01 | 0 | 0 | 0 | 0 | #DIV/0! | 99 | 2041 |  |  | 2.27%
| 2041-09-01 | 0 | 0 | 0 | 0 | #DIV/0! | 100 | 2041 |  |  | 2.27%
| 2041-10-01 | 0 | 0 | 0 | 0 | #DIV/0! | 101 | 2041 |  |  | 2.27%
| 2041-11-01 | 0 | 0 | 0 | 0 | #DIV/0! | 102 | 2041 |  |  | 2.27%
| 2041-12-01 | 0 | 0 | 0 | 0 | #DIV/0! | 103 | 2041 |  |  | 2.27%
| 2042-01-01 | 0 | 0 | 0 | 0 | #DIV/0! | 105 | 2042 |  |  | 2.27%
| 2042-02-01 | 0 | 0 | 0 | 0 | #DIV/0! | 106 | 2042 |  |  | 2.27%
| 2042-03-01 | 0 | 0 | 0 | 0 | #DIV/0! | 107 | 2042 |  |  | 2.27%
| 2042-04-01 | 0 | 0 | 0 | 0 | #DIV/0! | 108 | 2042 |  |  | 2.27%
| 2042-05-01 | 0 | 0 | 0 | 0 | #DIV/0! | 109 | 2042 |  |  | 2.27%
| 2042-06-01 | 0 | 0 | 0 | 0 | #DIV/0! | 110 | 2042 |  |  | 2.27%
| 2042-07-01 | 0 | 0 | 0 | 0 | #DIV/0! | 111 | 2042 |  |  | 2.27%
| 2042-08-01 | 0 | 0 | 0 | 0 | #DIV/0! | 112 | 2042 |  |  | 2.27%
| 2042-09-01 | 0 | 0 | 0 | 0 | #DIV/0! | 113 | 2042 |  |  | 2.27%
| 2042-10-01 | 0 | 0 | 0 | 0 | #DIV/0! | 114 | 2042 |  |  | 2.27%
| 2042-11-01 | 0 | 0 | 0 | 0 | #DIV/0! | 115 | 2042 |  |  | 2.27%
| 2042-12-01 | 0 | 0 | 0 | 0 | #DIV/0! | 116 | 2042 |  |  | 2.27%
| 2043-01-01 | #VALUE! | 0 | #VALUE! | 0 | 0 | 118 | 2043 |  |  | 2.27%
| 2043-02-01 | #VALUE! | 0 | #VALUE! | 0 | 0 | 119 | 2043 |  |  | 2.27%
| 2043-03-01 | #VALUE! | 0 | #VALUE! | 0 | 0 | 120 | 2043 |  |  | 2.27%
| 2043-04-01 | #VALUE! | 0 | #VALUE! | 0 | 0 | 121 | 2043 |  |  | 2.27%
| 2043-05-01 | #VALUE! | 0 | #VALUE! | 0 | 0 | 122 | 2043 |  |  | 2.27%
| 2043-06-01 | #VALUE! | 0 | #VALUE! | 0 | 0 | 123 | 2043 |  |  | 2.27%
| 2043-07-01 | #VALUE! | 0 | #VALUE! | 0 | 0 | 124 | 2043 |  |  | 2.27%
| 2043-08-01 | #VALUE! | 0 | #VALUE! | 0 | 0 | 125 | 2043 |  |  | 2.27%
| 2043-09-01 | #VALUE! | 0 | #VALUE! | 0 | 0 | 126 | 2043 |  |  | 2.27%
| 2043-10-01 | #VALUE! | 0 | #VALUE! | 0 | 0 | 127 | 2043 |  |  | 2.27%
| 2043-11-01 | #VALUE! | 0 | #VALUE! | 0 | 0 | 128 | 2043 |  |  | 2.27%
| 2043-12-01 | #VALUE! | 0 | #VALUE! | 0 | 0 | 129 | 2043 |  |  | 2.27%
| 2044-01-01 | #VALUE! | 0 | #VALUE! | 0 | 0 | 1 | 2044 |  |  | 2.27%
| 2044-02-01 | #VALUE! | 0 | #VALUE! | 0 | 0 | 2 | 2044 |  |  | 2.27%
| 2044-03-01 | #VALUE! | 0 | #VALUE! | 0 | 0 | 3 | 2044 |  |  | 2.27%
| 2044-04-01 | #VALUE! | 0 | #VALUE! | 0 | 0 | 4 | 2044 |  |  | 2.27%
| 2044-05-01 | #VALUE! | 0 | #VALUE! | 0 | 0 | 5 | 2044 |  |  | 2.27%
| 2044-06-01 | #VALUE! | 0 | #VALUE! | 0 | 0 | 6 | 2044 |  |  | 2.27%
| 2044-07-01 | #VALUE! | 0 | #VALUE! | 0 | 0 | 7 | 2044 |  |  | 2.27%
| 2044-08-01 | #VALUE! | 0 | #VALUE! | 0 | 0 | 8 | 2044 |  |  | 2.27%
| 2044-09-01 | #VALUE! | 0 | #VALUE! | 0 | 0 | 9 | 2044 |  |  | 2.27%
| 2044-10-01 | #VALUE! | 0 | #VALUE! | 0 | 0 | 10 | 2044 |  |  | 2.27%
| 2044-11-01 | #VALUE! | 0 | #VALUE! | 0 | 0 | 11 | 2044 |  |  | 2.27%
| 2044-12-01 | #VALUE! | 0 | #VALUE! | 0 | 0 | 12 | 2044 |  |  | 2.27%
| 2045-01-01 | #VALUE! | 0 | #VALUE! | 0 | 0 | 14 | 2045 |  |  | 2.27%
| 2045-02-01 | #VALUE! | 0 | #VALUE! | 0 | 0 | 15 | 2045 |  |  | 2.27%
| 2045-03-01 | #VALUE! | 0 | #VALUE! | 0 | 0 | 16 | 2045 |  |  | 2.27%
| 2045-04-01 | #VALUE! | 0 | #VALUE! | 0 | 0 | 17 | 2045 |  |  | 2.27%
| 2045-05-01 | #VALUE! | 0 | #VALUE! | 0 | 0 | 18 | 2045 |  |  | 2.27%
| 2045-06-01 | #VALUE! | 0 | #VALUE! | 0 | 0 | 19 | 2045 |  |  | 2.27%
| 2045-07-01 | #VALUE! | 0 | #VALUE! | 0 | 0 | 20 | 2045 |  |  | 2.27%
| 2045-08-01 | #VALUE! | 0 | #VALUE! | 0 | 0 | 21 | 2045 |  |  | 2.27%
| 2045-09-01 | #VALUE! | 0 | #VALUE! | 0 | 0 | 22 | 2045 |  |  | 2.27%
| 2045-10-01 | #VALUE! | 0 | #VALUE! | 0 | 0 | 23 | 2045 |  |  | 2.27%
| 2045-11-01 | #VALUE! | 0 | #VALUE! | 0 | 0 | 24 | 2045 |  |  | 2.27%
| 2045-12-01 | #VALUE! | 0 | #VALUE! | 0 | 0 | 25 | 2045 |  |  | 2.27%

## Table3Compare
Total Fixed Cost
$/kW-yr
COD | 2025 | 2025 | 2027 | 2028 | 2029 | 2029 | 2029 | 2032 | 2032 | 2032 | 2032 | 2032 | 2032 | 2025 | 2025 | 2028 | 2028 | 2028 | 2025 | 2025 | 2025 | 2025 | 2025 | 2025 | 2025 | 2025 | 2025 | 2025 | 2025 | 2025 | 2026 | 2026 | 2026 | 2026 | 2026 | 2026 | 2026 | 2026 | 2026 | 2026 | 2026 | 2026 | 2026 | 2026 | 2026 | 2027 | 2027 | 2027 | 2029 | 2029 | 2029 | 2026 | 2027 | 2028 | 2028 | 2029
| WIND | WIND | WIND | WIND | WIND | WIND | WIND | WIND | WIND | WIND | WIND | WIND | WIND | Solar | Solar | Solar | Solar | Solar | Solar wB-SOL | Solar wB-BAT | Solar wB | Solar wB-SOL | Solar wB-BAT | Solar wB | Solar wB-SOL | Solar wB-BAT | Solar wB | Solar wB-SOL | Solar wB-BAT | Solar wB | Solar wB-SOL | Solar wB-BAT | Solar wB | Solar wB-SOL | Solar wB-BAT | Solar wB | Solar wB-SOL | Solar wB-BAT | Solar wB | Solar wB-SOL | Solar wB-BAT | Solar wB | Solar wB-SOL | Solar wB-BAT | Solar wB | Solar wB-SOL | Solar wB-BAT | Solar wB | Solar wB-SOL | Solar wB-BAT | Solar wB | StdBAT | StdBAT | StdBAT | StdBAT | StdBAT
| WD_.PX.WYE._.SER.WD | WD_.PX.UWY._.SER.WD | WD_.PX.WWA._.215.WD | WD_.PX.BOR._.PTC.WD | WD_.PX.WYE.1.A01.WD | WD_.PX.BDG._.PTC.Bridger.WD | WD_.PX.WYE._.PTC.WD | WD_.PX.PNC._.PTC.WD | WD_.PX.SOR._.PTC.WD | WD_.PX.WWA._.PTC.WD | WD_.PX.YAK._.PTC.WD | WD_.PX.WYE._.PTC.Djohns.WD | WD_.PX.WYN._.PTC.WD | PV_.PX.UTS._.SER.PV | PV_.PX.UWY._.SER.PV | PV_.PX.UTS._.PTC.Hunter.PV | PV_.PX.UTS._.PTC.Huntington.PV | PV_.PX.BOR._.PTC.PV | PVS.PX.UTS._.SER.PV | PVS.PX.UTS._.SER.BAT | PVS.PX.UTS._.SER.PV Plus Bat | PVS.PX.UWY._.SER.PV | PVS.PX.UWY._.SER.BAT | PVS.PX.UWY._.SER.PV Plus Bat | PVS.PX.WYE._.SER.PV | PVS.PX.WYE._.SER.BAT | PVS.PX.WYE._.SER.PV Plus Bat | PVS.PX.WMV._.222.PV | PVS.PX.WMV._.222.BAT | PVS.PX.WMV._.222.PV Plus Bat | PVS.PX.CLV.1.TC4.PV | PVS.PX.CLV.1.TC4.BAT | PVS.PX.CLV.1.TC4.PV Plus Bat | PVS.PX.COR._.TC8.PV | PVS.PX.COR._.TC8.BAT | PVS.PX.COR._.TC8.PV Plus Bat | PVS.PX.BOR._.2C5.PV | PVS.PX.BOR._.2C5.BAT | PVS.PX.BOR._.2C5.PV Plus Bat | PVS.PX.WMV._.223.PV | PVS.PX.WMV._.223.BAT | PVS.PX.WMV._.223.PV Plus Bat | PVS.PX.YAK._.110.PV | PVS.PX.YAK._.110.BAT | PVS.PX.YAK._.110.PV Plus Bat | PVS.PX.WWA._.215.PV | PVS.PX.WWA._.215.BAT | PVS.PX.WWA._.215.PV Plus Bat | PVS.PX.GOE.1.A43.PV | PVS.PX.GOE.1.A43.BAT | PVS.PX.GOE.1.A43.PV Plus Bat | BAT.PX.BPA._.221.Lithium-Ion | BAT.PX.WWA._.215.Lithium-ion | BAT.PX.WYE._.ITC.DJ+Wyodak | BAT.PX.BOR._.ITC.Lithium-ion | BAT.PX.UTN._.ITC.Lithium-ion
2022 | 0 | 0 | 0 | 0 | 0 | 0 | 0 | 0 | 0 | 0 | 0 | 0 | 0 | 0 | 0 | 0 | 0 | 0 | 0 | 0 | 0 | 0 | 0 | 0 | 0 | 0 | 0 | 0 | 0 | 0 | 0 | 0 | 0 | 0 | 0 | 0 | 0 | 0 | 0 | 0 | 0 | 0 | 0 | 0 | 0 | 0 | 0 | 0 | 0 | 0 | 0 | 0 | 0 | 0 | 0 | 0
2023 | 0 | 0 | 0 | 0 | 0 | 0 | 0 | 0 | 0 | 0 | 0 | 0 | 0 | 0 | 0 | 0 | 0 | 0 | 0 | 0 | 0 | 0 | 0 | 0 | 0 | 0 | 0 | 0 | 0 | 0 | 0 | 0 | 0 | 0 | 0 | 0 | 0 | 0 | 0 | 0 | 0 | 0 | 0 | 0 | 0 | 0 | 0 | 0 | 0 | 0 | 0 | 0 | 0 | 0 | 0 | 0
2024 | 0 | 0 | 0 | 0 | 0 | 0 | 0 | 0 | 0 | 0 | 0 | 0 | 0 | 0 | 0 | 0 | 0 | 0 | 0 | 0 | 0 | 0 | 0 | 0 | 0 | 0 | 0 | 0 | 0 | 0 | 0 | 0 | 0 | 0 | 0 | 0 | 0 | 0 | 0 | 0 | 0 | 0 | 0 | 0 | 0 | 0 | 0 | 0 | 0 | 0 | 0 | 0 | 0 | 0 | 0 | 0
2025 | 187.061 | 192.2986 | 0 | 0 | 0 | 0 | 0 | 0 | 0 | 0 | 0 | 0 | 0 | 100.2414 | 103.4471 | 0 | 0 | 0 | 100.2414 | 198.4392 | 298.6806 | 103.4471 | 198.4392 | 301.8862 | 103.4471 | 198.4392 | 301.8862 | 108.9062 | 220.8492 | 329.7553 | 0 | 0 | 0 | 0 | 0 | 0 | 0 | 0 | 0 | 0 | 0 | 0 | 0 | 0 | 0 | 0 | 0 | 0 | 0 | 0 | 0 | 0 | 0 | 0 | 0 | 0
2026 | 191.31 | 196.66 | 0 | 0 | 0 | 0 | 0 | 0 | 0 | 0 | 0 | 0 | 0 | 102.52 | 105.79 | 0 | 0 | 0 | 102.52 | 202.94 | 305.46 | 105.79 | 202.94 | 308.73 | 105.79 | 202.94 | 308.73 | 111.37 | 225.86 | 337.23 | 103.7666 | 199.4892 | 303.2557 | 110.8287 | 199.4892 | 310.3178 | 102.4074 | 222.4092 | 324.8166 | 107.5406 | 222.4092 | 329.9498 | 153.6075 | 199.4892 | 353.0967 | 0 | 0 | 0 | 0 | 0 | 0 | 206.7508 | 0 | 0 | 0 | 0
2027 | 195.65 | 201.13 | 197.7864 | 0 | 0 | 0 | 0 | 0 | 0 | 0 | 0 | 0 | 0 | 104.85 | 108.19 | 0 | 0 | 0 | 104.85 | 207.55 | 312.4 | 108.19 | 207.55 | 315.74 | 108.19 | 207.55 | 315.74 | 113.9 | 230.99 | 344.89 | 106.13 | 204.02 | 310.15 | 113.34 | 204.02 | 317.36 | 104.74 | 227.46 | 332.2 | 109.98 | 227.46 | 337.44 | 157.09 | 204.02 | 361.11 | 112.2216 | 223.9992 | 336.2208 | 0 | 0 | 0 | 211.45 | 230.1462 | 0 | 0 | 0
2028 | 200.09 | 205.69 | 202.28 | 240.9337 | 0 | 0 | 0 | 0 | 0 | 0 | 0 | 0 | 0 | 107.23 | 110.65 | 103.0249 | 103.0249 | 158.8515 | 107.23 | 212.26 | 319.49 | 110.65 | 212.26 | 322.91 | 110.65 | 212.26 | 322.91 | 116.48 | 236.23 | 352.71 | 108.54 | 208.65 | 317.19 | 115.92 | 208.65 | 324.57 | 107.12 | 232.62 | 339.74 | 112.48 | 232.62 | 345.1 | 160.66 | 208.65 | 369.31 | 114.77 | 229.08 | 343.85 | 0 | 0 | 0 | 216.25 | 235.37 | 201.805 | 263.767 | 0
2029 | 204.64 | 210.36 | 206.87 | 246.41 | 173.9166 | 216.0396 | 353.1959 | 0 | 0 | 0 | 0 | 0 | 0 | 109.66 | 113.16 | 105.37 | 105.37 | 162.46 | 109.66 | 217.08 | 326.74 | 113.16 | 217.08 | 330.24 | 113.16 | 217.08 | 330.24 | 119.12 | 241.59 | 360.71 | 111 | 213.39 | 324.39 | 118.55 | 213.39 | 331.94 | 109.55 | 237.9 | 347.45 | 115.03 | 237.9 | 352.93 | 164.3 | 213.39 | 377.69 | 117.37 | 234.28 | 351.65 | 108.4018 | 197.6178 | 306.0195 | 221.16 | 240.71 | 206.38 | 268.3421 | 197.6178
2030 | 209.28 | 215.13 | 211.57 | 252.01 | 177.87 | 223.4315 | 361.21 | 0 | 0 | 0 | 0 | 0 | 0 | 112.14 | 115.72 | 107.76 | 107.76 | 166.15 | 112.14 | 222.01 | 334.15 | 115.72 | 222.01 | 337.73 | 115.72 | 222.01 | 337.73 | 121.82 | 247.08 | 368.9 | 113.51 | 218.23 | 331.74 | 121.24 | 218.23 | 339.47 | 112.03 | 243.3 | 355.33 | 117.64 | 243.3 | 360.94 | 168.03 | 218.23 | 386.26 | 120.03 | 239.6 | 359.63 | 110.87 | 202.1 | 312.97 | 226.18 | 246.18 | 211.06 | 273.0221 | 202.1
2031 | 214.03 | 220.02 | 216.37 | 257.73 | 181.91 | 228.51 | 369.41 | 0 | 0 | 0 | 0 | 0 | 0 | 114.69 | 118.35 | 110.21 | 110.21 | 169.93 | 114.69 | 227.05 | 341.74 | 118.35 | 227.05 | 345.4 | 118.35 | 227.05 | 345.4 | 124.59 | 252.69 | 377.28 | 116.08 | 223.19 | 339.27 | 123.99 | 223.19 | 347.18 | 114.57 | 248.83 | 363.4 | 120.31 | 248.83 | 369.14 | 171.84 | 223.19 | 395.03 | 122.76 | 245.04 | 367.8 | 113.39 | 206.69 | 320.08 | 231.32 | 251.77 | 215.85 | 277.8121 | 206.69
2032 | 218.88 | 225.01 | 221.28 | 263.58 | 186.04 | 233.7 | 377.8 | 188.3441 | 151.3441 | 166.9368 | 212.9978 | 151.3803 | 340.4203 | 117.29 | 121.04 | 112.71 | 112.71 | 173.79 | 117.29 | 232.2 | 349.49 | 121.04 | 232.2 | 353.24 | 121.04 | 232.2 | 353.24 | 127.42 | 258.43 | 385.85 | 118.72 | 228.25 | 346.97 | 126.8 | 228.25 | 355.05 | 117.17 | 254.48 | 371.65 | 123.04 | 254.48 | 377.52 | 175.74 | 228.25 | 403.99 | 125.54 | 250.61 | 376.15 | 115.96 | 211.38 | 327.34 | 236.56 | 257.49 | 220.75 | 282.7121 | 211.38
2033 | 223.85 | 230.12 | 226.31 | 269.57 | 190.26 | 239.01 | 386.38 | 192.62 | 154.78 | 170.73 | 217.83 | 154.82 | 348.15 | 119.95 | 123.78 | 115.26 | 115.26 | 177.73 | 119.95 | 237.47 | 357.42 | 123.78 | 237.47 | 361.25 | 123.78 | 237.47 | 361.25 | 130.31 | 264.3 | 394.61 | 121.41 | 233.43 | 354.84 | 129.68 | 233.43 | 363.11 | 119.82 | 260.26 | 380.08 | 125.83 | 260.26 | 386.09 | 179.73 | 233.43 | 413.16 | 128.39 | 256.3 | 384.69 | 118.59 | 216.18 | 334.77 | 241.93 | 263.34 | 225.76 | 287.7221 | 216.18
2034 | 228.93 | 235.34 | 231.44 | 275.69 | 194.58 | 244.43 | 395.15 | 197 | 158.3 | 174.61 | 222.78 | 158.34 | 356.06 | 122.68 | 126.59 | 117.88 | 117.88 | 181.77 | 122.68 | 242.86 | 365.54 | 126.59 | 242.86 | 369.45 | 126.59 | 242.86 | 369.45 | 133.27 | 270.3 | 403.57 | 124.17 | 238.73 | 362.9 | 132.63 | 238.73 | 371.36 | 122.54 | 266.17 | 388.71 | 128.69 | 266.17 | 394.86 | 183.81 | 238.73 | 422.54 | 131.31 | 262.12 | 393.43 | 121.28 | 221.09 | 342.37 | 247.42 | 269.32 | 230.88 | 292.8421 | 221.09
2035 | 234.13 | 240.68 | 236.69 | 281.95 | 199 | 249.98 | 404.12 | 201.48 | 161.9 | 178.58 | 227.84 | 161.94 | 364.15 | 125.46 | 129.46 | 120.55 | 120.55 | 185.89 | 125.46 | 248.38 | 373.84 | 129.46 | 248.38 | 377.84 | 129.46 | 248.38 | 377.84 | 136.3 | 276.44 | 412.74 | 126.99 | 244.15 | 371.14 | 135.64 | 244.15 | 379.79 | 125.32 | 272.21 | 397.53 | 131.61 | 272.21 | 403.82 | 187.98 | 244.15 | 432.13 | 134.29 | 268.07 | 402.36 | 124.04 | 226.11 | 350.15 | 253.04 | 275.43 | 236.12 | 298.0821 | 226.11
2036 | 239.45 | 246.15 | 242.06 | 288.35 | 203.51 | 255.65 | 413.29 | 206.06 | 165.58 | 182.63 | 233.01 | 165.62 | 372.42 | 128.3 | 132.39 | 123.29 | 123.29 | 190.1 | 128.3 | 254.02 | 382.32 | 132.39 | 254.02 | 386.41 | 132.39 | 254.02 | 386.41 | 139.39 | 282.71 | 422.1 | 129.86 | 249.7 | 379.56 | 138.71 | 249.7 | 388.41 | 128.16 | 278.39 | 406.55 | 134.6 | 278.39 | 412.99 | 192.25 | 249.7 | 441.95 | 137.34 | 274.15 | 411.49 | 126.85 | 231.25 | 358.1 | 258.79 | 281.68 | 241.48 | 303.4421 | 231.25
2037 | 244.89 | 251.74 | 247.56 | 294.9 | 208.13 | 261.46 | 422.67 | 210.74 | 169.34 | 186.78 | 238.3 | 169.38 | 380.87 | 131.21 | 135.4 | 126.09 | 126.09 | 194.42 | 131.21 | 259.79 | 391 | 135.4 | 259.79 | 395.19 | 135.4 | 259.79 | 395.19 | 142.55 | 289.13 | 431.68 | 132.81 | 255.37 | 388.18 | 141.86 | 255.37 | 397.23 | 131.07 | 284.71 | 415.78 | 137.66 | 284.71 | 422.37 | 196.61 | 255.37 | 451.98 | 140.46 | 280.38 | 420.84 | 129.73 | 236.5 | 366.23 | 264.67 | 288.08 | 246.96 | 308.9221 | 236.5
2038 | 250.45 | 257.46 | 253.18 | 301.59 | 212.86 | 267.4 | 432.27 | 215.52 | 173.18 | 191.02 | 243.71 | 173.22 | 389.51 | 134.19 | 138.47 | 128.95 | 128.95 | 198.83 | 134.19 | 265.69 | 399.88 | 138.47 | 265.69 | 404.16 | 138.47 | 265.69 | 404.16 | 145.78 | 295.69 | 441.47 | 135.82 | 261.17 | 396.99 | 145.08 | 261.17 | 406.25 | 134.04 | 291.17 | 425.21 | 140.78 | 291.17 | 431.95 | 201.07 | 261.17 | 462.24 | 143.64 | 286.74 | 430.38 | 132.67 | 241.87 | 374.54 | 270.68 | 294.61 | 252.57 | 314.5321 | 241.87
2039 | 256.14 | 263.31 | 258.93 | 308.43 | 217.68 | 273.47 | 442.08 | 220.41 | 177.11 | 195.35 | 249.23 | 177.15 | 398.35 | 137.24 | 141.61 | 131.87 | 131.87 | 203.35 | 137.24 | 271.72 | 408.96 | 141.61 | 271.72 | 413.33 | 141.61 | 271.72 | 413.33 | 149.09 | 302.4 | 451.49 | 138.91 | 267.1 | 406.01 | 148.38 | 267.1 | 415.48 | 137.08 | 297.78 | 434.86 | 143.98 | 297.78 | 441.76 | 205.63 | 267.1 | 472.73 | 146.9 | 293.25 | 440.15 | 135.69 | 247.36 | 383.05 | 276.83 | 301.3 | 258.3 | 320.2621 | 247.36
2040 | 261.95 | 269.29 | 264.8 | 315.43 | 222.62 | 279.67 | 452.11 | 225.41 | 181.13 | 199.78 | 254.89 | 181.17 | 407.39 | 140.35 | 144.82 | 134.86 | 134.86 | 207.97 | 140.35 | 277.89 | 418.24 | 144.82 | 277.89 | 422.71 | 144.82 | 277.89 | 422.71 | 152.47 | 309.27 | 461.74 | 142.06 | 273.16 | 415.22 | 151.74 | 273.16 | 424.9 | 140.19 | 304.54 | 444.73 | 147.24 | 304.54 | 451.78 | 210.29 | 273.16 | 483.45 | 150.23 | 299.91 | 450.14 | 138.76 | 252.97 | 391.73 | 283.11 | 308.14 | 264.16 | 326.1221 | 252.97
2041 | 267.89 | 275.4 | 270.82 | 322.59 | 227.67 | 286.02 | 462.38 | 230.53 | 185.24 | 204.31 | 260.67 | 185.28 | 416.64 | 143.54 | 148.11 | 137.93 | 137.93 | 212.69 | 143.54 | 284.19 | 427.73 | 148.11 | 284.19 | 432.3 | 148.11 | 284.19 | 432.3 | 155.93 | 316.29 | 472.22 | 145.28 | 279.36 | 424.64 | 155.18 | 279.36 | 434.54 | 143.38 | 311.46 | 454.84 | 150.58 | 311.46 | 462.04 | 215.06 | 279.36 | 494.42 | 153.64 | 306.72 | 460.36 | 141.91 | 258.71 | 400.62 | 289.54 | 315.14 | 270.16 | 332.1221 | 258.71
2042 | 273.98 | 281.66 | 276.97 | 329.91 | 232.84 | 292.51 | 472.87 | 235.77 | 189.45 | 208.96 | 266.6 | 189.49 | 426.1 | 146.8 | 151.48 | 141.06 | 141.06 | 217.52 | 146.8 | 290.64 | 437.44 | 151.48 | 290.64 | 442.12 | 151.48 | 290.64 | 442.12 | 159.48 | 323.47 | 482.95 | 148.59 | 285.7 | 434.29 | 158.71 | 285.7 | 444.41 | 146.64 | 318.53 | 465.17 | 154 | 318.53 | 472.53 | 219.94 | 285.7 | 505.64 | 157.13 | 313.69 | 470.82 | 145.14 | 264.59 | 409.73 | 296.11 | 322.3 | 276.29 | 338.2521 | 264.59
$/kW-yr | 219.1961 | 225.3314 | 228.1463 | 275.6739 | 197.3329 | 247.6353 | 400.744 | 208.1931 | 167.2935 | 184.5251 | 235.4276 | 167.333 | 376.279 | 117.4566 | 121.2037 | 117.8739 | 117.8739 | 181.7544 | 117.4566 | 232.53 | 349.9866 | 121.2037 | 232.53 | 353.7337 | 121.2037 | 232.53 | 353.7337 | 127.5989 | 258.7919 | 386.3908 | 120.6436 | 231.9527 | 352.5963 | 128.8582 | 231.9527 | 360.8109 | 119.064 | 258.603 | 377.667 | 125.0353 | 258.603 | 383.6383 | 178.588 | 231.9527 | 410.5407 | 129.4395 | 258.3843 | 387.8238 | 122.9999 | 224.224 | 347.2239 | 240.3998 | 265.4784 | 230.8745 | 292.8365 | 224.224
MW | 75.9 | 220 | 100 | 300 | 500 | 650 | 750 | 130 | 100 | 337.7556 | 500.899 | 650 | 364.6492 | 295 | 20 | 686.5936 | 820.7628 | 400 | 158 | 158 | 158 | 272 | 272 | 272 | 314.9 | 314.9 | 314.9 | 9 | 9 | 9 | 300 | 300 | 300 | 200 | 200 | 200 | 1100 | 1099.9 | 1099.9 | 474 | 474 | 474 | 449.99 | 449.99 | 449.99 | 483 | 483 | 483 | 200 | 549 | 549 | 160 | 145 | 400 | 600 | 200
Total Fixed Cost
Wind Sorted by Deferral Order | COD | $/kW-yr | MW | CC | $/kW-yr_CC_Adj |  | State
WD_.PX.WYE._.PTC.WD | 2029 | 400.744 | 750 | 0.30601 | 1309.5637 |  | WY
WD_.PX.WYN._.PTC.WD | 2032 | 376.279 | 364.6492 | 0.30601 | 1229.6162 |  | WY
WD_.PX.BOR._.PTC.WD | 2028 | 275.6739 | 300 | 0.33678 | 818.5507 |  | ID
WD_.PX.BDG._.PTC.Bridger.WD | 2029 | 247.6353 | 650 | 0.30601 | 809.2303 |  | WY
WD_.PX.UWY._.SER.WD | 2025 | 225.3314 | 220 | 0.30601 | 736.345 |  | WY
WD_.PX.WYE._.SER.WD | 2025 | 219.1961 | 75.9 | 0.30601 | 716.2957 |  | WY
WD_.PX.WYE.1.A01.WD | 2029 | 197.3329 | 500 | 0.30601 | 644.8507 |  | WY
WD_.PX.YAK._.PTC.WD | 2032 | 235.4276 | 500.899 | 0.42793 | 550.1561 |  | WA
WD_.PX.WYE._.PTC.Djohns.WD | 2032 | 167.333 | 650 | 0.30601 | 546.8159 |  | WY
WD_.PX.WWA._.215.WD | 2027 | 228.1463 | 100 | 0.42793 | 533.1408 |  | WA
WD_.PX.PNC._.PTC.WD | 2032 | 208.1931 | 130 | 0.41156 | 505.8609 |  | OR
WD_.PX.WWA._.PTC.WD | 2032 | 184.5251 | 337.7556 | 0.42793 | 431.2052 |  | WA
WD_.PX.SOR._.PTC.WD | 2032 | 167.2935 | 100 | 0.41156 | 406.4843 |  | OR
Solar Sorted by Deferral Order | COD | $/kW-yr | MW | CC | $/kW-yr_CC_Adj |  | State
PV_.PX.BOR._.PTC.PV | 2028 | 181.7544 | 400 | 0.12921 | 1406.6894 |  | IDST
PV_.PX.UWY._.SER.PV | 2025 | 121.2037 | 20 | 0.13831 | 876.3286 |  | WYST
PV_.PX.UTS._.PTC.Hunter.PV | 2028 | 117.8739 | 686.5936 | 0.14041 | 839.5245 |  | UTST
PV_.PX.UTS._.PTC.Huntington.PV | 2028 | 117.8739 | 820.7628 | 0.14041 | 839.5245 |  | UTST
PV_.PX.UTS._.SER.PV | 2025 | 117.4566 | 295 | 0.14041 | 836.5526 |  | UTST
PVS.PX.YAK._.110.PV Plus Bat | 2026 | 410.5407 | 449.99 | 0.80899 | 507.4757 |  | WASTwB
PVS.PX.WWA._.215.PV Plus Bat | 2027 | 387.8238 | 483 | 0.80899 | 479.3949 |  | WASTwB
PVS.PX.WMV._.222.PV Plus Bat | 2025 | 386.3908 | 9 | 0.83617 | 462.0982 |  | ORSTwB
PVS.PX.WMV._.223.PV Plus Bat | 2026 | 383.6383 | 474 | 0.83617 | 458.8064 |  | ORSTwB
PVS.PX.BOR._.2C5.PV Plus Bat | 2026 | 377.667 | 1099.9 | 0.82756 | 456.3632 |  | IDSTwB
PVS.PX.COR._.TC8.PV Plus Bat | 2026 | 360.8109 | 200 | 0.83617 | 431.5064 |  | ORSTwB
PVS.PX.UWY._.SER.PV Plus Bat | 2025 | 353.7337 | 272 | 0.82778 | 427.3288 |  | WYSTwB
PVS.PX.WYE._.SER.PV Plus Bat | 2025 | 353.7337 | 314.9 | 0.82778 | 427.3288 |  | WYSTwB
PVS.PX.CLV.1.TC4.PV Plus Bat | 2026 | 352.5963 | 300 | 0.82753 | 426.0831 |  | UTSTwB
PVS.PX.UTS._.SER.PV Plus Bat | 2025 | 349.9866 | 158 | 0.82753 | 422.9295 |  | UTSTwB
PVS.PX.GOE.1.A43.PV Plus Bat | 2029 | 347.2239 | 549 | 0.82756 | 419.5766 |  | IDSTwB
STD Bat Sorted by Deferral Order | COD | $/kW-yr | MW | DO NOT DEFER IN GRID
BAT.PX.BPA._.221.Lithium-Ion | 2026 | 240.3998 | 160
BAT.PX.WWA._.215.Lithium-ion | 2027 | 265.4784 | 145
BAT.PX.BOR._.ITC.Lithium-ion | 2028 | 292.8365 | 600
BAT.PX.WYE._.ITC.DJ+Wyodak | 2028 | 230.8745 | 400
BAT.PX.UTN._.ITC.Lithium-ion | 2029 | 224.224 | 200
2021 IRP Appendix K
Table K.2 – Final CF Method Capacity Contribution Values for Solar Combined with Storage
|  | Capacity Factor (%) | Capacity Contribution (%) |  | Capacity Contribution (%)
| Summer/Winter: | Annual | S | W | Annual
Solar & Storage
| Idaho Falls, ID | 27.9% | 80.86% | 91.88% | 82.76% | Solar_IRP_ID_ST |  | IDSTwB
| Lakeview, OR | 29.29% | 81.67% | 92.96% | 83.62% | Solar_IRP_OR_ST |  | ORSTwB
| Milford, UT | 32.25% | 80.16% | 95.24% | 82.75% | Solar_IRP_UT_ST |  | UTSTwB
| Yakima, WA | 24.77% | 78.74% | 91.29% | 80.9% | Solar_IRP_YK_ST |  | WASTwB
| Rock Springs, WY | 29.74% | 80.41% | 94.17% | 82.78% | Solar_IRP_WY_ST |  | WYSTwB
Wind & Storage
| Pocatello, ID |  |  |  |  | Wind_Goshen_W2 |  | IDWwB
| Arlington, OR |  |  |  |  | Wind_I_OR |  | ORWwB
| Monticello, UT |  |  |  |  | Wind_I_UT |  | UTWwB
| Goldendale, WA |  |  |  |  | Wind_I_WA |  | WAWwB
| Medicine Bow, WY |  |  |  |  | Wind_I_WYAE |  | WYWwB
2021 IRP Appendix K
Table K.1 – Final CF Method Capacity Contribution Values for Wind, Solar, and Storage
|  | Capacity Factor (%) | Capacity Contribution (%)
| Summer/Winter: | Annual | S | W
Solar
| Idaho Falls, ID | 27.9% | 14.12% | 7.152% | 12.92% | Solar_IRP_ID_ST |  | IDST
| Lakeview, OR | 29.29% | 13.43% | 17.68% | 14.16% | Solar_IRP_OR_ST |  | ORST
| Milford, UT | 32.25% | 15.49% | 7.058% | 14.04% | Solar_IRP_UT_ST |  | UTST
| Yakima, WA | 24.77% | 9.481% | 3.613% | 8.471% | Solar_IRP_YK_ST |  | WAST
| Rock Springs, WY | 29.74% | 13.92% | 13.41% | 13.83% | Solar_IRP_WY_ST |  | WYST
Wind
| Pocatello, ID | 37.05% | 32.61% | 38.8% | 33.68% | Wind_Goshen_W2 |  | ID
| Arlington, OR | 37.05% | 46.12% | 17.28% | 41.16% | Wind_I_OR |  | OR
| Monticello, UT | 29.43% | 14.05% | 42.44% | 18.94% | Wind_I_UT |  | UT
| Goldendale, WA | 37.05% | 47.22% | 21.49% | 42.79% | Wind_I_WA |  | WA
| Medicine Bow, WY | 43.62% | 30.3% | 32.05% | 30.6% | Wind_I_WYAE |  | WY
Stand-alone Storage
| 2 hour duration |  | 49.06% | 75.35% | 53.59%
| 4 hour duration |  | 73.92% | 89.96% | 76.68%
| 9 hour duration |  | 90.24% | 95.65% | 91.17%

## Table 3 TransCost
Table 3
2023 IRP Transmission Costs
INC Wyoming East > Clover (GWS) 2025 |  |  |  | INC D3 Wyoming East > Bridger 2029 |  |  |  | INC D3 Bridger > BorahPop 2028 |  |  |  | INC D2-2 Wyoming East > Bridger 2029 |  |  |  | INC Walla Walla - WA > Yakima 2025 |  |  |  | INC B2H Borah > Hemingway 2026 |  |  |  | INC B2H Hemingway>Longhorn - 2026 |  |  |  | INC B2H Longhorn>McNary - 2026 |  |  |  | INC B2H Walla Walla - WA > Borah 2026 |  |  |  | INC Walla Walla - WA > Willamette Valley 2037 |  |  |  | INC Southern Oregon > Central Oregon 2033_C_ |  |  |  | CON Borah > TxCON 2026 |  |  |  | CON BPA NITS > TxCON 2026 |  |  |  | CON Central Oregon>TxCon 2026 |  |  |  | CON Clover > TxCON 2026 |  |  |  | CON Path C > TxCon 2024 |  |  |  | CON Goshen > TxCon 2027 |  |  |  | CON Portland North Coast > TxCON 2026 |  |  |  | CON Utah North > TxCON 2029 |  |  |  | CON Walla Walla > TxCON 2027 |  |  |  | CON Willamette Valley > TxCON 2025 |  |  |  | CON Willamette Valley > TxCON 2026 223 |  |  |  | CON Yakima > TxCON 2024 |  |  |  | CON Yakima > TxCON 2026 |  |  |  | CON Yakima > TxCON 2027a |  |  |  | CON Yakima > TxCON 2027b
Year | Retail Revenue Requirement | Months In Service | Total Resource Costs | Year | Retail Revenue Requirement | Months In Service | Total Resource Costs | Year | Retail Revenue Requirement | Months In Service | Total Resource Costs | Year | Retail Revenue Requirement | Months In Service | Total Resource Costs | Year | Retail Revenue Requirement | Months In Service | Total Resource Costs | Year | Retail Revenue Requirement | Months In Service | Total Resource Costs | Year | Retail Revenue Requirement | Months In Service | Total Resource Costs | Year | Retail Revenue Requirement | Months In Service | Total Resource Costs | Year | Retail Revenue Requirement | Months In Service | Total Resource Costs | Year | Retail Revenue Requirement | Months In Service | Total Resource Costs | Year | Retail Revenue Requirement | Months In Service | Total Resource Costs | Year | Retail Revenue Requirement | Months In Service | Total Resource Costs | Year | Retail Revenue Requirement | Months In Service | Total Resource Costs | Year | Retail Revenue Requirement | Months In Service | Total Resource Costs | Year | Retail Revenue Requirement | Months In Service | Total Resource Costs | Year | Retail Revenue Requirement | Months In Service | Total Resource Costs | Year | Retail Revenue Requirement | Months In Service | Total Resource Costs | Year | Retail Revenue Requirement | Months In Service | Total Resource Costs | Year | Retail Revenue Requirement | Months In Service | Total Resource Costs | Year | Retail Revenue Requirement | Months In Service | Total Resource Costs | Year | Retail Revenue Requirement | Months In Service | Total Resource Costs | Year | Retail Revenue Requirement | Months In Service | Total Resource Costs | Year | Retail Revenue Requirement | Months In Service | Total Resource Costs | Year | Retail Revenue Requirement | Months In Service | Total Resource Costs | Year | Retail Revenue Requirement | Months In Service | Total Resource Costs | Year | Retail Revenue Requirement | Months In Service | Total Resource Costs
| $/kW-yr | # | $/kW-yr |  | $/kW-yr | # | $/kW-yr |  | $/kW-yr | # | $/kW-yr |  | $/kW-yr | # | $/kW-yr |  | $/kW-yr | # | $/kW-yr |  | $/kW-yr | # | $/kW-yr |  | $/kW-yr | # | $/kW-yr |  | $/kW-yr | # | $/kW-yr |  | $/kW-yr | # | $/kW-yr |  | $/kW-yr | # | $/kW-yr |  | $/kW-yr | # | $/kW-yr |  | $/kW-yr | # | $/kW-yr |  | $/kW-yr | # | $/kW-yr |  | $/kW-yr | # | $/kW-yr |  | $/kW-yr | # | $/kW-yr |  | $/kW-yr | # | $/kW-yr |  | $/kW-yr | # | $/kW-yr |  | $/kW-yr | # | $/kW-yr |  | $/kW-yr | # | $/kW-yr |  | $/kW-yr | # | $/kW-yr |  | $/kW-yr | # | $/kW-yr |  | $/kW-yr | # | $/kW-yr |  | $/kW-yr | # | $/kW-yr |  | $/kW-yr | # | $/kW-yr |  | $/kW-yr | # | $/kW-yr |  | $/kW-yr | # | $/kW-yr
| (b) | (d) | (h) |  | (b) | (d) | (h) |  | (b) | (d) | (h) |  | (b) | (d) | (h) |  | (b) | (d) | (h) |  | (b) | (d) | (h) |  | (b) | (d) | (h) |  | (b) | (d) | (h) |  | (b) | (d) | (h) |  | (b) | (d) | (h) |  | (b) | (d) | (h) |  | (b) | (d) | (h) |  | (b) | (d) | (h) |  | (b) | (d) | (h) |  | (b) | (d) | (h) |  | (b) | (d) | (h) |  | (b) | (d) | (h) |  | (b) | (d) | (h) |  | (b) | (d) | (h) |  | (b) | (d) | (h) |  | (b) | (d) | (h) |  | (b) | (d) | (h) |  | (b) | (d) | (h) |  | (b) | (d) | (h) |  | (b) | (d) | (h) |  | (b) | (d) | (h)
INC Wyoming East > Clover (GWS) 2025 |  |  |  | INC D3 Wyoming East > Bridger 2029 |  |  |  | INC D3 Bridger > BorahPop 2028 |  |  |  | INC D2-2 Wyoming East > Bridger 2029 |  |  |  | INC Walla Walla - WA > Yakima 2025 |  |  |  | INC B2H Borah > Hemingway 2026 |  |  |  | INC B2H Hemingway>Longhorn - 2026 |  |  |  | INC B2H Longhorn>McNary - 2026 |  |  |  | INC B2H Walla Walla - WA > Borah 2026 |  |  |  | INC Walla Walla - WA > Willamette Valley 2037 |  |  |  | INC Southern Oregon > Central Oregon 2033_C_ |  |  |  | CON Borah > TxCON 2026 |  |  |  | CON BPA NITS > TxCON 2026 |  |  |  | CON Central Oregon>TxCon 2026 |  |  |  | CON Clover > TxCON 2026 |  |  |  | CON Path C > TxCon 2024 |  |  |  | CON Goshen > TxCon 2027 |  |  |  | CON Portland North Coast > TxCON 2026 |  |  |  | CON Utah North > TxCON 2029 |  |  |  | CON Walla Walla > TxCON 2027 |  |  |  | CON Willamette Valley > TxCON 2025 |  |  |  | CON Willamette Valley > TxCON 2026 223 |  |  |  | CON Yakima > TxCON 2024 |  |  |  | CON Yakima > TxCON 2026 |  |  |  | CON Yakima > TxCON 2027a |  |  |  | CON Yakima > TxCON 2027b
2023 | 0 | 12 | 0 | 2023 | 0 | 12 | 0 | 2023 | 0 | 12 | 0 | 2023 | 0 | 12 | 0 | 2023 | 0 | 12 | 0 | 2023 | 0 | 12 | 0 | 2023 | 0 | 12 | 0 | 2023 | 0 | 12 | 0 | 2023 | 0 | 12 | 0 | 2023 | 0 | 12 | 0 | 2023 | 0 | 12 | 0 | 2023 | 0 | 12 | 0 | 2023 | 0 | 12 | 0 | 2023 | 0 | 12 | 0 | 2023 | 0 | 12 | 0 | 2023 | 0 | 12 | 0 | 2023 | 0 | 12 | 0 | 2023 | 0 | 12 | 0 | 2023 | 0 | 12 | 0 | 2023 | 0 | 12 | 0 | 2023 | 0 | 12 | 0 | 2023 | 0 | 12 | 0 | 2023 | 0 | 12 | 0 | 2023 | 0 | 12 | 0 | 2023 | 0 | 12 | 0 | 2023 | 0 | 12 | 0
2024 | 0 | 12 | 0 | 2024 | 0 | 12 | 0 | 2024 | 0 | 12 | 0 | 2024 | 0 | 12 | 0 | 2024 | 0 | 12 | 0 | 2024 | 0 | 12 | 0 | 2024 | 0 | 12 | 0 | 2024 | 0 | 12 | 0 | 2024 | 0 | 12 | 0 | 2024 | 0 | 12 | 0 | 2024 | 0 | 12 | 0 | 2024 | 0 | 12 | 0 | 2024 | 0 | 12 | 0 | 2024 | 0 | 12 | 0 | 2024 | 0 | 12 | 0 | 2024 | 14.4375 | 12 | 14.4375 | 2024 | 0 | 12 | 0 | 2024 | 0 | 12 | 0 | 2024 | 0 | 12 | 0 | 2024 | 0 | 12 | 0 | 2024 | 0 | 12 | 0 | 2024 | 0 | 12 | 0 | 2024 | 18.0141 | 12 | 18.0141 | 2024 | 0 | 12 | 0 | 2024 | 0 | 12 | 0 | 2024 | 0 | 12 | 0
2025 | 124.9379 | 12 | 124.9379 | 2025 | 0 | 12 | 0 | 2025 | 0 | 12 | 0 | 2025 | 0 | 12 | 0 | 2025 | 9.959 | 12 | 9.959 | 2025 | 0 | 12 | 0 | 2025 | 0 | 12 | 0 | 2025 | 0 | 12 | 0 | 2025 | 0 | 12 | 0 | 2025 | 0 | 12 | 0 | 2025 | 0 | 12 | 0 | 2025 | 0 | 12 | 0 | 2025 | 0 | 12 | 0 | 2025 | 0 | 12 | 0 | 2025 | 0 | 12 | 0 | 2025 | 14.77 | 12 | 14.77 | 2025 | 0 | 12 | 0 | 2025 | 0 | 12 | 0 | 2025 | 0 | 12 | 0 | 2025 | 0 | 12 | 0 | 2025 | 3.8566 | 12 | 3.8566 | 2025 | 0 | 12 | 0 | 2025 | 18.42 | 12 | 18.42 | 2025 | 0 | 12 | 0 | 2025 | 0 | 12 | 0 | 2025 | 0 | 12 | 0
2026 | 127.77 | 12 | 127.77 | 2026 | 0 | 12 | 0 | 2026 | 0 | 12 | 0 | 2026 | 0 | 12 | 0 | 2026 | 10.19 | 12 | 10.19 | 2026 | 0 | 12 | 0 | 2026 | 61.9621 | 12 | 61.9621 | 2026 | 27.2466 | 12 | 27.2466 | 2026 | 53.4055 | 12 | 53.4055 | 2026 | 0 | 12 | 0 | 2026 | 0 | 12 | 0 | 2026 | 0.85765 | 12 | 0.85765 | 2026 | 7.2616 | 12 | 7.2616 | 2026 | 3.6692 | 12 | 3.6692 | 2026 | 3.0184 | 12 | 3.0184 | 2026 | 15.11 | 12 | 15.11 | 2026 | 0 | 12 | 0 | 2026 | 0 | 12 | 0 | 2026 | 0 | 12 | 0 | 2026 | 0 | 12 | 0 | 2026 | 3.94 | 12 | 3.94 | 2026 | 1.9843 | 12 | 1.9843 | 2026 | 18.84 | 12 | 18.84 | 2026 | 0.80402 | 12 | 0.80402 | 2026 | 0 | 12 | 0 | 2026 | 0 | 12 | 0
2027 | 130.67 | 12 | 130.67 | 2027 | 0 | 12 | 0 | 2027 | 0 | 12 | 0 | 2027 | 0 | 12 | 0 | 2027 | 10.42 | 12 | 10.42 | 2027 | 0 | 12 | 0 | 2027 | 63.37 | 12 | 63.37 | 2027 | 27.87 | 12 | 27.87 | 2027 | 54.62 | 12 | 54.62 | 2027 | 0 | 12 | 0 | 2027 | 0 | 12 | 0 | 2027 | 0.88 | 12 | 0.88 | 2027 | 7.43 | 12 | 7.43 | 2027 | 3.75 | 12 | 3.75 | 2027 | 3.09 | 12 | 3.09 | 2027 | 15.45 | 12 | 15.45 | 2027 | 0 | 12 | 0 | 2027 | 0 | 12 | 0 | 2027 | 0 | 12 | 0 | 2027 | 6.1471 | 12 | 6.1471 | 2027 | 4.03 | 12 | 4.03 | 2027 | 2.03 | 12 | 2.03 | 2027 | 19.27 | 12 | 19.27 | 2027 | 0.82 | 12 | 0.82 | 2027 | 0 | 12 | 0 | 2027 | 0 | 12 | 0
2028 | 133.64 | 12 | 133.64 | 2028 | 0 | 12 | 0 | 2028 | 39.5761 | 12 | 39.5761 | 2028 | 0 | 12 | 0 | 2028 | 10.66 | 12 | 10.66 | 2028 | 0 | 12 | 0 | 2028 | 64.81 | 12 | 64.81 | 2028 | 28.5 | 12 | 28.5 | 2028 | 55.86 | 12 | 55.86 | 2028 | 0 | 12 | 0 | 2028 | 0 | 12 | 0 | 2028 | 0.9 | 12 | 0.9 | 2028 | 7.6 | 12 | 7.6 | 2028 | 3.84 | 12 | 3.84 | 2028 | 3.16 | 12 | 3.16 | 2028 | 15.8 | 12 | 15.8 | 2028 | 0 | 12 | 0 | 2028 | 0 | 12 | 0 | 2028 | 0 | 12 | 0 | 2028 | 6.29 | 12 | 6.29 | 2028 | 4.12 | 12 | 4.12 | 2028 | 2.08 | 12 | 2.08 | 2028 | 19.71 | 12 | 19.71 | 2028 | 0.84 | 12 | 0.84 | 2028 | 6.9447 | 12 | 6.9447 | 2028 | 0 | 12 | 0
2029 | 136.67 | 12 | 136.67 | 2029 | 2.4915 | 12 | 2.4915 | 2029 | 40.47 | 12 | 40.47 | 2029 | 40.0624 | 12 | 40.0624 | 2029 | 10.9 | 12 | 10.9 | 2029 | 0 | 12 | 0 | 2029 | 66.28 | 12 | 66.28 | 2029 | 29.15 | 12 | 29.15 | 2029 | 57.13 | 12 | 57.13 | 2029 | 0 | 12 | 0 | 2029 | 0 | 12 | 0 | 2029 | 0.92 | 12 | 0.92 | 2029 | 7.77 | 12 | 7.77 | 2029 | 3.93 | 12 | 3.93 | 2029 | 3.23 | 12 | 3.23 | 2029 | 16.16 | 12 | 16.16 | 2029 | 9.2764 | 12 | 9.2764 | 2029 | 0 | 12 | 0 | 2029 | 0 | 12 | 0 | 2029 | 6.43 | 12 | 6.43 | 2029 | 4.21 | 12 | 4.21 | 2029 | 2.13 | 12 | 2.13 | 2029 | 20.16 | 12 | 20.16 | 2029 | 0.86 | 12 | 0.86 | 2029 | 7.1 | 12 | 7.1 | 2029 | 0 | 12 | 0
2030 | 139.77 | 12 | 139.77 | 2030 | 2.55 | 12 | 2.55 | 2030 | 41.39 | 12 | 41.39 | 2030 | 40.97 | 12 | 40.97 | 2030 | 11.15 | 12 | 11.15 | 2030 | 0 | 12 | 0 | 2030 | 67.78 | 12 | 67.78 | 2030 | 29.81 | 12 | 29.81 | 2030 | 58.43 | 12 | 58.43 | 2030 | 0 | 12 | 0 | 2030 | 0 | 12 | 0 | 2030 | 0.94 | 12 | 0.94 | 2030 | 7.95 | 12 | 7.95 | 2030 | 4.02 | 12 | 4.02 | 2030 | 3.3 | 12 | 3.3 | 2030 | 16.53 | 12 | 16.53 | 2030 | 9.49 | 12 | 9.49 | 2030 | 0 | 12 | 0 | 2030 | 12.4382 | 12 | 12.4382 | 2030 | 6.58 | 12 | 6.58 | 2030 | 4.31 | 12 | 4.31 | 2030 | 2.18 | 12 | 2.18 | 2030 | 20.62 | 12 | 20.62 | 2030 | 0.88 | 12 | 0.88 | 2030 | 7.26 | 12 | 7.26 | 2030 | 0 | 12 | 0
2031 | 142.94 | 12 | 142.94 | 2031 | 2.61 | 12 | 2.61 | 2031 | 42.33 | 12 | 42.33 | 2031 | 41.9 | 12 | 41.9 | 2031 | 11.4 | 12 | 11.4 | 2031 | 0 | 12 | 0 | 2031 | 69.32 | 12 | 69.32 | 2031 | 30.49 | 12 | 30.49 | 2031 | 59.76 | 12 | 59.76 | 2031 | 0 | 12 | 0 | 2031 | 0 | 12 | 0 | 2031 | 0.96 | 12 | 0.96 | 2031 | 8.13 | 12 | 8.13 | 2031 | 4.11 | 12 | 4.11 | 2031 | 3.37 | 12 | 3.37 | 2031 | 16.91 | 12 | 16.91 | 2031 | 9.71 | 12 | 9.71 | 2031 | 0 | 12 | 0 | 2031 | 12.72 | 12 | 12.72 | 2031 | 6.73 | 12 | 6.73 | 2031 | 4.41 | 12 | 4.41 | 2031 | 2.23 | 12 | 2.23 | 2031 | 21.09 | 12 | 21.09 | 2031 | 0.9 | 12 | 0.9 | 2031 | 7.42 | 12 | 7.42 | 2031 | 0 | 12 | 0
2032 | 146.18 | 12 | 146.18 | 2032 | 2.67 | 12 | 2.67 | 2032 | 43.29 | 12 | 43.29 | 2032 | 42.85 | 12 | 42.85 | 2032 | 11.66 | 12 | 11.66 | 2032 | 0 | 12 | 0 | 2032 | 70.89 | 12 | 70.89 | 2032 | 31.18 | 12 | 31.18 | 2032 | 61.12 | 12 | 61.12 | 2032 | 0 | 12 | 0 | 2032 | 0 | 12 | 0 | 2032 | 0.98 | 12 | 0.98 | 2032 | 8.31 | 12 | 8.31 | 2032 | 4.2 | 12 | 4.2 | 2032 | 3.45 | 12 | 3.45 | 2032 | 17.29 | 12 | 17.29 | 2032 | 9.93 | 12 | 9.93 | 2032 | 32.3401 | 12 | 32.3401 | 2032 | 13.01 | 12 | 13.01 | 2032 | 6.88 | 12 | 6.88 | 2032 | 4.51 | 12 | 4.51 | 2032 | 2.28 | 12 | 2.28 | 2032 | 21.57 | 12 | 21.57 | 2032 | 0.92 | 12 | 0.92 | 2032 | 7.59 | 12 | 7.59 | 2032 | 49.0753 | 12 | 49.0753
2033 | 149.5 | 12 | 149.5 | 2033 | 2.73 | 12 | 2.73 | 2033 | 44.27 | 12 | 44.27 | 2033 | 43.82 | 12 | 43.82 | 2033 | 11.92 | 12 | 11.92 | 2033 | 0 | 12 | 0 | 2033 | 72.5 | 12 | 72.5 | 2033 | 31.89 | 12 | 31.89 | 2033 | 62.51 | 12 | 62.51 | 2033 | 0 | 12 | 0 | 2033 | 69.9335 | 12 | 69.9335 | 2033 | 1 | 12 | 1 | 2033 | 8.5 | 12 | 8.5 | 2033 | 4.3 | 12 | 4.3 | 2033 | 3.53 | 12 | 3.53 | 2033 | 17.68 | 12 | 17.68 | 2033 | 10.16 | 12 | 10.16 | 2033 | 33.07 | 12 | 33.07 | 2033 | 13.31 | 12 | 13.31 | 2033 | 7.04 | 12 | 7.04 | 2033 | 4.61 | 12 | 4.61 | 2033 | 2.33 | 12 | 2.33 | 2033 | 22.06 | 12 | 22.06 | 2033 | 0.94 | 12 | 0.94 | 2033 | 7.76 | 12 | 7.76 | 2033 | 50.19 | 12 | 50.19
2034 | 152.89 | 12 | 152.89 | 2034 | 2.79 | 12 | 2.79 | 2034 | 45.27 | 12 | 45.27 | 2034 | 44.81 | 12 | 44.81 | 2034 | 12.19 | 12 | 12.19 | 2034 | 0 | 12 | 0 | 2034 | 74.15 | 12 | 74.15 | 2034 | 32.61 | 12 | 32.61 | 2034 | 63.93 | 12 | 63.93 | 2034 | 0 | 12 | 0 | 2034 | 71.52 | 12 | 71.52 | 2034 | 1.02 | 12 | 1.02 | 2034 | 8.69 | 12 | 8.69 | 2034 | 4.4 | 12 | 4.4 | 2034 | 3.61 | 12 | 3.61 | 2034 | 18.08 | 12 | 18.08 | 2034 | 10.39 | 12 | 10.39 | 2034 | 33.82 | 12 | 33.82 | 2034 | 13.61 | 12 | 13.61 | 2034 | 7.2 | 12 | 7.2 | 2034 | 4.71 | 12 | 4.71 | 2034 | 2.38 | 12 | 2.38 | 2034 | 22.56 | 12 | 22.56 | 2034 | 0.96 | 12 | 0.96 | 2034 | 7.94 | 12 | 7.94 | 2034 | 51.33 | 12 | 51.33
2035 | 156.36 | 12 | 156.36 | 2035 | 2.85 | 12 | 2.85 | 2035 | 46.3 | 12 | 46.3 | 2035 | 45.83 | 12 | 45.83 | 2035 | 12.47 | 12 | 12.47 | 2035 | 0 | 12 | 0 | 2035 | 75.83 | 12 | 75.83 | 2035 | 33.35 | 12 | 33.35 | 2035 | 65.38 | 12 | 65.38 | 2035 | 0 | 12 | 0 | 2035 | 73.14 | 12 | 73.14 | 2035 | 1.04 | 12 | 1.04 | 2035 | 8.89 | 12 | 8.89 | 2035 | 4.5 | 12 | 4.5 | 2035 | 3.69 | 12 | 3.69 | 2035 | 18.49 | 12 | 18.49 | 2035 | 10.63 | 12 | 10.63 | 2035 | 34.59 | 12 | 34.59 | 2035 | 13.92 | 12 | 13.92 | 2035 | 7.36 | 12 | 7.36 | 2035 | 4.82 | 12 | 4.82 | 2035 | 2.43 | 12 | 2.43 | 2035 | 23.07 | 12 | 23.07 | 2035 | 0.98 | 12 | 0.98 | 2035 | 8.12 | 12 | 8.12 | 2035 | 52.5 | 12 | 52.5
2036 | 159.91 | 12 | 159.91 | 2036 | 2.91 | 12 | 2.91 | 2036 | 47.35 | 12 | 47.35 | 2036 | 46.87 | 12 | 46.87 | 2036 | 12.75 | 12 | 12.75 | 2036 | 0 | 12 | 0 | 2036 | 77.55 | 12 | 77.55 | 2036 | 34.11 | 12 | 34.11 | 2036 | 66.86 | 12 | 66.86 | 2036 | 0 | 12 | 0 | 2036 | 74.8 | 12 | 74.8 | 2036 | 1.06 | 12 | 1.06 | 2036 | 9.09 | 12 | 9.09 | 2036 | 4.6 | 12 | 4.6 | 2036 | 3.77 | 12 | 3.77 | 2036 | 18.91 | 12 | 18.91 | 2036 | 10.87 | 12 | 10.87 | 2036 | 35.38 | 12 | 35.38 | 2036 | 14.24 | 12 | 14.24 | 2036 | 7.53 | 12 | 7.53 | 2036 | 4.93 | 12 | 4.93 | 2036 | 2.49 | 12 | 2.49 | 2036 | 23.59 | 12 | 23.59 | 2036 | 1 | 12 | 1 | 2036 | 8.3 | 12 | 8.3 | 2036 | 53.69 | 12 | 53.69
2037 | 163.54 | 12 | 163.54 | 2037 | 2.98 | 12 | 2.98 | 2037 | 48.42 | 12 | 48.42 | 2037 | 47.93 | 12 | 47.93 | 2037 | 13.04 | 12 | 13.04 | 2037 | 0 | 12 | 0 | 2037 | 79.31 | 12 | 79.31 | 2037 | 34.88 | 12 | 34.88 | 2037 | 68.38 | 12 | 68.38 | 2037 | 26.1021 | 12 | 26.1021 | 2037 | 76.5 | 12 | 76.5 | 2037 | 1.08 | 12 | 1.08 | 2037 | 9.3 | 12 | 9.3 | 2037 | 4.7 | 12 | 4.7 | 2037 | 3.86 | 12 | 3.86 | 2037 | 19.34 | 12 | 19.34 | 2037 | 11.12 | 12 | 11.12 | 2037 | 36.18 | 12 | 36.18 | 2037 | 14.56 | 12 | 14.56 | 2037 | 7.7 | 12 | 7.7 | 2037 | 5.04 | 12 | 5.04 | 2037 | 2.55 | 12 | 2.55 | 2037 | 24.13 | 12 | 24.13 | 2037 | 1.02 | 12 | 1.02 | 2037 | 8.49 | 12 | 8.49 | 2037 | 54.91 | 12 | 54.91
2038 | 167.25 | 12 | 167.25 | 2038 | 3.05 | 12 | 3.05 | 2038 | 49.52 | 12 | 49.52 | 2038 | 49.02 | 12 | 49.02 | 2038 | 13.34 | 12 | 13.34 | 2038 | 0 | 12 | 0 | 2038 | 81.11 | 12 | 81.11 | 2038 | 35.67 | 12 | 35.67 | 2038 | 69.93 | 12 | 69.93 | 2038 | 26.69 | 12 | 26.69 | 2038 | 78.24 | 12 | 78.24 | 2038 | 1.1 | 12 | 1.1 | 2038 | 9.51 | 12 | 9.51 | 2038 | 4.81 | 12 | 4.81 | 2038 | 3.95 | 12 | 3.95 | 2038 | 19.78 | 12 | 19.78 | 2038 | 11.37 | 12 | 11.37 | 2038 | 37 | 12 | 37 | 2038 | 14.89 | 12 | 14.89 | 2038 | 7.87 | 12 | 7.87 | 2038 | 5.15 | 12 | 5.15 | 2038 | 2.61 | 12 | 2.61 | 2038 | 24.68 | 12 | 24.68 | 2038 | 1.04 | 12 | 1.04 | 2038 | 8.68 | 12 | 8.68 | 2038 | 56.16 | 12 | 56.16
2039 | 171.05 | 12 | 171.05 | 2039 | 3.12 | 12 | 3.12 | 2039 | 50.64 | 12 | 50.64 | 2039 | 50.13 | 12 | 50.13 | 2039 | 13.64 | 12 | 13.64 | 2039 | 0 | 12 | 0 | 2039 | 82.95 | 12 | 82.95 | 2039 | 36.48 | 12 | 36.48 | 2039 | 71.52 | 12 | 71.52 | 2039 | 27.3 | 12 | 27.3 | 2039 | 80.02 | 12 | 80.02 | 2039 | 1.12 | 12 | 1.12 | 2039 | 9.73 | 12 | 9.73 | 2039 | 4.92 | 12 | 4.92 | 2039 | 4.04 | 12 | 4.04 | 2039 | 20.23 | 12 | 20.23 | 2039 | 11.63 | 12 | 11.63 | 2039 | 37.84 | 12 | 37.84 | 2039 | 15.23 | 12 | 15.23 | 2039 | 8.05 | 12 | 8.05 | 2039 | 5.27 | 12 | 5.27 | 2039 | 2.67 | 12 | 2.67 | 2039 | 25.24 | 12 | 25.24 | 2039 | 1.06 | 12 | 1.06 | 2039 | 8.88 | 12 | 8.88 | 2039 | 57.43 | 12 | 57.43
2040 | 174.93 | 12 | 174.93 | 2040 | 3.19 | 12 | 3.19 | 2040 | 51.79 | 12 | 51.79 | 2040 | 51.27 | 12 | 51.27 | 2040 | 13.95 | 12 | 13.95 | 2040 | 0 | 12 | 0 | 2040 | 84.83 | 12 | 84.83 | 2040 | 37.31 | 12 | 37.31 | 2040 | 73.14 | 12 | 73.14 | 2040 | 27.92 | 12 | 27.92 | 2040 | 81.84 | 12 | 81.84 | 2040 | 1.15 | 12 | 1.15 | 2040 | 9.95 | 12 | 9.95 | 2040 | 5.03 | 12 | 5.03 | 2040 | 4.13 | 12 | 4.13 | 2040 | 20.69 | 12 | 20.69 | 2040 | 11.89 | 12 | 11.89 | 2040 | 38.7 | 12 | 38.7 | 2040 | 15.58 | 12 | 15.58 | 2040 | 8.23 | 12 | 8.23 | 2040 | 5.39 | 12 | 5.39 | 2040 | 2.73 | 12 | 2.73 | 2040 | 25.81 | 12 | 25.81 | 2040 | 1.08 | 12 | 1.08 | 2040 | 9.08 | 12 | 9.08 | 2040 | 58.73 | 12 | 58.73
2041 | 178.9 | 12 | 178.9 | 2041 | 3.26 | 12 | 3.26 | 2041 | 52.97 | 12 | 52.97 | 2041 | 52.43 | 12 | 52.43 | 2041 | 14.27 | 12 | 14.27 | 2041 | 0 | 12 | 0 | 2041 | 86.76 | 12 | 86.76 | 2041 | 38.16 | 12 | 38.16 | 2041 | 74.8 | 12 | 74.8 | 2041 | 28.55 | 12 | 28.55 | 2041 | 83.7 | 12 | 83.7 | 2041 | 1.18 | 12 | 1.18 | 2041 | 10.18 | 12 | 10.18 | 2041 | 5.14 | 12 | 5.14 | 2041 | 4.22 | 12 | 4.22 | 2041 | 21.16 | 12 | 21.16 | 2041 | 12.16 | 12 | 12.16 | 2041 | 39.58 | 12 | 39.58 | 2041 | 15.93 | 12 | 15.93 | 2041 | 8.42 | 12 | 8.42 | 2041 | 5.51 | 12 | 5.51 | 2041 | 2.79 | 12 | 2.79 | 2041 | 26.4 | 12 | 26.4 | 2041 | 1.1 | 12 | 1.1 | 2041 | 9.29 | 12 | 9.29 | 2041 | 60.06 | 12 | 60.06
2042 | 182.96 | 12 | 182.96 | 2042 | 3.33 | 12 | 3.33 | 2042 | 54.17 | 12 | 54.17 | 2042 | 53.62 | 12 | 53.62 | 2042 | 14.59 | 12 | 14.59 | 2042 | 0 | 12 | 0 | 2042 | 88.73 | 12 | 88.73 | 2042 | 39.03 | 12 | 39.03 | 2042 | 76.5 | 12 | 76.5 | 2042 | 29.2 | 12 | 29.2 | 2042 | 85.6 | 12 | 85.6 | 2042 | 1.21 | 12 | 1.21 | 2042 | 10.41 | 12 | 10.41 | 2042 | 5.26 | 12 | 5.26 | 2042 | 4.32 | 12 | 4.32 | 2042 | 21.64 | 12 | 21.64 | 2042 | 12.44 | 12 | 12.44 | 2042 | 40.48 | 12 | 40.48 | 2042 | 16.29 | 12 | 16.29 | 2042 | 8.61 | 12 | 8.61 | 2042 | 5.64 | 12 | 5.64 | 2042 | 2.85 | 12 | 2.85 | 2042 | 27 | 12 | 27 | 2042 | 1.12 | 12 | 1.12 | 2042 | 9.5 | 12 | 9.5 | 2042 | 61.42 | 12 | 61.42
2043 | 187.11 | 12 | 187.11 | 2043 | 3.41 | 12 | 3.41 | 2043 | 55.4 | 12 | 55.4 | 2043 | 54.84 | 12 | 54.84 | 2043 | 14.92 | 12 | 14.92 | 2043 | 0 | 12 | 0 | 2043 | 90.74 | 12 | 90.74 | 2043 | 39.92 | 12 | 39.92 | 2043 | 78.24 | 12 | 78.24 | 2043 | 29.86 | 12 | 29.86 | 2043 | 87.54 | 12 | 87.54 | 2043 | 1.24 | 12 | 1.24 | 2043 | 10.65 | 12 | 10.65 | 2043 | 5.38 | 12 | 5.38 | 2043 | 4.42 | 12 | 4.42 | 2043 | 22.13 | 12 | 22.13 | 2043 | 12.72 | 12 | 12.72 | 2043 | 41.4 | 12 | 41.4 | 2043 | 16.66 | 12 | 16.66 | 2043 | 8.81 | 12 | 8.81 | 2043 | 5.77 | 12 | 5.77 | 2043 | 2.91 | 12 | 2.91 | 2043 | 27.61 | 12 | 27.61 | 2043 | 1.15 | 12 | 1.15 | 2043 | 9.72 | 12 | 9.72 | 2043 | 62.81 | 12 | 62.81
2044 | 191.36 | 12 | 191.36 | 2044 | 3.49 | 12 | 3.49 | 2044 | 56.66 | 12 | 56.66 | 2044 | 56.08 | 12 | 56.08 | 2044 | 15.26 | 12 | 15.26 | 2044 | 0 | 12 | 0 | 2044 | 92.8 | 12 | 92.8 | 2044 | 40.83 | 12 | 40.83 | 2044 | 80.02 | 12 | 80.02 | 2044 | 30.54 | 12 | 30.54 | 2044 | 89.53 | 12 | 89.53 | 2044 | 1.27 | 12 | 1.27 | 2044 | 10.89 | 12 | 10.89 | 2044 | 5.5 | 12 | 5.5 | 2044 | 4.52 | 12 | 4.52 | 2044 | 22.63 | 12 | 22.63 | 2044 | 13.01 | 12 | 13.01 | 2044 | 42.34 | 12 | 42.34 | 2044 | 17.04 | 12 | 17.04 | 2044 | 9.01 | 12 | 9.01 | 2044 | 5.9 | 12 | 5.9 | 2044 | 2.98 | 12 | 2.98 | 2044 | 28.24 | 12 | 28.24 | 2044 | 1.18 | 12 | 1.18 | 2044 | 9.94 | 12 | 9.94 | 2044 | 64.24 | 12 | 64.24
2045 | 195.7 | 12 | 195.7 | 2045 | 3.57 | 12 | 3.57 | 2045 | 57.95 | 12 | 57.95 | 2045 | 57.35 | 12 | 57.35 | 2045 | 15.61 | 12 | 15.61 | 2045 | 0 | 12 | 0 | 2045 | 94.91 | 12 | 94.91 | 2045 | 41.76 | 12 | 41.76 | 2045 | 81.84 | 12 | 81.84 | 2045 | 31.23 | 12 | 31.23 | 2045 | 91.56 | 12 | 91.56 | 2045 | 1.3 | 12 | 1.3 | 2045 | 11.14 | 12 | 11.14 | 2045 | 5.62 | 12 | 5.62 | 2045 | 4.62 | 12 | 4.62 | 2045 | 23.14 | 12 | 23.14 | 2045 | 13.31 | 12 | 13.31 | 2045 | 43.3 | 12 | 43.3 | 2045 | 17.43 | 12 | 17.43 | 2045 | 9.21 | 12 | 9.21 | 2045 | 6.03 | 12 | 6.03 | 2045 | 3.05 | 12 | 3.05 | 2045 | 28.88 | 12 | 28.88 | 2045 | 1.21 | 12 | 1.21 | 2045 | 10.17 | 12 | 10.17 | 2045 | 65.7 | 12 | 65.7
| COD | 2025 |  |  | COD | 2029 |  |  | COD | 2028 |  |  | COD | 2029 |  |  | COD | 2025 |  |  | COD | 2026 |  |  | COD | 2026 |  |  | COD | 2026 |  |  | COD | 2026 |  |  | COD | 2037 |  |  | COD | 2033 |  |  | COD | 2026 |  |  | COD | 2026 |  |  | COD | 2026 |  |  | COD | 2026 |  |  | COD | 2024 |  |  | COD | 2029 |  |  | COD | 2032 |  |  | COD | 2030 |  |  | COD | 2027 |  |  | COD | 2025 |  |  | COD | 2026 |  |  | COD | 2024 |  |  | COD | 2026 |  |  | COD | 2028 |  |  | COD | 2032
| Transfer Capacity (MW) | 1200 |  |  | Transfer Capacity (MW) | 728 |  |  | Transfer Capacity (MW) | 1621 |  |  | Transfer Capacity (MW) | 950 |  |  | Transfer Capacity (MW) | 400 |  |  | Transfer Capacity (MW) | 600 |  |  | Transfer Capacity (MW) | 818 |  |  | Transfer Capacity (MW) | 300 |  |  | Transfer Capacity (MW) | 300 |  |  | Transfer Capacity (MW) | 30.0383 |  |  | Transfer Capacity (MW) | 389.4599 |  |  | Transfer Capacity (MW) | 1100 |  |  | Transfer Capacity (MW) | 160 |  |  | Transfer Capacity (MW) | 240 |  |  | Transfer Capacity (MW) | 331.1 |  |  | Transfer Capacity (MW) | 100 |  |  | Transfer Capacity (MW) | 662 |  |  | Transfer Capacity (MW) | 130 |  |  | Transfer Capacity (MW) | 558 |  |  | Transfer Capacity (MW) | 733 |  |  | Transfer Capacity (MW) | 9 |  |  | Transfer Capacity (MW) | 719 |  |  | Transfer Capacity (MW) | 80 |  |  | Transfer Capacity (MW) | 449.99 |  |  | Transfer Capacity (MW) | 180 |  |  | Transfer Capacity (MW) | 100
| Capital Cost (Mil $) | 2604.6811 |  |  | Capital Cost (Mil $) | 31.5116 |  |  | Capital Cost (Mil $) | 1114.5397 |  |  | Capital Cost (Mil $) | 661.2102 |  |  | Capital Cost (Mil $) | 69.2077 |  |  | Capital Cost (Mil $) | 0 |  |  | Capital Cost (Mil $) | 880.5591 |  |  | Capital Cost (Mil $) | 142.0081 |  |  | Capital Cost (Mil $) | 278.3472 |  |  | Capital Cost (Mil $) | 13.6217 |  |  | Capital Cost (Mil $) | 473.1812 |  |  | Capital Cost (Mil $) | 16.3901 |  |  | Capital Cost (Mil $) | 20.1852 |  |  | Capital Cost (Mil $) | 15.299 |  |  | Capital Cost (Mil $) | 17.3626 |  |  | Capital Cost (Mil $) | 25.0825 |  |  | Capital Cost (Mil $) | 106.6877 |  |  | Capital Cost (Mil $) | 73.0405 |  |  | Capital Cost (Mil $) | 120.5784 |  |  | Capital Cost (Mil $) | 78.28 |  |  | Capital Cost (Mil $) | 0.60302 |  |  | Capital Cost (Mil $) | 24.7868 |  |  | Capital Cost (Mil $) | 25.037 |  |  | Capital Cost (Mil $) | 6.2856 |  |  | Capital Cost (Mil $) | 21.7171 |  |  | Capital Cost (Mil $) | 85.2593
| CRF 1st Year Real | 5.756% |  |  | CRF 1st Year Real | 5.756% |  |  | CRF 1st Year Real | 5.756% |  |  | CRF 1st Year Real | 5.756% |  |  | CRF 1st Year Real | 5.756% |  |  | CRF 1st Year Real | 5.756% |  |  | CRF 1st Year Real | 5.756% |  |  | CRF 1st Year Real | 5.756% |  |  | CRF 1st Year Real | 5.756% |  |  | CRF 1st Year Real | 5.756% |  |  | CRF 1st Year Real | 5.756% |  |  | CRF 1st Year Real | 5.756% |  |  | CRF 1st Year Real | 5.756% |  |  | CRF 1st Year Real | 5.756% |  |  | CRF 1st Year Real | 5.756% |  |  | CRF 1st Year Real | 5.756% |  |  | CRF 1st Year Real | 5.756% |  |  | CRF 1st Year Real | 5.756% |  |  | CRF 1st Year Real | 5.756% |  |  | CRF 1st Year Real | 5.756% |  |  | CRF 1st Year Real | 5.756% |  |  | CRF 1st Year Real | 5.756% |  |  | CRF 1st Year Real | 5.756% |  |  | CRF 1st Year Real | 5.756% |  |  | CRF 1st Year Real | 5.756% |  |  | CRF 1st Year Real | 5.756%
Retail Revenue Requirement ($/kW-year, 2025$) |  | 124.9379 |  | Retail Revenue Requirement ($/kW-year, 2029$) |  | 2.4915 |  | Retail Revenue Requirement ($/kW-year, 2028$) |  | 39.5761 |  | Retail Revenue Requirement ($/kW-year, 2029$) |  | 40.0624 |  | Retail Revenue Requirement ($/kW-year, 2025$) |  | 9.959 |  | Retail Revenue Requirement ($/kW-year, 2026$) |  | 0 |  | Retail Revenue Requirement ($/kW-year, 2026$) |  | 61.9621 |  | Retail Revenue Requirement ($/kW-year, 2026$) |  | 27.2466 |  | Retail Revenue Requirement ($/kW-year, 2026$) |  | 53.4055 |  | Retail Revenue Requirement ($/kW-year, 2037$) |  | 26.1021 |  | Retail Revenue Requirement ($/kW-year, 2033$) |  | 69.9335 |  | Retail Revenue Requirement ($/kW-year, 2026$) |  | 0.85765 |  | Retail Revenue Requirement ($/kW-year, 2026$) |  | 7.2616 |  | Retail Revenue Requirement ($/kW-year, 2026$) |  | 3.6692 |  | Retail Revenue Requirement ($/kW-year, 2026$) |  | 3.0184 |  | Retail Revenue Requirement ($/kW-year, 2024$) |  | 14.4375 |  | Retail Revenue Requirement ($/kW-year, 2029$) |  | 9.2764 |  | Retail Revenue Requirement ($/kW-year, 2032$) |  | 32.3401 |  | Retail Revenue Requirement ($/kW-year, 2030$) |  | 12.4382 |  | Retail Revenue Requirement ($/kW-year, 2027$) |  | 6.1471 |  | Retail Revenue Requirement ($/kW-year, 2025$) |  | 3.8566 |  | Retail Revenue Requirement ($/kW-year, 2026$) |  | 1.9843 |  | Retail Revenue Requirement ($/kW-year, 2024$) |  | 18.0141 |  | Retail Revenue Requirement ($/kW-year, 2026$) |  | 0.80402 |  | Retail Revenue Requirement ($/kW-year, 2028$) |  | 6.9447 |  | Retail Revenue Requirement ($/kW-year, 2032$) |  | 49.0753

## IRP_LTReport
\\pacificorp.us\dfs\PDXCO\CT\Shared\Trading\Structuring & Pricing\QFs\Avoided Cost - 2023\09 - IRP2023 - UT - 2023 May\Data\2023 Preferred Portfolio\Copy of LT_13338_23I.LT.RP.20.PA1_.EP.MM.PP-D3 29 v109.9.xlsb
Parent Name | Collection | Child Name | Category | Fiscal Year | Generation (GWh) | Sales | Purchases | Fuel Cost ($000) | VO&M Cost ($000) | UoS Cost ($000) | FO&M Cost ($000) | Max Capacity (MW) | Installed Capacity (MW) | Units Built | Units Retired | Capacity Built (MW) | Build Cost ($000) | Retirement Cost ($000) | Value | Retired | Colstrip 3 Retire | Zone | State | Coal Plant | Portfolio Name | Portfolio Category | Type | Portfolio Summary | Existing, Proxy, Sale, Purch | Type_Abv | Tax/Other | LCOE Bundle | NCOC Bundle | CCUS/GC | CCUS/GC Year | Installed or Purchase | EE 1st Year Gen | Nuclear/Hydro Storage Year | StateName | ResourceMixChart1 | ResourceMixChart2
System | Generator | PV_.PX.UTS._.SER.PV | New Solar, Solar + Storage | 2025 | 118.3944 |  |  | 0 | 4238.5177 | 0 | 6585.5072 | 295 | 295 | 1 | 0 | 295 | 454622.5562 | 0 | 295 | 0 | 0 | East | UT |  | Utility Solar - PV - Utah South | Expansion Resources | Solar | Renewable - Utility Solar | PX | PV_ | SER |  |  |  |  | 295 | 0 |  | Utah | Solar | Renewable *
[9 empty] | 35.8 |  | 22.3238 | [5 empty] | 1541.0934
System | Generator | PV_.PX.UWY._.SER.PV | New Solar, Solar + Storage | 2025 | 9.4143 |  |  | 0 | 337.0304 | 0 | 446.4751 | 20 | 20 | 1 | 0 | 20 | 32089.9203 | 0 | 20 | 0 | 0 | East | UT |  | Utility Solar - PV - Utah North - WY | Expansion Resources | Solar | Renewable - Utility Solar | PX | PV_ | SER |  |  |  |  | 20 | 0 |  | Utah | Solar | Renewable *
[9 empty] | 35.8 |  | 22.3238 | [5 empty] | 1604.496
System | Generator | PV_.PX.UTS._.PTC.Hunter.PV | New Solar, Solar + Storage | 2028 | 1939.4885 |  |  | 0 | -74573.3333 | 0 | 17238.4517 | 200 | 686.5936 | 3.433 | 0 | 686.5936 | 1058104.8728 | 0 | 686.5936 | 0 | 0 | East | UT |  | Utility Solar - PV - Hunter | Expansion Resources | Solar | Renewable - Utility Solar | PX | PV_ | PTC |  |  |  |  | 686.5936 | 0 |  | Utah | Solar | Renewable *
[9 empty] | -38.45 |  | 25.1072 | [5 empty] | 1541.0934
System | Generator | PV_.PX.UTS._.PTC.Huntington.PV | New Solar, Solar + Storage | 2028 | 2318.4894 |  |  | 0 | -89145.9196 | 0 | 20607.0664 | 200 | 820.7628 | 4.1038 | 0 | 820.7628 | 1264872.1429 | 0 | 820.7628 | 0 | 0 | East | UT |  | Utility Solar - PV - Huntington | Expansion Resources | Solar | Renewable - Utility Solar | PX | PV_ | PTC |  |  |  |  | 820.7628 | 0 |  | Utah | Solar | Renewable *
[9 empty] | -38.45 |  | 25.1072 | [5 empty] | 1541.0934
System | Generator | PV_.PX.BOR._.PTC.PV | New Solar, Solar + Storage | 2028 | 977.4429 |  |  | 0 | -37582.6795 | 0 | 9708.8913 | 200 | 400 | 2 | 0 | 400 | 622778.9694 | 0 | 400 | 0 | 0 | East | ID |  | Utility Solar - PV - BorahPop | Expansion Resources | Solar | Renewable - Utility Solar | PX | PV_ | PTC |  |  |  |  | 400 | 0 |  | Idaho | Solar | Renewable *
[9 empty] | -38.45 |  | 24.2722 | [5 empty] | 1556.9474
System | Generator | PV_.PX.BDG._.PTC.Jim Bridger.PV | New Solar, Solar + Storage | 2032 | 2445.4409 |  |  | 0 | -100532.0767 | 0 | 24926.4271 | 200 | 938.766 | 4.6938 | 0 | 938.766 | 1198651.4317 | 0 | 938.766 | 0 | 0 | East | WY |  | Utility Solar - PV - Bridger | Expansion Resources | Solar | Renewable - Utility Solar | PX | PV_ | PTC |  |  |  |  | 938.766 | 0 |  | Wyoming | Solar | Renewable *
[9 empty] | -41.11 |  | 26.5523 | [5 empty] | 1276.8373
System | Generator | PV_.PX.UTN._.PTC.PV | New Solar, Solar + Storage | 2034 | 805.0675 |  |  | 0 | -35229.7538 | 0 | 8594.5094 | 200 | 300 | 1.5 | 0 | 300 | 370493.7742 | 0 | 300 | 0 | 0 | East | UT |  | Utility Solar - PV - Utah North | Expansion Resources | Solar | Renewable - Utility Solar | PX | PV_ | PTC |  |  |  |  | 300 | 0 |  | Utah | Solar | Renewable *
[9 empty] | -43.76 |  | 28.6484 | [5 empty] | 1234.9792
System | Generator | PVS.PX.UTS._.SER.PV | New Solar, Solar + Storage | 2025 | 37.0321 |  |  | 0 | 1325.7502 | 0 | 3527.153 | 158 | 158 | 1 | 0 | 158 | 243492.7589 | 0 | 158 | 0 | 0 | East | UT |  | PVS Solar - Utah South | Expansion Resources | Solar | Renewable - Utility Solar | PX | PVS | SER |  |  |  |  | 158 | 0 |  | Utah | Solar+Storage | Renewable + Storage
[9 empty] | 35.8 |  | 22.3238 | [5 empty] | 1541.0934
System | Battery | PVS.PX.UTS._.SER.BAT | New PVS Batteries | 2025 | 81.3088 |  |  |  | 0 | 0 | 7321.72 | 158 | 158 | 1 | 0 | 158 | 285921.0773 | 0 | 158 | 0 | 0 | East | UT |  | PVS Battery - Utah South | Expansion Resources | Battery - PVS | Renewable - Battery | PX | PVS | SER |  |  |  |  | 158 | 0 |  | Utah | Battery (PV) | Renewable + Storage
[11 empty] | 46.34 | [5 empty] | 1809.6271
System | Generator | PVS.PX.UWY._.SER.PV | New Solar, Solar + Storage | 2025 | 39.8993 |  |  | 0 | 1428.3955 | 0 | 6072.0609 | 272 | 272 | 1 | 0 | 272 | 436422.916 | 0 | 272 | 0 | 0 | East | UT |  | PVS Solar - Utah North - WY | Expansion Resources | Solar | Renewable - Utility Solar | PX | PVS | SER |  |  |  |  | 272 | 0 |  | Utah | Solar+Storage | Renewable + Storage
[9 empty] | 35.8 |  | 22.3238 | [5 empty] | 1604.496
System | Battery | PVS.PX.UWY._.SER.BAT | New PVS Batteries | 2025 | 112.6172 |  |  |  | 0 | 0 | 12604.48 | 272 | 272 | 1 | 0 | 272 | 492218.5634 | 0 | 272 | 0 | 0 | East | UT |  | PVS Battery - Utah North - WY | Expansion Resources | Battery - PVS | Renewable - Battery | PX | PVS | SER |  |  |  |  | 272 | 0 |  | Utah | Battery (PV) | Renewable + Storage
[11 empty] | 46.34 | [5 empty] | 1809.6271
System | Generator | PVS.PX.WYE._.SER.PV | New Solar, Solar + Storage | 2025 | 820.2996 |  |  | 0 | -29366.7237 | 0 | 7029.7499 | 314.9 | 314.9 | 1 | 0 | 314.9 | 505255.795 | 0 | 314.9 | 0 | 0 | East | WY |  | PVS Solar - Wyoming East | Expansion Resources | Solar | Renewable - Utility Solar | PX | PVS | SER |  |  |  |  | 314.9 | 0 |  | Wyoming | Solar+Storage | Renewable + Storage
[9 empty] | -35.8 |  | 22.3238 | [5 empty] | 1604.496
System | Battery | PVS.PX.WYE._.SER.BAT | New PVS Batteries | 2025 | 208.8559 |  |  |  | 0 | 0 | 14592.466 | 314.9 | 314.9 | 1 | 0 | 314.9 | 569851.5648 | 0 | 314.9 | 0 | 0 | East | WY |  | PVS Battery - Wyoming East | Expansion Resources | Battery - PVS | Renewable - Battery | PX | PVS | SER |  |  |  |  | 314.9 | 0 |  | Wyoming | Battery (PV) | Renewable + Storage
[11 empty] | 46.34 | [5 empty] | 1809.6271
System | Generator | PVS.PX.BOR._.2C5.PV | New Solar, Solar + Storage | 2026 | 2687.9679 |  |  | 0 | -110502.3628 | 0 | 25113.5537 | 1100 | 1100 | 1 | 0 | 1100 | 1712642.1658 | 0 | 1100 | 0 | 0 | East | ID |  | PVS Solar - BorahPop | Expansion Resources | Solar | Renewable - Utility Solar | PX | PVS | 2C5 |  |  |  |  | 1100 | 0 |  | Idaho | Solar+Storage | Renewable + Storage
[9 empty] | -41.11 |  | 22.8305 | [5 empty] | 1556.9474
System | Battery | PVS.PX.BOR._.2C5.BAT | New PVS Batteries | 2026 | 1161.3526 |  |  |  | 0 | 0 | 77333.969 | 1099.9 | 1099.9 | 1 | 0 | 1099.9 | 1990408.8158 | 0 | 1099.9 | 0 | 0 | East | ID |  | PVS Battery - BorahPop | Expansion Resources | Battery - PVS | Renewable - Battery | PX | PVS | 2C5 |  |  |  |  | 1099.9 | 0 |  | Idaho | Battery (PV) | Renewable + Storage
[11 empty] | 70.31 | [5 empty] | 1809.6271
System | Generator | PVS.PX.CLV.1.TC4.PV | New Solar, Solar + Storage | 2026 | 847.4395 |  |  | 0 | -34838.2387 | 0 | 6849.151 | 300 | 300 | 1 | 0 | 300 | 462328.0232 | 0 | 300 | 0 | 0 | East | UT |  | PVS Solar - Clover | Expansion Resources | Solar | Renewable - Utility Solar | PX | PVS | TC4 |  |  |  |  | 300 | 0 |  | Utah | Solar+Storage | Renewable + Storage
[9 empty] | -41.11 |  | 22.8305 | [5 empty] | 1541.0934
System | Battery | PVS.PX.CLV.1.TC4.BAT | New PVS Batteries | 2026 | 282.1827 |  |  |  | 0 | 0 | 14217 | 300 | 300 | 1 | 0 | 300 | 542888.1214 | 0 | 300 | 0 | 0 | East | UT |  | PVS Battery - Clover | Expansion Resources | Battery - PVS | Renewable - Battery | PX | PVS | TC4 |  |  |  |  | 300 | 0 |  | Utah | Battery (PV) | Renewable + Storage
[11 empty] | 47.39 | [5 empty] | 1809.6271
System | Generator | PVS.PX.COR._.TC8.PV | New Solar, Solar + Storage | 2026 | 487.5797 |  |  | 0 | -18103.8361 | 0 | 4566.1007 | 200 | 200 | 1 | 0 | 200 | 333579.7237 | 0 | 200 | 0 | 0 | West | OR |  | PVS Solar - Central OR | Expansion Resources | Solar | Renewable - Utility Solar | PX | PVS | TC8 |  |  |  |  | 200 | 0 |  | Oregon | Solar+Storage | Renewable + Storage
[9 empty] | -37.13 |  | 22.8305 | [5 empty] | 1667.8986
System | Battery | PVS.PX.COR._.TC8.BAT | New PVS Batteries | 2026 | 107.9228 |  |  |  | 0 | 0 | 9478 | 200 | 200 | 1 | 0 | 200 | 361925.4143 | 0 | 200 | 0 | 0 | West | OR |  | PVS Battery - Central OR | Expansion Resources | Battery - PVS | Renewable - Battery | PX | PVS | TC8 |  |  |  |  | 200 | 0 |  | Oregon | Battery (PV) | Renewable + Storage
[11 empty] | 47.39 | [5 empty] | 1809.6271
System | Generator | PVS.PX.WMV._.223.PV | New Solar, Solar + Storage | 2026 | 1216.3831 |  |  | 0 | -45164.3068 | 0 | 10821.6586 | 474 | 474 | 1 | 0 | 474 | 775554.3412 | 0 | 474 | 0 | 0 | West | OR |  | PVS Solar - Willamette Valley | Expansion Resources | Solar | Renewable - Utility Solar | PX | PVS | 223 |  |  |  |  | 474 | 0 |  | Oregon | Solar+Storage | Renewable + Storage
[9 empty] | -37.13 |  | 22.8305 | [5 empty] | 1636.1906
System | Battery | PVS.PX.WMV._.223.BAT | New PVS Batteries | 2026 | 400.8549 |  |  |  | 0 | 0 | 33326.94 | 474 | 474 | 1 | 0 | 474 | 857763.2318 | 0 | 474 | 0 | 0 | West | OR |  | PVS Battery - Willamette Valley | Expansion Resources | Battery - PVS | Renewable - Battery | PX | PVS | 223 |  |  |  |  | 474 | 0 |  | Oregon | Battery (PV) | Renewable + Storage
[11 empty] | 70.31 | [5 empty] | 1809.6271
System | Generator | PVS.PX.YAK._.110.PV | New Solar, Solar + Storage | 2026 | 976.3291 |  |  | 0 | -36251.0988 | 0 | 31534.2738 | 449.99 | 449.99 | 1 | 0 | 449.99 | 736269.4051 | 0 | 449.99 | 0 | 0 | West | WA |  | PVS Solar - Yakima | Expansion Resources | Solar | Renewable - Utility Solar | PX | PVS | 110 |  |  |  |  | 449.99 | 0 |  | Washington | Solar+Storage | Renewable + Storage
[9 empty] | -37.13 |  | 70.0777 | [5 empty] | 1636.1906
System | Battery | PVS.PX.YAK._.110.BAT | New PVS Batteries | 2026 | 397.2209 |  |  |  | 0 | 0 | 21325.0261 | 449.99 | 449.99 | 1 | 0 | 449.99 | 814314.0858 | 0 | 449.99 | 0 | 0 | West | WA |  | PVS Battery - Yakima | Expansion Resources | Battery - PVS | Renewable - Battery | PX | PVS | 110 |  |  |  |  | 449.99 | 0 |  | Washington | Battery (PV) | Renewable + Storage
[11 empty] | 47.39 | [5 empty] | 1809.6271
System | Generator | PVS.PX.WWA._.215.PV | New Solar, Solar + Storage | 2027 | 1239.479 |  |  | 0 | -47657.9689 | 0 | 11277.4486 | 483 | 483 | 1 | 0 | 483 | 790280.0565 | 0 | 483 | 0 | 0 | West | WA |  | PVS Solar - Walla Walla | Expansion Resources | Solar | Renewable - Utility Solar | PX | PVS | 215 |  |  |  |  | 483 | 0 |  | Washington | Solar+Storage | Renewable + Storage
[9 empty] | -38.45 |  | 23.3488 | [5 empty] | 1636.1906
System | Battery | PVS.PX.WWA._.215.BAT | New PVS Batteries | 2027 | 337.5397 |  |  |  | 0 | 0 | 34727.7 | 483 | 483 | 1 | 0 | 483 | 874049.8755 | 0 | 483 | 0 | 0 | West | WA |  | PVS Battery -Walla Walla | Expansion Resources | Battery - PVS | Renewable - Battery | PX | PVS | 215 |  |  |  |  | 483 | 0 |  | Washington | Battery (PV) | Renewable + Storage
[11 empty] | 71.9 | [5 empty] | 1809.6271
System | Generator | PVS.PX.GOE.1.A43.PV | New Solar, Solar + Storage | 2029 | 488.7214 |  |  | 0 | -19441.3383 | 0 | 4884.164 | 200 | 200 | 1 | 0 | 200 | 255.2241 | 0 | 200 | 0 | 0 | East | ID |  | PVS Solar - Goshen | Expansion Resources | Solar | Renewable - Utility Solar | PX | PVS | A43 |  |  |  |  | 200 | 0 |  | Idaho | Solar+Storage | Renewable + Storage
[9 empty] | -39.78 |  | 24.4208 | [5 empty] | 1.2761
System | Battery | PVS.PX.GOE.1.A43.BAT | New PVS Batteries | 2029 | 440.7786 |  |  |  | 0 | 0 | 27828.81 | 549 | 549 | 1 | 0 | 549 | 959706.701 | 0 | 549 | 0 | 0 | East | ID |  | PVS Battery - Goshen | Expansion Resources | Battery - PVS | Renewable - Battery | PX | PVS | A43 |  |  |  |  | 549 | 0 |  | Idaho | Battery (PV) | Renewable + Storage
[11 empty] | 50.69 | [5 empty] | 1748.0996
System | Generator | PVS.PX.WMV._.222.PV | New Solar, Solar + Storage | 2025 | 23.0959 |  |  | 0 | -826.8326 | 0 | 200.9138 | 9 | 9 | 1 | 0 | 9 | 14725.7153 | 0 | 9 | 0 | 0 | West | OR |  | PVS Solar - Willamette Valley | Expansion Resources | Solar | Renewable - Utility Solar | PX | PVS | 222 |  |  |  |  | 9 | 0 |  | Oregon | Solar+Storage | Renewable + Storage
[9 empty] | -35.8 |  | 22.3238 | [5 empty] | 1636.1906
System | Battery | PVS.PX.WMV._.222.BAT | New PVS Batteries | 2025 | 10.1439 |  |  |  | 0 | 0 | 618.75 | 9 | 9 | 1 | 0 | 9 | 16286.6436 | 0 | 9 | 0 | 0 | West | OR |  | PVS Battery - Willamette Valley | Expansion Resources | Battery - PVS | Renewable - Battery | PX | PVS | 222 |  |  |  |  | 9 | 0 |  | Oregon | Battery (PV) | Renewable + Storage
[11 empty] | 68.75 | [5 empty] | 1809.6271
System | Generator | WD_.PX.WWA._.215.WD | New Wind, Wind + Storage | 2027 | 324.558 |  |  | 0 | -13342.5796 | 0 | 5021.9066 | 100 | 100 | 1 | 0 | 100 | 212438.3808 | 0 | 100 | 0 | 0 | West | WA |  | Wind - WD - Walla Walla WA | Expansion Resources | Wind | Renewable - Wind | PX | WD_ | 215 |  |  |  |  | 100 | 0 |  | Washington | Wind | Renewable *
[9 empty] | -41.11 |  | 50.2191 | [5 empty] | 2124.3838
System | Generator | WD_.PX.BOR._.PTC.WD | New Wind, Wind + Storage | 2028 | 978.7292 |  |  | 0 | -37632.1372 | 0 | 15449.9245 | 200 | 300 | 1.5 | 0 | 300 | 613016.7554 | 0 | 300 | 0 | 0 | East | ID |  | Wind - WD - BorahPop | Expansion Resources | Wind | Renewable - Wind | PX | WD_ | PTC |  |  |  |  | 300 | 0 |  | Idaho | Wind | Renewable *
[9 empty] | -38.45 |  | 51.4997 | [5 empty] | 2043.3892
System | Generator | WD_.PX.BDG._.PTC.Bridger.WD | New Wind, Wind + Storage | 2029 | 2483.7228 |  |  | 0 | -98802.49 | 0 | 34141.178 | 200 | 650 | 3.25 | 0 | 650 | 1210156.3237 | 0 | 650 | 0 | 0 | East | WY |  | Wind - WD - Bridger | Expansion Resources | Wind | Renewable - Wind | PX | WD_ | PTC |  |  |  |  | 650 | 0 |  | Wyoming | Wind | Renewable *
[9 empty] | -39.78 |  | 52.5249 | [5 empty] | 1861.779
System | Generator | WD_.PX.WYE._.PTC.WD | New Wind, Wind + Storage | 2029 | 2865.834 |  |  | 0 | -114002.873 | 0 | 39393.6669 | 200 | 750 | 3.75 | 0 | 750 | 1396334.2197 | 0 | 750 | 0 | 0 | East | WY |  | Wind - WD - Wyoming East | Expansion Resources | Wind | Renewable - Wind | PX | WD_ | PTC |  |  |  |  | 750 | 0 |  | Wyoming | Wind | Renewable *
[9 empty] | -39.78 |  | 52.5249 | [5 empty] | 1861.779
System | Generator | WD_.PX.WYE.1.A01.WD | New Wind, Wind + Storage | 2029 | 1910.556 |  |  | 0 | -82102.3198 | 0 | 14474.6307 | 500 | 500 | 1 | 0 | 500 | 787930 | 0 | 500 | 0 | 0 | East | WY |  | Wind - WD - Wyoming East | Expansion Resources | Wind | Renewable - Wind | PX | WD_ | A01 |  |  |  |  | 500 | 0 |  | Wyoming | Wind | Renewable *
[9 empty] | -42.973 |  | 28.9493 | [5 empty] | 1575.86
System | Generator | WD_.PX.UWY._.SER.WD | New Wind, Wind + Storage | 2025 | 95.6089 |  |  | 0 | 3422.7973 | 0 | 10118.9606 | 220 | 220 | 1 | 0 | 220 | 483502.207 | 0 | 220 | 0 | 0 | East | UT |  | Wind - WD - Utah North - WY | Expansion Resources | Wind | Renewable - Wind | PX | WD_ | SER |  |  |  |  | 220 | 0 |  | Utah | Wind | Renewable *
[9 empty] | 35.8 |  | 45.9953 | [5 empty] | 2197.7373
System | Generator | WD_.PX.WYE._.SER.WD | New Wind, Wind + Storage | 2025 | 290.0224 |  |  | 0 | -10382.8017 | 0 | 3491.0414 | 75.9 | 75.9 | 1 | 0 | 75.9 | 160836.5712 | 0 | 75.9 | 0 | 0 | East | WY |  | Wind - WD - Wyoming East | Expansion Resources | Wind | Renewable - Wind | PX | WD_ | SER |  |  |  |  | 75.9 | 0 |  | Wyoming | Wind | Renewable *
[9 empty] | -35.8 |  | 45.9953 | [5 empty] | 2119.0589
System | Generator | WD_.PX.PNC._.PTC.WD | New Wind, Wind + Storage | 2032 | 423.9812 |  |  | 0 | -17429.8692 | 0 | 7323.8846 | 200 | 130 | 0.65 | 0 | 130 | 185531.7952 | 0 | 130 | 0 | 0 | West | OR |  | Wind - WD - Portland North Coast | Expansion Resources | Wind | Renewable - Wind | PX | WD_ | PTC |  |  |  |  | 130 | 0 |  | Oregon | Wind | Renewable *
[9 empty] | -41.11 |  | 56.3376 | [5 empty] | 1427.1677
System | Generator | WD_.PX.SOR._.PTC.WD | New Wind, Wind + Storage | 2032 | 0 |  |  | 0 | 0 | 0 | 5633.7574 | 200 | 100 | 0.5 | 0 | 100 | 142716.7655 | 0 | 100 | 0 | 0 | West | OR |  | Wind - WD - Southern OR | Expansion Resources | Wind | Renewable - Wind | PX | WD_ | PTC |  |  |  |  | 100 | 0 |  | Oregon | Wind | Renewable *
[11 empty] | 56.3376 | [5 empty] | 1427.1677
System | Generator | WD_.PX.YAK._.PTC.WD | New Wind, Wind + Storage | 2032 | 1633.1695 |  |  | 0 | -67139.5991 | 0 | 28219.4343 | 200 | 500.899 | 2.5045 | 0 | 500.899 | 757257.1313 | 0 | 500.899 | 0 | 0 | West | WA |  | Wind - WD - Yakima | Expansion Resources | Wind | Renewable - Wind | PX | WD_ | PTC |  |  |  |  | 500.899 | 0 |  | Washington | Wind | Renewable *
[9 empty] | -41.11 |  | 56.3376 | [5 empty] | 1511.7961
System | Generator | WD_.PX.SOR._.PTC.WD | New Wind, Wind + Storage | 2033 | 4439.8728 |  |  | 0 | -188383.805 | 0 | 79411.6466 | 200 | 1382.0572 | 6.4103 | 0 | 1282.0572 | 1862645.3091 | 0 | 1282.0572 | 0 | 0 | West | OR |  | Wind - WD - Southern OR | Expansion Resources | Wind | Renewable - Wind | PX | WD_ | PTC |  |  |  |  | 1382.0572 | 0 |  | Oregon | Wind | Renewable *
[9 empty] | -42.43 |  | 61.9408 | [5 empty] | 1452.8566
System | Generator | WD_.PX.WWA._.PTC.WD | New Wind, Wind + Storage | 2032 | 1066.9439 |  |  | 0 | -43862.0664 | 0 | 19028.331 | 200 | 337.7556 | 1.6888 | 0 | 337.7556 | 510617.5831 | 0 | 337.7556 | 0 | 0 | West | WA |  | Wind - WD - Walla Walla WA | Expansion Resources | Wind | Renewable - Wind | PX | WD_ | PTC |  |  |  |  | 337.7556 | 0 |  | Washington | Wind | Renewable *
[9 empty] | -41.11 |  | 56.3376 | [5 empty] | 1511.7961
System | Generator | WD_.PX.WYE._.PTC.Djohns.WD | New Wind, Wind + Storage | 2032 | 2497.9316 |  |  | 0 | -102689.9681 | 0 | 36619.4228 | 200 | 650 | 3.25 | 0 | 650 | 928012.3113 | 0 | 650 | 0 | 0 | East | WY |  | Wind - WD - Wyoming East | Expansion Resources | Wind | Renewable - Wind | PX | WD_ | PTC |  |  |  |  | 650 | 0 |  | Wyoming | Wind | Renewable *
[9 empty] | -41.11 |  | 56.3376 | [5 empty] | 1427.7112
System | Generator | WD_.PX.WYN._.PTC.WD | New Wind, Wind + Storage | 2032 | 1300.0071 |  |  | 0 | -53443.2945 | 0 | 20543.4511 | 200 | 364.6492 | 1.8232 | 0 | 364.6492 | 520613.7645 | 0 | 364.6492 | 0 | 0 | East | WY |  | Wind - WD - Wyoming North | Expansion Resources | Wind | Renewable - Wind | PX | WD_ | PTC |  |  |  |  | 364.6492 | 0 |  | Wyoming | Wind | Renewable *
[9 empty] | -41.11 |  | 56.3376 | [5 empty] | 1427.7112
System | Battery | BAT.PX.UTN._.ITC.Lithium-ion | New Stand Alone | 2029 | 138.8165 |  |  |  | 0 | 0 | 10138 | 200 | 200 | 1 | 0 | 200 | 349619.9275 | 0 | 200 | 0 | 0 | East | UT |  | Battery Storage - Utah-N | Expansion Resources | Storage | Renewable - Battery | PX | BAT | ITC |  |  |  |  | 200 | 0 |  | Utah | Battery | Storage
[11 empty] | 50.69 | [5 empty] | 1748.0996
System | Battery | BAT.PX.BOR._.ITC.Lithium-ion | New Stand Alone | 2028 | 87.8484 |  |  |  | 0 | 0 | 29823.4849 | 200 | 600 | 3 | 0 | 600 | 1085776.2428 | 0 | 600 | 0 | 0 | East | ID |  | Battery Storage, BorahPop | Expansion Resources | Storage | Renewable - Battery | PX | BAT | ITC |  |  |  |  | 600 | 0 |  | Idaho | Battery | Storage
[11 empty] | 49.7058 | [5 empty] | 1809.6271
System | Battery | BAT.PX.WYE._.ITC.DJ+Wyodak | New Stand Alone | 2028 | 168.5181 |  |  |  | 0 | 0 | 19882.3233 | 200 | 400 | 2 | 0 | 400 | 723850.8285 | 0 | 400 | 0 | 0 | East | WY |  | Battery Storage - DJ+Wyodak | Expansion Resources | Storage | Renewable - Battery | PX | BAT | ITC |  |  |  |  | 400 | 0 |  | Wyoming | Battery | Storage
[11 empty] | 49.7058 | [5 empty] | 1809.6271
System | Battery | BAT.PX.BPA._.221.Lithium-Ion | New Stand Alone | 2026 | 47.0359 |  |  |  | 0 | 0 | 7582.4 | 160 | 160 | 1 | 0 | 160 | 289540.3314 | 0 | 160 | 0 | 0 | West | OR |  | Battery Storage - BPA NITS | Expansion Resources | Storage | Renewable - Battery | PX | BAT | 221 |  |  |  |  | 160 | 0 |  | Oregon | Battery | Storage
[11 empty] | 47.39 | [5 empty] | 1809.6271
System | Battery | BAT.PX.WWA._.215.Lithium-ion | New Stand Alone | 2027 | 45.0069 |  |  |  | 0 | 0 | 10425.5 | 145 | 145 | 1 | 0 | 145 | 262395.9253 | 0 | 145 | 0 | 0 | West | WA |  | Battery Storage - Walla Walla | Expansion Resources | Storage | Renewable - Battery | PX | BAT | 215 |  |  |  |  | 145 | 0 |  | Washington | Battery | Storage
[11 empty] | 71.9 | [5 empty] | 1809.6271
System | Generator | XSC.PX.UTN._.ITC.Non-E | New Non-emitting Peaking | 2030 | 0 |  |  | 0 | 0 | 0 | 98380.8336 | 303 | 606 | 2 | 0 | 606 | 804410.9595 | 0 | 606 | 0 | 0 | East | UT |  | NonEmitting Peaker - Utah North | Expansion Resources | NonEmitting Peaker | NonEmitting Peaker | PX | XSC | ITC |  |  |  |  | 606 | 0 |  | Utah | Non-Emitting Peaker | Non-Emitting Peaker
[11 empty] | 162.3446 | [5 empty] | 1327.4108
System | Generator | WD_.PX.WYN._.PTC.WD | New Wind, Wind + Storage | 2032 | 1300.0071 |  |  | 0 | -53443.2945 | 0 | 20543.4511 | 200 | 364.6492 | 1.8232 | 0 | 364.6492 | 520613.7645 | 0 | 364.6492 | 0 | 0 | East | WY |  | Wind - WD - Wyoming North | Expansion Resources | Wind | Renewable - Wind | PX | WD_ | PTC |  |  |  |  | 364.6492 | 0 |  | Wyoming | Wind | Renewable *

## Inflation
Collection | Parent Object | Child Object | Property | Value | Data File | Units | Band | Date From | Date To | Timeslice | Action | Expression | Scenario | Memo | Category |  | 2.27%
Variables | System | Inflation | Profile | 1 |  | - | 1 | 2022-01-01 |  |  | = |  |  | 2023 IRP Inflation 2022$ (2.27%) | -
Variables | System | Inflation | Profile | 1.0227 |  | - | 1 | 2023-01-01 |  |  | = |  |  | 2023 IRP Inflation 2022$ (2.27%) | - | 2.27%
Variables | System | Inflation | Profile | 1.0459 |  | - | 1 | 2024-01-01 |  |  | = |  |  | 2023 IRP Inflation 2022$ (2.27%) | - | 2.27%
Variables | System | Inflation | Profile | 1.0697 |  | - | 1 | 2025-01-01 |  |  | = |  |  | 2023 IRP Inflation 2022$ (2.27%) | - | 2.27%
Variables | System | Inflation | Profile | 1.0939 |  | - | 1 | 2026-01-01 |  |  | = |  |  | 2023 IRP Inflation 2022$ (2.27%) | - | 2.27%
Variables | System | Inflation | Profile | 1.1188 |  | - | 1 | 2027-01-01 |  |  | = |  |  | 2023 IRP Inflation 2022$ (2.27%) | - | 2.27%
Variables | System | Inflation | Profile | 1.1442 |  | - | 1 | 2028-01-01 |  |  | = |  |  | 2023 IRP Inflation 2022$ (2.27%) | - | 2.27%
Variables | System | Inflation | Profile | 1.1701 |  | - | 1 | 2029-01-01 |  |  | = |  |  | 2023 IRP Inflation 2022$ (2.27%) | - | 2.27%
Variables | System | Inflation | Profile | 1.1967 |  | - | 1 | 2030-01-01 |  |  | = |  |  | 2023 IRP Inflation 2022$ (2.27%) | - | 2.27%
Variables | System | Inflation | Profile | 1.2239 |  | - | 1 | 2031-01-01 |  |  | = |  |  | 2023 IRP Inflation 2022$ (2.27%) | - | 2.27%
Variables | System | Inflation | Profile | 1.2516 |  | - | 1 | 2032-01-01 |  |  | = |  |  | 2023 IRP Inflation 2022$ (2.27%) | - | 2.27%
Variables | System | Inflation | Profile | 1.2801 |  | - | 1 | 2033-01-01 |  |  | = |  |  | 2023 IRP Inflation 2022$ (2.27%) | - | 2.27%
Variables | System | Inflation | Profile | 1.3091 |  | - | 1 | 2034-01-01 |  |  | = |  |  | 2023 IRP Inflation 2022$ (2.27%) | - | 2.27%
Variables | System | Inflation | Profile | 1.3388 |  | - | 1 | 2035-01-01 |  |  | = |  |  | 2023 IRP Inflation 2022$ (2.27%) | - | 2.27%
Variables | System | Inflation | Profile | 1.3692 |  | - | 1 | 2036-01-01 |  |  | = |  |  | 2023 IRP Inflation 2022$ (2.27%) | - | 2.27%
Variables | System | Inflation | Profile | 1.4003 |  | - | 1 | 2037-01-01 |  |  | = |  |  | 2023 IRP Inflation 2022$ (2.27%) | - | 2.27%
Variables | System | Inflation | Profile | 1.4321 |  | - | 1 | 2038-01-01 |  |  | = |  |  | 2023 IRP Inflation 2022$ (2.27%) | - | 2.27%
Variables | System | Inflation | Profile | 1.4646 |  | - | 1 | 2039-01-01 |  |  | = |  |  | 2023 IRP Inflation 2022$ (2.27%) | - | 2.27%
Variables | System | Inflation | Profile | 1.4979 |  | - | 1 | 2040-01-01 |  |  | = |  |  | 2023 IRP Inflation 2022$ (2.27%) | - | 2.27%
Variables | System | Inflation | Profile | 1.5319 |  | - | 1 | 2041-01-01 |  |  | = |  |  | 2023 IRP Inflation 2022$ (2.27%) | - | 2.27%
Variables | System | Inflation | Profile | 1.5666 |  | - | 1 | 2042-01-01 |  |  | = |  |  | 2023 IRP Inflation 2022$ (2.27%) | - | 2.27%
Variables | System | Inflation | Profile | 1.6022 |  | - | 1 | 2043-01-01 |  |  | = |  |  | 2023 IRP Inflation 2022$ (2.27%) | - | 2.27%
Variables | System | Inflation | Profile | 1.6386 |  | - | 1 | 2044-01-01 |  |  | = |  |  | 2023 IRP Inflation 2022$ (2.27%) | - | 2.27%
Variables | System | Inflation | Profile | 1.6758 |  | - | 1 | 2045-01-01 |  |  | = |  |  | 2023 IRP Inflation 2022$ (2.27%) | - | 2.27%

## IRP_PTC_ESC
Collection | Parent Object | Child Object | Property | Value | Data File | Units | Band | Date From | Date To | Timeslice | Action | Expression | Scenario | Memo | Category |  | Year |  | Collection | Parent Object | Child Object | Property | Value | Data File | Units | Band | Date From | Date To | Timeslice | Action | Expression | Scenario | Memo | Category
Variables | System | 23IRPPVESC | Profile | 1 |  | - | 1 | 2022-01-01 |  |  | = |  |  |  | - |  | 2022 |  | Variables | System | 23IRPBATESC | Profile | 1 |  | - | 1 | 44562 |  |  | = |  |  |  | -
Variables | System | 23IRPPVESC | Profile | 1.3447 |  | - | 1 | 2023-01-01 |  |  | = |  |  |  | - | 1.3447 | 2023 |  | Variables | System | 23IRPBATESC | Profile | 1.0506 |  | - | 1 | 44927 |  |  | = |  |  |  | - | 1.0506
Variables | System | 23IRPPVESC | Profile | 1.3447 |  | - | 1 | 2024-01-01 |  |  | = |  |  |  | - | 1 | 2024 |  | Variables | System | 23IRPBATESC | Profile | 1.0506 |  | - | 1 | 45292 |  |  | = |  |  |  | - | 1
Variables | System | 23IRPPVESC | Profile | 1.3447 |  | - | 1 | 2025-01-01 |  |  | = |  |  |  | - | 1 | 2025 |  | Variables | System | 23IRPBATESC | Profile | 1.0506 |  | - | 1 | 45658 |  |  | = |  |  |  | - | 1
Variables | System | 23IRPPVESC | Profile | 1.3447 |  | - | 1 | 2026-01-01 |  |  | = |  |  |  | - | 1 | 2026 |  | Variables | System | 23IRPBATESC | Profile | 1.0506 |  | - | 1 | 46023 |  |  | = |  |  |  | - | 1
Variables | System | 23IRPPVESC | Profile | 1.3447 |  | - | 1 | 2027-01-01 |  |  | = |  |  |  | - | 1 | 2027 |  | Variables | System | 23IRPBATESC | Profile | 1.0506 |  | - | 1 | 46388 |  |  | = |  |  |  | - | 1
Variables | System | 23IRPPVESC | Profile | 1.3447 |  | - | 1 | 2028-01-01 |  |  | = |  |  |  | - | 1 | 2028 |  | Variables | System | 23IRPBATESC | Profile | 1.0506 |  | - | 1 | 46753 |  |  | = |  |  |  | - | 1
Variables | System | 23IRPPVESC | Profile | 1.2761 |  | - | 1 | 2029-01-01 |  |  | = |  |  |  | - | 0.949 | 2029 |  | Variables | System | 23IRPBATESC | Profile | 1.0149 |  | - | 1 | 47119 |  |  | = |  |  |  | - | 0.966
Variables | System | 23IRPPVESC | Profile | 1.2072 |  | - | 1 | 2030-01-01 |  |  | = |  |  |  | - | 0.946 | 2030 |  | Variables | System | 23IRPBATESC | Profile | 0.97834 |  | - | 1 | 47484 |  |  | = |  |  |  | - | 0.964
Variables | System | 23IRPPVESC | Profile | 1.1384 |  | - | 1 | 2031-01-01 |  |  | = |  |  |  | - | 0.943 | 2031 |  | Variables | System | 23IRPBATESC | Profile | 0.94215 |  | - | 1 | 47849 |  |  | = |  |  |  | - | 0.963
Variables | System | 23IRPPVESC | Profile | 1.0701 |  | - | 1 | 2032-01-01 |  |  | = |  |  |  | - | 0.94 | 2032 |  | Variables | System | 23IRPBATESC | Profile | 0.90634 |  | - | 1 | 48214 |  |  | = |  |  |  | - | 0.962
Variables | System | 23IRPPVESC | Profile | 1.0754 |  | - | 1 | 2033-01-01 |  |  | = |  |  |  | - | 1.005 | 2033 |  | Variables | System | 23IRPBATESC | Profile | 0.92266 |  | - | 1 | 48580 |  |  | = |  |  |  | - | 1.018
Variables | System | 23IRPPVESC | Profile | 1.0776 |  | - | 1 | 2034-01-01 |  |  | = |  |  |  | - | 1.002 | 2034 |  | Variables | System | 23IRPBATESC | Profile | 0.93188 |  | - | 1 | 48945 |  |  | = |  |  |  | - | 1.01
Variables | System | 23IRPPVESC | Profile | 1.0798 |  | - | 1 | 2035-01-01 |  |  | = |  |  |  | - | 1.002 | 2035 |  | Variables | System | 23IRPBATESC | Profile | 0.9412 |  | - | 1 | 49310 |  |  | = |  |  |  | - | 1.01
Variables | System | 23IRPPVESC | Profile | 1.0808 |  | - | 1 | 2036-01-01 |  |  | = |  |  |  | - | 1.001 | 2036 |  | Variables | System | 23IRPBATESC | Profile | 0.95062 |  | - | 1 | 49675 |  |  | = |  |  |  | - | 1.01
Variables | System | 23IRPPVESC | Profile | 1.0819 |  | - | 1 | 2037-01-01 |  |  | = |  |  |  | - | 1.001 | 2037 |  | Variables | System | 23IRPBATESC | Profile | 0.95917 |  | - | 1 | 50041 |  |  | = |  |  |  | - | 1.009
Variables | System | 23IRPPVESC | Profile | 1.0819 |  | - | 1 | 2038-01-01 |  |  | = |  |  |  | - | 1 | 2038 |  | Variables | System | 23IRPBATESC | Profile | 0.9678 |  | - | 1 | 50406 |  |  | = |  |  |  | - | 1.009
Variables | System | 23IRPPVESC | Profile | 1.0819 |  | - | 1 | 2039-01-01 |  |  | = |  |  |  | - | 1 | 2039 |  | Variables | System | 23IRPBATESC | Profile | 0.97651 |  | - | 1 | 50771 |  |  | = |  |  |  | - | 1.009
Variables | System | 23IRPPVESC | Profile | 1.0808 |  | - | 1 | 2040-01-01 |  |  | = |  |  |  | - | 0.999 | 2040 |  | Variables | System | 23IRPBATESC | Profile | 0.9853 |  | - | 1 | 51136 |  |  | = |  |  |  | - | 1.009
Variables | System | 23IRPPVESC | Profile | 1.0797 |  | - | 1 | 2041-01-01 |  |  | = |  |  |  | - | 0.999 | 2041 |  | Variables | System | 23IRPBATESC | Profile | 0.99417 |  | - | 1 | 51502 |  |  | = |  |  |  | - | 1.009
Variables | System | 23IRPPVESC | Profile | 1.0776 |  | - | 1 | 2042-01-01 |  |  | = |  |  |  | - | 0.998 | 2042 |  | Variables | System | 23IRPBATESC | Profile | 1.0021 |  | - | 1 | 51867 |  |  | = |  |  |  | - | 1.008
Collection | Parent Object | Child Object | Property | Value | Data File | Units | Band | Date From | Date To | Timeslice | Action | Expression | Scenario | Memo | Category |  |  | Year
Variables | System | 100% PTC | Profile | 33.15 |  | - | 1 | 2021-01-01 |  |  | = |  |  |  | - |  |  | 2021
Variables | System | 100% PTC | Profile | 34.48 |  | - | 1 | 2022-01-01 |  |  | = |  |  |  | - | 1.0401 |  | 2022
Variables | System | 100% PTC | Profile | 34.48 |  | - | 1 | 2023-01-01 |  |  | = |  |  |  | - | 1 |  | 2023
Variables | System | 100% PTC | Profile | 35.8 |  | - | 1 | 2024-01-01 |  |  | = |  |  |  | - | 1.0383 |  | 2024
Variables | System | 100% PTC | Profile | 35.8 |  | - | 1 | 2025-01-01 |  |  | = |  |  |  | - | 1 |  | 2025
Variables | System | 100% PTC | Profile | 37.13 |  | - | 1 | 2026-01-01 |  |  | = |  |  |  | - | 1.0372 |  | 2026
Variables | System | 100% PTC | Profile | 38.45 |  | - | 1 | 2027-01-01 |  |  | = |  |  |  | - | 1.0356 |  | 2027
Variables | System | 100% PTC | Profile | 38.45 |  | - | 1 | 2028-01-01 |  |  | = |  |  |  | - | 1 |  | 2028
Variables | System | 100% PTC | Profile | 39.78 |  | - | 1 | 2029-01-01 |  |  | = |  |  |  | - | 1.0346 |  | 2029
Variables | System | 100% PTC | Profile | 39.78 |  | - | 1 | 2030-01-01 |  |  | = |  |  |  | - | 1 |  | 2030
Variables | System | 100% PTC | Profile | 41.11 |  | - | 1 | 2031-01-01 |  |  | = |  |  |  | - | 1.0334 |  | 2031
Variables | System | 100% PTC | Profile | 41.11 |  | - | 1 | 2032-01-01 |  |  | = |  |  |  | - | 1 |  | 2032
Variables | System | 100% PTC | Profile | 42.43 |  | - | 1 | 2033-01-01 |  |  | = |  |  |  | - | 1.0321 |  | 2033
Variables | System | 100% PTC | Profile | 43.76 |  | - | 1 | 2034-01-01 |  |  | = |  |  |  | - | 1.0313 |  | 2034
Variables | System | 100% PTC | Profile | 43.76 |  | - | 1 | 2035-01-01 |  |  | = |  |  |  | - | 1 |  | 2035
Variables | System | 100% PTC | Profile | 45.08 |  | - | 1 | 2036-01-01 |  |  | = |  |  |  | - | 1.0302 |  | 2036
Variables | System | 100% PTC | Profile | 46.41 |  | - | 1 | 2037-01-01 |  |  | = |  |  |  | - | 1.0295 |  | 2037
Variables | System | 100% PTC | Profile | 46.41 |  | - | 1 | 2038-01-01 |  |  | = |  |  |  | - | 1 |  | 2038
Variables | System | 100% PTC | Profile | 47.74 |  | - | 1 | 2039-01-01 |  |  | = |  |  |  | - | 1.0287 |  | 2039
Variables | System | 100% PTC | Profile | 49.06 |  | - | 1 | 2040-01-01 |  |  | = |  |  |  | - | 1.0276 |  | 2040
Variables | System | 100% PTC | Profile | 50.39 |  | - | 1 | 2041-01-01 |  |  | = |  |  |  | - | 1.0271 |  | 2041
Variables | System | 100% PTC | Profile | 50.39 |  | - | 1 | 2042-01-01 |  |  | = |  |  |  | - |  |  | 2042
Variables | System | 100% PTC | Profile | 51.71 |  | - | 1 | 2043-01-01 |  |  | = |  |  |  | - |  |  | 2043
Variables | System | 100% PTC | Profile | 53.04 |  | - | 1 | 2044-01-01 |  |  | = |  |  |  | - |  |  | 2044
Variables | System | 100% PTC | Profile | 54.37 |  | - | 1 | 2045-01-01 |  |  | = |  |  |  | - |  |  | 2045
Variables | System | 100% PTC | Profile | 55.69 |  | - | 1 | 2046-01-01 |  |  | = |  |  |  | - |  |  | 2046
Variables | System | 100% PTC | Profile | 55.69 |  | - | 1 | 2047-01-01 |  |  | = |  |  |  | - |  |  | 2047
Variables | System | 100% PTC | Profile | 57.02 |  | - | 1 | 2048-01-01 |  |  | = |  |  |  | - |  |  | 2048
Variables | System | 100% PTC | Profile | 58.35 |  | - | 1 | 2049-01-01 |  |  | = |  |  |  | - |  |  | 2049
Variables | System | 100% PTC | Profile | 59.67 |  | - | 1 | 2050-01-01 |  |  | = |  |  |  | - |  |  | 2050
Collection | Parent Object | Child Object | Property | Value | Data File | Units | Band | Date From | Date To | Timeslice | Action | Expression | Scenario | Memo | Category |  |  | Year
Variables | System | 23IRPWDESC | Profile | 1 |  | - | 1 | 2022-01-01 |  |  | = |  |  |  | - |  |  | 2022
Variables | System | 23IRPWDESC | Profile | 1.2731 |  | - | 1 | 2023-01-01 |  |  | = |  |  |  | - | 1.2731 |  | 2023
Variables | System | 23IRPWDESC | Profile | 1.2731 |  | - | 1 | 2024-01-01 |  |  | = |  |  |  | - | 1 |  | 2024
Variables | System | 23IRPWDESC | Profile | 1.2731 |  | - | 1 | 2025-01-01 |  |  | = |  |  |  | - | 1 |  | 2025
Variables | System | 23IRPWDESC | Profile | 1.2731 |  | - | 1 | 2026-01-01 |  |  | = |  |  |  | - | 1 |  | 2026
Variables | System | 23IRPWDESC | Profile | 1.2731 |  | - | 1 | 2027-01-01 |  |  | = |  |  |  | - | 1 |  | 2027
Variables | System | 23IRPWDESC | Profile | 1.2731 |  | - | 1 | 2028-01-01 |  |  | = |  |  |  | - | 1 |  | 2028
Variables | System | 23IRPWDESC | Profile | 1.1814 |  | - | 1 | 2029-01-01 |  |  | = |  |  |  | - | 0.928 |  | 2029
Variables | System | 23IRPWDESC | Profile | 1.0893 |  | - | 1 | 2030-01-01 |  |  | = |  |  |  | - | 0.922 |  | 2030
Variables | System | 23IRPWDESC | Profile | 0.99778 |  | - | 1 | 2031-01-01 |  |  | = |  |  |  | - | 0.916 |  | 2031
Variables | System | 23IRPWDESC | Profile | 0.90599 |  | - | 1 | 2032-01-01 |  |  | = |  |  |  | - | 0.908 |  | 2032
Variables | System | 23IRPWDESC | Profile | 0.9223 |  | - | 1 | 2033-01-01 |  |  | = |  |  |  | - | 1.018 |  | 2033
Variables | System | 23IRPWDESC | Profile | 0.9389 |  | - | 1 | 2034-01-01 |  |  | = |  |  |  | - | 1.018 |  | 2034
Variables | System | 23IRPWDESC | Profile | 0.9558 |  | - | 1 | 2035-01-01 |  |  | = |  |  |  | - | 1.018 |  | 2035
Variables | System | 23IRPWDESC | Profile | 0.973 |  | - | 1 | 2036-01-01 |  |  | = |  |  |  | - | 1.018 |  | 2036
Variables | System | 23IRPWDESC | Profile | 0.99052 |  | - | 1 | 2037-01-01 |  |  | = |  |  |  | - | 1.018 |  | 2037
Variables | System | 23IRPWDESC | Profile | 1.0083 |  | - | 1 | 2038-01-01 |  |  | = |  |  |  | - | 1.018 |  | 2038
Variables | System | 23IRPWDESC | Profile | 1.0265 |  | - | 1 | 2039-01-01 |  |  | = |  |  |  | - | 1.018 |  | 2039
Variables | System | 23IRPWDESC | Profile | 1.045 |  | - | 1 | 2040-01-01 |  |  | = |  |  |  | - | 1.018 |  | 2040
Variables | System | 23IRPWDESC | Profile | 1.0544 |  | - | 1 | 2041-01-01 |  |  | = |  |  |  | - | 1.009 |  | 2041
Variables | System | 23IRPWDESC | Profile | 1.0628 |  | - | 1 | 2042-01-01 |  |  | = |  |  |  | - | 1.008 |  | 2042
1900
1900

## 2025_WD_.PX.WYE._.SER.WD
Table 3
WD_.PX.WYE._.SER.WD
44% Capacity Factor
Year | Estimated Capital Cost | Fixed Capital Cost at Real Levelized Rate | Fixed O&M | Network Upgrade | Fixed Costs | Variable O&M | 100% PTC | Total Resource Cost | Total Resource Costs | Total Fixed Cost
| $/kW | $/kW-yr | $/kW-yr | $/kW-yr | $/MWh | $/MWh | $/MWh | $/MWh | $/kW-yr | $/kW-yr | VO&M chck |  | Build Cost |  | Build Cost +
| (a) | (b) | (c) | (d) | (e) | (f) | (g) | (g) | (h) | (i) |  |  | SSR Table 7 | Diff_Plexos vs SSR | Plexos Inputs_extracted | Diff Plexos Inputs vs LTReport | FOM
[15 empty] | PV |  | SSR Table 7
WD_.PX.WYE._.SER.WD - 44% Capacity Factor
2016
2017
2018
2019
2020
2021
2022 | [12 empty] | 1626.0388 | -50.1788 | 1575.86 |  | 44.8884
2023 | [14 empty] | 2119.0589 | PLEXOS using PV ESC !!!! | 45.9074
2024 | [14 empty] | 2119.0589 |  | 46.9495
2025 | 2119.0589 | 141.0658 | 45.9953 |  | 48.9546 |  | -35.8 | 13.1546 | 50.27 | 187.061 | 7.6294e-07 | -35.8 |  |  | 2119.0589 | 3.3363e-05 | 48.0152 | 2.0199
2026 |  | 144.27 | 47.04 |  | 50.0666 |  | -37.13 | 12.9366 | 49.43 | 191.31 | -1.0681e-06 | -37.13
2027 |  | 147.54 | 48.11 |  | 51.2024 |  | -38.45 | 12.7524 | 48.73 | 195.65 | -4.6967e-12 | -38.45
2028 |  | 150.89 | 49.2 |  | 52.3643 |  | -38.45 | 13.9143 | 53.17 | 200.09 | -7.6294e-07 | -38.45
2029 |  | 154.32 | 50.32 |  | 53.5551 |  | -39.78 | 13.7751 | 52.64 | 204.64 | -6.7715e-12 | -39.78
2030 |  | 157.82 | 51.46 |  | 54.7694 |  | -39.78 | 14.9894 | 57.28 | 209.28 | 1.2207e-06 | -39.78
2031 |  | 161.4 | 52.63 |  | 56.0125 |  | -41.11 | 14.9025 | 56.94 | 214.03 | -5.1017e-12 | -41.11
2032 |  | 165.06 | 53.82 |  | 57.2818 |  | -41.11 | 16.1718 | 61.79 | 218.88 | -6.1036e-07 | -41.11
2033 |  | 168.81 | 55.04 |  | 58.5824 |  | -42.43 | 16.1524 | 61.72 | 223.85 | -3.0518e-07 | -42.43
2034 |  | 172.64 | 56.29 |  | 59.9119 |  | -43.76 | 16.1519 | 61.72 | 228.93 | -4.6541e-12 | -43.76
2035 |  | 176.56 | 57.57 |  | 61.2727 |  |  | 61.2727 | 234.13 | 234.13 | 0 | 0
2036 |  | 180.57 | 58.88 |  | 62.665 |  |  | 62.665 | 239.45 | 239.45 | 0 | 0
2037 |  | 184.67 | 60.22 |  | 64.0887 |  |  | 64.0887 | 244.89 | 244.89 | 0 | 0
2038 |  | 188.86 | 61.59 |  | 65.5437 |  |  | 65.5437 | 250.45 | 250.45 | 0 | 0
2039 |  | 193.15 | 62.99 |  | 67.0328 |  |  | 67.0328 | 256.14 | 256.14 | 0 | 0
2040 |  | 197.53 | 64.42 |  | 68.5533 |  |  | 68.5533 | 261.95 | 261.95 | 0 | 0
2041 |  | 202.01 | 65.88 |  | 70.1079 |  |  | 70.1079 | 267.89 | 267.89 | 0 | 0
2042 |  | 206.6 | 67.38 |  | 71.7016 |  |  | 71.7016 | 273.98 | 273.98 | 0 | 0
2043 |  | 211.29 | 68.91 |  | 73.3294 |  |  | 73.3294 | 280.2 | 280.2
[8 empty] | 31.2344 | 119.3508 | 220.867
Sources, Inputs and Assumptions
Source: | (c)(f) | Plant Costs - 2023 IRP - Table 7.1 & 7.2
| (a) | Plant capacity cost
| (b) | = (a) x 0.06657
| (d) | = ((b) + (c)) / (8.76 x 43.6%)
| (g) | = (e) + (f)
| (h) | Plant Costs - 2023 IRP - Table 7.1 & 7.2
WD_.PX.WYE._.SER.WD - 44% Capacity Factor
Cost and Input Assumptions
[12 empty] | COD | 2025 |  | WD_.PX.WYE._.SER.WD
2022 $ |  | Plant capacity cost | [8 empty] | 220 | MW
2022 $ |  | Fixed O&M, plus on-going capital cost
Wheeling ($ MWh)
2022 $ |  | Variable O&M
|  | Tax Credit $/MWh | [5 empty] | First Year real levelized
#N/A | 0 | Network Upgrade ($/kw-yr)
| 6.657% | Payment Factor
| 43.62% | Capacity Factor

## 2025_WD_.PX.UWY._.SER.WD
Table 3
WD_.PX.UWY._.SER.WD
44% Capacity Factor
Year | Estimated Capital Cost | Fixed Capital Cost at Real Levelized Rate | Fixed O&M | Network Upgrade | Fixed Costs | Variable O&M | 100% PTC | Total Resource Cost | Total Resource Costs | Total Fixed Cost
| $/kW | $/kW-yr | $/kW-yr | $/kW-yr | $/MWh | $/MWh | $/MWh | $/MWh | $/kW-yr | $/kW-yr | VO&M chck |  | Build Cost |  | Build Cost +
| (a) | (b) | (c) | (d) | (e) | (f) | (g) | (g) | (h) | (i) |  |  | SSR Table 7 | Diff_Plexos vs SSR | Plexos Inputs_extracted | Diff Plexos Inputs vs LTReport | FOM
[15 empty] | PV |  | SSR Table 7
WD_.PX.UWY._.SER.WD - 44% Capacity Factor
2016
2017
2018
2019
2020
2021
2022 | [12 empty] | 1626.0388 | 8.3312 | 1634.37 |  | 44.8884
2023 | [14 empty] | 2197.7373 | PLEXOS using PV ESC Instead of WIND Esc!!!! | 45.9074
2024 | [14 empty] | 2197.7373 |  | 46.9495
2025 | 2197.7373 | 146.3034 | 45.9953 |  | 50.3253 |  | -35.8 | 14.5253 | 55.5 | 192.2986 | 7.6294e-07 | -35.8 |  |  | 2197.7373 | 3.4602e-05 | 48.0152 | 2.0199
2026 |  | 149.62 | 47.04 |  | 51.4667 |  | -37.13 | 14.3367 | 54.78 | 196.66 | -1.0681e-06 | -37.13
2027 |  | 153.02 | 48.11 |  | 52.6365 |  | -38.45 | 14.1865 | 54.21 | 201.13 | 3.0553e-13 | -38.45
2028 |  | 156.49 | 49.2 |  | 53.8299 |  | -38.45 | 15.3799 | 58.77 | 205.69 | -7.6294e-07 | -38.45
2029 |  | 160.04 | 50.32 |  | 55.052 |  | -39.78 | 15.272 | 58.36 | 210.36 | 3.4106e-13 | -39.78
2030 |  | 163.67 | 51.46 |  | 56.3004 |  | -39.78 | 16.5204 | 63.13 | 215.13 | 1.2207e-06 | -39.78
2031 |  | 167.39 | 52.63 |  | 57.5801 |  | -41.11 | 16.4701 | 62.93 | 220.02 | 3.908e-13 | -41.11
2032 |  | 171.19 | 53.82 |  | 58.886 |  | -41.11 | 17.776 | 67.92 | 225.01 | -6.1035e-07 | -41.11
2033 |  | 175.08 | 55.04 |  | 60.2233 |  | -42.43 | 17.7933 | 67.99 | 230.12 | 42.43 | 0
2034 |  | 179.05 | 56.29 |  | 61.5894 |  | -43.76 | 17.8294 | 68.13 | 235.34 | 87.52 | 43.76
2035 |  | 183.11 | 57.57 |  | 62.9869 |  |  | 62.9869 | 240.68 | 240.68 | 0 | 0
2036 |  | 187.27 | 58.88 |  | 64.4184 |  |  | 64.4184 | 246.15 | 246.15 | 0 | 0
2037 |  | 191.52 | 60.22 |  | 65.8813 |  |  | 65.8813 | 251.74 | 251.74 | 0 | 0
2038 |  | 195.87 | 61.59 |  | 67.3783 |  |  | 67.3783 | 257.46 | 257.46 | 0 | 0
2039 |  | 200.32 | 62.99 |  | 68.9093 |  |  | 68.9093 | 263.31 | 263.31 | 0 | 0
2040 |  | 204.87 | 64.42 |  | 70.4742 |  |  | 70.4742 | 269.29 | 269.29 | 0 | 0
2041 |  | 209.52 | 65.88 |  | 72.0733 |  |  | 72.0733 | 275.4 | 275.4 | 0 | 0
2042 |  | 214.28 | 67.38 |  | 73.7115 |  |  | 73.7115 | 281.66 | 281.66 | 0 | 0
2043 |  | 219.14 | 68.91 |  | 75.3838 |  |  | 75.3838 | 288.05 | 288.05 | 49.92
[8 empty] | 32.8523 | 125.5324 | 227.0493
Sources, Inputs and Assumptions
Source: | (c)(f) | Plant Costs - 2023 IRP - Table 7.1 & 7.2
| (a) | Plant capacity cost
| (b) | = (a) x 0.06657
| (d) | = ((b) + (c)) / (8.76 x 43.6%)
| (g) | = (e) + (f)
| (h) | Plant Costs - 2023 IRP - Table 7.1 & 7.2
WD_.PX.UWY._.SER.WD - 44% Capacity Factor
Cost and Input Assumptions
[12 empty] | COD | 2025 |  | WD_.PX.UWY._.SER.WD
2022 $ |  | Plant capacity cost | [8 empty] | 220 | MW
2022 $ |  | Fixed O&M, plus on-going capital cost
Wheeling ($ MWh)
2022 $ |  | Variable O&M
|  | Tax Credit $/MWh | [5 empty] | First Year real levelized
#N/A | 0 | Network Upgrade ($/kw-yr)
| 6.657% | Payment Factor
| 43.62% | Capacity Factor

## 2027_WD_.PX.WWA._.215.WD
Table 3
WD_.PX.WWA._.215.WD
37% Capacity Factor
Year | Estimated Capital Cost | Fixed Capital Cost at Real Levelized Rate | Fixed O&M | Network Upgrade | Fixed Costs | Variable O&M | 110% PTC | Total Resource Cost | Total Resource Costs | Total Fixed Cost
| $/kW | $/kW-yr | $/kW-yr | $/kW-yr | $/MWh | $/MWh | $/MWh | $/MWh | $/kW-yr | $/kW-yr | VO&M chck |  | Build Cost |  | Build Cost +
| (a) | (b) | (c) | (d) | (e) | (f) | (g) | (g) | (h) | (i) |  |  | SSR Table 7 | Diff_Plexos vs SSR | Plexos Inputs_extracted | Diff Plexos Inputs vs LTReport | FOM
[15 empty] | PV |  | SSR Table 7
WD_.PX.WWA._.215.WD - 37% Capacity Factor
2016
2017
2018
2019
2020
2021
2022 | [12 empty] | 1566.924 | 101.746 | 1668.67 |  | 44.8884
2023 | [14 empty] | 2124.3838 |  | 45.9074
2024 | [14 empty] | 2124.3838 |  | 46.9495
2025 | [10 empty] | 0 | 0 |  |  | 2124.3838 |  | 48.0152
2026 | [10 empty] | 0 | 0 |  |  | 2124.3838 |  | 49.1052
2027 | 2124.3838 | 141.4202 | 50.2191 | 6.1471 | 60.9402 |  | -42.295 | 18.6452 | 60.51 | 197.7864 | 1.185 | -41.11 |  |  | 2124.3838 | -3.0873e-05 | 50.2198 | 0.00077762
2028 |  | 144.63 | 51.36 | 6.29 | 62.3248 |  | -42.295 | 20.0298 | 65.01 | 202.28 | -0.135 | -42.43
2029 |  | 147.91 | 52.53 | 6.43 | 63.739 |  | -43.758 | 19.981 | 64.85 | 206.87 | -0.002 | -43.76
2030 |  | 151.27 | 53.72 | 6.58 | 65.1871 |  | -43.758 | 21.4291 | 69.55 | 211.57 | -0.0019983 | -43.76
2031 |  | 154.7 | 54.94 | 6.73 | 66.6661 |  | -45.221 | 21.4451 | 69.6 | 216.37 | 0.141 | -45.08
2032 |  | 158.21 | 56.19 | 6.88 | 68.1789 |  | -45.221 | 22.9579 | 74.51 | 221.28 | -1.189 | -46.41
2033 |  | 161.8 | 57.47 | 7.04 | 69.7287 |  | -46.673 | 23.0557 | 74.83 | 226.31 | 0.263 | -46.41
2034 |  | 165.47 | 58.77 | 7.2 | 71.3093 |  | -48.136 | 23.1733 | 75.21 | 231.44 | 0.396 | -47.74
2035 |  | 169.23 | 60.1 | 7.36 | 72.9269 |  | -48.136 | 24.7909 | 80.46 | 236.69 | -0.924 | -49.06
2036 |  | 173.07 | 61.46 | 7.53 | 74.5814 |  | -49.599 | 24.9824 | 81.08 | 242.06 | 0.539 | -49.06
2037 |  | 177 | 62.86 | 7.7 | 76.276 |  |  | 76.276 | 247.56 | 247.56 | 0 | 0
2038 |  | 181.02 | 64.29 | 7.87 | 78.0076 |  |  | 78.0076 | 253.18 | 253.18 | 0 | 0
2039 |  | 185.13 | 65.75 | 8.05 | 79.7793 |  |  | 79.7793 | 258.93 | 258.93 | 0 | 0
2040 |  | 189.33 | 67.24 | 8.23 | 81.5879 |  |  | 81.5879 | 264.8 | 264.8 | 0 | 0
2041 |  | 193.63 | 68.77 | 8.42 | 83.4427 |  |  | 83.4427 | 270.82 | 270.82 | 0 | 0
2042 |  | 198.03 | 70.33 | 8.61 | 85.3376 |  |  | 85.3376 | 276.97 | 276.97 | 0 | 0
2043 |  | 202.53 | 71.93 | 8.81 | 87.2787 |  |  | 87.2787 | 283.27 | 283.27
[8 empty] | 38.6091 | 125.3084 | 229.9709
Sources, Inputs and Assumptions
Source: | (c)(f) | Plant Costs - 2023 IRP - Table 7.1 & 7.2
| (a) | Plant capacity cost
| (b) | = (a) x 0.06657
| (d) | = ((b) + (c)) / (8.76 x 37.0%)
| (g) | = (e) + (f)
| (h) | Plant Costs - 2023 IRP - Table 7.1 & 7.2
WD_.PX.WWA._.215.WD - 37% Capacity Factor
Cost and Input Assumptions
[12 empty] | COD | 2027 |  | WD_.PX.WWA._.215.WD
2022 $ |  | Plant capacity cost | [8 empty] | 100 | MW
2022 $ |  | Fixed O&M, plus on-going capital cost
Wheeling ($ MWh)
2022 $ |  | Variable O&M
|  | Tax Credit $/MWh | [5 empty] | First Year real levelized
2027$ | 6.1471 | Network Upgrade ($/kw-yr) |  | CON Walla Walla > TxCON 2027
| 6.657% | Payment Factor
| 37.05% | Capacity Factor

## 2028_WD_.PX.BOR._.PTC.WD
Table 3
WD_.PX.BOR._.PTC.WD
37% Capacity Factor
Year | Estimated Capital Cost | Fixed Capital Cost at Real Levelized Rate | Fixed O&M | Network Upgrade | Fixed Costs | Variable O&M | 100% PTC | Total Resource Cost | Total Resource Costs | Total Fixed Cost
| $/kW | $/kW-yr | $/kW-yr | $/kW-yr | $/MWh | $/MWh | $/MWh | $/MWh | $/kW-yr | $/kW-yr | VO&M chck |  | Build Cost |  | Build Cost +
| (a) | (b) | (c) | (d) | (e) | (f) | (g) | (g) | (h) | (i) |  |  | SSR Table 7 | Diff_Plexos vs SSR | Plexos Inputs_extracted | Diff Plexos Inputs vs LTReport | FOM
[15 empty] | PV |  | SSR Table 7
WD_.PX.BOR._.PTC.WD - 37% Capacity Factor
2016
2017
2018
2019
2020
2021
2022 | [12 empty] | 1596.7174 | 8.3326 | 1605.05 |  | 44.8884
2023 | [14 empty] | 2043.3892 |  | 45.9074
2024 | [14 empty] | 2043.3892 |  | 46.9495
2025 | [10 empty] | 0 | 0 |  |  | 2043.3892 |  | 48.0152
2026 | [10 empty] | 0 | 0 |  |  | 2043.3892 |  | 49.1052
2027 | [10 empty] | 0 | 0 |  |  | 2043.3892 |  | 50.2198
2028 | 2043.3892 | 136.0284 | 51.4997 | 53.4055 | 74.2344 |  | -38.45 | 35.7844 | 116.14 | 240.9337 | -7.6294e-07 | -38.45 |  |  | 2043.3892 | -2.9695e-05 | 51.3598 | -0.13991
2029 |  | 139.12 | 52.67 | 54.62 | 75.9217 |  | -39.78 | 36.1417 | 117.3 | 246.41 | 1.1084e-12 | -39.78
2030 |  | 142.28 | 53.87 | 55.86 | 77.6471 |  | -39.78 | 37.8671 | 122.9 | 252.01 | 1.2207e-06 | -39.78
2031 |  | 145.51 | 55.09 | 57.13 | 79.4095 |  | -41.11 | 38.2995 | 124.3 | 257.73 | 1.1724e-12 | -41.11
2032 |  | 148.81 | 56.34 | 58.43 | 81.212 |  | -41.11 | 40.102 | 130.15 | 263.58 | -6.1035e-07 | -41.11
2033 |  | 152.19 | 57.62 | 59.76 | 83.0576 |  | -42.43 | 40.6276 | 131.86 | 269.57 | -3.0517e-07 | -42.43
2034 |  | 155.64 | 58.93 | 61.12 | 84.9432 |  | -43.76 | 41.1832 | 133.66 | 275.69 | 1.4353e-12 | -43.76
2035 |  | 159.17 | 60.27 | 62.51 | 86.872 |  | -43.76 | 43.112 | 139.92 | 281.95 | 1.6785e-06 | -43.76
2036 |  | 162.78 | 61.64 | 63.93 | 88.8439 |  | -45.09 | 43.7539 | 142.01 | 288.35 | 0.0099982 | -45.08
2037 |  | 166.48 | 63.04 | 65.38 | 90.862 |  | -46.41 | 44.452 | 144.27 | 294.9 | 1.3713e-12 | -46.41
2038 |  | 170.26 | 64.47 | 66.86 | 92.9233 |  |  | 92.9233 | 301.59 | 301.59 | 0 | 0
2039 |  | 174.12 | 65.93 | 68.38 | 95.0308 |  |  | 95.0308 | 308.43 | 308.43 | 0 | 0
2040 |  | 178.07 | 67.43 | 69.93 | 97.1876 |  |  | 97.1876 | 315.43 | 315.43 | 0 | 0
2041 |  | 182.11 | 68.96 | 71.52 | 99.3936 |  |  | 99.3936 | 322.59 | 322.59 | 0 | 0
2042 |  | 186.24 | 70.53 | 73.14 | 101.649 |  |  | 101.649 | 329.91 | 329.91 | 0 | 0
2043 |  | 190.47 | 72.13 | 74.8 | 103.9568 |  |  | 103.9568 | 337.4 | 337.4
[8 empty] | 54.7567 | 177.7159 | 277.93
Sources, Inputs and Assumptions
Source: | (c)(f) | Plant Costs - 2023 IRP - Table 7.1 & 7.2
| (a) | Plant capacity cost
| (b) | = (a) x 0.06657
| (d) | = ((b) + (c)) / (8.76 x 37.0%)
| (g) | = (e) + (f)
| (h) | Plant Costs - 2023 IRP - Table 7.1 & 7.2
WD_.PX.BOR._.PTC.WD - 37% Capacity Factor
Cost and Input Assumptions
[12 empty] | COD | 2028 |  | WD_.PX.BOR._.PTC.WD
2022 $ |  | Plant capacity cost | [8 empty] | 300 | MW
2022 $ |  | Fixed O&M, plus on-going capital cost
Wheeling ($ MWh)
2022 $ |  | Variable O&M
|  | Tax Credit $/MWh | [5 empty] | First Year real levelized
2026$ | 53.4055 | Network Upgrade ($/kw-yr) |  | INC B2H Walla Walla - WA > Borah 2026 |  |  | 0 | CON Utah North > TxCON 2031
[7 empty] | 0 | INC B2H Borah > Hemingway 2026
| 6.657% | Payment Factor |  |  |  |  | 53.4055 | INC B2H Walla Walla - WA > Borah 2026
| 37.05% | Capacity Factor

## 2029_WD_.PX.WYE.1.A01.WD
Table 3
WD_.PX.WYE.1.A01.WD
44% Capacity Factor
Year | Estimated Capital Cost | Fixed Capital Cost at Real Levelized Rate | Fixed O&M | Network Upgrade | Fixed Costs | Variable O&M | 110% PTC | Total Resource Cost | Total Resource Costs | Total Fixed Cost
| $/kW | $/kW-yr | $/kW-yr | $/kW-yr | $/MWh | $/MWh | $/MWh | $/MWh | $/kW-yr | $/kW-yr | VO&M chck |  | Build Cost |  | Build Cost +
| (a) | (b) | (c) | (d) | (e) | (f) | (g) | (g) | (h) | (i) |  |  | SSR Table 7 | Diff_Plexos vs SSR | Plexos Inputs_extracted | Diff Plexos Inputs vs LTReport | FOM
[15 empty] | PV |  | SSR Table 7
WD_.PX.WYE.1.A01.WD - 44% Capacity Factor
2016
2017
2018
2019
2020
2021
2022 | [12 empty] | 1567.5293 | 8.3307 | 1575.86 |  | 44.8884
2023 | [14 empty] | 2006.2274 |  | 45.9074
2024 | [14 empty] | 2006.2274 |  | 46.9495
2025 | [10 empty] | 0 | 0 |  |  | 2006.2274 |  | 48.0152
2026 | [10 empty] | 0 | 0 |  |  | 2006.2274 |  | 49.1052
2027 | [10 empty] | 0 | 0 |  |  | 2006.2274 |  | 50.2198
2028 | [10 empty] | 0 | 0 |  |  | 2006.2274 |  | 51.3598
2029 | 1575.86 | 104.905 | 28.9493 | 40.0624 | 45.5147 |  | -43.758 | 1.7567 | 6.71 | 173.9166 | 0.785 | -42.973 |  |  | 1861.779 | 285.919 | 52.5257 | 23.5764
2030 |  | 107.29 | 29.61 | 40.97 | 46.5493 |  | -43.758 | 2.7913 | 10.67 | 177.87 | 0.802 | -42.956
2031 |  | 109.73 | 30.28 | 41.9 | 47.6066 |  | -45.221 | 2.3856 | 9.12 | 181.91 | 0.963 | -44.258
2032 |  | 112.22 | 30.97 | 42.85 | 48.6874 |  | -45.221 | 3.4664 | 13.25 | 186.04 | -0.349 | -45.57
2033 |  | 114.77 | 31.67 | 43.82 | 49.7918 |  | -46.673 | 3.1188 | 11.92 | 190.26 | 1.121 | -45.552
2034 |  | 117.38 | 32.39 | 44.81 | 50.9223 |  | -48.136 | 2.7863 | 10.65 | 194.58 | 1.272 | -46.864
2035 |  | 120.04 | 33.13 | 45.83 | 52.0791 |  | -48.136 | 3.9431 | 15.07 | 199 | -0.029 | -48.165
2036 |  | 122.76 | 33.88 | 46.87 | 53.2594 |  | -49.599 | 3.6604 | 13.99 | 203.51 | 1.453 | -48.146
2037 |  | 125.55 | 34.65 | 47.93 | 54.4684 |  | -51.051 | 3.4174 | 13.06 | 208.13 | 1.595 | -49.456
2038 |  | 128.4 | 35.44 | 49.02 | 55.7063 |  | -51.051 | 4.6553 | 17.79 | 212.86 | 0.295 | -50.756
2039 |  | 131.31 | 36.24 | 50.13 | 56.9677 |  |  | 56.9677 | 217.68 | 217.68 | 0.975 | 0.975
2040 |  | 134.29 | 37.06 | 51.27 | 58.2605 |  |  | 58.2605 | 222.62 | 222.62 | 0.996 | 0.996
2041 |  | 137.34 | 37.9 | 52.43 | 59.5821 |  |  | 59.5821 | 227.67 | 227.67 | 1.001 | 1.001
2042 |  | 140.46 | 38.76 | 53.62 | 60.9351 |  |  | 60.9351 | 232.84 | 232.84 | 1.0182 | 1.0182
2043 |  | 143.65 | 39.64 | 54.84 | 62.3196 |  |  | 62.3196 | 238.13 | 238.13 | 0
[8 empty] | 16.1431 | 61.6866 | 198.9854
Sources, Inputs and Assumptions
Source: | (c)(f) | Plant Costs - 2023 IRP - Table 7.1 & 7.2
| (a) | Plant capacity cost
| (b) | = (a) x 0.06657
| (d) | = ((b) + (c)) / (8.76 x 43.6%)
| (g) | = (e) + (f)
| (h) | Plant Costs - 2023 IRP - Table 7.1 & 7.2
WD_.PX.WYE.1.A01.WD - 44% Capacity Factor
Cost and Input Assumptions
[12 empty] | COD | 2029 |  | WD_.PX.WYE.1.A01.WD
2022 $ |  | Plant capacity cost | [8 empty] | 500 | MW
2022 $ |  | Fixed O&M, plus on-going capital cost
Wheeling ($ MWh)
2022 $ |  | Variable O&M
|  | Tax Credit $/MWh | [5 empty] | First Year real levelized
2029$ | 40.0624 | Network Upgrade ($/kw-yr) |  | INC D2-2 Wyoming East > Bridger 2029
| 6.657% | Payment Factor
| 43.62% | Capacity Factor

## 2029_WD_.PX.BDG._.PTC.Bridger.W
Table 3
WD_.PX.BDG._.PTC.Bridger.WD
44% Capacity Factor
Year | Estimated Capital Cost | Fixed Capital Cost at Real Levelized Rate | Fixed O&M | Network Upgrade | Fixed Costs | Variable O&M | 100% PTC | Total Resource Cost | Total Resource Costs | Total Fixed Cost
| $/kW | $/kW-yr | $/kW-yr | $/kW-yr | $/MWh | $/MWh | $/MWh | $/MWh | $/kW-yr | $/kW-yr | VO&M chck |  | Build Cost |  | Build Cost +
| (a) | (b) | (c) | (d) | (e) | (f) | (g) | (g) | (h) | (i) |  |  | SSR Table 7 | Diff_Plexos vs SSR | Plexos Inputs_extracted | Diff Plexos Inputs vs LTReport | FOM
[15 empty] | PV |  | SSR Table 7
WD_.PX.BDG._.PTC.Bridger.WD - 44% Capacity Factor
2016
2017
2018
2019
2020
2021
2022 | [12 empty] | 1567.5293 | 8.3307 | 1575.86 |  | 44.8884
2023 | [14 empty] | 2006.2274 |  | 45.9074
2024 | [14 empty] | 2006.2274 |  | 46.9495
2025 | [10 empty] | 0 | 0 |  |  | 2006.2274 |  | 48.0152
2026 | [10 empty] | 0 | 0 |  |  | 2006.2274 |  | 49.1052
2027 | [10 empty] | 0 | 0 |  |  | 2006.2274 |  | 50.2198
2028 | [10 empty] | 0 | 0 |  |  | 2006.2274 |  | 51.3598
2029 | 1861.779 | 123.9386 | 52.5249 | 39.5761 | 56.5384 |  | -39.78 | 16.7584 | 64.04 | 216.0396 | 3.6025e-12 | -39.78 |  |  | 1861.779 | 3.6064e-05 | 52.5257 | 0.0008129
2030 |  | 126.75 | 53.72 | 42.9615 | 58.4729 |  | -39.78 | 18.6929 | 71.43 | 223.4315 | 1.2207e-06 | -39.78
2031 |  | 129.63 | 54.94 | 43.94 | 59.802 |  | -41.11 | 18.692 | 71.42 | 228.51 | 3.5882e-12 | -41.11
2032 |  | 132.57 | 56.19 | 44.94 | 61.1602 |  | -41.11 | 20.0502 | 76.61 | 233.7 | -6.1035e-07 | -41.11
2033 |  | 135.58 | 57.47 | 45.96 | 62.5499 |  | -42.43 | 20.1199 | 76.88 | 239.01 | -3.0518e-07 | -42.43
2034 |  | 138.66 | 58.77 | 47 | 63.9683 |  | -43.76 | 20.2083 | 77.22 | 244.43 | 1.0658e-13 | -43.76
2035 |  | 141.81 | 60.1 | 48.07 | 65.4207 |  | -43.76 | 21.6607 | 82.77 | 249.98 | 1.6785e-06 | -43.76
2036 |  | 145.03 | 61.46 | 49.16 | 66.9046 |  | -45.09 | 21.8146 | 83.36 | 255.65 | 0.0099982 | -45.08
2037 |  | 148.32 | 62.86 | 50.28 | 68.4251 |  | -46.41 | 22.0151 | 84.12 | 261.46 | -3.979e-13 | -46.41
2038 |  | 151.69 | 64.29 | 51.42 | 69.9796 |  | -46.41 | 23.5696 | 90.06 | 267.4 | 1.5259e-07 | -46.41
2039 |  | 155.13 | 65.75 | 52.59 | 71.5682 |  |  | 71.5682 | 273.47 | 273.47 | -47.74 | -47.74
2040 |  | 158.65 | 67.24 | 53.78 | 73.1907 |  |  | 73.1907 | 279.67 | 279.67 | -49.06 | -49.06
2041 |  | 162.25 | 68.77 | 55 | 74.8526 |  |  | 74.8526 | 286.02 | 286.02 | -50.39 | -50.39
2042 |  | 165.93 | 70.33 | 56.25 | 76.551 |  |  | 76.551 | 292.51 | 292.51 | -50.39 | -50.39
2043 |  | 169.7 | 71.93 | 57.53 | 78.2913 |  |  | 78.2913 | 299.16 | 299.16
[8 empty] | 32.6877 | 124.9036 | 249.7223
Sources, Inputs and Assumptions
Source: | (c)(f) | Plant Costs - 2023 IRP - Table 7.1 & 7.2
| (a) | Plant capacity cost
| (b) | = (a) x 0.06657
| (d) | = ((b) + (c)) / (8.76 x 43.6%)
| (g) | = (e) + (f)
| (h) | Plant Costs - 2023 IRP - Table 7.1 & 7.2
WD_.PX.BDG._.PTC.Bridger.WD - 44% Capacity Factor
Cost and Input Assumptions
[12 empty] | COD | 2029 |  | WD_.PX.BDG._.PTC.Bridger.WD
2022 $ |  | Plant capacity cost | [8 empty] | 650 | MW
2022 $ |  | Fixed O&M, plus on-going capital cost
Wheeling ($ MWh)
2022 $ |  | Variable O&M
|  | Tax Credit $/MWh | [5 empty] | First Year real levelized
2028$ | 39.5761 | Network Upgrade ($/kw-yr) |  | INC D3 Bridger > BorahPop 2028 |  |  | 39.5761 | INC D3 Bridger > BorahPop 2028
2029$ | 2.4915 |  |  | INC D3 Wyoming East > Bridger 2029 |  |  | 2.4915 | INC D3 Wyoming East > Bridger 2029
| 6.657% | Payment Factor
| 43.62% | Capacity Factor

## 2029_WD_.PX.WYE._.PTC.WD
Table 3
WD_.PX.WYE._.PTC.WD
44% Capacity Factor
Year | Estimated Capital Cost | Fixed Capital Cost at Real Levelized Rate | Fixed O&M | Network Upgrade | Fixed Costs | Variable O&M | 100% PTC | Total Resource Cost | Total Resource Costs | Total Fixed Cost
| $/kW | $/kW-yr | $/kW-yr | $/kW-yr | $/MWh | $/MWh | $/MWh | $/MWh | $/kW-yr | $/kW-yr | VO&M chck |  | Build Cost |  | Build Cost +
| (a) | (b) | (c) | (d) | (e) | (f) | (g) | (g) | (h) | (i) |  |  | SSR Table 7 | Diff_Plexos vs SSR | Plexos Inputs_extracted | Diff Plexos Inputs vs LTReport | FOM
[15 empty] | PV |  | SSR Table 7
WD_.PX.WYE._.PTC.WD - 44% Capacity Factor
2016
2017
2018
2019
2020
2021
2022 | [12 empty] | 1567.5293 | 8.3307 | 1575.86 |  | 44.8884
2023 | [14 empty] | 2006.2274 |  | 45.9074
2024 | [14 empty] | 2006.2274 |  | 46.9495
2025 |  |  |  | 124.9379 | [6 empty] | 0 | 0 |  |  | 2006.2274 |  | 48.0152
2026 |  |  |  | 127.77 | [6 empty] | 0 | 0 |  |  | 2006.2274 |  | 49.1052
2027 |  |  |  | 130.67 | [6 empty] | 0 | 0 |  |  | 2006.2274 |  | 50.2198
2028 |  |  |  | 133.64 | [6 empty] | 0 | 0 |  |  | 2006.2274 |  | 51.3598
2029 | 1861.779 | 123.9386 | 52.5249 | 176.7324 | 92.4328 |  | -39.78 | 52.6528 | 201.19 | 353.1959 | 3.2117e-12 | -39.78 |  |  | 1861.779 | 3.6064e-05 | 52.5257 | 0.0008129
2030 |  | 126.75 | 53.72 | 180.74 | 94.5301 |  | -39.78 | 54.7501 | 209.21 | 361.21 | 1.2207e-06 | -39.78
2031 |  | 129.63 | 54.94 | 184.84 | 96.676 |  | -41.11 | 55.566 | 212.32 | 369.41 | 3.304e-12 | -41.11
2032 |  | 132.57 | 56.19 | 189.04 | 98.8717 |  | -41.11 | 57.7617 | 220.71 | 377.8 | -6.1035e-07 | -41.11
2033 |  | 135.58 | 57.47 | 193.33 | 101.1172 |  | -42.43 | 58.6872 | 224.25 | 386.38 | -3.0517e-07 | -42.43
2034 |  | 138.66 | 58.77 | 197.72 | 103.4123 |  | -43.76 | 59.6523 | 227.94 | 395.15 | 2.3022e-12 | -43.76
2035 |  | 141.81 | 60.1 | 202.21 | 105.7598 |  | -43.76 | 61.9998 | 236.91 | 404.12 | 1.6785e-06 | -43.76
2036 |  | 145.03 | 61.46 | 206.8 | 108.1596 |  | -45.09 | 63.0696 | 241 | 413.29 | 0.0099982 | -45.08
2037 |  | 148.32 | 62.86 | 211.49 | 110.6144 |  | -46.41 | 64.2044 | 245.33 | 422.67 | 2.5722e-12 | -46.41
2038 |  | 151.69 | 64.29 | 216.29 | 113.1268 |  | -46.41 | 66.7168 | 254.93 | 432.27 | 1.5259e-07 | -46.41
2039 |  | 155.13 | 65.75 | 221.2 | 115.6941 |  |  | 115.6941 | 442.08 | 442.08 | -47.74 | -47.74
2040 |  | 158.65 | 67.24 | 226.22 | 118.319 |  |  | 118.319 | 452.11 | 452.11 | -49.06 | -49.06
2041 |  | 162.25 | 68.77 | 231.36 | 121.0067 |  |  | 121.0067 | 462.38 | 462.38 | -50.39 | -50.39
2042 |  | 165.93 | 70.33 | 236.61 | 123.7519 |  |  | 123.7519 | 472.87 | 472.87 | 0 | 0
2043 |  | 169.7 | 71.93 | 241.98 | 126.5626 |  |  | 126.5626 | 483.61 | 483.61
[8 empty] | 73.0891 | 279.2813 | 404.1005
Sources, Inputs and Assumptions
Source: | (c)(f) | Plant Costs - 2023 IRP - Table 7.1 & 7.2
| (a) | Plant capacity cost
| (b) | = (a) x 0.06657
| (d) | = ((b) + (c)) / (8.76 x 43.6%)
| (g) | = (e) + (f)
| (h) | Plant Costs - 2023 IRP - Table 7.1 & 7.2
WD_.PX.WYE._.PTC.WD - 44% Capacity Factor
Cost and Input Assumptions
[12 empty] | COD | 2029 |  | WD_.PX.WYE._.PTC.WD
2022 $ |  | Plant capacity cost | [8 empty] | 500 | MW
2022 $ |  | Fixed O&M, plus on-going capital cost
Wheeling ($ MWh)
2022 $ |  | Variable O&M
|  | Tax Credit $/MWh | [5 empty] | First Year real levelized
2029$ | 40.0624 | Network Upgrade ($/kw-yr) |  | INC D2-2 Wyoming East > Bridger 2029 |  |  |  | INC D2-2 Wyoming East > Bridger 2029
2025$ | 124.9379 |  |  | INC Wyoming East > Clover (GWS) 2025 |  |  |  | INC Wyoming East > Clover (GWS) 2025
| 6.657% | Payment Factor
| 43.62% | Capacity Factor

## 2032_WD_.PX.PNC._.PTC.WD
Table 3
WD_.PX.PNC._.PTC.WD
37% Capacity Factor
Year | Estimated Capital Cost | Fixed Capital Cost at Real Levelized Rate | Fixed O&M | Network Upgrade | Fixed Costs | Variable O&M | 100% PTC | Total Resource Cost | Total Resource Costs | Total Fixed Cost
| $/kW | $/kW-yr | $/kW-yr | $/kW-yr | $/MWh | $/MWh | $/MWh | $/MWh | $/kW-yr | $/kW-yr | VO&M chck |  | Build Cost |  | Build Cost +
| (a) | (b) | (c) | (d) | (e) | (f) | (g) | (g) | (h) | (i) |  |  | SSR Table 7 | Diff_Plexos vs SSR | Plexos Inputs_extracted | Diff Plexos Inputs vs LTReport | FOM
[15 empty] | PV |  | SSR Table 7
WD_.PX.PNC._.PTC.WD - 37% Capacity Factor
2016
2017
2018
2019
2020
2021
2022 | [12 empty] | 1566.924 | 8.336 | 1575.26 |  | 44.8884
2023 | [14 empty] | 2005.4635 |  | 45.9074
2024 | [14 empty] | 2005.4635 |  | 46.9495
2025 | [10 empty] | 0 | 0 |  |  | 2005.4635 |  | 48.0152
2026 |  |  |  | 32.3401 | [6 empty] | 0 | 0 |  |  | 2005.4635 |  | 49.1052
2027 |  |  |  | 33.07 | [6 empty] | 0 | 0 |  |  | 2005.4635 |  | 50.2198
2028 |  |  |  | 33.82 | [6 empty] | 0 | 0 |  |  | 2005.4635 |  | 51.3598
2029 |  |  |  | 34.59 | [6 empty] | 0 | 0 |  |  | 1861.0701 |  | 52.5257
2030 |  |  |  | 35.38 | [6 empty] | 0 | 0 |  |  | 1715.9067 |  | 53.718
2031 |  |  |  | 36.18 | [6 empty] | 0 | 0 |  |  | 1571.7705 |  | 54.9374
2032 | 1427.1677 | 95.0066 | 56.3376 | 37 | 58.031 |  | -41.11 | 16.921 | 54.92 | 188.3441 | -6.1034e-07 | -41.11 |  |  | 1427.1676 | -3.7228e-05 | 56.1845 | -0.15306
2033 |  | 97.16 | 57.62 | 37.84 | 59.3484 |  | -42.43 | 16.9184 | 54.91 | 192.62 | -3.0517e-07 | -42.43
2034 |  | 99.37 | 58.93 | 38.7 | 60.6979 |  | -43.76 | 16.9379 | 54.97 | 197 | 9.4857e-12 | -43.76
2035 |  | 101.63 | 60.27 | 39.58 | 62.0783 |  | -43.76 | 18.3183 | 59.45 | 201.48 | 1.6785e-06 | -43.76
2036 |  | 103.94 | 61.64 | 40.48 | 63.4894 |  | -45.09 | 18.3994 | 59.72 | 206.06 | 0.0099982 | -45.08
2037 |  | 106.3 | 63.04 | 41.4 | 64.9314 |  | -46.41 | 18.5214 | 60.11 | 210.74 | 1.0324e-11 | -46.41
2038 |  | 108.71 | 64.47 | 42.34 | 66.4042 |  | -46.41 | 19.9942 | 64.89 | 215.52 | 1.526e-07 | -46.41
2039 |  | 111.18 | 65.93 | 43.3 | 67.9108 |  | -47.74 | 20.1708 | 65.47 | 220.41 | -1.6785e-06 | -47.74
2040 |  | 113.7 | 67.43 | 44.28 | 69.4514 |  | -49.06 | 20.3914 | 66.18 | 225.41 | -1.3733e-06 | -49.06
2041 |  | 116.28 | 68.96 | 45.29 | 71.0289 |  | -50.39 | 20.6389 | 66.99 | 230.53 | 1.0886e-11 | -50.39
2042 |  | 118.92 | 70.53 | 46.32 | 72.6434 |  |  | 72.6434 | 235.77 | 235.77 | 0 | 0
2043 |  | 121.62 | 72.13 | 47.37 | 74.2918 |  |  | 74.2918 | 241.12 | 241.12
[8 empty] | 24.9054 | 80.8324 | 210.0589
Sources, Inputs and Assumptions
Source: | (c)(f) | Plant Costs - 2023 IRP - Table 7.1 & 7.2
| (a) | Plant capacity cost
| (b) | = (a) x 0.06657
| (d) | = ((b) + (c)) / (8.76 x 37.0%)
| (g) | = (e) + (f)
| (h) | Plant Costs - 2023 IRP - Table 7.1 & 7.2
WD_.PX.PNC._.PTC.WD - 37% Capacity Factor
Cost and Input Assumptions
[12 empty] | COD | 2032 |  | WD_.PX.PNC._.PTC.WD
2022 $ |  | Plant capacity cost | [8 empty] | 130 | MW
2022 $ |  | Fixed O&M, plus on-going capital cost
Wheeling ($ MWh)
2022 $ |  | Variable O&M
|  | Tax Credit $/MWh | [5 empty] | First Year real levelized
2032$ | 32.3401 | Network Upgrade ($/kw-yr) |  | CON Portland North Coast > TxCON 2026
| 6.657% | Payment Factor
| 37.05% | Capacity Factor

## 2032_WD_.PX.SOR._.PTC.WD
Table 3
WD_.PX.SOR._.PTC.WD
37% Capacity Factor
Year | Estimated Capital Cost | Fixed Capital Cost at Real Levelized Rate | Fixed O&M | Network Upgrade | Fixed Costs | Variable O&M | 100% PTC | Total Resource Cost | Total Resource Costs | Total Fixed Cost
| $/kW | $/kW-yr | $/kW-yr | $/kW-yr | $/MWh | $/MWh | $/MWh | $/MWh | $/kW-yr | $/kW-yr | VO&M chck |  | Build Cost |  | Build Cost +
| (a) | (b) | (c) | (d) | (e) | (f) | (g) | (g) | (h) | (i) |  |  | SSR Table 7 | Diff_Plexos vs SSR | Plexos Inputs_extracted | Diff Plexos Inputs vs LTReport | FOM
[15 empty] | PV |  | SSR Table 7
WD_.PX.SOR._.PTC.WD - 37% Capacity Factor
2016
2017
2018
2019
2020
2021
2022 | [12 empty] | 1566.924 | 8.336 | 1575.26 |  | 44.8884
2023 | [14 empty] | 2005.4635 |  | 45.9074
2024 | [14 empty] | 2005.4635 |  | 46.9495
2025 | [10 empty] | 0 | 0 |  |  | 2005.4635 |  | 48.0152
2026 |  |  |  | 0 | [6 empty] | 0 | 0 |  |  | 2005.4635 |  | 49.1052
2027 |  |  |  | 0 | [6 empty] | 0 | 0 |  |  | 2005.4635 |  | 50.2198
2028 |  |  |  | 0 | [6 empty] | 0 | 0 |  |  | 2005.4635 |  | 51.3598
2029 |  |  |  | 0 | [6 empty] | 0 | 0 |  |  | 1861.0701 |  | 52.5257
2030 |  |  |  | 0 | [6 empty] | 0 | 0 |  |  | 1715.9067 |  | 53.718
2031 |  |  |  | 0 | [6 empty] | 0 | 0 |  |  | 1571.7705 |  | 54.9374
2032 | 1427.1677 | 95.0066 | 56.3376 | 0 | 46.6308 |  | -41.11 | 5.5208 | 17.92 | 151.3441 | -6.1035e-07 | -41.11 |  |  | 1427.1676 | -3.7228e-05 | 56.1845 | -0.15306
2033 |  | 97.16 | 57.62 | 0 | 47.6895 |  | -42.43 | 5.2595 | 17.07 | 154.78 | -3.0518e-07 | -42.43
2034 |  | 99.37 | 58.93 | 0 | 48.774 |  | -43.76 | 5.014 | 16.27 | 158.3 | 7.5318e-13 | -43.76
2035 |  | 101.63 | 60.27 | 0 | 49.8832 |  | -43.76 | 6.1232 | 19.87 | 161.9 | 1.6785e-06 | -43.76
2036 |  | 103.94 | 61.64 | 0 | 51.0171 |  | -45.09 | 5.9271 | 19.24 | 165.58 | 0.0099982 | -45.08
2037 |  | 106.3 | 63.04 | 0 | 52.1756 |  | -46.41 | 5.7656 | 18.71 | 169.34 | 8.6686e-13 | -46.41
2038 |  | 108.71 | 64.47 | 0 | 53.3587 |  | -46.41 | 6.9487 | 22.55 | 173.18 | 1.5259e-07 | -46.41
2039 |  | 111.18 | 65.93 | 0 | 54.5696 |  | -47.74 | 6.8296 | 22.17 | 177.11 | -1.6785e-06 | -47.74
2040 |  | 113.7 | 67.43 | 0 | 55.8082 |  | -49.06 | 6.7482 | 21.9 | 181.13 | -1.3733e-06 | -49.06
2041 |  | 116.28 | 68.96 | 0 | 57.0745 |  | -50.39 | 6.6845 | 21.7 | 185.24 | 9.8055e-13 | -50.39
2042 |  | 118.92 | 70.53 | 0 | 58.3717 |  |  | 58.3717 | 189.45 | 189.45 | -50.39 | -50.39
2043 |  | 121.62 | 72.13 | 0 | 59.6966 |  |  | 59.6966 | 193.75 | 193.75
[8 empty] | 12.1908 | 39.5661 | 168.7926
Sources, Inputs and Assumptions
Source: | (c)(f) | Plant Costs - 2023 IRP - Table 7.1 & 7.2
| (a) | Plant capacity cost
| (b) | = (a) x 0.06657
| (d) | = ((b) + (c)) / (8.76 x 37.0%)
| (g) | = (e) + (f)
| (h) | Plant Costs - 2023 IRP - Table 7.1 & 7.2
WD_.PX.SOR._.PTC.WD - 37% Capacity Factor
Cost and Input Assumptions
[12 empty] | COD | 2032 |  | WD_.PX.SOR._.PTC.WD
2022 $ |  | Plant capacity cost | [8 empty] | 100 | MW
2022 $ |  | Fixed O&M, plus on-going capital cost
Wheeling ($ MWh)
2022 $ |  | Variable O&M
|  | Tax Credit $/MWh | [5 empty] | First Year real levelized
#N/A | 0 | Network Upgrade ($/kw-yr) |  | INC Southern Oregon > Central Oregon 2028_C_
| 6.657% | Payment Factor
| 37.05% | Capacity Factor

## 2032_WD_.PX.WWA._.PTC.WD
Table 3
WD_.PX.WWA._.PTC.WD
37% Capacity Factor
Year | Estimated Capital Cost | Fixed Capital Cost at Real Levelized Rate | Fixed O&M | Network Upgrade | Fixed Costs | Variable O&M | 100% PTC | Total Resource Cost | Total Resource Costs | Total Fixed Cost
| $/kW | $/kW-yr | $/kW-yr | $/kW-yr | $/MWh | $/MWh | $/MWh | $/MWh | $/kW-yr | $/kW-yr | VO&M chck |  | Build Cost |  | Build Cost +
| (a) | (b) | (c) | (d) | (e) | (f) | (g) | (g) | (h) | (i) |  |  | SSR Table 7 | Diff_Plexos vs SSR | Plexos Inputs_extracted | Diff Plexos Inputs vs LTReport | FOM
[15 empty] | PV |  | SSR Table 7
WD_.PX.WWA._.PTC.WD - 37% Capacity Factor
2016
2017
2018
2019
2020
2021
2022 | [12 empty] | 1660.3374 | 8.3326 | 1668.67 |  | 44.8884
2023 | [14 empty] | 2124.3838 |  | 45.9074
2024 | [14 empty] | 2124.3838 |  | 46.9495
2025 | [10 empty] | 0 | 0 |  |  | 2124.3838 |  | 48.0152
2026 | [10 empty] | 0 | 0 |  |  | 2124.3838 |  | 49.1052
2027 | [10 empty] | 0 | 0 |  |  | 2124.3838 |  | 50.2198
2028 | [10 empty] | 0 | 0 |  |  | 2124.3838 |  | 51.3598
2029 | [10 empty] | 0 | 0 |  |  | 1971.4281 |  | 52.5257
2030 | [10 empty] | 0 | 0 |  |  | 1817.6568 |  | 53.718
2031 | [10 empty] | 0 | 0 |  |  | 1664.9736 |  | 54.9374
2032 | 1511.7961 | 100.6403 | 56.3376 | 9.959 | 51.4351 |  | -41.11 | 10.3251 | 33.51 | 166.9368 | -6.1035e-07 | -41.11 |  |  | 1511.796 | -3.9435e-05 | 56.1845 | -0.15306
2033 |  | 102.92 | 57.62 | 10.19 | 52.6038 |  | -42.43 | 10.1738 | 33.02 | 170.73 | -3.0518e-07 | -42.43
2034 |  | 105.26 | 58.93 | 10.42 | 53.7993 |  | -43.76 | 10.0393 | 32.58 | 174.61 | 3.1264e-13 | -43.76
2035 |  | 107.65 | 60.27 | 10.66 | 55.0225 |  | -43.76 | 11.2625 | 36.55 | 178.58 | 1.6785e-06 | -43.76
2036 |  | 110.09 | 61.64 | 10.9 | 56.2704 |  | -45.09 | 11.1804 | 36.29 | 182.63 | 0.0099982 | -45.08
2037 |  | 112.59 | 63.04 | 11.15 | 57.549 |  | -46.41 | 11.139 | 36.15 | 186.78 | 3.908e-13 | -46.41
2038 |  | 115.15 | 64.47 | 11.4 | 58.8554 |  | -46.41 | 12.4454 | 40.39 | 191.02 | 1.5259e-07 | -46.41
2039 |  | 117.76 | 65.93 | 11.66 | 60.1896 |  | -47.74 | 12.4496 | 40.41 | 195.35 | -1.6785e-06 | -47.74
2040 |  | 120.43 | 67.43 | 11.92 | 61.5545 |  | -49.06 | 12.4945 | 40.55 | 199.78 | -1.3733e-06 | -49.06
2041 |  | 123.16 | 68.96 | 12.19 | 62.9502 |  | -50.39 | 12.5602 | 40.77 | 204.31 | 4.8317e-13 | -50.39
2042 |  | 125.96 | 70.53 | 12.47 | 64.3829 |  |  | 64.3829 | 208.96 | 208.96 | 0 | 0
2043 |  | 128.82 | 72.13 | 12.75 | 65.8434 |  |  | 65.8434 | 213.7 | 213.7
[8 empty] | 17.5475 | 56.9515 | 186.1783
Sources, Inputs and Assumptions
Source: | (c)(f) | Plant Costs - 2023 IRP - Table 7.1 & 7.2
| (a) | Plant capacity cost
| (b) | = (a) x 0.06657
| (d) | = ((b) + (c)) / (8.76 x 37.0%)
| (g) | = (e) + (f)
| (h) | Plant Costs - 2023 IRP - Table 7.1 & 7.2
WD_.PX.WWA._.PTC.WD - 37% Capacity Factor
Cost and Input Assumptions
[12 empty] | COD | 2032 |  | WD_.PX.WWA._.PTC.WD
2022 $ |  | Plant capacity cost | [8 empty] | 337.7556 | MW
2022 $ |  | Fixed O&M, plus on-going capital cost
Wheeling ($ MWh)
2022 $ |  | Variable O&M
|  | Tax Credit $/MWh | [5 empty] | First Year real levelized
2025$ | 9.959 | Network Upgrade ($/kw-yr) |  | INC Walla Walla - WA > Yakima 2025
INC Walla Walla - WA > Yakima 2030
| 6.657% | Payment Factor
| 37.05% | Capacity Factor

## 2032_WD_.PX.YAK._.PTC.WD
Table 3
WD_.PX.YAK._.PTC.WD
37% Capacity Factor
Year | Estimated Capital Cost | Fixed Capital Cost at Real Levelized Rate | Fixed O&M | Network Upgrade | Fixed Costs | Variable O&M | 100% PTC | Total Resource Cost | Total Resource Costs | Total Fixed Cost
| $/kW | $/kW-yr | $/kW-yr | $/kW-yr | $/MWh | $/MWh | $/MWh | $/MWh | $/kW-yr | $/kW-yr | VO&M chck |  | Build Cost |  | Build Cost +
| (a) | (b) | (c) | (d) | (e) | (f) | (g) | (g) | (h) | (i) |  |  | SSR Table 7 | Diff_Plexos vs SSR | Plexos Inputs_extracted | Diff Plexos Inputs vs LTReport | FOM
[15 empty] | PV |  | SSR Table 7
WD_.PX.YAK._.PTC.WD - 37% Capacity Factor
2016
2017
2018
2019
2020
2021
2022 | [12 empty] | 1660.3374 | 8.3326 | 1668.67 |  | 44.8884
2023 | [14 empty] | 2124.3838 |  | 45.9074
2024 | [14 empty] | 2124.3838 |  | 46.9495
2025 | [10 empty] | 0 | 0 |  |  | 2124.3838 |  | 48.0152
2026 | [10 empty] | 0 | 0 |  |  | 2124.3838 |  | 49.1052
2027 | [10 empty] | 0 | 0 |  |  | 2124.3838 |  | 50.2198
2028 | [10 empty] | 0 | 0 |  |  | 2124.3838 |  | 51.3598
2029 | [10 empty] | 0 | 0 |  |  | 1971.4281 |  | 52.5257
2030 | [10 empty] | 0 | 0 |  |  | 1817.6568 |  | 53.718
2031 | [10 empty] | 0 | 0 |  |  | 1664.9736 |  | 54.9374
2032 | 1511.7961 | 100.6403 | 56.3376 | 56.0199 | 65.627 |  | -41.11 | 24.517 | 79.57 | 212.9978 | -6.1035e-07 | -41.11 |  |  | 1511.796 | -3.9435e-05 | 56.1845 | -0.15306
2033 |  | 102.92 | 57.62 | 57.29 | 67.1159 |  | -42.43 | 24.6859 | 80.12 | 217.83 | -3.0518e-07 | -42.43
2034 |  | 105.26 | 58.93 | 58.59 | 68.641 |  | -43.76 | 24.881 | 80.75 | 222.78 | -8.9528e-13 | -43.76
2035 |  | 107.65 | 60.27 | 59.92 | 70.2001 |  | -43.76 | 26.4401 | 85.81 | 227.84 | 1.6785e-06 | -43.76
2036 |  | 110.09 | 61.64 | 61.28 | 71.793 |  | -45.09 | 26.703 | 86.67 | 233.01 | 0.0099982 | -45.08
2037 |  | 112.59 | 63.04 | 62.67 | 73.4229 |  | -46.41 | 27.0129 | 87.67 | 238.3 | -8.3844e-13 | -46.41
2038 |  | 115.15 | 64.47 | 64.09 | 75.0898 |  | -46.41 | 28.6798 | 93.08 | 243.71 | 1.5259e-07 | -46.41
2039 |  | 117.76 | 65.93 | 65.54 | 76.7906 |  | -47.74 | 29.0506 | 94.29 | 249.23 | -1.6785e-06 | -47.74
2040 |  | 120.43 | 67.43 | 67.03 | 78.5345 |  | -49.06 | 29.4745 | 95.66 | 254.89 | -1.3733e-06 | -49.06
2041 |  | 123.16 | 68.96 | 68.55 | 80.3154 |  | -50.39 | 29.9254 | 97.13 | 260.67 | -8.5265e-13 | -50.39
2042 |  | 125.96 | 70.53 | 70.11 | 82.1425 |  |  | 82.1425 | 266.6 | 266.6 | 0 | 0
2043 |  | 128.82 | 72.13 | 71.7 | 84.0066 |  |  | 84.0066 | 272.65 | 272.65
[8 empty] | 33.3717 | 108.3099 | 237.5368
Sources, Inputs and Assumptions
Source: | (c)(f) | Plant Costs - 2023 IRP - Table 7.1 & 7.2
| (a) | Plant capacity cost
| (b) | = (a) x 0.06657
| (d) | = ((b) + (c)) / (8.76 x 37.0%)
| (g) | = (e) + (f)
| (h) | Plant Costs - 2023 IRP - Table 7.1 & 7.2
WD_.PX.YAK._.PTC.WD - 37% Capacity Factor
Cost and Input Assumptions
[12 empty] | COD | 2032 |  | WD_.PX.YAK._.PTC.WD
2022 $ |  | Plant capacity cost | [8 empty] | 500.899 | MW
2022 $ |  | Fixed O&M, plus on-going capital cost
Wheeling ($ MWh)
2022 $ |  | Variable O&M
|  | Tax Credit $/MWh | [5 empty] | First Year real levelized
2028$ | 56.0199 | Network Upgrade ($/kw-yr) |  | CON Yakima > TxCON 2027a
CON Yakima > TxCON 2027b
| 6.657% | Payment Factor
| 37.05% | Capacity Factor

## 2032_WD_.PX.WYE._.PTC.Djohns.WD
Table 3
WD_.PX.WYE._.PTC.Djohns.WD
44% Capacity Factor
Year | Estimated Capital Cost | Fixed Capital Cost at Real Levelized Rate | Fixed O&M | Network Upgrade | Fixed Costs | Variable O&M | 100% PTC | Total Resource Cost | Total Resource Costs | Total Fixed Cost
| $/kW | $/kW-yr | $/kW-yr | $/kW-yr | $/MWh | $/MWh | $/MWh | $/MWh | $/kW-yr | $/kW-yr |  |  | Build Cost |  | Build Cost +
| (a) | (b) | (c) | (d) | (e) | (f) | (g) | (g) | (h) | (i) |  |  | SSR Table 7 | Diff_Plexos vs SSR | Plexos Inputs_extracted | Diff Plexos Inputs vs LTReport | FOM
[15 empty] | PV |  | SSR Table 7
WD_.PX.WYE._.PTC.Djohns.WD - 44% Capacity Factor
2016
2017
2018
2019
2020
2021
2022 | [12 empty] | 1567.5293 | 8.3307 | 1575.86 |  | 44.8884
2023 | [14 empty] | 2006.2274 |  | 45.9074
2024 | [14 empty] | 2006.2274 |  | 46.9495
2025 | [10 empty] | 0 | 0 |  |  | 2006.2274 |  | 48.0152
2026 | [10 empty] | 0 | 0 |  |  | 2006.2274 |  | 49.1052
2027 | [10 empty] | 0 | 0 |  |  | 2006.2274 |  | 50.2198
2028 | [10 empty] | 0 | 0 |  |  | 2006.2274 |  | 51.3598
2029 | [10 empty] | 0 | 0 |  |  | 1861.779 |  | 52.5257
2030 | [10 empty] | 0 | 0 |  |  | 1716.5602 |  | 53.718
2031 | [10 empty] | 0 | 0 |  |  | 1572.3692 |  | 54.9374
2032 | 1427.7112 | 95.0427 | 56.3376 | 0 | 39.6168 |  | -41.11 | -1.4932 | -5.71 | 151.3803 | -6.1035e-07 | -41.11 |  |  | 1427.7112 | -3.7242e-05 | 56.1845 | -0.15306
2033 |  | 97.2 | 57.62 | 0 | 40.517 |  | -42.43 | -1.913 | -7.31 | 154.82 | -3.0517e-07 | -42.43
2034 |  | 99.41 | 58.93 | 0 | 41.4382 |  | -43.76 | -2.3218 | -8.87 | 158.34 | 3.8725e-12 | -43.76
2035 |  | 101.67 | 60.27 | 0 | 42.3803 |  | -43.76 | -1.3797 | -5.27 | 161.94 | 1.6785e-06 | -43.76
2036 |  | 103.98 | 61.64 | 0 | 43.3434 |  | -45.09 | -1.7466 | -6.67 | 165.62 | 0.0099982 | -45.08
2037 |  | 106.34 | 63.04 | 0 | 44.3274 |  | -46.41 | -2.0826 | -7.96 | 169.38 | 4.2135e-12 | -46.41
2038 |  | 108.75 | 64.47 | 0 | 45.3324 |  | -46.41 | -1.0776 | -4.12 | 173.22 | 1.5259e-07 | -46.41
2039 |  | 111.22 | 65.93 | 0 | 46.3608 |  | -47.74 | -1.3792 | -5.27 | 177.15 | -1.6785e-06 | -47.74
2040 |  | 113.74 | 67.43 | 0 | 47.4129 |  | -49.06 | -1.6471 | -6.29 | 181.17 | -1.3733e-06 | -49.06
2041 |  | 116.32 | 68.96 | 0 | 48.4885 |  | -50.39 | -1.9015 | -7.27 | 185.28 | 4.5617e-12 | -50.39
2042 |  | 118.96 | 70.53 | 0 | 49.5903 |  |  | 49.5903 | 189.49 | 189.49 | 0 | 0
2043 |  | 121.66 | 72.13 | 0 | 50.7156 |  |  | 50.7156 | 193.79 | 193.79
[8 empty] | 4.3679 | 16.6902 | 168.8321
Sources, Inputs and Assumptions
Source: | (c)(f) | Plant Costs - 2023 IRP - Table 7.1 & 7.2
| (a) | Plant capacity cost
| (b) | = (a) x 0.06657
| (d) | = ((b) + (c)) / (8.76 x 43.6%)
| (g) | = (e) + (f)
| (h) | Plant Costs - 2023 IRP - Table 7.1 & 7.2
WD_.PX.WYE._.PTC.Djohns.WD - 44% Capacity Factor
Cost and Input Assumptions
[12 empty] | COD | 2032 |  | WD_.PX.WYE._.PTC.Djohns.WD
2022 $ |  | Plant capacity cost | [8 empty] | 650 | MW
2022 $ |  | Fixed O&M, plus on-going capital cost
Wheeling ($ MWh)
2022 $ |  | Variable O&M
|  | Tax Credit $/MWh | [5 empty] | First Year real levelized
#N/A | 0 | Network Upgrade ($/kw-yr)
| 6.657% | Payment Factor
| 43.62% | Capacity Factor

## 2032_WD_.PX.WYN._.PTC.WD
Table 3
WD_.PX.WYN._.PTC.WD
44% Capacity Factor
Year | Estimated Capital Cost | Fixed Capital Cost at Real Levelized Rate | Fixed O&M | Network Upgrade | Fixed Costs | Variable O&M | 100% PTC | Total Resource Cost | Total Resource Costs | Total Fixed Cost
| $/kW | $/kW-yr | $/kW-yr | $/kW-yr | $/MWh | $/MWh | $/MWh | $/MWh | $/kW-yr | $/kW-yr | VO&M chck |  | Build Cost |  | Build Cost +
| (a) | (b) | (c) | (d) | (e) | (f) | (g) | (g) | (h) | (i) |  |  | SSR Table 7 | Diff_Plexos vs SSR | Plexos Inputs_extracted | Diff Plexos Inputs vs LTReport | FOM
[15 empty] | PV |  | SSR Table 7
WD_.PX.WYN._.PTC.WD - 44% Capacity Factor
2016
2017
2018
2019
2020
2021
2022 | [12 empty] | 1567.5293 | 8.3307 | 1575.86 |  | 44.8884
2023 | [14 empty] | 2006.2274 |  | 45.9074
2024 | [14 empty] | 2006.2274 |  | 46.9495
2025 |  |  |  | 124.9379 | [6 empty] | 0 | 0 |  |  | 2006.2274 |  | 48.0152
2026 |  |  |  | 127.77 | [6 empty] | 0 | 0 |  |  | 2006.2274 |  | 49.1052
2027 |  |  |  | 130.67 | [6 empty] | 0 | 0 |  |  | 2006.2274 |  | 50.2198
2028 |  |  |  | 133.64 | [6 empty] | 0 | 0 |  |  | 2006.2274 |  | 51.3598
2029 |  |  |  | 176.7324 | [6 empty] | 0 | 0 |  |  | 1861.779 |  | 52.5257
2030 |  |  |  | 180.74 | [6 empty] | 0 | 0 |  |  | 1716.5602 |  | 53.718
2031 |  |  |  | 184.84 | [6 empty] | 0 | 0 |  |  | 1572.3692 |  | 54.9374
2032 | 1427.7112 | 95.0427 | 56.3376 | 189.04 | 89.0893 |  | -41.11 | 47.9793 | 183.33 | 340.4203 | -6.1035e-07 | -41.11 |  |  | 1427.7112 | -3.7242e-05 | 56.1845 | -0.15306
2033 |  | 97.2 | 57.62 | 193.33 | 91.1122 |  | -42.43 | 48.6822 | 186.02 | 348.15 | -3.0518e-07 | -42.43
2034 |  | 99.41 | 58.93 | 197.72 | 93.1823 |  | -43.76 | 49.4223 | 188.85 | 356.06 | -2.5295e-12 | -43.76
2035 |  | 101.67 | 60.27 | 202.21 | 95.2995 |  | -43.76 | 51.5395 | 196.94 | 364.15 | 1.6785e-06 | -43.76
2036 |  | 103.98 | 61.64 | 206.8 | 97.4638 |  | -45.09 | 52.3738 | 200.13 | 372.42 | 0.0099982 | -45.08
2037 |  | 106.34 | 63.04 | 211.49 | 99.6752 |  | -46.41 | 53.2652 | 203.53 | 380.87 | -2.9203e-12 | -46.41
2038 |  | 108.75 | 64.47 | 216.29 | 101.9363 |  | -46.41 | 55.5263 | 212.17 | 389.51 | 1.5259e-07 | -46.41
2039 |  | 111.22 | 65.93 | 221.2 | 104.2498 |  | -47.74 | 56.5098 | 215.93 | 398.35 | -1.6785e-06 | -47.74
2040 |  | 113.74 | 67.43 | 226.22 | 106.6156 |  | -49.06 | 57.5556 | 219.93 | 407.39 | -1.3733e-06 | -49.06
2041 |  | 116.32 | 68.96 | 231.36 | 109.0363 |  | -50.39 | 58.6463 | 224.09 | 416.64 | -3.169e-12 | -50.39
2042 |  | 118.96 | 70.53 | 236.61 | 111.512 |  |  | 111.512 | 426.1 | 426.1 | -50.39 | -50.39
2043 |  | 121.66 | 72.13 | 241.98 | 114.0427 |  |  | 114.0427 | 435.77 | 435.77
[8 empty] | 59.5398 | 227.508 | 379.6499
Sources, Inputs and Assumptions
Source: | (c)(f) | Plant Costs - 2023 IRP - Table 7.1 & 7.2
| (a) | Plant capacity cost
| (b) | = (a) x 0.06657
| (d) | = ((b) + (c)) / (8.76 x 43.6%)
| (g) | = (e) + (f)
| (h) | Plant Costs - 2023 IRP - Table 7.1 & 7.2
WD_.PX.WYN._.PTC.WD - 44% Capacity Factor
Cost and Input Assumptions
[12 empty] | COD | 2032 |  | WD_.PX.WYN._.PTC.WD
2022 $ |  | Plant capacity cost | [8 empty] | 364.6492 | MW
2022 $ |  | Fixed O&M, plus on-going capital cost
Wheeling ($ MWh)
2022 $ |  | Variable O&M
|  | Tax Credit $/MWh | [5 empty] | First Year real levelized
2029$ | 40.0624 | Network Upgrade ($/kw-yr) |  | INC D2_3 Wyoming East > Bridger 2033 |  |  |  | 0
|  |  |  | INC D2-2 Wyoming East > Bridger 2029 |  |  |  | 40.0624
| 6.657% | Payment Factor |  | INC GWS2 Wyoming East > Clover 2033 |  |  |  | 0
| 43.62% | Capacity Factor |  | INC Wyoming East > Clover (GWS) 2025 |  |  |  | 124.9379

## 2033_WD_.PX.SOR._.PTC.WD
Table 3
WD_.PX.SOR._.PTC.WD
37% Capacity Factor
Year | Estimated Capital Cost | Fixed Capital Cost at Real Levelized Rate | Fixed O&M | Network Upgrade | Fixed Costs | Variable O&M | 100% PTC | Total Resource Cost | Total Resource Costs | Total Fixed Cost
| $/kW | $/kW-yr | $/kW-yr | $/kW-yr | $/MWh | $/MWh | $/MWh | $/MWh | $/kW-yr | $/kW-yr |  |  | Build Cost |  | Build Cost +
| (a) | (b) | (c) | (d) | (e) | (f) | (g) | (g) | (h) | (i) |  |  | SSR Table 7 | Diff_Plexos vs SSR | Plexos Inputs_extracted | Diff Plexos Inputs vs LTReport | FOM
[15 empty] | PV |  | SSR Table 7
WD_.PX.SOR._.PTC.WD - 37% Capacity Factor
2016
2017
2018 | [9 empty] | 0
2019 | [9 empty] | 0
2020 | [9 empty] | 0
2021 | [9 empty] | 0
2022 | [9 empty] | 0 |  |  | 1566.924 | 8.336 | 1575.26 |  | 44.8884
2023 | [9 empty] | 0 |  |  |  |  | 2005.4635 |  | 45.9074
2024 | [9 empty] | 0 |  |  |  |  | 2005.4635 |  | 46.9495
2025 | [9 empty] | 0 | 0 | 0 |  |  | 2005.4635 |  | 48.0152
2026 | [9 empty] | 0 | 0 | 0 |  |  | 2005.4635 |  | 49.1052
2027 | [9 empty] | 0 | 0 | 0 |  |  | 2005.4635 |  | 50.2198
2028 | [9 empty] | 0 | 0 | 0 |  |  | 2005.4635 |  | 51.3598
2029 | [9 empty] | 0 | 0 | 0 |  |  | 1861.0701 |  | 52.5257
2030 | [9 empty] | 0 | 0 | 0 |  |  | 1715.9067 |  | 53.718
2031 | [9 empty] | 0 | 0 | 0 |  |  | 1571.7705 |  | 54.9374
2032 | [9 empty] | 0 | -41.11 | -41.11 |  |  | 1427.1676 |  | 56.1845
2033 | 1452.8566 | 96.7167 | 61.9408 | 69.9335 | 70.4315 |  | -42.43 | 28.0015 | 90.88 | 228.591 | -3.0518e-07 | -42.43 |  |  | 1452.8566 | 2.543e-07 | 57.4599 | -4.4809
2034 |  | 98.91 | 63.35 | 71.52 | 72.0303 |  | -43.76 | 28.2703 | 91.75 | 233.78 | 7.5318e-13 | -43.76
2035 |  | 101.16 | 64.79 | 73.14 | 73.6663 |  | -43.76 | 29.9063 | 97.06 | 239.09 | 1.6785e-06 | -43.76
2036 |  | 103.46 | 66.26 | 74.8 | 75.3394 |  | -45.09 | 30.2494 | 98.18 | 244.52 | 0.0099982 | -45.08
2037 |  | 105.81 | 67.76 | 76.5 | 77.0494 |  | -46.41 | 30.6394 | 99.44 | 250.07 | 8.6686e-13 | -46.41
2038 |  | 108.21 | 69.3 | 78.24 | 78.7995 |  | -46.41 | 32.3895 | 105.12 | 255.75 | 1.5259e-07 | -46.41
2039 |  | 110.67 | 70.87 | 80.02 | 80.5896 |  | -47.74 | 32.8496 | 106.62 | 261.56 | -1.6785e-06 | -47.74
2040 |  | 113.18 | 72.48 | 81.84 | 82.4198 |  | -49.06 | 33.3598 | 108.27 | 267.5 | -1.3733e-06 | -49.06
2041 |  | 115.75 | 74.13 | 83.7 | 84.2931 |  | -50.39 | 33.9031 | 110.04 | 273.58 | 9.8055e-13 | -50.39
2042 |  | 118.38 | 75.81 | 85.6 | 86.2065 |  | -50.39 | 35.8165 | 116.25 | 279.79 | 6.1035e-07 | -50.39
2043 |  | 121.07 | 77.53 | 87.54 | 88.163 |  | -51.72 | 36.443 | 118.28 | 286.14
[8 empty] | 31.4384 | 102.0356 | 159.5819
Sources, Inputs and Assumptions
Source: | (c)(f) | Plant Costs - 2023 IRP - Table 7.1 & 7.2
| (a) | Plant capacity cost
| (b) | = (a) x 0.06657
| (d) | = ((b) + (c)) / (8.76 x 37.0%)
| (g) | = (e) + (f)
| (h) | Plant Costs - 2023 IRP - Table 7.1 & 7.2
WD_.PX.SOR._.PTC.WD - 37% Capacity Factor
Cost and Input Assumptions
[12 empty] | COD | 2033 |  | WD_.PX.SOR._.PTC.WD
2022 $ |  | Plant capacity cost | [8 empty] | 1282.0572 | MW
2022 $ |  | Fixed O&M, plus on-going capital cost
Wheeling ($ MWh)
2022 $ |  | Variable O&M
|  | Tax Credit $/MWh | [5 empty] | First Year real levelized
2033$ | 69.9335 | Network Upgrade ($/kw-yr) |  | INC Southern Oregon > Central Oregon 2033_C_
| 6.657% | Payment Factor
| 37.05% | Capacity Factor

## 2025_PV_.PX.UTS._.SER.PV
Table 3
PV_.PX.UTS._.SER.PV
32% Capacity Factor
Year | Estimated Capital Cost | Fixed Capital Cost at Real Levelized Rate | Fixed O&M | Network Upgrade | Fixed Costs | Variable O&M | 100% PTC | Total Resource Cost | Total Resource Costs | Total Fixed Cost
| $/kW | $/kW-yr | $/kW-yr | $/kW-yr | $/MWh | $/MWh | $/MWh | $/MWh | $/kW-yr | $/kW-yr | VO&M chck |  | Build Cost |  | Build Cost +
| (a) | (b) | (c) | (d) | (e) | (f) | (g) | (g) | (h) | (i) |  |  | SSR Table 7 | Diff_Plexos vs SSR | Plexos Inputs_extracted | Diff Plexos Inputs vs LTReport | FOM
[15 empty] | PV |  | SSR Table 7
PV_.PX.UTS._.SER.PV - 32% Capacity Factor
2016
2017
2018
2019
2020
2021
2022 | [12 empty] | 1140.3909 | 5.6591 | 1146.05 |  | 21.158
2023 | [14 empty] | 1541.0934 |  | 21.6383
2024 | [14 empty] | 1541.0934 |  | 22.1295
2025 | 1541.0934 | 77.9177 | 22.3238 | 0 | 35.4862 |  | -35.8 | -0.31377 | -0.89 | 100.2414 | 7.6294e-07 | -35.8 |  |  | 1541.0934 | 2.4264e-05 | 22.6318 | 0.30808
2026 |  | 79.69 | 22.83 | 0 | 36.2929 |  | -37.13 | -0.83714 | -2.36 | 102.52 | -1.0681e-06 | -37.13
2027 |  | 81.5 | 23.35 | 0 | 37.1177 |  | -38.45 | -1.3323 | -3.76 | 104.85 | -8.7397e-13 | -38.45
2028 |  | 83.35 | 23.88 | 0 | 37.9602 |  | -38.45 | -0.48977 | -1.38 | 107.23 | -7.6294e-07 | -38.45
2029 |  | 85.24 | 24.42 | 0 | 38.8205 |  | -39.78 | -0.95953 | -2.71 | 109.66 | -8.8107e-13 | -39.78
2030 |  | 87.17 | 24.97 | 0 | 39.6984 |  | -39.78 | -0.081591 | -0.23 | 112.14 | 1.2207e-06 | -39.78
2031 |  | 89.15 | 25.54 | 0 | 40.6011 |  | -41.11 | -0.50887 | -1.44 | 114.69 | -1.2363e-12 | -41.11
2032 |  | 91.17 | 26.12 | 0 | 41.5215 |  | -41.11 | 0.41155 | 1.16 | 117.29 | -6.1035e-07 | -41.11
2033 |  | 93.24 | 26.71 | 0 | 42.4632 |  | -42.43 | 0.033208 | 0.09 | 119.95 | 42.43 | 0
2034 |  | 95.36 | 27.32 | 0 | 43.4296 |  | -43.76 | -0.33035 | -0.93 | 122.68 | 87.52 | 43.76
2035 |  | 97.52 | 27.94 | 0 | 44.4138 |  |  | 44.4138 | 125.46 | 125.46 | 0 | 0
2036 |  | 99.73 | 28.57 | 0 | 45.4192 |  |  | 45.4192 | 128.3 | 128.3 | 0 | 0
2037 |  | 101.99 | 29.22 | 0 | 46.4493 |  |  | 46.4493 | 131.21 | 131.21 | 0 | 0
2038 |  | 104.31 | 29.88 | 0 | 47.5043 |  |  | 47.5043 | 134.19 | 134.19 | 0 | 0
2039 |  | 106.68 | 30.56 | 0 | 48.584 |  |  | 48.584 | 137.24 | 137.24 | 0 | 0
2040 |  | 109.1 | 31.25 | 0 | 49.685 |  |  | 49.685 | 140.35 | 140.35 | 0 | 0
2041 |  | 111.58 | 31.96 | 0 | 50.8142 |  |  | 50.8142 | 143.54 | 143.54 | 0 | 0
2042 |  | 114.11 | 32.69 | 0 | 51.9683 |  |  | 51.9683 | 146.8 | 146.8 | 0 | 0
2043 |  | 116.7 | 33.43 | 0 | 53.1472 |  |  | 53.1472 | 150.13 | 150.13
[8 empty] | 15.33 | 43.3045 | 118.3516
Sources, Inputs and Assumptions
Source: | (c)(f) | Plant Costs - 2023 IRP - Table 7.1 & 7.2
| (a) | Plant capacity cost
| (b) | = (a) x 0.05056
| (d) | = ((b) + (c)) / (8.76 x 32.2%)
| (g) | = (e) + (f)
| (h) | Plant Costs - 2023 IRP - Table 7.1 & 7.2
PV_.PX.UTS._.SER.PV - 32% Capacity Factor
Cost and Input Assumptions
[12 empty] | COD | 2025 |  | PV_.PX.UTS._.SER.PV
2022 $ |  | Plant capacity cost | [8 empty] | 295 | MW
2022 $ |  | Fixed O&M, plus on-going capital cost
Wheeling ($ MWh)
2022 $ |  | Variable O&M
|  | Tax Credit $/MWh | [5 empty] | First Year real levelized
#N/A | 0 | Network Upgrade ($/kw-yr)
| 5.056% | Payment Factor
| 32.25% | Capacity Factor

## 2025_PV_.PX.UWY._.SER.PV
Table 3
PV_.PX.UWY._.SER.PV
30% Capacity Factor
Year | Estimated Capital Cost | Fixed Capital Cost at Real Levelized Rate | Fixed O&M | Network Upgrade | Fixed Costs | Variable O&M | 100% PTC | Total Resource Cost | Total Resource Costs | Total Fixed Cost
| $/kW | $/kW-yr | $/kW-yr | $/kW-yr | $/MWh | $/MWh | $/MWh | $/MWh | $/kW-yr | $/kW-yr | VO&M chck |  | Build Cost |  | Build Cost +
| (a) | (b) | (c) | (d) | (e) | (f) | (g) | (g) | (h) | (i) |  |  | SSR Table 7 | Diff_Plexos vs SSR | Plexos Inputs_extracted | Diff Plexos Inputs vs LTReport | FOM
[15 empty] | PV |  | SSR Table 7
PV_.PX.UWY._.SER.PV - 30% Capacity Factor
2016
2017
2018 | [9 empty] | 0
2019 | [9 empty] | 0
2020 | [9 empty] | 0
2021 | [9 empty] | 0
2022 | [9 empty] | 0 |  |  | 1187.3081 | 5.8919 | 1193.2 |  | 21.158
2023 | [9 empty] | 0 |  |  |  |  | 1604.496 |  | 21.6383
2024 | [9 empty] | 0 |  |  |  |  | 1604.496 |  | 22.1295
2025 | 1604.496 | 81.1233 | 22.3238 | 0 | 39.7117 |  | -35.8 | 3.9117 | 10.19 | 103.4471 | 7.6295e-07 | -35.8 |  |  | 1604.496 | 2.5262e-05 | 22.6318 | 0.30808
2026 |  | 82.96 | 22.83 | 0 | 40.6111 |  | -37.13 | 3.4811 | 9.07 | 105.79 | -1.0681e-06 | -37.13
2027 |  | 84.84 | 23.35 | 0 | 41.5324 |  | -38.45 | 3.0824 | 8.03 | 108.19 | 7.3399e-12 | -38.45
2028 |  | 86.77 | 23.88 | 0 | 42.4768 |  | -38.45 | 4.0268 | 10.49 | 110.65 | -7.6293e-07 | -38.45
2029 |  | 88.74 | 24.42 | 0 | 43.4403 |  | -39.78 | 3.6603 | 9.53 | 113.16 | 8.6473e-12 | -39.78
2030 |  | 90.75 | 24.97 | 0 | 44.4231 |  | -39.78 | 4.6431 | 12.09 | 115.72 | 1.2207e-06 | -39.78
2031 |  | 92.81 | 25.54 | 0 | 45.4327 |  | -41.11 | 4.3227 | 11.26 | 118.35 | 6.0183e-12 | -41.11
2032 |  | 94.92 | 26.12 | 0 | 46.4653 |  | -41.11 | 5.3553 | 13.95 | 121.04 | -6.1031e-07 | -41.11
2033 |  | 97.07 | 26.71 | 0 | 47.5172 |  | -42.43 | 5.0872 | 13.25 | 123.78 | 42.43 | 0
2034 |  | 99.27 | 27.32 | 0 | 48.5959 |  | -43.76 | 4.8359 | 12.6 | 126.59 | 87.52 | 43.76
2035 |  | 101.52 | 27.94 | 0 | 49.6976 |  |  | 49.6976 | 129.46 | 129.46 | 0 | 0
2036 |  | 103.82 | 28.57 | 0 | 50.8224 |  |  | 50.8224 | 132.39 | 132.39 | 0 | 0
2037 |  | 106.18 | 29.22 | 0 | 51.9779 |  |  | 51.9779 | 135.4 | 135.4 | 0 | 0
2038 |  | 108.59 | 29.88 | 0 | 53.1564 |  |  | 53.1564 | 138.47 | 138.47 | 0 | 0
2039 |  | 111.05 | 30.56 | 0 | 54.3618 |  |  | 54.3618 | 141.61 | 141.61 | 0 | 0
2040 |  | 113.57 | 31.25 | 0 | 55.5941 |  |  | 55.5941 | 144.82 | 144.82 | 0 | 0
2041 |  | 116.15 | 31.96 | 0 | 56.8571 |  |  | 56.8571 | 148.11 | 148.11 | 0 | 0
2042 |  | 118.79 | 32.69 | 0 | 58.1508 |  |  | 58.1508 | 151.48 | 151.48 | 0 | 0
2043 |  | 121.49 | 33.43 | 0 | 59.4713 |  |  | 59.4713 | 154.92 | 154.92
[8 empty] | 20.3153 | 52.9201 | 122.1272
Sources, Inputs and Assumptions
Source: | (c)(f) | Plant Costs - 2023 IRP - Table 7.1 & 7.2
| (a) | Plant capacity cost
| (b) | = (a) x 0.05056
| (d) | = ((b) + (c)) / (8.76 x 29.7%)
| (g) | = (e) + (f)
| (h) | Plant Costs - 2023 IRP - Table 7.1 & 7.2
PV_.PX.UWY._.SER.PV - 30% Capacity Factor
Cost and Input Assumptions
[12 empty] | COD | 2025 |  | PV_.PX.UWY._.SER.PV
2022 $ |  | Plant capacity cost | [8 empty] | 20 | MW
2022 $ |  | Fixed O&M, plus on-going capital cost
Wheeling ($ MWh)
2022 $ |  | Variable O&M
|  | Tax Credit $/MWh | [5 empty] | First Year real levelized
#N/A | 0 | Network Upgrade ($/kw-yr)
| 5.056% | Payment Factor
| 29.74% | Capacity Factor

## 2028_PV_.PX.UTS._.PTC.Hunter.PV
Table 3
PV_.PX.UTS._.PTC.Hunter.PV
32% Capacity Factor
Year | Estimated Capital Cost | Fixed Capital Cost at Real Levelized Rate | Fixed O&M | Network Upgrade | Fixed Costs | Variable O&M | 100% PTC | Total Resource Cost | Total Resource Costs | Total Fixed Cost
| $/kW | $/kW-yr | $/kW-yr | $/kW-yr | $/MWh | $/MWh | $/MWh | $/MWh | $/kW-yr | $/kW-yr | VO&M chck |  | Build Cost |  | Build Cost +
| (a) | (b) | (c) | (d) | (e) | (f) | (g) | (g) | (h) | (i) |  |  | SSR Table 7 | Diff_Plexos vs SSR | Plexos Inputs_extracted | Diff Plexos Inputs vs LTReport | FOM
[15 empty] | PV |  | SSR Table 7
PV_.PX.UTS._.PTC.Hunter.PV - 32% Capacity Factor
2016
2017
2018 | [9 empty] | 0
2019 | [9 empty] | 0
2020 | [9 empty] | 0
2021 | [9 empty] | 0
2022 | [9 empty] | 0 |  |  | 1140.3909 | 5.6591 | 1146.05 |  | 21.158
2023 | [9 empty] | 0 |  |  |  |  | 1541.0934 |  | 21.6383
2024 | [9 empty] | 0 |  |  |  |  | 1541.0934 |  | 22.1295
2025 | [9 empty] | 0 | 0 | 0 |  |  | 1541.0934 |  | 22.6318
2026 | [9 empty] | 0 | 0 | 0 |  |  | 1541.0934 |  | 23.1456
2027 | [9 empty] | 0 | 0 | 0 |  |  | 1541.0934 |  | 23.671
2028 | 1541.0934 | 77.9177 | 25.1072 | 0 | 36.4716 |  | -38.45 | -1.9784 | -5.59 | 103.0249 | -7.6294e-07 | -38.45 |  |  | 1541.0934 | 2.4264e-05 | 24.2083 | -0.8989
2029 |  | 79.69 | 25.68 | 0 | 37.3018 |  | -39.78 | -2.4782 | -7 | 105.37 | -8.6686e-13 | -39.78
2030 |  | 81.5 | 26.26 | 0 | 38.1479 |  | -39.78 | -1.6321 | -4.61 | 107.76 | 1.2207e-06 | -39.78
2031 |  | 83.35 | 26.86 | 0 | 39.0152 |  | -41.11 | -2.0948 | -5.92 | 110.21 | -9.0949e-13 | -41.11
2032 |  | 85.24 | 27.47 | 0 | 39.9002 |  | -41.11 | -1.2098 | -3.42 | 112.71 | -6.1035e-07 | -41.11
2033 |  | 87.17 | 28.09 | 0 | 40.8029 |  | -42.43 | -1.6271 | -4.6 | 115.26 | -3.0517e-07 | -42.43
2034 |  | 89.15 | 28.73 | 0 | 41.7304 |  | -43.76 | -2.0296 | -5.73 | 117.88 | -1.4566e-12 | -43.76
2035 |  | 91.17 | 29.38 | 0 | 42.6756 |  | -43.76 | -1.0844 | -3.06 | 120.55 | 1.6785e-06 | -43.76
2036 |  | 93.24 | 30.05 | 0 | 43.6456 |  | -45.09 | -1.4444 | -4.08 | 123.29 | 0.0099982 | -45.08
2037 |  | 95.36 | 30.73 | 0 | 44.6368 |  | -46.41 | -1.7732 | -5.01 | 126.09 | -1.2932e-12 | -46.41
2038 |  | 97.52 | 31.43 | 0 | 45.6493 |  |  | 45.6493 | 128.95 | 128.95 | 0 | 0
2039 |  | 99.73 | 32.14 | 0 | 46.683 |  |  | 46.683 | 131.87 | 131.87 | 0 | 0
2040 |  | 101.99 | 32.87 | 0 | 47.7415 |  |  | 47.7415 | 134.86 | 134.86 | 0 | 0
2041 |  | 104.31 | 33.62 | 0 | 48.8283 |  |  | 48.8283 | 137.93 | 137.93 | 0 | 0
2042 |  | 106.68 | 34.38 | 0 | 49.9363 |  |  | 49.9363 | 141.06 | 141.06 | 0 | 0
2043 |  | 109.1 | 35.16 | 0 | 51.0691 |  |  | 51.0691 | 144.26 | 144.26
[8 empty] | 11.193 | 31.6175 | 89.0574
Sources, Inputs and Assumptions
Source: | (c)(f) | Plant Costs - 2023 IRP - Table 7.1 & 7.2
| (a) | Plant capacity cost
| (b) | = (a) x 0.05056
| (d) | = ((b) + (c)) / (8.76 x 32.2%)
| (g) | = (e) + (f)
| (h) | Plant Costs - 2023 IRP - Table 7.1 & 7.2
PV_.PX.UTS._.PTC.Hunter.PV - 32% Capacity Factor
Cost and Input Assumptions
[12 empty] | COD | 2028 |  | PV_.PX.UTS._.PTC.Hunter.PV
2022 $ |  | Plant capacity cost | [8 empty] | 686.5936 | MW
2022 $ |  | Fixed O&M, plus on-going capital cost
Wheeling ($ MWh)
2022 $ |  | Variable O&M
|  | Tax Credit $/MWh | [5 empty] | First Year real levelized
#N/A | 0 | Network Upgrade ($/kw-yr)
| 5.056% | Payment Factor
| 32.25% | Capacity Factor

## 2028_PV_.PX.UTS._.PTC.Huntingto
Table 3
PV_.PX.UTS._.PTC.Huntington.PV
32% Capacity Factor
Year | Estimated Capital Cost | Fixed Capital Cost at Real Levelized Rate | Fixed O&M | Network Upgrade | Fixed Costs | Variable O&M | 100% PTC | Total Resource Cost | Total Resource Costs | Total Fixed Cost
| $/kW | $/kW-yr | $/kW-yr | $/kW-yr | $/MWh | $/MWh | $/MWh | $/MWh | $/kW-yr | $/kW-yr | VO&M chck |  | Build Cost |  | Build Cost +
| (a) | (b) | (c) | (d) | (e) | (f) | (g) | (g) | (h) | (i) |  |  | SSR Table 7 | Diff_Plexos vs SSR | Plexos Inputs_extracted | Diff Plexos Inputs vs LTReport | FOM
[15 empty] | PV |  | SSR Table 7
PV_.PX.UTS._.PTC.Huntington.PV - 32% Capacity Factor
2016
2017
2018 | [9 empty] | 0
2019 | [9 empty] | 0
2020 | [9 empty] | 0
2021 | [9 empty] | 0
2022 | [9 empty] | 0 |  |  | 1140.3909 | 5.6591 | 1146.05 |  | 21.158
2023 | [9 empty] | 0 |  |  |  |  | 1541.0934 |  | 21.6383
2024 | [9 empty] | 0 |  |  |  |  | 1541.0934 |  | 22.1295
2025 | [9 empty] | 0 | 0 | 0 |  |  | 1541.0934 |  | 22.6318
2026 | [9 empty] | 0 | 0 | 0 |  |  | 1541.0934 |  | 23.1456
2027 | [9 empty] | 0 | 0 | 0 |  |  | 1541.0934 |  | 23.671
2028 | 1541.0934 | 77.9177 | 25.1072 | 0 | 36.4716 |  | -38.45 | -1.9784 | -5.59 | 103.0249 | -7.6294e-07 | -38.45 |  |  | 1541.0934 | 2.4264e-05 | 24.2083 | -0.8989
2029 |  | 79.69 | 25.68 | 0 | 37.3018 |  | -39.78 | -2.4782 | -7 | 105.37 | 1.0019e-12 | -39.78
2030 |  | 81.5 | 26.26 | 0 | 38.1479 |  | -39.78 | -1.6321 | -4.61 | 107.76 | 1.2207e-06 | -39.78
2031 |  | 83.35 | 26.86 | 0 | 39.0152 |  | -41.11 | -2.0948 | -5.92 | 110.21 | 1.1582e-12 | -41.11
2032 |  | 85.24 | 27.47 | 0 | 39.9002 |  | -41.11 | -1.2098 | -3.42 | 112.71 | -6.1035e-07 | -41.11
2033 |  | 87.17 | 28.09 | 0 | 40.8029 |  | -42.43 | -1.6271 | -4.6 | 115.26 | -3.0518e-07 | -42.43
2034 |  | 89.15 | 28.73 | 0 | 41.7304 |  | -43.76 | -2.0296 | -5.73 | 117.88 | -5.6843e-14 | -43.76
2035 |  | 91.17 | 29.38 | 0 | 42.6756 |  | -43.76 | -1.0844 | -3.06 | 120.55 | 1.6785e-06 | -43.76
2036 |  | 93.24 | 30.05 | 0 | 43.6456 |  | -45.09 | -1.4444 | -4.08 | 123.29 | 0.0099982 | -45.08
2037 |  | 95.36 | 30.73 | 0 | 44.6368 |  | -46.41 | -1.7732 | -5.01 | 126.09 | -3.6238e-13 | -46.41
2038 |  | 97.52 | 31.43 | 0 | 45.6493 |  |  | 45.6493 | 128.95 | 128.95 | -46.41 | -46.41
2039 |  | 99.73 | 32.14 | 0 | 46.683 |  |  | 46.683 | 131.87 | 131.87 | -47.74 | -47.74
2040 |  | 101.99 | 32.87 | 0 | 47.7415 |  |  | 47.7415 | 134.86 | 134.86 | -49.06 | -49.06
2041 |  | 104.31 | 33.62 | 0 | 48.8283 |  |  | 48.8283 | 137.93 | 137.93 | -50.39 | -50.39
2042 |  | 106.68 | 34.38 | 0 | 49.9363 |  |  | 49.9363 | 141.06 | 141.06 | 0 | 0
2043 |  | 109.1 | 35.16 | 0 | 51.0691 |  |  | 51.0691 | 144.26 | 144.26
[8 empty] | 11.193 | 31.6175 | 89.0574
Sources, Inputs and Assumptions
Source: | (c)(f) | Plant Costs - 2023 IRP - Table 7.1 & 7.2
| (a) | Plant capacity cost
| (b) | = (a) x 0.05056
| (d) | = ((b) + (c)) / (8.76 x 32.2%)
| (g) | = (e) + (f)
| (h) | Plant Costs - 2023 IRP - Table 7.1 & 7.2
PV_.PX.UTS._.PTC.Huntington.PV - 32% Capacity Factor
Cost and Input Assumptions
[12 empty] | COD | 2028 |  | PV_.PX.UTS._.PTC.Huntington.PV
2022 $ |  | Plant capacity cost | [8 empty] | 820.7628 | MW
2022 $ |  | Fixed O&M, plus on-going capital cost
Wheeling ($ MWh)
2022 $ |  | Variable O&M
|  | Tax Credit $/MWh | [5 empty] | First Year real levelized
#N/A | 0 | Network Upgrade ($/kw-yr)
| 5.056% | Payment Factor
| 32.25% | Capacity Factor

## 2028_PV_.PX.BOR._.PTC.PV
Table 3
PV_.PX.BOR._.PTC.PV
28% Capacity Factor
Year | Estimated Capital Cost | Fixed Capital Cost at Real Levelized Rate | Fixed O&M | Network Upgrade | Fixed Costs | Variable O&M | 100% PTC | Total Resource Cost | Total Resource Costs | Total Fixed Cost
| $/kW | $/kW-yr | $/kW-yr | $/kW-yr | $/MWh | $/MWh | $/MWh | $/MWh | $/kW-yr | $/kW-yr | VO&M chck |  | Build Cost |  | Build Cost +
| (a) | (b) | (c) | (d) | (e) | (f) | (g) | (g) | (h) | (i) |  |  | SSR Table 7 | Diff_Plexos vs SSR | Plexos Inputs_extracted | Diff Plexos Inputs vs LTReport | FOM
[15 empty] | PV |  | SSR Table 7
PV_.PX.BOR._.PTC.PV - 28% Capacity Factor
2016
2017
2018
2019
2020
2021
2022 | [12 empty] | 1152.1202 | 5.7198 | 1157.84 |  | 21.158
2023 | [14 empty] | 1556.9474 |  | 21.6383
2024 | [14 empty] | 1556.9474 |  | 22.1295
2025 | [10 empty] | 0 | 0 |  |  | 1556.9474 |  | 22.6318
2026 |  |  |  | 53.4055 | [6 empty] | 0 | 0 |  |  | 1556.9474 |  | 23.1456
2027 |  |  |  | 54.62 | [6 empty] | 0 | 0 |  |  | 1556.9474 |  | 23.671
2028 | 1556.9474 | 78.7193 | 24.2722 | 55.86 | 65.007 |  | -38.45 | 26.557 | 64.89 | 158.8515 | -7.6294e-07 | -38.45 |  |  | 1556.9474 | 2.4513e-05 | 24.2083 | -0.06392
2029 |  | 80.51 | 24.82 | 57.13 | 66.4837 |  | -39.78 | 26.7037 | 65.25 | 162.46 | -1.3785e-12 | -39.78
2030 |  | 82.34 | 25.38 | 58.43 | 67.9937 |  | -39.78 | 28.2137 | 68.94 | 166.15 | 1.2207e-06 | -39.78
2031 |  | 84.21 | 25.96 | 59.76 | 69.5406 |  | -41.11 | 28.4306 | 69.47 | 169.93 | -1.215e-12 | -41.11
2032 |  | 86.12 | 26.55 | 61.12 | 71.1203 |  | -41.11 | 30.0103 | 73.33 | 173.79 | -6.1035e-07 | -41.11
2033 |  | 88.07 | 27.15 | 62.51 | 72.7326 |  | -42.43 | 30.3026 | 74.05 | 177.73 | -3.0518e-07 | -42.43
2034 |  | 90.07 | 27.77 | 63.93 | 74.3859 |  | -43.76 | 30.6259 | 74.84 | 181.77 | -1.7408e-12 | -43.76
2035 |  | 92.11 | 28.4 | 65.38 | 76.072 |  | -43.76 | 32.312 | 78.96 | 185.89 | 1.6785e-06 | -43.76
2036 |  | 94.2 | 29.04 | 66.86 | 77.7948 |  | -45.09 | 32.7048 | 79.92 | 190.1 | 0.0099982 | -45.08
2037 |  | 96.34 | 29.7 | 68.38 | 79.5627 |  | -46.41 | 33.1527 | 81.01 | 194.42 | -1.4495e-12 | -46.41
2038 |  | 98.53 | 30.37 | 69.93 | 81.3674 |  |  | 81.3674 | 198.83 | 198.83 | 0 | 0
2039 |  | 100.77 | 31.06 | 71.52 | 83.2171 |  |  | 83.2171 | 203.35 | 203.35 | 0 | 0
2040 |  | 103.06 | 31.77 | 73.14 | 85.1078 |  |  | 85.1078 | 207.97 | 207.97 | 0 | 0
2041 |  | 105.4 | 32.49 | 74.8 | 87.0394 |  |  | 87.0394 | 212.69 | 212.69 | 0 | 0
2042 |  | 107.79 | 33.23 | 76.5 | 89.0159 |  |  | 89.0159 | 217.52 | 217.52 | 0 | 0
2043 |  | 110.24 | 33.98 | 78.24 | 91.0375 |  |  | 91.0375 | 222.46 | 222.46
[8 empty] | 44.1117 | 107.7906 | 183.2422
Sources, Inputs and Assumptions
Source: | (c)(f) | Plant Costs - 2023 IRP - Table 7.1 & 7.2
| (a) | Plant capacity cost
| (b) | = (a) x 0.05056
| (d) | = ((b) + (c)) / (8.76 x 27.9%)
| (g) | = (e) + (f)
| (h) | Plant Costs - 2023 IRP - Table 7.1 & 7.2
PV_.PX.BOR._.PTC.PV - 28% Capacity Factor
Cost and Input Assumptions
[12 empty] | COD | 2028 |  | PV_.PX.BOR._.PTC.PV
2022 $ |  | Plant capacity cost | [8 empty] | 400 | MW
2022 $ |  | Fixed O&M, plus on-going capital cost
Wheeling ($ MWh)
2022 $ |  | Variable O&M
|  | Tax Credit $/MWh | [5 empty] | First Year real levelized
2026$ | 53.4055 | Network Upgrade ($/kw-yr) |  | INC B2H Borah > Hemingway 2026 |  |  |  | 0
|  |  |  | CON Utah North > TxCON 2031 |  |  |  | 0
| 5.056% | Payment Factor |  | INC B2H Walla Walla - WA > Borah 2026 |  |  |  | 53.4055
| 27.9% | Capacity Factor

## 2032_PV_.PX.BDG._.PTC.JB.PV
Table 3
PV_.PX.BDG._.PTC.Jim Bridger.PV
30% Capacity Factor
Year | Estimated Capital Cost | Fixed Capital Cost at Real Levelized Rate | Fixed O&M | Network Upgrade | Fixed Costs | Variable O&M | 100% PTC | Total Resource Cost | Total Resource Costs | Total Fixed Cost
| $/kW | $/kW-yr | $/kW-yr | $/kW-yr | $/MWh | $/MWh | $/MWh | $/MWh | $/kW-yr | $/kW-yr | VO&M chck |  | Build Cost |  | Build Cost +
| (a) | (b) | (c) | (d) | (e) | (f) | (g) | (g) | (h) | (i) |  |  | SSR Table 7 | Diff_Plexos vs SSR | Plexos Inputs_extracted | Diff Plexos Inputs vs LTReport | FOM
[15 empty] | PV |  | SSR Table 7
PV_.PX.BDG._.PTC.Jim Bridger.PV - 30% Capacity Factor
2016
2017
2018 | [9 empty] | 0
2019 | [9 empty] | 0
2020 | [9 empty] | 0
2021 | [9 empty] | 0
2022 | [9 empty] | 0 |  |  | 1187.3081 | 5.8919 | 1193.2 |  | 21.158
2023 | [9 empty] | 0 |  |  |  |  | 1604.496 |  | 21.6383
2024 | [9 empty] | 0 |  |  |  |  | 1604.496 |  | 22.1295
2025 | [9 empty] | 0 | 0 | 0 |  |  | 1604.496 |  | 22.6318
2026 | [9 empty] | 0 | 0 | 0 |  |  | 1604.496 |  | 23.1456
2027 | [9 empty] | 0 | 0 | 0 |  |  | 1604.496 |  | 23.671
2028 |  |  |  | 39.5761 | [5 empty] | 39.5761 | 0 | 0 |  |  | 1604.496 |  | 24.2083
2029 |  |  |  | 42.9615 | [5 empty] | 42.9615 | 0 | 0 |  |  | 1522.6667 |  | 24.7578
2030 |  |  |  | 43.94 | [5 empty] | 43.94 | 0 | 0 |  |  | 1440.4427 |  | 25.3198
2031 |  |  |  | 44.94 | [5 empty] | 44.94 | 0 | 0 |  |  | 1358.3375 |  | 25.8946
2032 | 1276.8373 | 64.5569 | 26.5523 | 45.96 | 52.6187 |  | -41.11 | 11.5087 | 29.98 | 137.0692 | -6.1035e-07 | -41.11 |  |  | 1276.8373 | -3.4658e-05 | 26.4824 | -0.069925
2033 |  | 66.02 | 27.16 | 47 | 53.8129 |  | -42.43 | 11.3829 | 29.65 | 140.18 | -3.0518e-07 | -42.43
2034 |  | 67.52 | 27.78 | 48.07 | 55.0375 |  | -43.76 | 11.2775 | 29.38 | 143.37 | -5.258e-13 | -43.76
2035 |  | 69.05 | 28.41 | 49.16 | 56.2851 |  | -43.76 | 12.5251 | 32.63 | 146.62 | 1.6785e-06 | -43.76
2036 |  | 70.62 | 29.05 | 50.28 | 57.5634 |  | -45.09 | 12.4734 | 32.49 | 149.95 | 0.0099982 | -45.08
2037 |  | 72.22 | 29.71 | 51.42 | 58.8686 |  | -46.41 | 12.4586 | 32.45 | 153.35 | -5.3291e-13 | -46.41
2038 |  | 73.86 | 30.38 | 52.59 | 60.2046 |  | -46.41 | 13.7946 | 35.93 | 156.83 | 1.5259e-07 | -46.41
2039 |  | 75.54 | 31.07 | 53.78 | 61.5712 |  | -47.74 | 13.8312 | 36.03 | 160.39 | -1.6785e-06 | -47.74
2040 |  | 77.25 | 31.78 | 55 | 62.9685 |  | -49.06 | 13.9085 | 36.23 | 164.03 | -1.3733e-06 | -49.06
2041 |  | 79 | 32.5 | 56.25 | 64.3966 |  | -50.39 | 14.0066 | 36.49 | 167.75 | -5.258e-13 | -50.39
2042 |  | 80.79 | 33.24 | 57.53 | 65.8592 |  |  | 65.8592 | 171.56 | 171.56 | 0 | 0
2043 |  | 82.62 | 33.99 | 58.84 | 67.3525 |  |  | 67.3525 | 175.45 | 175.45
[8 empty] | 18.8649 | 49.1418 | 85.2542
Sources, Inputs and Assumptions
Source: | (c)(f) | Plant Costs - 2023 IRP - Table 7.1 & 7.2
| (a) | Plant capacity cost
| (b) | = (a) x 0.05056
| (d) | = ((b) + (c)) / (8.76 x 29.7%)
| (g) | = (e) + (f)
| (h) | Plant Costs - 2023 IRP - Table 7.1 & 7.2
PV_.PX.BDG._.PTC.Jim Bridger.PV - 30% Capacity Factor
Cost and Input Assumptions
[12 empty] | COD | 2032 |  | PV_.PX.BDG._.PTC.Jim Bridger.PV
2022 $ |  | Plant capacity cost | [8 empty] | 938.766 | MW
2022 $ |  | Fixed O&M, plus on-going capital cost
Wheeling ($ MWh)
2022 $ |  | Variable O&M
|  | Tax Credit $/MWh | [5 empty] | First Year real levelized
2028$ | 39.5761 | Network Upgrade ($/kw-yr) |  | INC D3 Bridger > BorahPop 2028 |  |  |  | 39.5761
2029$ | 2.4915 |  |  | INC D3 Wyoming East > Bridger 2029 |  |  |  | 2.4915
| 5.056% | Payment Factor | [5 empty] | 0
| 29.74% | Capacity Factor

## 2034_PV_.PX.UTN._.PTC.PV
Table 3
PV_.PX.UTN._.PTC.PV
32% Capacity Factor
Year | Estimated Capital Cost | Fixed Capital Cost at Real Levelized Rate | Fixed O&M | Network Upgrade | Fixed Costs | Variable O&M | 100% PTC | Total Resource Cost | Total Resource Costs | Total Fixed Cost
| $/kW | $/kW-yr | $/kW-yr | $/kW-yr | $/MWh | $/MWh | $/MWh | $/MWh | $/kW-yr | $/kW-yr | VO&M chck |  | Build Cost |  | Build Cost +
| (a) | (b) | (c) | (d) | (e) | (f) | (g) | (g) | (h) | (i) |  |  | SSR Table 7 | Diff_Plexos vs SSR | Plexos Inputs_extracted | Diff Plexos Inputs vs LTReport | FOM
[15 empty] | PV |  | SSR Table 7
PV_.PX.UTN._.PTC.PV - 32% Capacity Factor
2016
2017
2018 | [9 empty] | 0
2019 | [9 empty] | 0
2020 | [9 empty] | 0
2021 | [9 empty] | 0
2022 | [9 empty] | 0 |  |  | 1140.3909 | 5.6591 | 1146.05 |  | 21.158
2023 | [9 empty] | 0 |  |  |  |  | 1541.0934 |  | 21.6383
2024 | [9 empty] | 0 |  |  |  |  | 1541.0934 |  | 22.1295
2025 | [9 empty] | 0 | 0 | 0 |  |  | 1541.0934 |  | 22.6318
2026 | [9 empty] | 0 | 0 | 0 |  |  | 1541.0934 |  | 23.1456
2027 | [9 empty] | 0 | 0 | 0 |  |  | 1541.0934 |  | 23.671
2028 | [9 empty] | 0 | 0 | 0 |  |  | 1541.0934 |  | 24.2083
2029 | [9 empty] | 0 | 0 | 0 |  |  | 1462.4977 |  | 24.7578
2030 | [9 empty] | 0 | 0 | 0 |  |  | 1383.5228 |  | 25.3198
2031 | [9 empty] | 0 | 0 | 0 |  |  | 1304.662 |  | 25.8946
2032 | [9 empty] | 0 | 0 | 0 |  |  | 1226.3823 |  | 26.4824
2033 | [9 empty] | 0 | 0 | 0 |  |  | 1232.5142 |  | 27.0836
2034 | 1234.9792 | 62.4406 | 28.6484 | 0 | 32.2462 |  | -43.76 | -11.5138 | -32.52 | 91.0889 | 0 | -43.76 |  |  | 1234.9792 | -3.0715e-05 | 27.6984 | -0.95001
2035 |  | 63.86 | 29.3 | 0 | 32.9793 |  | -43.76 | -10.7807 | -30.45 | 93.16 | 1.6785e-06 | -43.76
2036 |  | 65.31 | 29.97 | 0 | 33.7298 |  | -45.09 | -11.3602 | -32.09 | 95.28 | 0.0099982 | -45.08
2037 |  | 66.79 | 30.65 | 0 | 34.4945 |  | -46.41 | -11.9155 | -33.66 | 97.44 | -8.7397e-13 | -46.41
2038 |  | 68.31 | 31.35 | 0 | 35.2804 |  | -46.41 | -11.1296 | -31.44 | 99.66 | 1.5259e-07 | -46.41
2039 |  | 69.86 | 32.06 | 0 | 36.0805 |  | -47.74 | -11.6595 | -32.94 | 101.92 | -1.6785e-06 | -47.74
2040 |  | 71.45 | 32.79 | 0 | 36.9017 |  | -49.06 | -12.1583 | -34.34 | 104.24 | -1.3733e-06 | -49.06
2041 |  | 73.07 | 33.53 | 0 | 37.7372 |  | -50.39 | -12.6528 | -35.74 | 106.6 | -8.3134e-13 | -50.39
2042 |  | 74.73 | 34.29 | 0 | 38.5939 |  | -50.39 | -11.7961 | -33.32 | 109.02 | 6.1035e-07 | -50.39
2043 |  | 76.43 | 35.07 | 0 | 39.4718 |  | -51.72 | -12.2482 | -34.6 | 111.5
[8 empty] | -11.652 | -32.9137 | 37.3522
Sources, Inputs and Assumptions
Source: | (c)(f) | Plant Costs - 2023 IRP - Table 7.1 & 7.2
| (a) | Plant capacity cost
| (b) | = (a) x 0.05056
| (d) | = ((b) + (c)) / (8.76 x 32.2%)
| (g) | = (e) + (f)
| (h) | Plant Costs - 2023 IRP - Table 7.1 & 7.2
PV_.PX.UTN._.PTC.PV - 32% Capacity Factor
Cost and Input Assumptions
[12 empty] | COD | 2034 |  | PV_.PX.UTN._.PTC.PV
2022 $ |  | Plant capacity cost | [8 empty] | 300 | MW
2022 $ |  | Fixed O&M, plus on-going capital cost
Wheeling ($ MWh)
2022 $ |  | Variable O&M
|  | Tax Credit $/MWh | [5 empty] | First Year real levelized
#N/A | 0 | Network Upgrade ($/kw-yr)
| 5.056% | Payment Factor
| 32.25% | Capacity Factor

## 2025_PVS.PX.UTS._.SER.PV
Table 3
PVS.PX.UTS._.SER.PV
32% Capacity Factor
Year | Estimated Capital Cost | Fixed Capital Cost at Real Levelized Rate | Fixed O&M | Network Upgrade | Fixed Costs | Variable O&M | 100% PTC | Total Resource Cost | Total Resource Costs | Total Fixed Cost
| $/kW | $/kW-yr | $/kW-yr | $/kW-yr | $/MWh | $/MWh | $/MWh | $/MWh | $/kW-yr | $/kW-yr | VO&M chck |  | Build Cost |  | Build Cost +
| (a) | (b) | (c) | (d) | (e) | (f) | (g) | (g) | (h) | (i) |  |  | SSR Table 7 | Diff_Plexos vs SSR | Plexos Inputs_extracted | Diff Plexos Inputs vs LTReport | FOM
[15 empty] | PV |  | SSR Table 7
PVS.PX.UTS._.SER.PV - 32% Capacity Factor
2016
2017
2018 | [9 empty] | 0
2019 | [9 empty] | 0
2020 | [9 empty] | 0
2021 | [9 empty] | 0
2022 | [9 empty] | 0 |  |  | 1140.3909 | 5.6591 | 1146.05 |  | 21.158
2023 | [9 empty] | 0 |  |  |  |  | 1541.0934 |  | 21.6383
2024 | [9 empty] | 0 |  |  |  |  | 1541.0934 |  | 22.1295
2025 | 1541.0934 | 77.9177 | 22.3238 |  | 35.4862 |  | -35.8 | -0.31377 | -0.89 | 100.2414 | 7.6294e-07 | -35.8 |  |  | 1541.0934 | 2.4264e-05 | 22.6318 | 0.30808
2026 |  | 79.69 | 22.83 |  | 36.2929 |  | -37.13 | -0.83714 | -2.36 | 102.52 | -1.0681e-06 | -37.13
2027 |  | 81.5 | 23.35 |  | 37.1177 |  | -38.45 | -1.3323 | -3.76 | 104.85 | 9.7344e-13 | -38.45
2028 |  | 83.35 | 23.88 |  | 37.9602 |  | -38.45 | -0.48977 | -1.38 | 107.23 | -7.6294e-07 | -38.45
2029 |  | 85.24 | 24.42 |  | 38.8205 |  | -39.78 | -0.95953 | -2.71 | 109.66 | 8.5976e-13 | -39.78
2030 |  | 87.17 | 24.97 |  | 39.6984 |  | -39.78 | -0.081591 | -0.23 | 112.14 | 1.2207e-06 | -39.78
2031 |  | 89.15 | 25.54 |  | 40.6011 |  | -41.11 | -0.50887 | -1.44 | 114.69 | 1.3074e-12 | -41.11
2032 |  | 91.17 | 26.12 |  | 41.5215 |  | -41.11 | 0.41155 | 1.16 | 117.29 | -6.1035e-07 | -41.11
2033 |  | 93.24 | 26.71 |  | 42.4632 |  | -42.43 | 0.033208 | 0.09 | 119.95 | 42.43 | 0
2034 |  | 95.36 | 27.32 |  | 43.4296 |  | -43.76 | -0.33035 | -0.93 | 122.68 | 87.52 | 43.76
2035 |  | 97.52 | 27.94 |  | 44.4138 |  |  | 44.4138 | 125.46 | 125.46 | 0 | 0
2036 |  | 99.73 | 28.57 |  | 45.4192 |  |  | 45.4192 | 128.3 | 128.3 | 0 | 0
2037 |  | 101.99 | 29.22 |  | 46.4493 |  |  | 46.4493 | 131.21 | 131.21 | 0 | 0
2038 |  | 104.31 | 29.88 |  | 47.5043 |  |  | 47.5043 | 134.19 | 134.19 | 0 | 0
2039 |  | 106.68 | 30.56 |  | 48.584 |  |  | 48.584 | 137.24 | 137.24 | 0 | 0
2040 |  | 109.1 | 31.25 |  | 49.685 |  |  | 49.685 | 140.35 | 140.35 | 0 | 0
2041 |  | 111.58 | 31.96 |  | 50.8142 |  |  | 50.8142 | 143.54 | 143.54 | 0 | 0
2042 |  | 114.11 | 32.69 |  | 51.9683 |  |  | 51.9683 | 146.8 | 146.8 | 0 | 0
2043 |  | 116.7 | 33.43 |  | 53.1472 |  |  | 53.1472 | 150.13 | 150.13
[8 empty] | 15.33 | 43.3045 | 118.3516
Sources, Inputs and Assumptions
Source: | (c)(f) | Plant Costs - 2023 IRP - Table 7.1 & 7.2
| (a) | Plant capacity cost
| (b) | = (a) x 0.05056
| (d) | = ((b) + (c)) / (8.76 x 32.2%)
| (g) | = (e) + (f)
| (h) | Plant Costs - 2023 IRP - Table 7.1 & 7.2
PVS.PX.UTS._.SER.PV - 32% Capacity Factor
Cost and Input Assumptions
[12 empty] | COD | 2025 |  | PVS.PX.UTS._.SER.PV
2022 $ |  | Plant capacity cost | [8 empty] | 158 | MW
2022 $ |  | Fixed O&M, plus on-going capital cost
Wheeling ($ MWh)
2022 $ |  | Variable O&M
|  | Tax Credit $/MWh | [5 empty] | First Year real levelized
#N/A | 0 | Network Upgrade ($/kw-yr)
| 5.056% | Payment Factor
| 32.25% | Capacity Factor

## 2025_PVS.PX.UWY._.SER.PV
Table 3
PVS.PX.UWY._.SER.PV
30% Capacity Factor
Year | Estimated Capital Cost | Fixed Capital Cost at Real Levelized Rate | Fixed O&M | Network Upgrade | Fixed Costs | Variable O&M | 100% PTC | Total Resource Cost | Total Resource Costs | Total Fixed Cost
| $/kW | $/kW-yr | $/kW-yr | $/kW-yr | $/MWh | $/MWh | $/MWh | $/MWh | $/kW-yr | $/kW-yr | VO&M chck
| (a) | (b) | (c) | (d) | (e) | (f) | (g) | (g) | (h) | (i)
PVS.PX.UWY._.SER.PV - 30% Capacity Factor
2016
2017
2018 | [9 empty] | 0
2019 | [9 empty] | 0 |  |  | Build Cost |  | Build Cost + |  | Diff Plexos Inputs vs LTReport | FOM
2020 | [9 empty] | 0 |  |  | SSR Table 7 | Diff_Plexos vs SSR | Plexos Inputs_extracted |  |  | SSR Table 7
2021 | [9 empty] | 0 |  |  |  |  | PV
2022 | [9 empty] | 0 |  |  | 1187.3081 | 5.8919 | 1193.2 |  |  | 21.158
2023 | [9 empty] | 0 |  |  |  |  | 1604.496 |  |  | 21.6383
2024 | [9 empty] | 0 |  |  |  |  | 1604.496 |  |  | 22.1295
2025 | 1604.496 | 81.1233 | 22.3238 |  | 39.7117 |  | -35.8 | 3.9117 | 10.19 | 103.4471 | 7.6294e-07 | -35.8 |  |  | 1604.496 | 2.5262e-05 |  | 22.6318 | 0.30808
2026 |  | 82.96 | 22.83 |  | 40.6111 |  | -37.13 | 3.4811 | 9.07 | 105.79 | -1.0681e-06 | -37.13
2027 |  | 84.84 | 23.35 |  | 41.5324 |  | -38.45 | 3.0824 | 8.03 | 108.19 | 0 | -38.45
2028 |  | 86.77 | 23.88 |  | 42.4768 |  | -38.45 | 4.0268 | 10.49 | 110.65 | -7.6294e-07 | -38.45
2029 |  | 88.74 | 24.42 |  | 43.4403 |  | -39.78 | 3.6603 | 9.53 | 113.16 | -3.3396e-13 | -39.78
2030 |  | 90.75 | 24.97 |  | 44.4231 |  | -39.78 | 4.6431 | 12.09 | 115.72 | 1.2207e-06 | -39.78
2031 |  | 92.81 | 25.54 |  | 45.4327 |  | -41.11 | 4.3227 | 11.26 | 118.35 | 0 | -41.11
2032 |  | 94.92 | 26.12 |  | 46.4653 |  | -41.11 | 5.3553 | 13.95 | 121.04 | -6.1035e-07 | -41.11
2033 |  | 97.07 | 26.71 |  | 47.5172 |  | -42.43 | 5.0872 | 13.25 | 123.78 | 42.43 | 0
2034 |  | 99.27 | 27.32 |  | 48.5959 |  | -43.76 | 4.8359 | 12.6 | 126.59 | 87.52 | 43.76
2035 |  | 101.52 | 27.94 |  | 49.6976 |  |  | 49.6976 | 129.46 | 129.46 | 0 | 0
2036 |  | 103.82 | 28.57 |  | 50.8224 |  |  | 50.8224 | 132.39 | 132.39 | 0 | 0
2037 |  | 106.18 | 29.22 |  | 51.9779 |  |  | 51.9779 | 135.4 | 135.4 | 0 | 0
2038 |  | 108.59 | 29.88 |  | 53.1564 |  |  | 53.1564 | 138.47 | 138.47 | 0 | 0
2039 |  | 111.05 | 30.56 |  | 54.3618 |  |  | 54.3618 | 141.61 | 141.61 | 0 | 0
2040 |  | 113.57 | 31.25 |  | 55.5941 |  |  | 55.5941 | 144.82 | 144.82 | 0 | 0
2041 |  | 116.15 | 31.96 |  | 56.8571 |  |  | 56.8571 | 148.11 | 148.11 | 0 | 0
2042 |  | 118.79 | 32.69 |  | 58.1508 |  |  | 58.1508 | 151.48 | 151.48 | 0 | 0
2043 |  | 121.49 | 33.43 |  | 59.4713 |  |  | 59.4713 | 154.92 | 154.92
[8 empty] | 20.3153 | 52.9201 | 122.1272
Sources, Inputs and Assumptions
Source: | (c)(f) | Plant Costs - 2023 IRP - Table 7.1 & 7.2
| (a) | Plant capacity cost
| (b) | = (a) x 0.05056
| (d) | = ((b) + (c)) / (8.76 x 29.7%)
| (g) | = (e) + (f)
| (h) | Plant Costs - 2023 IRP - Table 7.1 & 7.2
PVS.PX.UWY._.SER.PV - 30% Capacity Factor
Cost and Input Assumptions
[12 empty] | COD | 2025 |  | PVS.PX.UWY._.SER.PV
2022 $ |  | Plant capacity cost | [8 empty] | 272 | MW
2022 $ |  | Fixed O&M, plus on-going capital cost
Wheeling ($ MWh)
2022 $ |  | Variable O&M | [13 empty] | `
|  | Tax Credit $/MWh | [5 empty] | First Year real levelized
#N/A | 0 | Network Upgrade ($/kw-yr)
| 5.056% | Payment Factor
| 29.74% | Capacity Factor

## 2025_PVS.PX.WYE._.SER.PV
Table 3
PVS.PX.WYE._.SER.PV
30% Capacity Factor
Year | Estimated Capital Cost | Fixed Capital Cost at Real Levelized Rate | Fixed O&M | Network Upgrade | Fixed Costs | Variable O&M | 100% PTC | Total Resource Cost | Total Resource Costs | Total Fixed Cost
| $/kW | $/kW-yr | $/kW-yr | $/kW-yr | $/MWh | $/MWh | $/MWh | $/MWh | $/kW-yr | $/kW-yr | VO&M chck
| (a) | (b) | (c) | (d) | (e) | (f) | (g) | (g) | (h) | (i)
PVS.PX.WYE._.SER.PV - 30% Capacity Factor
2016
2017
2018 | [9 empty] | 0
2019 | [9 empty] | 0 |  |  | Build Cost |  | Build Cost + |  | FOM
2020 | [9 empty] | 0 |  |  | SSR Table 7 | Diff_Plexos vs SSR | Plexos Inputs_extracted |  | SSR Table 7
2021 | [9 empty] | 0
2022 | [9 empty] | 0 |  |  | 1187.3081 | 5.8919 | 1193.2 |  | 21.158
2023 | [9 empty] | 0 |  |  |  |  | 1604.496 |  | 21.6383
2024 | [9 empty] | 0 |  |  |  |  | 1604.496 |  | 22.1295
2025 | 1604.496 | 81.1233 | 22.3238 |  | 39.7117 |  | -35.8 | 3.9117 | 10.19 | 103.4471 | 7.6294e-07 | -35.8 |  |  | 1604.496 | 2.5262e-05 | 22.6318 | 0.30808
2026 |  | 82.96 | 22.83 |  | 40.6111 |  | -37.13 | 3.4811 | 9.07 | 105.79 | -1.0681e-06 | -37.13
2027 |  | 84.84 | 23.35 |  | 41.5324 |  | -38.45 | 3.0824 | 8.03 | 108.19 | -2.3803e-12 | -38.45
2028 |  | 86.77 | 23.88 |  | 42.4768 |  | -38.45 | 4.0268 | 10.49 | 110.65 | -7.6294e-07 | -38.45
2029 |  | 88.74 | 24.42 |  | 43.4403 |  | -39.78 | 3.6603 | 9.53 | 113.16 | -2.5437e-12 | -39.78
2030 |  | 90.75 | 24.97 |  | 44.4231 |  | -39.78 | 4.6431 | 12.09 | 115.72 | 1.2207e-06 | -39.78
2031 |  | 92.81 | 25.54 |  | 45.4327 |  | -41.11 | 4.3227 | 11.26 | 118.35 | -2.1174e-12 | -41.11
2032 |  | 94.92 | 26.12 |  | 46.4653 |  | -41.11 | 5.3553 | 13.95 | 121.04 | -6.1035e-07 | -41.11
2033 |  | 97.07 | 26.71 |  | 47.5172 |  | -42.43 | 5.0872 | 13.25 | 123.78 | -3.0518e-07 | -42.43
2034 |  | 99.27 | 27.32 |  | 48.5959 |  | -43.76 | 4.8359 | 12.6 | 126.59 | -3.2969e-12 | -43.76
2035 |  | 101.52 | 27.94 |  | 49.6976 |  |  | 49.6976 | 129.46 | 129.46 | 0 | 0
2036 |  | 103.82 | 28.57 |  | 50.8224 |  |  | 50.8224 | 132.39 | 132.39 | 0 | 0
2037 |  | 106.18 | 29.22 |  | 51.9779 |  |  | 51.9779 | 135.4 | 135.4 | 0 | 0
2038 |  | 108.59 | 29.88 |  | 53.1564 |  |  | 53.1564 | 138.47 | 138.47 | 0 | 0
2039 |  | 111.05 | 30.56 |  | 54.3618 |  |  | 54.3618 | 141.61 | 141.61 | 0 | 0
2040 |  | 113.57 | 31.25 |  | 55.5941 |  |  | 55.5941 | 144.82 | 144.82 | 0 | 0
2041 |  | 116.15 | 31.96 |  | 56.8571 |  |  | 56.8571 | 148.11 | 148.11 | 0 | 0
2042 |  | 118.79 | 32.69 |  | 58.1508 |  |  | 58.1508 | 151.48 | 151.48 | 0 | 0
2043 |  | 121.49 | 33.43 |  | 59.4713 |  |  | 59.4713 | 154.92 | 154.92
[8 empty] | 20.3153 | 52.9201 | 122.1272
Sources, Inputs and Assumptions
Source: | (c)(f) | Plant Costs - 2023 IRP - Table 7.1 & 7.2
| (a) | Plant capacity cost
| (b) | = (a) x 0.05056
| (d) | = ((b) + (c)) / (8.76 x 29.7%)
| (g) | = (e) + (f)
| (h) | Plant Costs - 2023 IRP - Table 7.1 & 7.2
PVS.PX.WYE._.SER.PV - 30% Capacity Factor
Cost and Input Assumptions
[12 empty] | COD | 2025 |  | PVS.PX.WYE._.SER.PV
2022 $ |  | Plant capacity cost | [8 empty] | 314.9 | MW
2022 $ |  | Fixed O&M, plus on-going capital cost
Wheeling ($ MWh)
2022 $ |  | Variable O&M
|  | Tax Credit $/MWh | [5 empty] | First Year real levelized
#N/A | 0 | Network Upgrade ($/kw-yr)
| 5.056% | Payment Factor
| 29.74% | Capacity Factor

## 2025_PVS.PX.WMV._.222.PV
Table 3
PVS.PX.WMV._.222.PV
29% Capacity Factor
Year | Estimated Capital Cost | Fixed Capital Cost at Real Levelized Rate | Fixed O&M | Network Upgrade | Fixed Costs | Variable O&M | 100% PTC | Total Resource Cost | Total Resource Costs | Total Fixed Cost
| $/kW | $/kW-yr | $/kW-yr | $/kW-yr | $/MWh | $/MWh | $/MWh | $/MWh | $/kW-yr | $/kW-yr | VO&M chck |  | Build Cost |  | Build Cost +
| (a) | (b) | (c) | (d) | (e) | (f) | (g) | (g) | (h) | (i) |  |  | SSR Table 7 | Diff_Plexos vs SSR | Plexos Inputs_extracted | Diff Plexos Inputs vs LTReport | FOM
[15 empty] | PV |  | SSR Table 7
PVS.PX.WMV._.222.PV - 29% Capacity Factor
2016
2017
2018 | [9 empty] | 0
2019 | [9 empty] | 0
2020 | [9 empty] | 0
2021 | [9 empty] | 0
2022 | [9 empty] | 0 |  |  | 1234.2252 | -17.4552 | 1216.77 |  | 21.158
2023 | [9 empty] | 0 |  |  |  |  | 1636.1906 |  | 21.6383
2024 | [9 empty] | 0 |  |  |  |  | 1636.1906 |  | 22.1295
2025 | 1636.1906 | 82.7258 | 22.3238 | 3.8566 | 42.4385 |  | -35.8 | 6.6385 | 17.04 | 108.9062 | 7.6265e-07 | -35.8 |  |  | 1636.1906 | 2.5761e-05 | 22.6318 | 0.30808
2026 |  | 84.6 | 22.83 | 3.94 | 43.3986 |  | -37.13 | 6.2686 | 16.09 | 111.37 | -1.0684e-06 | -37.13
2027 |  | 86.52 | 23.35 | 4.03 | 44.3845 |  | -38.45 | 5.9345 | 15.23 | 113.9 | -3.2529e-10 | -38.45
2028 |  | 88.48 | 23.88 | 4.12 | 45.3899 |  | -38.45 | 6.9399 | 17.81 | 116.48 | -7.6327e-07 | -38.45
2029 |  | 90.49 | 24.42 | 4.21 | 46.4187 |  | -39.78 | 6.6387 | 17.04 | 119.12 | -3.0827e-10 | -39.78
2030 |  | 92.54 | 24.97 | 4.31 | 47.4708 |  | -39.78 | 7.6908 | 19.74 | 121.82 | 1.2204e-06 | -39.78
2031 |  | 94.64 | 25.54 | 4.41 | 48.5502 |  | -41.11 | 7.4402 | 19.09 | 124.59 | -3.2893e-10 | -41.11
2032 |  | 96.79 | 26.12 | 4.51 | 49.653 |  | -41.11 | 8.543 | 21.92 | 127.42 | -6.1069e-07 | -41.11
2033 |  | 98.99 | 26.71 | 4.61 | 50.7792 |  | -42.43 | 8.3492 | 21.43 | 130.31 | -3.0551e-07 | -42.43
2034 |  | 101.24 | 27.32 | 4.71 | 51.9326 |  | -43.76 | 8.1726 | 20.97 | 133.27 | -3.3504e-10 | -43.76
2035 |  | 103.54 | 27.94 | 4.82 | 53.1134 |  |  | 53.1134 | 136.3 | 136.3 | 0 | 0
2036 |  | 105.89 | 28.57 | 4.93 | 54.3175 |  |  | 54.3175 | 139.39 | 139.39 | 0 | 0
2037 |  | 108.29 | 29.22 | 5.04 | 55.5489 |  |  | 55.5489 | 142.55 | 142.55 | 0 | 0
2038 |  | 110.75 | 29.88 | 5.15 | 56.8075 |  |  | 56.8075 | 145.78 | 145.78 | 0 | 0
2039 |  | 113.26 | 30.56 | 5.27 | 58.0974 |  |  | 58.0974 | 149.09 | 149.09 | 0 | 0
2040 |  | 115.83 | 31.25 | 5.39 | 59.4145 |  |  | 59.4145 | 152.47 | 152.47 | 0 | 0
2041 |  | 118.46 | 31.96 | 5.51 | 60.7628 |  |  | 60.7628 | 155.93 | 155.93 | 0 | 0
2042 |  | 121.15 | 32.69 | 5.64 | 62.1461 |  |  | 62.1461 | 159.48 | 159.48 | 0 | 0
2043 |  | 123.9 | 33.43 | 5.77 | 63.5568 |  |  | 63.5568 | 163.1 | 163.1
[8 empty] | 25.1862 | 64.6337 | 130.4939
Sources, Inputs and Assumptions
Source: | (c)(f) | Plant Costs - 2023 IRP - Table 7.1 & 7.2
| (a) | Plant capacity cost
| (b) | = (a) x 0.05056
| (d) | = ((b) + (c)) / (8.76 x 29.3%)
| (g) | = (e) + (f)
| (h) | Plant Costs - 2023 IRP - Table 7.1 & 7.2
PVS.PX.WMV._.222.PV - 29% Capacity Factor
Cost and Input Assumptions
[12 empty] | COD | 2025 |  | PVS.PX.WMV._.222.PV
2022 $ |  | Plant capacity cost | [8 empty] | 9 | MW
2022 $ |  | Fixed O&M, plus on-going capital cost
Wheeling ($ MWh)
2022 $ |  | Variable O&M
|  | Tax Credit $/MWh | [5 empty] | First Year real levelized
2025$ | 3.8566 | Network Upgrade ($/kw-yr) |  | CON Willamette Valley > TxCON 2025
| 5.056% | Payment Factor
| 29.29% | Capacity Factor

## 2026_PVS.PX.CLV.1.TC4.PV
Table 3
PVS.PX.CLV.1.TC4.PV
32% Capacity Factor
Year | Estimated Capital Cost | Fixed Capital Cost at Real Levelized Rate | Fixed O&M | Network Upgrade | Fixed Costs | Variable O&M | 110% PTC | Total Resource Cost | Total Resource Costs | Total Fixed Cost
| $/kW | $/kW-yr | $/kW-yr | $/kW-yr | $/MWh | $/MWh | $/MWh | $/MWh | $/kW-yr | $/kW-yr | VO&M chck |  | Build Cost |  | Build Cost +
| (a) | (b) | (c) | (d) | (e) | (f) | (g) | (g) | (h) | (i) |  |  | SSR Table 7 | Diff_Plexos vs SSR | Plexos Inputs_extracted | Diff Plexos Inputs vs LTReport | FOM
[15 empty] | PV |  | SSR Table 7
PVS.PX.CLV.1.TC4.PV - 32% Capacity Factor
2016
2017
2018 | [9 empty] | 0
2019 | [9 empty] | 0
2020 | [9 empty] | 0
2021 | [9 empty] | 0
2022 | [9 empty] | 0 |  |  | 1140.3909 | 5.6591 | 1146.05 |  | 21.158
2023 | [9 empty] | 0 |  |  |  |  | 1541.0934 |  | 21.6383
2024 | [9 empty] | 0 |  |  |  |  | 1541.0934 |  | 22.1295
2025 | [9 empty] | 0 | 0 | 0 |  |  | 1541.0934 |  | 22.6318
2026 | 1541.0934 | 77.9177 | 22.8305 | 3.0184 | 36.7342 |  | -40.843 | -4.1088 | -11.61 | 103.7666 | -0.267 | -41.11 |  |  | 1541.0934 | 2.4264e-05 | 23.1456 | 0.31507
2027 |  | 79.69 | 23.35 | 3.09 | 37.5708 |  | -42.295 | -4.7242 | -13.34 | 106.13 | 1.185 | -41.11
2028 |  | 81.5 | 23.88 | 3.16 | 38.424 |  | -42.295 | -3.871 | -10.93 | 108.54 | -0.135 | -42.43
2029 |  | 83.35 | 24.42 | 3.23 | 39.2948 |  | -43.758 | -4.4632 | -12.61 | 111 | -0.002 | -43.76
2030 |  | 85.24 | 24.97 | 3.3 | 40.1834 |  | -43.758 | -3.5746 | -10.1 | 113.51 | -0.0019983 | -43.76
2031 |  | 87.17 | 25.54 | 3.37 | 41.0932 |  | -45.221 | -4.1278 | -11.66 | 116.08 | 0.141 | -45.08
2032 |  | 89.15 | 26.12 | 3.45 | 42.0278 |  | -45.221 | -3.1932 | -9.02 | 118.72 | -1.189 | -46.41
2033 |  | 91.17 | 26.71 | 3.53 | 42.9801 |  | -46.673 | -3.6929 | -10.43 | 121.41 | 0.263 | -46.41
2034 |  | 93.24 | 27.32 | 3.61 | 43.9571 |  | -48.136 | -4.1789 | -11.8 | 124.17 | 0.396 | -47.74
2035 |  | 95.36 | 27.94 | 3.69 | 44.9554 |  | -48.136 | -3.1806 | -8.98 | 126.99 | -0.924 | -49.06
2036 |  | 97.52 | 28.57 | 3.77 | 45.9714 |  |  | 45.9714 | 129.86 | 129.86 | 0 | 0
2037 |  | 99.73 | 29.22 | 3.86 | 47.0157 |  |  | 47.0157 | 132.81 | 132.81 | 0 | 0
2038 |  | 101.99 | 29.88 | 3.95 | 48.0813 |  |  | 48.0813 | 135.82 | 135.82 | 0 | 0
2039 |  | 104.31 | 30.56 | 4.04 | 49.1752 |  |  | 49.1752 | 138.91 | 138.91 | 0 | 0
2040 |  | 106.68 | 31.25 | 4.13 | 50.2903 |  |  | 50.2903 | 142.06 | 142.06 | 0 | 0
2041 |  | 109.1 | 31.96 | 4.22 | 51.4302 |  |  | 51.4302 | 145.28 | 145.28 | 0 | 0
2042 |  | 111.58 | 32.69 | 4.32 | 52.602 |  |  | 52.602 | 148.59 | 148.59 | 0 | 0
2043 |  | 114.11 | 33.43 | 4.42 | 53.795 |  |  | 53.795 | 151.96 | 151.96
[8 empty] | 12.3665 | 34.9337 | 110.7567
Sources, Inputs and Assumptions
Source: | (c)(f) | Plant Costs - 2023 IRP - Table 7.1 & 7.2
| (a) | Plant capacity cost
| (b) | = (a) x 0.05056
| (d) | = ((b) + (c)) / (8.76 x 32.2%)
| (g) | = (e) + (f)
| (h) | Plant Costs - 2023 IRP - Table 7.1 & 7.2
PVS.PX.CLV.1.TC4.PV - 32% Capacity Factor
Cost and Input Assumptions
[12 empty] | COD | 2026 |  | PVS.PX.CLV.1.TC4.PV
2022 $ |  | Plant capacity cost | [8 empty] | 300 | MW
2022 $ |  | Fixed O&M, plus on-going capital cost
Wheeling ($ MWh)
2022 $ |  | Variable O&M
|  | Tax Credit $/MWh | [5 empty] | First Year real levelized
2026$ | 3.0184 | Network Upgrade ($/kw-yr) |  | CON Clover > TxCON 2026
| 5.056% | Payment Factor
| 32.25% | Capacity Factor

## 2026_PVS.PX.BOR._.2C5.PV
Table 3
PVS.PX.BOR._.2C5.PV
28% Capacity Factor
Year | Estimated Capital Cost | Fixed Capital Cost at Real Levelized Rate | Fixed O&M | Network Upgrade | Fixed Costs | Variable O&M | 110% PTC | Total Resource Cost | Total Resource Costs | Total Fixed Cost
| $/kW | $/kW-yr | $/kW-yr | $/kW-yr | $/MWh | $/MWh | $/MWh | $/MWh | $/kW-yr | $/kW-yr | VO&M chck
| (a) | (b) | (c) | (d) | (e) | (f) | (g) | (g) | (h) | (i)
PVS.PX.BOR._.2C5.PV - 28% Capacity Factor
2016
2017
2018 | [9 empty] | 0
2019 | [9 empty] | 0 |  |  | Build Cost |  | Build Cost + |  | FOM
2020 | [9 empty] | 0 |  |  | SSR Table 7 | Diff_Plexos vs SSR | Plexos Inputs_extracted |  | SSR Table 7
2021 | [9 empty] | 0
2022 | [9 empty] | 0 |  |  | 1152.1202 | 5.7198 | 1157.84 |  | 21.158
2023 | [9 empty] | 0 |  |  |  |  | 1556.9474 |  | 21.6383
2024 | [9 empty] | 0 |  |  |  |  | 1556.9474 |  | 22.1295
2025 | [9 empty] | 0 | 0 | 0 |  |  | 1556.9474 |  | 22.6318
2026 | 1556.9474 | 78.7193 | 22.8305 | 0.85765 | 41.9083 |  | -40.843 | 1.0653 | 2.6 | 102.4074 | -0.267 | -41.11 |  |  | 1556.9474 | 2.4513e-05 | 23.1456 | 0.31507
2027 |  | 80.51 | 23.35 | 0.88 | 42.8629 |  | -42.295 | 0.56786 | 1.39 | 104.74 | 1.185 | -41.11
2028 |  | 82.34 | 23.88 | 0.9 | 43.8368 |  | -42.295 | 1.5418 | 3.77 | 107.12 | -0.135 | -42.43
2029 |  | 84.21 | 24.42 | 0.92 | 44.8313 |  | -43.758 | 1.0733 | 2.62 | 109.55 | -0.002 | -43.76
2030 |  | 86.12 | 24.97 | 0.94 | 45.8462 |  | -43.758 | 2.0882 | 5.1 | 112.03 | -0.0019983 | -43.76
2031 |  | 88.07 | 25.54 | 0.96 | 46.8856 |  | -45.221 | 1.6646 | 4.07 | 114.57 | 0.141 | -45.08
2032 |  | 90.07 | 26.12 | 0.98 | 47.9496 |  | -45.221 | 2.7286 | 6.67 | 117.17 | -1.189 | -46.41
2033 |  | 92.11 | 26.71 | 1 | 49.0341 |  | -46.673 | 2.3611 | 5.77 | 119.82 | 0.263 | -46.41
2034 |  | 94.2 | 27.32 | 1.02 | 50.1472 |  | -48.136 | 2.0112 | 4.91 | 122.54 | 0.396 | -47.74
2035 |  | 96.34 | 27.94 | 1.04 | 51.2848 |  | -48.136 | 3.1488 | 7.69 | 125.32 | -0.924 | -49.06
2036 |  | 98.53 | 28.57 | 1.06 | 52.4471 |  |  | 52.4471 | 128.16 | 128.16 | 0 | 0
2037 |  | 100.77 | 29.22 | 1.08 | 53.6379 |  |  | 53.6379 | 131.07 | 131.07 | 0 | 0
2038 |  | 103.06 | 29.88 | 1.1 | 54.8533 |  |  | 54.8533 | 134.04 | 134.04 | 0 | 0
2039 |  | 105.4 | 30.56 | 1.12 | 56.0974 |  |  | 56.0974 | 137.08 | 137.08 | 0 | 0
2040 |  | 107.79 | 31.25 | 1.15 | 57.3701 |  |  | 57.3701 | 140.19 | 140.19 | 0 | 0
2041 |  | 110.24 | 31.96 | 1.18 | 58.6756 |  |  | 58.6756 | 143.38 | 143.38 | 0 | 0
2042 |  | 112.74 | 32.69 | 1.21 | 60.0096 |  |  | 60.0096 | 146.64 | 146.64 | 0 | 0
2043 |  | 115.3 | 33.43 | 1.24 | 61.3724 |  |  | 61.3724 | 149.97 | 149.97
[8 empty] | 18.4294 | 45.0338 | 119.9933
Sources, Inputs and Assumptions
Source: | (c)(f) | Plant Costs - 2023 IRP - Table 7.1 & 7.2
| (a) | Plant capacity cost
| (b) | = (a) x 0.05056
| (d) | = ((b) + (c)) / (8.76 x 27.9%)
| (g) | = (e) + (f)
| (h) | Plant Costs - 2023 IRP - Table 7.1 & 7.2
PVS.PX.BOR._.2C5.PV - 28% Capacity Factor
Cost and Input Assumptions
[12 empty] | COD | 2025 |  | PVS.PX.BOR._.2C5.PV
2022 $ |  | Plant capacity cost | [8 empty] | 1100 | MW
2022 $ |  | Fixed O&M, plus on-going capital cost
Wheeling ($ MWh)
2022 $ |  | Variable O&M
|  | Tax Credit $/MWh | [5 empty] | First Year real levelized
2026$ | 0.85765 | Network Upgrade ($/kw-yr) |  | CON Borah > TxCON 2026
| 5.056% | Payment Factor
| 27.9% | Capacity Factor

## 2026_PVS.PX.COR._.TC8.PV
Table 3
PVS.PX.COR._.TC8.PV
29% Capacity Factor
Year | Estimated Capital Cost | Fixed Capital Cost at Real Levelized Rate | Fixed O&M | Network Upgrade | Fixed Costs | Variable O&M | 100% PTC | Total Resource Cost | Total Resource Costs | Total Fixed Cost
| $/kW | $/kW-yr | $/kW-yr | $/kW-yr | $/MWh | $/MWh | $/MWh | $/MWh | $/kW-yr | $/kW-yr | VO&M chck |  | Build Cost |  | Build Cost +
| (a) | (b) | (c) | (d) | (e) | (f) | (g) | (g) | (h) | (i) |  |  | SSR Table 7 | Diff_Plexos vs SSR | Plexos Inputs_extracted | Diff Plexos Inputs vs LTReport | FOM
[15 empty] | PV |  | SSR Table 7
PVS.PX.COR._.TC8.PV - 29% Capacity Factor
2016
2017
2018
2019
2020
2021
2022 | [12 empty] | 1234.2252 | 6.1248 | 1240.35 |  | 21.158
2023 | [14 empty] | 1667.8986 |  | 21.6383
2024 | [14 empty] | 1667.8986 |  | 22.1295
2025 | [10 empty] | 0 | 0 |  |  | 1667.8986 |  | 22.6318
2026 | 1667.8986 | 84.329 | 22.8305 | 3.6692 | 43.1877 |  | -37.13 | 6.0577 | 15.55 | 110.8287 | -1.0681e-06 | -37.13 |  |  | 1667.8986 | 2.626e-05 | 23.1456 | 0.31507
2027 |  | 86.24 | 23.35 | 3.75 | 44.1663 |  | -38.45 | 5.7163 | 14.67 | 113.34 | -3.1264e-11 | -38.45
2028 |  | 88.2 | 23.88 | 3.84 | 45.1717 |  | -38.45 | 6.7217 | 17.25 | 115.92 | -7.6297e-07 | -38.45
2029 |  | 90.2 | 24.42 | 3.93 | 46.1965 |  | -39.78 | 6.4165 | 16.47 | 118.55 | -3.2685e-11 | -39.78
2030 |  | 92.25 | 24.97 | 4.02 | 47.2448 |  | -39.78 | 7.4648 | 19.16 | 121.24 | 1.2207e-06 | -39.78
2031 |  | 94.34 | 25.54 | 4.11 | 48.3164 |  | -41.11 | 7.2064 | 18.49 | 123.99 | -3.3729e-11 | -41.11
2032 |  | 96.48 | 26.12 | 4.2 | 49.4114 |  | -41.11 | 8.3014 | 21.3 | 126.8 | -6.1039e-07 | -41.11
2033 |  | 98.67 | 26.71 | 4.3 | 50.5337 |  | -42.43 | 8.1037 | 20.8 | 129.68 | -3.0521e-07 | -42.43
2034 |  | 100.91 | 27.32 | 4.4 | 51.6832 |  | -43.76 | 7.9232 | 20.33 | 132.63 | -3.6231e-11 | -43.76
2035 |  | 103.2 | 27.94 | 4.5 | 52.8562 |  | -43.76 | 9.0962 | 23.34 | 135.64 | 1.6784e-06 | -43.76
2036 |  | 105.54 | 28.57 | 4.6 | 54.0525 |  |  | 54.0525 | 138.71 | 138.71 | 0 | 0
2037 |  | 107.94 | 29.22 | 4.7 | 55.28 |  |  | 55.28 | 141.86 | 141.86 | 0 | 0
2038 |  | 110.39 | 29.88 | 4.81 | 56.5348 |  |  | 56.5348 | 145.08 | 145.08 | 0 | 0
2039 |  | 112.9 | 30.56 | 4.92 | 57.8207 |  |  | 57.8207 | 148.38 | 148.38 | 0 | 0
2040 |  | 115.46 | 31.25 | 5.03 | 59.13 |  |  | 59.13 | 151.74 | 151.74 | 0 | 0
2041 |  | 118.08 | 31.96 | 5.14 | 60.4705 |  |  | 60.4705 | 155.18 | 155.18 | 0 | 0
2042 |  | 120.76 | 32.69 | 5.26 | 61.8461 |  |  | 61.8461 | 158.71 | 158.71 | 0 | 0
2043 |  | 123.5 | 33.43 | 5.38 | 63.2489 |  |  | 63.2489 | 162.31 | 162.31
[8 empty] | 22.7185 | 58.3011 | 129.8641
Sources, Inputs and Assumptions
Source: | (c)(f) | Plant Costs - 2023 IRP - Table 7.1 & 7.2
| (a) | Plant capacity cost
| (b) | = (a) x 0.05056
| (d) | = ((b) + (c)) / (8.76 x 29.3%)
| (g) | = (e) + (f)
| (h) | Plant Costs - 2023 IRP - Table 7.1 & 7.2
PVS.PX.COR._.TC8.PV - 29% Capacity Factor
Cost and Input Assumptions
[12 empty] | COD | 2026 |  | PVS.PX.COR._.TC8.PV
2022 $ |  | Plant capacity cost | [8 empty] | 200 | MW
2022 $ |  | Fixed O&M, plus on-going capital cost
Wheeling ($ MWh)
2022 $ |  | Variable O&M
|  | Tax Credit $/MWh | [5 empty] | First Year real levelized
2026$ | 3.6692 | Network Upgrade ($/kw-yr) |  | CON Central Oregon>TxCon 2026
| 5.056% | Payment Factor
| 29.29% | Capacity Factor

## 2026_PVS.PX.WMV._.223.PV
Table 3
PVS.PX.WMV._.223.PV
29% Capacity Factor
Year | Estimated Capital Cost | Fixed Capital Cost at Real Levelized Rate | Fixed O&M | Network Upgrade | Fixed Costs | Variable O&M | 100% PTC | Total Resource Cost | Total Resource Costs | Total Fixed Cost
| $/kW | $/kW-yr | $/kW-yr | $/kW-yr | $/MWh | $/MWh | $/MWh | $/MWh | $/kW-yr | $/kW-yr | VO&M chck
| (a) | (b) | (c) | (d) | (e) | (f) | (g) | (g) | (h) | (i)
PVS.PX.WMV._.223.PV - 29% Capacity Factor
2016
2017
2018
2019 | [12 empty] | Build Cost |  | Build Cost + |  | FOM
2020 | [12 empty] | SSR Table 7 | Diff_Plexos vs SSR | Plexos Inputs_extracted |  | SSR Table 7
2021
2022 | [12 empty] | 1234.2252 | -17.4552 | 1216.77 |  | 21.158
2023 | [14 empty] | 1636.1906 |  | 21.6383
2024 | [14 empty] | 1636.1906 |  | 22.1295
2025 | [10 empty] | 0 | 0 |  |  | 1636.1906 |  | 22.6318
2026 | 1636.1906 | 82.7258 | 22.8305 | 1.9843 | 41.9064 |  | -37.13 | 4.7764 | 12.26 | 107.5406 | -1.0681e-06 | -37.13 |  |  | 1636.1906 | 2.5761e-05 | 23.1456 | 0.31507
2027 |  | 84.6 | 23.35 | 2.03 | 42.857 |  | -38.45 | 4.407 | 11.31 | 109.98 | 1.5248e-11 | -38.45
2028 |  | 86.52 | 23.88 | 2.08 | 43.8312 |  | -38.45 | 5.3812 | 13.81 | 112.48 | -7.6292e-07 | -38.45
2029 |  | 88.48 | 24.42 | 2.13 | 44.8249 |  | -39.78 | 5.0449 | 12.95 | 115.03 | 1.5653e-11 | -39.78
2030 |  | 90.49 | 24.97 | 2.18 | 45.8419 |  | -39.78 | 6.0619 | 15.56 | 117.64 | 1.2207e-06 | -39.78
2031 |  | 92.54 | 25.54 | 2.23 | 46.8824 |  | -41.11 | 5.7724 | 14.81 | 120.31 | 1.6172e-11 | -41.11
2032 |  | 94.64 | 26.12 | 2.28 | 47.9462 |  | -41.11 | 6.8362 | 17.54 | 123.04 | -6.1033e-07 | -41.11
2033 |  | 96.79 | 26.71 | 2.33 | 49.0334 |  | -42.43 | 6.6034 | 16.95 | 125.83 | -3.0516e-07 | -42.43
2034 |  | 98.99 | 27.32 | 2.38 | 50.1479 |  | -43.76 | 6.3879 | 16.39 | 128.69 | 1.7202e-11 | -43.76
2035 |  | 101.24 | 27.94 | 2.43 | 51.2858 |  | -43.76 | 7.5258 | 19.31 | 131.61 | 1.6785e-06 | -43.76
2036 |  | 103.54 | 28.57 | 2.49 | 52.4509 |  |  | 52.4509 | 134.6 | 134.6 | 0 | 0
2037 |  | 105.89 | 29.22 | 2.55 | 53.6433 |  |  | 53.6433 | 137.66 | 137.66 | 0 | 0
2038 |  | 108.29 | 29.88 | 2.61 | 54.8591 |  |  | 54.8591 | 140.78 | 140.78 | 0 | 0
2039 |  | 110.75 | 30.56 | 2.67 | 56.1061 |  |  | 56.1061 | 143.98 | 143.98 | 0 | 0
2040 |  | 113.26 | 31.25 | 2.73 | 57.3765 |  |  | 57.3765 | 147.24 | 147.24 | 0 | 0
2041 |  | 115.83 | 31.96 | 2.79 | 58.678 |  |  | 58.678 | 150.58 | 150.58 | 0 | 0
2042 |  | 118.46 | 32.69 | 2.85 | 60.0107 |  |  | 60.0107 | 154 | 154 | 0 | 0
2043 |  | 121.15 | 33.43 | 2.91 | 61.3707 |  |  | 61.3707 | 157.49 | 157.49
[8 empty] | 21.2171 | 54.4481 | 126.0112
Sources, Inputs and Assumptions
Source: | (c)(f) | Plant Costs - 2023 IRP - Table 7.1 & 7.2
| (a) | Plant capacity cost
| (b) | = (a) x 0.05056
| (d) | = ((b) + (c)) / (8.76 x 29.3%)
| (g) | = (e) + (f)
| (h) | Plant Costs - 2023 IRP - Table 7.1 & 7.2
PVS.PX.WMV._.223.PV - 29% Capacity Factor
Cost and Input Assumptions
[12 empty] | COD | 2026 |  | PVS.PX.WMV._.223.PV
2022 $ |  | Plant capacity cost | [8 empty] | 474 | MW
2022 $ |  | Fixed O&M, plus on-going capital cost
Wheeling ($ MWh)
2022 $ |  | Variable O&M
|  | Tax Credit $/MWh | [5 empty] | First Year real levelized
2026$ | 1.9843 | Network Upgrade ($/kw-yr) |  | CON Willamette Valley > TxCON 2026 223
| 5.056% | Payment Factor
| 29.29% | Capacity Factor

## 2026_PVS.PX.YAK._.110.PV
Table 3
PVS.PX.YAK._.110.PV
25% Capacity Factor
Year | Estimated Capital Cost | Fixed Capital Cost at Real Levelized Rate | Fixed O&M | Network Upgrade | Fixed Costs | Variable O&M | 100% PTC | Total Resource Cost | Total Resource Costs | Total Fixed Cost
| $/kW | $/kW-yr | $/kW-yr | $/kW-yr | $/MWh | $/MWh | $/MWh | $/MWh | $/kW-yr | $/kW-yr | VO&M chck
| (a) | (b) | (c) | (d) | (e) | (f) | (g) | (g) | (h) | (i)
PVS.PX.YAK._.110.PV - 25% Capacity Factor
2016
2017
2018
2019 | [12 empty] | Build Cost |  | Build Cost + |  | FOM
2020 | [12 empty] | SSR Table 7 | Diff_Plexos vs SSR | Plexos Inputs_extracted |  | SSR Table 7
2021
2022 | [12 empty] | 1210.7667 | 6.0033 | 1216.77 |  | 21.158
2023 | [14 empty] | 1636.1906 |  | 21.6383
2024 | [14 empty] | 1636.1906 |  | 22.1295
2025 | [10 empty] | 0 | 0 |  |  | 1636.1906 |  | 22.6318
2026 | 1636.1906 | 82.7258 | 70.0777 | 0.80402 | 70.7977 |  | -37.13 | 33.6677 | 73.05 | 153.6075 | -1.0681e-06 | -37.13 |  |  | 1636.1906 | 2.5761e-05 | 23.1456 | -46.9321
2027 |  | 84.6 | 71.67 | 0.82 | 72.4028 |  | -38.45 | 33.9528 | 73.67 | 157.09 | -7.1623e-12 | -38.45
2028 |  | 86.52 | 73.3 | 0.84 | 74.0482 |  | -38.45 | 35.5982 | 77.24 | 160.66 | -7.6295e-07 | -38.45
2029 |  | 88.48 | 74.96 | 0.86 | 75.7259 |  | -39.78 | 35.9459 | 77.99 | 164.3 | -7.2475e-12 | -39.78
2030 |  | 90.49 | 76.66 | 0.88 | 77.445 |  | -39.78 | 37.665 | 81.72 | 168.03 | 1.2207e-06 | -39.78
2031 |  | 92.54 | 78.4 | 0.9 | 79.201 |  | -41.11 | 38.091 | 82.64 | 171.84 | -7.3896e-12 | -41.11
2032 |  | 94.64 | 80.18 | 0.92 | 80.9986 |  | -41.11 | 39.8886 | 86.54 | 175.74 | -6.1036e-07 | -41.11
2033 |  | 96.79 | 82 | 0.94 | 82.8375 |  | -42.43 | 40.4075 | 87.67 | 179.73 | -3.0518e-07 | -42.43
2034 |  | 98.99 | 83.86 | 0.96 | 84.718 |  | -43.76 | 40.958 | 88.87 | 183.81 | -7.9083e-12 | -43.76
2035 |  | 101.24 | 85.76 | 0.98 | 86.64 |  | -43.76 | 42.88 | 93.04 | 187.98 | 1.6785e-06 | -43.76
2036 |  | 103.54 | 87.71 | 1 | 88.608 |  |  | 88.608 | 192.25 | 192.25 | 0 | 0
2037 |  | 105.89 | 89.7 | 1.02 | 90.6175 |  |  | 90.6175 | 196.61 | 196.61 | 0 | 0
2038 |  | 108.29 | 91.74 | 1.04 | 92.6732 |  |  | 92.6732 | 201.07 | 201.07 | 0 | 0
2039 |  | 110.75 | 93.82 | 1.06 | 94.7749 |  |  | 94.7749 | 205.63 | 205.63 | 0 | 0
2040 |  | 113.26 | 95.95 | 1.08 | 96.9226 |  |  | 96.9226 | 210.29 | 210.29 | 0 | 0
2041 |  | 115.83 | 98.13 | 1.1 | 99.1211 |  |  | 99.1211 | 215.06 | 215.06 | 0 | 0
2042 |  | 118.46 | 100.36 | 1.12 | 101.3703 |  |  | 101.3703 | 219.94 | 219.94 | 0 | 0
2043 |  | 121.15 | 102.64 | 1.15 | 103.6748 |  |  | 103.6748 | 224.94 | 224.94
[8 empty] | 55.0667 | 119.477 | 179.9817
Sources, Inputs and Assumptions
Source: | (c)(f) | Plant Costs - 2023 IRP - Table 7.1 & 7.2
| (a) | Plant capacity cost
| (b) | = (a) x 0.05056
| (d) | = ((b) + (c)) / (8.76 x 24.8%)
| (g) | = (e) + (f)
| (h) | Plant Costs - 2023 IRP - Table 7.1 & 7.2
PVS.PX.YAK._.110.PV - 25% Capacity Factor
Cost and Input Assumptions
[12 empty] | COD | 2026 |  | PVS.PX.YAK._.110.PV
2022 $ |  | Plant capacity cost | [8 empty] | 449.99 | MW
2022 $ |  | Fixed O&M, plus on-going capital cost
Wheeling ($ MWh)
2022 $ |  | Variable O&M
|  | Tax Credit $/MWh | [5 empty] | First Year real levelized
2026$ | 0.80402 | Network Upgrade ($/kw-yr) |  | CON Yakima > TxCON 2026
| 5.056% | Payment Factor
| 24.77% | Capacity Factor

## 2027_PVS.PX.WWA._.215.PV
Table 3
PVS.PX.WWA._.215.PV
25% Capacity Factor
Year | Estimated Capital Cost | Fixed Capital Cost at Real Levelized Rate | Fixed O&M | Network Upgrade | Fixed Costs | Variable O&M | 100% PTC | Total Resource Cost | Total Resource Costs | Total Fixed Cost
| $/kW | $/kW-yr | $/kW-yr | $/kW-yr | $/MWh | $/MWh | $/MWh | $/MWh | $/kW-yr | $/kW-yr | VO&M chck
| (a) | (b) | (c) | (d) | (e) | (f) | (g) | (g) | (h) | (i)
PVS.PX.WWA._.215.PV - 25% Capacity Factor
2016
2017
2018
2019 | [12 empty] | Build Cost |  | Build Cost + |  | FOM
2020 | [12 empty] | SSR Table 7 | Diff_Plexos vs SSR | Plexos Inputs_extracted |  | SSR Table 7
2021
2022 | [12 empty] | 1210.7667 | 6.0033 | 1216.77 |  | 21.158
2023 | [14 empty] | 1636.1906 |  | 21.6383
2024 | [14 empty] | 1636.1906 |  | 22.1295
2025 | [10 empty] | 0 | 0 |  |  | 1636.1906 |  | 22.6318
2026 | [10 empty] | 0 | 0 |  |  | 1636.1906 |  | 23.1456
2027 | 1636.1906 | 82.7258 | 23.3488 | 6.1471 | 51.7229 |  | -38.45 | 13.2729 | 28.8 | 112.2216 | -9.5994e-12 | -38.45 |  |  | 1636.1906 | 2.5761e-05 | 23.671 | 0.32222
2028 |  | 84.6 | 23.88 | 6.29 | 52.8975 |  | -38.45 | 14.4475 | 31.35 | 114.77 | -7.6295e-07 | -38.45
2029 |  | 86.52 | 24.42 | 6.43 | 54.0958 |  | -39.78 | 14.3158 | 31.06 | 117.37 | -9.9334e-12 | -39.78
2030 |  | 88.48 | 24.97 | 6.58 | 55.3218 |  | -39.78 | 15.5418 | 33.72 | 120.03 | 1.2207e-06 | -39.78
2031 |  | 90.49 | 25.54 | 6.73 | 56.5801 |  | -41.11 | 15.4701 | 33.56 | 122.76 | -1.0964e-11 | -41.11
2032 |  | 92.54 | 26.12 | 6.88 | 57.8614 |  | -41.11 | 16.7514 | 36.34 | 125.54 | -6.1036e-07 | -41.11
2033 |  | 94.64 | 26.71 | 7.04 | 59.1749 |  | -42.43 | 16.7449 | 36.33 | 128.39 | -3.0519e-07 | -42.43
2034 |  | 96.79 | 27.32 | 7.2 | 60.5208 |  | -43.76 | 16.7608 | 36.37 | 131.31 | -1.1262e-11 | -43.76
2035 |  | 98.99 | 27.94 | 7.36 | 61.8943 |  | -43.76 | 18.1343 | 39.35 | 134.29 | 1.6785e-06 | -43.76
2036 |  | 101.24 | 28.57 | 7.53 | 63.3 |  | -45.09 | 18.21 | 39.51 | 137.34 | 0.0099982 | -45.08
2037 |  | 103.54 | 29.22 | 7.7 | 64.738 |  |  | 64.738 | 140.46 | 140.46 | 0 | 0
2038 |  | 105.89 | 29.88 | 7.87 | 66.2037 |  |  | 66.2037 | 143.64 | 143.64 | 0 | 0
2039 |  | 108.29 | 30.56 | 8.05 | 67.7062 |  |  | 67.7062 | 146.9 | 146.9 | 0 | 0
2040 |  | 110.75 | 31.25 | 8.23 | 69.241 |  |  | 69.241 | 150.23 | 150.23 | 0 | 0
2041 |  | 113.26 | 31.96 | 8.42 | 70.8127 |  |  | 70.8127 | 153.64 | 153.64 | 0 | 0
2042 |  | 115.83 | 32.69 | 8.61 | 72.4212 |  |  | 72.4212 | 157.13 | 157.13 | 0 | 0
2043 |  | 118.46 | 33.43 | 8.81 | 74.0666 |  |  | 74.0666 | 160.7 | 160.7
[8 empty] | 30.8196 | 66.8686 | 130.4742
Sources, Inputs and Assumptions
Source: | (c)(f) | Plant Costs - 2023 IRP - Table 7.1 & 7.2
| (a) | Plant capacity cost
| (b) | = (a) x 0.05056
| (d) | = ((b) + (c)) / (8.76 x 24.8%)
| (g) | = (e) + (f)
| (h) | Plant Costs - 2023 IRP - Table 7.1 & 7.2
PVS.PX.WWA._.215.PV - 25% Capacity Factor
Cost and Input Assumptions
[12 empty] | COD | 2027 |  | PVS.PX.WWA._.215.PV
2022 $ |  | Plant capacity cost | [8 empty] | 483 | MW
2022 $ |  | Fixed O&M, plus on-going capital cost
Wheeling ($ MWh)
2022 $ |  | Variable O&M
|  | Tax Credit $/MWh | [5 empty] | First Year real levelized
2027$ | 6.1471 | Network Upgrade ($/kw-yr) |  | CON Walla Walla > TxCON 2027
| 5.056% | Payment Factor
| 24.77% | Capacity Factor

## 2029_PVS.PX.GOE.1.A43.PV
Table 3
PVS.PX.GOE.1.A43.PV
28% Capacity Factor
Year | Estimated Capital Cost | Fixed Capital Cost at Real Levelized Rate | Fixed O&M | Network Upgrade | Fixed Costs | Variable O&M | 100% PTC | Total Resource Cost | Total Resource Costs | Total Fixed Cost
| $/kW | $/kW-yr | $/kW-yr | $/kW-yr | $/MWh | $/MWh | $/MWh | $/MWh | $/kW-yr | $/kW-yr | VO&M chck
| (a) | (b) | (c) | (d) | (e) | (f) | (g) | (g) | (h) | (i)
PVS.PX.GOE.1.A43.PV - 28% Capacity Factor
2016
2017
2018
2019 | [12 empty] | Build Cost |  | Build Cost + |  | FOM
2020 | [12 empty] | SSR Table 7 | Diff_Plexos vs SSR | Plexos Inputs_extracted |  | SSR Table 7
2021
2022 | [12 empty] | 1152.1202 | 5.7198 | 1157.84 |  | 21.158
2023 | [14 empty] | 1556.9474 |  | 21.6383
2024 | [14 empty] | 1556.9474 |  | 22.1295
2025 | [10 empty] | 0 | 0 |  |  | 1556.9474 |  | 22.6318
2026 | [10 empty] | 0 | 0 |  |  | 1556.9474 |  | 23.1456
2027 | [10 empty] | 0 | 0 |  |  | 1556.9474 |  | 23.671
2028 | [10 empty] | 0 | 0 |  |  | 1556.9474 |  | 24.2083
2029 | 1477.5431 | 74.7046 | 24.4208 | 9.2764 | 44.3614 |  | -39.78 | 4.5814 | 11.2 | 108.4018 | 1.9611e-12 | -39.78 |  |  | 1477.5431 | 0 | 24.7578 | 0.33702
2030 |  | 76.4 | 24.98 | 9.49 | 45.3714 |  | -39.78 | 5.5914 | 13.66 | 110.87 | 1.2207e-06 | -39.78
2031 |  | 78.13 | 25.55 | 9.71 | 46.4027 |  | -41.11 | 5.2927 | 12.93 | 113.39 | 2.1743e-12 | -41.11
2032 |  | 79.9 | 26.13 | 9.93 | 47.4544 |  | -41.11 | 6.3444 | 15.5 | 115.96 | -6.1035e-07 | -41.11
2033 |  | 81.71 | 26.72 | 10.16 | 48.5307 |  | -42.43 | 6.1007 | 14.91 | 118.59 | -3.0517e-07 | -42.43
2034 |  | 83.56 | 27.33 | 10.39 | 49.6315 |  | -43.76 | 5.8715 | 14.35 | 121.28 | 2.2879e-12 | -43.76
2035 |  | 85.46 | 27.95 | 10.63 | 50.761 |  | -43.76 | 7.001 | 17.11 | 124.04 | 1.6785e-06 | -43.76
2036 |  | 87.4 | 28.58 | 10.87 | 51.911 |  | -45.09 | 6.821 | 16.67 | 126.85 | 0.0099982 | -45.08
2037 |  | 89.38 | 29.23 | 11.12 | 53.0895 |  | -46.41 | 6.6795 | 16.32 | 129.73 | 2.3022e-12 | -46.41
2038 |  | 91.41 | 29.89 | 11.37 | 54.2927 |  | -46.41 | 7.8827 | 19.26 | 132.67 | 1.5259e-07 | -46.41
2039 |  | 93.49 | 30.57 | 11.63 | 55.5286 |  |  | 55.5286 | 135.69 | 135.69 | 0 | 0
2040 |  | 95.61 | 31.26 | 11.89 | 56.7849 |  |  | 56.7849 | 138.76 | 138.76 | 0 | 0
2041 |  | 97.78 | 31.97 | 12.16 | 58.074 |  |  | 58.074 | 141.91 | 141.91 | 0 | 0
2042 |  | 100 | 32.7 | 12.44 | 59.3958 |  |  | 59.3958 | 145.14 | 145.14 | 0 | 0
2043 |  | 102.27 | 33.44 | 12.72 | 60.7422 |  |  | 60.7422 | 148.43 | 148.43
[8 empty] | 18.0913 | 44.2081 | 124.03
Sources, Inputs and Assumptions
Source: | (c)(f) | Plant Costs - 2023 IRP - Table 7.1 & 7.2
| (a) | Plant capacity cost
| (b) | = (a) x 0.05056
| (d) | = ((b) + (c)) / (8.76 x 27.9%)
| (g) | = (e) + (f)
| (h) | Plant Costs - 2023 IRP - Table 7.1 & 7.2
PVS.PX.GOE.1.A43.PV - 28% Capacity Factor
Cost and Input Assumptions
[12 empty] | COD | 2029 |  | PVS.PX.GOE.1.A43.PV
2022 $ |  | Plant capacity cost | [8 empty] | 200 | MW
2022 $ |  | Fixed O&M, plus on-going capital cost
Wheeling ($ MWh)
2022 $ |  | Variable O&M
|  | Tax Credit $/MWh | [5 empty] | First Year real levelized
2029$ | 9.2764 | Network Upgrade ($/kw-yr) |  | CON Goshen > TxCon 2027
| 5.056% | Payment Factor
| 27.9% | Capacity Factor

## 2025_PVS.PX.UTS._.SER.BAT
Table 3
PVS.PX.UTS._.SER.BAT
6% Capacity Factor
Year | Estimated Capital Cost | Fixed Capital Cost at Real Levelized Rate | Fixed O&M | Network Upgrade | Fixed Costs | Variable O&M | Total Resource Cost | Total Resource Costs | Total Fixed Cost
| $/kW | $/kW-yr | $/kW-yr | $/kW-yr | $/MWh | $/MWh | $/MWh | $/kW-yr | $/kW-yr |  |  | Build Cost |  | Build Cost +
| (a) | (b) | (c) | (d) | (e) | (f) | (g) | (h) | (i) |  |  | SSR Table 7 | Diff_Plexos vs SSR | Plexos Inputs_extracted | Diff Plexos Inputs vs LTReport | FOM
[14 empty] | Bat |  | SSR Table 7
PVS.PX.UTS._.SER.BAT - 6% Capacity Factor
2016
2017
2018 | [8 empty] | 0
2019 | [8 empty] | 0
2020 | [8 empty] | 0
2021 | [8 empty] | 0
2022 | [8 empty] | 0 |  |  | 1728.659 | -6.189 | 1722.47 |  | 40.3084
2023 | [8 empty] | 0 |  |  |  |  | 1809.627 |  | 41.2234
2024 | [8 empty] | 0 |  |  |  |  | 1809.627 |  | 42.1591
2025 | 1809.6271 | 152.0992 | 46.34 | 0 | 385.6086 |  | 385.6086 | 198.44 | 198.4392 |  |  |  |  | 1809.627 | -8.9362e-05 | 43.1161 | -3.2239 | Is the difference due to Battery FOM granularity adjustments?
2026 |  | 155.55 | 47.39 | 0 | 394.3547 |  | 394.3547 | 202.94 | 202.94
2027 |  | 159.08 | 48.47 | 0 | 403.3128 |  | 403.3128 | 207.55 | 207.55
2028 |  | 162.69 | 49.57 | 0 | 412.4654 |  | 412.4654 | 212.26 | 212.26
2029 |  | 166.38 | 50.7 | 0 | 421.8316 |  | 421.8316 | 217.08 | 217.08
2030 |  | 170.16 | 51.85 | 0 | 431.4116 |  | 431.4116 | 222.01 | 222.01
2031 |  | 174.02 | 53.03 | 0 | 441.2054 |  | 441.2054 | 227.05 | 227.05
2032 |  | 177.97 | 54.23 | 0 | 451.2129 |  | 451.2129 | 232.2 | 232.2
2033 |  | 182.01 | 55.46 | 0 | 461.4536 |  | 461.4536 | 237.47 | 237.47
2034 |  | 186.14 | 56.72 | 0 | 471.9275 |  | 471.9275 | 242.86 | 242.86
2035 |  | 190.37 | 58.01 | 0 | 482.654 |  | 482.654 | 248.38 | 248.38
2036 |  | 194.69 | 59.33 | 0 | 493.6137 |  | 493.6137 | 254.02 | 254.02
2037 |  | 199.11 | 60.68 | 0 | 504.826 |  | 504.826 | 259.79 | 259.79
2038 |  | 203.63 | 62.06 | 0 | 516.291 |  | 516.291 | 265.69 | 265.69
2039 |  | 208.25 | 63.47 | 0 | 528.0085 |  | 528.0085 | 271.72 | 271.72
2040 |  | 212.98 | 64.91 | 0 | 539.9981 |  | 539.9981 | 277.89 | 277.89
2041 |  | 217.81 | 66.38 | 0 | 552.2403 |  | 552.2403 | 284.19 | 284.19
2042 |  | 222.75 | 67.89 | 0 | 564.774 |  | 564.774 | 290.64 | 290.64
2043 |  | 227.81 | 69.43 | 0 | 577.5992 |  | 577.5992 | 297.24 | 297.24
[7 empty] | 455.2984 | 234.3025 | 234.3024
Sources, Inputs and Assumptions
Source: | (c)(f) | Plant Costs - 2023 IRP - Table 7.1 & 7.2
| (a) | Plant capacity cost
| (b) | = (a) x 0.08405
| (d) | = ((b) + (c)) / (8.76 x 5.9%)
| (g) | = (e) + (f)
| (h) | Plant Costs - 2023 IRP - Table 7.1 & 7.2
PVS.PX.UTS._.SER.BAT - 6% Capacity Factor
Cost and Input Assumptions
[11 empty] | COD | 2025 |  | PVS.PX.UTS._.SER.BAT
2022 $ |  | Plant capacity cost | [7 empty] | 158 | MW
2022 $ |  | Fixed O&M, plus on-going capital cost
Wheeling ($ MWh)
2022 $ |  | Variable O&M
|  | Tax Credit $/MWh |  |  |  |  | First Year real levelized
#N/A | 0 | Network Upgrade ($/kw-yr)
| 8.405% | Payment Factor
| 5.875% | Capacity Factor
Note on R16: [Threaded comment] Your version of Excel allows you to read this threaded comment; however, any edits to it will get removed if the file is opened in a newer version of Excel. Learn more: https://go.microsoft.com/fwlink/?linkid=870924 Comment: Per Dan M. Difference is Demolitiobn cost

## 2025_PVS.PX.UWY._.SER.BAT
Table 3
PVS.PX.UWY._.SER.BAT
5% Capacity Factor
Year | Estimated Capital Cost | Fixed Capital Cost at Real Levelized Rate | Fixed O&M | Network Upgrade | Fixed Costs | Variable O&M | Total Resource Cost | Total Resource Costs | Total Fixed Cost
| $/kW | $/kW-yr | $/kW-yr | $/kW-yr | $/MWh | $/MWh | $/MWh | $/kW-yr | $/kW-yr
| (a) | (b) | (c) | (d) | (e) | (f) | (g) | (h) | (i)
PVS.PX.UWY._.SER.BAT - 5% Capacity Factor
2016
2017
2018 | [8 empty] | 0
2019 | [8 empty] | 0 |  |  | Build Cost |  | Build Cost + |  |  | Diff Plexos Inputs vs LTReport | FOM
2020 | [8 empty] | 0 |  |  | SSR Table 7 | Diff_Plexos vs SSR | Plexos Inputs_extracted |  |  |  | SSR Table 7
2021 | [8 empty] | 0 |  |  |  |  | PV | Bat
2022 | [8 empty] | 0 |  |  | 1728.659 | -6.189 | 1722.47 |  |  |  | 40.3084
2023 | [8 empty] | 0 |  |  |  |  | 1809.627 |  |  |  | 41.2234
2024 | [8 empty] | 0 |  |  |  |  | 1809.627 |  |  |  | 42.1591
2025 | 1809.6271 | 152.0992 | 46.34 | 0 | 479.2824 |  | 479.2824 | 198.44 | 198.4392 |  |  |  |  | 1809.627 |  | -8.9362e-05 |  | 43.1161 | -3.2239 | Is the difference due to Battery FOM granularity adjustments?
2026 |  | 155.55 | 47.39 | 0 | 490.1531 |  | 490.1531 | 202.94 | 202.94 | -19.4692
2027 |  | 159.08 | 48.47 | 0 | 501.2875 |  | 501.2875 | 207.55 | 207.55 | -19.91
2028 |  | 162.69 | 49.57 | 0 | 512.6634 |  | 512.6634 | 212.26 | 212.26 | -20.36
2029 |  | 166.38 | 50.7 | 0 | 524.3049 |  | 524.3049 | 217.08 | 217.08 | -20.82
2030 |  | 170.16 | 51.85 | 0 | 536.2122 |  | 536.2122 | 222.01 | 222.01 | -21.29
2031 |  | 174.02 | 53.03 | 0 | 548.3851 |  | 548.3851 | 227.05 | 227.05 | -21.78
2032 |  | 177.97 | 54.23 | 0 | 560.8237 |  | 560.8237 | 232.2 | 232.2 | -22.28
2033 |  | 182.01 | 55.46 | 0 | 573.5521 |  | 573.5521 | 237.47 | 237.47 | -22.79
2034 |  | 186.14 | 56.72 | 0 | 586.5704 |  | 586.5704 | 242.86 | 242.86 | -23.31
2035 |  | 190.37 | 58.01 | 0 | 599.9026 |  | 599.9026 | 248.38 | 248.38 | -23.83
2036 |  | 194.69 | 59.33 | 0 | 613.5247 |  | 613.5247 | 254.02 | 254.02 | -24.37
2037 |  | 199.11 | 60.68 | 0 | 627.4608 |  | 627.4608 | 259.79 | 259.79 | -24.92
2038 |  | 203.63 | 62.06 | 0 | 641.7108 |  | 641.7108 | 265.69 | 265.69 | -25.48
2039 |  | 208.25 | 63.47 | 0 | 656.2748 |  | 656.2748 | 271.72 | 271.72 | -26.06
2040 |  | 212.98 | 64.91 | 0 | 671.177 |  | 671.177 | 277.89 | 277.89 | -26.65
2041 |  | 217.81 | 66.38 | 0 | 686.3931 |  | 686.3931 | 284.19 | 284.19 | -27.27
2042 |  | 222.75 | 67.89 | 0 | 701.9716 |  | 701.9716 | 290.64 | 290.64 | -27.89
2043 |  | 227.81 | 69.43 | 0 | 717.9123 |  | 717.9123 | 297.24 | 297.24 | -28.52
[7 empty] | 565.9016 | 234.3025 | 234.3024
Sources, Inputs and Assumptions
Source: | (c)(f) | Plant Costs - 2023 IRP - Table 7.1 & 7.2
| (a) | Plant capacity cost
| (b) | = (a) x 0.08405
| (d) | = ((b) + (c)) / (8.76 x 4.7%)
| (g) | = (e) + (f)
| (h) | Plant Costs - 2023 IRP - Table 7.1 & 7.2
PVS.PX.UWY._.SER.BAT - 5% Capacity Factor
Cost and Input Assumptions
[11 empty] | COD | 2025 | PVS.PX.UWY._.SER.BAT
2022 $ |  | Plant capacity cost | [7 empty] | 272 | MW
2022 $ |  | Fixed O&M, plus on-going capital cost
Wheeling ($ MWh)
2022 $ |  | Variable O&M
|  | Tax Credit $/MWh |  |  |  |  | First Year real levelized
#N/A | 0 | Network Upgrade ($/kw-yr)
| 8.405% | Payment Factor
| 4.726% | Capacity Factor
Note on R16: [Threaded comment] Your version of Excel allows you to read this threaded comment; however, any edits to it will get removed if the file is opened in a newer version of Excel. Learn more: https://go.microsoft.com/fwlink/?linkid=870924 Comment: Per Dan M. Difference is Demolitiobn cost

## 2025_PVS.PX.WYE._.SER.BAT
Table 3
PVS.PX.WYE._.SER.BAT
8% Capacity Factor
Year | Estimated Capital Cost | Fixed Capital Cost at Real Levelized Rate | Fixed O&M | Network Upgrade | Fixed Costs | Variable O&M | Total Resource Cost | Total Resource Costs | Total Fixed Cost
| $/kW | $/kW-yr | $/kW-yr | $/kW-yr | $/MWh | $/MWh | $/MWh | $/kW-yr | $/kW-yr
| (a) | (b) | (c) | (d) | (e) | (f) | (g) | (h) | (i)
PVS.PX.WYE._.SER.BAT - 8% Capacity Factor
2016
2017
2018 | [8 empty] | 0
2019 | [8 empty] | 0 |  |  | Build Cost |  | Build Cost + |  |  | Diff Plexos Inputs vs LTReport | FOM
2020 | [8 empty] | 0 |  |  | SSR Table 7 | Diff_Plexos vs SSR | Plexos Inputs_extracted |  |  |  | SSR Table 7
2021 | [8 empty] | 0 |  |  |  |  | PV | Bat
2022 | [8 empty] | 0 |  |  | 1728.659 | -6.189 | 1722.47 |  |  |  | 40.3084
2023 | [8 empty] | 0 |  |  |  |  | 1809.627 |  |  |  | 41.2234
2024 | [8 empty] | 0 |  |  |  |  | 1809.627 |  |  |  | 42.1591
2025 | 1809.6271 | 152.0992 | 46.34 | 0 | 299.1942 |  | 299.1942 | 198.44 | 198.4392 |  |  |  |  | 1809.627 |  | -8.9362e-05 |  | 43.1161 | -3.2239 | Is the difference due to Battery FOM granularity adjustments?
2026 |  | 155.55 | 47.39 | 0 | 305.9803 |  | 305.9803 | 202.94 | 202.94
2027 |  | 159.08 | 48.47 | 0 | 312.931 |  | 312.931 | 207.55 | 207.55
2028 |  | 162.69 | 49.57 | 0 | 320.0324 |  | 320.0324 | 212.26 | 212.26
2029 |  | 166.38 | 50.7 | 0 | 327.2997 |  | 327.2997 | 217.08 | 217.08
2030 |  | 170.16 | 51.85 | 0 | 334.7329 |  | 334.7329 | 222.01 | 222.01
2031 |  | 174.02 | 53.03 | 0 | 342.3319 |  | 342.3319 | 227.05 | 227.05
2032 |  | 177.97 | 54.23 | 0 | 350.0967 |  | 350.0967 | 232.2 | 232.2
2033 |  | 182.01 | 55.46 | 0 | 358.0425 |  | 358.0425 | 237.47 | 237.47
2034 |  | 186.14 | 56.72 | 0 | 366.1692 |  | 366.1692 | 242.86 | 242.86
2035 |  | 190.37 | 58.01 | 0 | 374.4919 |  | 374.4919 | 248.38 | 248.38
2036 |  | 194.69 | 59.33 | 0 | 382.9955 |  | 382.9955 | 254.02 | 254.02
2037 |  | 199.11 | 60.68 | 0 | 391.6952 |  | 391.6952 | 259.79 | 259.79
2038 |  | 203.63 | 62.06 | 0 | 400.5908 |  | 400.5908 | 265.69 | 265.69
2039 |  | 208.25 | 63.47 | 0 | 409.6825 |  | 409.6825 | 271.72 | 271.72
2040 |  | 212.98 | 64.91 | 0 | 418.9852 |  | 418.9852 | 277.89 | 277.89
2041 |  | 217.81 | 66.38 | 0 | 428.484 |  | 428.484 | 284.19 | 284.19
2042 |  | 222.75 | 67.89 | 0 | 438.2089 |  | 438.2089 | 290.64 | 290.64
2043 |  | 227.81 | 69.43 | 0 | 448.16 |  | 448.16 | 297.24 | 297.24
[7 empty] | 353.2666 | 234.3025 | 234.3024
Sources, Inputs and Assumptions
Source: | (c)(f) | Plant Costs - 2023 IRP - Table 7.1 & 7.2
| (a) | Plant capacity cost
| (b) | = (a) x 0.08405
| (d) | = ((b) + (c)) / (8.76 x 7.6%)
| (g) | = (e) + (f)
| (h) | Plant Costs - 2023 IRP - Table 7.1 & 7.2
PVS.PX.WYE._.SER.BAT - 8% Capacity Factor
Cost and Input Assumptions
[11 empty] | COD | 2025 | PVS.PX.WYE._.SER.BAT
2022 $ |  | Plant capacity cost | [7 empty] | 314.9 | MW
2022 $ |  | Fixed O&M, plus on-going capital cost
Wheeling ($ MWh)
2022 $ |  | Variable O&M
|  | Tax Credit $/MWh |  |  |  |  | First Year real levelized
#N/A | 0 | Network Upgrade ($/kw-yr)
| 8.405% | Payment Factor
| 7.571% | Capacity Factor | [9 empty] | Z:\Avoided Cost - 2023\09 - IRP2023 - UT - 2023 May\Data\2023 Preferred Portfolio\2023IRP DB\104.4\Current Data files\Solar Shapes\[ShapesHr_Proxy_UT_Solar_21IRP.csv
Note on R16: [Threaded comment] Your version of Excel allows you to read this threaded comment; however, any edits to it will get removed if the file is opened in a newer version of Excel. Learn more: https://go.microsoft.com/fwlink/?linkid=870924 Comment: Per Dan M. Difference is Demolitiobn cost

## 2025_PVS.PX.WMV._.222.BAT
Table 3
PVS.PX.WMV._.222.BAT
13% Capacity Factor
Year | Estimated Capital Cost | Fixed Capital Cost at Real Levelized Rate | Fixed O&M | Network Upgrade | Fixed Costs | Variable O&M | Total Resource Cost | Total Resource Costs | Total Fixed Cost
| $/kW | $/kW-yr | $/kW-yr | $/kW-yr | $/MWh | $/MWh | $/MWh | $/kW-yr | $/kW-yr
| (a) | (b) | (c) | (d) | (e) | (f) | (g) | (h) | (i)
PVS.PX.WMV._.222.BAT - 13% Capacity Factor
2016
2017
2018 | [8 empty] | 0
2019 | [8 empty] | 0 |  |  | Build Cost |  | Build Cost + |  |  | Diff Plexos Inputs vs LTReport | FOM
2020 | [8 empty] | 0 |  |  | SSR Table 7 | Diff_Plexos vs SSR | Plexos Inputs_extracted |  |  |  | SSR Table 7
2021 | [8 empty] | 0 |  |  |  |  | PV | Bat
2022 | [8 empty] | 0 |  |  | 1728.659 | -6.189 | 1722.47 |  |  |  | 40.3084
2023 | [8 empty] | 0 |  |  |  |  | 1809.627 |  |  |  | 41.2234
2024 | [8 empty] | 0 |  |  |  |  | 1809.627 |  |  |  | 42.1591
2025 | 1809.6271 | 152.0992 | 68.75 | 0 | 195.9446 |  | 195.9446 | 220.85 | 220.8492 |  |  |  |  | 1809.627 |  | -8.9361e-05 |  | 43.1161 | -25.6339 | Is the difference due to Battery FOM granularity adjustments?
2026 |  | 155.55 | 70.31 | 0 | 200.3904 |  | 200.3904 | 225.86 | 225.86
2027 |  | 159.08 | 71.91 | 0 | 204.9419 |  | 204.9419 | 230.99 | 230.99
2028 |  | 162.69 | 73.54 | 0 | 209.591 |  | 209.591 | 236.23 | 236.23
2029 |  | 166.38 | 75.21 | 0 | 214.3466 |  | 214.3466 | 241.59 | 241.59
2030 |  | 170.16 | 76.92 | 0 | 219.2175 |  | 219.2175 | 247.08 | 247.08
2031 |  | 174.02 | 78.67 | 0 | 224.1948 |  | 224.1948 | 252.69 | 252.69
2032 |  | 177.97 | 80.46 | 0 | 229.2876 |  | 229.2876 | 258.43 | 258.43
2033 |  | 182.01 | 82.29 | 0 | 234.4956 |  | 234.4956 | 264.3 | 264.3
2034 |  | 186.14 | 84.16 | 0 | 239.819 |  | 239.819 | 270.3 | 270.3
2035 |  | 190.37 | 86.07 | 0 | 245.2666 |  | 245.2666 | 276.44 | 276.44
2036 |  | 194.69 | 88.02 | 0 | 250.8296 |  | 250.8296 | 282.71 | 282.71
2037 |  | 199.11 | 90.02 | 0 | 256.5256 |  | 256.5256 | 289.13 | 289.13
2038 |  | 203.63 | 92.06 | 0 | 262.3458 |  | 262.3458 | 295.69 | 295.69
2039 |  | 208.25 | 94.15 | 0 | 268.2992 |  | 268.2992 | 302.4 | 302.4
2040 |  | 212.98 | 96.29 | 0 | 274.3945 |  | 274.3945 | 309.27 | 309.27
2041 |  | 217.81 | 98.48 | 0 | 280.6228 |  | 280.6228 | 316.29 | 316.29
2042 |  | 222.75 | 100.72 | 0 | 286.9932 |  | 286.9932 | 323.47 | 323.47
2043 |  | 227.81 | 103.01 | 0 | 293.5143 |  | 293.5143 | 330.82 | 330.82
[7 empty] | 231.3591 | 260.7649 | 260.7648
Sources, Inputs and Assumptions
Source: | (c)(f) | Plant Costs - 2023 IRP - Table 7.1 & 7.2
| (a) | Plant capacity cost
| (b) | = (a) x 0.08405
| (d) | = ((b) + (c)) / (8.76 x 12.9%)
| (g) | = (e) + (f)
| (h) | Plant Costs - 2023 IRP - Table 7.1 & 7.2
PVS.PX.WMV._.222.BAT - 13% Capacity Factor
Cost and Input Assumptions
[11 empty] | COD | 2025 | PVS.PX.WMV._.222.BAT
2022 $ |  | Plant capacity cost | [7 empty] | 9 | MW
2022 $ |  | Fixed O&M, plus on-going capital cost
Wheeling ($ MWh)
2022 $ |  | Variable O&M
|  | Tax Credit $/MWh |  |  |  |  | First Year real levelized
#N/A | 0 | Network Upgrade ($/kw-yr)
| 8.405% | Payment Factor
| 12.87% | Capacity Factor | [9 empty] | Z:\Avoided Cost - 2023\09 - IRP2023 - UT - 2023 May\Data\2023 Preferred Portfolio\2023IRP DB\104.4\Current Data files\Solar Shapes\[ShapesHr_Proxy_UT_Solar_21IRP.csv
Note on R16: [Threaded comment] Your version of Excel allows you to read this threaded comment; however, any edits to it will get removed if the file is opened in a newer version of Excel. Learn more: https://go.microsoft.com/fwlink/?linkid=870924 Comment: Per Dan M. Difference is Demolitiobn cost

## 2026_PVS.PX.CLV.1.TC4.BAT
Table 3
PVS.PX.CLV.1.TC4.BAT
11% Capacity Factor
Year | Estimated Capital Cost | Fixed Capital Cost at Real Levelized Rate | Fixed O&M | Network Upgrade | Fixed Costs | Variable O&M | Total Resource Cost | Total Resource Costs | Total Fixed Cost
| $/kW | $/kW-yr | $/kW-yr | $/kW-yr | $/MWh | $/MWh | $/MWh | $/kW-yr | $/kW-yr |  |  | Build Cost |  | Build Cost +
| (a) | (b) | (c) | (d) | (e) | (f) | (g) | (h) | (i) |  |  | SSR Table 7 | Diff_Plexos vs SSR | Plexos Inputs_extracted | Diff Plexos Inputs vs LTReport | FOM
[14 empty] | Bat |  | SSR Table 7
PVS.PX.CLV.1.TC4.BAT - 11% Capacity Factor
2016
2017
2018 | [8 empty] | 0
2019 | [8 empty] | 0
2020 | [8 empty] | 0
2021 | [8 empty] | 0
2022 | [8 empty] | 0 |  |  | 1728.659 | -6.189 | 1722.47 |  | 40.3084
2023 | [8 empty] | 0 |  |  |  |  | 1809.627 |  | 41.2234
2024 | [8 empty] | 0 |  |  |  |  | 1809.627 |  | 42.1591
2025 | [8 empty] | 0 |  |  |  |  | 1809.627 |  | 43.1161
2026 | 1809.6271 | 152.0992 | 47.39 | 0 | 212.0851 |  | 212.0851 | 199.49 | 199.4892 |  |  |  |  | 1809.627 | -8.9362e-05 | 44.0949 | -3.2951 | Is the difference due to Battery FOM granularity adjustments?
2027 |  | 155.55 | 48.47 | 0 | 216.9021 |  | 216.9021 | 204.02 | 204.02
2028 |  | 159.08 | 49.57 | 0 | 221.8244 |  | 221.8244 | 208.65 | 208.65
2029 |  | 162.69 | 50.7 | 0 | 226.8637 |  | 226.8637 | 213.39 | 213.39
2030 |  | 166.38 | 51.85 | 0 | 232.0093 |  | 232.0093 | 218.23 | 218.23
2031 |  | 170.16 | 53.03 | 0 | 237.2825 |  | 237.2825 | 223.19 | 223.19
2032 |  | 174.02 | 54.23 | 0 | 242.662 |  | 242.662 | 228.25 | 228.25
2033 |  | 177.97 | 55.46 | 0 | 248.169 |  | 248.169 | 233.43 | 233.43
2034 |  | 182.01 | 56.72 | 0 | 253.8037 |  | 253.8037 | 238.73 | 238.73
2035 |  | 186.14 | 58.01 | 0 | 259.5659 |  | 259.5659 | 244.15 | 244.15
2036 |  | 190.37 | 59.33 | 0 | 265.4663 |  | 265.4663 | 249.7 | 249.7
2037 |  | 194.69 | 60.68 | 0 | 271.4944 |  | 271.4944 | 255.37 | 255.37
2038 |  | 199.11 | 62.06 | 0 | 277.6606 |  | 277.6606 | 261.17 | 261.17
2039 |  | 203.63 | 63.47 | 0 | 283.965 |  | 283.965 | 267.1 | 267.1
2040 |  | 208.25 | 64.91 | 0 | 290.4076 |  | 290.4076 | 273.16 | 273.16
2041 |  | 212.98 | 66.38 | 0 | 296.9991 |  | 296.9991 | 279.36 | 279.36
2042 |  | 217.81 | 67.89 | 0 | 303.7394 |  | 303.7394 | 285.7 | 285.7
2043 |  | 222.75 | 69.43 | 0 | 310.6286 |  | 310.6286 | 292.18 | 292.18
[7 empty] | 248.5238 | 233.7638 | 212.9444
Sources, Inputs and Assumptions
Source: | (c)(f) | Plant Costs - 2023 IRP - Table 7.1 & 7.2
| (a) | Plant capacity cost
| (b) | = (a) x 0.08405
| (d) | = ((b) + (c)) / (8.76 x 10.7%)
| (g) | = (e) + (f)
| (h) | Plant Costs - 2023 IRP - Table 7.1 & 7.2
PVS.PX.CLV.1.TC4.BAT - 11% Capacity Factor
Cost and Input Assumptions
[11 empty] | COD | 2026 |  | PVS.PX.CLV.1.TC4.BAT
2022 $ |  | Plant capacity cost | [7 empty] | 300 | MW
2022 $ |  | Fixed O&M, plus on-going capital cost
Wheeling ($ MWh)
2022 $ |  | Variable O&M
|  | Tax Credit $/MWh |  |  |  |  | First Year real levelized
#N/A | 0 | Network Upgrade ($/kw-yr)
| 8.405% | Payment Factor
| 10.74% | Capacity Factor
Note on R16: [Threaded comment] Your version of Excel allows you to read this threaded comment; however, any edits to it will get removed if the file is opened in a newer version of Excel. Learn more: https://go.microsoft.com/fwlink/?linkid=870924 Comment: Per Dan M. Difference is Demolitiobn cost

## 2026_PVS.PX.BOR._.2C5.BAT
Table 3
PVS.PX.BOR._.2C5.BAT
12% Capacity Factor
Year | Estimated Capital Cost | Fixed Capital Cost at Real Levelized Rate | Fixed O&M | Network Upgrade | Fixed Costs | Variable O&M | Total Resource Cost | Total Resource Costs | Total Fixed Cost
| $/kW | $/kW-yr | $/kW-yr | $/kW-yr | $/MWh | $/MWh | $/MWh | $/kW-yr | $/kW-yr
| (a) | (b) | (c) | (d) | (e) | (f) | (g) | (h) | (i)
PVS.PX.BOR._.2C5.BAT - 12% Capacity Factor
2016
2017
2018 | [8 empty] | 0
2019 | [8 empty] | 0 |  |  | Build Cost |  | Build Cost + |  |  | Diff Plexos Inputs vs LTReport | FOM
2020 | [8 empty] | 0 |  |  | SSR Table 7 | Diff_Plexos vs SSR | Plexos Inputs_extracted |  |  |  | SSR Table 7
2021 | [8 empty] | 0 |  |  |  |  | PV | Bat
2022 | [8 empty] | 0 |  |  | 1728.659 | -6.189 | 1722.47 |  |  |  | 40.3084
2023 | [8 empty] | 0 |  |  |  |  | 1809.627 |  |  |  | 41.2234
2024 | [8 empty] | 0 |  |  |  |  | 1809.627 |  |  |  | 42.1591
2025 | [8 empty] | 0 |  |  |  |  | 1809.627 |  |  |  | 43.1161
2026 | 1809.6271 | 152.0992 | 70.31 | 0 | 210.6596 |  | 210.6596 | 222.41 | 222.4092 | 0 |  |  |  | 1809.627 |  | -8.9362e-05 |  | 44.0949 | -26.2151 | Is the difference due to Battery FOM granularity adjustments?
2027 |  | 155.55 | 71.91 | 0 | 215.4436 |  | 215.4436 | 227.46 | 227.46 | 0
2028 |  | 159.08 | 73.54 | 0 | 220.331 |  | 220.331 | 232.62 | 232.62 | 0
2029 |  | 162.69 | 75.21 | 0 | 225.3321 |  | 225.3321 | 237.9 | 237.9 | 0
2030 |  | 166.38 | 76.92 | 0 | 230.4468 |  | 230.4468 | 243.3 | 243.3 | 0
2031 |  | 170.16 | 78.67 | 0 | 235.6847 |  | 235.6847 | 248.83 | 248.83 | 0
2032 |  | 174.02 | 80.46 | 0 | 241.0362 |  | 241.0362 | 254.48 | 254.48 | 0
2033 |  | 177.97 | 82.29 | 0 | 246.5108 |  | 246.5108 | 260.26 | 260.26 | 0
2034 |  | 182.01 | 84.16 | 0 | 252.1086 |  | 252.1086 | 266.17 | 266.17 | 0
2035 |  | 186.14 | 86.07 | 0 | 257.8295 |  | 257.8295 | 272.21 | 272.21 | 0
2036 |  | 190.37 | 88.02 | 0 | 263.683 |  | 263.683 | 278.39 | 278.39 | 0
2037 |  | 194.69 | 90.02 | 0 | 269.6692 |  | 269.6692 | 284.71 | 284.71 | 0
2038 |  | 199.11 | 92.06 | 0 | 275.7879 |  | 275.7879 | 291.17 | 291.17 | 0
2039 |  | 203.63 | 94.15 | 0 | 282.0487 |  | 282.0487 | 297.78 | 297.78 | 0
2040 |  | 208.25 | 96.29 | 0 | 288.4516 |  | 288.4516 | 304.54 | 304.54 | 0
2041 |  | 212.98 | 98.48 | 0 | 295.006 |  | 295.006 | 311.46 | 311.46 | 0
2042 |  | 217.81 | 100.72 | 0 | 301.7025 |  | 301.7025 | 318.53 | 318.53 | 0
2043 |  | 222.75 | 103.01 | 0 | 308.5506 |  | 308.5506 | 325.76 | 325.76 | 0
[7 empty] | 246.854 | 260.6224 | 260.6223
Sources, Inputs and Assumptions
Source: | (c)(f) | Plant Costs - 2023 IRP - Table 7.1 & 7.2
| (a) | Plant capacity cost
| (b) | = (a) x 0.08405
| (d) | = ((b) + (c)) / (8.76 x 12.1%)
| (g) | = (e) + (f)
| (h) | Plant Costs - 2023 IRP - Table 7.1 & 7.2
PVS.PX.BOR._.2C5.BAT - 12% Capacity Factor
Cost and Input Assumptions
[11 empty] | COD | 2025 | PVS.PX.BOR._.2C5.BAT
2022 $ |  | Plant capacity cost | [7 empty] | 1100 | MW
2022 $ |  | Fixed O&M, plus on-going capital cost
Wheeling ($ MWh)
2022 $ |  | Variable O&M
|  | Tax Credit $/MWh |  |  |  |  | First Year real levelized
#N/A | 0 | Network Upgrade ($/kw-yr)
| 8.405% | Payment Factor
| 12.05% | Capacity Factor
Note on R16: [Threaded comment] Your version of Excel allows you to read this threaded comment; however, any edits to it will get removed if the file is opened in a newer version of Excel. Learn more: https://go.microsoft.com/fwlink/?linkid=870924 Comment: Per Dan M. Difference is Demolitiobn cost

## 2026_PVS.PX.COR._.TC8.BAT
Table 3
PVS.PX.COR._.TC8.BAT
6% Capacity Factor
Year | Estimated Capital Cost | Fixed Capital Cost at Real Levelized Rate | Fixed O&M | Network Upgrade | Fixed Costs | Variable O&M | Total Resource Cost | Total Resource Costs | Total Fixed Cost
| $/kW | $/kW-yr | $/kW-yr | $/kW-yr | $/MWh | $/MWh | $/MWh | $/kW-yr | $/kW-yr |  |  | Build Cost |  | Build Cost +
| (a) | (b) | (c) | (d) | (e) | (f) | (g) | (h) | (i) |  |  | SSR Table 7 | Diff_Plexos vs SSR | Plexos Inputs_extracted | Diff Plexos Inputs vs LTReport |  | FOM
[14 empty] | PV |  |  | SSR Table 7
PVS.PX.COR._.TC8.BAT - 6% Capacity Factor
2016
2017
2018 | [8 empty] | 0
2019 | [8 empty] | 0
2020 | [8 empty] | 0
2021 | [8 empty] | 0
2022 | [8 empty] | 0 |  |  | 1728.659 | -6.189 | 1722.47 |  |  | 40.3084
2023 | [8 empty] | 0 |  |  |  |  | 1809.627 |  |  | 41.2234
2024 | [8 empty] | 0 |  |  |  |  | 1809.627 |  |  | 42.1591
2025 | [8 empty] | 0 |  |  |  |  | 1809.627 |  |  | 43.1161
2026 | 1809.6271 | 152.0992 | 47.39 | 0 | 369.6886 |  | 369.6886 | 199.49 | 199.4892 |  |  |  |  | 1809.627 |  | -8.9362e-05 | 44.0949 | -3.2951 | Is the difference due to Battery FOM granularity adjustments?
2027 |  | 155.55 | 48.47 | 0 | 378.085 |  | 378.085 | 204.02 | 204.02
2028 |  | 159.08 | 49.57 | 0 | 386.6652 |  | 386.6652 | 208.65 | 208.65
2029 |  | 162.69 | 50.7 | 0 | 395.4493 |  | 395.4493 | 213.39 | 213.39
2030 |  | 166.38 | 51.85 | 0 | 404.4187 |  | 404.4187 | 218.23 | 218.23
2031 |  | 170.16 | 53.03 | 0 | 413.6104 |  | 413.6104 | 223.19 | 223.19
2032 |  | 174.02 | 54.23 | 0 | 422.9875 |  | 422.9875 | 228.25 | 228.25
2033 |  | 177.97 | 55.46 | 0 | 432.5869 |  | 432.5869 | 233.43 | 233.43
2034 |  | 182.01 | 56.72 | 0 | 442.4088 |  | 442.4088 | 238.73 | 238.73
2035 |  | 186.14 | 58.01 | 0 | 452.453 |  | 452.453 | 244.15 | 244.15
2036 |  | 190.37 | 59.33 | 0 | 462.7381 |  | 462.7381 | 249.7 | 249.7
2037 |  | 194.69 | 60.68 | 0 | 473.2456 |  | 473.2456 | 255.37 | 255.37
2038 |  | 199.11 | 62.06 | 0 | 483.994 |  | 483.994 | 261.17 | 261.17
2039 |  | 203.63 | 63.47 | 0 | 494.9834 |  | 494.9834 | 267.1 | 267.1
2040 |  | 208.25 | 64.91 | 0 | 506.2136 |  | 506.2136 | 273.16 | 273.16
2041 |  | 212.98 | 66.38 | 0 | 517.7033 |  | 517.7033 | 279.36 | 279.36
2042 |  | 217.81 | 67.89 | 0 | 529.4525 |  | 529.4525 | 285.7 | 285.7
2043 |  | 222.75 | 69.43 | 0 | 541.461 |  | 541.461 | 292.18 | 292.18
[7 empty] | 433.2053 | 233.7638 | 233.7637
Sources, Inputs and Assumptions
Source: | (c)(f) | Plant Costs - 2023 IRP - Table 7.1 & 7.2
| (a) | Plant capacity cost
| (b) | = (a) x 0.08405
| (d) | = ((b) + (c)) / (8.76 x 6.2%)
| (g) | = (e) + (f)
| (h) | Plant Costs - 2023 IRP - Table 7.1 & 7.2
PVS.PX.COR._.TC8.BAT - 6% Capacity Factor
Cost and Input Assumptions
[11 empty] | COD | 2026 |  | PVS.PX.COR._.TC8.BAT
2022 $ |  | Plant capacity cost | [7 empty] | 200 | MW
2022 $ |  | Fixed O&M, plus on-going capital cost
Wheeling ($ MWh)
2022 $ |  | Variable O&M
|  | Tax Credit $/MWh |  |  |  |  | First Year real levelized
#N/A | 0 | Network Upgrade ($/kw-yr)
| 8.405% | Payment Factor
| 6.16% | Capacity Factor
Note on R16: [Threaded comment] Your version of Excel allows you to read this threaded comment; however, any edits to it will get removed if the file is opened in a newer version of Excel. Learn more: https://go.microsoft.com/fwlink/?linkid=870924 Comment: Per Dan M. Difference is Demolitiobn cost

## 2026_PVS.PX.WMV._.223.BAT
Table 3
PVS.PX.WMV._.223.BAT
10% Capacity Factor
Year | Estimated Capital Cost | Fixed Capital Cost at Real Levelized Rate | Fixed O&M | Network Upgrade | Fixed Costs | Variable O&M | Total Resource Cost | Total Resource Costs | Total Fixed Cost
| $/kW | $/kW-yr | $/kW-yr | $/kW-yr | $/MWh | $/MWh | $/MWh | $/kW-yr | $/kW-yr |  |  | Build Cost |  | Build Cost +
| (a) | (b) | (c) | (d) | (e) | (f) | (g) | (h) | (i) |  |  | SSR Table 7 | Diff_Plexos vs SSR | Plexos Inputs_extracted | Diff Plexos Inputs vs LTReport |  | FOM
[14 empty] | PV |  |  | SSR Table 7
PVS.PX.WMV._.223.BAT - 10% Capacity Factor
2016
2017
2018 | [8 empty] | 0
2019 | [8 empty] | 0
2020 | [8 empty] | 0
2021 | [8 empty] | 0
2022 | [8 empty] | 0 |  |  | 1728.659 | -6.189 | 1722.47 |  |  | 40.3084
2023 | [8 empty] | 0 |  |  |  |  | 1809.627 |  |  | 41.2234
2024 | [8 empty] | 0 |  |  |  |  | 1809.627 |  |  | 42.1591
2025 | [8 empty] | 0 |  |  |  |  | 1809.627 |  |  | 43.1161
2026 | 1809.6271 | 152.0992 | 70.31 | 0 | 262.9927 |  | 262.9927 | 222.41 | 222.4092 |  |  |  |  | 1809.627 |  | -8.9362e-05 | 44.0949 | -26.2151 | Is the difference due to Battery FOM granularity adjustments?
2027 |  | 155.55 | 71.91 | 0 | 268.9652 |  | 268.9652 | 227.46 | 227.46
2028 |  | 159.08 | 73.54 | 0 | 275.0668 |  | 275.0668 | 232.62 | 232.62
2029 |  | 162.69 | 75.21 | 0 | 281.3102 |  | 281.3102 | 237.9 | 237.9
2030 |  | 166.38 | 76.92 | 0 | 287.6956 |  | 287.6956 | 243.3 | 243.3
2031 |  | 170.16 | 78.67 | 0 | 294.2347 |  | 294.2347 | 248.83 | 248.83
2032 |  | 174.02 | 80.46 | 0 | 300.9156 |  | 300.9156 | 254.48 | 254.48
2033 |  | 177.97 | 82.29 | 0 | 307.7503 |  | 307.7503 | 260.26 | 260.26
2034 |  | 182.01 | 84.16 | 0 | 314.7387 |  | 314.7387 | 266.17 | 266.17
2035 |  | 186.14 | 86.07 | 0 | 321.8809 |  | 321.8809 | 272.21 | 272.21
2036 |  | 190.37 | 88.02 | 0 | 329.1886 |  | 329.1886 | 278.39 | 278.39
2037 |  | 194.69 | 90.02 | 0 | 336.6618 |  | 336.6618 | 284.71 | 284.71
2038 |  | 199.11 | 92.06 | 0 | 344.3006 |  | 344.3006 | 291.17 | 291.17
2039 |  | 203.63 | 94.15 | 0 | 352.1167 |  | 352.1167 | 297.78 | 297.78
2040 |  | 208.25 | 96.29 | 0 | 360.1102 |  | 360.1102 | 304.54 | 304.54
2041 |  | 212.98 | 98.48 | 0 | 368.2929 |  | 368.2929 | 311.46 | 311.46
2042 |  | 217.81 | 100.72 | 0 | 376.653 |  | 376.653 | 318.53 | 318.53
2043 |  | 222.75 | 103.01 | 0 | 385.2023 |  | 385.2023 | 325.76 | 325.76
[7 empty] | 308.1787 | 260.6224 | 260.6223
Sources, Inputs and Assumptions
Source: | (c)(f) | Plant Costs - 2023 IRP - Table 7.1 & 7.2
| (a) | Plant capacity cost
| (b) | = (a) x 0.08405
| (d) | = ((b) + (c)) / (8.76 x 9.7%)
| (g) | = (e) + (f)
| (h) | Plant Costs - 2023 IRP - Table 7.1 & 7.2
PVS.PX.WMV._.223.BAT - 10% Capacity Factor
Cost and Input Assumptions
[11 empty] | COD | 2026 |  | PVS.PX.WMV._.223.BAT
2022 $ |  | Plant capacity cost | [7 empty] | 474 | MW
2022 $ |  | Fixed O&M, plus on-going capital cost
Wheeling ($ MWh)
2022 $ |  | Variable O&M
|  | Tax Credit $/MWh |  |  |  |  | First Year real levelized
#N/A | 0 | Network Upgrade ($/kw-yr)
| 8.405% | Payment Factor
| 9.654% | Capacity Factor
Note on R16: [Threaded comment] Your version of Excel allows you to read this threaded comment; however, any edits to it will get removed if the file is opened in a newer version of Excel. Learn more: https://go.microsoft.com/fwlink/?linkid=870924 Comment: Per Dan M. Difference is Demolitiobn cost

## 2026_PVS.PX.YAK._.110.BAT
Table 3
PVS.PX.YAK._.110.BAT
10% Capacity Factor
Year | Estimated Capital Cost | Fixed Capital Cost at Real Levelized Rate | Fixed O&M | Network Upgrade | Fixed Costs | Variable O&M | Total Resource Cost | Total Resource Costs | Total Fixed Cost
| $/kW | $/kW-yr | $/kW-yr | $/kW-yr | $/MWh | $/MWh | $/MWh | $/kW-yr | $/kW-yr |  |  | Build Cost |  | Build Cost +
| (a) | (b) | (c) | (d) | (e) | (f) | (g) | (h) | (i) |  |  | SSR Table 7 | Diff_Plexos vs SSR | Plexos Inputs_extracted | Diff Plexos Inputs vs LTReport |  | FOM
[14 empty] | PV |  |  | SSR Table 7
PVS.PX.YAK._.110.BAT - 10% Capacity Factor
2016
2017
2018 | [8 empty] | 0
2019 | [8 empty] | 0
2020 | [8 empty] | 0
2021 | [8 empty] | 0
2022 | [8 empty] | 0 |  |  | 1728.659 | -6.189 | 1722.47 |  |  | 40.3084
2023 | [8 empty] | 0 |  |  |  |  | 1809.627 |  |  | 41.2234
2024 | [8 empty] | 0 |  |  |  |  | 1809.627 |  |  | 42.1591
2025 | [8 empty] | 0 |  |  |  |  | 1809.627 |  |  | 43.1161
2026 | 1809.6271 | 152.0992 | 47.39 | 0 | 225.9905 |  | 225.9905 | 199.49 | 199.4892 |  |  |  |  | 1809.627 |  | -8.9362e-05 | 44.0949 | -3.2951 | Is the difference due to Battery FOM granularity adjustments?
2027 |  | 155.55 | 48.47 | 0 | 231.1232 |  | 231.1232 | 204.02 | 204.02
2028 |  | 159.08 | 49.57 | 0 | 236.3683 |  | 236.3683 | 208.65 | 208.65
2029 |  | 162.69 | 50.7 | 0 | 241.738 |  | 241.738 | 213.39 | 213.39
2030 |  | 166.38 | 51.85 | 0 | 247.221 |  | 247.221 | 218.23 | 218.23
2031 |  | 170.16 | 53.03 | 0 | 252.8399 |  | 252.8399 | 223.19 | 223.19
2032 |  | 174.02 | 54.23 | 0 | 258.5721 |  | 258.5721 | 228.25 | 228.25
2033 |  | 177.97 | 55.46 | 0 | 264.4402 |  | 264.4402 | 233.43 | 233.43
2034 |  | 182.01 | 56.72 | 0 | 270.4443 |  | 270.4443 | 238.73 | 238.73
2035 |  | 186.14 | 58.01 | 0 | 276.5843 |  | 276.5843 | 244.15 | 244.15
2036 |  | 190.37 | 59.33 | 0 | 282.8716 |  | 282.8716 | 249.7 | 249.7
2037 |  | 194.69 | 60.68 | 0 | 289.2948 |  | 289.2948 | 255.37 | 255.37
2038 |  | 199.11 | 62.06 | 0 | 295.8654 |  | 295.8654 | 261.17 | 261.17
2039 |  | 203.63 | 63.47 | 0 | 302.5831 |  | 302.5831 | 267.1 | 267.1
2040 |  | 208.25 | 64.91 | 0 | 309.4482 |  | 309.4482 | 273.16 | 273.16
2041 |  | 212.98 | 66.38 | 0 | 316.4718 |  | 316.4718 | 279.36 | 279.36
2042 |  | 217.81 | 67.89 | 0 | 323.6541 |  | 323.6541 | 285.7 | 285.7
2043 |  | 222.75 | 69.43 | 0 | 330.9949 |  | 330.9949 | 292.18 | 292.18
[7 empty] | 264.8182 | 233.7638 | 248.9938
Sources, Inputs and Assumptions
Source: | (c)(f) | Plant Costs - 2023 IRP - Table 7.1 & 7.2
| (a) | Plant capacity cost
| (b) | = (a) x 0.08405
| (d) | = ((b) + (c)) / (8.76 x 10.1%)
| (g) | = (e) + (f)
| (h) | Plant Costs - 2023 IRP - Table 7.1 & 7.2
PVS.PX.YAK._.110.BAT - 10% Capacity Factor
Cost and Input Assumptions
[11 empty] | COD | 2026 |  | PVS.PX.YAK._.110.BAT
2022 $ |  | Plant capacity cost | [7 empty] | 449.99 | MW
2022 $ |  | Fixed O&M, plus on-going capital cost
Wheeling ($ MWh)
2022 $ |  | Variable O&M
|  | Tax Credit $/MWh |  |  |  |  | First Year real levelized
#N/A | 0 | Network Upgrade ($/kw-yr)
| 8.405% | Payment Factor
| 10.08% | Capacity Factor
Note on R16: [Threaded comment] Your version of Excel allows you to read this threaded comment; however, any edits to it will get removed if the file is opened in a newer version of Excel. Learn more: https://go.microsoft.com/fwlink/?linkid=870924 Comment: Per Dan M. Difference is Demolitiobn cost

## 2026_PVS.PX.WWA._.215.BAT
Table 3
PVS.PX.WWA._.215.BAT
9% Capacity Factor
Year | Estimated Capital Cost | Fixed Capital Cost at Real Levelized Rate | Fixed O&M | Network Upgrade | Fixed Costs | Variable O&M | Total Resource Cost | Total Resource Costs | Total Fixed Cost
| $/kW | $/kW-yr | $/kW-yr | $/kW-yr | $/MWh | $/MWh | $/MWh | $/kW-yr | $/kW-yr |  |  | Build Cost |  | Build Cost +
| (a) | (b) | (c) | (d) | (e) | (f) | (g) | (h) | (i) |  |  | SSR Table 7 | Diff_Plexos vs SSR | Plexos Inputs_extracted | Diff Plexos Inputs vs LTReport |  | FOM
[14 empty] | PV |  |  | SSR Table 7
PVS.PX.WWA._.215.BAT - 9% Capacity Factor
2016
2017
2018 | [8 empty] | 0
2019 | [8 empty] | 0
2020 | [8 empty] | 0
2021 | [8 empty] | 0
2022 | [8 empty] | 0 |  |  | 1728.659 | -6.189 | 1722.47 |  |  | 40.3084
2023 | [8 empty] | 0 |  |  |  |  | 1809.627 |  |  | 41.2234
2024 | [8 empty] | 0 |  |  |  |  | 1809.627 |  |  | 42.1591
2025 | [8 empty] | 0 |  |  |  |  | 1809.627 |  |  | 43.1161
2026 | [8 empty] | 0 |  |  |  |  | 1809.627 |  |  | 44.0949
2027 | 1809.6271 | 152.0992 | 71.9 | 0 | 272.3714 |  | 272.3714 | 224 | 223.9992 |  |  |  |  | 1809.627 |  | -8.9362e-05 | 45.0958 | -26.8042 | Is the difference due to Battery FOM granularity adjustments?
2028 |  | 155.55 | 73.53 | 0 | 278.5494 |  | 278.5494 | 229.08 | 229.08
2029 |  | 159.08 | 75.2 | 0 | 284.8724 |  | 284.8724 | 234.28 | 234.28
2030 |  | 162.69 | 76.91 | 0 | 291.3412 |  | 291.3412 | 239.6 | 239.6
2031 |  | 166.38 | 78.66 | 0 | 297.956 |  | 297.956 | 245.04 | 245.04
2032 |  | 170.16 | 80.45 | 0 | 304.7288 |  | 304.7288 | 250.61 | 250.61
2033 |  | 174.02 | 82.28 | 0 | 311.6475 |  | 311.6475 | 256.3 | 256.3
2034 |  | 177.97 | 84.15 | 0 | 318.7244 |  | 318.7244 | 262.12 | 262.12
2035 |  | 182.01 | 86.06 | 0 | 325.9592 |  | 325.9592 | 268.07 | 268.07
2036 |  | 186.14 | 88.01 | 0 | 333.3522 |  | 333.3522 | 274.15 | 274.15
2037 |  | 190.37 | 90.01 | 0 | 340.9276 |  | 340.9276 | 280.38 | 280.38
2038 |  | 194.69 | 92.05 | 0 | 348.661 |  | 348.661 | 286.74 | 286.74
2039 |  | 199.11 | 94.14 | 0 | 356.5768 |  | 356.5768 | 293.25 | 293.25
2040 |  | 203.63 | 96.28 | 0 | 364.675 |  | 364.675 | 299.91 | 299.91
2041 |  | 208.25 | 98.47 | 0 | 372.9556 |  | 372.9556 | 306.72 | 306.72
2042 |  | 212.98 | 100.71 | 0 | 381.4308 |  | 381.4308 | 313.69 | 313.69
2043 |  | 217.81 | 103 | 0 | 390.0884 |  | 390.0884 | 320.81 | 320.81
[7 empty] | 316.6944 | 260.4506 | 251.1816
Sources, Inputs and Assumptions
Source: | (c)(f) | Plant Costs - 2023 IRP - Table 7.1 & 7.2
| (a) | Plant capacity cost
| (b) | = (a) x 0.08405
| (d) | = ((b) + (c)) / (8.76 x 9.4%)
| (g) | = (e) + (f)
| (h) | Plant Costs - 2023 IRP - Table 7.1 & 7.2
PVS.PX.WWA._.215.BAT - 9% Capacity Factor
Cost and Input Assumptions
[11 empty] | COD | 2027 |  | PVS.PX.WWA._.215.BAT
2022 $ |  | Plant capacity cost | [7 empty] | 483 | MW
2022 $ |  | Fixed O&M, plus on-going capital cost
Wheeling ($ MWh)
2022 $ |  | Variable O&M
|  | Tax Credit $/MWh |  |  |  |  | First Year real levelized
#N/A | 0 | Network Upgrade ($/kw-yr)
| 8.405% | Payment Factor
| 9.388% | Capacity Factor
Note on R16: [Threaded comment] Your version of Excel allows you to read this threaded comment; however, any edits to it will get removed if the file is opened in a newer version of Excel. Learn more: https://go.microsoft.com/fwlink/?linkid=870924 Comment: Per Dan M. Difference is Demolitiobn cost

## 2029_PVS.PX.GOE.1.A43.BAT
Table 3
PVS.PX.GOE.1.A43.BAT
8% Capacity Factor
Year | Estimated Capital Cost | Fixed Capital Cost at Real Levelized Rate | Fixed O&M | Network Upgrade | Fixed Costs | Variable O&M | Total Resource Cost | Total Resource Costs | Total Fixed Cost
| $/kW | $/kW-yr | $/kW-yr | $/kW-yr | $/MWh | $/MWh | $/MWh | $/kW-yr | $/kW-yr |  |  | Build Cost |  | Build Cost +
| (a) | (b) | (c) | (d) | (e) | (f) | (g) | (h) | (i) |  |  | SSR Table 7 | Diff_Plexos vs SSR | Plexos Inputs_extracted | Diff Plexos Inputs vs LTReport |  | FOM
[14 empty] | PV |  |  | SSR Table 7
PVS.PX.GOE.1.A43.BAT - 8% Capacity Factor
2016
2017
2018 | [8 empty] | 0
2019 | [8 empty] | 0
2020 | [8 empty] | 0
2021 | [8 empty] | 0
2022 | [8 empty] | 0 |  |  | 1728.659 | -6.189 | 1722.47 |  |  | 40.3084
2023 | [8 empty] | 0 |  |  |  |  | 1809.627 |  |  | 41.2234
2024 | [8 empty] | 0 |  |  |  |  | 1809.627 |  |  | 42.1591
2025 | [8 empty] | 0 |  |  |  |  | 1809.627 |  |  | 43.1161
2026 | [8 empty] | 0 |  |  |  |  | 1809.627 |  |  | 44.0949
2027 | [8 empty] | 0 |  |  |  |  | 1809.627 |  | 1809.627 | 45.0958 | 45.0958 | Is the difference due to Battery FOM granularity adjustments?
2028 | [8 empty] | 0
2029 | 1748.0996 | 146.9278 | 50.69 | 0 | 273.1281 |  | 273.1281 | 197.62 | 197.6178
2030 |  | 150.26 | 51.84 | 0 | 279.3229 |  | 279.3229 | 202.1 | 202.1
2031 |  | 153.67 | 53.02 | 0 | 285.6668 |  | 285.6668 | 206.69 | 206.69
2032 |  | 157.16 | 54.22 | 0 | 292.1489 |  | 292.1489 | 211.38 | 211.38
2033 |  | 160.73 | 55.45 | 0 | 298.783 |  | 298.783 | 216.18 | 216.18
2034 |  | 164.38 | 56.71 | 0 | 305.5691 |  | 305.5691 | 221.09 | 221.09
2035 |  | 168.11 | 58 | 0 | 312.5072 |  | 312.5072 | 226.11 | 226.11
2036 |  | 171.93 | 59.32 | 0 | 319.6112 |  | 319.6112 | 231.25 | 231.25
2037 |  | 175.83 | 60.67 | 0 | 326.8673 |  | 326.8673 | 236.5 | 236.5
2038 |  | 179.82 | 62.05 | 0 | 334.2892 |  | 334.2892 | 241.87 | 241.87
2039 |  | 183.9 | 63.46 | 0 | 341.8769 |  | 341.8769 | 247.36 | 247.36
2040 |  | 188.07 | 64.9 | 0 | 349.6305 |  | 349.6305 | 252.97 | 252.97
2041 |  | 192.34 | 66.37 | 0 | 357.5638 |  | 357.5638 | 258.71 | 258.71
2042 |  | 196.71 | 67.88 | 0 | 365.6905 |  | 365.6905 | 264.59 | 264.59
2043 |  | 201.18 | 69.42 | 0 | 373.997 |  | 373.997 | 270.6 | 270.6
[7 empty] | 312.4968 | 226.1027 | 226.1025
Sources, Inputs and Assumptions
Source: | (c)(f) | Plant Costs - 2023 IRP - Table 7.1 & 7.2
| (a) | Plant capacity cost
| (b) | = (a) x 0.08405
| (d) | = ((b) + (c)) / (8.76 x 8.3%)
| (g) | = (e) + (f)
| (h) | Plant Costs - 2023 IRP - Table 7.1 & 7.2
PVS.PX.GOE.1.A43.BAT - 8% Capacity Factor
Cost and Input Assumptions
[11 empty] | COD | 2029 |  | PVS.PX.GOE.1.A43.BAT
2022 $ |  | Plant capacity cost | [7 empty] | 549 | MW
2022 $ |  | Fixed O&M, plus on-going capital cost
Wheeling ($ MWh)
2022 $ |  | Variable O&M
|  | Tax Credit $/MWh |  |  |  |  | First Year real levelized
#N/A | 0 | Network Upgrade ($/kw-yr)
| 8.405% | Payment Factor
| 8.26% | Capacity Factor
Note on R16: [Threaded comment] Your version of Excel allows you to read this threaded comment; however, any edits to it will get removed if the file is opened in a newer version of Excel. Learn more: https://go.microsoft.com/fwlink/?linkid=870924 Comment: Per Dan M. Difference is Demolitiobn cost

## 2026_BAT.PX.BPA._.221.Lithium-I
Table 3
BAT.PX.BPA._.221.Lithium-Ion
3% Capacity Factor
Year | Estimated Capital Cost | Fixed Capital Cost at Real Levelized Rate | Fixed O&M | Network Upgrade | Fixed Costs | Variable O&M | Total Resource Cost | Total Resource Costs | Total Fixed Cost
| $/kW | $/kW-yr | $/kW-yr | $/kW-yr | $/MWh | $/MWh | $/MWh | $/kW-yr | $/kW-yr |  |  | Build Cost |  | Build Cost +
| (a) | (b) | (c) | (d) | (e) | (f) | (g) | (h) | (i) |  |  | SSR Table 7 | Diff_Plexos vs SSR | Plexos Inputs_extracted | Diff Plexos Inputs vs LTReport | FOM
[14 empty] | PV |  | SSR Table 7
BAT.PX.BPA._.221.Lithium-Ion - 3% Capacity Factor
2016
2017
2018
2019
2020
2021
2022 | [11 empty] | 1728.659 | -6.189 | 1722.47 |  | 40.3084
2023 | [13 empty] | 1809.627 |  | 41.2234
2024 | [13 empty] | 1809.627 |  | 42.1591
2025 | [13 empty] | 1809.627 |  | 43.1161
2026 | 1809.6271 | 152.0992 | 47.39 | 7.2616 | 703.2949 |  | 703.2949 | 206.75 | 206.7508 |  |  |  |  | 1809.627 | -8.9362e-05 | 44.0949 | -3.2951 | Is the difference due to Battery FOM granularity adjustments?
2027 |  | 155.55 | 48.47 | 7.43 | 719.28 |  | 719.28 | 211.45 | 211.45
2028 |  | 159.08 | 49.57 | 7.6 | 735.6079 |  | 735.6079 | 216.25 | 216.25
2029 |  | 162.69 | 50.7 | 7.77 | 752.31 |  | 752.31 | 221.16 | 221.16
2030 |  | 166.38 | 51.85 | 7.95 | 769.3863 |  | 769.3863 | 226.18 | 226.18
2031 |  | 170.16 | 53.03 | 8.13 | 786.8709 |  | 786.8709 | 231.32 | 231.32
2032 |  | 174.02 | 54.23 | 8.31 | 804.6955 |  | 804.6955 | 236.56 | 236.56
2033 |  | 177.97 | 55.46 | 8.5 | 822.9624 |  | 822.9624 | 241.93 | 241.93
2034 |  | 182.01 | 56.72 | 8.69 | 841.6375 |  | 841.6375 | 247.42 | 247.42
2035 |  | 186.14 | 58.01 | 8.89 | 860.7548 |  | 860.7548 | 253.04 | 253.04
2036 |  | 190.37 | 59.33 | 9.09 | 880.3143 |  | 880.3143 | 258.79 | 258.79
2037 |  | 194.69 | 60.68 | 9.3 | 900.3161 |  | 900.3161 | 264.67 | 264.67
2038 |  | 199.11 | 62.06 | 9.51 | 920.76 |  | 920.76 | 270.68 | 270.68
2039 |  | 203.63 | 63.47 | 9.73 | 941.6802 |  | 941.6802 | 276.83 | 276.83
2040 |  | 208.25 | 64.91 | 9.95 | 963.0426 |  | 963.0426 | 283.11 | 283.11
2041 |  | 212.98 | 66.38 | 10.18 | 984.9152 |  | 984.9152 | 289.54 | 289.54
2042 |  | 217.81 | 67.89 | 10.41 | 1007.2641 |  | 1007.2641 | 296.11 | 296.11
2043 |  | 222.75 | 69.43 | 10.65 | 1030.1232 |  | 1030.1232 | 302.83 | 302.83
[7 empty] | 824.1429 | 242.2769 | 258.0615
Sources, Inputs and Assumptions
Source: | (c)(f) | Plant Costs - 2023 IRP - Table 7.1 & 7.2
| (a) | Plant capacity cost
| (b) | = (a) x 0.08405
| (d) | = ((b) + (c)) / (8.76 x 3.4%)
| (g) | = (e) + (f)
| (h) | Plant Costs - 2023 IRP - Table 7.1 & 7.2
BAT.PX.BPA._.221.Lithium-Ion - 3% Capacity Factor
Cost and Input Assumptions
[11 empty] | COD | 2026 |  | BAT.PX.BPA._.221.Lithium-Ion
2022 $ |  | Plant capacity cost | [7 empty] | 160 | MW
2022 $ |  | Fixed O&M, plus on-going capital cost
Wheeling ($ MWh)
2022 $ |  | Variable O&M
|  | Tax Credit $/MWh |  |  |  |  | First Year real levelized
2026$ | 7.2616 | Network Upgrade ($/kw-yr) |  | CON BPA NITS > TxCON 2026
| 8.405% | Payment Factor
| 3.356% | Capacity Factor

## 2027_BAT.PX.WWA._.215.Lithium-i
Table 3
BAT.PX.WWA._.215.Lithium-ion
4% Capacity Factor
Year | Estimated Capital Cost | Fixed Capital Cost at Real Levelized Rate | Fixed O&M | Network Upgrade | Fixed Costs | Variable O&M | Total Resource Cost | Total Resource Costs | Total Fixed Cost
| $/kW | $/kW-yr | $/kW-yr | $/kW-yr | $/MWh | $/MWh | $/MWh | $/kW-yr | $/kW-yr |  |  | Build Cost |  | Build Cost +
| (a) | (b) | (c) | (d) | (e) | (f) | (g) | (h) | (i) |  |  | SSR Table 7 | Diff_Plexos vs SSR | Plexos Inputs_extracted | Diff Plexos Inputs vs LTReport | FOM
[14 empty] | PV |  | SSR Table 7
BAT.PX.WWA._.215.Lithium-ion - 4% Capacity Factor
2016
2017
2018
2019
2020
2021
2022 | [11 empty] | 1728.659 | -6.189 | 1722.47 |  | 40.3084
2023 | [13 empty] | 1809.627 |  | 41.2234
2024 | [13 empty] | 1809.627 |  | 42.1591
2025 | [13 empty] | 1809.627 |  | 43.1161
2026 | [13 empty] | 1809.627 |  | 44.0949 |  | Is the difference due to Battery FOM granularity adjustments?
2027 | 1809.6271 | 152.0992 | 71.9 | 6.1471 | 709.4832 |  | 709.4832 | 230.15 | 230.1462 |  |  |  |  | 1809.627 | -8.9362e-05 | 45.0958 | -26.8042
2028 |  | 155.55 | 73.53 | 6.29 | 725.5868 |  | 725.5868 | 235.37 | 235.37
2029 |  | 159.08 | 75.2 | 6.43 | 742.0487 |  | 742.0487 | 240.71 | 240.71
2030 |  | 162.69 | 76.91 | 6.58 | 758.9114 |  | 758.9114 | 246.18 | 246.18
2031 |  | 166.38 | 78.66 | 6.73 | 776.1439 |  | 776.1439 | 251.77 | 251.77
2032 |  | 170.16 | 80.45 | 6.88 | 793.7773 |  | 793.7773 | 257.49 | 257.49
2033 |  | 174.02 | 82.28 | 7.04 | 811.8114 |  | 811.8114 | 263.34 | 263.34
2034 |  | 177.97 | 84.15 | 7.2 | 830.2462 |  | 830.2462 | 269.32 | 269.32
2035 |  | 182.01 | 86.06 | 7.36 | 849.0818 |  | 849.0818 | 275.43 | 275.43
2036 |  | 186.14 | 88.01 | 7.53 | 868.349 |  | 868.349 | 281.68 | 281.68
2037 |  | 190.37 | 90.01 | 7.7 | 888.0786 |  | 888.0786 | 288.08 | 288.08
2038 |  | 194.69 | 92.05 | 7.87 | 908.209 |  | 908.209 | 294.61 | 294.61
2039 |  | 199.11 | 94.14 | 8.05 | 928.8326 |  | 928.8326 | 301.3 | 301.3
2040 |  | 203.63 | 96.28 | 8.23 | 949.9186 |  | 949.9186 | 308.14 | 308.14
2041 |  | 208.25 | 98.47 | 8.42 | 971.4978 |  | 971.4978 | 315.14 | 315.14
2042 |  | 212.98 | 100.71 | 8.61 | 993.5703 |  | 993.5703 | 322.3 | 322.3
2043 |  | 217.81 | 103 | 8.81 | 1016.136 |  | 1016.136 | 329.62 | 329.62
[7 empty] | 824.9483 | 267.6018 | 267.6014
Sources, Inputs and Assumptions
Source: | (c)(f) | Plant Costs - 2023 IRP - Table 7.1 & 7.2
| (a) | Plant capacity cost
| (b) | = (a) x 0.08405
| (d) | = ((b) + (c)) / (8.76 x 3.7%)
| (g) | = (e) + (f)
| (h) | Plant Costs - 2023 IRP - Table 7.1 & 7.2
BAT.PX.WWA._.215.Lithium-ion - 4% Capacity Factor
Cost and Input Assumptions
[11 empty] | COD | 2027 |  | BAT.PX.WWA._.215.Lithium-ion
2022 $ |  | Plant capacity cost | [7 empty] | 145 | MW
2022 $ |  | Fixed O&M, plus on-going capital cost
Wheeling ($ MWh)
2022 $ |  | Variable O&M
|  | Tax Credit $/MWh |  |  |  |  | First Year real levelized
2027$ | 6.1471 | Network Upgrade ($/kw-yr) |  | CON Walla Walla > TxCON 2027
| 8.405% | Payment Factor
| 3.703% | Capacity Factor

## 2028_BAT.PX.WYE._.ITC.DJ+Wyodak
Table 3
BAT.PX.WYE._.ITC.DJ+Wyodak
5% Capacity Factor
Year | Estimated Capital Cost | Fixed Capital Cost at Real Levelized Rate | Fixed O&M | Network Upgrade | Fixed Costs | Variable O&M | Total Resource Cost | Total Resource Costs | Total Fixed Cost
| $/kW | $/kW-yr | $/kW-yr | $/kW-yr | $/MWh | $/MWh | $/MWh | $/kW-yr | $/kW-yr |  |  | Build Cost |  | Build Cost +
| (a) | (b) | (c) | (d) | (e) | (f) | (g) | (h) | (i) |  |  | SSR Table 7 | Diff_Plexos vs SSR | Plexos Inputs_extracted | Diff Plexos Inputs vs LTReport | FOM
[14 empty] | PV |  | SSR Table 7
BAT.PX.WYE._.ITC.DJ+Wyodak - 5% Capacity Factor
2016
2017
2018
2019
2020
2021
2022 | [11 empty] | 1728.659 | -6.189 | 1722.47 |  | 40.3084
2023 | [13 empty] | 1809.627 |  | 41.2234
2024 | [13 empty] | 1809.627 |  | 42.1591
2025 | [13 empty] | 1809.627 |  | 43.1161
2026 | [13 empty] | 1809.627 |  | 44.0949
2027 | [13 empty] | 1809.627 |  | 45.0958
2028 | 1809.6271 | 152.0992 | 49.7058 | 0 | 479.0107 |  | 479.0107 | 201.8 | 201.805 |  |  |  |  | 1809.627 | -8.9362e-05 | 46.1195 | -3.5863 | Is the difference due to Battery FOM granularity adjustments?
2029 |  | 155.55 | 50.83 | 0 | 489.8701 |  | 489.8701 | 206.38 | 206.38
2030 |  | 159.08 | 51.98 | 0 | 500.9787 |  | 500.9787 | 211.06 | 211.06
2031 |  | 162.69 | 53.16 | 0 | 512.3484 |  | 512.3484 | 215.85 | 215.85
2032 |  | 166.38 | 54.37 | 0 | 523.9792 |  | 523.9792 | 220.75 | 220.75
2033 |  | 170.16 | 55.6 | 0 | 535.8711 |  | 535.8711 | 225.76 | 225.76
2034 |  | 174.02 | 56.86 | 0 | 548.0241 |  | 548.0241 | 230.88 | 230.88
2035 |  | 177.97 | 58.15 | 0 | 560.462 |  | 560.462 | 236.12 | 236.12
2036 |  | 182.01 | 59.47 | 0 | 573.1846 |  | 573.1846 | 241.48 | 241.48
2037 |  | 186.14 | 60.82 | 0 | 586.1921 |  | 586.1921 | 246.96 | 246.96
2038 |  | 190.37 | 62.2 | 0 | 599.5082 |  | 599.5082 | 252.57 | 252.57
2039 |  | 194.69 | 63.61 | 0 | 613.1091 |  | 613.1091 | 258.3 | 258.3
2040 |  | 199.11 | 65.05 | 0 | 627.0186 |  | 627.0186 | 264.16 | 264.16
2041 |  | 203.63 | 66.53 | 0 | 641.2604 |  | 641.2604 | 270.16 | 270.16
2042 |  | 208.25 | 68.04 | 0 | 655.8107 |  | 655.8107 | 276.29 | 276.29
2043 |  | 212.98 | 69.58 | 0 | 670.6934 |  | 670.6934 | 282.56 | 282.56
[7 empty] | 552.495 | 232.7631 | 232.7636
Sources, Inputs and Assumptions
Source: | (c)(f) | Plant Costs - 2023 IRP - Table 7.1 & 7.2
| (a) | Plant capacity cost
| (b) | = (a) x 0.08405
| (d) | = ((b) + (c)) / (8.76 x 4.8%)
| (g) | = (e) + (f)
| (h) | Plant Costs - 2023 IRP - Table 7.1 & 7.2
BAT.PX.WYE._.ITC.DJ+Wyodak - 5% Capacity Factor
Cost and Input Assumptions
[11 empty] | COD | 2028 |  | BAT.PX.WYE._.ITC.DJ+Wyodak
2022 $ |  | Plant capacity cost | [7 empty] | 400 | MW
2022 $ |  | Fixed O&M, plus on-going capital cost
Wheeling ($ MWh)
2022 $ |  | Variable O&M
|  | Tax Credit $/MWh |  |  |  |  | First Year real levelized
#N/A | 0 | Network Upgrade ($/kw-yr)
| 8.405% | Payment Factor
| 4.809% | Capacity Factor

## 2028_BAT.PX.BOR._.ITC.Lithium-i
Table 3
BAT.PX.BOR._.ITC.Lithium-ion
2% Capacity Factor
Year | Estimated Capital Cost | Fixed Capital Cost at Real Levelized Rate | Fixed O&M | Network Upgrade | Fixed Costs | Variable O&M | Total Resource Cost | Total Resource Costs | Total Fixed Cost
| $/kW | $/kW-yr | $/kW-yr | $/kW-yr | $/MWh | $/MWh | $/MWh | $/kW-yr | $/kW-yr |  |  | Build Cost |  | Build Cost +
| (a) | (b) | (c) | (d) | (e) | (f) | (g) | (h) | (i) |  |  | SSR Table 7 | Diff_Plexos vs SSR | Plexos Inputs_extracted | Diff Plexos Inputs vs LTReport | FOM
[14 empty] | PV |  | SSR Table 7
BAT.PX.BOR._.ITC.Lithium-ion - 2% Capacity Factor
2016
2017
2018
2019
2020
2021
2022 | [11 empty] | 1728.659 | -6.189 | 1722.47 |  | 40.3084
2023 | [13 empty] | 1809.627 |  | 41.2234
2024 | [13 empty] | 1809.627 |  | 42.1591
2025 | [13 empty] | 1809.627 |  | 43.1161
2026 | [13 empty] | 1809.627 |  | 44.0949
2027 | [13 empty] | 1809.627 |  | 45.0958
2028 | 1809.6271 | 152.0992 | 49.7058 | 61.9621 | 1801.5151 |  | 1801.5151 | 263.77 | 263.767 | 0 |  |  |  | 1809.627 | -8.9362e-05 | 46.1195 | -3.5863 | Is the difference due to Battery FOM granularity adjustments?
2029 |  | 155.55 | 50.83 | 61.9621 | 1832.7624 |  | 1832.7624 | 268.34 | 268.3421 | 0
2030 |  | 159.08 | 51.98 | 61.9621 | 1864.7265 |  | 1864.7265 | 273.02 | 273.0221 | 0
2031 |  | 162.69 | 53.16 | 61.9621 | 1897.442 |  | 1897.442 | 277.81 | 277.8121 | 0
2032 |  | 166.38 | 54.37 | 61.9621 | 1930.9087 |  | 1930.9087 | 282.71 | 282.7121 | 0
2033 |  | 170.16 | 55.6 | 61.9621 | 1965.1268 |  | 1965.1268 | 287.72 | 287.7221 | 0
2034 |  | 174.02 | 56.86 | 61.9621 | 2000.0961 |  | 2000.0961 | 292.84 | 292.8421 | 0
2035 |  | 177.97 | 58.15 | 61.9621 | 2035.885 |  | 2035.885 | 298.08 | 298.0821 | 0
2036 |  | 182.01 | 59.47 | 61.9621 | 2072.4935 |  | 2072.4935 | 303.44 | 303.4421 | 0
2037 |  | 186.14 | 60.82 | 61.9621 | 2109.9217 |  | 2109.9217 | 308.92 | 308.9221 | 0
2038 |  | 190.37 | 62.2 | 61.9621 | 2148.2377 |  | 2148.2377 | 314.53 | 314.5321 | 0
2039 |  | 194.69 | 63.61 | 61.9621 | 2187.3733 |  | 2187.3733 | 320.26 | 320.2621 | 0
2040 |  | 199.11 | 65.05 | 61.9621 | 2227.3968 |  | 2227.3968 | 326.12 | 326.1221 | 0
2041 |  | 203.63 | 66.53 | 61.9621 | 2268.3764 |  | 2268.3764 | 332.12 | 332.1221 | 0
2042 |  | 208.25 | 68.04 | 61.9621 | 2310.244 |  | 2310.244 | 338.25 | 338.2521 | 0
2043 |  | 212.98 | 69.58 | 61.9621 | 2353.0678 |  | 2353.0678 | 344.52 | 344.5221 | 0
[7 empty] | 2012.9608 | 294.7241 | 294.7257
Sources, Inputs and Assumptions
Source: | (c)(f) | Plant Costs - 2023 IRP - Table 7.1 & 7.2
| (a) | Plant capacity cost
| (b) | = (a) x 0.08405
| (d) | = ((b) + (c)) / (8.76 x 1.7%)
| (g) | = (e) + (f)
| (h) | Plant Costs - 2023 IRP - Table 7.1 & 7.2
BAT.PX.BOR._.ITC.Lithium-ion - 2% Capacity Factor
Cost and Input Assumptions
[11 empty] | COD | 2028 |  | BAT.PX.BOR._.ITC.Lithium-ion
2022 $ |  | Plant capacity cost | [7 empty] | 600 | MW
2022 $ |  | Fixed O&M, plus on-going capital cost
Wheeling ($ MWh)
2022 $ |  | Variable O&M
|  | Tax Credit $/MWh |  |  |  |  | First Year real levelized
2026$ | 61.9621 | Network Upgrade ($/kw-yr) |  | INC B2H Hemingway>Longhorn - 2026
| 8.405% | Payment Factor
| 1.671% | Capacity Factor

## 2029_BAT.PX.UTN._.ITC.Lithium-i
Table 3
BAT.PX.UTN._.ITC.Lithium-ion
8% Capacity Factor
Year | Estimated Capital Cost | Fixed Capital Cost at Real Levelized Rate | Fixed O&M | Network Upgrade | Fixed Costs | Variable O&M | Total Resource Cost | Total Resource Costs | Total Fixed Cost
| $/kW | $/kW-yr | $/kW-yr | $/kW-yr | $/MWh | $/MWh | $/MWh | $/kW-yr | $/kW-yr |  |  | Build Cost |  | Build Cost +
| (a) | (b) | (c) | (d) | (e) | (f) | (g) | (h) | (i) |  |  | SSR Table 7 | Diff_Plexos vs SSR | Plexos Inputs_extracted | Diff Plexos Inputs vs LTReport | FOM
[14 empty] | PV |  | SSR Table 7
BAT.PX.UTN._.ITC.Lithium-ion - 8% Capacity Factor
2016
2017
2018
2019
2020
2021
2022 | [11 empty] | 1728.659 | -6.189 | 1722.47 |  | 40.3084
2023 | [13 empty] | 1809.627 |  | 41.2234
2024 | [13 empty] | 1809.627 |  | 42.1591
2025 | [13 empty] | 1809.627 |  | 43.1161
2026 | [13 empty] | 1809.627 |  | 44.0949
2027 | [13 empty] | 1809.627 |  | 45.0958
2028 | [13 empty] | 1809.627 |  | 46.1195
2029 | 1748.0996 | 146.9278 | 50.69 | 0 | 284.7179 |  | 284.7179 | 197.62 | 197.6178 |  |  |  |  | 1748.0997 | 2.7021e-05 | 47.1664 | -3.5236 | Is the difference due to Battery FOM granularity adjustments?
2030 |  | 150.26 | 51.84 | 0 | 291.1757 |  | 291.1757 | 202.1 | 202.1
2031 |  | 153.67 | 53.02 | 0 | 297.7887 |  | 297.7887 | 206.69 | 206.69
2032 |  | 157.16 | 54.22 | 0 | 304.5459 |  | 304.5459 | 211.38 | 211.38
2033 |  | 160.73 | 55.45 | 0 | 311.4615 |  | 311.4615 | 216.18 | 216.18
2034 |  | 164.38 | 56.71 | 0 | 318.5356 |  | 318.5356 | 221.09 | 221.09
2035 |  | 168.11 | 58 | 0 | 325.7681 |  | 325.7681 | 226.11 | 226.11
2036 |  | 171.93 | 59.32 | 0 | 333.1736 |  | 333.1736 | 231.25 | 231.25
2037 |  | 175.83 | 60.67 | 0 | 340.7375 |  | 340.7375 | 236.5 | 236.5
2038 |  | 179.82 | 62.05 | 0 | 348.4744 |  | 348.4744 | 241.87 | 241.87
2039 |  | 183.9 | 63.46 | 0 | 356.3841 |  | 356.3841 | 247.36 | 247.36
2040 |  | 188.07 | 64.9 | 0 | 364.4667 |  | 364.4667 | 252.97 | 252.97
2041 |  | 192.34 | 66.37 | 0 | 372.7366 |  | 372.7366 | 258.71 | 258.71
2042 |  | 196.71 | 67.88 | 0 | 381.2082 |  | 381.2082 | 264.59 | 264.59
2043 |  | 201.18 | 69.42 | 0 | 389.8671 |  | 389.8671 | 270.6 | 270.6
[7 empty] | 325.7573 | 226.1027 | 226.1025
Sources, Inputs and Assumptions
Source: | (c)(f) | Plant Costs - 2023 IRP - Table 7.1 & 7.2
| (a) | Plant capacity cost
| (b) | = (a) x 0.08405
| (d) | = ((b) + (c)) / (8.76 x 7.9%)
| (g) | = (e) + (f)
| (h) | Plant Costs - 2023 IRP - Table 7.1 & 7.2
BAT.PX.UTN._.ITC.Lithium-ion - 8% Capacity Factor
Cost and Input Assumptions
[11 empty] | COD | 2029 |  | BAT.PX.UTN._.ITC.Lithium-ion
2022 $ |  | Plant capacity cost | [7 empty] | 200 | MW
2022 $ |  | Fixed O&M, plus on-going capital cost
Wheeling ($ MWh)
2022 $ |  | Variable O&M
|  | Tax Credit $/MWh |  |  |  |  | First Year real levelized
#N/A | 0 | Network Upgrade ($/kw-yr)
| 8.405% | Payment Factor
| 7.923% | Capacity Factor

## NonE 303MW (UT) 2030
2023 IRP Non Emitting Utah Peaker Resource Costs
Non Emitting - 303 MW- East Side Resource (5,050')
Year | Estimated Capital Cost | First Year Fixed Capital Cost at Real Levelized Rate | Fixed Capital Cost Stream From Start Year | Network Upgrade | Fixed O&M + Pipeline | Total Resource Fixed Costs | Fuel Cost | Variable O&M | Total Resource Energy Cost | Total Resource Costs
| $/kW | $/kW | $/kW-yr | $/kW-yr | $/kW-yr | $/kW-yr | $/MMBtu | $/MWh | $/MWh | $/MWh
| (a) | (b) | (c) | (d) | (e) | (f) | (g) | (h) | (i) | (j)
Non Emitting - 303 MW- East Side Resource (5,050')
2020
2021 | [5 empty] | 2022$ |  |  | 2022$ | 2022$
2022 | 1107.162 |  |  |  |  | 119.8711 |  |  | 56.1794 | 97.6433
2023 | 1132.2946
2024 | 1157.9977
2025 | 1184.2842
2026 | 1211.1675
2027 | 1238.661
2028 | 1266.7786
2029 | 1295.5345
2030 | 1324.9431 | 62.92 | 62.92 | 12.9884 | 67.5421 | 143.45 | 6.74 | 3.25 | 67.23 | 116.85
2031 | 1355.0193 | 64.35 | 64.35 | 13.28 | 69.08 | 146.71 | 6.53 | 3.32 | 65.31 | 116.06
2032 | 1385.7782 | 65.81 | 65.81 | 13.58 | 70.65 | 150.04 | 6.81 | 3.4 | 68.05 | 119.95
2033 | 1417.2354 | 67.3 | 67.3 | 13.89 | 72.25 | 153.44 | 7.23 | 3.48 | 72.11 | 125.19
2034 | 1449.4067 | 68.83 | 68.83 | 14.21 | 73.89 | 156.93 | 7.47 | 3.56 | 74.47 | 128.76
2035 | 1482.3082 | 70.39 | 70.39 | 14.53 | 75.57 | 160.49 | 7.73 | 3.64 | 77.02 | 132.54
2036 | 1515.9566 | 71.99 | 71.99 | 14.86 | 77.29 | 164.14 | 7.86 | 3.72 | 78.33 | 135.11
2037 | 1550.3688 | 73.63 | 73.62 | 15.2 | 79.04 | 167.86 | 8.32 | 3.8 | 82.78 | 140.85
2038 | 1585.5622 | 102.35 | 75.29 | 15.55 | 80.83 | 171.67 | 8.82 | 3.89 | 87.62 | 147
2039 | 1621.5544 | 104.67 | 77 | 15.9 | 82.66 | 175.56 | 9.37 | 3.98 | 92.93 | 153.66
2040 | 1658.3637 | 107.05 | 78.75 | 16.26 | 84.54 | 179.55 | 10.86 | 4.07 | 107.16 | 169.27
2041 | 1696.0086 | 109.48 | 80.54 | 16.63 | 86.46 | 183.63 | 14.72 | 4.16 | 143.9 | 207.42
2042 | 1734.508 | 111.96 | 82.37 | 17.01 | 88.42 | 187.8 | 18.58 | 4.25 | 180.63 | 245.59
Sources, Inputs and Assumptions
Source: (a)(d)(e)(h) |  | Plant Costs - 2023 IRP |  |  | Inflation | 2.27%
| (b) | First year real levelized costs w/ then-current ITC
| (c) | = (a) x 4.749% Real Payment Factor@ 40% ITC
| (f) | = (c) + (d) + (e)
| (g) | Hydrogen Gas Price Forecast (Sept 2022 MM)
| (i) | = 9,493 MMBtu/MWH x (g) + (h)
| (j) | = (f) / (8.76 x 'Capacity Factor' ) + (i)
Non Emitting - 303 MW- East Side Resource (5,050')
| Statistics |  |  |  | MW | Percent | Cap Cost | Fixed
| SCCT Frame "J" X1, 100H2 |  |  |  | 302.9515 | 100% | 1109.2241 | 56.4402
[5 empty] | 0 | 0% | 0 | 0
| Capacity Weighted |  |  |  | 302.9515 | 100% | 1109 | 56.44
| Statistics |  |  |  | MW | CF | aMW | Percent | Variable | Heat Rate
| SCCT Frame "J" X1, 100H2 |  |  |  | 302.9515 | 33% | 99.974 | 100% | 2.7162 | 9492.9578
| 0 |  |  |  | 0 | 0% | 0 | 0% | 0 | 0
| Energy Weighted |  |  |  | 302.9515 | 33% | 99.974 | 100% | 2.72 | 9493
Rounded
| SCCT |  |  | Plant Costs - 2023 IRP
| 302.9515 |  |  | MW Plant Capacity
2022 $ | 973.0036 |  |  | SCCT Frame "J" X1, Natural Gas
2022 $ | 1109.2241 |  |  | Plant Capacity Cost ($/kW)
2022 $ | 16.8318 |  |  | Fixed O&M & Capitalized O&M ($/kW-Yr)
2022 $ | 39.6084 |  |  | Fixed Pipeline ($/kW-Yr) |  |  | $/MMBTU-Day | 0.17385 | Questar North | 1 | H2 Pipeline Multiplier
2022 $ | 56.4402 |  |  | Fixed O&M Including Fixed Pipeline & Capitalized O&M ($/kW-Yr)
2022 $ | 2.7162 |  |  | Variable O&M Costs & Capitalized Variable O&M ($/MWh)
| 9492.9578 |  |  | Heat Rate in btu/kWh
| 40% |  |  | Assumed ITC
| 4.749% |  |  | Real Payment Factor@ 40% ITC |  |  |  | Real Payment Factor (by ITC)
| 33% |  |  | Capacity Factor |  |  |  | 0% | 6.455%
|  | 33% |  | Energy Weighted Capacity Factor |  |  |  | 30% | 5.176%
2022 $ | 10.8535 |  | Clover 2029 | Network Upgrade ($/kw-yr) |  |  |  | 40% | 4.749%
[8 empty] | 50% | 4.323%