## Appendix D.2
Appendix D.2
Avoided Cost Prices $/MWh
Utah 2025.Q2 Sch 38
|  | Thermal | Solar Tracking | Wind | Thermal | Solar Tracking | Wind | Thermal | Solar Tracking | Wind | Thermal | Solar Tracking | Wind | Thermal | Solar Tracking | Wind
| Year | UT 2025.Q2 | UT 2025.Q2 | UT 2025.Q2 | UT 2025.Q2 | UT 2025.Q2 | UT 2025.Q2 | UT 2025.Q1 | UT 2025.Q1 | UT 2025.Q1
|  | 100% CF (2) | 32.25% CF (2) | 29.5% CF (2) | 100% CF (2) | 32.25% CF (2) | 29.5% CF (2) | 100% CF (2) | 32.25% CF (2) | 29.5% CF (2) | Difference | Difference | Difference | Difference | Difference | Difference
|  | Non-Routine using 2025 IRP Preferred Portfolio |  |  | Routine Update (OFPC June 2025)- using 2025 IRP Utah Preferred Portfolio |  |  | 2025 IRP Utah Preferred Portfolio |  |  | Non-Routine using 2025 IRP Preferred Portfolio |  |  | Routine Update (OFPC June 2025)- using 2025 IRP Utah Preferred Portfolio
| 2025 | 26.5634 | 20.5647 | 20.9857 | 28.8684 | 21.5508 | 20.4237 | 29.25 | 22.3502 | 21.1549 | -2.3051 | -0.98608 | 0.56198 | -0.38152 | -0.79939 | -0.73116
| 2026 | 31.3923 | 20.0335 | 24.1822 | 32.3538 | 20.648 | 23.7492 | 29.5991 | 18.805 | 21.5455 | -0.96142 | -0.61446 | 0.43307 | 2.7547 | 1.8429 | 2.2036
| 2027 | 32.502 | 22.4105 | 25.8028 | 31.0588 | 22.605 | 24.7809 | 28.3075 | 20.2774 | 22.4278 | 1.4432 | -0.19449 | 1.0219 | 2.7513 | 2.3276 | 2.3531
| 2028 | 35.4471 | 23.5403 | 27.9837 | 34.6879 | 25.6108 | 12.2979 | 33.8226 | 25.2573 | 11.7727 | 0.75924 | -2.0705 | 15.6858 | 0.86525 | 0.35343 | 0.52522
| 2029 | 38.9518 | 26.406 | -4.6778 | 38.3966 | 29.1006 | 20.3949 | 38.9019 | 29.5178 | 20.2779 | 0.55517 | -2.6947 | -25.0727 | -0.50523 | -0.41717 | 0.11697
| 2030 | 39.3886 | 23.3699 | -6.6734 | 36.0365 | 25.9827 | 25.6287 | 36.0266 | 26.0922 | 25.623 | 3.3521 | -2.6129 | -32.302 | 0.0098448 | -0.10943 | 0.0056671
| 2031 | 38.6674 | -10.9004 | -8.261 | 37.371 | 24.9202 | 4.7879 | 36.9015 | 24.907 | 4.9396 | 1.2963 | -35.8206 | -13.0488 | 0.46953 | 0.013233 | -0.15169
| 2032 | 36.3551 | -11.193 | -10.956 | 33.9294 | 27.1405 | 0.36205 | 32.863 | 26.7984 | 0.01758 | 2.4257 | -38.3336 | -11.3181 | 1.0664 | 0.34213 | 0.34447
| 2033 | 35.7316 | -10.9112 | -9.0026 | 32.3112 | 26.2573 | 0.10389 | 31.2988 | 25.9157 | -0.23125 | 3.4204 | -37.1685 | -9.1064 | 1.0124 | 0.34161 | 0.33514
| 2034 | 35.9874 | -11.3455 | -10.082 | 32.2667 | 26.0197 | -0.25883 | 31.2267 | 26.1811 | -0.38227 | 3.7207 | -37.3652 | -9.8231 | 1.0399 | -0.16138 | 0.12344
| 2035 | 36.4163 | -11.3485 | -10.2416 | 32.7931 | 24.2669 | 0.29785 | 32.1892 | 24.429 | 0.60196 | 3.6233 | -35.6154 | -10.5394 | 0.60381 | -0.16211 | -0.30411
| 2036 | 36.2111 | -11.3778 | -11.7371 | 18.6895 | 25.3731 | 9.0982 | 18.6176 | 25.2437 | 9.1907 | 17.5216 | -36.751 | -20.8353 | 0.071835 | 0.12949 | -0.092477
| 2037 | 38.7855 | -13.2396 | -11.1665 | 22.1626 | 22.9872 | 12.1603 | 21.9946 | 22.9108 | 12.1207 | 16.6229 | -36.2269 | -23.3268 | 0.16798 | 0.076421 | 0.039671
| 2038 | 41.1317 | -11.9179 | -9.8985 | 24.8871 | 18.1231 | 49.3316 | 24.6846 | 17.896 | 49.3171 | 16.2446 | -30.041 | -59.2302 | 0.20246 | 0.22715 | 0.014582
| 2039 | 42.0768 | -12.3809 | 44.0283 | 26.7382 | 16.7085 | 52.8065 | 26.4426 | 16.7588 | 52.0817 | 15.3385 | -29.0895 | -8.7782 | 0.29562 | -0.050212 | 0.72479
| 2040 | 43.5019 | -13.6144 | 45.801 | 28.0645 | 15.0284 | 53.773 | 28.1435 | 15.3572 | 54.047 | 15.4374 | -28.6429 | -7.9721 | -0.078981 | -0.32878 | -0.27393
| 2041 | 46.2858 | 48.6091 | 44.6715 | 32.7208 | 17.0671 | 57.1291 | 32.3183 | 17.3738 | 57.5139 | 13.565 | 31.5421 | -12.4576 | 0.40252 | -0.30672 | -0.38483
15-Year Levelized Prices (Nominal) @ 6.38% Discount Rate (1) (3)
2025-2039 | $/MWh | 35.53 | 6.19 | 5.47 | 31.5 | 23.93 | 16.66 | 30.71 | 23.59 | 16.21 | 4.03 | -17.74 | -11.19 | 0.79 | 0.34 | 0.45
[11 empty] | 12.79% | -74.13% | -67.17% | 2.572% | 1.441% | 2.776%
2026-2040 | $/MWh | 36.82 | 3.84 | 5.52 | 31.64 | 23.84 | 17.81 | 30.77 | 23.41 | 17.27 | 5.18 | -20 | -12.29 | 0.87 | 0.43 | 0.54
[11 empty] | 16.37% | -83.89% | -69.01% | 2.827% | 1.837% | 3.127%
Footnotes:
(1) Discount Rate - 2025 IRP
(2) Total Avoided Costs with Capacity, based on stated CF
(3) 15-Years: 2025 - 2039, levelized monthly

## Table 1
Appendix B
| Table 1 | [5 empty] | 13
| Avoided Cost Prices | [5 empty] | 322 |  |  | Capacity Contribution
| QF - Sch38 - UT - Solar T - 80.0 MW and 30.2% CF | [8 empty] | 39.34% | 39.34% | 39.34% | 25.79% | 25.79% | 25.79% | 7.372% | 7.183% | 10.79% | 8.805% | [76 empty] | Transmission Deferral (MW)
[8 empty] | llokup |  | WD_.PX.BDG._.PTC.Utility_Scale | WD_.PX.BDG._.PTC.Utility_Scale | WD_.PX.BDG._.PTC.Utility_Scale | WD_.PX.WYE._.PTC.Utility_Scale | WD_.PX.WYE._.PTC.Utility_Scale | WD_.PX.WYE._.PTC.Utility_Scale | PV_.PX.BDG._.PTC.Utility_Scale | PV_.PX.HTG._.PTC.Utility_Scale | PV_.PX.NUT._.PTC.Utility_Scale | PV_.PX.UTS._.PTC.Utility_Scale | 0 | 0 | 0 | 0 | 0 | 0 | 0 | 0 | 0 | 0 | 0 | 0 | 0 | 0 | 0 | 0 | 0 | 0 | 0 | 0 | 0 | 0 | Deferral (Nameplate MW) | WD_.PX.BDG._.PTC.Utility_Scale | WD_.PX.BDG._.PTC.Utility_Scale | WD_.PX.BDG._.PTC.Utility_Scale | WD_.PX.DJW._.PTC.Utility_Scale | WD_.PX.DJW._.PTC.Utility_Scale | WD_.PX.DJW._.PTC.Utility_Scale | PV_.PX.BDG._.PTC.Utility_Scale | PV_.PX.HTG._.PTC.Utility_Scale | PV_.PX.NTN._.PTC.Utility_Scale | PV_.PX.UTS._.PTC.Utility_Scale | mapping to CC_LOLP | WD_.PX.BDG._.PTC.Utility_Scale | WD_.PX.BDG._.PTC.Utility_Scale | WD_.PX.BDG._.PTC.Utility_Scale | WD_.PX.DJW._.PTC.Utility_Scale | WD_.PX.DJW._.PTC.Utility_Scale | WD_.PX.DJW._.PTC.Utility_Scale | PV_.PX.BDG._.PTC.Utility_Scale | PV_.PX.HTG._.PTC.Utility_Scale | PV_.PX.NTN._.PTC.Utility_Scale | PV_.PX.UTS._.PTC.Utility_Scale
|  |  |  | Total Price @ | [5 empty] | WD_.PX.BDG._.PTC.Utility_Scale | WD_.PX.BDG._.PTC.Utility_Scale | WD_.PX.BDG._.PTC.Utility_Scale | WD_.PX.DJW._.PTC.Utility_Scale | WD_.PX.DJW._.PTC.Utility_Scale | WD_.PX.DJW._.PTC.Utility_Scale | PV_.PX.BDG._.PTC.Utility_Scale | PV_.PX.HTG._.PTC.Utility_Scale | PV_.PX.NTN._.PTC.Utility_Scale | PV_.PX.UTS._.PTC.Utility_Scale | 0 | 0 | 0 | 0 | 0 | 0 | 0 | 0 | 0 | 0 | 0 | 0 | 0 | 0 | 0 | 0 | 0 | 0 | 0 | 0 | 0 | 0 |  | WD_.PX.BDG._.PTC.Utility_Scale | WD_.PX.BDG._.PTC.Utility_Scale | WD_.PX.BDG._.PTC.Utility_Scale | WD_.PX.DJW._.PTC.Utility_Scale | WD_.PX.DJW._.PTC.Utility_Scale | WD_.PX.DJW._.PTC.Utility_Scale | PV_.PX.BDG._.PTC.Utility_Scale | PV_.PX.HTG._.PTC.Utility_Scale | PV_.PX.NTN._.PTC.Utility_Scale | PV_.PX.UTS._.PTC.Utility_Scale | Resource Cost ($/kw-year) | WD_.PX.BDG._.PTC.Utility_Scale | WD_.PX.BDG._.PTC.Utility_Scale | WD_.PX.BDG._.PTC.Utility_Scale | WD_.PX.DJW._.PTC.Utility_Scale | WD_.PX.DJW._.PTC.Utility_Scale | WD_.PX.DJW._.PTC.Utility_Scale | PV_.PX.BDG._.PTC.Utility_Scale | PV_.PX.HTG._.PTC.Utility_Scale | PV_.PX.NTN._.PTC.Utility_Scale | PV_.PX.UTS._.PTC.Utility_Scale | Deferred Cost (Millions $/year) | [30 empty] | Resource Cost ($/kw-year) | Deferred Cost (Millions $/year)
|  | Capacity | Energy | 30.19% | [5 empty] | WD_.PX.BDG._.PTC.Utility_Scale2029 | WD_.PX.BDG._.PTC.Utility_Scale2030 | WD_.PX.BDG._.PTC.Utility_Scale2031 | WD_.PX.DJW._.PTC.Utility_Scale2029 | WD_.PX.DJW._.PTC.Utility_Scale2030 | WD_.PX.DJW._.PTC.Utility_Scale2031 | PV_.PX.BDG._.PTC.Utility_Scale2031 | PV_.PX.HTG._.PTC.Utility_Scale2031 | PV_.PX.NTN._.PTC.Utility_Scale2031 | PV_.PX.UTS._.PTC.Utility_Scale2031 | 0 | 0 | 0 | 0 | 0 | 0 | 0 | 0 | 0 | 0 | 0 | 0 | 0 | 0 | 0 | 0 | 0 | 0 | 0 | 0 | 0 | 0 |  | WD_.PX.BDG._.PTC.Utility_Scale2029 | WD_.PX.BDG._.PTC.Utility_Scale2030 | WD_.PX.BDG._.PTC.Utility_Scale2031 | WD_.PX.DJW._.PTC.Utility_Scale2029 | WD_.PX.DJW._.PTC.Utility_Scale2030 | WD_.PX.DJW._.PTC.Utility_Scale2031 | PV_.PX.BDG._.PTC.Utility_Scale2031 | PV_.PX.HTG._.PTC.Utility_Scale2031 | PV_.PX.NTN._.PTC.Utility_Scale2031 | PV_.PX.UTS._.PTC.Utility_Scale2031 |  | WD_.PX.BDG._.PTC.Utility_Scale2029 | WD_.PX.BDG._.PTC.Utility_Scale2030 | WD_.PX.BDG._.PTC.Utility_Scale2031 | WD_.PX.DJW._.PTC.Utility_Scale2029 | WD_.PX.DJW._.PTC.Utility_Scale2030 | WD_.PX.DJW._.PTC.Utility_Scale2031 | PV_.PX.BDG._.PTC.Utility_Scale2031 | PV_.PX.HTG._.PTC.Utility_Scale2031 | PV_.PX.NTN._.PTC.Utility_Scale2031 | PV_.PX.UTS._.PTC.Utility_Scale2031 | WD_.PX.BDG._.PTC.Utility_Scale2029 | WD_.PX.BDG._.PTC.Utility_Scale2030 | WD_.PX.BDG._.PTC.Utility_Scale2031 | WD_.PX.DJW._.PTC.Utility_Scale2029 | WD_.PX.DJW._.PTC.Utility_Scale2030 | WD_.PX.DJW._.PTC.Utility_Scale2031 | PV_.PX.BDG._.PTC.Utility_Scale2031 | PV_.PX.HTG._.PTC.Utility_Scale2031 | PV_.PX.NTN._.PTC.Utility_Scale2031 | PV_.PX.UTS._.PTC.Utility_Scale2031 | 0 | 0 | 0 | 0 | 0 | 0 | 0 | 0 | 0 | 0 | 0 | 0 | 0 | 0 | 0 | 0 | 0 | 0 | 0 | Total Capacity Deferral |  | Cluster 2/3 - Willamette Valley - Fry-Full Circle 230 kV | Cluster 2/3 - Willamette Valley - Fry-Full Circle 230 kV
| Year | Price | Only Price | Capacity Factor
|  | $/kW-yr | $/MWh (2) | $/MWh | [5 empty] | MW | MW | MW | MW | MW | MW | MW | MW | MW | MW | MW | MW | MW | MW | MW | MW | MW | MW | MW | MW | MW | MW | MW | MW | MW | MW | MW | MW | MW | MW | MW | MW |  | MW | MW |  |  |  | MW | [5 empty] | $/kw-year | $/kw-year | $/kw-year | $/kw-year | $/kw-year | $/kw-year | $/kw-year | $/kw-year | $/kw-year | $/kw-year | Millions $/year | Millions $/year | Millions $/year | Millions $/year | Millions $/year | Millions $/year | Millions $/year | Millions $/year | Millions $/year | Millions $/year | Millions $/year | Millions $/year | Millions $/year | Millions $/year | Millions $/year | Millions $/year | Millions $/year | Millions $/year | Millions $/year | Millions $/year | Millions $/year | Millions $/year | Millions $/year | Millions $/year | Millions $/year | Millions $/year | Millions $/year | Millions $/year | Millions $/year | Millions $/year |  | $/kw-year | Millions $/year
| 2025 | 0 | 20.5647 | 20.5647 |  |  |  |  | 2025 | 0 | 0 | 0 | 0 | 0 | 0 | 0 | 0 | 0 | 0 | 0 | 0 | 0 | 0 | 0 | 0 | 0 | 0 | 0 | 0 | 0 | 0 | 0 | 0 | 0 | 0 | 0 | 0 | 0 | 0 | 0 | 0 |  | 0 | 0 | 0 | 0 | 0 | 0 | 0 | 0 | 0 | 0 | 2025 | 0 | 0 | 0 | 0 | 0 | 0 | 0 | 0 | 0 | 0 | 0 | 0 | 0 | 0 | 0 | 0 | 0 | 0 | 0 | 0 | 0 | 0 | 0 | 0 | 0 | 0 | 0 | 0 | 0 | 0 | 0 | 0 | 0 | 0 | 0 | 0 | 0 | 0 | 0 | 0 | 2025 |  | 0
| 2026 | 0 | 20.0335 | 20.0335 |  |  |  |  | 2026 | 0 | 0 | 0 | 0 | 0 | 0 | 0 | 0 | 0 | 0 | 0 | 0 | 0 | 0 | 0 | 0 | 0 | 0 | 0 | 0 | 0 | 0 | 0 | 0 | 0 | 0 | 0 | 0 | 0 | 0 | 0 | 0 |  | 0 | 0 | 0 | 0 | 0 | 0 | 0 | 0 | 0 | 0 | 2026 | 0 | 0 | 0 | 0 | 0 | 0 | 0 | 0 | 0 | 0 | 0 | 0 | 0 | 0 | 0 | 0 | 0 | 0 | 0 | 0 | 0 | 0 | 0 | 0 | 0 | 0 | 0 | 0 | 0 | 0 | 0 | 0 | 0 | 0 | 0 | 0 | 0 | 0 | 0 | 0 | 2026 |  | 0
| 2027 | 0 | 22.4105 | 22.4105 |  |  |  |  | 2027 | 0 | 0 | 0 | 0 | 0 | 0 | 0 | 0 | 0 | 0 | 0 | 0 | 0 | 0 | 0 | 0 | 0 | 0 | 0 | 0 | 0 | 0 | 0 | 0 | 0 | 0 | 0 | 0 | 0 | 0 | 0 | 0 |  | 0 | 0 | 0 | 0 | 0 | 0 | 0 | 0 | 0 | 0 | 2027 | 0 | 0 | 0 | 0 | 0 | 0 | 0 | 0 | 0 | 0 | 0 | 0 | 0 | 0 | 0 | 0 | 0 | 0 | 0 | 0 | 0 | 0 | 0 | 0 | 0 | 0 | 0 | 0 | 0 | 0 | 0 | 0 | 0 | 0 | 0 | 0 | 0 | 0 | 0 | 0 | 2027 |  | 0
| 2028 | 0 | 23.5403 | 23.5403 |  |  |  |  | 2028 | 0 | 0 | 0 | 0 | 0 | 0 | 0 | 0 | 0 | 0 | 0 | 0 | 0 | 0 | 0 | 0 | 0 | 0 | 0 | 0 | 0 | 0 | 0 | 0 | 0 | 0 | 0 | 0 | 0 | 0 | 0 | 0 |  | 0 | 0 | 0 | 0 | 0 | 0 | 0 | 0 | 0 | 0 | 2028 | 0 | 0 | 0 | 0 | 0 | 0 | 0 | 0 | 0 | 0 | 0 | 0 | 0 | 0 | 0 | 0 | 0 | 0 | 0 | 0 | 0 | 0 | 0 | 0 | 0 | 0 | 0 | 0 | 0 | 0 | 0 | 0 | 0 | 0 | 0 | 0 | 0 | 0 | 0 | 0 | 2028 |  | 0
| 2029 | 0 | 26.406 | 26.406 |  |  |  |  | 2029 | 0 | 0 | 0 | 0 | 0 | 0 | 0 | 0 | 0 | 0 | 0 | 0 | 0 | 0 | 0 | 0 | 0 | 0 | 0 | 0 | 0 | 0 | 0 | 0 | 0 | 0 | 0 | 0 | 0 | 0 | 0 | 0 |  | 0 | 0 | 0 | 0 | 0 | 0 | 0 | 0 | 0 | 0 | 2029 | 123.3091 | 0 | 0 | 123.3091 | 0 | 0 | 0 | 0 | 0 | 0 | 0 | 0 | 0 | 0 | 0 | 0 | 0 | 0 | 0 | 0 | 0 | 0 | 0 | 0 | 0 | 0 | 0 | 0 | 0 | 0 | 0 | 0 | 0 | 0 | 0 | 0 | 0 | 0 | 0 | 0 | 2029 |  | 0
| 2030 | 0 | 23.3699 | 23.3699 |  |  |  |  | 2030 | 0 | 0 | 0 | 0 | 0 | 0 | 0 | 0 | 0 | 0 | 0 | 0 | 0 | 0 | 0 | 0 | 0 | 0 | 0 | 0 | 0 | 0 | 0 | 0 | 0 | 0 | 0 | 0 | 0 | 0 | 0 | 0 |  | 0 | 0 | 0 | 0 | 0 | 0 | 0 | 0 | 0 | 0 | 2030 | 125.9973 | 123.9838 | 0 | 125.9973 | 123.9838 | 0 | 0 | 0 | 0 | 0 | 0 | 0 | 0 | 0 | 0 | 0 | 0 | 0 | 0 | 0 | 0 | 0 | 0 | 0 | 0 | 0 | 0 | 0 | 0 | 0 | 0 | 0 | 0 | 0 | 0 | 0 | 0 | 0 | 0 | 0 | 2030 |  | 0
| 2031 | 97.923 | -49.067 | -10.9004 |  |  |  |  | 2031 | 0 | 0 | 0 | 0 | 0 | 0 | 0 | 0 | 8.384 | 0 | 0 | 0 | 0 | 0 | 0 | 0 | 0 | 0 | 0 | 0 | 0 | 0 | 0 | 0 | 0 | 0 | 0 | 0 | 0 | 0 | 0 | 0 |  | 0 | 0 | 0 | 0 | 0 | 0 | 0 | 0 | 77.736 | 0 | 2031 | 128.744 | 126.6866 | 125.7513 | 128.744 | 126.6866 | 125.7513 | 100.775 | 100.775 | 100.775 | 100.775 | 0 | 0 | 0 | 0 | 0 | 0 | 0 | 0 | 7.8338 | 0 | 0 | 0 | 0 | 0 | 0 | 0 | 0 | 0 | 0 | 0 | 0 | 0 | 0 | 0 | 0 | 0 | 0 | 0 | 0 | 7.8338 | 2031 |  | 0
| 2032 | 100.0578 | -50.397 | -11.193 |  |  |  |  | 2032 | 0 | 0 | 0 | 0 | 0 | 0 | 0 | 0 | 0 | 0 | 0 | 0 | 0 | 0 | 0 | 0 | 0 | 0 | 0 | 0 | 0 | 0 | 0 | 0 | 0 | 0 | 0 | 0 | 0 | 0 | 0 | 0 |  | 0 | 0 | 0 | 0 | 0 | 0 | 0 | 0 | 0 | 0 | 2032 | 131.5506 | 129.4484 | 128.4926 | 131.5506 | 129.4484 | 128.4926 | 102.9719 | 102.9719 | 102.9719 | 102.9719 | 0 | 0 | 0 | 0 | 0 | 0 | 0 | 0 | 8.0046 | 0 | 0 | 0 | 0 | 0 | 0 | 0 | 0 | 0 | 0 | 0 | 0 | 0 | 0 | 0 | 0 | 0 | 0 | 0 | 0 | 8.0046 | 2032 |  | 0
| 2033 | 102.239 | -51.1942 | -10.9112 |  |  |  |  | 2033 | 0 | 0 | 0 | 0 | 0 | 0 | 0 | 0 | 0 | 0 | 0 | 0 | 0 | 0 | 0 | 0 | 0 | 0 | 0 | 0 | 0 | 0 | 0 | 0 | 0 | 0 | 0 | 0 | 0 | 0 | 0 | 0 |  | 0 | 0 | 0 | 0 | 0 | 0 | 0 | 0 | 0 | 0 | 2033 | 134.4185 | 132.2704 | 131.2938 | 134.4185 | 132.2704 | 131.2938 | 105.2167 | 105.2167 | 105.2167 | 105.2167 | 0 | 0 | 0 | 0 | 0 | 0 | 0 | 0 | 8.1791 | 0 | 0 | 0 | 0 | 0 | 0 | 0 | 0 | 0 | 0 | 0 | 0 | 0 | 0 | 0 | 0 | 0 | 0 | 0 | 0 | 8.1791 | 2033 |  | 0
| 2034 | 104.4678 | -52.67 | -11.3455 |  |  |  |  | 2034 | 0 | 0 | 0 | 0 | 0 | 0 | 0 | 0 | 0 | 0 | 0 | 0 | 0 | 0 | 0 | 0 | 0 | 0 | 0 | 0 | 0 | 0 | 0 | 0 | 0 | 0 | 0 | 0 | 0 | 0 | 0 | 0 |  | 0 | 0 | 0 | 0 | 0 | 0 | 0 | 0 | 0 | 0 | 2034 | 137.3488 | 135.1539 | 134.156 | 137.3488 | 135.1539 | 134.156 | 107.5104 | 107.5104 | 107.5104 | 107.5104 | 0 | 0 | 0 | 0 | 0 | 0 | 0 | 0 | 8.3574 | 0 | 0 | 0 | 0 | 0 | 0 | 0 | 0 | 0 | 0 | 0 | 0 | 0 | 0 | 0 | 0 | 0 | 0 | 0 | 0 | 8.3574 | 2034 |  | 0
| 2035 | 106.7452 | -53.8326 | -11.3485 |  |  |  |  | 2035 | 0 | 0 | 0 | 0 | 0 | 0 | 0 | 0 | 0 | 0 | 0 | 0 | 0 | 0 | 0 | 0 | 0 | 0 | 0 | 0 | 0 | 0 | 0 | 0 | 0 | 0 | 0 | 0 | 0 | 0 | 0 | 0 |  | 0 | 0 | 0 | 0 | 0 | 0 | 0 | 0 | 0 | 0 | 2035 | 140.343 | 138.1002 | 137.0806 | 140.343 | 138.1002 | 137.0806 | 109.8541 | 109.8541 | 109.8541 | 109.8541 | 0 | 0 | 0 | 0 | 0 | 0 | 0 | 0 | 8.5396 | 0 | 0 | 0 | 0 | 0 | 0 | 0 | 0 | 0 | 0 | 0 | 0 | 0 | 0 | 0 | 0 | 0 | 0 | 0 | 0 | 8.5396 | 2035 |  | 0
| 2036 | 109.0723 | -55.0265 | -11.3778 |  |  |  |  | 2036 | 0 | 0 | 0 | 0 | 0 | 0 | 0 | 0 | 0 | 0 | 0 | 0 | 0 | 0 | 0 | 0 | 0 | 0 | 0 | 0 | 0 | 0 | 0 | 0 | 0 | 0 | 0 | 0 | 0 | 0 | 0 | 0 |  | 0 | 0 | 0 | 0 | 0 | 0 | 0 | 0 | 0 | 0 | 2036 | 143.4025 | 141.1108 | 140.0689 | 143.4025 | 141.1108 | 140.0689 | 112.249 | 112.249 | 112.249 | 112.249 | 0 | 0 | 0 | 0 | 0 | 0 | 0 | 0 | 8.7258 | 0 | 0 | 0 | 0 | 0 | 0 | 0 | 0 | 0 | 0 | 0 | 0 | 0 | 0 | 0 | 0 | 0 | 0 | 0 | 0 | 8.7258 | 2036 |  | 0
| 2037 | 111.4501 | -58.0145 | -13.2396 |  |  |  |  | 2037 | 0 | 0 | 0 | 0 | 0 | 0 | 0 | 0 | 0 | 0 | 0 | 0 | 0 | 0 | 0 | 0 | 0 | 0 | 0 | 0 | 0 | 0 | 0 | 0 | 0 | 0 | 0 | 0 | 0 | 0 | 0 | 0 |  | 0 | 0 | 0 | 0 | 0 | 0 | 0 | 0 | 0 | 0 | 2037 | 146.5286 | 144.187 | 143.1225 | 146.5286 | 144.187 | 143.1225 | 114.696 | 114.696 | 114.696 | 114.696 | 0 | 0 | 0 | 0 | 0 | 0 | 0 | 0 | 8.916 | 0 | 0 | 0 | 0 | 0 | 0 | 0 | 0 | 0 | 0 | 0 | 0 | 0 | 0 | 0 | 0 | 0 | 0 | 0 | 0 | 8.916 | 2037 |  | 0
| 2038 | 113.8797 | -57.9385 | -11.9179 |  |  |  |  | 2038 | 0 | 0 | 0 | 0 | 0 | 0 | 0 | 0 | 0 | 0 | 0 | 0 | 0 | 0 | 0 | 0 | 0 | 0 | 0 | 0 | 0 | 0 | 0 | 0 | 0 | 0 | 0 | 0 | 0 | 0 | 0 | 0 |  | 0 | 0 | 0 | 0 | 0 | 0 | 0 | 0 | 0 | 0 | 2038 | 149.723 | 147.3303 | 146.2425 | 149.723 | 147.3303 | 146.2425 | 117.1964 | 117.1964 | 117.1964 | 117.1964 | 0 | 0 | 0 | 0 | 0 | 0 | 0 | 0 | 9.1104 | 0 | 0 | 0 | 0 | 0 | 0 | 0 | 0 | 0 | 0 | 0 | 0 | 0 | 0 | 0 | 0 | 0 | 0 | 0 | 0 | 9.1104 | 2038 |  | 0
| 2039 | 116.3622 | -59.6302 | -12.3809 |  |  |  |  | 2039 | 0 | 0 | 0 | 0 | 0 | 0 | 0 | 0 | 0 | 0 | 0 | 0 | 0 | 0 | 0 | 0 | 0 | 0 | 0 | 0 | 0 | 0 | 0 | 0 | 0 | 0 | 0 | 0 | 0 | 0 | 0 | 0 |  | 0 | 0 | 0 | 0 | 0 | 0 | 0 | 0 | 0 | 0 | 2039 | 152.9869 | 150.5421 | 149.4306 | 152.9869 | 150.5421 | 149.4306 | 119.7512 | 119.7512 | 119.7512 | 119.7512 | 0 | 0 | 0 | 0 | 0 | 0 | 0 | 0 | 9.309 | 0 | 0 | 0 | 0 | 0 | 0 | 0 | 0 | 0 | 0 | 0 | 0 | 0 | 0 | 0 | 0 | 0 | 0 | 0 | 0 | 9.309 | 2039 |  | 0
| 2040 | 118.8989 | -62.0797 | -13.6144 |  |  |  |  | 2040 | 0 | 0 | 0 | 0 | 0 | 0 | 0 | 0 | 0 | 0 | 0 | 0 | 0 | 0 | 0 | 0 | 0 | 0 | 0 | 0 | 0 | 0 | 0 | 0 | 0 | 0 | 0 | 0 | 0 | 0 | 0 | 0 |  | 0 | 0 | 0 | 0 | 0 | 0 | 0 | 0 | 0 | 0 | 2040 | 156.322 | 153.8239 | 152.6882 | 156.322 | 153.8239 | 152.6882 | 122.3618 | 122.3618 | 122.3618 | 122.3618 | 0 | 0 | 0 | 0 | 0 | 0 | 0 | 0 | 9.5119 | 0 | 0 | 0 | 0 | 0 | 0 | 0 | 0 | 0 | 0 | 0 | 0 | 0 | 0 | 0 | 0 | 0 | 0 | 0 | 0 | 9.5119 | 2040 |  | 0
| 2041 | 121.4909 | -1.2181 | 48.6091 |  |  |  |  | 2041 | 0 | 0 | 0 | 0 | 0 | 0 | 0 | 0 | 0 | 0 | 0 | 0 | 0 | 0 | 0 | 0 | 0 | 0 | 0 | 0 | 0 | 0 | 0 | 0 | 0 | 0 | 0 | 0 | 0 | 0 | 0 | 0 |  | 0 | 0 | 0 | 0 | 0 | 0 | 0 | 0 | 0 | 0 | 2041 | 159.7298 | 157.1773 | 156.0168 | 159.7298 | 157.1773 | 156.0168 | 125.0293 | 125.0293 | 125.0293 | 125.0293 | 0 | 0 | 0 | 0 | 0 | 0 | 0 | 0 | 9.7193 | 0 | 0 | 0 | 0 | 0 | 0 | 0 | 0 | 0 | 0 | 0 | 0 | 0 | 0 | 0 | 0 | 0 | 0 | 0 | 0 | 9.7193 | 2041 |  | 0
| 2042 | 124.1394 | -3.7272 | 47.3972 |  |  |  |  | 2042 | 0 | 0 | 0 | 0 | 0 | 0 | 0 | 0 | 0 | 0 | 0 | 0 | 0 | 0 | 0 | 0 | 0 | 0 | 0 | 0 | 0 | 0 | 0 | 0 | 0 | 0 | 0 | 0 | 0 | 0 | 0 | 0 |  | 0 | 0 | 0 | 0 | 0 | 0 | 0 | 0 | 0 | 0 | 2042 | 163.212 | 160.6037 | 159.418 | 163.212 | 160.6037 | 159.418 | 127.755 | 127.755 | 127.755 | 127.755 | 0 | 0 | 0 | 0 | 0 | 0 | 0 | 0 | 9.9312 | 0 | 0 | 0 | 0 | 0 | 0 | 0 | 0 | 0 | 0 | 0 | 0 | 0 | 0 | 0 | 0 | 0 | 0 | 0 | 0 | 9.9312 | 2042 |  | 0
| 2043 | 126.8457 | -3.2037 | 49.3108 |  |  |  |  | 2043 | 0 | 0 | 0 | 0 | 0 | 0 | 0 | 0 | 0 | 0 | 0 | 0 | 0 | 0 | 0 | 0 | 0 | 0 | 0 | 0 | 0 | 0 | 0 | 0 | 0 | 0 | 0 | 0 | 0 | 0 | 0 | 0 |  | 0 | 0 | 0 | 0 | 0 | 0 | 0 | 0 | 0 | 0 | 2043 | 166.77 | 164.1049 | 162.8933 | 166.77 | 164.1049 | 162.8933 | 130.54 | 130.54 | 130.54 | 130.54 | 0 | 0 | 0 | 0 | 0 | 0 | 0 | 0 | 10.1477 | 0 | 0 | 0 | 0 | 0 | 0 | 0 | 0 | 0 | 0 | 0 | 0 | 0 | 0 | 0 | 0 | 0 | 0 | 0 | 0 | 10.1477 | 2043 |  | 0
| 2044 | 129.6109 | 2.4894 | 56.466 |  |  |  |  | 2044 | 0 | 0 | 0 | 0 | 0 | 0 | 0 | 0 | 0 | 0 | 0 | 0 | 0 | 0 | 0 | 0 | 0 | 0 | 0 | 0 | 0 | 0 | 0 | 0 | 0 | 0 | 0 | 0 | 0 | 0 | 0 | 0 |  | 0 | 0 | 0 | 0 | 0 | 0 | 0 | 0 | 0 | 0 | 2044 | 170.4056 | 167.6824 | 166.4443 | 170.4056 | 167.6824 | 166.4443 | 133.3858 | 133.3858 | 133.3858 | 133.3858 | 0 | 0 | 0 | 0 | 0 | 0 | 0 | 0 | 10.3689 | 0 | 0 | 0 | 0 | 0 | 0 | 0 | 0 | 0 | 0 | 0 | 0 | 0 | 0 | 0 | 0 | 0 | 0 | 0 | 0 | 10.3689 | 2044 |  | 0
| 2045 | 132.4364 | 2.5437 | 57.697 |  |  |  |  | 2045 | 0 | 0 | 0 | 0 | 0 | 0 | 0 | 0 | 0 | 0 | 0 | 0 | 0 | 0 | 0 | 0 | 0 | 0 | 0 | 0 | 0 | 0 | 0 | 0 | 0 | 0 | 0 | 0 | 0 | 0 | 0 | 0 |  | 0 | 0 | 0 | 0 | 0 | 0 | 0 | 0 | 0 | 0 | 2045 | 174.1204 | 171.3379 | 170.0728 | 174.1204 | 171.3379 | 170.0728 | 136.2936 | 136.2936 | 136.2936 | 136.2936 | 0 | 0 | 0 | 0 | 0 | 0 | 0 | 0 | 10.5949 | 0 | 0 | 0 | 0 | 0 | 0 | 0 | 0 | 0 | 0 | 0 | 0 | 0 | 0 | 0 | 0 | 0 | 0 | 0 | 0 | 10.5949 | 2045 |  | 0
| 2046 | 135.3236 | 2.5991 | 58.9548 |  |  |  |  | 2046 | [33 empty] | 0 | 0 |  |  |  | 0 |  |  |  |  | 2046 | 177.9162 | 175.073 | 173.7804 | 177.9162 | 175.073 | 173.7804 | 139.2648 | 139.2648 | 139.2648 | 139.2648 | 0 | 0 | 0 | 0 | 0 | 0 | 0 | 0 | 10.8259 | 0 | 0 | 0 | 0 | 0 | 0 | 0 | 0 | 0 | 0 | 0 | 0 | 0 | 0 | 0 | 0 | 0 | 0 | 0 | 0 | 10.8259 | 2046
[8 empty] | Year of deferral |  | 2029 | 2030 | 2031 | 2029 | 2030 | 2031 | 2031 | 2031 | 2031 | 2031
[8 empty] | if Deferred 1 |  | 0 | 0 | 0 | 0 | 0 | 0 | 0 | 0 | 1 | 0
Discount Rate - 2025 IRP
6.38%
[5 empty] | Inflation rate | 2.18%
15 Year Starting 2025 |  |  |  |  | Real Discount Rate | 4.11%
Levelized Prices (Nominal) @ 6.38% Discount Rate (1) (3)
| $/kW | 53.179
| $/MWh |  | -13.9142 | 6.194
15 Year Starting 2026
Levelized Prices (Nominal) @ 6.38% Discount Rate (1) (3)
| $/kW | 61.9925 | -19.6049
| $/MWh |  |  | 3.8358
15 Year Starting 2027
Levelized Prices (Nominal) @ 6.38% Discount Rate (1) (3)
| $/kW | 71.5556
| $/MWh |  | -23.1876 | 3.8692

## Table 2
Appendix B
Table 2
Avoided Energy Costs - Scheduled Hours ($/MWh)
QF - Sch38 - UT - Solar T - 80.0 MW and 30.2% CF
|  | Winter Season |  |  |  |  | Summer Season |  |  |  | Winter Season
Year | Annual | Jan | Feb | Mar | Apr | May | Jun | Jul | Aug | Sep | Oct | Nov | Dec
Energy Only
2026 | 20.0335 | 21.2361 | 13.7531 | 0.089611 | 1.7381 | 11.0526 | 20.7124 | 35.4163 | 39.0435 | 23.1576 | 11.4924 | 24.7582 | 30.0459
2027 | 22.4105 | 27.1492 | 22.3278 | 5.8873 | 7.724 | 13.085 | 19.5631 | 37.1648 | 41.9416 | 23.3762 | 14.3918 | 21.9103 | 30.0529
2028 | 23.5403 | 36.4648 | 17.5241 | 4.5969 | 8.1487 | 11.8587 | 17.3368 | 36.9764 | 40.9641 | 31.4343 | 19.5789 | 27.0892 | 43.3308
2029 | 26.406 | 32.8058 | 27.5383 | 8.5008 | 7.4378 | 14.965 | 23.0754 | 40.4306 | 38.9716 | 37.0924 | 23.2454 | 30.8711 | 40.4092
2030 | 23.3699 | 42.4883 | 28.0623 | 5.1856 | -0.18888 | 5.9939 | 23.3671 | 35.3154 | 37.3637 | 31.349 | 17.6421 | 31.9763 | 47.0702
2031 | -49.067 | -47.2482 | -50.3684 | -49.1438 | -49.4209 | -49.0643 | -49.2016 | -48.1252 | -48.9088 | -49.1522 | -50.1183 | -49.1579 | -48.7073
2032 | -50.397 | -49.9016 | -49.8816 | -51.3754 | -48.955 | -50.5394 | -50.4029 | -51.3528 | -49.3752 | -49.8343 | -48.5835 | -55.0092 | -51.217
2033 | -51.1942 | -48.7325 | -50.5125 | -51.6469 | -50.1396 | -52.0004 | -51.1498 | -50.2674 | -51.3705 | -50.5766 | -53.1429 | -51.3872 | -54.4616
2034 | -52.67 | -53.5716 | -52.5688 | -52.5152 | -51.8726 | -52.4433 | -52.2182 | -51.0262 | -52.2229 | -53.5723 | -53.5796 | -54.6603 | -56.7952
2035 | -53.8326 | -56.8845 | -54.342 | -50.5779 | -53.6849 | -53.9972 | -53.7262 | -56.5742 | -53.8599 | -53.5666 | -51.6967 | -55.1401 | -50.3163
2036 | -55.0265 | -60.4202 | -56.2551 | -53.8073 | -55.8009 | -55.8411 | -55.6837 | -52.9349 | -56.7091 | -55.7036 | -53.4891 | -48.834 | -54.3047
2037 | -58.0145 | -58.7555 | -59.5215 | -56.013 | -57.648 | -58.2136 | -57.5407 | -57.4169 | -57.6757 | -57.4828 | -58.9376 | -59.2572 | -61.6536
2038 | -57.9385 | -58.1874 | -60.4087 | -58.1792 | -56.8667 | -57.0181 | -57.5047 | -56.843 | -57.5034 | -58.8899 | -57.7326 | -58.6791 | -62.1634
2039 | -59.6302 | -60.3737 | -62.4756 | -58.2935 | -59.8665 | -59.2554 | -59.8174 | -57.7555 | -60.203 | -60.2749 | -59.4182 | -61.5929 | -57.1341
2040 | -62.0797 | -62.3022 | -63.7696 | -60.4473 | -60.5786 | -60.3261 | -63.6042 | -65.3825 | -60.0505 | -62.1388 | -63.0386 | -69.3444 | -48.0575
2041 | -1.2181 | -2.5773 | -2.1435 | -1.568 | -1.6174 | -0.51566 | -0.31192 | -1.4485 | -1.9246 | -0.91274 | 0.64026 | 9.2841 | -18.2477
2042 | -3.7272 | 0.53962 | -2.424 | -1.94 | -0.86463 | -0.44198 | -1.351 | -2.4999 | -1.8494 | -2.4289 | 0.4229 | -2.5716 | -65.7263
2043 | -3.2037 | -5.4611 | -3.7792 | -1.3073 | -3.0561 | -0.79302 | -0.82353 | -5.6696 | -5.5274 | -1.1226 | -8.725 | -6.0736 | 5.4762
|  | 31 | 28 | 31 | 30 | 31 | 30 | 31 | 31 | 30 | 31 | 30 | 31

## Table 4
Appendix B
Table 4
Burnertip Natural Gas Price Forecast |  |  |  |  | Quote Date
QF - Sch38 - UT - Solar T - 80.0 MW and 30.2% CF |  |  |  |  | 2025-06-30
PacifiCorp
| Delivered | Delivered | Delivered | Delivered
Year | IRP - Utah Greenfield | Naughton | IRP West Side | IRP - Wyo NE
| Fuel Cost | Fuel Cost | Fuel Cost | Fuel Cost
[6 empty] | IRP - Utah Greenfield |  | IRP West Side | IRP - Wyo NE |  |  | IRP West Side |  | Burner tip
[5 empty] | Peak Type: | Delivered | Naughton | Delivered | Delivered | Year | IRP - Utah Greenfield | West Side | IRP - Wyo NE | Naughton
2025 | 3.22 | 3.19 | 2.72 | 3.03 | 2025-01-01 | 4.1297 | 4.1012 | 3.6555 | 4.1513 | 2025 | 47 | 43 | 46 | 42
2026 | 4.38 | 4.35 | 4.09 | 3.86 | 2025-02-01 | 3.4435 | 3.4192 | 3.2234 | 3.4533 | 2025
2027 | 4.2 | 4.17 | 4.07 | 3.69 | 2025-03-01 | 2.6848 | 2.6655 | 2.0475 | 2.7394 | 2025
2028 | 4.48 | 4.45 | 4.43 | 3.96 | 2025-04-01 | 1.9318 | 1.917 | 1.5119 | 1.9525 | 2025
2029 | 5.46 | 5.4 | 5.31 | 4.92 | 2025-05-01 | 2.1744 | 2.1585 | 1.6553 | 2.1321 | 2025
2030 | 5.97 | 5.91 | 5.75 | 5.43 | 2025-06-01 | 2.5624 | 2.5442 | 1.5089 | 2.5501 | 2025
2031 | 5.91 | 5.85 | 5.71 | 5.37 | 2025-07-01 | 2.9327 | 2.7898 | 1.6708 | 2.7536 | 2025
2032 | 5.85 | 5.79 | 5.64 | 5.31 | 2025-08-01 | 3.1796 | 3.1581 | 2.3034 | 2.8722 | 2025
2033 | 5.99 | 5.92 | 5.77 | 5.44 | 2025-09-01 | 2.8483 | 2.8289 | 2.2752 | 2.6605 | 2025
2034 | 6.05 | 5.98 | 5.83 | 5.51 | 2025-10-01 | 2.8216 | 2.8025 | 2.4857 | 2.7419 | 2025
2035 | 6.22 | 6.15 | 5.99 | 5.67 | 2025-11-01 | 4.2161 | 4.1881 | 4.1664 | 3.5018 | 2025
2036 | 6.39 | 6.31 | 6.15 | 5.84 | 2025-12-01 | 5.7494 | 5.7115 | 6.0845 | 4.7999 | 2025
2037 | 6.59 | 6.51 | 6.34 | 6.04 | 2026-01-01 | 6.2312 | 6.1903 | 6.3132 | 5.351 | 2026
2038 | 6.87 | 6.79 | 6.59 | 6.32 | 2026-02-01 | 5.7115 | 5.6739 | 5.8007 | 5.0511 | 2026
2039 | 7.15 | 7.06 | 6.83 | 6.59 | 2026-03-01 | 3.8649 | 3.8391 | 3.6889 | 3.5581 | 2026
2040 | 7.42 | 7.33 | 7.06 | 6.87 | 2026-04-01 | 3.3175 | 3.2952 | 2.9131 | 3.0463 | 2026
2041 | 7.79 | 7.69 | 7.37 | 7.23 | 2026-05-01 | 3.0859 | 3.0651 | 2.5696 | 2.9687 | 2026
2042 | 8.14 | 8.03 | 7.68 | 7.57 | 2026-06-01 | 3.3031 | 3.2809 | 2.8399 | 3.092 | 2026
2043 | 8.53 | 8.41 | 8.05 | 7.96 | 2026-07-01 | 3.9811 | 3.9546 | 3.4074 | 3.5747 | 2026
2044 | 8.83 | 8.7 | 8.32 | 8.25 | 2026-08-01 | 4.0802 | 4.053 | 3.5087 | 3.6744 | 2026
2045 | 9.27 | 9.14 | 8.74 | 8.7 | 2026-09-01 | 3.9889 | 3.9623 | 3.4642 | 3.5033 | 2026
[5 empty] | 2026-10-01 | 3.821 | 3.7955 | 3.4217 | 3.4962 | 2026
[5 empty] | 2026-11-01 | 4.8128 | 4.781 | 4.772 | 3.9879 | 2026
[5 empty] | 2026-12-01 | 6.3618 | 6.3201 | 6.3713 | 5.0082 | 2026
[5 empty] | 2027-01-01 | 6.544 | 6.501 | 6.5445 | 5.5671 | 2027
[5 empty] | 2027-02-01 | 5.7756 | 5.7376 | 5.6563 | 5.1072 | 2027
[5 empty] | 2027-03-01 | 3.921 | 3.8948 | 3.913 | 3.6608 | 2027
[5 empty] | 2027-04-01 | 3.022 | 3.0016 | 2.8084 | 2.8823 | 2027
[5 empty] | 2027-05-01 | 2.9276 | 2.9078 | 2.6793 | 2.7586 | 2027
[5 empty] | 2027-06-01 | 3.071 | 3.0503 | 2.816 | 2.9358 | 2027
[5 empty] | 2027-07-01 | 3.746 | 3.721 | 3.3198 | 3.2731 | 2027
[5 empty] | 2027-08-01 | 3.7996 | 3.7742 | 3.4143 | 3.3311 | 2027
[5 empty] | 2027-09-01 | 3.7363 | 3.7113 | 3.3525 | 3.266 | 2027
[5 empty] | 2027-10-01 | 3.4144 | 3.3914 | 3.2286 | 3.1317 | 2027
[5 empty] | 2027-11-01 | 4.5011 | 4.4712 | 4.7157 | 3.6694 | 2027
[5 empty] | 2027-12-01 | 5.9501 | 5.911 | 6.4017 | 4.6488 | 2027
Official Forward Price Curve Forecast dated Jun 30, 2025 |  |  |  |  | 2028-01-01 | 6.3215 | 6.28 | 6.7482 | 5.2889 | 2028
[5 empty] | 2028-02-01 | 5.6348 | 5.5977 | 5.9429 | 4.9577 | 2028
[5 empty] | 2028-03-01 | 3.7588 | 3.7336 | 3.9403 | 3.4826 | 2028
[5 empty] | 2028-04-01 | 2.7899 | 2.7709 | 2.6723 | 2.693 | 2028
[5 empty] | 2028-05-01 | 2.7639 | 2.7451 | 2.5304 | 2.5738 | 2028
[5 empty] | 2028-06-01 | 2.896 | 2.8764 | 2.6706 | 2.7298 | 2028
[5 empty] | 2028-07-01 | 3.4894 | 3.466 | 3.1256 | 3.004 | 2028
[5 empty] | 2028-08-01 | 4.8218 | 4.776 | 4.4682 | 4.3426 | 2028
[5 empty] | 2028-09-01 | 4.8626 | 4.8151 | 4.4827 | 4.3805 | 2028
[5 empty] | 2028-10-01 | 4.7344 | 4.685 | 4.5818 | 4.4378 | 2028
[5 empty] | 2028-11-01 | 5.4392 | 5.3905 | 5.5375 | 4.5976 | 2028
[5 empty] | 2028-12-01 | 6.2831 | 6.2374 | 6.4733 | 4.9783 | 2028
[5 empty] | 2029-01-01 | 6.8418 | 6.7899 | 7.0307 | 5.8037 | 2029
[5 empty] | 2029-02-01 | 6.2231 | 6.1743 | 6.3711 | 5.5399 | 2029
[5 empty] | 2029-03-01 | 4.711 | 4.6668 | 4.7419 | 4.4248 | 2029
[5 empty] | 2029-04-01 | 4.0721 | 4.0275 | 3.9164 | 3.9618 | 2029
[5 empty] | 2029-05-01 | 4.0668 | 4.022 | 3.7604 | 3.8631 | 2029
[5 empty] | 2029-06-01 | 4.1571 | 4.1123 | 3.8397 | 3.9777 | 2029
[5 empty] | 2029-07-01 | 4.5244 | 4.4803 | 4.1082 | 4.0281 | 2029
[5 empty] | 2029-08-01 | 5.8441 | 5.7778 | 5.5221 | 5.3541 | 2029
[5 empty] | 2029-09-01 | 5.9889 | 5.9188 | 5.6129 | 5.4949 | 2029
[5 empty] | 2029-10-01 | 6.0544 | 5.9786 | 5.935 | 5.744 | 2029
[5 empty] | 2029-11-01 | 6.3772 | 6.3099 | 6.3594 | 5.5258 | 2029
[5 empty] | 2029-12-01 | 6.6163 | 6.5638 | 6.5448 | 5.308 | 2029
[5 empty] | 2030-01-01 | 7.3621 | 7.2998 | 7.3131 | 6.3186 | 2030
[5 empty] | 2030-02-01 | 6.8116 | 6.7509 | 6.7994 | 6.1222 | 2030
[5 empty] | 2030-03-01 | 5.6633 | 5.6 | 5.5433 | 5.3671 | 2030
[5 empty] | 2030-04-01 | 5.3544 | 5.2842 | 5.1607 | 5.2305 | 2030
[5 empty] | 2030-05-01 | 5.3699 | 5.299 | 4.9905 | 5.1525 | 2030
[5 empty] | 2030-06-01 | 5.4184 | 5.3483 | 5.0088 | 5.2257 | 2030
[5 empty] | 2030-07-01 | 5.5594 | 5.4946 | 5.0908 | 5.0522 | 2030
[5 empty] | 2030-08-01 | 5.7 | 5.6366 | 5.3818 | 5.2116 | 2030
[5 empty] | 2030-09-01 | 5.8174 | 5.7508 | 5.4204 | 5.3253 | 2030
[5 empty] | 2030-10-01 | 5.9223 | 5.8492 | 5.7375 | 5.6133 | 2030
[5 empty] | 2030-11-01 | 6.2171 | 6.153 | 6.2064 | 5.3674 | 2030
[5 empty] | 2030-12-01 | 6.4722 | 6.4226 | 6.4047 | 5.1654 | 2030
[5 empty] | 2031-01-01 | 6.9265 | 6.8729 | 6.8659 | 5.8876 | 2031
[5 empty] | 2031-02-01 | 6.6703 | 6.6125 | 6.6464 | 5.9824 | 2031
[5 empty] | 2031-03-01 | 5.6469 | 5.584 | 5.5741 | 5.3509 | 2031
[5 empty] | 2031-04-01 | 5.363 | 5.2927 | 5.1489 | 5.2391 | 2031
[5 empty] | 2031-05-01 | 5.3765 | 5.3055 | 4.994 | 5.1591 | 2031
[5 empty] | 2031-06-01 | 5.4174 | 5.3474 | 5.0106 | 5.2248 | 2031
[5 empty] | 2031-07-01 | 5.5073 | 5.4436 | 5.0565 | 5.0007 | 2031
[5 empty] | 2031-08-01 | 5.6458 | 5.5835 | 5.3679 | 5.1579 | 2031
[5 empty] | 2031-09-01 | 5.7853 | 5.7194 | 5.4616 | 5.2934 | 2031
[5 empty] | 2031-10-01 | 5.9019 | 5.8293 | 5.7474 | 5.5931 | 2031
[5 empty] | 2031-11-01 | 6.2509 | 6.186 | 6.2211 | 5.4008 | 2031
[5 empty] | 2031-12-01 | 6.4733 | 6.4236 | 6.3953 | 5.1664 | 2031
[5 empty] | 2032-01-01 | 6.867 | 6.8146 | 6.803 | 5.8287 | 2032
[5 empty] | 2032-02-01 | 6.2373 | 6.1881 | 6.1285 | 5.5539 | 2032
[5 empty] | 2032-03-01 | 5.6767 | 5.6132 | 5.5899 | 5.3804 | 2032
[5 empty] | 2032-04-01 | 5.3992 | 5.328 | 5.1588 | 5.2749 | 2032
[5 empty] | 2032-05-01 | 5.3841 | 5.3129 | 5.0138 | 5.1665 | 2032
[5 empty] | 2032-06-01 | 5.4305 | 5.3602 | 5.0369 | 5.2377 | 2032
[5 empty] | 2032-07-01 | 5.5129 | 5.449 | 5.0782 | 5.0063 | 2032
[5 empty] | 2032-08-01 | 5.5936 | 5.5322 | 5.3252 | 5.1063 | 2032
[5 empty] | 2032-09-01 | 5.7442 | 5.679 | 5.3972 | 5.2528 | 2032
[5 empty] | 2032-10-01 | 5.8445 | 5.7729 | 5.6758 | 5.5363 | 2032
[5 empty] | 2032-11-01 | 6.1993 | 6.1354 | 6.1477 | 5.3497 | 2032
[5 empty] | 2032-12-01 | 6.3644 | 6.317 | 6.2834 | 5.0587 | 2032
[5 empty] | 2033-01-01 | 7.1094 | 7.0521 | 7.0299 | 6.0685 | 2033
[5 empty] | 2033-02-01 | 6.7283 | 6.6693 | 6.659 | 6.0397 | 2033
[5 empty] | 2033-03-01 | 5.7543 | 5.6892 | 5.6462 | 5.4571 | 2033
[5 empty] | 2033-04-01 | 5.4384 | 5.3664 | 5.2117 | 5.3136 | 2033
[5 empty] | 2033-05-01 | 5.4436 | 5.3712 | 5.0612 | 5.2254 | 2033
[5 empty] | 2033-06-01 | 5.4854 | 5.414 | 5.0853 | 5.292 | 2033
[5 empty] | 2033-07-01 | 5.573 | 5.5079 | 5.1588 | 5.0658 | 2033
[5 empty] | 2033-08-01 | 5.6985 | 5.6351 | 5.4253 | 5.21 | 2033
[5 empty] | 2033-09-01 | 5.8323 | 5.7655 | 5.4972 | 5.34 | 2033
[5 empty] | 2033-10-01 | 5.9537 | 5.8799 | 5.8027 | 5.6443 | 2033
[5 empty] | 2033-11-01 | 6.3135 | 6.2473 | 6.2462 | 5.4627 | 2033
[5 empty] | 2033-12-01 | 6.5237 | 6.4731 | 6.424 | 5.2163 | 2033
[5 empty] | 2034-01-01 | 7.0155 | 6.9601 | 6.9162 | 5.9756 | 2034
[5 empty] | 2034-02-01 | 6.7845 | 6.7244 | 6.693 | 6.0953 | 2034
[5 empty] | 2034-03-01 | 5.8587 | 5.7915 | 5.7464 | 5.5604 | 2034
[5 empty] | 2034-04-01 | 5.5395 | 5.4656 | 5.3136 | 5.4137 | 2034
[5 empty] | 2034-05-01 | 5.5458 | 5.4713 | 5.1699 | 5.3266 | 2034
[5 empty] | 2034-06-01 | 5.592 | 5.5185 | 5.1835 | 5.3975 | 2034
[5 empty] | 2034-07-01 | 5.6576 | 5.5909 | 5.2605 | 5.1495 | 2034
[5 empty] | 2034-08-01 | 5.7585 | 5.6939 | 5.5162 | 5.2694 | 2034
[5 empty] | 2034-09-01 | 5.8981 | 5.83 | 5.5675 | 5.4051 | 2034
[5 empty] | 2034-10-01 | 5.9997 | 5.925 | 5.8232 | 5.6899 | 2034
[5 empty] | 2034-11-01 | 6.3967 | 6.329 | 6.28 | 5.5451 | 2034
[5 empty] | 2034-12-01 | 6.5696 | 6.518 | 6.4668 | 5.2617 | 2034
[5 empty] | 2035-01-01 | 7.3207 | 7.2592 | 7.2182 | 6.2776 | 2035
[5 empty] | 2035-02-01 | 6.8996 | 6.8371 | 6.8048 | 6.2092 | 2035
[5 empty] | 2035-03-01 | 5.979 | 5.9094 | 5.8636 | 5.6795 | 2035
[5 empty] | 2035-04-01 | 5.6645 | 5.5881 | 5.4177 | 5.5374 | 2035
[5 empty] | 2035-05-01 | 5.6648 | 5.588 | 5.278 | 5.4443 | 2035
[5 empty] | 2035-06-01 | 5.7085 | 5.6326 | 5.2946 | 5.5128 | 2035
[5 empty] | 2035-07-01 | 5.7823 | 5.7131 | 5.3883 | 5.2729 | 2035
[5 empty] | 2035-08-01 | 5.8997 | 5.8323 | 5.6805 | 5.4092 | 2035
[5 empty] | 2035-09-01 | 6.0597 | 5.9882 | 5.7334 | 5.565 | 2035
[5 empty] | 2035-10-01 | 6.215 | 6.136 | 5.9943 | 5.9029 | 2035
[5 empty] | 2035-11-01 | 6.5998 | 6.5279 | 6.4992 | 5.746 | 2035
[5 empty] | 2035-12-01 | 6.8524 | 6.7952 | 6.7222 | 5.5416 | 2035
[5 empty] | 2036-01-01 | 7.3722 | 7.3098 | 7.2579 | 6.3286 | 2036
[5 empty] | 2036-02-01 | 6.7965 | 6.7362 | 6.689 | 6.1073 | 2036
[5 empty] | 2036-03-01 | 6.1877 | 6.114 | 6.0632 | 5.886 | 2036
[5 empty] | 2036-04-01 | 5.8587 | 5.7783 | 5.601 | 5.7295 | 2036
[5 empty] | 2036-05-01 | 5.846 | 5.7655 | 5.4712 | 5.6236 | 2036
[5 empty] | 2036-06-01 | 5.8858 | 5.8064 | 5.4817 | 5.6882 | 2036
[5 empty] | 2036-07-01 | 5.9491 | 5.8764 | 5.5512 | 5.4378 | 2036
[5 empty] | 2036-08-01 | 6.1071 | 6.0356 | 5.8862 | 5.6144 | 2036
[5 empty] | 2036-09-01 | 6.284 | 6.208 | 5.9472 | 5.7869 | 2036
[5 empty] | 2036-10-01 | 6.4315 | 6.3483 | 6.1742 | 6.1172 | 2036
[5 empty] | 2036-11-01 | 6.8229 | 6.7467 | 6.7212 | 5.9668 | 2036
[5 empty] | 2036-12-01 | 7.0898 | 7.0279 | 6.9556 | 5.7765 | 2036
[5 empty] | 2037-01-01 | 7.6499 | 7.5819 | 7.5195 | 6.6033 | 2037
[5 empty] | 2037-02-01 | 7.4052 | 7.3327 | 7.2609 | 6.7095 | 2037
[5 empty] | 2037-03-01 | 6.3576 | 6.2805 | 6.2203 | 6.0542 | 2037
[5 empty] | 2037-04-01 | 6.0144 | 5.9309 | 5.747 | 5.8836 | 2037
[5 empty] | 2037-05-01 | 6.0103 | 5.9266 | 5.6315 | 5.7862 | 2037
[5 empty] | 2037-06-01 | 6.0471 | 5.9645 | 5.6209 | 5.8479 | 2037
[5 empty] | 2037-07-01 | 6.1186 | 6.0426 | 5.7072 | 5.6055 | 2037
[5 empty] | 2037-08-01 | 6.2499 | 6.1755 | 6.0303 | 5.7557 | 2037
[5 empty] | 2037-09-01 | 6.4675 | 6.3879 | 6.0928 | 5.9685 | 2037
[5 empty] | 2037-10-01 | 6.5734 | 6.4873 | 6.2901 | 6.2575 | 2037
[5 empty] | 2037-11-01 | 6.9623 | 6.8832 | 6.8432 | 6.1047 | 2037
[5 empty] | 2037-12-01 | 7.2257 | 7.1611 | 7.0817 | 5.911 | 2037
[5 empty] | 2038-01-01 | 8.0469 | 7.9709 | 7.8724 | 6.9962 | 2038
[5 empty] | 2038-02-01 | 7.67 | 7.5922 | 7.4903 | 6.9716 | 2038
[5 empty] | 2038-03-01 | 6.5915 | 6.5098 | 6.4348 | 6.2856 | 2038
[5 empty] | 2038-04-01 | 6.249 | 6.1609 | 5.9438 | 6.1157 | 2038
[5 empty] | 2038-05-01 | 6.2422 | 6.1538 | 5.8434 | 6.0157 | 2038
[5 empty] | 2038-06-01 | 6.2805 | 6.1932 | 5.8434 | 6.0788 | 2038
[5 empty] | 2038-07-01 | 6.3642 | 6.2833 | 5.932 | 5.8486 | 2038
[5 empty] | 2038-08-01 | 6.5116 | 6.432 | 6.2825 | 6.0147 | 2038
[5 empty] | 2038-09-01 | 6.7772 | 6.6914 | 6.3564 | 6.275 | 2038
[5 empty] | 2038-10-01 | 6.8829 | 6.7907 | 6.5376 | 6.5638 | 2038
[5 empty] | 2038-11-01 | 7.2884 | 7.2027 | 7.1431 | 6.4273 | 2038
[5 empty] | 2038-12-01 | 7.5814 | 7.5097 | 7.4195 | 6.263 | 2038
[5 empty] | 2039-01-01 | 8.0936 | 8.0166 | 7.8632 | 7.0423 | 2039
[5 empty] | 2039-02-01 | 7.9013 | 7.8189 | 7.6726 | 7.2005 | 2039
[5 empty] | 2039-03-01 | 6.8909 | 6.8032 | 6.6906 | 6.5818 | 2039
[5 empty] | 2039-04-01 | 6.5303 | 6.4366 | 6.214 | 6.3941 | 2039
[5 empty] | 2039-05-01 | 6.5386 | 6.4443 | 6.1138 | 6.3089 | 2039
[5 empty] | 2039-06-01 | 6.5991 | 6.5054 | 6.1193 | 6.394 | 2039
[5 empty] | 2039-07-01 | 6.6659 | 6.579 | 6.1982 | 6.1471 | 2039
[5 empty] | 2039-08-01 | 6.7987 | 6.7132 | 6.5391 | 6.2987 | 2039
[5 empty] | 2039-09-01 | 7.077 | 6.9852 | 6.6186 | 6.5716 | 2039
[5 empty] | 2039-10-01 | 7.1607 | 7.0628 | 6.7994 | 6.8387 | 2039
[5 empty] | 2039-11-01 | 7.616 | 7.5238 | 7.4245 | 6.7515 | 2039
[5 empty] | 2039-12-01 | 7.9148 | 7.8363 | 7.6854 | 6.5928 | 2039
[5 empty] | 2040-01-01 | 8.3771 | 8.2945 | 8.094 | 7.3229 | 2040
[5 empty] | 2040-02-01 | 7.8607 | 7.7791 | 7.5377 | 7.1603 | 2040
[5 empty] | 2040-03-01 | 7.2639 | 7.1686 | 6.9779 | 6.9509 | 2040
[5 empty] | 2040-04-01 | 6.8395 | 6.7395 | 6.4795 | 6.7001 | 2040
[5 empty] | 2040-05-01 | 6.8483 | 6.7478 | 6.4042 | 6.6153 | 2040
[5 empty] | 2040-06-01 | 6.9226 | 6.8225 | 6.4265 | 6.7142 | 2040
[5 empty] | 2040-07-01 | 6.984 | 6.8907 | 6.4797 | 6.4619 | 2040
[5 empty] | 2040-08-01 | 7.0848 | 6.9937 | 6.791 | 6.5818 | 2040
[5 empty] | 2040-09-01 | 7.3617 | 7.2642 | 6.8642 | 6.8533 | 2040
[5 empty] | 2040-10-01 | 7.4479 | 7.3443 | 7.0395 | 7.1229 | 2040
[5 empty] | 2040-11-01 | 7.9163 | 7.8182 | 7.6712 | 7.0487 | 2040
[5 empty] | 2040-12-01 | 8.1791 | 8.0953 | 7.9048 | 6.8543 | 2040
[5 empty] | 2041-01-01 | 8.8845 | 8.7917 | 8.5708 | 7.825 | 2041
[5 empty] | 2041-02-01 | 8.6345 | 8.5374 | 8.2839 | 7.9259 | 2041
[5 empty] | 2041-03-01 | 7.5773 | 7.4758 | 7.2002 | 7.261 | 2041
[5 empty] | 2041-04-01 | 7.1179 | 7.0125 | 6.7124 | 6.9756 | 2041
[5 empty] | 2041-05-01 | 7.1551 | 7.0485 | 6.655 | 6.919 | 2041
[5 empty] | 2041-06-01 | 7.2045 | 7.0987 | 6.6756 | 6.9931 | 2041
[5 empty] | 2041-07-01 | 7.2777 | 7.1786 | 6.7182 | 6.7526 | 2041
[5 empty] | 2041-08-01 | 7.3723 | 7.2755 | 7.048 | 6.8663 | 2041
[5 empty] | 2041-09-01 | 7.6755 | 7.5717 | 7.135 | 7.1638 | 2041
[5 empty] | 2041-10-01 | 7.7714 | 7.6614 | 7.3153 | 7.443 | 2041
[5 empty] | 2041-11-01 | 8.2493 | 8.1445 | 7.9377 | 7.3782 | 2041
[5 empty] | 2041-12-01 | 8.5419 | 8.4509 | 8.2108 | 7.2134 | 2041
[5 empty] | 2042-01-01 | 8.9887 | 8.8938 | 8.6252 | 7.928 | 2042
[5 empty] | 2042-02-01 | 8.9351 | 8.832 | 8.5471 | 8.2234 | 2042
[5 empty] | 2042-03-01 | 7.9751 | 7.8657 | 7.5437 | 7.6546 | 2042
[5 empty] | 2042-04-01 | 7.4803 | 7.3675 | 7.0433 | 7.3341 | 2042
[5 empty] | 2042-05-01 | 7.5248 | 7.4108 | 6.9933 | 7.2848 | 2042
[5 empty] | 2042-06-01 | 7.5711 | 7.458 | 6.9867 | 7.3558 | 2042
[5 empty] | 2042-07-01 | 7.6392 | 7.5328 | 7.0486 | 7.1102 | 2042
[5 empty] | 2042-08-01 | 7.7462 | 7.6419 | 7.3842 | 7.2363 | 2042
[5 empty] | 2042-09-01 | 8.0502 | 7.9389 | 7.4623 | 7.5346 | 2042
[5 empty] | 2042-10-01 | 8.1509 | 8.0332 | 7.6472 | 7.8185 | 2042
[5 empty] | 2042-11-01 | 8.6506 | 8.5377 | 8.314 | 7.7753 | 2042
[5 empty] | 2042-12-01 | 8.9196 | 8.821 | 8.5218 | 7.5871 | 2042
[5 empty] | 2043-01-01 | 9.5645 | 9.4582 | 9.1537 | 8.4978 | 2043
[5 empty] | 2043-02-01 | 9.3452 | 9.2338 | 8.9415 | 8.6292 | 2043
[5 empty] | 2043-03-01 | 8.3277 | 8.2112 | 7.8745 | 8.0036 | 2043
[5 empty] | 2043-04-01 | 7.8227 | 7.7031 | 7.3818 | 7.673 | 2043
[5 empty] | 2043-05-01 | 7.8693 | 7.7484 | 7.3421 | 7.6256 | 2043
[5 empty] | 2043-06-01 | 7.9176 | 7.7976 | 7.3445 | 7.6987 | 2043
[5 empty] | 2043-07-01 | 7.9933 | 7.8798 | 7.3892 | 7.4606 | 2043
[5 empty] | 2043-08-01 | 8.12 | 8.0082 | 7.7496 | 7.6061 | 2043
[5 empty] | 2043-09-01 | 8.429 | 8.3102 | 7.8279 | 7.9094 | 2043
[5 empty] | 2043-10-01 | 8.5567 | 8.4309 | 8.0098 | 8.22 | 2043
[5 empty] | 2043-11-01 | 9.0448 | 8.924 | 8.7026 | 8.1653 | 2043
[5 empty] | 2043-12-01 | 9.3402 | 9.2332 | 8.8908 | 8.0033 | 2043
[5 empty] | 2044-01-01 | 9.7127 | 9.6034 | 9.2548 | 8.6445 | 2044
[5 empty] | 2044-02-01 | 9.2071 | 9.0986 | 8.7479 | 8.4926 | 2044
[5 empty] | 2044-03-01 | 8.683 | 8.5594 | 8.2185 | 8.3551 | 2044
[5 empty] | 2044-04-01 | 8.1792 | 8.0525 | 7.7246 | 8.0257 | 2044
[5 empty] | 2044-05-01 | 8.2278 | 8.0998 | 7.6737 | 7.9804 | 2044
[5 empty] | 2044-06-01 | 8.2784 | 8.1511 | 7.6587 | 8.0557 | 2044
[5 empty] | 2044-07-01 | 8.3489 | 8.2282 | 7.7053 | 7.8124 | 2044
[5 empty] | 2044-08-01 | 8.4502 | 8.3317 | 8.0693 | 7.9329 | 2044
[5 empty] | 2044-09-01 | 8.7772 | 8.6514 | 8.1484 | 8.254 | 2044
[5 empty] | 2044-10-01 | 8.9112 | 8.7783 | 8.3307 | 8.5708 | 2044
[5 empty] | 2044-11-01 | 9.4254 | 9.297 | 9.0412 | 8.5419 | 2044
[5 empty] | 2044-12-01 | 9.7079 | 9.5937 | 9.2347 | 8.3672 | 2044
[5 empty] | 2045-01-01 | 10.1386 | 10.0207 | 9.6348 | 9.0659 | 2045
[5 empty] | 2045-02-01 | 10.1 | 9.9735 | 9.6234 | 9.376 | 2045
[5 empty] | 2045-03-01 | 9.0979 | 8.966 | 8.6141 | 8.7657 | 2045
[5 empty] | 2045-04-01 | 8.5975 | 8.4624 | 8.1102 | 8.4397 | 2045
[5 empty] | 2045-05-01 | 8.6474 | 8.511 | 8.0579 | 8.3956 | 2045
[5 empty] | 2045-06-01 | 8.7005 | 8.5648 | 8.0437 | 8.4734 | 2045
[5 empty] | 2045-07-01 | 8.7527 | 8.624 | 8.0904 | 8.2121 | 2045
[5 empty] | 2045-08-01 | 8.8427 | 8.7165 | 8.447 | 8.3213 | 2045
[5 empty] | 2045-09-01 | 9.144 | 9.0109 | 8.516 | 8.6169 | 2045
[5 empty] | 2045-10-01 | 9.2964 | 9.1559 | 8.6999 | 8.952 | 2045
[5 empty] | 2045-11-01 | 9.8366 | 9.7 | 9.4094 | 8.9488 | 2045
[5 empty] | 2045-12-01 | 10.1218 | 9.9992 | 9.5951 | 8.7767 | 2045
[5 empty] | 2046-01-01 | 10.672 | 10.5435 | 10.1526 | 9.5937 | 2046
[5 empty] | 2046-02-01 | 10.5045 | 10.3699 | 9.984 | 9.7763 | 2046
[5 empty] | 2046-03-01 | 9.4591 | 9.3199 | 8.9375 | 9.123 | 2046
[5 empty] | 2046-04-01 | 8.9372 | 8.7954 | 8.4098 | 8.7758 | 2046
[5 empty] | 2046-05-01 | 8.9892 | 8.8459 | 8.369 | 8.7338 | 2046
[5 empty] | 2046-06-01 | 9.0444 | 8.9018 | 8.2072 | 8.8136 | 2046
[5 empty] | 2046-07-01 | 9.0986 | 8.9629 | 8.3534 | 8.5543 | 2046
[5 empty] | 2046-08-01 | 9.183 | 9.05 | 8.7612 | 8.658 | 2046
[5 empty] | 2046-09-01 | 9.5034 | 9.3631 | 8.8325 | 8.9725 | 2046
[5 empty] | 2046-10-01 | 9.6467 | 9.4992 | 9.017 | 9.2986 | 2046
[5 empty] | 2046-11-01 | 10.2217 | 10.0774 | 9.737 | 9.3299 | 2046
[5 empty] | 2046-12-01 | 10.5086 | 10.3782 | 9.959 | 9.1594 | 2046
[5 empty] | 2047-01-01 | 10.9576 | 10.8234 | 10.3492 | 9.8763 | 2047
[5 empty] | 2047-02-01 | 10.904 | 10.7614 | 10.3585 | 10.1716 | 2047
[5 empty] | 2047-03-01 | 9.8134 | 9.6672 | 9.2803 | 9.4736 | 2047
[5 empty] | 2047-04-01 | 9.2865 | 9.1376 | 8.7424 | 9.1214 | 2047
[5 empty] | 2047-05-01 | 9.3335 | 9.1833 | 8.7115 | 9.0744 | 2047
[5 empty] | 2047-06-01 | 9.3907 | 9.2412 | 8.2091 | 9.1563 | 2047
[5 empty] | 2047-07-01 | 9.4469 | 9.3044 | 8.2568 | 8.899 | 2047
[5 empty] | 2047-08-01 | 9.5385 | 9.3982 | 9.0863 | 9.0097 | 2047
[5 empty] | 2047-09-01 | 9.8706 | 9.7229 | 9.1857 | 9.3359 | 2047
[5 empty] | 2047-10-01 | 10.0106 | 9.8557 | 9.3747 | 9.6587 | 2047
[5 empty] | 2047-11-01 | 10.6106 | 10.4585 | 10.1426 | 9.7147 | 2047
[5 empty] | 2047-12-01 | 10.9373 | 10.7985 | 10.3166 | 9.5836 | 2047
[5 empty] | 2048-01-01 | 11.3595 | 11.2172 | 10.746 | 10.274 | 2048
[5 empty] | 2048-02-01 | 10.8143 | 10.6736 | 10.237 | 10.0828 | 2048
[5 empty] | 2048-03-01 | 10.2951 | 10.1392 | 9.7413 | 9.9503 | 2048
[5 empty] | 2048-04-01 | 9.7713 | 9.6128 | 9.1927 | 9.6011 | 2048
[5 empty] | 2048-05-01 | 9.828 | 9.668 | 9.1729 | 9.5638 | 2048
[5 empty] | 2048-06-01 | 9.8873 | 9.7279 | 8.6536 | 9.6477 | 2048
[5 empty] | 2048-07-01 | 9.946 | 9.7934 | 8.7053 | 9.3928 | 2048
[5 empty] | 2048-08-01 | 10.0971 | 9.9458 | 9.5936 | 9.5625 | 2048
[5 empty] | 2048-09-01 | 10.4112 | 10.2527 | 9.7114 | 9.8708 | 2048
[5 empty] | 2048-10-01 | 10.5695 | 10.4034 | 9.9049 | 10.2117 | 2048
[5 empty] | 2048-11-01 | 11.215 | 11.0508 | 10.716 | 10.3127 | 2048
[5 empty] | 2048-12-01 | 11.4993 | 11.3492 | 10.8722 | 10.1397 | 2048
[5 empty] | 2049-01-01 | 12.0343 | 11.8785 | 11.3619 | 10.9417 | 2049
[5 empty] | 2049-02-01 | 11.8586 | 11.6969 | 11.1763 | 11.1161 | 2049
[5 empty] | 2049-03-01 | 10.7376 | 10.5729 | 10.1246 | 10.3882 | 2049
[5 empty] | 2049-04-01 | 10.1439 | 9.9778 | 9.543 | 9.9697 | 2049
[5 empty] | 2049-05-01 | 10.1877 | 10.0205 | 9.5056 | 9.9198 | 2049
[5 empty] | 2049-06-01 | 10.2493 | 10.0825 | 8.9888 | 10.0059 | 2049
[5 empty] | 2049-07-01 | 10.31 | 10.1501 | 9.3224 | 9.753 | 2049
[5 empty] | 2049-08-01 | 10.4598 | 10.3012 | 9.9303 | 9.9214 | 2049
[5 empty] | 2049-09-01 | 10.7685 | 10.6028 | 10.0391 | 10.2243 | 2049
[5 empty] | 2049-10-01 | 10.9253 | 10.7521 | 10.2237 | 10.5637 | 2049
[5 empty] | 2049-11-01 | 11.5799 | 11.4085 | 11.0635 | 10.6738 | 2049
[5 empty] | 2049-12-01 | 11.9064 | 11.7482 | 11.2466 | 10.5425 | 2049
[5 empty] | 2050-01-01 | 12.3504 | 12.1883 | 11.6644 | 11.2545 | 2050
[5 empty] | 2050-02-01 | 12.2139 | 12.0452 | 11.5547 | 11.4677 | 2050
[5 empty] | 2050-03-01 | 11.2381 | 11.0634 | 10.627 | 10.8834 | 2050
[5 empty] | 2050-04-01 | 10.6848 | 10.508 | 10.0414 | 10.505 | 2050
[5 empty] | 2050-05-01 | 10.7468 | 10.5684 | 9.9877 | 10.473 | 2050
[5 empty] | 2050-06-01 | 10.8116 | 10.6337 | 9.4922 | 10.5623 | 2050
[5 empty] | 2050-07-01 | 10.8757 | 10.7045 | 9.8397 | 10.3127 | 2050
[5 empty] | 2050-08-01 | 11.027 | 10.8571 | 10.4509 | 10.4827 | 2050
[5 empty] | 2050-09-01 | 11.3163 | 11.1397 | 10.5842 | 10.7664 | 2050
[5 empty] | 2050-10-01 | 11.4649 | 11.2809 | 10.7763 | 11.0977 | 2050
[5 empty] | 2050-11-01 | 12.1483 | 11.9654 | 11.6317 | 11.2362 | 2050
[5 empty] | 2050-12-01 | 12.4758 | 12.3061 | 11.7982 | 11.1059 | 2050
[5 empty] | 2051-01-01 | 12.6347 | 12.4669 | 11.9324 | 11.5358 | 2051
[5 empty] | 2051-02-01 | 12.4951 | 12.3208 | 11.8202 | 11.746 | 2051
[5 empty] | 2051-03-01 | 11.4968 | 11.317 | 10.8712 | 11.1394 | 2051
[5 empty] | 2051-04-01 | 10.9308 | 10.749 | 10.272 | 10.7484 | 2051
[5 empty] | 2051-05-01 | 10.9943 | 10.8109 | 10.2171 | 10.7178 | 2051
[5 empty] | 2051-06-01 | 11.0606 | 10.8777 | 9.7103 | 10.8087 | 2051
[5 empty] | 2051-07-01 | 11.1261 | 10.9499 | 10.0657 | 10.5605 | 2051
[5 empty] | 2051-08-01 | 11.2809 | 11.1059 | 10.6909 | 10.7339 | 2051
[5 empty] | 2051-09-01 | 11.5768 | 11.3951 | 10.8274 | 11.0242 | 2051
[5 empty] | 2051-10-01 | 11.7289 | 11.5396 | 11.0239 | 11.3589 | 2051
[5 empty] | 2051-11-01 | 12.4278 | 12.2395 | 11.8989 | 11.5129 | 2051
[5 empty] | 2051-12-01 | 12.7629 | 12.5876 | 12.0693 | 11.3901 | 2051
[5 empty] | 2052-01-01 | 12.9256 | 12.752 | 12.2066 | 11.8236 | 2052
[5 empty] | 2052-02-01 | 12.7827 | 12.6026 | 12.0918 | 12.0306 | 2052
[5 empty] | 2052-03-01 | 11.7615 | 11.5764 | 11.121 | 11.4013 | 2052
[5 empty] | 2052-04-01 | 11.1824 | 10.9957 | 10.508 | 10.9974 | 2052
[5 empty] | 2052-05-01 | 11.2473 | 11.0589 | 10.4519 | 10.9682 | 2052
[5 empty] | 2052-06-01 | 11.3152 | 11.1272 | 9.9334 | 11.0606 | 2052
[5 empty] | 2052-07-01 | 11.3822 | 11.201 | 10.297 | 10.8139 | 2052
[5 empty] | 2052-08-01 | 11.5407 | 11.3605 | 10.9366 | 10.9909 | 2052
[5 empty] | 2052-09-01 | 11.8434 | 11.6563 | 11.0761 | 11.2879 | 2052
[5 empty] | 2052-10-01 | 11.9989 | 11.8042 | 11.2772 | 11.626 | 2052
[5 empty] | 2052-11-01 | 12.714 | 12.5199 | 12.1723 | 11.796 | 2052
[5 empty] | 2052-12-01 | 13.0567 | 12.8755 | 12.3466 | 11.6808 | 2052
[5 empty] | 2053-01-01 | 13.223 | 13.0436 | 12.4871 | 12.118 | 2053
[5 empty] | 2053-02-01 | 13.077 | 12.891 | 12.3697 | 12.3218 | 2053
[5 empty] | 2053-03-01 | 12.0323 | 11.8417 | 11.3765 | 11.6693 | 2053
[5 empty] | 2053-04-01 | 11.4399 | 11.248 | 10.7495 | 11.2522 | 2053
[5 empty] | 2053-05-01 | 11.5063 | 11.3127 | 10.6921 | 11.2245 | 2053
[5 empty] | 2053-06-01 | 11.5757 | 11.3825 | 10.1616 | 11.3184 | 2053
[5 empty] | 2053-07-01 | 11.6443 | 11.4578 | 10.5336 | 11.0732 | 2053
[5 empty] | 2053-08-01 | 11.8063 | 11.6208 | 11.1879 | 11.2538 | 2053
[5 empty] | 2053-09-01 | 12.116 | 11.9235 | 11.3306 | 11.5577 | 2053
[5 empty] | 2053-10-01 | 12.2751 | 12.0749 | 11.5362 | 11.8994 | 2053
[5 empty] | 2053-11-01 | 13.0066 | 12.8067 | 12.4521 | 12.0856 | 2053
[5 empty] | 2053-12-01 | 13.3573 | 13.17 | 12.6304 | 11.9782 | 2053
[5 empty] | 0 | #N/A | #N/A | #N/A | #N/A | 1900
Note on H5: PacifiCorp: Date that deal is evaluated.

## Table 5
Appendix B
| Table 5 | [9 empty] | Study_Name:
| QF - Sch38 - UT - Solar T - 80.0 MW and 30.2% CF | [7 empty] | 45658 |  | QF - Sch38 - UT - Solar T |  |  | 15 Year Starting 2028 | 15 Year Starting 2027 | 15 Year Starting 2026 | 15 Year Starting 2025
| January 2025 through December 2039 | [6 empty] | Start | 2025-01-01 |  | Resource Capacity |  | start | 49 | 37 | 25 | 13
| Nominal Avoided Costs Calculated Monthly | [6 empty] | End | 2039-12-01 |  | 80 | MW | end | 228 | 216 | 204 | 192
15 Year Starting 2027 |  | -45969870.6144 | 53640701.0733 | 7670830.4589 | 1982522.9068 | 3.8692
15 Year Starting 2026 |  | -39063167.4069 | 46706147.7452 | 7642980.3383 | 1992518.5101 | 3.8358 |  |  |  |  | 30.19% | CF
| Nominal NPV at 6.38% Discount Rate | [6 empty] | Discount Rate - 2025 IRP
15 Year Starting 2025 |  | -27863322.1692 | 40266798.0736 | 12403475.9044 | 2002507.8767 | 6.194 |  | 6.38% | 0.5167%
|  | Energy | Capacity $ | Total | Total | AC Price | [10 empty] | Summer | Summer
| Month | Avoided $ | 29.8% CF | Dollars | MWH | 29.8% CF | Offset | Year | Date Test | Offset |  |  |  | Total | energy | capacity | Energy | Capacity | Winter
| 2025-01-01 | 134292.5002 | 0 | 134292.5002 | 8073.8497 | 16.633 | 1 | 2025 | 2025-01-01 | 840 | Total Net Power Cost ($ 000) | [7 empty] | Winter
| 2025-02-01 | 133302.1645 | 0 | 133302.1645 | 12618.3936 | 10.5641 | 2 | 2025 | 2025-02-01 | 1151 | PV_QF_UTN_QF_Sch38_UT | [7 empty] | Winter
| 2025-03-01 | 100077.6584 | 0 | 100077.6584 | 15076.7875 | 6.6379 | 3 | 2025 | 2025-03-01 | [9 empty] | Winter
| 2025-04-01 | 145303.686 | 0 | 145303.686 | 19602.8144 | 7.4124 | 4 | 2025 | 2025-04-01 | 2025 | 4349847.1628 | 0 | 211519.9099 | 20.5647 | 20.5647 | 0 | 3152208.2621 | 0 | Winter
| 2025-05-01 | 298986.2767 | 0 | 298986.2767 | 22995.6268 | 13.0019 | 5 | 2025 | 2025-05-01 | 2026 | 4215396.3492 | 0 | 210417.3598 | 20.0335 | 20.0335 | 0 | 2899023.0934 | 0 | Summer
| 2025-06-01 | 537488.4057 | 0 | 537488.4057 | 27862.0869 | 19.291 | 6 | 2025 | 2025-06-01 | 2027 | 4688021.8137 | 0 | 209188.3268 | 22.4105 | 22.4105 | 0 | 2957056.3355 | 0 | Summer
| 2025-07-01 | 962456.4892 | 0 | 962456.4892 | 27277.7669 | 35.2836 | 7 | 2025 | 2025-07-01 | 2028 | 4900921.2112 | 0 | 208193.0384 | 23.5403 | 23.5403 | 0 | 2978894.1019 | 0 | Summer
| 2025-08-01 | 1092250.5639 | 0 | 1092250.5639 | 23575.165 | 46.3306 | 8 | 2025 | 2025-08-01 | 2029 | 5469635.1082 | 0 | 207136.3339 | 26.406 | 26.406 | 0 | 3260201.4918 | 0 | Summer
| 2025-09-01 | 560012.8032 | 0 | 560012.8032 | 20127.2949 | 27.8236 | 9 | 2025 | 2025-09-01 | 2030 | 4817216.9656 | 0 | 206129.2733 | 23.3699 | 23.3699 | 0 | 2976080.7165 | 0 | Winter
| 2025-10-01 | 43928.8911 | 0 | 43928.8911 | 14973.9892 | 2.9337 | 10 | 2025 | 2025-10-01 | 2031 | -10071187.1101 | 7833843.8343 | 205253.6326 | -10.9004 | -49.067 | 38.1667 | -4682975.1877 | 2611281.2781 | Winter
| 2025-11-01 | 214733.1933 | 0 | 214733.1933 | 11987.9301 | 17.9124 | 11 | 2025 | 2025-11-01 | 2032 | -10290005.318 | 8004621.6277 | 204178.8552 | -11.193 | -50.397 | 39.204 | -4756631.4104 | 2668207.2092 | Winter
| 2025-12-01 | 127014.5306 | 0 | 127014.5306 | 7348.2049 | 17.2851 | 12 | 2025 | 2025-12-01 | 2033 | -10394549.6547 | 8179122.3793 | 203041.707 | -10.9112 | -51.1942 | 40.283 | -4762177.3801 | 2726374.1264 | Winter
| 2026-01-01 | 168355.1668 | 0 | 168355.1668 | 7927.7886 | 21.2361 | 14 | 2026 | 2026-01-01 | 2034 | -10651938.7418 | 8357427.2533 | 202239.3333 | -11.3455 | -52.67 | 41.3244 | -4828797.9545 | 2785809.0844 | Winter
| 2026-02-01 | 177390.0768 | 0 | 177390.0768 | 12898.1891 | 13.7531 | 15 | 2026 | 2026-02-01 | 2035 | -10820753.5973 | 8539619.1652 | 201007.5711 | -11.3485 | -53.8326 | 42.4841 | -5012491.6099 | 2846539.7217 | Winter
| 2026-03-01 | 1344.3881 | 0 | 1344.3881 | 15002.4245 | 0.089611 | 16 | 2026 | 2026-03-01 | 2036 | -11000313.1592 | 8725782.8631 | 199909.232 | -11.3778 | -55.0265 | 43.6487 | -5020253.9676 | 2908594.2877 | Winter
| 2026-04-01 | 34008.8325 | 0 | 34008.8325 | 19567.195 | 1.7381 | 17 | 2026 | 2026-04-01 | 2037 | -11552413.4115 | 8916004.927 | 199129.8959 | -13.2396 | -58.0145 | 44.7748 | -5335642.2537 | 2972001.6423 | Winter
| 2026-05-01 | 257003.4664 | 0 | 257003.4664 | 23252.7564 | 11.0526 | 18 | 2026 | 2026-05-01 | 2038 | -11469680.0893 | 9110373.8365 | 197962.9431 | -11.9179 | -57.9385 | 46.0206 | -5286927.4528 | 3036791.2788 | Summer
| 2026-06-01 | 573724.8942 | 0 | 573724.8942 | 27699.545 | 20.7124 | 19 | 2026 | 2026-06-01 | 2039 | -11748255.0793 | 9308979.9846 | 197018.6119 | -12.3809 | -59.6302 | 47.2492 | -5402039.4709 | 3102993.3282 | Summer
| 2026-07-01 | 940915.0805 | 0 | 940915.0805 | 26567.3206 | 35.4163 | 20 | 2026 | 2026-07-01 | 2040 | -12183912.8939 | 9511915.7511 | 196262.3372 | -13.6144 | -62.0797 | 48.4653 | -5644977.8911 | 3170638.5837 | Summer
| 2026-08-01 | 912965 | 0 | 912965 | 23383.3037 | 39.0435 | 21 | 2026 | 2026-08-01 | 2041 | -237610.6021 | 9719275.5099 | 195059.2701 | 48.6091 | -1.2181 | 49.8273 | -101183.6979 | 3239758.5033 | Summer
| 2026-09-01 | 471418.1186 | 0 | 471418.1186 | 20356.9631 | 23.1576 | 22 | 2026 | 2026-09-01 | 2042 | -724028.2866 | 9931155.7164 | 194254.5972 | 47.3972 | -3.7272 | 51.1244 | -182133.2197 | 3310385.2388 | Winter
| 2026-10-01 | 170534.8621 | 0 | 170534.8621 | 14838.9502 | 11.4924 | 23 | 2026 | 2026-10-01 | 2043 | -619074.6372 | 10147654.9141 | 193235.0377 | 49.3108 | -3.2037 | 52.5146 | -298957.0493 | 3382551.638 | Winter
| 2026-11-01 | 284773.0599 | 0 | 284773.0599 | 11502.1709 | 24.7582 | 24 | 2026 | 2026-11-01 | 2044 | 478210.7654 | 10368873.7887 | 192099.3309 | 56.466 | 2.4894 | 53.9766 | 406401.9496 | 3456291.2629 | Winter
| 2026-12-01 | 222963.4031 | 0 | 222963.4031 | 7420.7528 | 30.0459 | 25 | 2026 | 2026-12-01 | 2045 | 488635.7601 | 10594915.2373 | 192099.3309 | 57.697 | 2.5437 | 55.1533 | 415261.5121 | 3531638.4124 | Winter
| 2027-01-01 | 211986.1968 | 0 | 211986.1968 | 7808.1863 | 27.1492 | 27 | 2027 | 2027-01-01 | 2046 | 499288.0197 | 10825884.3894 | 192099.3309 | 58.9548 | 2.5991 | 56.3557 | 424314.2131 | 3608628.1298 | Winter
| 2027-02-01 | 294670.9097 | 0 | 294670.9097 | 13197.4926 | 22.3278 | 28 | 2027 | 2027-02-01 | 2047 | 0 | 0 | 0 | #DIV/0! | #DIV/0! | 0 | 0 | 0 | Winter
| 2027-03-01 | 88372.4901 | 0 | 88372.4901 | 15010.7453 | 5.8873 | 29 | 2027 | 2027-03-01 | 2048 | 0 | 0 | 0 | #DIV/0! | #DIV/0! | 0 | 0 | 0 | Winter
| 2027-04-01 | 149265.6649 | 0 | 149265.6649 | 19324.7984 | 7.724 | 30 | 2027 | 2027-04-01 | 2049 | 0 | 0 | 0 | #DIV/0! | #DIV/0! | 0 | 0 | 0 | Winter
| 2027-05-01 | 307054.6311 | 0 | 307054.6311 | 23466.2228 | 13.085 | 31 | 2027 | 2027-05-01 | 2050 | 0 | 0 | 0 | #DIV/0! | #DIV/0! | 0 | 0 | 0 | Summer
| 2027-06-01 | 540550.7588 | 0 | 540550.7588 | 27631.1441 | 19.5631 | 32 | 2027 | 2027-06-01 | 2051 | [8 empty] | Summer
| 2027-07-01 | 969871.5929 | 0 | 969871.5929 | 26096.4872 | 37.1648 | 33 | 2027 | 2027-07-01 | [9 empty] | Summer
| 2027-08-01 | 984156.8251 | 0 | 984156.8251 | 23464.9184 | 41.9416 | 34 | 2027 | 2027-08-01 | [9 empty] | Summer
| 2027-09-01 | 462477.1587 | 0 | 462477.1587 | 19784.1443 | 23.3762 | 35 | 2027 | 2027-09-01 | [9 empty] | Winter
| 2027-10-01 | 213940.2904 | 0 | 213940.2904 | 14865.4112 | 14.3918 | 36 | 2027 | 2027-10-01 | [9 empty] | Winter
| 2027-11-01 | 246126.4039 | 0 | 246126.4039 | 11233.3563 | 21.9103 | 37 | 2027 | 2027-11-01 | [9 empty] | Winter
| 2027-12-01 | 219548.8914 | 0 | 219548.8914 | 7305.4199 | 30.0529 | 38 | 2027 | 2027-12-01 | [9 empty] | Winter
| 2028-01-01 | 289617.7269 | 0 | 289617.7269 | 7942.3963 | 36.4648 | 40 | 2028 | 2028-01-01 | [9 empty] | Winter
| 2028-02-01 | 232257.011 | 0 | 232257.011 | 13253.5551 | 17.5241 | 41 | 2028 | 2028-02-01 | [9 empty] | Winter
| 2028-03-01 | 72307.2478 | 0 | 72307.2478 | 15729.4078 | 4.5969 | 42 | 2028 | 2028-03-01 | [9 empty] | Winter
| 2028-04-01 | 154079.0034 | 0 | 154079.0034 | 18908.5066 | 8.1487 | 43 | 2028 | 2028-04-01 | [9 empty] | Winter
| 2028-05-01 | 286842.4019 | 0 | 286842.4019 | 24188.3089 | 11.8587 | 44 | 2028 | 2028-05-01 | [9 empty] | Summer
| 2028-06-01 | 475578.3342 | 0 | 475578.3342 | 27431.7723 | 17.3368 | 45 | 2028 | 2028-06-01 | [9 empty] | Summer
| 2028-07-01 | 946947.3743 | 0 | 946947.3743 | 25609.4936 | 36.9764 | 46 | 2028 | 2028-07-01 | [9 empty] | Summer
| 2028-08-01 | 966647.1703 | 0 | 966647.1703 | 23597.4264 | 40.9641 | 47 | 2028 | 2028-08-01 | [9 empty] | Summer
| 2028-09-01 | 589721.2231 | 0 | 589721.2231 | 18760.4458 | 31.4343 | 48 | 2028 | 2028-09-01 | [9 empty] | Winter
| 2028-10-01 | 294811.4373 | 0 | 294811.4373 | 15057.58 | 19.5789 | 49 | 2028 | 2028-10-01 | [9 empty] | Winter
| 2028-11-01 | 292641.2943 | 0 | 292641.2943 | 10802.8747 | 27.0892 | 50 | 2028 | 2028-11-01 | [9 empty] | Winter
| 2028-12-01 | 299470.9869 | 0 | 299470.9869 | 6911.2707 | 43.3308 | 51 | 2028 | 2028-12-01 | [9 empty] | Winter
| 2029-01-01 | 257224.8093 | 0 | 257224.8093 | 7840.8388 | 32.8058 | 53 | 2029 | 2029-01-01 | [9 empty] | Winter
| 2029-02-01 | 360283.7202 | 0 | 360283.7202 | 13082.9844 | 27.5383 | 54 | 2029 | 2029-02-01 | [9 empty] | Winter
| 2029-03-01 | 135063.9472 | 0 | 135063.9472 | 15888.3006 | 8.5008 | 55 | 2029 | 2029-03-01 | [9 empty] | Winter
| 2029-04-01 | 142730.1408 | 0 | 142730.1408 | 19189.7627 | 7.4378 | 56 | 2029 | 2029-04-01 | [9 empty] | Winter
| 2029-05-01 | 358981.7535 | 0 | 358981.7535 | 23988.1111 | 14.965 | 57 | 2029 | 2029-05-01 | [9 empty] | Summer
| 2029-06-01 | 632686.2612 | 0 | 632686.2612 | 27418.1611 | 23.0754 | 58 | 2029 | 2029-06-01 | [9 empty] | Summer
| 2029-07-01 | 1027882.1307 | 0 | 1027882.1307 | 25423.3504 | 40.4306 | 59 | 2029 | 2029-07-01 | [9 empty] | Summer
| 2029-08-01 | 903992.6661 | 0 | 903992.6661 | 23196.1923 | 38.9716 | 60 | 2029 | 2029-08-01 | [9 empty] | Summer
| 2029-09-01 | 695640.4338 | 0 | 695640.4338 | 18754.2504 | 37.0924 | 61 | 2029 | 2029-09-01 | [9 empty] | Winter
| 2029-10-01 | 340133.7303 | 0 | 340133.7303 | 14632.294 | 23.2454 | 62 | 2029 | 2029-10-01 | [9 empty] | Winter
| 2029-11-01 | 327287.0131 | 0 | 327287.0131 | 10601.7177 | 30.8711 | 63 | 2029 | 2029-11-01 | [9 empty] | Winter
| 2029-12-01 | 287728.502 | 0 | 287728.502 | 7120.3704 | 40.4092 | 64 | 2029 | 2029-12-01 | [9 empty] | Winter
| 2030-01-01 | 336170.426 | 0 | 336170.426 | 7912.0649 | 42.4883 | 66 | 2030 | 2030-01-01 | [9 empty] | Winter
| 2030-02-01 | 360608.5655 | 0 | 360608.5655 | 12850.2765 | 28.0623 | 67 | 2030 | 2030-02-01 | [9 empty] | Winter
| 2030-03-01 | 83680.7419 | 0 | 83680.7419 | 16137.0938 | 5.1856 | 68 | 2030 | 2030-03-01 | [9 empty] | Winter
| 2030-04-01 | -3662.3116 | 0 | -3662.3116 | 19389.9854 | -0.18888 | 69 | 2030 | 2030-04-01 | [9 empty] | Winter
| 2030-05-01 | 143482.71 | 0 | 143482.71 | 23938.0346 | 5.9939 | 70 | 2030 | 2030-05-01 | [9 empty] | Summer
| 2030-06-01 | 625437.0128 | 0 | 625437.0128 | 26765.705 | 23.3671 | 71 | 2030 | 2030-06-01 | [9 empty] | Summer
| 2030-07-01 | 903454.0146 | 0 | 903454.0146 | 25582.4547 | 35.3154 | 72 | 2030 | 2030-07-01 | [9 empty] | Summer
| 2030-08-01 | 865700.0907 | 0 | 865700.0907 | 23169.5598 | 37.3637 | 73 | 2030 | 2030-08-01 | [9 empty] | Summer
| 2030-09-01 | 581489.5984 | 0 | 581489.5984 | 18548.8907 | 31.349 | 74 | 2030 | 2030-09-01 | [9 empty] | Winter
| 2030-10-01 | 253514.7778 | 0 | 253514.7778 | 14369.8997 | 17.6421 | 75 | 2030 | 2030-10-01 | [9 empty] | Winter
| 2030-11-01 | 327846.955 | 0 | 327846.955 | 10252.8026 | 31.9763 | 76 | 2030 | 2030-11-01 | [9 empty] | Winter
| 2030-12-01 | 339494.3846 | 0 | 339494.3846 | 7212.5056 | 47.0702 | 77 | 2030 | 2030-12-01 | [9 empty] | Winter
| 2031-01-01 | -370173.6427 | 652820.3195 | 282646.6768 | 7834.6619 | 36.0764 | 79 | 2031 | 2031-01-01 | [9 empty] | Winter
| 2031-02-01 | -616739.7 | 652820.3195 | 36080.6196 | 12244.5737 | 2.9467 | 80 | 2031 | 2031-02-01 | [9 empty] | Winter
| 2031-03-01 | -718981.1925 | 652820.3195 | -66160.873 | 14630.1377 | -4.5222 | 81 | 2031 | 2031-03-01 | [9 empty] | Winter
| 2031-04-01 | -940088.9093 | 652820.3195 | -287268.5898 | 19022.081 | -15.1018 | 82 | 2031 | 2031-04-01 | [9 empty] | Winter
| 2031-05-01 | -1094839.6543 | 652820.3195 | -442019.3348 | 22314.3813 | -19.8087 | 83 | 2031 | 2031-05-01 | [9 empty] | Summer
| 2031-06-01 | -1330248.0195 | 652820.3195 | -677427.7 | 27036.6726 | -25.0559 | 84 | 2031 | 2031-06-01 | [9 empty] | Summer
| 2031-07-01 | -1273858.4231 | 652820.3195 | -621038.1036 | 26469.663 | -23.4623 | 85 | 2031 | 2031-07-01 | [9 empty] | Summer
| 2031-08-01 | -1118875.0343 | 652820.3195 | -466054.7148 | 22876.7507 | -20.3724 | 86 | 2031 | 2031-08-01 | [9 empty] | Summer
| 2031-09-01 | -959993.7108 | 652820.3195 | -307173.3913 | 19531.0238 | -15.7275 | 87 | 2031 | 2031-09-01 | [9 empty] | Winter
| 2031-10-01 | -728237.7524 | 652820.3195 | -75417.4329 | 14530.3847 | -5.1903 | 88 | 2031 | 2031-10-01 | [9 empty] | Winter
| 2031-11-01 | -571843.2759 | 652820.3195 | 80977.0436 | 11632.7877 | 6.9611 | 89 | 2031 | 2031-11-01 | [9 empty] | Winter
| 2031-12-01 | -347307.7954 | 652820.3195 | 305512.5242 | 7130.5143 | 42.8458 | 90 | 2031 | 2031-12-01 | [9 empty] | Winter
| 2032-01-01 | -383879.9104 | 667051.8023 | 283171.8919 | 7692.7436 | 36.8103 | 92 | 2032 | 2032-01-01 | [9 empty] | Winter
| 2032-02-01 | -655291.1029 | 667051.8023 | 11760.6994 | 13136.9265 | 0.89524 | 93 | 2032 | 2032-02-01 | [9 empty] | Winter
| 2032-03-01 | -752098.157 | 667051.8023 | -85046.3547 | 14639.2673 | -5.8095 | 94 | 2032 | 2032-03-01 | [9 empty] | Winter
| 2032-04-01 | -922632.4297 | 667051.8023 | -255580.6274 | 18846.5585 | -13.5611 | 95 | 2032 | 2032-04-01 | [9 empty] | Winter
| 2032-05-01 | -1156620.2085 | 667051.8023 | -489568.4062 | 22885.493 | -21.3921 | 96 | 2032 | 2032-05-01 | [9 empty] | Summer
| 2032-06-01 | -1358224.8235 | 667051.8023 | -691173.0212 | 26947.3431 | -25.649 | 97 | 2032 | 2032-06-01 | [9 empty] | Summer
| 2032-07-01 | -1306963.9129 | 667051.8023 | -639912.1106 | 25450.665 | -25.1432 | 98 | 2032 | 2032-07-01 | [9 empty] | Summer
| 2032-08-01 | -1129913.844 | 667051.8023 | -462862.0417 | 22884.221 | -20.2263 | 99 | 2032 | 2032-08-01 | [9 empty] | Summer
| 2032-09-01 | -961528.83 | 667051.8023 | -294477.0277 | 19294.5367 | -15.2622 | 100 | 2032 | 2032-09-01 | [9 empty] | Winter
| 2032-10-01 | -704340.5 | 667051.8023 | -37288.6977 | 14497.5298 | -2.5721 | 101 | 2032 | 2032-10-01 | [9 empty] | Winter
| 2032-11-01 | -602645.0204 | 667051.8023 | 64406.7819 | 10955.3591 | 5.879 | 102 | 2032 | 2032-11-01 | [9 empty] | Winter
| 2032-12-01 | -355866.5786 | 667051.8023 | 311185.2237 | 6948.2116 | 44.7864 | 103 | 2032 | 2032-12-01 | [9 empty] | Winter
| 2033-01-01 | -377475.9366 | 681593.5316 | 304117.595 | 7745.8772 | 39.2619 | 105 | 2033 | 2033-01-01 | [9 empty] | Winter
| 2033-02-01 | -637823.9916 | 681593.5316 | 43769.54 | 12627.0492 | 3.4663 | 106 | 2033 | 2033-02-01 | [9 empty] | Winter
| 2033-03-01 | -773743.9417 | 681593.5316 | -92150.4101 | 14981.41 | -6.151 | 107 | 2033 | 2033-03-01 | [9 empty] | Winter
| 2033-04-01 | -919507.8407 | 681593.5316 | -237914.3091 | 18338.9498 | -12.9732 | 108 | 2033 | 2033-04-01 | [9 empty] | Winter
| 2033-05-01 | -1218105.4512 | 681593.5316 | -536511.9196 | 23424.9348 | -22.9035 | 109 | 2033 | 2033-05-01 | [9 empty] | Summer
| 2033-06-01 | -1376021.353 | 681593.5316 | -694427.8214 | 26901.8077 | -25.8134 | 110 | 2033 | 2033-06-01 | [9 empty] | Summer
| 2033-07-01 | -1271186.5636 | 681593.5316 | -589593.032 | 25288.4858 | -23.3147 | 111 | 2033 | 2033-07-01 | [9 empty] | Summer
| 2033-08-01 | -1164591.4621 | 681593.5316 | -482997.9305 | 22670.4114 | -21.3052 | 112 | 2033 | 2033-08-01 | [9 empty] | Summer
| 2033-09-01 | -950378.0014 | 681593.5316 | -268784.4697 | 18790.8569 | -14.304 | 113 | 2033 | 2033-09-01 | [9 empty] | Winter
| 2033-10-01 | -770811.9588 | 681593.5316 | -89218.4272 | 14504.5248 | -6.1511 | 114 | 2033 | 2033-10-01 | [9 empty] | Winter
| 2033-11-01 | -547203.1314 | 681593.5316 | 134390.4002 | 10648.6248 | 12.6204 | 115 | 2033 | 2033-11-01 | [9 empty] | Winter
| 2033-12-01 | -387700.0226 | 681593.5316 | 293893.509 | 7118.7748 | 41.2843 | 116 | 2033 | 2033-12-01 | [9 empty] | Winter
| 2034-01-01 | -418965.8778 | 696452.2711 | 277486.3934 | 7820.6722 | 35.4811 | 118 | 2034 | 2034-01-01 | [9 empty] | Winter
| 2034-02-01 | -664123.7248 | 696452.2711 | 32328.5463 | 12633.4274 | 2.559 | 119 | 2034 | 2034-02-01 | [9 empty] | Winter
| 2034-03-01 | -801506.2608 | 696452.2711 | -105053.9897 | 15262.3756 | -6.8832 | 120 | 2034 | 2034-03-01 | [9 empty] | Winter
| 2034-04-01 | -951709.9145 | 696452.2711 | -255257.6434 | 18347.0816 | -13.9127 | 121 | 2034 | 2034-04-01 | [9 empty] | Winter
| 2034-05-01 | -1230849.5992 | 696452.2711 | -534397.3281 | 23470.1178 | -22.7693 | 122 | 2034 | 2034-05-01 | [9 empty] | Summer
| 2034-06-01 | -1389906.9264 | 696452.2711 | -693454.6553 | 26617.2773 | -26.0528 | 123 | 2034 | 2034-06-01 | [9 empty] | Summer
| 2034-07-01 | -1267954.6437 | 696452.2711 | -571502.3726 | 24849.1051 | -22.9989 | 124 | 2034 | 2034-07-01 | [9 empty] | Summer
| 2034-08-01 | -1195737.2326 | 696452.2711 | -499284.9615 | 22896.7796 | -21.8059 | 125 | 2034 | 2034-08-01 | [9 empty] | Summer
| 2034-09-01 | -975199.1518 | 696452.2711 | -278746.8807 | 18203.4169 | -15.3129 | 126 | 2034 | 2034-09-01 | [9 empty] | Winter
| 2034-10-01 | -782824.5557 | 696452.2711 | -86372.2846 | 14610.4954 | -5.9117 | 127 | 2034 | 2034-10-01 | [9 empty] | Winter
| 2034-11-01 | -572955.658 | 696452.2711 | 123496.6131 | 10482.1194 | 11.7816 | 128 | 2034 | 2034-11-01 | [9 empty] | Winter
| 2034-12-01 | -400205.1966 | 696452.2711 | 296247.0745 | 7046.4649 | 42.0419 | 129 | 2034 | 2034-12-01 | [9 empty] | Winter
| 2035-01-01 | -432825.2799 | 711634.9304 | 278809.6505 | 7608.8436 | 36.6428 | 131 | 2035 | 2035-01-01 | [9 empty] | Winter
| 2035-02-01 | -689920.2393 | 711634.9304 | 21714.6911 | 12695.8842 | 1.7104 | 132 | 2035 | 2035-02-01 | [9 empty] | Winter
| 2035-03-01 | -779819.3641 | 711634.9304 | -68184.4336 | 15418.1966 | -4.4223 | 133 | 2035 | 2035-03-01 | [9 empty] | Winter
| 2035-04-01 | -999718.0813 | 711634.9304 | -288083.1508 | 18621.9748 | -15.4701 | 134 | 2035 | 2035-04-01 | [9 empty] | Winter
| 2035-05-01 | -1256965.5547 | 711634.9304 | -545330.6243 | 23278.3494 | -23.4265 | 135 | 2035 | 2035-05-01 | [9 empty] | Summer
| 2035-06-01 | -1429486.9988 | 711634.9304 | -717852.0684 | 26606.9109 | -26.9799 | 136 | 2035 | 2035-06-01 | [9 empty] | Summer
| 2035-07-01 | -1395749.3478 | 711634.9304 | -684114.4173 | 24671.1227 | -27.7294 | 137 | 2035 | 2035-07-01 | [9 empty] | Summer
| 2035-08-01 | -1212378.5627 | 711634.9304 | -500743.6322 | 22509.8619 | -22.2455 | 138 | 2035 | 2035-08-01 | [9 empty] | Summer
| 2035-09-01 | -974876.7006 | 711634.9304 | -263241.7702 | 18199.3485 | -14.4644 | 139 | 2035 | 2035-09-01 | [9 empty] | Winter
| 2035-10-01 | -734060.0062 | 711634.9304 | -22425.0758 | 14199.3528 | -1.5793 | 140 | 2035 | 2035-10-01 | [9 empty] | Winter
| 2035-11-01 | -567283.3075 | 711634.9304 | 144351.6229 | 10288.0334 | 14.031 | 141 | 2035 | 2035-11-01 | [9 empty] | Winter
| 2035-12-01 | -347670.1545 | 711634.9304 | 363964.7759 | 6909.6925 | 52.6745 | 142 | 2035 | 2035-12-01 | [9 empty] | Winter
| 2036-01-01 | -463894.7688 | 727148.5719 | 263253.8031 | 7677.8061 | 34.2876 | 144 | 2036 | 2036-01-01 | [9 empty] | Winter
| 2036-02-01 | -710945.7668 | 727148.5719 | 16202.8051 | 12637.8892 | 1.2821 | 145 | 2036 | 2036-02-01 | [9 empty] | Winter
| 2036-03-01 | -875638.826 | 727148.5719 | -148490.2541 | 16273.6181 | -9.1246 | 146 | 2036 | 2036-03-01 | [9 empty] | Winter
| 2036-04-01 | -1046279.6907 | 727148.5719 | -319131.1188 | 18750.239 | -17.0201 | 147 | 2036 | 2036-04-01 | [9 empty] | Winter
| 2036-05-01 | -1309043.3001 | 727148.5719 | -581894.7282 | 23442.3035 | -24.8224 | 148 | 2036 | 2036-05-01 | [9 empty] | Summer
| 2036-06-01 | -1446218.5269 | 727148.5719 | -719069.955 | 25972.022 | -27.6863 | 149 | 2036 | 2036-06-01 | [9 empty] | Summer
| 2036-07-01 | -1311054.8169 | 727148.5719 | -583906.245 | 24767.3267 | -23.5757 | 150 | 2036 | 2036-07-01 | [9 empty] | Summer
| 2036-08-01 | -1271633.5473 | 727148.5719 | -544484.9754 | 22423.7948 | -24.2816 | 151 | 2036 | 2036-08-01 | [9 empty] | Summer
| 2036-09-01 | -991347.0764 | 727148.5719 | -264198.5045 | 17796.8077 | -14.8453 | 152 | 2036 | 2036-09-01 | [9 empty] | Winter
| 2036-10-01 | -738561.3468 | 727148.5719 | -11412.7749 | 13807.7017 | -0.82655 | 153 | 2036 | 2036-10-01 | [9 empty] | Winter
| 2036-11-01 | -470555.6578 | 727148.5719 | 256592.9141 | 9635.8184 | 26.6291 | 154 | 2036 | 2036-11-01 | [9 empty] | Winter
| 2036-12-01 | -365139.8345 | 727148.5719 | 362008.7374 | 6723.9048 | 53.8391 | 155 | 2036 | 2036-12-01 | [9 empty] | Winter
| 2037-01-01 | -440813.9963 | 743000.4106 | 302186.4142 | 7502.5165 | 40.278 | 157 | 2037 | 2037-01-01 | [9 empty] | Winter
| 2037-02-01 | -726536.2987 | 743000.4106 | 16464.1119 | 12206.2887 | 1.3488 | 158 | 2037 | 2037-02-01 | [9 empty] | Winter
| 2037-03-01 | -795252.8817 | 743000.4106 | -52252.4711 | 14197.6462 | -3.6804 | 159 | 2037 | 2037-03-01 | [9 empty] | Winter
| 2037-04-01 | -1067499.5789 | 743000.4106 | -324499.1684 | 18517.5477 | -17.5239 | 160 | 2037 | 2037-04-01 | [9 empty] | Winter
| 2037-05-01 | -1281014.0521 | 743000.4106 | -538013.6415 | 22005.4038 | -24.4492 | 161 | 2037 | 2037-05-01 | [9 empty] | Summer
| 2037-06-01 | -1508351.8138 | 743000.4106 | -765351.4032 | 26213.6523 | -29.1967 | 162 | 2037 | 2037-06-01 | [9 empty] | Summer
| 2037-07-01 | -1443584.2343 | 743000.4106 | -700583.8237 | 25142.164 | -27.8649 | 163 | 2037 | 2037-07-01 | [9 empty] | Summer
| 2037-08-01 | -1276302.3881 | 743000.4106 | -533301.9776 | 22128.9481 | -24.0997 | 164 | 2037 | 2037-08-01 | [9 empty] | Summer
| 2037-09-01 | -1107403.8175 | 743000.4106 | -364403.4069 | 19264.9501 | -18.9154 | 165 | 2037 | 2037-09-01 | [9 empty] | Winter
| 2037-10-01 | -827656.5561 | 743000.4106 | -84656.1455 | 14042.9412 | -6.0284 | 166 | 2037 | 2037-10-01 | [9 empty] | Winter
| 2037-11-01 | -645024.209 | 743000.4106 | 97976.2016 | 10885.1574 | 9.0009 | 167 | 2037 | 2037-11-01 | [9 empty] | Winter
| 2037-12-01 | -432973.5851 | 743000.4106 | 310026.8255 | 7022.6798 | 44.1465 | 168 | 2037 | 2037-12-01 | [9 empty] | Winter
| 2038-01-01 | -429957.1967 | 759197.8197 | 329240.623 | 7389.1864 | 44.5571 | 170 | 2038 | 2038-01-01 | [9 empty] | Winter
| 2038-02-01 | -754461.5463 | 759197.8197 | 4736.2734 | 12489.2938 | 0.37923 | 171 | 2038 | 2038-02-01 | [9 empty] | Winter
| 2038-03-01 | -826450.1761 | 759197.8197 | -67252.3564 | 14205.2445 | -4.7343 | 172 | 2038 | 2038-03-01 | [9 empty] | Winter
| 2038-04-01 | -1039967.2065 | 759197.8197 | -280769.3868 | 18287.7985 | -15.3528 | 173 | 2038 | 2038-04-01 | [9 empty] | Winter
| 2038-05-01 | -1266199.5355 | 759197.8197 | -507001.7158 | 22206.9873 | -22.8307 | 174 | 2038 | 2038-05-01 | [9 empty] | Summer
| 2038-06-01 | -1503656.2876 | 759197.8197 | -744458.4679 | 26148.4123 | -28.4705 | 175 | 2038 | 2038-06-01 | [9 empty] | Summer
| 2038-07-01 | -1403800.7654 | 759197.8197 | -644602.9457 | 24696.1075 | -26.1014 | 176 | 2038 | 2038-07-01 | [9 empty] | Summer
| 2038-08-01 | -1276905.3744 | 759197.8197 | -517707.5547 | 22205.753 | -23.3141 | 177 | 2038 | 2038-08-01 | [9 empty] | Summer
| 2038-09-01 | -1102565.0254 | 759197.8197 | -343367.2057 | 18722.4952 | -18.3398 | 178 | 2038 | 2038-09-01 | [9 empty] | Winter
| 2038-10-01 | -812164.7723 | 759197.8197 | -52966.9526 | 14067.7092 | -3.7651 | 179 | 2038 | 2038-10-01 | [9 empty] | Winter
| 2038-11-01 | -623791.9775 | 759197.8197 | 135405.8422 | 10630.5562 | 12.7374 | 180 | 2038 | 2038-11-01 | [9 empty] | Winter
| 2038-12-01 | -429760.2254 | 759197.8197 | 329437.5943 | 6913.3993 | 47.652 | 181 | 2038 | 2038-12-01 | [9 empty] | Winter
| 2039-01-01 | -453774.9569 | 775748.332 | 321973.3752 | 7516.101 | 42.8378 | 183 | 2039 | 2039-01-01 | [9 empty] | Winter
| 2039-02-01 | -765481.3584 | 775748.332 | 10266.9736 | 12252.4763 | 0.83795 | 184 | 2039 | 2039-02-01 | [9 empty] | Winter
| 2039-03-01 | -847411.7315 | 775748.332 | -71663.3995 | 14536.9966 | -4.9297 | 185 | 2039 | 2039-03-01 | [9 empty] | Winter
| 2039-04-01 | -1065320.2114 | 775748.332 | -289571.8794 | 17794.9372 | -16.2727 | 186 | 2039 | 2039-04-01 | [9 empty] | Winter
| 2039-05-01 | -1346877.1546 | 775748.332 | -571128.8225 | 22730.0499 | -25.1266 | 187 | 2039 | 2039-05-01 | [9 empty] | Summer
| 2039-06-01 | -1561459.4022 | 775748.332 | -785711.0702 | 26103.7837 | -30.0995 | 188 | 2039 | 2039-06-01 | [9 empty] | Summer
| 2039-07-01 | -1417223.0136 | 775748.332 | -641474.6816 | 24538.3199 | -26.1418 | 189 | 2039 | 2039-07-01 | [9 empty] | Summer
| 2039-08-01 | -1324339.1952 | 775748.332 | -548590.8632 | 21997.9089 | -24.9383 | 190 | 2039 | 2039-08-01 | [9 empty] | Summer
| 2039-09-01 | -1099017.8598 | 775748.332 | -323269.5277 | 18233.4388 | -17.7295 | 191 | 2039 | 2039-09-01 | [9 empty] | Winter
| 2039-10-01 | -836267.5027 | 775748.332 | -60519.1707 | 14074.2579 | -4.3 | 192 | 2039 | 2039-10-01 | [9 empty] | Winter
| 2039-11-01 | -636423.2254 | 775748.332 | 139325.1067 | 10332.7406 | 13.4838 | 193 | 2039 | 2039-11-01 | [9 empty] | Winter
| 2039-12-01 | -394659.4675 | 775748.332 | 381088.8646 | 6907.6011 | 55.1695 | 194 | 2039 | 2039-12-01 | [9 empty] | Winter
| 2040-01-01 | -472845.3599 | 792659.6459 | 319814.2861 | 7589.5395 | 42.1388 | 196 | 2040 | 2040-01-01 | [9 empty] | Winter
| 2040-02-01 | -799917.881 | 792659.6459 | -7258.2351 | 12543.8686 | -0.57863 | 197 | 2040 | 2040-02-01 | [9 empty] | Winter
| 2040-03-01 | -908961.8429 | 792659.6459 | -116302.197 | 15037.2502 | -7.7343 | 198 | 2040 | 2040-03-01 | [9 empty] | Winter
| 2040-04-01 | -1100221.016 | 792659.6459 | -307561.3701 | 18161.8708 | -16.9345 | 199 | 2040 | 2040-04-01 | [9 empty] | Winter
| 2040-05-01 | -1369596.4596 | 792659.6459 | -576936.8136 | 22703.1976 | -25.4121 | 200 | 2040 | 2040-05-01 | [9 empty] | Summer
| 2040-06-01 | -1650497.2647 | 792659.6459 | -857837.6188 | 25949.5184 | -33.0579 | 201 | 2040 | 2040-06-01 | [9 empty] | Summer
| 2040-07-01 | -1573205.9279 | 792659.6459 | -780546.282 | 24061.5589 | -32.4396 | 202 | 2040 | 2040-07-01 | [9 empty] | Summer
| 2040-08-01 | -1318330.1425 | 792659.6459 | -525670.4966 | 21953.6976 | -23.9445 | 203 | 2040 | 2040-08-01 | [9 empty] | Summer
| 2040-09-01 | -1102944.556 | 792659.6459 | -310284.91 | 17749.6865 | -17.4811 | 204 | 2040 | 2040-09-01 | [9 empty] | Winter
| 2040-10-01 | -872990.7024 | 792659.6459 | -80331.0565 | 13848.5211 | -5.8007 | 205 | 2040 | 2040-10-01 | [9 empty] | Winter
| 2040-11-01 | -695790.7094 | 792659.6459 | 96868.9365 | 10033.8409 | 9.6542 | 206 | 2040 | 2040-11-01 | [9 empty] | Winter
| 2040-12-01 | -318611.0316 | 792659.6459 | 474048.6143 | 6629.787 | 71.5028 | 207 | 2040 | 2040-12-01 | [9 empty] | Winter
| 2041-01-01 | -19296.4158 | 809939.6258 | 790643.21 | 7487.1539 | 105.6 | 209 | 2041 | 2041-01-01 | [9 empty] | Winter
| 2041-02-01 | -26065.8675 | 809939.6258 | 783873.7584 | 12160.163 | 64.4624 | 210 | 2041 | 2041-02-01 | [9 empty] | Winter
| 2041-03-01 | -23944.6664 | 809939.6258 | 785994.9594 | 15270.4644 | 51.4716 | 211 | 2041 | 2041-03-01 | [9 empty] | Winter
| 2041-04-01 | -29677.7765 | 809939.6258 | 780261.8493 | 18348.6622 | 42.5242 | 212 | 2041 | 2041-04-01 | [9 empty] | Winter
| 2041-05-01 | -11680.9913 | 809939.6258 | 798258.6346 | 22652.4621 | 35.2394 | 213 | 2041 | 2041-05-01 | [9 empty] | Summer
| 2041-06-01 | -7900.3051 | 809939.6258 | 802039.3207 | 25328.2748 | 31.6658 | 214 | 2041 | 2041-06-01 | [9 empty] | Summer
| 2041-07-01 | -35065.4215 | 809939.6258 | 774874.2043 | 24208.57 | 32.0083 | 215 | 2041 | 2041-07-01 | [9 empty] | Summer
| 2041-08-01 | -42196.8698 | 809939.6258 | 767742.7561 | 21925.2576 | 35.0164 | 216 | 2041 | 2041-08-01 | [9 empty] | Summer
| 2041-09-01 | -16021.1016 | 809939.6258 | 793918.5242 | 17552.7378 | 45.2305 | 217 | 2041 | 2041-09-01 | [9 empty] | Winter
| 2041-10-01 | 8706.4145 | 809939.6258 | 818646.0403 | 13598.1761 | 60.2026 | 218 | 2041 | 2041-10-01 | [9 empty] | Winter
| 2041-11-01 | 90076.0383 | 809939.6258 | 900015.6642 | 9702.1843 | 92.7642 | 219 | 2041 | 2041-11-01 | [9 empty] | Winter
| 2041-12-01 | -124543.6396 | 809939.6258 | 685395.9863 | 6825.1639 | 100.4219 | 220 | 2041 | 2041-12-01 | [9 empty] | Winter
| 2042-01-01 | 4001.1805 | 827596.3097 | 831597.4902 | 7414.8218 | 112.1534 | 222 | 2042 | 2042-01-01 | [9 empty] | Winter
| 2042-02-01 | -28090.2231 | 827596.3097 | 799506.0865 | 11588.4172 | 68.9918 | 223 | 2042 | 2042-02-01 | [9 empty] | Winter
| 2042-03-01 | -26861.8733 | 827596.3097 | 800734.4364 | 13846.1447 | 57.8309 | 224 | 2042 | 2042-03-01 | [9 empty] | Winter
| 2042-04-01 | -15565.6249 | 827596.3097 | 812030.6848 | 18002.7346 | 45.106 | 225 | 2042 | 2042-04-01 | [9 empty] | Winter
| 2042-05-01 | -9334.0421 | 827596.3097 | 818262.2676 | 21118.6087 | 38.746 | 226 | 2042 | 2042-05-01 | [9 empty] | Summer
| 2042-06-01 | -34569.3756 | 827596.3097 | 793026.9341 | 25587.8441 | 30.9923 | 227 | 2042 | 2042-06-01 | [9 empty] | Summer
| 2042-07-01 | -62626.2484 | 827596.3097 | 764970.0613 | 25051.2192 | 30.5362 | 228 | 2042 | 2042-07-01 | [9 empty] | Summer
| 2042-08-01 | -40041.6598 | 827596.3097 | 787554.6499 | 21650.8422 | 36.3752 | 229 | 2042 | 2042-08-01 | [9 empty] | Summer
| 2042-09-01 | -44895.9359 | 827596.3097 | 782700.3738 | 18484.4045 | 42.3438 | 230 | 2042 | 2042-09-01 | [9 empty] | Winter
| 2042-10-01 | 5815.5806 | 827596.3097 | 833411.8903 | 13751.7373 | 60.6041 | 231 | 2042 | 2042-10-01 | [9 empty] | Winter
| 2042-11-01 | -28311.9912 | 827596.3097 | 799284.3185 | 11009.4153 | 72.6001 | 232 | 2042 | 2042-11-01 | [9 empty] | Winter
| 2042-12-01 | -443548.0734 | 827596.3097 | 384048.2363 | 6748.4076 | 56.9095 | 233 | 2042 | 2042-12-01 | [9 empty] | Winter
| 2043-01-01 | -39759.162 | 845637.9095 | 805878.7475 | 7280.419 | 110.6913 | 235 | 2043 | 2043-01-01 | [9 empty] | Winter
| 2043-02-01 | -44764.0541 | 845637.9095 | 800873.8554 | 11844.945 | 67.6131 | 236 | 2043 | 2043-02-01 | [9 empty] | Winter
| 2043-03-01 | -18011.2049 | 845637.9095 | 827626.7046 | 13777.3522 | 60.0715 | 237 | 2043 | 2043-03-01 | [9 empty] | Winter
| 2043-04-01 | -54916.1372 | 845637.9095 | 790721.7723 | 17969.3713 | 44.0039 | 238 | 2043 | 2043-04-01 | [9 empty] | Winter
| 2043-05-01 | -16934.037 | 845637.9095 | 828703.8725 | 21353.9761 | 38.8079 | 239 | 2043 | 2043-05-01 | [9 empty] | Summer
| 2043-06-01 | -20948.6813 | 845637.9095 | 824689.2282 | 25437.6474 | 32.42 | 240 | 2043 | 2043-06-01 | [9 empty] | Summer
| 2043-07-01 | -138327.3419 | 845637.9095 | 707310.5676 | 24397.8785 | 28.9907 | 241 | 2043 | 2043-07-01 | [9 empty] | Summer
| 2043-08-01 | -118693.6315 | 845637.9095 | 726944.278 | 21473.8631 | 33.8525 | 242 | 2043 | 2043-08-01 | [9 empty] | Summer
| 2043-09-01 | -20987.3946 | 845637.9095 | 824650.5149 | 18694.6483 | 44.1116 | 243 | 2043 | 2043-09-01 | [9 empty] | Winter
| 2043-10-01 | -118897.0487 | 845637.9095 | 726740.8608 | 13627.2269 | 53.3301 | 244 | 2043 | 2043-10-01 | [9 empty] | Winter
| 2043-11-01 | -64155.3527 | 845637.9095 | 781482.5568 | 10562.9232 | 73.9835 | 245 | 2043 | 2043-11-01 | [9 empty] | Winter
| 2043-12-01 | 37319.4087 | 845637.9095 | 882957.3182 | 6814.7868 | 129.5649 | 246 | 2043 | 2043-12-01 | [9 empty] | Winter
| 2044-01-01 | 2934.9551 | 864072.8157 | 867007.7708 | 7170.3205 | 120.9162 | 248 | 2044 | 2044-01-01 | [9 empty] | Winter
| 2044-02-01 | -102182.9544 | 864072.8157 | 761889.8613 | 12319.2553 | 61.8454 | 249 | 2044 | 2044-02-01 | [9 empty] | Winter
| 2044-03-01 | -27521.6796 | 864072.8157 | 836551.1362 | 14176.398 | 59.0101 | 250 | 2044 | 2044-03-01 | [9 empty] | Winter
| 2044-04-01 | -7627.7244 | 864072.8157 | 856445.0913 | 17353.5235 | 49.3528 | 251 | 2044 | 2044-04-01 | [9 empty] | Winter
| 2044-05-01 | 186044.2331 | 864072.8157 | 1050117.0488 | 22166.2179 | 47.3747 | 252 | 2044 | 2044-05-01 | [9 empty] | Summer
| 2044-06-01 | 525773.4541 | 864072.8157 | 1389846.2698 | 25456.2643 | 54.5974 | 253 | 2044 | 2044-06-01 | [9 empty] | Summer
| 2044-07-01 | -12112.2739 | 864072.8157 | 851960.5419 | 23929.6327 | 35.6027 | 254 | 2044 | 2044-07-01 | [9 empty] | Summer
| 2044-08-01 | -30830.2401 | 864072.8157 | 833242.5756 | 21452.2381 | 38.8418 | 255 | 2044 | 2044-08-01 | [9 empty] | Summer
| 2044-09-01 | -76428.9905 | 864072.8157 | 787643.8253 | 17781.1478 | 44.2966 | 256 | 2044 | 2044-09-01 | [9 empty] | Winter
| 2044-10-01 | -2996.5056 | 864072.8157 | 861076.3101 | 13725.1378 | 62.7372 | 257 | 2044 | 2044-10-01 | [9 empty] | Winter
| 2044-11-01 | 45450.3127 | 864072.8157 | 909523.1284 | 10076.431 | 90.2624 | 258 | 2044 | 2044-11-01 | [9 empty] | Winter
| 2044-12-01 | -22291.8211 | 864072.8157 | 841780.9947 | 6492.764 | 129.6491 | 259 | 2044 | 2044-12-01 | [9 empty] | Winter
| 2045-01-01 | 2998.9371 | 882909.6031 | 885908.5402 | 7170.3205 | 123.5522 | 261 | 2045 | 2045-01-01 |  | 2.18% | [7 empty] | Winter
| 2045-02-01 | -104410.5428 | 882909.6031 | 778499.0603 | 12319.2553 | 63.1937 | 262 | 2045 | 2045-02-01 |  | 2.18% | [7 empty] | Winter
| 2045-03-01 | -28121.6522 | 882909.6031 | 854787.9509 | 14176.398 | 60.2966 | 263 | 2045 | 2045-03-01 |  | 2.18% | [7 empty] | Winter
| 2045-04-01 | -7794.0088 | 882909.6031 | 875115.5943 | 17353.5235 | 50.4287 | 264 | 2045 | 2045-04-01 |  | 2.18% | [7 empty] | Winter
| 2045-05-01 | 190099.9973 | 882909.6031 | 1073009.6004 | 22166.2179 | 48.4074 | 265 | 2045 | 2045-05-01 |  | 2.18% | [7 empty] | Summer
| 2045-06-01 | 537235.3154 | 882909.6031 | 1420144.9185 | 25456.2643 | 55.7876 | 266 | 2045 | 2045-06-01 |  | 2.18% | [7 empty] | Summer
| 2045-07-01 | -12376.3214 | 882909.6031 | 870533.2817 | 23929.6327 | 36.3789 | 267 | 2045 | 2045-07-01 |  | 2.18% | [7 empty] | Summer
| 2045-08-01 | -31502.3394 | 882909.6031 | 851407.2637 | 21452.2381 | 39.6885 | 268 | 2045 | 2045-08-01 |  | 2.18% | [7 empty] | Summer
| 2045-09-01 | -78095.1424 | 882909.6031 | 804814.4607 | 17781.1478 | 45.2622 | 269 | 2045 | 2045-09-01 |  | 2.18% | [7 empty] | Winter
| 2045-10-01 | -3061.8294 | 882909.6031 | 879847.7737 | 13725.1378 | 64.1048 | 270 | 2045 | 2045-10-01 |  | 2.18% | [7 empty] | Winter
| 2045-11-01 | 46441.1295 | 882909.6031 | 929350.7326 | 10076.431 | 92.2301 | 271 | 2045 | 2045-11-01 |  | 2.18% | [7 empty] | Winter
| 2045-12-01 | -22777.7828 | 882909.6031 | 860131.8203 | 6492.764 | 132.4754 | 272 | 2045 | 2045-12-01 |  | 2.18% | [7 empty] | Winter
| 2046-01-01 | 3064.3139 | 902157.0325 | 905221.3464 | 7170.3205 | 126.2456 | 274 | 2046 | 2046-01-01 |  | 2.18% | [7 empty] | Winter
| 2046-02-01 | -106686.6926 | 902157.0325 | 795470.3398 | 12319.2553 | 64.5713 | 275 | 2046 | 2046-02-01 |  | 2.18% | [7 empty] | Winter
| 2046-03-01 | -28734.7042 | 902157.0325 | 873422.3283 | 14176.398 | 61.611 | 276 | 2046 | 2046-03-01 |  | 2.18% | [7 empty] | Winter
| 2046-04-01 | -7963.9182 | 902157.0325 | 894193.1142 | 17353.5235 | 51.528 | 277 | 2046 | 2046-04-01 |  | 2.18% | [7 empty] | Winter
| 2046-05-01 | 194244.1773 | 902157.0325 | 1096401.2097 | 22166.2179 | 49.4627 | 278 | 2046 | 2046-05-01 |  | 2.18% | [7 empty] | Summer
| 2046-06-01 | 548947.0452 | 902157.0325 | 1451104.0777 | 25456.2643 | 57.0038 | 279 | 2046 | 2046-06-01 |  | 2.18% | [7 empty] | Summer
| 2046-07-01 | -12646.1252 | 902157.0325 | 889510.9072 | 23929.6327 | 37.1719 | 280 | 2046 | 2046-07-01 |  | 2.18% | [7 empty] | Summer
| 2046-08-01 | -32189.0904 | 902157.0325 | 869967.9421 | 21452.2381 | 40.5537 | 281 | 2046 | 2046-08-01 |  | 2.18% | [7 empty] | Summer
| 2046-09-01 | -79797.6165 | 902157.0325 | 822359.4159 | 17781.1478 | 46.249 | 282 | 2046 | 2046-09-01 |  | 2.18% | [7 empty] | Winter
| 2046-10-01 | -3128.5773 | 902157.0325 | 899028.4552 | 13725.1378 | 65.5023 | 283 | 2046 | 2046-10-01 |  | 2.18% | [7 empty] | Winter
| 2046-11-01 | 47453.5461 | 902157.0325 | 949610.5786 | 10076.431 | 94.2408 | 284 | 2046 | 2046-11-01 |  | 2.18% | [7 empty] | Winter
| 2046-12-01 | -23274.3384 | 902157.0325 | 878882.694 | 6492.764 | 135.3634 | 285 | 2046 | 2046-12-01 |  | 2.18%

## Table3Compare (hidden)
Total Fixed Cost
$/kW-yr | WD_.PX.BDG._.PTC.Utility_Scale | WD_.PX.BDG._.PTC.Utility_Scale | WD_.PX.BDG._.PTC.Utility_Scale | WD_.PX.DJW._.PTC.Utility_Scale | WD_.PX.DJW._.PTC.Utility_Scale | WD_.PX.DJW._.PTC.Utility_Scale | PV_.PX.BDG._.PTC.Utility_Scale | PV_.PX.HTG._.PTC.Utility_Scale | PV_.PX.NTN._.PTC.Utility_Scale | PV_.PX.UTS._.PTC.Utility_Scale
COD | 2029 | 2030 | 2031 | 2029 | 2030 | 2031 | 2031 | 2031 | 2031 | 2031
| WIND | WIND | WIND | WIND | WIND | WIND | Solar | Solar | Solar | Solar
| WD_.PX.BDG._.PTC.Utility_Scale2029 | WD_.PX.BDG._.PTC.Utility_Scale2030 | WD_.PX.BDG._.PTC.Utility_Scale2031 | WD_.PX.DJW._.PTC.Utility_Scale2029 | WD_.PX.DJW._.PTC.Utility_Scale2030 | WD_.PX.DJW._.PTC.Utility_Scale2031 | PV_.PX.BDG._.PTC.Utility_Scale2031 | PV_.PX.HTG._.PTC.Utility_Scale2031 | PV_.PX.NTN._.PTC.Utility_Scale2031 | PV_.PX.UTS._.PTC.Utility_Scale2031
2024 | 0 | 0 | 0 | 0 | 0 | 0 | 0 | 0 | 0 | 0
2025 | 0 | 0 | 0 | 0 | 0 | 0 | 0 | 0 | 0 | 0
2026 | 0 | 0 | 0 | 0 | 0 | 0 | 0 | 0 | 0 | 0
2027 | 0 | 0 | 0 | 0 | 0 | 0 | 0 | 0 | 0 | 0
2028 | 0 | 0 | 0 | 0 | 0 | 0 | 0 | 0 | 0 | 0
2029 | 123.3091 | 0 | 0 | 123.3091 | 0 | 0 | 0 | 0 | 0 | 0
2030 | 125.9973 | 123.9838 | 0 | 125.9973 | 123.9838 | 0 | 0 | 0 | 0 | 0
2031 | 128.744 | 126.6866 | 125.7513 | 128.744 | 126.6866 | 125.7513 | 100.775 | 100.775 | 100.775 | 100.775
2032 | 131.5506 | 129.4484 | 128.4926 | 131.5506 | 129.4484 | 128.4926 | 102.9719 | 102.9719 | 102.9719 | 102.9719
2033 | 134.4185 | 132.2704 | 131.2938 | 134.4185 | 132.2704 | 131.2938 | 105.2167 | 105.2167 | 105.2167 | 105.2167
2034 | 137.3488 | 135.1539 | 134.156 | 137.3488 | 135.1539 | 134.156 | 107.5104 | 107.5104 | 107.5104 | 107.5104
2035 | 140.343 | 138.1002 | 137.0806 | 140.343 | 138.1002 | 137.0806 | 109.8541 | 109.8541 | 109.8541 | 109.8541
2036 | 143.4025 | 141.1108 | 140.0689 | 143.4025 | 141.1108 | 140.0689 | 112.249 | 112.249 | 112.249 | 112.249
2037 | 146.5286 | 144.187 | 143.1225 | 146.5286 | 144.187 | 143.1225 | 114.696 | 114.696 | 114.696 | 114.696
2038 | 149.723 | 147.3303 | 146.2425 | 149.723 | 147.3303 | 146.2425 | 117.1964 | 117.1964 | 117.1964 | 117.1964
2039 | 152.9869 | 150.5421 | 149.4306 | 152.9869 | 150.5421 | 149.4306 | 119.7512 | 119.7512 | 119.7512 | 119.7512
2040 | 156.322 | 153.8239 | 152.6882 | 156.322 | 153.8239 | 152.6882 | 122.3618 | 122.3618 | 122.3618 | 122.3618
2041 | 159.7298 | 157.1773 | 156.0168 | 159.7298 | 157.1773 | 156.0168 | 125.0293 | 125.0293 | 125.0293 | 125.0293
2042 | 163.212 | 160.6037 | 159.418 | 163.212 | 160.6037 | 159.418 | 127.755 | 127.755 | 127.755 | 127.755
2043 | 166.77 | 164.1049 | 162.8933 | 166.77 | 164.1049 | 162.8933 | 130.54 | 130.54 | 130.54 | 130.54
2044 | 170.4056 | 167.6824 | 166.4443 | 170.4056 | 167.6824 | 166.4443 | 133.3858 | 133.3858 | 133.3858 | 133.3858
2045 | 174.1204 | 171.3379 | 170.0728 | 174.1204 | 171.3379 | 170.0728 | 136.2936 | 136.2936 | 136.2936 | 136.2936
2046 | 177.9162 | 175.073 | 173.7804 | 177.9162 | 175.073 | 173.7804 | 139.2648 | 139.2648 | 139.2648 | 139.2648
2047 | 181.7948 | 178.8896 | 177.5688 | 181.7948 | 178.8896 | 177.5688 | 142.3008 | 142.3008 | 142.3008 | 142.3008
2048 | 185.7579 | 182.7894 | 181.4398 | 185.7579 | 182.7894 | 181.4398 | 145.4029 | 145.4029 | 145.4029 | 145.4029
2049 | 189.8075 | 186.7742 | 185.3952 | 189.8075 | 186.7742 | 185.3952 | 148.5727 | 148.5727 | 148.5727 | 148.5727
2050 | 183.1889 | 190.8459 | 189.4368 | 193.9453 | 190.8459 | 189.4368 | 151.8116 | 151.8116 | 151.8116 | 151.8116
15 uear nominal levelized
$/kW-yr | 140.5139 | 141.2826 | 143.2967 | 140.5139 | 141.2826 | 143.2967 | 114.8357 | 114.8357 | 114.8357 | 114.8357
MW | 100 | 100 | 100 | 100 | 100 | 244.1898 | 88.5 | 405.9404 | 100 | 73.5
CC
Total Fixed Cost
Wind Sorted by $/kW-yr_CC_Adj | COD | $/kW-yr | MW | CC at COD
WD_.PX.BDG._.PTC.Utility_Scale2029 | 2029 | 140.5139 | 100 | 0
WD_.PX.BDG._.PTC.Utility_Scale2030 | 2030 | 141.2826 | 100 | 0
WD_.PX.BDG._.PTC.Utility_Scale2031 | 2031 | 143.2967 | 100 | 0
WD_.PX.DJW._.PTC.Utility_Scale2029 | 2029 | 140.5139 | 100 | 0
WD_.PX.DJW._.PTC.Utility_Scale2030 | 2030 | 141.2826 | 100 | 0
WD_.PX.DJW._.PTC.Utility_Scale2031 | 2031 | 143.2967 | 244.1898 | 0
PV_.PX.BDG._.PTC.Utility_Scale2031 | 2031 | 114.8357 | 88.5 | 0
PV_.PX.HTG._.PTC.Utility_Scale2031 | 2031 | 114.8357 | 405.9404 | 0
PV_.PX.NTN._.PTC.Utility_Scale2031 | 2031 | 114.8357 | 100 | 0
PV_.PX.UTS._.PTC.Utility_Scale2031 | 2031 | 114.8357 | 73.5 | 0
Solar Sorted by $/kW-yr_CC_Adj | COD | COD | COD | $/kW-yr | MW | MW | CC at COD
PV_.PX.WMV._.PTC.Utility_Scale2036 | #N/A | #N/A | #N/A | #N/A | #N/A | #N/A | #N/A
PV_.PX.WMV._.PTC.Utility_Scale2032 | #N/A | #N/A | #N/A | #N/A | #N/A | #N/A | #N/A
PV_.PX.YAK._.PTC.Utility_Scale2032 | #N/A | #N/A | #N/A | #N/A | #N/A | #N/A | #N/A

## 2025 IRP Assumptions (hidden)
Collection | Parent Object | Child Object | Property | Value | Data File | Units | Band | Date From | Date To | Timeslice | Action | Expression | Scenario | Memo | Category
Generators | System | PV_.PX.BDG._.PTC.Utility_Scale | Build Cost | 1216.55 |  | $/kW | 1 |  |  |  | × | IRPPVESC |  |  | New Solar
Generators | System | PV_.PX.BOR._.PTC.Utility_Scale | Build Cost | 1228.72 |  | $/kW | 1 |  |  |  | × | IRPPVESC |  |  | New Solar
Generators | System | PV_.PX.CLV._.PTC.Small_Scale | Build Cost | 1984.28 |  | $/kW | 1 |  |  |  | × | IRPPVESC_Small |  |  | New Solar
Generators | System | PV_.PX.COR._.PTC.Small_Scale | Build Cost | 2082.51 |  | $/kW | 1 |  |  |  | × | IRPPVESC_Small |  |  | New Solar
Generators | System | PV_.PX.COR._.PTC.Utility_Scale | Build Cost | 1289.55 |  | $/kW | 1 |  |  |  | × | IRPPVESC |  |  | New Solar
Generators | System | PV_.PX.DJW._.PTC.Utility_Scale | Build Cost | 1216.55 |  | $/kW | 1 |  |  |  | × | IRPPVESC |  |  | New Solar
Generators | System | PV_.PX.GOE._.PTC.Small_Scale | Build Cost | 1984.28 |  | $/kW | 1 |  |  |  | × | IRPPVESC_Small |  |  | New Solar
Generators | System | PV_.PX.GOE._.PTC.Utility_Scale | Build Cost | 1228.72 |  | $/kW | 1 |  |  |  | × | IRPPVESC |  |  | New Solar
Generators | System | PV_.PX.HTG._.PTC.Utility_Scale | Build Cost | 1216.55 |  | $/kW | 1 |  |  |  | × | IRPPVESC |  |  | New Solar
Generators | System | PV_.PX.NTN._.PTC.Utility_Scale | Build Cost | 1216.55 |  | $/kW | 1 |  |  |  | × | IRPPVESC |  |  | New Solar
Generators | System | PV_.PX.NUT._.PTC.Small_Scale | Build Cost | 1984.28 |  | $/kW | 1 |  |  |  | × | IRPPVESC_Small |  |  | New Solar
Generators | System | PV_.PX.NUT._.PTC.Utility_Scale | Build Cost | 1228.72 |  | $/kW | 1 |  |  |  | × | IRPPVESC |  |  | New Solar
Generators | System | PV_.PX.SOR._.PTC.Small_Scale | Build Cost | 2180.75 |  | $/kW | 1 |  |  |  | × | IRPPVESC_Small |  |  | New Solar
Generators | System | PV_.PX.SOR._.PTC.Utility_Scale | Build Cost | 1350.37 |  | $/kW | 1 |  |  |  | × | IRPPVESC |  |  | New Solar
Generators | System | PV_.PX.SUM._.PTC.Utility_Scale | Build Cost | 1289.55 |  | $/kW | 1 |  |  |  | × | IRPPVESC |  |  | New Solar
Generators | System | PV_.PX.UTS._.PTC.Small_Scale | Build Cost | 1964.64 |  | $/kW | 1 |  |  |  | × | IRPPVESC_Small |  |  | New Solar
Generators | System | PV_.PX.UTS._.PTC.Utility_Scale | Build Cost | 1216.55 |  | $/kW | 1 |  |  |  | × | IRPPVESC |  |  | New Solar
Generators | System | PV_.PX.WMV._.PTC.Small_Scale | Build Cost | 2082.51 |  | $/kW | 1 |  |  |  | × | IRPPVESC_Small |  |  | New Solar
Generators | System | PV_.PX.WMV._.PTC.Utility_Scale | Build Cost | 1289.55 |  | $/kW | 1 |  |  |  | × | IRPPVESC |  |  | New Solar
Generators | System | PV_.PX.WSF._.PTC.Small_Scale | Build Cost | 1964.64 |  | $/kW | 1 |  |  |  | × | IRPPVESC_Small |  |  | New Solar
Generators | System | PV_.PX.WWA._.PTC.Small_Scale | Build Cost | 2003.93 |  | $/kW | 1 |  |  |  | × | IRPPVESC_Small |  |  | New Solar
Generators | System | PV_.PX.WWA._.PTC.Utility_Scale | Build Cost | 1240.88 |  | $/kW | 1 |  |  |  | × | IRPPVESC |  |  | New Solar
Generators | System | PV_.PX.WYC._.PTC.Small_Scale | Build Cost | 1964.64 |  | $/kW | 1 |  |  |  | × | IRPPVESC_Small |  |  | New Solar
Generators | System | PV_.PX.WYE._.PTC.Small_Scale | Build Cost | 1964.64 |  | $/kW | 1 |  |  |  | × | IRPPVESC_Small |  |  | New Solar
Generators | System | PV_.PX.WYE._.PTC.Utility_Scale | Build Cost | 1216.55 |  | $/kW | 1 |  |  |  | × | IRPPVESC |  |  | New Solar
Generators | System | PV_.PX.WYN._.PTC.Small_Scale | Build Cost | 1964.64 |  | $/kW | 1 |  |  |  | × | IRPPVESC_Small |  |  | New Solar
Generators | System | PV_.PX.YAK._.PTC.Small_Scale | Build Cost | 2003.93 |  | $/kW | 1 |  |  |  | × | IRPPVESC_Small |  |  | New Solar
Generators | System | PV_.PX.YAK._.PTC.Utility_Scale | Build Cost | 1240.88 |  | $/kW | 1 |  |  |  | × | IRPPVESC |  |  | New Solar
Generators | System | WD_.PX.BDG._.PTC.Utility_Scale | Build Cost | 1392.68 |  | $/kW | 1 |  |  |  | × | IRPWDESC |  |  | New Wind
Generators | System | WD_.PX.BOR._.PTC.Utility_Scale | Build Cost | 1449.53 |  | $/kW | 1 |  |  |  | × | IRPWDESC |  |  | New Wind
Generators | System | WD_.PX.CLV._.PTC.Small_Scale | Build Cost | 2605.68 |  | $/kW | 1 |  |  |  | × | IRPWDESC_Small |  |  | New Wind
Generators | System | WD_.PX.COR._.PTC.Small_Scale | Build Cost | 2835.59 |  | $/kW | 1 |  |  |  | × | IRPWDESC_Small |  |  | New Wind
Generators | System | WD_.PX.COR._.PTC.Utility_Scale | Build Cost | 1577.43 |  | $/kW | 1 |  |  |  | × | IRPWDESC |  |  | New Wind
Generators | System | WD_.PX.DJW._.PTC.Utility_Scale | Build Cost | 1392.68 |  | $/kW | 1 |  |  |  | × | IRPWDESC |  |  | New Wind
Generators | System | WD_.PX.GOE._.PTC.Small_Scale | Build Cost | 2605.68 |  | $/kW | 1 |  |  |  | × | IRPWDESC_Small |  |  | New Wind
Generators | System | WD_.PX.GOE._.PTC.Utility_Scale | Build Cost | 1449.53 |  | $/kW | 1 |  |  |  | × | IRPWDESC |  |  | New Wind
Generators | System | WD_.PX.HTG._.PTC.Utility_Scale | Build Cost | 1435.32 |  | $/kW | 1 |  |  |  | × | IRPWDESC |  |  | New Wind
Generators | System | WD_.PX.NTN._.PTC.Utility_Scale | Build Cost | 1435.32 |  | $/kW | 1 |  |  |  | × | IRPWDESC |  |  | New Wind
Generators | System | WD_.PX.NUT._.PTC.Small_Scale | Build Cost | 2605.68 |  | $/kW | 1 |  |  |  | × | IRPWDESC_Small |  |  | New Wind
Generators | System | WD_.PX.NUT._.PTC.Utility_Scale | Build Cost | 1449.53 |  | $/kW | 1 |  |  |  | × | IRPWDESC |  |  | New Wind
Generators | System | WD_.PX.SOR._.PTC.Offshore | Build Cost | 9841.87 |  | $/kW | 1 |  |  |  | × | IRPWDESC_Offshore |  |  | New Wind
Generators | System | WD_.PX.SOR._.PTC.Small_Scale | Build Cost | 3014.41 |  | $/kW | 1 |  |  |  | × | IRPWDESC_Small |  |  | New Wind
Generators | System | WD_.PX.SOR._.PTC.Utility_Scale | Build Cost | 1676.9 |  | $/kW | 1 |  |  |  | × | IRPWDESC |  |  | New Wind
Generators | System | WD_.PX.SUM._.PTC.Utility_Scale | Build Cost | 1577.43 |  | $/kW | 1 |  |  |  | × | IRPWDESC |  |  | New Wind
Generators | System | WD_.PX.UTS._.PTC.Small_Scale | Build Cost | 2580.13 |  | $/kW | 1 |  |  |  | × | IRPWDESC_Small |  |  | New Wind
Generators | System | WD_.PX.UTS._.PTC.Utility_Scale | Build Cost | 1435.32 |  | $/kW | 1 |  |  |  | × | IRPWDESC |  |  | New Wind
Generators | System | WD_.PX.WMV._.PTC.Small_Scale | Build Cost | 2835.59 |  | $/kW | 1 |  |  |  | × | IRPWDESC_Small |  |  | New Wind
Generators | System | WD_.PX.WMV._.PTC.Utility_Scale | Build Cost | 1577.43 |  | $/kW | 1 |  |  |  | × | IRPWDESC |  |  | New Wind
Generators | System | WD_.PX.WSF._.PTC.Small_Scale | Build Cost | 2580.13 |  | $/kW | 1 |  |  |  | × | IRPWDESC_Small |  |  | New Wind
Generators | System | WD_.PX.WWA._.PTC.Small_Scale | Build Cost | 2656.77 |  | $/kW | 1 |  |  |  | × | IRPWDESC_Small |  |  | New Wind
Generators | System | WD_.PX.WWA._.PTC.Utility_Scale | Build Cost | 1477.95 |  | $/kW | 1 |  |  |  | × | IRPWDESC |  |  | New Wind
Generators | System | WD_.PX.WYC._.PTC.Small_Scale | Build Cost | 2503.49 |  | $/kW | 1 |  |  |  | × | IRPWDESC_Small |  |  | New Wind
Generators | System | WD_.PX.WYE._.PTC.Small_Scale | Build Cost | 2503.49 |  | $/kW | 1 |  |  |  | × | IRPWDESC_Small |  |  | New Wind
Generators | System | WD_.PX.WYE._.PTC.Utility_Scale | Build Cost | 1392.68 |  | $/kW | 1 |  |  |  | × | IRPWDESC |  |  | New Wind
Generators | System | WD_.PX.WYN._.PTC.Small_Scale | Build Cost | 2503.49 |  | $/kW | 1 |  |  |  | × | IRPWDESC_Small |  |  | New Wind
Generators | System | WD_.PX.YAK._.PTC.Small_Scale | Build Cost | 2656.77 |  | $/kW | 1 |  |  |  | × | IRPWDESC_Small |  |  | New Wind
Generators | System | WD_.PX.YAK._.PTC.Utility_Scale | Build Cost | 1477.95 |  | $/kW | 1 |  |  |  | × | IRPWDESC |  |  | New Wind
Generators | System | GSC.PX.BDG._.___.Frame | Build Cost | 1235.75 |  | $/kW | 1 |  |  |  | × | Inflation |  |  | New Gas
Generators | System | PV_.PX.BDG._.PTC.Utility_Scale | FO&M Charge | 20.52 |  | $/kW/yr | 1 |  |  |  | × | Inflation |  |  | New Solar
Generators | System | PV_.PX.BOR._.PTC.Utility_Scale | FO&M Charge | 20.52 |  | $/kW/yr | 1 |  |  |  | × | Inflation |  |  | New Solar
Generators | System | PV_.PX.CLV._.PTC.Small_Scale | FO&M Charge | 18.16 |  | $/kW/yr | 1 |  |  |  | × | Inflation |  |  | New Solar
Generators | System | PV_.PX.COR._.PTC.Small_Scale | FO&M Charge | 18.16 |  | $/kW/yr | 1 |  |  |  | × | Inflation |  |  | New Solar
Generators | System | PV_.PX.COR._.PTC.Utility_Scale | FO&M Charge | 20.52 |  | $/kW/yr | 1 |  |  |  | × | Inflation |  |  | New Solar
Generators | System | PV_.PX.DJW._.PTC.Utility_Scale | FO&M Charge | 20.52 |  | $/kW/yr | 1 |  |  |  | × | Inflation |  |  | New Solar
Generators | System | PV_.PX.GOE._.PTC.Small_Scale | FO&M Charge | 18.16 |  | $/kW/yr | 1 |  |  |  | × | Inflation |  |  | New Solar
Generators | System | PV_.PX.GOE._.PTC.Utility_Scale | FO&M Charge | 20.52 |  | $/kW/yr | 1 |  |  |  | × | Inflation |  |  | New Solar
Generators | System | PV_.PX.HTG._.PTC.Utility_Scale | FO&M Charge | 20.52 |  | $/kW/yr | 1 |  |  |  | × | Inflation |  |  | New Solar
Generators | System | PV_.PX.NTN._.PTC.Utility_Scale | FO&M Charge | 20.52 |  | $/kW/yr | 1 |  |  |  | × | Inflation |  |  | New Solar
Generators | System | PV_.PX.NUT._.PTC.Small_Scale | FO&M Charge | 18.16 |  | $/kW/yr | 1 |  |  |  | × | Inflation |  |  | New Solar
Generators | System | PV_.PX.NUT._.PTC.Utility_Scale | FO&M Charge | 20.52 |  | $/kW/yr | 1 |  |  |  | × | Inflation |  |  | New Solar
Generators | System | PV_.PX.SOR._.PTC.Small_Scale | FO&M Charge | 18.16 |  | $/kW/yr | 1 |  |  |  | × | Inflation |  |  | New Solar
Generators | System | PV_.PX.SOR._.PTC.Utility_Scale | FO&M Charge | 20.52 |  | $/kW/yr | 1 |  |  |  | × | Inflation |  |  | New Solar
Generators | System | PV_.PX.SUM._.PTC.Utility_Scale | FO&M Charge | 20.52 |  | $/kW/yr | 1 |  |  |  | × | Inflation |  |  | New Solar
Generators | System | PV_.PX.UTS._.PTC.Small_Scale | FO&M Charge | 18.16 |  | $/kW/yr | 1 |  |  |  | × | Inflation |  |  | New Solar
Generators | System | PV_.PX.UTS._.PTC.Utility_Scale | FO&M Charge | 20.52 |  | $/kW/yr | 1 |  |  |  | × | Inflation |  |  | New Solar
Generators | System | PV_.PX.WMV._.PTC.Small_Scale | FO&M Charge | 18.16 |  | $/kW/yr | 1 |  |  |  | × | Inflation |  |  | New Solar
Generators | System | PV_.PX.WMV._.PTC.Utility_Scale | FO&M Charge | 20.52 |  | $/kW/yr | 1 |  |  |  | × | Inflation |  |  | New Solar
Generators | System | PV_.PX.WSF._.PTC.Small_Scale | FO&M Charge | 18.16 |  | $/kW/yr | 1 |  |  |  | × | Inflation |  |  | New Solar
Generators | System | PV_.PX.WWA._.PTC.Small_Scale | FO&M Charge | 18.16 |  | $/kW/yr | 1 |  |  |  | × | Inflation |  |  | New Solar
Generators | System | PV_.PX.WWA._.PTC.Utility_Scale | FO&M Charge | 20.52 |  | $/kW/yr | 1 |  |  |  | × | Inflation |  |  | New Solar
Generators | System | PV_.PX.WYC._.PTC.Small_Scale | FO&M Charge | 18.16 |  | $/kW/yr | 1 |  |  |  | × | Inflation |  |  | New Solar
Generators | System | PV_.PX.WYE._.PTC.Small_Scale | FO&M Charge | 18.16 |  | $/kW/yr | 1 |  |  |  | × | Inflation |  |  | New Solar
Generators | System | PV_.PX.WYE._.PTC.Utility_Scale | FO&M Charge | 20.52 |  | $/kW/yr | 1 |  |  |  | × | Inflation |  |  | New Solar
Generators | System | PV_.PX.WYN._.PTC.Small_Scale | FO&M Charge | 18.16 |  | $/kW/yr | 1 |  |  |  | × | Inflation |  |  | New Solar
Generators | System | PV_.PX.YAK._.PTC.Small_Scale | FO&M Charge | 18.16 |  | $/kW/yr | 1 |  |  |  | × | Inflation |  |  | New Solar
Generators | System | PV_.PX.YAK._.PTC.Utility_Scale | FO&M Charge | 20.52 |  | $/kW/yr | 1 |  |  |  | × | Inflation |  |  | New Solar | Include
Generators | System | WD_.PX.BDG._.PTC.Utility_Scale | FO&M Charge | 31.65 |  | $/kW/yr | 1 |  |  |  | × | Inflation |  |  | New Wind
Generators | System | WD_.PX.BOR._.PTC.Utility_Scale | FO&M Charge | 31.65 |  | $/kW/yr | 1 |  |  |  | × | Inflation |  |  | New Wind
Generators | System | WD_.PX.CLV._.PTC.Small_Scale | FO&M Charge | 38.79 |  | $/kW/yr | 1 |  |  |  | × | Inflation |  |  | New Wind
Generators | System | WD_.PX.COR._.PTC.Small_Scale | FO&M Charge | 38.79 |  | $/kW/yr | 1 |  |  |  | × | Inflation |  |  | New Wind
Generators | System | WD_.PX.COR._.PTC.Utility_Scale | FO&M Charge | 31.65 |  | $/kW/yr | 1 |  |  |  | × | Inflation |  |  | New Wind
Generators | System | WD_.PX.DJW._.PTC.Utility_Scale | FO&M Charge | 31.65 |  | $/kW/yr | 1 |  |  |  | × | Inflation |  |  | New Wind
Generators | System | WD_.PX.GOE._.PTC.Small_Scale | FO&M Charge | 38.79 |  | $/kW/yr | 1 |  |  |  | × | Inflation |  |  | New Wind
Generators | System | WD_.PX.GOE._.PTC.Utility_Scale | FO&M Charge | 31.65 |  | $/kW/yr | 1 |  |  |  | × | Inflation |  |  | New Wind
Generators | System | WD_.PX.HTG._.PTC.Utility_Scale | FO&M Charge | 31.65 |  | $/kW/yr | 1 |  |  |  | × | Inflation |  |  | New Wind
Generators | System | WD_.PX.NTN._.PTC.Utility_Scale | FO&M Charge | 31.65 |  | $/kW/yr | 1 |  |  |  | × | Inflation |  |  | New Wind
Generators | System | WD_.PX.NUT._.PTC.Small_Scale | FO&M Charge | 38.79 |  | $/kW/yr | 1 |  |  |  | × | Inflation |  |  | New Wind
Generators | System | WD_.PX.NUT._.PTC.Utility_Scale | FO&M Charge | 31.65 |  | $/kW/yr | 1 |  |  |  | × | Inflation |  |  | New Wind
Generators | System | WD_.PX.SOR._.PTC.Offshore | FO&M Charge | 69.26 |  | $/kW/yr | 1 |  |  |  | × | Inflation |  |  | New Wind
Generators | System | WD_.PX.SOR._.PTC.Small_Scale | FO&M Charge | 38.79 |  | $/kW/yr | 1 |  |  |  | × | Inflation |  |  | New Wind
Generators | System | WD_.PX.SOR._.PTC.Utility_Scale | FO&M Charge | 31.65 |  | $/kW/yr | 1 |  |  |  | × | Inflation |  |  | New Wind
Generators | System | WD_.PX.SUM._.PTC.Utility_Scale | FO&M Charge | 31.65 |  | $/kW/yr | 1 |  |  |  | × | Inflation |  |  | New Wind
Generators | System | WD_.PX.UTS._.PTC.Small_Scale | FO&M Charge | 38.79 |  | $/kW/yr | 1 |  |  |  | × | Inflation |  |  | New Wind
Generators | System | WD_.PX.UTS._.PTC.Utility_Scale | FO&M Charge | 31.65 |  | $/kW/yr | 1 |  |  |  | × | Inflation |  |  | New Wind
Generators | System | WD_.PX.WMV._.PTC.Small_Scale | FO&M Charge | 38.79 |  | $/kW/yr | 1 |  |  |  | × | Inflation |  |  | New Wind
Generators | System | WD_.PX.WMV._.PTC.Utility_Scale | FO&M Charge | 31.65 |  | $/kW/yr | 1 |  |  |  | × | Inflation |  |  | New Wind
Generators | System | WD_.PX.WSF._.PTC.Small_Scale | FO&M Charge | 38.79 |  | $/kW/yr | 1 |  |  |  | × | Inflation |  |  | New Wind
Generators | System | WD_.PX.WWA._.PTC.Small_Scale | FO&M Charge | 38.79 |  | $/kW/yr | 1 |  |  |  | × | Inflation |  |  | New Wind
Generators | System | WD_.PX.WWA._.PTC.Utility_Scale | FO&M Charge | 31.65 |  | $/kW/yr | 1 |  |  |  | × | Inflation |  |  | New Wind
Generators | System | WD_.PX.WYC._.PTC.Small_Scale | FO&M Charge | 38.79 |  | $/kW/yr | 1 |  |  |  | × | Inflation |  |  | New Wind
Generators | System | WD_.PX.WYE._.PTC.Small_Scale | FO&M Charge | 38.79 |  | $/kW/yr | 1 |  |  |  | × | Inflation |  |  | New Wind
Generators | System | WD_.PX.WYE._.PTC.Utility_Scale | FO&M Charge | 31.65 |  | $/kW/yr | 1 |  |  |  | × | Inflation |  |  | New Wind
Generators | System | WD_.PX.WYN._.PTC.Small_Scale | FO&M Charge | 38.79 |  | $/kW/yr | 1 |  |  |  | × | Inflation |  |  | New Wind
Generators | System | WD_.PX.YAK._.PTC.Small_Scale | FO&M Charge | 38.79 |  | $/kW/yr | 1 |  |  |  | × | Inflation |  |  | New Wind
Generators | System | WD_.PX.YAK._.PTC.Utility_Scale | FO&M Charge | 31.65 |  | $/kW/yr | 1 |  |  |  | × | Inflation |  |  | New Wind
Generators | System | GSC.PX.BDG._.___.Frame | FO&M Charge | 54.56 |  | $/kW/yr | 1 |  |  |  | × | Inflation |  |  | New Gas
Variables | System | 25IRP LI BAT 200 FOM | Profile | 38.77 |  | - | 1 |  |  |  | × | Inflation |  |  | -
Variables | System | 25IRP LI BAT 200 8HR FOM | Profile | 69.78 |  | - | 1 |  |  |  | × | Inflation |  |  | -
Variables | System | 25IRP 100HR BAT FOM | Profile | 21.04 |  | - | 1 |  |  |  | × | Inflation |  |  | -
Collection | Parent Object | Child Object | Property | Value | Data File | Units | Band | Date From | Date To | Timeslice | Action | Expression | Scenario | Memo | Category
Generators | System | PV_.PX.COR._.PTC.Utility_Scale | Economic Life | 25 |  | yr | 1 |  |  |  | = |  |  |  | New Solar |  | Added NTC Econ life
Generators | System | PV_.PX.SOR._.PTC.Utility_Scale | Economic Life | 25 |  | yr | 1 |  |  |  | = |  |  |  | New Solar |  | Added NTC Econ life
Generators | System | PV_.PX.SUM._.PTC.Utility_Scale | Economic Life | 25 |  | yr | 1 |  |  |  | = |  |  |  | New Solar |  | Added NTC Econ life
Generators | System | PV_.PX.UTS._.PTC.Utility_Scale | Economic Life | 25 |  | yr | 1 |  |  |  | = |  |  |  | New Solar |  | Added NTC Econ life
Generators | System | PV_.PX.WMV._.PTC.Utility_Scale | Economic Life | 25 |  | yr | 1 |  |  |  | = |  |  |  | New Solar |  | Added NTC Econ life
Generators | System | PV_.PX.WWA._.PTC.Utility_Scale | Economic Life | 25 |  | yr | 1 |  |  |  | = |  |  |  | New Solar |  | Added NTC Econ life
Generators | System | PV_.PX.YAK._.PTC.Utility_Scale | Economic Life | 25 |  | yr | 1 |  |  |  | = |  |  |  | New Solar |  | Added NTC Econ life
Generators | System | PV_.PX.BDG._.PTC.Utility_Scale | Economic Life | 25 |  | yr | 1 |  |  |  | = |  |  |  | New Solar |  | Added NTC Econ life
Generators | System | PV_.PX.HTG._.PTC.Utility_Scale | Economic Life | 25 |  | yr | 1 |  |  |  | = |  |  |  | New Solar |  | Added NTC Econ life
Generators | System | PV_.PX.NTN._.PTC.Utility_Scale | Economic Life | 25 |  | yr | 1 |  |  |  | = |  |  |  | New Solar |  | Added NTC Econ life
Generators | System | WD_.PX.BDG._.PTC.Utility_Scale | Economic Life | 30 |  | yr | 1 |  |  |  | = |  |  |  | New Wind |  | Added NTC Econ life
Generators | System | WD_.PX.DJW._.PTC.Utility_Scale | Economic Life | 30 |  | yr | 1 |  |  |  | = |  |  |  | New Wind |  | Added NTC Econ life
Generators | System | WD_.PX.WMV._.PTC.Utility_Scale | Economic Life | 30 |  | yr | 1 |  |  |  | = |  |  |  | New Wind |  | Added NTC Econ life
Generators | System | WD_.PX.WYC._.PTC.Small_Scale | Economic Life | 30 |  | yr | 1 |  |  |  | = |  |  |  | New Wind |  | Added NTC Econ life
Generators | System | WD_.PX.WYE._.PTC.Small_Scale | Economic Life | 30 |  | yr | 1 |  |  |  | = |  |  |  | New Wind |  | Added NTC Econ life
Generators | System | WD_.PX.WYE._.PTC.Utility_Scale | Economic Life | 30 |  | yr | 1 |  |  |  | = |  |  |  | New Wind |  | Added NTC Econ life
Batteries | System | BAT.PX.CHE._.ITC.Li_ion_4hr | Economic Life | 20 |  | yr | 1 |  |  |  | = |  |  |  | New Battery
Batteries | System | BAT.PX.COR._.ITC.Li_ion_4hr | Economic Life | 20 |  | yr | 1 |  |  |  | = |  |  |  | New Battery
Batteries | System | BAT.PX.COR._.ITC.Li_ion_4hr_Local | Economic Life | 20 |  | yr | 1 |  |  |  | = |  |  |  | New Battery
Batteries | System | BAT.PX.HTG._.ITC.Li_ion_4hr | Economic Life | 20 |  | yr | 1 |  |  |  | = |  |  |  | New Battery
Batteries | System | BAT.PX.PNC._.ITC.Li_ion_4hr_Local | Economic Life | 20 |  | yr | 1 |  |  |  | = |  |  |  | New Battery
Batteries | System | BAT.PX.SOR._.ITC.Li_ion_4hr_Local | Economic Life | 20 |  | yr | 1 |  |  |  | = |  |  |  | New Battery
Batteries | System | BAT.PX.UTS._.ITC.Li_ion_4hr | Economic Life | 20 |  | yr | 1 |  |  |  | = |  |  |  | New Battery
Batteries | System | BAT.PX.WMV._.ITC.Li_ion_4hr | Economic Life | 20 |  | yr | 1 |  |  |  | = |  |  |  | New Battery
Batteries | System | BAT.PX.WWA._.ITC.Li_ion_4hr | Economic Life | 20 |  | yr | 1 |  |  |  | = |  |  |  | New Battery
Batteries | System | BAT.PX.WWA._.ITC.Li_ion_4hr_Local | Economic Life | 20 |  | yr | 1 |  |  |  | = |  |  |  | New Battery
Batteries | System | BAT.PX.YAK._.ITC.Li_ion_4hr | Economic Life | 20 |  | yr | 1 |  |  |  | = |  |  |  | New Battery
Batteries | System | BAT.PX.YAK._.ITC.Li_ion_4hr_Local | Economic Life | 20 |  | yr | 1 |  |  |  | = |  |  |  | New Battery
Batteries | System | BAT.PX.DJW._.ITC.Li_ion_8hr | Economic Life | 20 |  | yr | 1 |  |  |  | = |  |  |  | New Long Duration Storage
Batteries | System | BAT.PX.WSF._.ITC.IronAir_100hr | Economic Life | 20 |  | yr | 1 |  |  |  | = |  |  |  | New Long Duration Storage
Generators | System | GSC.PX.BDG._.___.Frame | Economic Life | 40 |  | yr | 1 |  |  |  | = |  |  | H:\2023 IRP\3 - Assumptions\12 - New Resources (SSR)\[23 IRP Nat Gas_2023 02 10.xlsx] | New Gas | FALSE
Collection | Parent Object | Child Object | Property | Value | Data File | Units | Band | Date From | Date To | Timeslice | Action | Expression | Scenario | Memo | Category
Generators | System | PV_.PX.COR._.PTC.Utility_Scale | Levelized Capital Carrying Rate | 8.589 |  | % | 1 |  |  |  | = |  |  |  | New Solar
Generators | System | PV_.PX.SOR._.PTC.Utility_Scale | Levelized Capital Carrying Rate | 8.589 |  | % | 1 |  |  |  | = |  |  |  | New Solar
Generators | System | PV_.PX.SUM._.PTC.Utility_Scale | Levelized Capital Carrying Rate | 8.589 |  | % | 1 |  |  |  | = |  |  |  | New Solar
Generators | System | PV_.PX.UTS._.PTC.Utility_Scale | Levelized Capital Carrying Rate | 8.589 |  | % | 1 |  |  |  | = |  |  |  | New Solar
Generators | System | PV_.PX.WMV._.PTC.Utility_Scale | Levelized Capital Carrying Rate | 8.589 |  | % | 1 |  |  |  | = |  |  |  | New Solar
Generators | System | PV_.PX.WWA._.PTC.Utility_Scale | Levelized Capital Carrying Rate | 8.589 |  | % | 1 |  |  |  | = |  |  |  | New Solar
Generators | System | PV_.PX.YAK._.PTC.Utility_Scale | Levelized Capital Carrying Rate | 8.589 |  | % | 1 |  |  |  | = |  |  |  | New Solar
Generators | System | WD_.PX.BDG._.PTC.Utility_Scale | Levelized Capital Carrying Rate | 8.15 |  | % | 1 |  |  |  | = |  |  |  | New Wind
Generators | System | WD_.PX.DJW._.PTC.Utility_Scale | Levelized Capital Carrying Rate | 8.15 |  | % | 1 |  |  |  | = |  |  |  | New Wind
Generators | System | WD_.PX.WMV._.PTC.Utility_Scale | Levelized Capital Carrying Rate | 8.15 |  | % | 1 |  |  |  | = |  |  |  | New Wind
Generators | System | WD_.PX.WYC._.PTC.Small_Scale | Levelized Capital Carrying Rate | 8.15 |  | % | 1 |  |  |  | = |  |  |  | New Wind
Generators | System | WD_.PX.WYE._.PTC.Small_Scale | Levelized Capital Carrying Rate | 8.119 |  | % | 1 |  |  |  | = |  |  |  | New Wind
Generators | System | WD_.PX.WYE._.PTC.Utility_Scale | Levelized Capital Carrying Rate | 8.15 |  | % | 1 |  |  |  | = |  |  |  | New Wind
Batteries | System | BAT.PX.CHE._.ITC.Li_ion_4hr | Levelized Capital Carrying Rate | 6.478 |  | % | 1 |  |  |  | = |  |  |  | New Battery
Batteries | System | BAT.PX.COR._.ITC.Li_ion_4hr | Levelized Capital Carrying Rate | 6.478 |  | % | 1 |  |  |  | = |  |  |  | New Battery
Batteries | System | BAT.PX.COR._.ITC.Li_ion_4hr_Local | Levelized Capital Carrying Rate | 6.478 |  | % | 1 |  |  |  | = |  |  |  | New Battery
Batteries | System | BAT.PX.HTG._.ITC.Li_ion_4hr | Levelized Capital Carrying Rate | 5.386 |  | % | 1 |  |  |  | = |  |  |  | New Battery
Batteries | System | BAT.PX.PNC._.ITC.Li_ion_4hr_Local | Levelized Capital Carrying Rate | 6.478 |  | % | 1 |  |  |  | = |  |  |  | New Battery
Batteries | System | BAT.PX.SOR._.ITC.Li_ion_4hr_Local | Levelized Capital Carrying Rate | 6.478 |  | % | 1 |  |  |  | = |  |  |  | New Battery
Batteries | System | BAT.PX.UTS._.ITC.Li_ion_4hr | Levelized Capital Carrying Rate | 5.386 |  | % | 1 |  |  |  | = |  |  |  | New Battery
Batteries | System | BAT.PX.WMV._.ITC.Li_ion_4hr | Levelized Capital Carrying Rate | 6.478 |  | % | 1 |  |  |  | = |  |  |  | New Battery
Batteries | System | BAT.PX.WWA._.ITC.Li_ion_4hr | Levelized Capital Carrying Rate | 6.478 |  | % | 1 |  |  |  | = |  |  |  | New Battery
Batteries | System | BAT.PX.WWA._.ITC.Li_ion_4hr_Local | Levelized Capital Carrying Rate | 6.478 |  | % | 1 |  |  |  | = |  |  |  | New Battery
Batteries | System | BAT.PX.YAK._.ITC.Li_ion_4hr | Levelized Capital Carrying Rate | 6.478 |  | % | 1 |  |  |  | = |  |  |  | New Battery
Batteries | System | BAT.PX.YAK._.ITC.Li_ion_4hr_Local | Levelized Capital Carrying Rate | 6.478 |  | % | 1 |  |  |  | = |  |  |  | New Battery
Batteries | System | BAT.PX.DJW._.ITC.Li_ion_8hr | Levelized Capital Carrying Rate | 5.387 |  | % | 1 |  |  |  | = |  |  |  | New Long Duration Storage
Batteries | System | BAT.PX.WSF._.ITC.IronAir_100hr | Levelized Capital Carrying Rate | 5.543 |  | % | 1 |  |  |  | = |  |  |  | New Long Duration Storage
Generators | System | GSC.PX.BDG._.___.Frame | Levelized Capital Carrying Rate | 8.275 |  | % | 1 |  |  |  | = |  |  |  | New Gas | FALSE
Collection | Parent Object | Child Object | Property | Value | Data File | Units | Band | Date From | Date To | Timeslice | Action | Expression | Scenario | Memo | Category |  |  | Year
Variables | System | IRPPVESC | Profile | 1.0651 |  | - | 1 | 2025-01-01 |  |  | = |  | Post 25 IRP Escalation Rates | H:\_Projects\2025\DJ Analysis\Assumptions\25 IRP Escalation Rates v2 Updated 04212025.xlsx | Escalation Rates |  |  | 2025
Variables | System | IRPPVESC | Profile | 1.0448 |  | - | 1 | 2026-01-01 |  |  | = |  | Post 25 IRP Escalation Rates | H:\_Projects\2025\DJ Analysis\Assumptions\25 IRP Escalation Rates v2 Updated 04212025.xlsx | Escalation Rates |  |  | 2026
Variables | System | IRPPVESC | Profile | 1.0231 |  | - | 1 | 2027-01-01 |  |  | = |  | Post 25 IRP Escalation Rates | H:\_Projects\2025\DJ Analysis\Assumptions\25 IRP Escalation Rates v2 Updated 04212025.xlsx | Escalation Rates |  |  | 2027
Variables | System | IRPPVESC | Profile | 1 |  | - | 1 | 2028-01-01 |  |  | = |  | Post 25 IRP Escalation Rates | H:\_Projects\2025\DJ Analysis\Assumptions\25 IRP Escalation Rates v2 Updated 04212025.xlsx | Escalation Rates |  |  | 2028
Variables | System | IRPPVESC | Profile | 0.97538 |  | - | 1 | 2029-01-01 |  |  | = |  | Post 25 IRP Escalation Rates | H:\_Projects\2025\DJ Analysis\Assumptions\25 IRP Escalation Rates v2 Updated 04212025.xlsx | Escalation Rates |  |  | 2029
Variables | System | IRPPVESC | Profile | 0.94922 |  | - | 1 | 2030-01-01 |  |  | = |  | Post 25 IRP Escalation Rates | H:\_Projects\2025\DJ Analysis\Assumptions\25 IRP Escalation Rates v2 Updated 04212025.xlsx | Escalation Rates |  |  | 2030
Variables | System | IRPPVESC | Profile | 0.92145 |  | - | 1 | 2031-01-01 |  |  | = |  | Post 25 IRP Escalation Rates | H:\_Projects\2025\DJ Analysis\Assumptions\25 IRP Escalation Rates v2 Updated 04212025.xlsx | Escalation Rates |  |  | 2031
Variables | System | IRPPVESC | Profile | 0.89202 |  | - | 1 | 2032-01-01 |  |  | = |  | Post 25 IRP Escalation Rates | H:\_Projects\2025\DJ Analysis\Assumptions\25 IRP Escalation Rates v2 Updated 04212025.xlsx | Escalation Rates |  |  | 2032
Variables | System | IRPPVESC | Profile | 0.86087 |  | - | 1 | 2033-01-01 |  |  | = |  | Post 25 IRP Escalation Rates | H:\_Projects\2025\DJ Analysis\Assumptions\25 IRP Escalation Rates v2 Updated 04212025.xlsx | Escalation Rates |  |  | 2033
Variables | System | IRPPVESC | Profile | 0.82794 |  | - | 1 | 2034-01-01 |  |  | = |  | Post 25 IRP Escalation Rates | H:\_Projects\2025\DJ Analysis\Assumptions\25 IRP Escalation Rates v2 Updated 04212025.xlsx | Escalation Rates |  |  | 2034
Variables | System | IRPPVESC | Profile | 0.79316 |  | - | 1 | 2035-01-01 |  |  | = |  | Post 25 IRP Escalation Rates | H:\_Projects\2025\DJ Analysis\Assumptions\25 IRP Escalation Rates v2 Updated 04212025.xlsx | Escalation Rates |  |  | 2035
Variables | System | IRPPVESC | Profile | 0.79763 |  | - | 1 | 2036-01-01 |  |  | = |  | Post 25 IRP Escalation Rates | H:\_Projects\2025\DJ Analysis\Assumptions\25 IRP Escalation Rates v2 Updated 04212025.xlsx | Escalation Rates |  |  | 2036
Variables | System | IRPPVESC | Profile | 0.80192 |  | - | 1 | 2037-01-01 |  |  | = |  | Post 25 IRP Escalation Rates | H:\_Projects\2025\DJ Analysis\Assumptions\25 IRP Escalation Rates v2 Updated 04212025.xlsx | Escalation Rates |  |  | 2037
Variables | System | IRPPVESC | Profile | 0.80602 |  | - | 1 | 2038-01-01 |  |  | = |  | Post 25 IRP Escalation Rates | H:\_Projects\2025\DJ Analysis\Assumptions\25 IRP Escalation Rates v2 Updated 04212025.xlsx | Escalation Rates |  |  | 2038
Variables | System | IRPPVESC | Profile | 0.80991 |  | - | 1 | 2039-01-01 |  |  | = |  | Post 25 IRP Escalation Rates | H:\_Projects\2025\DJ Analysis\Assumptions\25 IRP Escalation Rates v2 Updated 04212025.xlsx | Escalation Rates |  |  | 2039
Variables | System | IRPPVESC | Profile | 0.81359 |  | - | 1 | 2040-01-01 |  |  | = |  | Post 25 IRP Escalation Rates | H:\_Projects\2025\DJ Analysis\Assumptions\25 IRP Escalation Rates v2 Updated 04212025.xlsx | Escalation Rates |  |  | 2040
Variables | System | IRPPVESC | Profile | 0.81705 |  | - | 1 | 2041-01-01 |  |  | = |  | Post 25 IRP Escalation Rates | H:\_Projects\2025\DJ Analysis\Assumptions\25 IRP Escalation Rates v2 Updated 04212025.xlsx | Escalation Rates |  |  | 2041
Variables | System | IRPPVESC | Profile | 0.82027 |  | - | 1 | 2042-01-01 |  |  | = |  | Post 25 IRP Escalation Rates | H:\_Projects\2025\DJ Analysis\Assumptions\25 IRP Escalation Rates v2 Updated 04212025.xlsx | Escalation Rates |  |  | 2042
Variables | System | IRPPVESC | Profile | 0.82325 |  | - | 1 | 2043-01-01 |  |  | = |  | Post 25 IRP Escalation Rates | H:\_Projects\2025\DJ Analysis\Assumptions\25 IRP Escalation Rates v2 Updated 04212025.xlsx | Escalation Rates |  |  | 2043
Variables | System | IRPPVESC | Profile | 0.82596 |  | - | 1 | 2044-01-01 |  |  | = |  | Post 25 IRP Escalation Rates | H:\_Projects\2025\DJ Analysis\Assumptions\25 IRP Escalation Rates v2 Updated 04212025.xlsx | Escalation Rates |  |  | 2044
Variables | System | IRPPVESC | Profile | 0.8284 |  | - | 1 | 2045-01-01 |  |  | = |  | Post 25 IRP Escalation Rates | H:\_Projects\2025\DJ Analysis\Assumptions\25 IRP Escalation Rates v2 Updated 04212025.xlsx | Escalation Rates |  |  | 2045
Collection | Parent Object | Child Object | Property | Value | Data File | Units | Band | Date From | Date To | Timeslice | Action | Expression | Scenario | Memo | Category |  |  | Year
Variables | System | 25IRPBATESC | Profile | 1.0198 |  | - | 1 | 2025-01-01 |  |  | = |  | Post 25 IRP Escalation Rates | H:\_Projects\2025\DJ Analysis\Assumptions\25 IRP Escalation Rates v2 Updated 04212025.xlsx | Escalation Rates |  |  | 2025
Variables | System | 25IRPBATESC | Profile | 1.0103 |  | - | 1 | 2026-01-01 |  |  | = |  | Post 25 IRP Escalation Rates | H:\_Projects\2025\DJ Analysis\Assumptions\25 IRP Escalation Rates v2 Updated 04212025.xlsx | Escalation Rates |  |  | 2026
Variables | System | 25IRPBATESC | Profile | 1 |  | - | 1 | 2027-01-01 |  |  | = |  | Post 25 IRP Escalation Rates | H:\_Projects\2025\DJ Analysis\Assumptions\25 IRP Escalation Rates v2 Updated 04212025.xlsx | Escalation Rates |  |  | 2027
Variables | System | 25IRPBATESC | Profile | 0.98873 |  | - | 1 | 2028-01-01 |  |  | = |  | Post 25 IRP Escalation Rates | H:\_Projects\2025\DJ Analysis\Assumptions\25 IRP Escalation Rates v2 Updated 04212025.xlsx | Escalation Rates |  |  | 2028
Variables | System | 25IRPBATESC | Profile | 0.9765 |  | - | 1 | 2029-01-01 |  |  | = |  | Post 25 IRP Escalation Rates | H:\_Projects\2025\DJ Analysis\Assumptions\25 IRP Escalation Rates v2 Updated 04212025.xlsx | Escalation Rates |  |  | 2029
Variables | System | 25IRPBATESC | Profile | 0.96325 |  | - | 1 | 2030-01-01 |  |  | = |  | Post 25 IRP Escalation Rates | H:\_Projects\2025\DJ Analysis\Assumptions\25 IRP Escalation Rates v2 Updated 04212025.xlsx | Escalation Rates |  |  | 2030
Variables | System | 25IRPBATESC | Profile | 0.97016 |  | - | 1 | 2031-01-01 |  |  | = |  | Post 25 IRP Escalation Rates | H:\_Projects\2025\DJ Analysis\Assumptions\25 IRP Escalation Rates v2 Updated 04212025.xlsx | Escalation Rates |  |  | 2031
Variables | System | 25IRPBATESC | Profile | 0.9769 |  | - | 1 | 2032-01-01 |  |  | = |  | Post 25 IRP Escalation Rates | H:\_Projects\2025\DJ Analysis\Assumptions\25 IRP Escalation Rates v2 Updated 04212025.xlsx | Escalation Rates |  |  | 2032
Variables | System | 25IRPBATESC | Profile | 0.98348 |  | - | 1 | 2033-01-01 |  |  | = |  | Post 25 IRP Escalation Rates | H:\_Projects\2025\DJ Analysis\Assumptions\25 IRP Escalation Rates v2 Updated 04212025.xlsx | Escalation Rates |  |  | 2033
Variables | System | 25IRPBATESC | Profile | 0.98989 |  | - | 1 | 2034-01-01 |  |  | = |  | Post 25 IRP Escalation Rates | H:\_Projects\2025\DJ Analysis\Assumptions\25 IRP Escalation Rates v2 Updated 04212025.xlsx | Escalation Rates |  |  | 2034
Variables | System | 25IRPBATESC | Profile | 0.9961 |  | - | 1 | 2035-01-01 |  |  | = |  | Post 25 IRP Escalation Rates | H:\_Projects\2025\DJ Analysis\Assumptions\25 IRP Escalation Rates v2 Updated 04212025.xlsx | Escalation Rates |  |  | 2035
Variables | System | 25IRPBATESC | Profile | 1.0021 |  | - | 1 | 2036-01-01 |  |  | = |  | Post 25 IRP Escalation Rates | H:\_Projects\2025\DJ Analysis\Assumptions\25 IRP Escalation Rates v2 Updated 04212025.xlsx | Escalation Rates |  |  | 2036
Variables | System | 25IRPBATESC | Profile | 1.0079 |  | - | 1 | 2037-01-01 |  |  | = |  | Post 25 IRP Escalation Rates | H:\_Projects\2025\DJ Analysis\Assumptions\25 IRP Escalation Rates v2 Updated 04212025.xlsx | Escalation Rates |  |  | 2037
Variables | System | 25IRPBATESC | Profile | 1.0135 |  | - | 1 | 2038-01-01 |  |  | = |  | Post 25 IRP Escalation Rates | H:\_Projects\2025\DJ Analysis\Assumptions\25 IRP Escalation Rates v2 Updated 04212025.xlsx | Escalation Rates |  |  | 2038
Variables | System | 25IRPBATESC | Profile | 1.0189 |  | - | 1 | 2039-01-01 |  |  | = |  | Post 25 IRP Escalation Rates | H:\_Projects\2025\DJ Analysis\Assumptions\25 IRP Escalation Rates v2 Updated 04212025.xlsx | Escalation Rates |  |  | 2039
Variables | System | 25IRPBATESC | Profile | 1.024 |  | - | 1 | 2040-01-01 |  |  | = |  | Post 25 IRP Escalation Rates | H:\_Projects\2025\DJ Analysis\Assumptions\25 IRP Escalation Rates v2 Updated 04212025.xlsx | Escalation Rates |  |  | 2040
Variables | System | 25IRPBATESC | Profile | 1.0288 |  | - | 1 | 2041-01-01 |  |  | = |  | Post 25 IRP Escalation Rates | H:\_Projects\2025\DJ Analysis\Assumptions\25 IRP Escalation Rates v2 Updated 04212025.xlsx | Escalation Rates |  |  | 2041
Variables | System | 25IRPBATESC | Profile | 1.0334 |  | - | 1 | 2042-01-01 |  |  | = |  | Post 25 IRP Escalation Rates | H:\_Projects\2025\DJ Analysis\Assumptions\25 IRP Escalation Rates v2 Updated 04212025.xlsx | Escalation Rates |  |  | 2042
Variables | System | 25IRPBATESC | Profile | 1.0376 |  | - | 1 | 2043-01-01 |  |  | = |  | Post 25 IRP Escalation Rates | H:\_Projects\2025\DJ Analysis\Assumptions\25 IRP Escalation Rates v2 Updated 04212025.xlsx | Escalation Rates |  |  | 2043
Variables | System | 25IRPBATESC | Profile | 1.0416 |  | - | 1 | 2044-01-01 |  |  | = |  | Post 25 IRP Escalation Rates | H:\_Projects\2025\DJ Analysis\Assumptions\25 IRP Escalation Rates v2 Updated 04212025.xlsx | Escalation Rates |  |  | 2044
Variables | System | 25IRPBATESC | Profile | 1.0453 |  | - | 1 | 2045-01-01 |  |  | = |  | Post 25 IRP Escalation Rates | H:\_Projects\2025\DJ Analysis\Assumptions\25 IRP Escalation Rates v2 Updated 04212025.xlsx | Escalation Rates |  |  | 2045
Collection | Parent Object | Child Object | Property | Value | Data File | Units | Band | Date From | Date To | Timeslice | Action | Expression | Scenario | Memo | Category |  |  | Year
Variables | System | IRPWDESC | Profile | 1.0005 |  | - | 1 | 2025-01-01 |  |  | = |  | Post 25 IRP Escalation Rates | H:\_Projects\2025\DJ Analysis\Assumptions\25 IRP Escalation Rates v2 Updated 04212025.xlsx | Escalation Rates |  |  | 2025
Variables | System | IRPWDESC | Profile | 1.0013 |  | - | 1 | 2026-01-01 |  |  | = |  | Post 25 IRP Escalation Rates | H:\_Projects\2025\DJ Analysis\Assumptions\25 IRP Escalation Rates v2 Updated 04212025.xlsx | Escalation Rates |  |  | 2026
Variables | System | IRPWDESC | Profile | 1.0017 |  | - | 1 | 2027-01-01 |  |  | = |  | Post 25 IRP Escalation Rates | H:\_Projects\2025\DJ Analysis\Assumptions\25 IRP Escalation Rates v2 Updated 04212025.xlsx | Escalation Rates |  |  | 2027
Variables | System | IRPWDESC | Profile | 1.0016 |  | - | 1 | 2028-01-01 |  |  | = |  | Post 25 IRP Escalation Rates | H:\_Projects\2025\DJ Analysis\Assumptions\25 IRP Escalation Rates v2 Updated 04212025.xlsx | Escalation Rates |  |  | 2028
Variables | System | IRPWDESC | Profile | 1.0011 |  | - | 1 | 2029-01-01 |  |  | = |  | Post 25 IRP Escalation Rates | H:\_Projects\2025\DJ Analysis\Assumptions\25 IRP Escalation Rates v2 Updated 04212025.xlsx | Escalation Rates |  |  | 2029
Variables | System | IRPWDESC | Profile | 1 |  | - | 1 | 2030-01-01 |  |  | = |  | Post 25 IRP Escalation Rates | H:\_Projects\2025\DJ Analysis\Assumptions\25 IRP Escalation Rates v2 Updated 04212025.xlsx | Escalation Rates |  |  | 2030
Variables | System | IRPWDESC | Profile | 1.0112 |  | - | 1 | 2031-01-01 |  |  | = |  | Post 25 IRP Escalation Rates | H:\_Projects\2025\DJ Analysis\Assumptions\25 IRP Escalation Rates v2 Updated 04212025.xlsx | Escalation Rates |  |  | 2031
Variables | System | IRPWDESC | Profile | 1.0223 |  | - | 1 | 2032-01-01 |  |  | = |  | Post 25 IRP Escalation Rates | H:\_Projects\2025\DJ Analysis\Assumptions\25 IRP Escalation Rates v2 Updated 04212025.xlsx | Escalation Rates |  |  | 2032
Variables | System | IRPWDESC | Profile | 1.0335 |  | - | 1 | 2033-01-01 |  |  | = |  | Post 25 IRP Escalation Rates | H:\_Projects\2025\DJ Analysis\Assumptions\25 IRP Escalation Rates v2 Updated 04212025.xlsx | Escalation Rates |  |  | 2033
Variables | System | IRPWDESC | Profile | 1.0447 |  | - | 1 | 2034-01-01 |  |  | = |  | Post 25 IRP Escalation Rates | H:\_Projects\2025\DJ Analysis\Assumptions\25 IRP Escalation Rates v2 Updated 04212025.xlsx | Escalation Rates |  |  | 2034
Variables | System | IRPWDESC | Profile | 1.0559 |  | - | 1 | 2035-01-01 |  |  | = |  | Post 25 IRP Escalation Rates | H:\_Projects\2025\DJ Analysis\Assumptions\25 IRP Escalation Rates v2 Updated 04212025.xlsx | Escalation Rates |  |  | 2035
Variables | System | IRPWDESC | Profile | 1.0671 |  | - | 1 | 2036-01-01 |  |  | = |  | Post 25 IRP Escalation Rates | H:\_Projects\2025\DJ Analysis\Assumptions\25 IRP Escalation Rates v2 Updated 04212025.xlsx | Escalation Rates |  |  | 2036
Variables | System | IRPWDESC | Profile | 1.0782 |  | - | 1 | 2037-01-01 |  |  | = |  | Post 25 IRP Escalation Rates | H:\_Projects\2025\DJ Analysis\Assumptions\25 IRP Escalation Rates v2 Updated 04212025.xlsx | Escalation Rates |  |  | 2037
Variables | System | IRPWDESC | Profile | 1.0894 |  | - | 1 | 2038-01-01 |  |  | = |  | Post 25 IRP Escalation Rates | H:\_Projects\2025\DJ Analysis\Assumptions\25 IRP Escalation Rates v2 Updated 04212025.xlsx | Escalation Rates |  |  | 2038
Variables | System | IRPWDESC | Profile | 1.1005 |  | - | 1 | 2039-01-01 |  |  | = |  | Post 25 IRP Escalation Rates | H:\_Projects\2025\DJ Analysis\Assumptions\25 IRP Escalation Rates v2 Updated 04212025.xlsx | Escalation Rates |  |  | 2039
Variables | System | IRPWDESC | Profile | 1.1116 |  | - | 1 | 2040-01-01 |  |  | = |  | Post 25 IRP Escalation Rates | H:\_Projects\2025\DJ Analysis\Assumptions\25 IRP Escalation Rates v2 Updated 04212025.xlsx | Escalation Rates |  |  | 2040
Variables | System | IRPWDESC | Profile | 1.1226 |  | - | 1 | 2041-01-01 |  |  | = |  | Post 25 IRP Escalation Rates | H:\_Projects\2025\DJ Analysis\Assumptions\25 IRP Escalation Rates v2 Updated 04212025.xlsx | Escalation Rates |  |  | 2041
Variables | System | IRPWDESC | Profile | 1.1336 |  | - | 1 | 2042-01-01 |  |  | = |  | Post 25 IRP Escalation Rates | H:\_Projects\2025\DJ Analysis\Assumptions\25 IRP Escalation Rates v2 Updated 04212025.xlsx | Escalation Rates |  |  | 2042
Variables | System | IRPWDESC | Profile | 1.1445 |  | - | 1 | 2043-01-01 |  |  | = |  | Post 25 IRP Escalation Rates | H:\_Projects\2025\DJ Analysis\Assumptions\25 IRP Escalation Rates v2 Updated 04212025.xlsx | Escalation Rates |  |  | 2043
Variables | System | IRPWDESC | Profile | 1.1554 |  | - | 1 | 2044-01-01 |  |  | = |  | Post 25 IRP Escalation Rates | H:\_Projects\2025\DJ Analysis\Assumptions\25 IRP Escalation Rates v2 Updated 04212025.xlsx | Escalation Rates |  |  | 2044
Variables | System | IRPWDESC | Profile | 1.1662 |  | - | 1 | 2045-01-01 |  |  | = |  | Post 25 IRP Escalation Rates | H:\_Projects\2025\DJ Analysis\Assumptions\25 IRP Escalation Rates v2 Updated 04212025.xlsx | Escalation Rates |  |  | 2045
Collection | Parent Object | Child Object | Property | Value | Data File | Units | Band | Date From | Date To | Timeslice | Action | Expression | Scenario | Memo | Category |  |  | Year
Variables | System | IRPPVESC_Small | Profile | 1.0265 |  | - | 1 | 2025-01-01 |  |  | = |  | Post 25 IRP Escalation Rates | H:\_Projects\2025\DJ Analysis\Assumptions\25 IRP Escalation Rates v2 Updated 04212025.xlsx | Escalation Rates |  |  | 2025
Variables | System | IRPPVESC_Small | Profile | 1.0185 |  | - | 1 | 2026-01-01 |  |  | = |  | Post 25 IRP Escalation Rates | H:\_Projects\2025\DJ Analysis\Assumptions\25 IRP Escalation Rates v2 Updated 04212025.xlsx | Escalation Rates |  |  | 2026
Variables | System | IRPPVESC_Small | Profile | 1.0097 |  | - | 1 | 2027-01-01 |  |  | = |  | Post 25 IRP Escalation Rates | H:\_Projects\2025\DJ Analysis\Assumptions\25 IRP Escalation Rates v2 Updated 04212025.xlsx | Escalation Rates |  |  | 2027
Variables | System | IRPPVESC_Small | Profile | 1 |  | - | 1 | 2028-01-01 |  |  | = |  | Post 25 IRP Escalation Rates | H:\_Projects\2025\DJ Analysis\Assumptions\25 IRP Escalation Rates v2 Updated 04212025.xlsx | Escalation Rates |  |  | 2028
Variables | System | IRPPVESC_Small | Profile | 0.98941 |  | - | 1 | 2029-01-01 |  |  | = |  | Post 25 IRP Escalation Rates | H:\_Projects\2025\DJ Analysis\Assumptions\25 IRP Escalation Rates v2 Updated 04212025.xlsx | Escalation Rates |  |  | 2029
Variables | System | IRPPVESC_Small | Profile | 0.97788 |  | - | 1 | 2030-01-01 |  |  | = |  | Post 25 IRP Escalation Rates | H:\_Projects\2025\DJ Analysis\Assumptions\25 IRP Escalation Rates v2 Updated 04212025.xlsx | Escalation Rates |  |  | 2030
Variables | System | IRPPVESC_Small | Profile | 0.96538 |  | - | 1 | 2031-01-01 |  |  | = |  | Post 25 IRP Escalation Rates | H:\_Projects\2025\DJ Analysis\Assumptions\25 IRP Escalation Rates v2 Updated 04212025.xlsx | Escalation Rates |  |  | 2031
Variables | System | IRPPVESC_Small | Profile | 0.95188 |  | - | 1 | 2032-01-01 |  |  | = |  | Post 25 IRP Escalation Rates | H:\_Projects\2025\DJ Analysis\Assumptions\25 IRP Escalation Rates v2 Updated 04212025.xlsx | Escalation Rates |  |  | 2032
Variables | System | IRPPVESC_Small | Profile | 0.93732 |  | - | 1 | 2033-01-01 |  |  | = |  | Post 25 IRP Escalation Rates | H:\_Projects\2025\DJ Analysis\Assumptions\25 IRP Escalation Rates v2 Updated 04212025.xlsx | Escalation Rates |  |  | 2033
Variables | System | IRPPVESC_Small | Profile | 0.92167 |  | - | 1 | 2034-01-01 |  |  | = |  | Post 25 IRP Escalation Rates | H:\_Projects\2025\DJ Analysis\Assumptions\25 IRP Escalation Rates v2 Updated 04212025.xlsx | Escalation Rates |  |  | 2034
Variables | System | IRPPVESC_Small | Profile | 0.9049 |  | - | 1 | 2035-01-01 |  |  | = |  | Post 25 IRP Escalation Rates | H:\_Projects\2025\DJ Analysis\Assumptions\25 IRP Escalation Rates v2 Updated 04212025.xlsx | Escalation Rates |  |  | 2035
Variables | System | IRPPVESC_Small | Profile | 0.9092 |  | - | 1 | 2036-01-01 |  |  | = |  | Post 25 IRP Escalation Rates | H:\_Projects\2025\DJ Analysis\Assumptions\25 IRP Escalation Rates v2 Updated 04212025.xlsx | Escalation Rates |  |  | 2036
Variables | System | IRPPVESC_Small | Profile | 0.91326 |  | - | 1 | 2037-01-01 |  |  | = |  | Post 25 IRP Escalation Rates | H:\_Projects\2025\DJ Analysis\Assumptions\25 IRP Escalation Rates v2 Updated 04212025.xlsx | Escalation Rates |  |  | 2037
Variables | System | IRPPVESC_Small | Profile | 0.91707 |  | - | 1 | 2038-01-01 |  |  | = |  | Post 25 IRP Escalation Rates | H:\_Projects\2025\DJ Analysis\Assumptions\25 IRP Escalation Rates v2 Updated 04212025.xlsx | Escalation Rates |  |  | 2038
Variables | System | IRPPVESC_Small | Profile | 0.9206 |  | - | 1 | 2039-01-01 |  |  | = |  | Post 25 IRP Escalation Rates | H:\_Projects\2025\DJ Analysis\Assumptions\25 IRP Escalation Rates v2 Updated 04212025.xlsx | Escalation Rates |  |  | 2039
Variables | System | IRPPVESC_Small | Profile | 0.92385 |  | - | 1 | 2040-01-01 |  |  | = |  | Post 25 IRP Escalation Rates | H:\_Projects\2025\DJ Analysis\Assumptions\25 IRP Escalation Rates v2 Updated 04212025.xlsx | Escalation Rates |  |  | 2040
Variables | System | IRPPVESC_Small | Profile | 0.92681 |  | - | 1 | 2041-01-01 |  |  | = |  | Post 25 IRP Escalation Rates | H:\_Projects\2025\DJ Analysis\Assumptions\25 IRP Escalation Rates v2 Updated 04212025.xlsx | Escalation Rates |  |  | 2041
Variables | System | IRPPVESC_Small | Profile | 0.92946 |  | - | 1 | 2042-01-01 |  |  | = |  | Post 25 IRP Escalation Rates | H:\_Projects\2025\DJ Analysis\Assumptions\25 IRP Escalation Rates v2 Updated 04212025.xlsx | Escalation Rates |  |  | 2042
Variables | System | IRPPVESC_Small | Profile | 0.93178 |  | - | 1 | 2043-01-01 |  |  | = |  | Post 25 IRP Escalation Rates | H:\_Projects\2025\DJ Analysis\Assumptions\25 IRP Escalation Rates v2 Updated 04212025.xlsx | Escalation Rates |  |  | 2043
Variables | System | IRPPVESC_Small | Profile | 0.93377 |  | - | 1 | 2044-01-01 |  |  | = |  | Post 25 IRP Escalation Rates | H:\_Projects\2025\DJ Analysis\Assumptions\25 IRP Escalation Rates v2 Updated 04212025.xlsx | Escalation Rates |  |  | 2044
Variables | System | IRPPVESC_Small | Profile | 0.93539 |  | - | 1 | 2045-01-01 |  |  | = |  | Post 25 IRP Escalation Rates | H:\_Projects\2025\DJ Analysis\Assumptions\25 IRP Escalation Rates v2 Updated 04212025.xlsx | Escalation Rates |  |  | 2045
2025 IRP Discount Rate |  | 6.38%
Collection | Parent Object | Child Object | Property | Value | Data File | Units | Band | Date From | Date To | Timeslice | Action | Expression | Scenario | Memo | Category |  |  | Year
Variables | System | IRPWDESC_Small | Profile | 1.0153 |  | - | 1 | 2025-01-01 |  |  | = |  | Post 25 IRP Escalation Rates | H:\_Projects\2025\DJ Analysis\Assumptions\25 IRP Escalation Rates v2 Updated 04212025.xlsx | Escalation Rates |  |  | 2025
Variables | System | IRPWDESC_Small | Profile | 1.0135 |  | - | 1 | 2026-01-01 |  |  | = |  | Post 25 IRP Escalation Rates | H:\_Projects\2025\DJ Analysis\Assumptions\25 IRP Escalation Rates v2 Updated 04212025.xlsx | Escalation Rates |  |  | 2026
Variables | System | IRPWDESC_Small | Profile | 1.011 |  | - | 1 | 2027-01-01 |  |  | = |  | Post 25 IRP Escalation Rates | H:\_Projects\2025\DJ Analysis\Assumptions\25 IRP Escalation Rates v2 Updated 04212025.xlsx | Escalation Rates |  |  | 2027
Variables | System | IRPWDESC_Small | Profile | 1.008 |  | - | 1 | 2028-01-01 |  |  | = |  | Post 25 IRP Escalation Rates | H:\_Projects\2025\DJ Analysis\Assumptions\25 IRP Escalation Rates v2 Updated 04212025.xlsx | Escalation Rates |  |  | 2028
Variables | System | IRPWDESC_Small | Profile | 1.0043 |  | - | 1 | 2029-01-01 |  |  | = |  | Post 25 IRP Escalation Rates | H:\_Projects\2025\DJ Analysis\Assumptions\25 IRP Escalation Rates v2 Updated 04212025.xlsx | Escalation Rates |  |  | 2029
Variables | System | IRPWDESC_Small | Profile | 1 |  | - | 1 | 2030-01-01 |  |  | = |  | Post 25 IRP Escalation Rates | H:\_Projects\2025\DJ Analysis\Assumptions\25 IRP Escalation Rates v2 Updated 04212025.xlsx | Escalation Rates |  |  | 2030
Variables | System | IRPWDESC_Small | Profile | 0.99504 |  | - | 1 | 2031-01-01 |  |  | = |  | Post 25 IRP Escalation Rates | H:\_Projects\2025\DJ Analysis\Assumptions\25 IRP Escalation Rates v2 Updated 04212025.xlsx | Escalation Rates |  |  | 2031
Variables | System | IRPWDESC_Small | Profile | 1.0066 |  | - | 1 | 2032-01-01 |  |  | = |  | Post 25 IRP Escalation Rates | H:\_Projects\2025\DJ Analysis\Assumptions\25 IRP Escalation Rates v2 Updated 04212025.xlsx | Escalation Rates |  |  | 2032
Variables | System | IRPWDESC_Small | Profile | 1.0181 |  | - | 1 | 2033-01-01 |  |  | = |  | Post 25 IRP Escalation Rates | H:\_Projects\2025\DJ Analysis\Assumptions\25 IRP Escalation Rates v2 Updated 04212025.xlsx | Escalation Rates |  |  | 2033
Variables | System | IRPWDESC_Small | Profile | 1.0297 |  | - | 1 | 2034-01-01 |  |  | = |  | Post 25 IRP Escalation Rates | H:\_Projects\2025\DJ Analysis\Assumptions\25 IRP Escalation Rates v2 Updated 04212025.xlsx | Escalation Rates |  |  | 2034
Variables | System | IRPWDESC_Small | Profile | 1.0413 |  | - | 1 | 2035-01-01 |  |  | = |  | Post 25 IRP Escalation Rates | H:\_Projects\2025\DJ Analysis\Assumptions\25 IRP Escalation Rates v2 Updated 04212025.xlsx | Escalation Rates |  |  | 2035
Variables | System | IRPWDESC_Small | Profile | 1.0529 |  | - | 1 | 2036-01-01 |  |  | = |  | Post 25 IRP Escalation Rates | H:\_Projects\2025\DJ Analysis\Assumptions\25 IRP Escalation Rates v2 Updated 04212025.xlsx | Escalation Rates |  |  | 2036
Variables | System | IRPWDESC_Small | Profile | 1.0645 |  | - | 1 | 2037-01-01 |  |  | = |  | Post 25 IRP Escalation Rates | H:\_Projects\2025\DJ Analysis\Assumptions\25 IRP Escalation Rates v2 Updated 04212025.xlsx | Escalation Rates |  |  | 2037
Variables | System | IRPWDESC_Small | Profile | 1.0762 |  | - | 1 | 2038-01-01 |  |  | = |  | Post 25 IRP Escalation Rates | H:\_Projects\2025\DJ Analysis\Assumptions\25 IRP Escalation Rates v2 Updated 04212025.xlsx | Escalation Rates |  |  | 2038
Variables | System | IRPWDESC_Small | Profile | 1.0878 |  | - | 1 | 2039-01-01 |  |  | = |  | Post 25 IRP Escalation Rates | H:\_Projects\2025\DJ Analysis\Assumptions\25 IRP Escalation Rates v2 Updated 04212025.xlsx | Escalation Rates |  |  | 2039
Variables | System | IRPWDESC_Small | Profile | 1.0994 |  | - | 1 | 2040-01-01 |  |  | = |  | Post 25 IRP Escalation Rates | H:\_Projects\2025\DJ Analysis\Assumptions\25 IRP Escalation Rates v2 Updated 04212025.xlsx | Escalation Rates |  |  | 2040
Variables | System | IRPWDESC_Small | Profile | 1.1111 |  | - | 1 | 2041-01-01 |  |  | = |  | Post 25 IRP Escalation Rates | H:\_Projects\2025\DJ Analysis\Assumptions\25 IRP Escalation Rates v2 Updated 04212025.xlsx | Escalation Rates |  |  | 2041
Variables | System | IRPWDESC_Small | Profile | 1.1227 |  | - | 1 | 2042-01-01 |  |  | = |  | Post 25 IRP Escalation Rates | H:\_Projects\2025\DJ Analysis\Assumptions\25 IRP Escalation Rates v2 Updated 04212025.xlsx | Escalation Rates |  |  | 2042
Variables | System | IRPWDESC_Small | Profile | 1.1343 |  | - | 1 | 2043-01-01 |  |  | = |  | Post 25 IRP Escalation Rates | H:\_Projects\2025\DJ Analysis\Assumptions\25 IRP Escalation Rates v2 Updated 04212025.xlsx | Escalation Rates |  |  | 2043
Variables | System | IRPWDESC_Small | Profile | 1.1458 |  | - | 1 | 2044-01-01 |  |  | = |  | Post 25 IRP Escalation Rates | H:\_Projects\2025\DJ Analysis\Assumptions\25 IRP Escalation Rates v2 Updated 04212025.xlsx | Escalation Rates |  |  | 2044
Variables | System | IRPWDESC_Small | Profile | 1.1573 |  | - | 1 | 2045-01-01 |  |  | = |  | Post 25 IRP Escalation Rates | H:\_Projects\2025\DJ Analysis\Assumptions\25 IRP Escalation Rates v2 Updated 04212025.xlsx | Escalation Rates |  |  | 2045
Collection | Parent Object | Child Object | Property | Value | Data File | Units | Band | Date From | Date To | Timeslice | Action | Expression | Scenario | Memo | Category |  |  | Year
Variables | System | 100% PTC | Profile | 39.78 |  | - | 1 | 2025-01-01 |  |  | = |  |  |  | PTC Variables |  |  | 2025
Variables | System | 100% PTC | Profile | 39.78 |  | - | 1 | 2026-01-01 |  |  | = |  |  |  | PTC Variables |  |  | 2026
Variables | System | 100% PTC | Profile | 41.11 |  | - | 1 | 2027-01-01 |  |  | = |  |  |  | PTC Variables |  |  | 2027
Variables | System | 100% PTC | Profile | 42.43 |  | - | 1 | 2028-01-01 |  |  | = |  |  |  | PTC Variables |  |  | 2028
Variables | System | 100% PTC | Profile | 42.43 |  | - | 1 | 2029-01-01 |  |  | = |  |  |  | PTC Variables |  |  | 2029
Variables | System | 100% PTC | Profile | 43.76 |  | - | 1 | 2030-01-01 |  |  | = |  |  |  | PTC Variables |  |  | 2030
Variables | System | 100% PTC | Profile | 45.08 |  | - | 1 | 2031-01-01 |  |  | = |  |  |  | PTC Variables |  |  | 2031
Variables | System | 100% PTC | Profile | 45.08 |  | - | 1 | 2032-01-01 |  |  | = |  |  |  | PTC Variables |  |  | 2032
Variables | System | 100% PTC | Profile | 46.41 |  | - | 1 | 2033-01-01 |  |  | = |  |  |  | PTC Variables |  |  | 2033
Variables | System | 100% PTC | Profile | 47.74 |  | - | 1 | 2034-01-01 |  |  | = |  |  |  | PTC Variables |  |  | 2034
Variables | System | 100% PTC | Profile | 47.74 |  | - | 1 | 2035-01-01 |  |  | = |  |  |  | PTC Variables |  |  | 2035
Variables | System | 100% PTC | Profile | 49.06 |  | - | 1 | 2036-01-01 |  |  | = |  |  |  | PTC Variables |  |  | 2036
Variables | System | 100% PTC | Profile | 50.39 |  | - | 1 | 2037-01-01 |  |  | = |  |  |  | PTC Variables |  |  | 2037
Variables | System | 100% PTC | Profile | 51.71 |  | - | 1 | 2038-01-01 |  |  | = |  |  |  | PTC Variables |  |  | 2038
Variables | System | 100% PTC | Profile | 51.71 |  | - | 1 | 2039-01-01 |  |  | = |  |  |  | PTC Variables |  |  | 2039
Variables | System | 100% PTC | Profile | 53.04 |  | - | 1 | 2040-01-01 |  |  | = |  |  |  | PTC Variables |  |  | 2040
Variables | System | 100% PTC | Profile | 54.37 |  | - | 1 | 2041-01-01 |  |  | = |  |  |  | PTC Variables |  |  | 2041
Variables | System | 100% PTC | Profile | 55.69 |  | - | 1 | 2042-01-01 |  |  | = |  |  |  | PTC Variables |  |  | 2042
Variables | System | 100% PTC | Profile | 57.02 |  | - | 1 | 2043-01-01 |  |  | = |  |  |  | PTC Variables |  |  | 2043
Variables | System | 100% PTC | Profile | 57.02 |  | - | 1 | 2044-01-01 |  |  | = |  |  |  | PTC Variables |  |  | 2044
Variables | System | 100% PTC | Profile | 58.35 |  | - | 1 | 2045-01-01 |  |  | = |  |  |  | PTC Variables |  |  | 2045
Variables | System | 100% PTC | Profile | 59.67 |  | - | 1 | 2046-01-01 |  |  | = |  |  |  | PTC Variables |  |  | 2046
Variables | System | 100% PTC | Profile | 61 |  | - | 1 | 2047-01-01 |  |  | = |  |  |  | PTC Variables |  |  | 2047
Variables | System | 100% PTC | Profile | 61 |  | - | 1 | 2048-01-01 |  |  | = |  |  |  | PTC Variables |  |  | 2048
Variables | System | 100% PTC | Profile | 62.32 |  | - | 1 | 2049-01-01 |  |  | = |  |  |  | PTC Variables |  |  | 2049
Variables | System | 100% PTC | Profile | 63.65 |  | - | 1 | 2050-01-01 |  |  | = |  |  |  | PTC Variables |  |  | 2050
Variables | System | 100% PTC | Profile | 63.65 |  | - | 1 | 2051-01-01 |  |  | = |  |  |  | PTC Variables |  |  | 2051
Variables | System | 100% PTC | Profile | 64.98 |  | - | 1 | 2052-01-01 |  |  | = |  |  |  | PTC Variables |  |  | 2052
Variables | System | 100% PTC | Profile | 66.3 |  | - | 1 | 2053-01-01 |  |  | = |  |  |  | PTC Variables |  |  | 2053
Variables | System | 100% PTC | Profile | 67.63 |  | - | 1 | 2054-01-01 |  |  | = |  |  |  | PTC Variables |  |  | 2054
Collection | Parent Object | Child Object | Property | Value | Data File | Units | Band | Date From | Date To | Timeslice | Action | Expression | Scenario | Memo | Category |  |  | Year
| System | 110% PTC | Profile | 43.76 |  | - | 1 | 2025-01-01 |  |  | = |  |  |  | PTC Variables |  |  | 2025
| System | 110% PTC | Profile | 43.76 |  | - | 1 | 2026-01-01 |  |  | = |  |  |  | PTC Variables |  |  | 2026
| System | 110% PTC | Profile | 45.08 |  | - | 1 | 2027-01-01 |  |  | = |  |  |  | PTC Variables |  |  | 2027
| System | 110% PTC | Profile | 46.41 |  | - | 1 | 2028-01-01 |  |  | = |  |  |  | PTC Variables |  |  | 2028
| System | 110% PTC | Profile | 47.74 |  | - | 1 | 2029-01-01 |  |  | = |  |  |  | PTC Variables |  |  | 2029
| System | 110% PTC | Profile | 47.74 |  | - | 1 | 2030-01-01 |  |  | = |  |  |  | PTC Variables |  |  | 2030
| System | 110% PTC | Profile | 49.06 |  | - | 1 | 2031-01-01 |  |  | = |  |  |  | PTC Variables |  |  | 2031
| System | 110% PTC | Profile | 50.39 |  | - | 1 | 2032-01-01 |  |  | = |  |  |  | PTC Variables |  |  | 2032
| System | 110% PTC | Profile | 50.39 |  | - | 1 | 2033-01-01 |  |  | = |  |  |  | PTC Variables |  |  | 2033
| System | 110% PTC | Profile | 51.71 |  | - | 1 | 2034-01-01 |  |  | = |  |  |  | PTC Variables |  |  | 2034
| System | 110% PTC | Profile | 53.04 |  | - | 1 | 2035-01-01 |  |  | = |  |  |  | PTC Variables |  |  | 2035
| System | 110% PTC | Profile | 54.37 |  | - | 1 | 2036-01-01 |  |  | = |  |  |  | PTC Variables |  |  | 2036
| System | 110% PTC | Profile | 55.69 |  | - | 1 | 2037-01-01 |  |  | = |  |  |  | PTC Variables |  |  | 2037
| System | 110% PTC | Profile | 55.69 |  | - | 1 | 2038-01-01 |  |  | = |  |  |  | PTC Variables |  |  | 2038
| System | 110% PTC | Profile | 57.02 |  | - | 1 | 2039-01-01 |  |  | = |  |  |  | PTC Variables |  |  | 2039
| System | 110% PTC | Profile | 58.35 |  | - | 1 | 2040-01-01 |  |  | = |  |  |  | PTC Variables |  |  | 2040
| System | 110% PTC | Profile | 46.68 |  | - | 1 | 2041-01-01 |  |  | = |  |  |  | PTC Variables |  |  | 2041
| System | 110% PTC | Profile | 35.01 |  | - | 1 | 2042-01-01 |  |  | = |  |  |  | PTC Variables |  |  | 2042
| System | 110% PTC | Profile | 23.34 |  | - | 1 | 2043-01-01 |  |  | = |  |  |  | PTC Variables |  |  | 2043
| System | 110% PTC | Profile | 11.67 |  | - | 1 | 2044-01-01 |  |  | = |  |  |  | PTC Variables |  |  | 2044
| System | 110% PTC | Profile | 0 |  | - | 1 | 2045-01-01 |  |  | = |  |  |  | PTC Variables |  |  | 2045
Collection | Parent Object | Child Object | Property | Value | Data File | Units | Band | Date From | Date To | Timeslice | Action | Expression | Scenario | Memo | Category |  |  | Year
Variables | System | Inflation | Profile | 1 |  | - | 1 | 2024-01-01 |  |  | = |  |  | H:\2025 IRP\03. Assumptions\04. Financial\Inflation\25IRP Plexos Inflation inputs 3Q 092024 CONF.xlsb | - |  |  | 2024
Variables | System | Inflation | Profile | 1.0218 |  | - | 1 | 2025-01-01 |  |  | = |  |  | H:\2025 IRP\03. Assumptions\04. Financial\Inflation\25IRP Plexos Inflation inputs 3Q 092024 CONF.xlsb | - |  |  | 2025 | 0.0218
Variables | System | Inflation | Profile | 1.0441 |  | - | 1 | 2026-01-01 |  |  | = |  |  | H:\2025 IRP\03. Assumptions\04. Financial\Inflation\25IRP Plexos Inflation inputs 3Q 092024 CONF.xlsb | - |  |  | 2026 | 0.0218
Variables | System | Inflation | Profile | 1.0668 |  | - | 1 | 2027-01-01 |  |  | = |  |  | H:\2025 IRP\03. Assumptions\04. Financial\Inflation\25IRP Plexos Inflation inputs 3Q 092024 CONF.xlsb | - |  |  | 2027 | 0.0218
Variables | System | Inflation | Profile | 1.0901 |  | - | 1 | 2028-01-01 |  |  | = |  |  | H:\2025 IRP\03. Assumptions\04. Financial\Inflation\25IRP Plexos Inflation inputs 3Q 092024 CONF.xlsb | - |  |  | 2028 | 0.0218
Variables | System | Inflation | Profile | 1.1139 |  | - | 1 | 2029-01-01 |  |  | = |  |  | H:\2025 IRP\03. Assumptions\04. Financial\Inflation\25IRP Plexos Inflation inputs 3Q 092024 CONF.xlsb | - |  |  | 2029 | 0.0218
Variables | System | Inflation | Profile | 1.1381 |  | - | 1 | 2030-01-01 |  |  | = |  |  | H:\2025 IRP\03. Assumptions\04. Financial\Inflation\25IRP Plexos Inflation inputs 3Q 092024 CONF.xlsb | - |  |  | 2030 | 0.0218
Variables | System | Inflation | Profile | 1.163 |  | - | 1 | 2031-01-01 |  |  | = |  |  | H:\2025 IRP\03. Assumptions\04. Financial\Inflation\25IRP Plexos Inflation inputs 3Q 092024 CONF.xlsb | - |  |  | 2031 | 0.0218
Variables | System | Inflation | Profile | 1.1883 |  | - | 1 | 2032-01-01 |  |  | = |  |  | H:\2025 IRP\03. Assumptions\04. Financial\Inflation\25IRP Plexos Inflation inputs 3Q 092024 CONF.xlsb | - |  |  | 2032 | 0.0218
Variables | System | Inflation | Profile | 1.2142 |  | - | 1 | 2033-01-01 |  |  | = |  |  | H:\2025 IRP\03. Assumptions\04. Financial\Inflation\25IRP Plexos Inflation inputs 3Q 092024 CONF.xlsb | - |  |  | 2033 | 0.0218
Variables | System | Inflation | Profile | 1.2407 |  | - | 1 | 2034-01-01 |  |  | = |  |  | H:\2025 IRP\03. Assumptions\04. Financial\Inflation\25IRP Plexos Inflation inputs 3Q 092024 CONF.xlsb | - |  |  | 2034 | 0.0218
Variables | System | Inflation | Profile | 1.2677 |  | - | 1 | 2035-01-01 |  |  | = |  |  | H:\2025 IRP\03. Assumptions\04. Financial\Inflation\25IRP Plexos Inflation inputs 3Q 092024 CONF.xlsb | - |  |  | 2035 | 0.0218
Variables | System | Inflation | Profile | 1.2954 |  | - | 1 | 2036-01-01 |  |  | = |  |  | H:\2025 IRP\03. Assumptions\04. Financial\Inflation\25IRP Plexos Inflation inputs 3Q 092024 CONF.xlsb | - |  |  | 2036 | 0.0218
Variables | System | Inflation | Profile | 1.3236 |  | - | 1 | 2037-01-01 |  |  | = |  |  | H:\2025 IRP\03. Assumptions\04. Financial\Inflation\25IRP Plexos Inflation inputs 3Q 092024 CONF.xlsb | - |  |  | 2037 | 0.0218
Variables | System | Inflation | Profile | 1.3525 |  | - | 1 | 2038-01-01 |  |  | = |  |  | H:\2025 IRP\03. Assumptions\04. Financial\Inflation\25IRP Plexos Inflation inputs 3Q 092024 CONF.xlsb | - |  |  | 2038 | 0.0218
Variables | System | Inflation | Profile | 1.3819 |  | - | 1 | 2039-01-01 |  |  | = |  |  | H:\2025 IRP\03. Assumptions\04. Financial\Inflation\25IRP Plexos Inflation inputs 3Q 092024 CONF.xlsb | - |  |  | 2039 | 0.0218
Variables | System | Inflation | Profile | 1.4121 |  | - | 1 | 2040-01-01 |  |  | = |  |  | H:\2025 IRP\03. Assumptions\04. Financial\Inflation\25IRP Plexos Inflation inputs 3Q 092024 CONF.xlsb | - |  |  | 2040 | 0.0218
Variables | System | Inflation | Profile | 1.4428 |  | - | 1 | 2041-01-01 |  |  | = |  |  | H:\2025 IRP\03. Assumptions\04. Financial\Inflation\25IRP Plexos Inflation inputs 3Q 092024 CONF.xlsb | - |  |  | 2041 | 0.0218
Variables | System | Inflation | Profile | 1.4743 |  | - | 1 | 2042-01-01 |  |  | = |  |  | H:\2025 IRP\03. Assumptions\04. Financial\Inflation\25IRP Plexos Inflation inputs 3Q 092024 CONF.xlsb | - |  |  | 2042 | 0.0218
Variables | System | Inflation | Profile | 1.5064 |  | - | 1 | 2043-01-01 |  |  | = |  |  | H:\2025 IRP\03. Assumptions\04. Financial\Inflation\25IRP Plexos Inflation inputs 3Q 092024 CONF.xlsb | - |  |  | 2043 | 0.0218
Variables | System | Inflation | Profile | 1.5393 |  | - | 1 | 2044-01-01 |  |  | = |  |  | H:\2025 IRP\03. Assumptions\04. Financial\Inflation\25IRP Plexos Inflation inputs 3Q 092024 CONF.xlsb | - |  |  | 2044 | 0.0218
Variables | System | Inflation | Profile | 1.5728 |  | - | 1 | 2045-01-01 |  |  | = |  |  | H:\2025 IRP\03. Assumptions\04. Financial\Inflation\25IRP Plexos Inflation inputs 3Q 092024 CONF.xlsb | - |  |  | 2045 | 0.0218
Variables | System | Inflation | Profile | 1.6071 |  | - | 1 | 2046-01-01 |  |  | = |  |  | H:\2025 IRP\03. Assumptions\04. Financial\Inflation\25IRP Plexos Inflation inputs 3Q 092024 CONF.xlsb | - |  |  | 2046 | 0.0218
Variables | System | Inflation | Profile | 1.6422 |  | - | 1 | 2047-01-01 |  |  | = |  |  | H:\2025 IRP\03. Assumptions\04. Financial\Inflation\25IRP Plexos Inflation inputs 3Q 092024 CONF.xlsb | - |  |  | 2047 | 0.0218
2025 IRP Discount Rate |  | 6.38%
Collection | Parent Object | Child Object | Property | Value | Data File | Units | Band | Date From | Date To | Timeslice | Action | Expression | Scenario | Memo | Category
Generators | System | PV_.PX.BDG._.PTC.Utility_Scale | VO&M Charge | 0 |  | $/MWh | 1 |  |  |  | - | 110% PTC |  |  | New Solar
Generators | System | PV_.PX.BOR._.PTC.Utility_Scale | VO&M Charge | 0 |  | $/MWh | 1 |  |  |  | - | 100% PTC |  |  | New Solar
Generators | System | PV_.PX.CLV._.PTC.Small_Scale | VO&M Charge | 0 |  | $/MWh | 1 |  |  |  | - | 110% PTC |  |  | New Solar
Generators | System | PV_.PX.COR._.PTC.Small_Scale | VO&M Charge | 0 |  | $/MWh | 1 |  |  |  | - | 100% PTC |  |  | New Solar
Generators | System | PV_.PX.COR._.PTC.Utility_Scale | VO&M Charge | 0 |  | $/MWh | 1 |  |  |  | - | 100% PTC |  |  | New Solar
Generators | System | PV_.PX.DJW._.PTC.Utility_Scale | VO&M Charge | 0 |  | $/MWh | 1 |  |  |  | - | 110% PTC |  |  | New Solar
Generators | System | PV_.PX.GOE._.PTC.Small_Scale | VO&M Charge | 0 |  | $/MWh | 1 |  |  |  | - | 100% PTC |  |  | New Solar
Generators | System | PV_.PX.GOE._.PTC.Utility_Scale | VO&M Charge | 0 |  | $/MWh | 1 |  |  |  | - | 100% PTC |  |  | New Solar
Generators | System | PV_.PX.HTG._.PTC.Utility_Scale | VO&M Charge | 0 |  | $/MWh | 1 |  |  |  | - | 110% PTC |  |  | New Solar
Generators | System | PV_.PX.NTN._.PTC.Utility_Scale | VO&M Charge | 0 |  | $/MWh | 1 |  |  |  | - | 110% PTC |  |  | New Solar
Generators | System | PV_.PX.NUT._.PTC.Small_Scale | VO&M Charge | 0 |  | $/MWh | 1 |  |  |  | - | 100% PTC |  |  | New Solar
Generators | System | PV_.PX.NUT._.PTC.Utility_Scale | VO&M Charge | 0 |  | $/MWh | 1 |  |  |  | - | 100% PTC |  |  | New Solar
Generators | System | PV_.PX.SOR._.PTC.Small_Scale | VO&M Charge | 0 |  | $/MWh | 1 |  |  |  | - | 100% PTC |  |  | New Solar
Generators | System | PV_.PX.SOR._.PTC.Utility_Scale | VO&M Charge | 0 |  | $/MWh | 1 |  |  |  | - | 100% PTC |  |  | New Solar
Generators | System | PV_.PX.SUM._.PTC.Utility_Scale | VO&M Charge | 0 |  | $/MWh | 1 |  |  |  | - | 100% PTC |  |  | New Solar
Generators | System | PV_.PX.UTS._.PTC.Small_Scale | VO&M Charge | 0 |  | $/MWh | 1 |  |  |  | - | 110% PTC |  |  | New Solar
Generators | System | PV_.PX.UTS._.PTC.Utility_Scale | VO&M Charge | 0 |  | $/MWh | 1 |  |  |  | - | 110% PTC |  |  | New Solar
Generators | System | PV_.PX.WMV._.PTC.Small_Scale | VO&M Charge | 0 |  | $/MWh | 1 |  |  |  | - | 100% PTC |  |  | New Solar
Generators | System | PV_.PX.WMV._.PTC.Utility_Scale | VO&M Charge | 0 |  | $/MWh | 1 |  |  |  | - | 100% PTC |  |  | New Solar
Generators | System | PV_.PX.WSF._.PTC.Small_Scale | VO&M Charge | 0 |  | $/MWh | 1 |  |  |  | - | 110% PTC |  |  | New Solar
Generators | System | PV_.PX.WWA._.PTC.Small_Scale | VO&M Charge | 0 |  | $/MWh | 1 |  |  |  | - | 100% PTC |  |  | New Solar
Generators | System | PV_.PX.WWA._.PTC.Utility_Scale | VO&M Charge | 0 |  | $/MWh | 1 |  |  |  | - | 100% PTC |  |  | New Solar
Generators | System | PV_.PX.WYC._.PTC.Small_Scale | VO&M Charge | 0 |  | $/MWh | 1 |  |  |  | - | 110% PTC |  |  | New Solar
Generators | System | PV_.PX.WYE._.PTC.Small_Scale | VO&M Charge | 0 |  | $/MWh | 1 |  |  |  | - | 110% PTC |  |  | New Solar
Generators | System | PV_.PX.WYE._.PTC.Utility_Scale | VO&M Charge | 0 |  | $/MWh | 1 |  |  |  | - | 110% PTC |  |  | New Solar
Generators | System | PV_.PX.WYN._.PTC.Small_Scale | VO&M Charge | 0 |  | $/MWh | 1 |  |  |  | - | 110% PTC |  |  | New Solar
Generators | System | PV_.PX.YAK._.PTC.Small_Scale | VO&M Charge | 0 |  | $/MWh | 1 |  |  |  | - | 100% PTC |  |  | New Solar
Generators | System | PV_.PX.YAK._.PTC.Utility_Scale | VO&M Charge | 0 |  | $/MWh | 1 |  |  |  | - | 100% PTC |  |  | New Solar
Generators | System | WD_.PX.BDG._.PTC.Utility_Scale | VO&M Charge | 1 |  | $/MWh | 1 |  |  |  | - | 110% PTC |  |  | New Wind
Generators | System | WD_.PX.BOR._.PTC.Utility_Scale | VO&M Charge | 0 |  | $/MWh | 1 |  |  |  | - | 100% PTC |  |  | New Wind
Generators | System | WD_.PX.CLV._.PTC.Small_Scale | VO&M Charge | 0 |  | $/MWh | 1 |  |  |  | - | 110% PTC |  |  | New Wind
Generators | System | WD_.PX.COR._.PTC.Small_Scale | VO&M Charge | 0 |  | $/MWh | 1 |  |  |  | - | 100% PTC |  |  | New Wind
Generators | System | WD_.PX.COR._.PTC.Utility_Scale | VO&M Charge | 0 |  | $/MWh | 1 |  |  |  | - | 100% PTC |  |  | New Wind
Generators | System | WD_.PX.DJW._.PTC.Utility_Scale | VO&M Charge | 0 |  | $/MWh | 1 |  |  |  | - | 110% PTC |  |  | New Wind
Generators | System | WD_.PX.GOE._.PTC.Small_Scale | VO&M Charge | 0 |  | $/MWh | 1 |  |  |  | - | 100% PTC |  |  | New Wind
Generators | System | WD_.PX.GOE._.PTC.Utility_Scale | VO&M Charge | 0 |  | $/MWh | 1 |  |  |  | - | 100% PTC |  |  | New Wind
Generators | System | WD_.PX.HTG._.PTC.Utility_Scale | VO&M Charge | 0 |  | $/MWh | 1 |  |  |  | - | 110% PTC |  |  | New Wind
Generators | System | WD_.PX.NTN._.PTC.Utility_Scale | VO&M Charge | 0 |  | $/MWh | 1 |  |  |  | - | 110% PTC |  |  | New Wind
Generators | System | WD_.PX.NUT._.PTC.Small_Scale | VO&M Charge | 0 |  | $/MWh | 1 |  |  |  | - | 100% PTC |  |  | New Wind
Generators | System | WD_.PX.NUT._.PTC.Utility_Scale | VO&M Charge | 0 |  | $/MWh | 1 |  |  |  | - | 100% PTC |  |  | New Wind
Generators | System | WD_.PX.SOR._.PTC.Offshore | VO&M Charge | 0 |  | $/MWh | 1 |  |  |  | = |  |  |  | New Wind
Generators | System | WD_.PX.SOR._.PTC.Small_Scale | VO&M Charge | 0 |  | $/MWh | 1 |  |  |  | - | 100% PTC |  |  | New Wind
Generators | System | WD_.PX.SOR._.PTC.Utility_Scale | VO&M Charge | 0 |  | $/MWh | 1 |  |  |  | - | 100% PTC |  |  | New Wind
Generators | System | WD_.PX.SUM._.PTC.Utility_Scale | VO&M Charge | 0 |  | $/MWh | 1 |  |  |  | - | 100% PTC |  |  | New Wind
Generators | System | WD_.PX.UTS._.PTC.Small_Scale | VO&M Charge | 0 |  | $/MWh | 1 |  |  |  | - | 110% PTC |  |  | New Wind
Generators | System | WD_.PX.UTS._.PTC.Utility_Scale | VO&M Charge | 0 |  | $/MWh | 1 |  |  |  | - | 110% PTC |  |  | New Wind
Generators | System | WD_.PX.WMV._.PTC.Small_Scale | VO&M Charge | 0 |  | $/MWh | 1 |  |  |  | - | 100% PTC |  |  | New Wind
Generators | System | WD_.PX.WMV._.PTC.Utility_Scale | VO&M Charge | 0 |  | $/MWh | 1 |  |  |  | - | 100% PTC |  |  | New Wind
Generators | System | WD_.PX.WSF._.PTC.Small_Scale | VO&M Charge | 0 |  | $/MWh | 1 |  |  |  | - | 110% PTC |  |  | New Wind
Generators | System | WD_.PX.WWA._.PTC.Small_Scale | VO&M Charge | 0 |  | $/MWh | 1 |  |  |  | - | 100% PTC |  |  | New Wind
Generators | System | WD_.PX.WWA._.PTC.Utility_Scale | VO&M Charge | 0 |  | $/MWh | 1 |  |  |  | - | 100% PTC |  |  | New Wind
Generators | System | WD_.PX.WYC._.PTC.Small_Scale | VO&M Charge | 1 |  | $/MWh | 1 |  |  |  | - | 100% PTC |  |  | New Wind
Generators | System | WD_.PX.WYE._.PTC.Small_Scale | VO&M Charge | 1 |  | $/MWh | 1 |  |  |  | - | 110% PTC |  |  | New Wind
Generators | System | WD_.PX.WYE._.PTC.Utility_Scale | VO&M Charge | 1 |  | $/MWh | 1 |  |  |  | - | 110% PTC |  |  | New Wind
Generators | System | WD_.PX.WYN._.PTC.Small_Scale | VO&M Charge | 1 |  | $/MWh | 1 |  |  |  | - | 110% PTC |  |  | New Wind
Generators | System | WD_.PX.YAK._.PTC.Small_Scale | VO&M Charge | 0 |  | $/MWh | 1 |  |  |  | - | 100% PTC |  |  | New Wind
Generators | System | WD_.PX.YAK._.PTC.Utility_Scale | VO&M Charge | 0 |  | $/MWh | 1 |  |  |  | - | 100% PTC |  |  | New Wind
[9 empty] | TransCapRecovFct | 0.05279
[9 empty] | OATT | 0.21
| Export (MW) | Import (MW) | Interconnect (MW) | Build Investment ($m) | Build (%) | From | To | Build Investment $/kW-yr of Interconnect
2026 | Utah South - Wasatch Front: 138 kV reinforcement #1 | 250 | 250 | 29.5 | 1 | Utah South | Wasatch Front | 4.9211
2028 | Cluster 1 Area 11: Willamette Valley | 0 | 199 | 13.62 | 1 | n/a | n/a | 2.8543
2028 | Cluster 1 Area 14: Summer Lake | 400 | 400 | 110.63 | 1 | Summer Lake | Hemingway | 11.5343
2028 | Cluster 1/2/3: Walla Walla | 0 | 393 | 327.88 | 1 | n/a | n/a | 34.7937
2028 | Serial queue: Central Oregon | 0 | 152 | 3.56 | 1 | n/a | n/a | 0.97675
2028 | Serial/Cluster 1/2: Yakima | 0 | 628 | 63.84 | 1 | n/a | n/a | 4.2395
2028 | Utah South - Wasatch Front: 138 kV reinforcement #2 | 200 | 200 | 12.08 | 1 | Utah South | Wasatch Front | 2.5189
2029 | Cluster 2 Area 23: Willamette Valley | 0 | 393 | 2.21 | 1 | n/a | n/a | 0.23452
2030 | Cluster 2 Area 19: Summer Lake to Central Oregon 500 kV | 1500 | 670 | 1283.43 | 1 | Summer Lake | Central OR | 79.887
2030 | Walla Walla - Yakima 230 kV | 400 | 400 | 141.83 | 1 | Walla Walla | Yakima | 14.7872
2031 | Serial through Cluster 1 Area 13: Southern Oregon | 0 | 231 | 42.11 | 1 | n/a | n/a | 7.6024
2032 | Cluster 1 Area 12: Southern Oregon | 0 | 300 | 303.12 | 1 | n/a | n/a | 42.1378
2033 | Cluster 2 Area 18: Central Oregon 500 kV Substation | 0 | 518 | 372.32 | 1 | n/a | n/a | 29.9754
2039 | Walla Walla - Central Oregon 500 kV | 1500 | 670 | 1463.04 | 1 | Walla Walla | Central OR | 91.0668
Grand Total |  | 4250 | 5404 | 4169.17 | 14 |  |  | 32.1746

## WD_.PX.BDG._.PTC.2029 (hidden)
Table 3
WD_.PX.BDG._.PTC.Utility_Scale
40% Capacity Factor
Year | Estimated Capital Cost | Fixed Capital Cost at Real Levelized Rate | Fixed O&M |  | Fixed Costs | Variable O&M | 110% PTC | Total Resource Cost | Total Resource Costs | Total Fixed Cost
| $/kW | $/kW-yr | $/kW-yr |  | $/MWh | $/MWh | $/MWh | $/MWh | $/kW-yr | $/kW-yr
| (a) | (b) | (c) |  | (e) | (f) | (g) | (g) | (h) | (i)
2024 | 1392.68 |  | 31.65
2025 | 1393.4262 |  | 32.34
2026 | 1394.5581 |  | 33.045
2027 | 1395.0772 |  | 33.7654
2028 | 1394.9561 |  | 34.5014
2029 | 1394.1667 | 88.0556 | 35.2536 |  | 35.3579 |  | -47.74 | -12.3821 | -43.18 | 123.3091
2030 |  | 89.9752 | 36.0221 |  | 36.1287 |  | -47.74 | -11.6113 | -40.49 | 125.9973
2031 |  | 91.9366 | 36.8074 |  | 36.9163 |  | -49.06 | -12.1437 | -42.35 | 128.744
2032 |  | 93.9409 | 37.6098 |  | 37.721 |  | -50.39 | -12.669 | -44.18 | 131.5506
2033 |  | 95.9888 | 38.4297 |  | 38.5434 |  | -50.39 | -11.8466 | -41.31 | 134.4185
2034 |  | 98.0813 | 39.2674 |  | 39.3836 |  | -51.71 | -12.3264 | -42.99 | 137.3488
2035 |  | 100.2195 | 40.1235 |  | 40.2422 |  | -53.04 | -12.7978 | -44.63 | 140.343
2036 |  | 102.4043 | 40.9982 |  | 41.1195 |  | -54.37 | -13.2505 | -46.21 | 143.4025
2037 |  | 104.6367 | 41.8919 |  | 42.0159 |  | -55.69 | -13.6741 | -47.69 | 146.5286
2038 |  | 106.9178 | 42.8052 |  | 42.9318 |  | -55.69 | -12.7582 | -44.49 | 149.723
2039 |  | 109.2486 | 43.7383 |  | 43.8677 |  |  | 43.8677 | 152.99 | 152.9869
2040 |  | 111.6302 | 44.6918 |  | 44.824 |  |  | 44.824 | 156.32 | 156.322
2041 |  | 114.0637 | 45.6661 |  | 45.8012 |  |  | 45.8012 | 159.73 | 159.7298
2042 |  | 116.5503 | 46.6616 |  | 46.7997 |  |  | 46.7997 | 163.21 | 163.212
2043 |  | 119.0911 | 47.6789 |  | 47.8199 |  |  | 47.8199 | 166.77 | 166.77
2044 |  | 121.6873 | 48.7183 |  | 48.8624 |  |  | 48.8624 | 170.41 | 170.4056
2045 |  | 124.3401 | 49.7803 |  | 49.9276 |  |  | 49.9276 | 174.12 | 174.1204
2046 |  | 127.0507 | 50.8655 |  | 51.016 |  |  | 51.016 | 177.92 | 177.9162
2047 |  | 129.8204 | 51.9744 |  | 52.1281 |  |  | 52.1281 | 181.79 | 181.7948
2048 |  | 132.6505 | 53.1074 |  | 53.2645 |  |  | 53.2645 | 185.76 | 185.7579
2049 |  | 135.5423 | 54.2652 |  | 54.4257 |  |  | 54.4257 | 189.81 | 189.8075
2050 |  | 138.4971 | 44.6918 |  | 52.5279 |  |  | 52.5279 | 183.19 | 183.1889
2051 |  | 141.5163 | 45.6661 |  | 53.673 |  |  | 53.673 | 187.18 | 187.1824
2052 |  | 144.6014 | 46.6616 |  | 54.8431 |  |  | 54.8431 | 191.26 | 191.263
2053 |  | 147.7537 | 47.6789 |  | 56.0386 |  |  | 56.0386 | 195.43 | 195.4326
2054 |  | 150.9747 | 48.7183 |  | 57.2603 |  |  | 57.2603 | 199.69 | 199.693
2055 |  | 154.266 | 49.7803 |  | 58.5086 |  |  | 58.5086 | 204.05 | 204.0463
2056 |  | 157.629 | 50.8655 |  | 59.7841 |  |  | 59.7841 | 208.49 | 208.4945
2057 |  | 161.0653 | 51.9744 |  | 61.0873 |  |  | 61.0873 | 213.04 | 213.0397
2058 |  | 164.5765 | 53.1074 |  | 62.419 |  |  | 62.419 | 217.68 | 217.684
2059 |  | 168.1643 | 54.2652 |  | 63.7798 |  |  | 63.7798 | 222.43 | 222.4295
2060 |  | 171.8303 | 55.4482 |  | 65.1702 |  |  | 65.1702 | 227.28 | 227.2784
2061 |  | 175.5762 | 36.8074 |  | 60.8992 |  |  | 60.8992 | 212.38 | 212.3836
NPV chck | [7 empty] | 16.2623 | 56.715 | 154.1156
Sources, Inputs and Assumptions
Source: | (c)(f) | Plant Costs - 2025 IRP - Table 7.1 & 7.2
| (a) | Plant capacity cost
| (b) | = (a) x 0.06316
| 0 | = ((b) + (c)) / (8.76 x 39.8%)
| (g) | = (e) + (f)
| (h) | Plant Costs - 2025 IRP - Table 7.1 & 7.2
[11 empty] | COD | 2029 | WD_.PX.BDG._.PTC.Utility_Scale
| 0 | Network Upgrade ($/kw-yr)
[11 empty] | MW Built | 100
| 6.316% | Payment Factor, 0% ITC |  | \\pacificorp.us\dfs\PDXCO\PaR\2025 IRP\03. Assumptions\12. New Resources (SSR)\Levelized\2025 IRP LFC_GM_2024E 2024.09.25 0% ITC.xlsb
| 39.81% | Capacity Factor
[6 empty] | 110% | % PTC
[7 empty] | $/MWh | $/kw-yr
[5 empty] | 2029-01-01 | 2029 | 47.74 | 166.4914
[5 empty] | 2030-01-01 | 2030 | 47.74 | 166.4914
[5 empty] | 2031-01-01 | 2031 | 49.06 | 171.0948
[5 empty] | 2032-01-01 | 2032 | 50.39 | 175.7331
[5 empty] | 2033-01-01 | 2033 | 50.39 | 175.7331
[5 empty] | 2034-01-01 | 2034 | 51.71 | 180.3366
[5 empty] | 2035-01-01 | 2035 | 53.04 | 184.9749
[5 empty] | 2036-01-01 | 2036 | 54.37 | 189.6132
[5 empty] | 2037-01-01 | 2037 | 55.69 | 194.2167
[5 empty] | 2038-01-01 | 2038 | 55.69 | 194.2167
[5 empty] | Economic Life |  |  | 30
[5 empty] | Nominal PTC 2028$ |  |  | 75.482

## WD_.PX.BDG._.PTC.2030 (hidden)
Table 3
WD_.PX.BDG._.PTC.Utility_Scale
40% Capacity Factor
Year | Estimated Capital Cost | Fixed Capital Cost at Real Levelized Rate | Fixed O&M |  | Fixed Costs | Variable O&M | 110% PTC | Total Resource Cost | Total Resource Costs | Total Fixed Cost
| $/kW | $/kW-yr | $/kW-yr |  | $/MWh | $/MWh | $/MWh | $/MWh | $/kW-yr | $/kW-yr
| (a) | (b) | (c) |  | (e) | (f) | (g) | (g) | (h) | (i)
2024 | 1392.68 |  | 31.65
2025 | 1393.4262 |  | 32.34
2026 | 1394.5581 |  | 33.045
2027 | 1395.0772 |  | 33.7654
2028 | 1394.9561 |  | 34.5014
2029 | 1394.1667 |  | 35.2536
2030 | 1392.68 | 87.9617 | 36.0221 |  | 35.5513 |  | -47.74 | -12.1887 | -42.51 | 123.9838
2031 |  | 89.8792 | 36.8074 |  | 36.3263 |  | -49.06 | -12.7337 | -44.41 | 126.6866
2032 |  | 91.8386 | 37.6098 |  | 37.1182 |  | -50.39 | -13.2718 | -46.28 | 129.4484
2033 |  | 93.8407 | 38.4297 |  | 37.9274 |  | -50.39 | -12.4626 | -43.46 | 132.2704
2034 |  | 95.8864 | 39.2674 |  | 38.7542 |  | -51.71 | -12.9558 | -45.18 | 135.1539
2035 |  | 97.9767 | 40.1235 |  | 39.5991 |  | -53.04 | -13.4409 | -46.87 | 138.1002
2036 |  | 100.1126 | 40.9982 |  | 40.4623 |  | -54.37 | -13.9077 | -48.5 | 141.1108
2037 |  | 102.2951 | 41.8919 |  | 41.3444 |  | -55.69 | -14.3456 | -50.03 | 144.187
2038 |  | 104.5251 | 42.8052 |  | 42.2457 |  | -55.69 | -13.4443 | -46.89 | 147.3303
2039 |  | 106.8038 | 43.7383 |  | 43.1667 |  | -57.02 | -13.8533 | -48.31 | 150.5421
2040 |  | 109.1321 | 44.6918 |  | 44.1077 |  |  | 44.1077 | 153.82 | 153.8239
2041 |  | 111.5112 | 45.6661 |  | 45.0693 |  |  | 45.0693 | 157.18 | 157.1773
2042 |  | 113.9421 | 46.6616 |  | 46.0518 |  |  | 46.0518 | 160.6 | 160.6037
2043 |  | 116.426 | 47.6789 |  | 47.0557 |  |  | 47.0557 | 164.1 | 164.1049
2044 |  | 118.9641 | 48.7183 |  | 48.0815 |  |  | 48.0815 | 167.68 | 167.6824
2045 |  | 121.5575 | 49.7803 |  | 49.1297 |  |  | 49.1297 | 171.34 | 171.3379
2046 |  | 124.2075 | 50.8655 |  | 50.2007 |  |  | 50.2007 | 175.07 | 175.073
2047 |  | 126.9152 | 51.9744 |  | 51.2951 |  |  | 51.2951 | 178.89 | 178.8896
2048 |  | 129.682 | 53.1074 |  | 52.4133 |  |  | 52.4133 | 182.79 | 182.7894
2049 |  | 132.509 | 54.2652 |  | 53.5559 |  |  | 53.5559 | 186.77 | 186.7742
2050 |  | 135.3977 | 55.4482 |  | 54.7235 |  |  | 54.7235 | 190.85 | 190.8459
2051 |  | 138.3494 | 56.6569 |  | 55.9164 |  |  | 55.9164 | 195.01 | 195.0063
2052 |  | 141.3654 | 57.892 |  | 57.1354 |  |  | 57.1354 | 199.26 | 199.2575
2053 |  | 144.4472 | 59.1541 |  | 58.381 |  |  | 58.381 | 203.6 | 203.6013
2054 |  | 147.5961 | 60.4436 |  | 59.6537 |  |  | 59.6537 | 208.04 | 208.0398
2055 |  | 150.8137 | 61.7613 |  | 60.9541 |  |  | 60.9541 | 212.58 | 212.5751
2056 |  | 154.1015 | 63.1077 |  | 62.2829 |  |  | 62.2829 | 217.21 | 217.2092
2057 |  | 157.4609 | 64.4835 |  | 63.6407 |  |  | 63.6407 | 221.94 | 221.9444
2058 |  | 160.8935 | 65.8892 |  | 65.0281 |  |  | 65.0281 | 226.78 | 226.7827
2059 |  | 164.401 | 67.3256 |  | 66.4457 |  |  | 66.4457 | 231.73 | 231.7266
2060 |  | 167.985 | 68.7933 |  | 67.8942 |  |  | 67.8942 | 236.78 | 236.7782
2061 |  | 171.647 | 70.293 |  | 69.3743 |  |  | 69.3743 | 241.94 | 241.94
NPV chck |  |  |  | 0 |  |  |  | 16.4727 | 57.4481 | 156.5746
Sources, Inputs and Assumptions
Source: | (c)(f) | Plant Costs - 2025 IRP - Table 7.1 & 7.2
| (a) | Plant capacity cost
| (b) | = (a) x 0.06316
| 0 | = ((b) + (c)) / (8.76 x 39.8%)
| (g) | = (e) + (f)
| (h) | Plant Costs - 2025 IRP - Table 7.1 & 7.2
[11 empty] | COD | 2030 | WD_.PX.BDG._.PTC.Utility_Scale
[11 empty] | MW Built | 100
| 6.316% | Payment Factor, 0% ITC |  | \\pacificorp.us\dfs\PDXCO\PaR\2025 IRP\03. Assumptions\12. New Resources (SSR)\Levelized\2025 IRP LFC_GM_2024E 2024.09.25 0% ITC.xlsb
| 39.81% | Capacity Factor
[6 empty] | 110% | % PTC
[7 empty] | $/MWh | $/kw-yr
[5 empty] | 2030-01-01 | 2030 | 47.74 | 166.4914
[5 empty] | 2031-01-01 | 2031 | 49.06 | 171.0948
[5 empty] | 2032-01-01 | 2032 | 50.39 | 175.7331
[5 empty] | 2033-01-01 | 2033 | 50.39 | 175.7331
[5 empty] | 2034-01-01 | 2034 | 51.71 | 180.3366
[5 empty] | 2035-01-01 | 2035 | 53.04 | 184.9749
[5 empty] | 2036-01-01 | 2036 | 54.37 | 189.6132
[5 empty] | 2037-01-01 | 2037 | 55.69 | 194.2167
[5 empty] | 2038-01-01 | 2038 | 55.69 | 194.2167
[5 empty] | 2039-01-01 | 2039 | 57.02 | 198.855
[5 empty] | Economic Life |  |  | 30
[5 empty] | Nominal PTC 2029$ |  |  | 76.8191

## WD_.PX.BDG._.PTC.2031 (hidden)
Table 3
WD_.PX.BDG._.PTC.Utility_Scale
40% Capacity Factor
Year | Estimated Capital Cost | Fixed Capital Cost at Real Levelized Rate | Fixed O&M |  | Fixed Costs | Variable O&M | 110% PTC | Total Resource Cost | Total Resource Costs | Total Fixed Cost
| $/kW | $/kW-yr | $/kW-yr |  | $/MWh | $/MWh | $/MWh | $/MWh | $/kW-yr | $/kW-yr
| (a) | (b) | (c) |  | (e) | (f) | (g) | (g) | (h) | (i)
2024 | 1392.68 |  | 31.65
2025 | 1393.4262 |  | 32.34
2026 | 1394.5581 |  | 33.045
2027 | 1395.0772 |  | 33.7654
2028 | 1394.9561 |  | 34.5014
2029 | 1394.1667 |  | 35.2536
2030 | 1392.68 |  | 36.0221
2031 | 1408.2312 | 88.9439 | 36.8074 |  | 36.0581 |  | -49.06 | -13.0019 | -45.34 | 125.7513
2032 |  | 90.8829 | 37.6098 |  | 36.8442 |  | -50.39 | -13.5458 | -47.24 | 128.4926
2033 |  | 92.8641 | 38.4297 |  | 37.6474 |  | -50.39 | -12.7426 | -44.44 | 131.2938
2034 |  | 94.8885 | 39.2674 |  | 38.4681 |  | -51.71 | -13.2419 | -46.18 | 134.156
2035 |  | 96.9571 | 40.1235 |  | 39.3067 |  | -53.04 | -13.7333 | -47.89 | 137.0806
2036 |  | 99.0708 | 40.9982 |  | 40.1636 |  | -54.37 | -14.2064 | -49.54 | 140.0689
2037 |  | 101.2305 | 41.8919 |  | 41.0392 |  | -55.69 | -14.6508 | -51.09 | 143.1225
2038 |  | 103.4373 | 42.8052 |  | 41.9338 |  | -55.69 | -13.7562 | -47.97 | 146.2425
2039 |  | 105.6923 | 43.7383 |  | 42.848 |  | -57.02 | -14.172 | -49.42 | 149.4306
2040 |  | 107.9964 | 44.6918 |  | 43.7821 |  | -58.35 | -14.5679 | -50.81 | 152.6882
2041 |  | 110.3507 | 45.6661 |  | 44.7365 |  |  | 44.7365 | 156.02 | 156.0168
2042 |  | 112.7563 | 46.6616 |  | 45.7118 |  |  | 45.7118 | 159.42 | 159.418
2043 |  | 115.2144 | 47.6789 |  | 46.7083 |  |  | 46.7083 | 162.89 | 162.8933
2044 |  | 117.7261 | 48.7183 |  | 47.7265 |  |  | 47.7265 | 166.44 | 166.4443
2045 |  | 120.2925 | 49.7803 |  | 48.767 |  |  | 48.767 | 170.07 | 170.0728
2046 |  | 122.9149 | 50.8655 |  | 49.8301 |  |  | 49.8301 | 173.78 | 173.7804
2047 |  | 125.5944 | 51.9744 |  | 50.9164 |  |  | 50.9164 | 177.57 | 177.5688
2048 |  | 128.3324 | 53.1074 |  | 52.0264 |  |  | 52.0264 | 181.44 | 181.4398
2049 |  | 131.1301 | 54.2652 |  | 53.1605 |  |  | 53.1605 | 185.4 | 185.3952
2050 |  | 133.9887 | 55.4482 |  | 54.3194 |  |  | 54.3194 | 189.44 | 189.4368
2051 |  | 136.9096 | 56.6569 |  | 55.5036 |  |  | 55.5036 | 193.57 | 193.5666
2052 |  | 139.8943 | 57.892 |  | 56.7136 |  |  | 56.7136 | 197.79 | 197.7863
2053 |  | 142.944 | 59.1541 |  | 57.9499 |  |  | 57.9499 | 202.1 | 202.0981
2054 |  | 146.0601 | 60.4436 |  | 59.2132 |  |  | 59.2132 | 206.5 | 206.5038
2055 |  | 149.2443 | 61.7613 |  | 60.5041 |  |  | 60.5041 | 211.01 | 211.0056
2056 |  | 152.4978 | 63.1077 |  | 61.8231 |  |  | 61.8231 | 215.61 | 215.6055
2057 |  | 155.8222 | 64.4835 |  | 63.1708 |  |  | 63.1708 | 220.31 | 220.3057
2058 |  | 159.2192 | 65.8892 |  | 64.5479 |  |  | 64.5479 | 225.11 | 225.1084
2059 |  | 162.6901 | 67.3256 |  | 65.9551 |  |  | 65.9551 | 230.02 | 230.0157
2060 |  | 166.2368 | 68.7933 |  | 67.3929 |  |  | 67.3929 | 235.03 | 235.0301
2061 |  | 169.8607 | 70.293 |  | 68.8621 |  |  | 68.8621 | 240.15 | 240.1537
NPV chck |  |  |  | 0 |  |  |  | 16.5322 | 57.657 | 158.8067
Sources, Inputs and Assumptions
Source: | (c)(f) | Plant Costs - 2025 IRP - Table 7.1 & 7.2
| (a) | Plant capacity cost
| (b) | = (a) x 0.06316
| 0 | = ((b) + (c)) / (8.76 x 39.8%)
| (g) | = (e) + (f)
| (h) | Plant Costs - 2025 IRP - Table 7.1 & 7.2
[11 empty] | COD | 2031 | WD_.PX.BDG._.PTC.Utility_Scale
[11 empty] | MW Built | 100
| 6.316% | Payment Factor, 0% ITC |  | \\pacificorp.us\dfs\PDXCO\PaR\2025 IRP\03. Assumptions\12. New Resources (SSR)\Levelized\2025 IRP LFC_GM_2024E 2024.09.25 0% ITC.xlsb
| 39.81% | Capacity Factor
[6 empty] | 110% | % PTC
[7 empty] | $/MWh | $/kw-yr
[5 empty] | 2031-01-01 | 2031 | 49.06 | 171.0948
[5 empty] | 2032-01-01 | 2032 | 50.39 | 175.7331
[5 empty] | 2033-01-01 | 2033 | 50.39 | 175.7331
[5 empty] | 2034-01-01 | 2034 | 51.71 | 180.3366
[5 empty] | 2035-01-01 | 2035 | 53.04 | 184.9749
[5 empty] | 2036-01-01 | 2036 | 54.37 | 189.6132
[5 empty] | 2037-01-01 | 2037 | 55.69 | 194.2167
[5 empty] | 2038-01-01 | 2038 | 55.69 | 194.2167
[5 empty] | 2039-01-01 | 2039 | 57.02 | 198.855
[5 empty] | 2040-01-01 | 2040 | 58.35 | 203.4933
[5 empty] | Economic Life |  |  | 30
[5 empty] | Nominal PTC 2030$ |  |  | 78.3879

## WD_.PX.DJW._.PTC.2029 (hidden)
Table 3
WD_.PX.DJW._.PTC.Utility_Scale
42% Capacity Factor
Year | Estimated Capital Cost | Fixed Capital Cost at Real Levelized Rate | Fixed O&M |  | Fixed Costs | Variable O&M | 110% PTC | Total Resource Cost | Total Resource Costs | Total Fixed Cost
| $/kW | $/kW-yr | $/kW-yr |  | $/MWh | $/MWh | $/MWh | $/MWh | $/kW-yr | $/kW-yr
| (a) | (b) | (c) |  | (e) | (f) | (g) | (g) | (h) | (i)
2024 | 1392.68 |  | 31.65
2025 | 1393.4262 |  | 32.34
2026 | 1394.5581 |  | 33.045
2027 | 1395.0772 |  | 33.7654
2028 | 1394.9561 |  | 34.5014
2029 | 1394.1667 | 88.0556 | 35.2536 |  | 33.826 |  | -47.74 | -13.914 | -50.72 | 123.3091
2030 |  | 89.9752 | 36.0221 |  | 34.5634 |  | -47.74 | -13.1766 | -48.03 | 125.9973
2031 |  | 91.9366 | 36.8074 |  | 35.3169 |  | -49.06 | -13.7431 | -50.1 | 128.744
2032 |  | 93.9409 | 37.6098 |  | 36.0868 |  | -50.39 | -14.3032 | -52.14 | 131.5506
2033 |  | 95.9888 | 38.4297 |  | 36.8735 |  | -50.39 | -13.5165 | -49.27 | 134.4185
2034 |  | 98.0813 | 39.2674 |  | 37.6773 |  | -51.71 | -14.0327 | -51.15 | 137.3488
2035 |  | 100.2195 | 40.1235 |  | 38.4987 |  | -53.04 | -14.5413 | -53.01 | 140.343
2036 |  | 102.4043 | 40.9982 |  | 39.3379 |  | -54.37 | -15.0321 | -54.8 | 143.4025
2037 |  | 104.6367 | 41.8919 |  | 40.1955 |  | -55.69 | -15.4945 | -56.48 | 146.5286
2038 |  | 106.9178 | 42.8052 |  | 41.0718 |  | -55.69 | -14.6182 | -53.29 | 149.723
2039 |  | 109.2486 | 43.7383 |  | 41.9671 |  |  | 41.9671 | 152.99 | 152.9869
2040 |  | 111.6302 | 44.6918 |  | 42.882 |  |  | 42.882 | 156.32 | 156.322
2041 |  | 114.0637 | 45.6661 |  | 43.8168 |  |  | 43.8168 | 159.73 | 159.7298
2042 |  | 116.5503 | 46.6616 |  | 44.772 |  |  | 44.772 | 163.21 | 163.212
2043 |  | 119.0911 | 47.6789 |  | 45.7481 |  |  | 45.7481 | 166.77 | 166.77
2044 |  | 121.6873 | 48.7183 |  | 46.7454 |  |  | 46.7454 | 170.41 | 170.4056
2045 |  | 124.3401 | 49.7803 |  | 47.7644 |  |  | 47.7644 | 174.12 | 174.1204
2046 |  | 127.0507 | 50.8655 |  | 48.8057 |  |  | 48.8057 | 177.92 | 177.9162
2047 |  | 129.8204 | 51.9744 |  | 49.8697 |  |  | 49.8697 | 181.79 | 181.7948
2048 |  | 132.6505 | 53.1074 |  | 50.9568 |  |  | 50.9568 | 185.76 | 185.7579
2049 |  | 135.5423 | 54.2652 |  | 52.0677 |  |  | 52.0677 | 189.81 | 189.8075
2050 |  | 138.4971 | 55.4482 |  | 53.2027 |  |  | 53.2027 | 193.95 | 193.9453
2051 |  | 141.5163 | 56.6569 |  | 54.3626 |  |  | 54.3626 | 198.17 | 198.1733
2052 |  | 144.6014 | 57.892 |  | 55.5477 |  |  | 55.5477 | 202.49 | 202.4934
2053 |  | 147.7537 | 59.1541 |  | 56.7586 |  |  | 56.7586 | 206.91 | 206.9078
2054 |  | 150.9747 | 60.4436 |  | 57.9959 |  |  | 57.9959 | 211.42 | 211.4184
2055 |  | 154.266 | 61.7613 |  | 59.2603 |  |  | 59.2603 | 216.03 | 216.0273
2056 |  | 157.629 | 63.1077 |  | 60.5521 |  |  | 60.5521 | 220.74 | 220.7367
2057 |  | 161.0653 | 64.4835 |  | 61.8722 |  |  | 61.8722 | 225.55 | 225.5488
2058 |  | 164.5765 | 65.8892 |  | 63.221 |  |  | 63.221 | 230.47 | 230.4657
2059 |  | 168.1643 | 67.3256 |  | 64.5992 |  |  | 64.5992 | 235.49 | 235.4899
2060 |  | 171.8303 | 68.7933 |  | 66.0075 |  |  | 66.0075 | 240.62 | 240.6236
2061 |  | 175.5762 | 70.293 |  | 67.4464 |  |  | 67.4464 | 245.87 | 245.8692
NPV chck |  |  |  | 0 |  |  |  | 14.7885 | 53.9113 | 155.7227
Sources, Inputs and Assumptions
Source: | (c)(f) | Plant Costs - 2025 IRP - Table 7.1 & 7.2
| (a) | Plant capacity cost
| (b) | = (a) x 0.06316
| 0 | = ((b) + (c)) / (8.76 x 41.6%)
| (g) | = (e) + (f)
| (h) | Plant Costs - 2025 IRP - Table 7.1 & 7.2
[11 empty] | COD | 2029 | WD_.PX.DJW._.PTC.Utility_Scale
[11 empty] | MW Built | 100
| 6.316% | Payment Factor, 0% ITC |  | \\pacificorp.us\dfs\PDXCO\PaR\2025 IRP\03. Assumptions\12. New Resources (SSR)\Levelized\2025 IRP LFC_GM_2024E 2024.09.25 0% ITC.xlsb
| 41.61% | Capacity Factor
[6 empty] | 110% | % PTC
[7 empty] | $/MWh | $/kw-yr
[5 empty] | 2029-01-01 | 2029 | 47.74 | 174.0314
[5 empty] | 2030-01-01 | 2030 | 47.74 | 174.0314
[5 empty] | 2031-01-01 | 2031 | 49.06 | 178.8433
[5 empty] | 2032-01-01 | 2032 | 50.39 | 183.6917
[5 empty] | 2033-01-01 | 2033 | 50.39 | 183.6917
[5 empty] | 2034-01-01 | 2034 | 51.71 | 188.5036
[5 empty] | 2035-01-01 | 2035 | 53.04 | 193.352
[5 empty] | 2036-01-01 | 2036 | 54.37 | 198.2004
[5 empty] | 2037-01-01 | 2037 | 55.69 | 203.0123
[5 empty] | 2038-01-01 | 2038 | 55.69 | 203.0123
[5 empty] | Economic Life |  |  | 30
[5 empty] | Nominal PTC 2028$ |  |  | 78.9004

## WD_.PX.DJW._.PTC.2030 (hidden)
Table 3
WD_.PX.DJW._.PTC.Utility_Scale
42% Capacity Factor
Year | Estimated Capital Cost | Fixed Capital Cost at Real Levelized Rate | Fixed O&M | Levelized PTC Offset | Fixed Costs | Variable O&M | 110% PTC | Total Resource Cost | Total Resource Costs | Total Fixed Cost
| $/kW | $/kW-yr | $/kW-yr | $/kW-yr | $/MWh | $/MWh | $/MWh | $/MWh | $/kW-yr | $/kW-yr
| (a) | (b) | (c) |  | (e) | (f) | (g) | (g) | (h) | (i)
2024 | 1392.68 |  | 31.65
2025 | 1393.4262 |  | 32.34
2026 | 1394.5581 |  | 33.045
2027 | 1395.0772 |  | 33.7654
2028 | 1394.9561 |  | 34.5014
2029 | 1394.1667 |  | 35.2536
2030 | 1392.68 | 87.9617 | 36.0221 |  | 34.011 |  | -47.74 | -13.729 | -50.05 | 123.9838
2031 |  | 89.8792 | 36.8074 |  | 34.7525 |  | -49.06 | -14.3075 | -52.16 | 126.6866
2032 |  | 91.8386 | 37.6098 |  | 35.5101 |  | -50.39 | -14.8799 | -54.24 | 129.4484
2033 |  | 93.8407 | 38.4297 |  | 36.2842 |  | -50.39 | -14.1058 | -51.42 | 132.2704
2034 |  | 95.8864 | 39.2674 |  | 37.0752 |  | -51.71 | -14.6348 | -53.35 | 135.1539
2035 |  | 97.9767 | 40.1235 |  | 37.8834 |  | -53.04 | -15.1566 | -55.25 | 138.1002
2036 |  | 100.1126 | 40.9982 |  | 38.7093 |  | -54.37 | -15.6607 | -57.09 | 141.1108
2037 |  | 102.2951 | 41.8919 |  | 39.5531 |  | -55.69 | -16.1369 | -58.83 | 144.187
2038 |  | 104.5251 | 42.8052 |  | 40.4154 |  | -55.69 | -15.2746 | -55.68 | 147.3303
2039 |  | 106.8038 | 43.7383 |  | 41.2965 |  | -57.02 | -15.7235 | -57.32 | 150.5421
2040 |  | 109.1321 | 44.6918 |  | 42.1967 |  |  | 42.1967 | 153.82 | 153.8239
2041 |  | 111.5112 | 45.6661 |  | 43.1166 |  |  | 43.1166 | 157.18 | 157.1773
2042 |  | 113.9421 | 46.6616 |  | 44.0566 |  |  | 44.0566 | 160.6 | 160.6037
2043 |  | 116.426 | 47.6789 |  | 45.017 |  |  | 45.017 | 164.1 | 164.1049
2044 |  | 118.9641 | 48.7183 |  | 45.9984 |  |  | 45.9984 | 167.68 | 167.6824
2045 |  | 121.5575 | 49.7803 |  | 47.0011 |  |  | 47.0011 | 171.34 | 171.3379
2046 |  | 124.2075 | 50.8655 |  | 48.0257 |  |  | 48.0257 | 175.07 | 175.073
2047 |  | 126.9152 | 51.9744 |  | 49.0727 |  |  | 49.0727 | 178.89 | 178.8896
2048 |  | 129.682 | 53.1074 |  | 50.1425 |  |  | 50.1425 | 182.79 | 182.7894
2049 |  | 132.509 | 54.2652 |  | 51.2356 |  |  | 51.2356 | 186.77 | 186.7742
2050 |  | 135.3977 | 55.4482 |  | 52.3525 |  |  | 52.3525 | 190.85 | 190.8459
2051 |  | 138.3494 | 56.6569 |  | 53.4938 |  |  | 53.4938 | 195.01 | 195.0063
2052 |  | 141.3654 | 57.892 |  | 54.66 |  |  | 54.66 | 199.26 | 199.2575
2053 |  | 144.4472 | 59.1541 |  | 55.8516 |  |  | 55.8516 | 203.6 | 203.6013
2054 |  | 147.5961 | 60.4436 |  | 57.0691 |  |  | 57.0691 | 208.04 | 208.0398
2055 |  | 150.8137 | 61.7613 |  | 58.3132 |  |  | 58.3132 | 212.58 | 212.5751
2056 |  | 154.1015 | 63.1077 |  | 59.5845 |  |  | 59.5845 | 217.21 | 217.2092
2057 |  | 157.4609 | 64.4835 |  | 60.8834 |  |  | 60.8834 | 221.94 | 221.9444
2058 |  | 160.8935 | 65.8892 |  | 62.2107 |  |  | 62.2107 | 226.78 | 226.7827
2059 |  | 164.401 | 67.3256 |  | 63.5669 |  |  | 63.5669 | 231.73 | 231.7266
2060 |  | 167.985 | 68.7933 |  | 64.9526 |  |  | 64.9526 | 236.78 | 236.7782
2061 |  | 171.647 | 70.293 |  | 66.3686 |  |  | 66.3686 | 241.94 | 241.94
NPV chck |  |  |  | 0 |  |  |  | 14.5275 | 52.958 | 156.5746
Sources, Inputs and Assumptions
Source: | (c)(f) | Plant Costs - 2025 IRP - Table 7.1 & 7.2
| (a) | Plant capacity cost
| (b) | = (a) x 0.06316
| 0 | = ((b) + (c)) / (8.76 x 41.6%)
| (g) | = (e) + (f)
| (h) | Plant Costs - 2025 IRP - Table 7.1 & 7.2
[11 empty] | COD | 2030 | WD_.PX.DJW._.PTC.Utility_Scale
[11 empty] | MW Built | 100
| 6.316% | Payment Factor, 0% ITC |  | \\pacificorp.us\dfs\PDXCO\PaR\2025 IRP\03. Assumptions\12. New Resources (SSR)\Levelized\2025 IRP LFC_GM_2024E 2024.09.25 0% ITC.xlsb
| 41.61% | Capacity Factor
[6 empty] | 110% | % PTC
[7 empty] | $/MWh | $/kw-yr
[5 empty] | 2030-01-01 | 2030 | 47.74 | 174.0314
[5 empty] | 2031-01-01 | 2031 | 49.06 | 178.8433
[5 empty] | 2032-01-01 | 2032 | 50.39 | 183.6917
[5 empty] | 2033-01-01 | 2033 | 50.39 | 183.6917
[5 empty] | 2034-01-01 | 2034 | 51.71 | 188.5036
[5 empty] | 2035-01-01 | 2035 | 53.04 | 193.352
[5 empty] | 2036-01-01 | 2036 | 54.37 | 198.2004
[5 empty] | 2037-01-01 | 2037 | 55.69 | 203.0123
[5 empty] | 2038-01-01 | 2038 | 55.69 | 203.0123
[5 empty] | 2039-01-01 | 2039 | 57.02 | 207.8607
[5 empty] | Economic Life |  |  | 30
[5 empty] | Nominal PTC 2029$ |  |  | 80.2981

## WD_.PX.DJW._.PTC.2031 (hidden)
Table 3
WD_.PX.DJW._.PTC.Utility_Scale
42% Capacity Factor
Year | Estimated Capital Cost | Fixed Capital Cost at Real Levelized Rate | Fixed O&M |  | Fixed Costs | Variable O&M | 110% PTC | Total Resource Cost | Total Resource Costs | Total Fixed Cost
| $/kW | $/kW-yr | $/kW-yr |  | $/MWh | $/MWh | $/MWh | $/MWh | $/kW-yr | $/kW-yr
| (a) | (b) | (c) |  | (e) | (f) | (g) | (g) | (h) | (i)
2024 | 1392.68 |  | 31.65
2025 | 1393.4262 |  | 32.34
2026 | 1394.5581 |  | 33.045
2027 | 1395.0772 |  | 33.7654
2028 | 1394.9561 |  | 34.5014
2029 | 1394.1667 |  | 35.2536
2030 | 1392.68 |  | 36.0221
2031 | 1408.2312 | 88.9439 | 36.8074 |  | 34.4959 |  | -49.06 | -14.5641 | -53.09 | 125.7513
2032 |  | 90.8829 | 37.6098 |  | 35.2479 |  | -50.39 | -15.1421 | -55.2 | 128.4926
2033 |  | 92.8641 | 38.4297 |  | 36.0163 |  | -50.39 | -14.3737 | -52.4 | 131.2938
2034 |  | 94.8885 | 39.2674 |  | 36.8015 |  | -51.71 | -14.9085 | -54.35 | 134.156
2035 |  | 96.9571 | 40.1235 |  | 37.6037 |  | -53.04 | -15.4363 | -56.27 | 137.0806
2036 |  | 99.0708 | 40.9982 |  | 38.4235 |  | -54.37 | -15.9465 | -58.13 | 140.0689
2037 |  | 101.2305 | 41.8919 |  | 39.2611 |  | -55.69 | -16.4289 | -59.89 | 143.1225
2038 |  | 103.4373 | 42.8052 |  | 40.117 |  | -55.69 | -15.573 | -56.77 | 146.2425
2039 |  | 105.6923 | 43.7383 |  | 40.9916 |  | -57.02 | -16.0284 | -58.43 | 149.4306
2040 |  | 107.9964 | 44.6918 |  | 41.8852 |  | -58.35 | -16.4648 | -60.02 | 152.6882
2041 |  | 110.3507 | 45.6661 |  | 42.7983 |  |  | 42.7983 | 156.02 | 156.0168
2042 |  | 112.7563 | 46.6616 |  | 43.7313 |  |  | 43.7313 | 159.42 | 159.418
2043 |  | 115.2144 | 47.6789 |  | 44.6846 |  |  | 44.6846 | 162.89 | 162.8933
2044 |  | 117.7261 | 48.7183 |  | 45.6587 |  |  | 45.6587 | 166.44 | 166.4443
2045 |  | 120.2925 | 49.7803 |  | 46.6541 |  |  | 46.6541 | 170.07 | 170.0728
2046 |  | 122.9149 | 50.8655 |  | 47.6712 |  |  | 47.6712 | 173.78 | 173.7804
2047 |  | 125.5944 | 51.9744 |  | 48.7104 |  |  | 48.7104 | 177.57 | 177.5688
2048 |  | 128.3324 | 53.1074 |  | 49.7723 |  |  | 49.7723 | 181.44 | 181.4398
2049 |  | 131.1301 | 54.2652 |  | 50.8573 |  |  | 50.8573 | 185.4 | 185.3952
2050 |  | 133.9887 | 55.4482 |  | 51.966 |  |  | 51.966 | 189.44 | 189.4368
2051 |  | 136.9096 | 56.6569 |  | 53.0989 |  |  | 53.0989 | 193.57 | 193.5666
2052 |  | 139.8943 | 57.892 |  | 54.2564 |  |  | 54.2564 | 197.79 | 197.7863
2053 |  | 142.944 | 59.1541 |  | 55.4392 |  |  | 55.4392 | 202.1 | 202.0981
2054 |  | 146.0601 | 60.4436 |  | 56.6478 |  |  | 56.6478 | 206.5 | 206.5038
2055 |  | 149.2443 | 61.7613 |  | 57.8827 |  |  | 57.8827 | 211.01 | 211.0056
2056 |  | 152.4978 | 63.1077 |  | 59.1445 |  |  | 59.1445 | 215.61 | 215.6055
2057 |  | 155.8222 | 64.4835 |  | 60.4339 |  |  | 60.4339 | 220.31 | 220.3057
2058 |  | 159.2192 | 65.8892 |  | 61.7514 |  |  | 61.7514 | 225.11 | 225.1084
2059 |  | 162.6901 | 67.3256 |  | 63.0975 |  |  | 63.0975 | 230.02 | 230.0157
2060 |  | 166.2368 | 68.7933 |  | 64.4731 |  |  | 64.4731 | 235.03 | 235.0301
2061 |  | 169.8607 | 70.293 |  | 65.8786 |  |  | 65.8786 | 240.15 | 240.1537
NPV chck |  |  |  | 0 |  |  |  | 14.5593 | 53.0749 | 158.8067
Sources, Inputs and Assumptions
Source: | (c)(f) | Plant Costs - 2025 IRP - Table 7.1 & 7.2
| (a) | Plant capacity cost
| (b) | = (a) x 0.06316
| 0 | = ((b) + (c)) / (8.76 x 41.6%)
| (g) | = (e) + (f)
| (h) | Plant Costs - 2025 IRP - Table 7.1 & 7.2
[11 empty] | COD | 2031 | WD_.PX.DJW._.PTC.Utility_Scale
[11 empty] | MW Built | 244.1898
| 6.316% | Payment Factor, 0% ITC |  | \\pacificorp.us\dfs\PDXCO\PaR\2025 IRP\03. Assumptions\12. New Resources (SSR)\Levelized\2025 IRP LFC_GM_2024E 2024.09.25 0% ITC.xlsb
| 41.61% | Capacity Factor
[6 empty] | 110% | % PTC
[7 empty] | $/MWh | $/kw-yr
[5 empty] | 2031-01-01 | 2031 | 49.06 | 178.8433
[5 empty] | 2032-01-01 | 2032 | 50.39 | 183.6917
[5 empty] | 2033-01-01 | 2033 | 50.39 | 183.6917
[5 empty] | 2034-01-01 | 2034 | 51.71 | 188.5036
[5 empty] | 2035-01-01 | 2035 | 53.04 | 193.352
[5 empty] | 2036-01-01 | 2036 | 54.37 | 198.2004
[5 empty] | 2037-01-01 | 2037 | 55.69 | 203.0123
[5 empty] | 2038-01-01 | 2038 | 55.69 | 203.0123
[5 empty] | 2039-01-01 | 2039 | 57.02 | 207.8607
[5 empty] | 2040-01-01 | 2040 | 58.35 | 212.7091
[5 empty] | Economic Life |  |  | 30
[5 empty] | Nominal PTC 2030$ |  |  | 81.938

## Table 3 PV_.PX.NTN._.PTC.2031
Table 3
PV_.PX.NTN._.PTC.Utility_Scale
30% Capacity Factor
Year | Estimated Capital Cost | Fixed Capital Cost at Real Levelized Rate | Fixed O&M |  | Fixed Costs | Variable O&M | 110% PTC | Total Resource Cost | Total Resource Costs | Total Fixed Cost
| $/kW | $/kW-yr | $/kW-yr |  | $/MWh | $/MWh | $/MWh | $/MWh | $/kW-yr | $/kW-yr
| (a) | (b) | (c) |  | (e) | (f) | (g) | (g) | (h) | (i)
2024 | 1216.55 |  | 20.52
2025 | 1295.735 |  | 20.9673
2026 | 1271.0526 |  | 21.4244
2027 | 1244.6783 |  | 21.8915
2028 | 1216.55 |  | 22.3687
2029 | 1186.6038 |  | 22.8563
2030 | 1154.7738 |  | 23.3546
2031 | 1120.9921 | 76.9113 | 23.8637 |  | 38.0745 |  | -49.06 | -10.9855 | -29.08 | 100.775
2032 |  | 78.5879 | 24.384 |  | 38.9046 |  | -50.39 | -11.4854 | -30.4 | 102.9719
2033 |  | 80.3011 | 24.9155 |  | 39.7527 |  | -50.39 | -10.6373 | -28.15 | 105.2167
2034 |  | 82.0517 | 25.4587 |  | 40.6193 |  | -51.71 | -11.0907 | -29.35 | 107.5104
2035 |  | 83.8404 | 26.0137 |  | 41.5048 |  | -53.04 | -11.5352 | -30.53 | 109.8541
2036 |  | 85.6682 | 26.5808 |  | 42.4096 |  | -54.37 | -11.9604 | -31.66 | 112.249
2037 |  | 87.5357 | 27.1603 |  | 43.3341 |  | -55.69 | -12.3559 | -32.7 | 114.696
2038 |  | 89.444 | 27.7524 |  | 44.2788 |  | -55.69 | -11.4112 | -30.2 | 117.1964
2039 |  | 91.3939 | 28.3574 |  | 45.2441 |  | -57.02 | -11.7759 | -31.17 | 119.7512
2040 |  | 93.3863 | 28.9756 |  | 46.2304 |  | -58.35 | -12.1196 | -32.08 | 122.3618
2041 |  | 95.4221 | 29.6072 |  | 47.2382 |  |  | 47.2382 | 125.03 | 125.0293
2042 |  | 97.5023 | 30.2527 |  | 48.268 |  |  | 48.268 | 127.75 | 127.755
2043 |  | 99.6278 | 30.9122 |  | 49.3203 |  |  | 49.3203 | 130.54 | 130.54
2044 |  | 101.7997 | 31.5861 |  | 50.3955 |  |  | 50.3955 | 133.39 | 133.3858
2045 |  | 104.019 | 32.2746 |  | 51.4941 |  |  | 51.4941 | 136.29 | 136.2936
2046 |  | 106.2866 | 32.9782 |  | 52.6166 |  |  | 52.6166 | 139.26 | 139.2648
2047 |  | 108.6036 | 33.6971 |  | 53.7637 |  |  | 53.7637 | 142.3 | 142.3008
2048 |  | 110.9712 | 34.4317 |  | 54.9357 |  |  | 54.9357 | 145.4 | 145.4029
2049 |  | 113.3904 | 35.1823 |  | 56.1333 |  |  | 56.1333 | 148.57 | 148.5727
2050 |  | 115.8623 | 35.9493 |  | 57.357 |  |  | 57.357 | 151.81 | 151.8116
2051 |  | 118.3881 | 36.733 |  | 58.6074 |  |  | 58.6074 | 155.12 | 155.1211
2052 |  | 120.9689 | 37.5338 |  | 59.8851 |  |  | 59.8851 | 158.5 | 158.5027
2053 |  | 123.606 | 38.352 |  | 61.1906 |  |  | 61.1906 | 161.96 | 161.9581
2054 |  | 126.3007 | 39.1881 |  | 62.5245 |  |  | 62.5245 | 165.49 | 165.4888
2055 |  | 129.054 | 40.0424 |  | 63.8876 |  |  | 63.8876 | 169.1 | 169.0964
2056 |  | 131.8674 | 40.9153 |  | 65.2803 |  |  | 65.2803 | 172.78 | 172.7827
2057 |  | 134.7421 | 41.8073 |  | 66.7034 |  |  | 66.7034 | 176.55 | 176.5494
2058 |  | 137.6795 | 42.7187 |  | 68.1575 |  |  | 68.1575 | 180.4 | 180.3982
2059 |  | 140.6809 | 43.65 |  | 69.6434 |  |  | 69.6434 | 184.33 | 184.3308
2060 |  | 143.7477 | 44.6015 |  | 71.1616 |  |  | 71.1616 | 188.35 | 188.3493
2061 |  | 146.8814 | 45.5738 |  | 72.7129 |  |  | 72.7129 | 192.46 | 192.4553
NPV |  |  |  | 0 |  |  |  | 15.555 | 41.1705 | 123.4673
Sources, Inputs and Assumptions
Source: | (c)(f) | Plant Costs - 2025 IRP - Table 7.1 & 7.2
| (a) | Plant capacity cost
| (b) | = (a) x 0.06861
| 0 | = ((b) + (c)) / (8.76 x 30.2%)
| (g) | = (e) + (f)
| (h) | Plant Costs - 2025 IRP - Table 7.1 & 7.2
[11 empty] | COD | 2031 | PV_.PX.NTN._.PTC.Utility_Scale
[11 empty] | MW Built | 100
| 6.861% | Payment Factor, 0% ITC
| 30.21% | Capacity Factor
[6 empty] | 110% | % PTC
[7 empty] | $/MWh | $/kw-yr
[5 empty] | 2031-01-01 | 2031 | 49.06 | 129.8511
[5 empty] | 2032-01-01 | 2032 | 50.39 | 133.3713
[5 empty] | 2033-01-01 | 2033 | 50.39 | 133.3713
[5 empty] | 2034-01-01 | 2034 | 51.71 | 136.8651
[5 empty] | 2035-01-01 | 2035 | 53.04 | 140.3853
[5 empty] | 2036-01-01 | 2036 | 54.37 | 143.9055
[5 empty] | 2037-01-01 | 2037 | 55.69 | 147.3993
[5 empty] | 2038-01-01 | 2038 | 55.69 | 147.3993
[5 empty] | 2039-01-01 | 2039 | 57.02 | 150.9195
[5 empty] | 2040-01-01 | 2040 | 58.35 | 154.4397
[5 empty] | Economic Life |  |  | 25
[5 empty] | Nominal PTC 2030$ |  |  | 65.7381

## PV_.PX.BDG._.PTC.2031 (hidden)
Table 3
PV_.PX.BDG._.PTC.Utility_Scale
30% Capacity Factor
Year | Estimated Capital Cost | Fixed Capital Cost at Real Levelized Rate | Fixed O&M |  | Fixed Costs | Variable O&M | 110% PTC | Total Resource Cost | Total Resource Costs | Total Fixed Cost
| $/kW | $/kW-yr | $/kW-yr |  | $/MWh | $/MWh | $/MWh | $/MWh | $/kW-yr | $/kW-yr
| (a) | (b) | (c) |  | (e) | (f) | (g) | (g) | (h) | (i)
2024 | 1216.55 |  | 20.52
2025 | 1295.735 |  | 20.9673
2026 | 1271.0526 |  | 21.4244
2027 | 1244.6783 |  | 21.8915
2028 | 1216.55 |  | 22.3687
2029 | 1186.6038 |  | 22.8563
2030 | 1154.7738 |  | 23.3546
2031 | 1120.9921 | 76.9113 | 23.8637 |  | 38.4065 |  | -49.06 | -10.6535 | -27.95 | 100.775
2032 |  | 78.5879 | 24.384 |  | 39.2438 |  | -50.39 | -11.1462 | -29.25 | 102.9719
2033 |  | 80.3011 | 24.9155 |  | 40.0993 |  | -50.39 | -10.2907 | -27 | 105.2167
2034 |  | 82.0517 | 25.4587 |  | 40.9735 |  | -51.71 | -10.7365 | -28.17 | 107.5104
2035 |  | 83.8404 | 26.0137 |  | 41.8667 |  | -53.04 | -11.1733 | -29.32 | 109.8541
2036 |  | 85.6682 | 26.5808 |  | 42.7794 |  | -54.37 | -11.5906 | -30.41 | 112.249
2037 |  | 87.5357 | 27.1603 |  | 43.712 |  | -55.69 | -11.978 | -31.43 | 114.696
2038 |  | 89.444 | 27.7524 |  | 44.6649 |  | -55.69 | -11.0251 | -28.93 | 117.1964
2039 |  | 91.3939 | 28.3574 |  | 45.6386 |  | -57.02 | -11.3814 | -29.86 | 119.7512
2040 |  | 93.3863 | 28.9756 |  | 46.6335 |  | -58.35 | -11.7165 | -30.74 | 122.3618
2041 |  | 95.4221 | 29.6072 |  | 47.6501 |  |  | 47.6501 | 125.03 | 125.0293
2042 |  | 97.5023 | 30.2527 |  | 48.6889 |  |  | 48.6889 | 127.75 | 127.755
2043 |  | 99.6278 | 30.9122 |  | 49.7503 |  |  | 49.7503 | 130.54 | 130.54
2044 |  | 101.7997 | 31.5861 |  | 50.8348 |  |  | 50.8348 | 133.39 | 133.3858
2045 |  | 104.019 | 32.2746 |  | 51.943 |  |  | 51.943 | 136.29 | 136.2936
2046 |  | 106.2866 | 32.9782 |  | 53.0754 |  |  | 53.0754 | 139.26 | 139.2648
2047 |  | 108.6036 | 33.6971 |  | 54.2324 |  |  | 54.2324 | 142.3 | 142.3008
2048 |  | 110.9712 | 34.4317 |  | 55.4147 |  |  | 55.4147 | 145.4 | 145.4029
2049 |  | 113.3904 | 35.1823 |  | 56.6228 |  |  | 56.6228 | 148.57 | 148.5727
2050 |  | 115.8623 | 35.9493 |  | 57.8571 |  |  | 57.8571 | 151.81 | 151.8116
2051 |  | 118.3881 | 36.733 |  | 59.1184 |  |  | 59.1184 | 155.12 | 155.1211
2052 |  | 120.9689 | 37.5338 |  | 60.4072 |  |  | 60.4072 | 158.5 | 158.5027
2053 |  | 123.606 | 38.352 |  | 61.7241 |  |  | 61.7241 | 161.96 | 161.9581
2054 |  | 126.3007 | 39.1881 |  | 63.0697 |  |  | 63.0697 | 165.49 | 165.4888
2055 |  | 129.054 | 40.0424 |  | 64.4446 |  |  | 64.4446 | 169.1 | 169.0964
2056 |  | 131.8674 | 40.9153 |  | 65.8495 |  |  | 65.8495 | 172.78 | 172.7827
2057 |  | 134.7421 | 41.8073 |  | 67.285 |  |  | 67.285 | 176.55 | 176.5494
2058 |  | 137.6795 | 42.7187 |  | 68.7518 |  |  | 68.7518 | 180.4 | 180.3982
2059 |  | 140.6809 | 43.65 |  | 70.2506 |  |  | 70.2506 | 184.33 | 184.3308
2060 |  | 143.7477 | 44.6015 |  | 71.7821 |  |  | 71.7821 | 188.35 | 188.3493
2061 |  | 146.8814 | 45.5738 |  | 73.3469 |  |  | 73.3469 | 192.46 | 192.4553
NPV chck |  |  |  | 0 |  |  |  | 15.9617 | 41.882 | 123.4673
Sources, Inputs and Assumptions
Source: | (c)(f) | Plant Costs - 2025 IRP - Table 7.1 & 7.2
| (a) | Plant capacity cost
| (b) | = (a) x 0.06861
| 0 | = ((b) + (c)) / (8.76 x 30.0%)
| (g) | = (e) + (f)
| (h) | Plant Costs - 2025 IRP - Table 7.1 & 7.2
[11 empty] | COD | 2031 | PV_.PX.BDG._.PTC.Utility_Scale
2028$ |  | 0 | Network Upgrade ($/kw-yr)
[11 empty] | MW Built | 88.5
| 6.861% | Payment Factor, 0% ITC
| 29.95% | Capacity Factor
[6 empty] | 110% | % PTC
[7 empty] | $/MWh | $/kw-yr
[5 empty] | 2031-01-01 | 2031 | 49.06 | 128.7288
[5 empty] | 2032-01-01 | 2032 | 50.39 | 132.2185
[5 empty] | 2033-01-01 | 2033 | 50.39 | 132.2185
[5 empty] | 2034-01-01 | 2034 | 51.71 | 135.6821
[5 empty] | 2035-01-01 | 2035 | 53.04 | 139.1719
[5 empty] | 2036-01-01 | 2036 | 54.37 | 142.6617
[5 empty] | 2037-01-01 | 2037 | 55.69 | 146.1252
[5 empty] | 2038-01-01 | 2038 | 55.69 | 146.1252
[5 empty] | 2039-01-01 | 2039 | 57.02 | 149.615
[5 empty] | 2040-01-01 | 2040 | 58.35 | 153.1048
[5 empty] | Economic Life |  |  | 25
[5 empty] | Nominal PTC 2030$ |  |  | 65.1699

## PV_.PX.HTG._.PTC.2031 (hidden)
Table 3
PV_.PX.HTG._.PTC.Utility_Scale
33% Capacity Factor
Year | Estimated Capital Cost | Fixed Capital Cost at Real Levelized Rate | Fixed O&M |  | Fixed Costs | Variable O&M | 110% PTC | Total Resource Cost | Total Resource Costs | Total Fixed Cost
| $/kW | $/kW-yr | $/kW-yr |  | $/MWh | $/MWh | $/MWh | $/MWh | $/kW-yr | $/kW-yr
| (a) | (b) | (c) |  | (e) | (f) | (g) | (g) | (h) | (i)
2024 | 1216.55 |  | 20.52
2025 | 1295.735 |  | 20.9673
2026 | 1271.0526 |  | 21.4244
2027 | 1244.6783 |  | 21.8915
2028 | 1216.55 |  | 22.3687
2029 | 1186.6038 |  | 22.8563
2030 | 1154.7738 |  | 23.3546
2031 | 1120.9921 | 76.9113 | 23.8637 |  | 35.1969 |  | -49.06 | -13.8631 | -39.69 | 100.775
2032 |  | 78.5879 | 24.384 |  | 35.9642 |  | -50.39 | -14.4258 | -41.3 | 102.9719
2033 |  | 80.3011 | 24.9155 |  | 36.7482 |  | -50.39 | -13.6418 | -39.06 | 105.2167
2034 |  | 82.0517 | 25.4587 |  | 37.5493 |  | -51.71 | -14.1607 | -40.54 | 107.5104
2035 |  | 83.8404 | 26.0137 |  | 38.3679 |  | -53.04 | -14.6721 | -42.01 | 109.8541
2036 |  | 85.6682 | 26.5808 |  | 39.2043 |  | -54.37 | -15.1657 | -43.42 | 112.249
2037 |  | 87.5357 | 27.1603 |  | 40.059 |  | -55.69 | -15.631 | -44.75 | 114.696
2038 |  | 89.444 | 27.7524 |  | 40.9323 |  | -55.69 | -14.7577 | -42.25 | 117.1964
2039 |  | 91.3939 | 28.3574 |  | 41.8246 |  | -57.02 | -15.1954 | -43.51 | 119.7512
2040 |  | 93.3863 | 28.9756 |  | 42.7364 |  | -58.35 | -15.6136 | -44.7 | 122.3618
2041 |  | 95.4221 | 29.6072 |  | 43.668 |  |  | 43.668 | 125.03 | 125.0293
2042 |  | 97.5023 | 30.2527 |  | 44.62 |  |  | 44.62 | 127.75 | 127.755
2043 |  | 99.6278 | 30.9122 |  | 45.5927 |  |  | 45.5927 | 130.54 | 130.54
2044 |  | 101.7997 | 31.5861 |  | 46.5866 |  |  | 46.5866 | 133.39 | 133.3858
2045 |  | 104.019 | 32.2746 |  | 47.6022 |  |  | 47.6022 | 136.29 | 136.2936
2046 |  | 106.2866 | 32.9782 |  | 48.6399 |  |  | 48.6399 | 139.26 | 139.2648
2047 |  | 108.6036 | 33.6971 |  | 49.7003 |  |  | 49.7003 | 142.3 | 142.3008
2048 |  | 110.9712 | 34.4317 |  | 50.7837 |  |  | 50.7837 | 145.4 | 145.4029
2049 |  | 113.3904 | 35.1823 |  | 51.8908 |  |  | 51.8908 | 148.57 | 148.5727
2050 |  | 115.8623 | 35.9493 |  | 53.022 |  |  | 53.022 | 151.81 | 151.8116
2051 |  | 118.3881 | 36.733 |  | 54.1779 |  |  | 54.1779 | 155.12 | 155.1211
2052 |  | 120.9689 | 37.5338 |  | 55.359 |  |  | 55.359 | 158.5 | 158.5027
2053 |  | 123.606 | 38.352 |  | 56.5658 |  |  | 56.5658 | 161.96 | 161.9581
2054 |  | 126.3007 | 39.1881 |  | 57.799 |  |  | 57.799 | 165.49 | 165.4888
2055 |  | 129.054 | 40.0424 |  | 59.059 |  |  | 59.059 | 169.1 | 169.0964
2056 |  | 131.8674 | 40.9153 |  | 60.3465 |  |  | 60.3465 | 172.78 | 172.7827
2057 |  | 134.7421 | 41.8073 |  | 61.662 |  |  | 61.662 | 176.55 | 176.5494
2058 |  | 137.6795 | 42.7187 |  | 63.0062 |  |  | 63.0062 | 180.4 | 180.3982
2059 |  | 140.6809 | 43.65 |  | 64.3798 |  |  | 64.3798 | 184.33 | 184.3308
2060 |  | 143.7477 | 44.6015 |  | 65.7833 |  |  | 65.7833 | 188.35 | 188.3493
2061 |  | 146.8814 | 45.5738 |  | 67.2173 |  |  | 67.2173 | 192.46 | 192.4553
NPV |  |  |  | 0 |  |  |  | 12.0294 | 34.443 | 123.4673
Sources, Inputs and Assumptions
Source: | (c)(f) | Plant Costs - 2025 IRP - Table 7.1 & 7.2
| (a) | Plant capacity cost
| (b) | = (a) x 0.06861
| 0 | = ((b) + (c)) / (8.76 x 32.7%)
| (g) | = (e) + (f)
| (h) | Plant Costs - 2025 IRP - Table 7.1 & 7.2
[11 empty] | COD | 2031 | PV_.PX.HTG._.PTC.Utility_Scale
[11 empty] | MW Built | 405.9404
| 6.861% | Payment Factor, 0% ITC
| 32.68% | Capacity Factor
[6 empty] | 110% | % PTC
[7 empty] | $/MWh | $/kw-yr
[5 empty] | 2031-01-01 | 2031 | 49.06 | 140.4676
[5 empty] | 2032-01-01 | 2032 | 50.39 | 144.2756
[5 empty] | 2033-01-01 | 2033 | 50.39 | 144.2756
[5 empty] | 2034-01-01 | 2034 | 51.71 | 148.055
[5 empty] | 2035-01-01 | 2035 | 53.04 | 151.863
[5 empty] | 2036-01-01 | 2036 | 54.37 | 155.671
[5 empty] | 2037-01-01 | 2037 | 55.69 | 159.4504
[5 empty] | 2038-01-01 | 2038 | 55.69 | 159.4504
[5 empty] | 2039-01-01 | 2039 | 57.02 | 163.2585
[5 empty] | 2040-01-01 | 2040 | 58.35 | 167.0665
[5 empty] | Economic Life |  |  | 25
[5 empty] | Nominal PTC 2030$ |  |  | 71.1127

## PV_.PX.UTS._.PTC.2031 (hidden)
Table 3
PV_.PX.UTS._.PTC.Utility_Scale
33% Capacity Factor
Year | Estimated Capital Cost | Fixed Capital Cost at Real Levelized Rate | Fixed O&M | Network Upgrade |  | Fixed Costs | Variable O&M | 110% PTC | Total Resource Cost | Total Resource Costs | Total Fixed Cost
| $/kW | $/kW-yr | $/kW-yr | $/kW-yr |  | $/MWh | $/MWh | $/MWh | $/MWh | $/kW-yr | $/kW-yr
| (a) | (b) | (c) | (e) |  | (e) | (f) | (g) | (g) | (h) | (i)
2024 | 1216.55 |  | 20.52
2025 | 1295.735 |  | 20.9673
2026 | 1271.0526 |  | 21.4244
2027 | 1244.6783 |  | 21.8915
2028 | 1216.55 |  | 22.3687
2029 | 1186.6038 |  | 22.8563
2030 | 1154.7738 |  | 23.3546
2031 | 1120.9921 | 76.9113 | 23.8637 | 2.6873 |  | 35.1969 |  | -49.06 | -13.8631 | -39.69 | 100.775
2032 |  | 78.5879 | 24.384 | 2.7459 |  | 35.9642 |  | -50.39 | -14.4258 | -41.3 | 102.9719
2033 |  | 80.3011 | 24.9155 | 2.8057 |  | 36.7482 |  | -50.39 | -13.6418 | -39.06 | 105.2167
2034 |  | 82.0517 | 25.4587 | 2.8669 |  | 37.5493 |  | -51.71 | -14.1607 | -40.54 | 107.5104
2035 |  | 83.8404 | 26.0137 | 2.9294 |  | 38.3679 |  | -53.04 | -14.6721 | -42.01 | 109.8541
2036 |  | 85.6682 | 26.5808 | 2.9932 |  | 39.2043 |  | -54.37 | -15.1657 | -43.42 | 112.249
2037 |  | 87.5357 | 27.1603 | 3.0585 |  | 40.059 |  | -55.69 | -15.631 | -44.75 | 114.696
2038 |  | 89.444 | 27.7524 | 3.1252 |  | 40.9323 |  | -55.69 | -14.7577 | -42.25 | 117.1964
2039 |  | 91.3939 | 28.3574 | 3.1933 |  | 41.8246 |  | -57.02 | -15.1954 | -43.51 | 119.7512
2040 |  | 93.3863 | 28.9756 | 3.2629 |  | 42.7364 |  | -58.35 | -15.6136 | -44.7 | 122.3618
2041 |  | 95.4221 | 29.6072 | 3.3341 |  | 43.668 |  |  | 43.668 | 125.03 | 125.0293
2042 |  | 97.5023 | 30.2527 | 3.4067 |  | 44.62 |  |  | 44.62 | 127.75 | 127.755
2043 |  | 99.6278 | 30.9122 | 3.481 |  | 45.5927 |  |  | 45.5927 | 130.54 | 130.54
2044 |  | 101.7997 | 31.5861 | 3.5569 |  | 46.5866 |  |  | 46.5866 | 133.39 | 133.3858
2045 |  | 104.019 | 32.2746 | 3.6344 |  | 47.6022 |  |  | 47.6022 | 136.29 | 136.2936
2046 |  | 106.2866 | 32.9782 | 3.7137 |  | 48.6399 |  |  | 48.6399 | 139.26 | 139.2648
2047 |  | 108.6036 | 33.6971 | 3.7946 |  | 49.7003 |  |  | 49.7003 | 142.3 | 142.3008
2048 |  | 110.9712 | 34.4317 | 3.8773 |  | 50.7837 |  |  | 50.7837 | 145.4 | 145.4029
2049 |  | 113.3904 | 35.1823 | 3.9619 |  | 51.8908 |  |  | 51.8908 | 148.57 | 148.5727
2050 |  | 115.8623 | 35.9493 | 4.0482 |  | 53.022 |  |  | 53.022 | 151.81 | 151.8116
2051 |  | 118.3881 | 36.733 | 4.1365 |  | 54.1779 |  |  | 54.1779 | 155.12 | 155.1211
2052 |  | 120.9689 | 37.5338 | 4.2267 |  | 55.359 |  |  | 55.359 | 158.5 | 158.5027
2053 |  | 123.606 | 38.352 | 4.3188 |  | 56.5658 |  |  | 56.5658 | 161.96 | 161.9581
2054 |  | 126.3007 | 39.1881 | 4.413 |  | 57.799 |  |  | 57.799 | 165.49 | 165.4888
2055 |  | 129.054 | 40.0424 | 4.5092 |  | 59.059 |  |  | 59.059 | 169.1 | 169.0964
2056 |  | 131.8674 | 40.9153 | 4.6075 |  | 60.3465 |  |  | 60.3465 | 172.78 | 172.7827
2057 |  | 134.7421 | 41.8073 | 4.7079 |  | 61.662 |  |  | 61.662 | 176.55 | 176.5494
2058 |  | 137.6795 | 42.7187 | 4.8105 |  | 63.0062 |  |  | 63.0062 | 180.4 | 180.3982
2059 |  | 140.6809 | 43.65 | 4.9154 |  | 64.3798 |  |  | 64.3798 | 184.33 | 184.3308
2060 |  | 143.7477 | 44.6015 | 5.0226 |  | 65.7833 |  |  | 65.7833 | 188.35 | 188.3493
2061 |  | 146.8814 | 45.5738 | 5.132 |  | 67.2173 |  |  | 67.2173 | 192.46 | 192.4553
[5 empty] | 0 |  |  |  | 12.0294 | 34.443 | 123.4673
Sources, Inputs and Assumptions
Source: | (c)(f) | Plant Costs - 2025 IRP - Table 7.1 & 7.2
| (a) | Plant capacity cost
| (b) | = (a) x 0.06861
| 0 | = ((b) + (c)) / (8.76 x 32.7%)
| (g) | = (e) + (f)
| (h) | Plant Costs - 2025 IRP - Table 7.1 & 7.2
[12 empty] | COD | 2031 | PV_.PX.UTS._.PTC.Utility_Scale
2028$ |  | 2.5189 | Network Upgrade ($/kw-yr)
[12 empty] | MW Built | 73.5
| 6.861% | Payment Factor, 0% ITC
| 32.68% | Capacity Factor
[7 empty] | 110% | % PTC
[8 empty] | $/MWh | $/kw-yr
[6 empty] | 2031-01-01 | 2031 | 49.06 | 140.4676
[6 empty] | 2032-01-01 | 2032 | 50.39 | 144.2756
[6 empty] | 2033-01-01 | 2033 | 50.39 | 144.2756
[6 empty] | 2034-01-01 | 2034 | 51.71 | 148.055
[6 empty] | 2035-01-01 | 2035 | 53.04 | 151.863
[6 empty] | 2036-01-01 | 2036 | 54.37 | 155.671
[6 empty] | 2037-01-01 | 2037 | 55.69 | 159.4504
[6 empty] | 2038-01-01 | 2038 | 55.69 | 159.4504
[6 empty] | 2039-01-01 | 2039 | 57.02 | 163.2585
[6 empty] | 2040-01-01 | 2040 | 58.35 | 167.0665
[6 empty] | Economic Life |  |  | 25
[6 empty] | Nominal PTC 2030$ |  |  | 71.1127

## GSC.PX.BDG._.___.Frame 2030 (hidden)
Table 3
2025 IRP SCCT Frame -Wyoming East Brownfield
Year | Estimated Capital Cost | First Year Fixed Capital Cost at Real Levelized Rate | Network Upgrade | Fixed O&M + Pipeline | Total Resource Fixed Costs | Fuel Cost | Variable O&M | Total Resource Energy Cost | Total Resource Costs
| $/kW | $/kW-yr | $/kW-yr | $/kW-yr | $/kW-yr | $/MMBtu | $/MWh | $/MWh | $/MWh
| (a) | (b) | (c) | (d) | (e) | (f) | (g) | (h) | (i)
Wyoming East Brownfield SCCT Frame "F" x1 (6,130')
2024 | 1235.7477 |  |  | 54.4522 | 54.45 | 5.6148 | 7.98
2025 | 1262.687 |  |  | 55.6392 | 55.64 | 5.7372 | 7.98
2026 | 1290.2135 |  |  | 56.8522 | 56.85 | 5.8622 | 7.98
2027 | 1318.3402 |  |  | 58.0915 | 58.09 | 5.99 | 7.98
2028 | 1347.08 |  |  | 59.3579 | 59.36 | 6.1206 | 7.98
2029 | 1376.4463 |  |  | 60.6519 | 60.65 | 6.254 | 7.98
2030 | 1406.4529 | 85.79 |  | 61.9741 | 147.76 | 6.3904 | 7.98 | 69.33 | 120.44
2031 |  | 87.6602 |  | 63.3252 | 150.99 | 6.5297 | 7.98 | 70.66 | 122.89
2032 |  | 89.5712 |  | 64.7057 | 154.28 | 6.672 | 7.98 | 72.03 | 125.4
2033 |  | 91.5239 |  | 66.1163 | 157.64 | 6.8175 | 7.98 | 73.43 | 127.96
2034 |  | 93.5191 |  | 67.5576 | 161.08 | 6.9661 | 7.98 | 74.85 | 130.57
2035 |  | 95.5578 |  | 69.0303 | 164.59 | 7.118 | 7.98 | 76.31 | 133.25
2036 |  | 97.641 |  | 70.5352 | 168.18 | 7.2731 | 7.98 | 77.8 | 135.98
2037 |  | 99.7695 |  | 72.0729 | 171.84 | 7.4317 | 7.98 | 79.32 | 138.76
2038 |  | 101.9445 |  | 73.6441 | 175.59 | 7.5937 | 7.98 | 80.88 | 141.62
2039 |  | 104.1669 |  | 75.2495 | 179.42 | 7.7592 | 7.98 | 82.47 | 144.54
2040 |  | 106.4377 |  | 76.8899 | 183.33 | 7.9284 | 7.98 | 84.09 | 147.51
2041 |  | 108.7581 |  | 78.5661 | 187.32 | 8.1012 | 7.98 | 85.75 | 150.55
2042 |  | 111.129 |  | 80.2789 | 191.41 | 8.2778 | 7.98 | 87.45 | 153.66
2043 |  | 113.5516 |  | 82.029 | 195.58 | 8.4583 | 7.98 | 89.18 | 156.84
2044 |  | 116.027 |  | 83.8172 | 199.84 | 8.6427 | 7.98 | 90.95 | 160.08
2045 |  | 118.5564 |  | 85.6444 | 204.2 | 8.8311 | 7.98 | 92.76 | 163.4
2046 |  | 121.141 |  | 87.5115 | 208.65 | 9.0236 | 7.98 | 94.61 | 166.79
2047 |  | 123.7818 |  | 89.4192 | 213.2 | 9.2203 | 7.98 | 96.5 | 170.25
2048 |  | 126.4803 |  | 91.3685 | 217.85 | 9.4213 | 7.98 | 98.42 | 173.78
2049 |  | 129.2376 |  | 93.3604 | 222.6 | 9.6267 | 7.98 | 100.4 | 177.4
2050 |  | 132.0549 |  | 95.3956 | 227.45 | 9.8366 | 7.98 | 102.41 | 181.09
2051 |  | 134.9337 |  | 97.4753 | 232.41 | 10.051 | 7.98 | 104.47 | 184.87
2052 |  | 137.8753 |  | 99.6002 | 237.48 | 10.2701 | 7.98 | 106.57 | 188.72
2053 |  | 140.881 |  | 101.7715 | 242.65 | 10.494 | 7.98 | 108.72 | 192.66
2054 |  | 143.9522 |  | 103.9901 | 247.94 | 10.7228 | 7.98 | 110.92 | 196.69
2055 |  | 147.0903 |  | 106.2571 | 253.35 | 10.9565 | 7.98 | 113.16 | 200.8
2056 |  | 150.2969 |  | 108.5735 | 258.87 | 11.1954 | 7.98 | 115.46 | 205.01
2057 |  | 153.5734 |  | 110.9404 | 264.51 | 11.4395 | 7.98 | 117.8 | 209.3
2058 |  | 156.9213 |  | 113.3589 | 270.28 | 11.6888 | 7.98 | 120.19 | 213.69
2059 |  | 160.3422 |  | 115.8301 | 276.17 | 11.9436 | 7.98 | 122.64 | 218.17
2060 |  | 163.8376 |  | 118.3552 | 282.19 | 12.204 | 7.98 | 125.14 | 222.76
2061 |  | 167.4093 |  | 120.9354 | 288.34 | 12.4701 | 7.98 | 127.69 | 227.43
2062 |  | 171.0588 |  | 123.5718 | 294.63 | 12.7419 | 7.98 | 130.3 | 232.22
2063 |  | 174.7879 |  | 126.2656 | 301.05 | 13.0197 | 7.98 | 132.97 | 237.11
2064 |  | 178.5983 |  | 129.0182 | 307.62 | 13.3035 | 7.98 | 135.69 | 242.1
2065 |  | 182.4917 |  | 131.8308 | 314.32 | 13.5935 | 7.98 | 138.48 | 247.21
2066 |  | 186.47 |  | 134.7047 | 321.17 | 13.8899 | 7.98 | 141.32 | 252.42
2067 |  | 190.5351 |  | 137.6413 | 328.18 | 14.1927 | 7.98 | 144.23 | 257.76
2068 |  | 194.6887 |  | 140.6419 | 335.33 | 14.5021 | 7.98 | 147.2 | 263.2
2069 |  | 198.9329 |  | 143.7079 | 342.64 | 14.8182 | 7.98 | 150.23 | 268.76
2070 |  | 203.2697 |  | 146.8407 | 350.11 | 15.1413 | 7.98 | 153.34 | 274.45
Nominal 40 year Levelized |  |  |  |  | 196.1803 |  |  |  | 157.2915 | 13.1076
Sources, Inputs and Assumptions
Source: (a)(d)(e)(g) |  | Plant Costs - 2025 IRP
| (a) | First year real levelized costs
| (b) | = (a) x 6.100% Real Payment Factor@ 00% ITC
| (f) | Gas Price Forecast (Sept 2024 MM)
| (h) | = (f) / (8.76 x 'Capacity Factor' ) + (g)
Wyoming East Brownfield SCCT Frame "F" x1 (6,130')
| Statistics |  |  | MW | Percent | Cap Cost | Fixed
| SCCT Frame "F" x1 (6,130') |  |  | 191.759 | 100% | 1235.7477 | 54.4522
| Capacity Weighted |  |  | 191.759 | 100% | 1236 | 54.45
| Statistics |  |  | MW | CF | aMW | Percent | Variable | Heat Rate
| SCCT Frame "F" x1 (6,130') |  |  | 191.759 | 33% | 63.2805 | 100% | 7.98 | 9600.396
| 0 |  |  | 0 | 0% | 0 | 0% | 0 | 0
| Energy Weighted |  |  | 191.759 | 33% | 63.2805 | 100% | 7.98 | 9600
Rounded
| SCCT |  | Plant Costs - 2025 IRP
| 191.759 |  | MW Plant Capacity
2024 $ | 1235.7477 |  | SCCT Frame "J" X1, Natural Gas
2024 $ | 28.653 |  | Fixed O&M & Capitalized O&M ($/kW-Yr)
2024 $ | 25.7991 |  | Fixed Pipeline ($/kW-Yr) |  |  | $/MMBTU-Day
2024 $ | 54.4522 |  | Fixed O&M Including Fixed Pipeline & Capitalized O&M ($/kW-Yr)
2024 $ | 7.98 |  | Variable O&M Costs & Capitalized Variable O&M ($/MWh)
| 9600.396 |  | Heat Rate in btu/kWh
| 0% |  | Assumed ITC
| 6.1% |  | Real Payment Factor@ 00% ITC
| 33% |  | Capacity Factor
|  | 33% | Energy Weighted Capacity Factor
2024 $ |  |  | Network Upgrade ($/kw-yr)
|  | 5.6148 | Fuel Cost ($/mmBtu )
|  | 53.9038 | Fuel Cost ($/MWH)