## Appendix D.3
Appendix D.3
Avoided Cost Prices $/MWh
Utah 2025.Q2 Sch 38
|  | Thermal | Solar Tracking | Wind | Thermal | Solar Tracking | Wind | Thermal | Solar Tracking | Wind | Thermal | Solar Tracking | Wind | Thermal | Solar Tracking | Wind
| Year | UT 2025.Q2 | UT 2025.Q2 | UT 2025.Q2 | UT 2025.Q2 | UT 2025.Q2 | UT 2025.Q2 | UT 2025.Q1 | UT 2025.Q1 | UT 2025.Q1
|  | 100% CF (2) | 32.25% CF (2) | 29.5% CF (2) | 100% CF (2) | 32.25% CF (2) | 29.5% CF (2) | 100% CF (2) | 32.25% CF (2) | 29.5% CF (2) | Difference | Difference | Difference | Difference | Difference | Difference
|  | Non-Routine using 2025 IRP Preferred Portfolio |  |  | Routine Update (OFPC June 2025)- using 2025 IRP Utah Preferred Portfolio |  |  | 2025 IRP Utah Preferred Portfolio |  |  | Non-Routine using 2025 IRP Preferred Portfolio |  |  | Routine Update (OFPC June 2025)- using 2025 IRP Utah Preferred Portfolio
| 2025 | 26.5634 | 20.5647 | 20.9857 | 28.8684 | 21.5508 | 20.4237 | 29.25 | 22.3502 | 21.1549 | -2.3051 | -0.98608 | 0.56198 | -0.38152 | -0.79939 | -0.73116
| 2026 | 31.3923 | 20.0335 | 24.1822 | 32.3538 | 20.648 | 23.7492 | 29.5991 | 18.805 | 21.5455 | -0.96142 | -0.61446 | 0.43307 | 2.7547 | 1.8429 | 2.2036
| 2027 | 32.502 | 22.4105 | 25.8028 | 31.0588 | 22.605 | 24.7809 | 28.3075 | 20.2774 | 22.4278 | 1.4432 | -0.19449 | 1.0219 | 2.7513 | 2.3276 | 2.3531
| 2028 | 35.4471 | 23.5403 | 27.9837 | 34.6879 | 25.6108 | 12.2979 | 33.8226 | 25.2573 | 11.7727 | 0.75924 | -2.0705 | 15.6858 | 0.86525 | 0.35343 | 0.52522
| 2029 | 38.9518 | 26.406 | -4.6778 | 38.3966 | 29.1006 | 20.3949 | 38.9019 | 29.5178 | 20.2779 | 0.55517 | -2.6947 | -25.0727 | -0.50523 | -0.41717 | 0.11697
| 2030 | 39.3886 | 23.3699 | -6.6734 | 36.0365 | 25.9827 | 25.6287 | 36.0266 | 26.0922 | 25.623 | 3.3521 | -2.6129 | -32.302 | 0.0098448 | -0.10943 | 0.0056671
| 2031 | 38.6674 | -10.9004 | -8.261 | 37.371 | 24.9202 | 4.7879 | 36.9015 | 24.907 | 4.9396 | 1.2963 | -35.8206 | -13.0488 | 0.46953 | 0.013233 | -0.15169
| 2032 | 36.3551 | -11.193 | -10.956 | 33.9294 | 27.1405 | 0.36205 | 32.863 | 26.7984 | 0.01758 | 2.4257 | -38.3336 | -11.3181 | 1.0664 | 0.34213 | 0.34447
| 2033 | 35.7316 | -10.9112 | -9.0026 | 32.3112 | 26.2573 | 0.10389 | 31.2988 | 25.9157 | -0.23125 | 3.4204 | -37.1685 | -9.1064 | 1.0124 | 0.34161 | 0.33514
| 2034 | 35.9874 | -11.3455 | -10.082 | 32.2667 | 26.0197 | -0.25883 | 31.2267 | 26.1811 | -0.38227 | 3.7207 | -37.3652 | -9.8231 | 1.0399 | -0.16138 | 0.12344
| 2035 | 36.4163 | -11.3485 | -10.2416 | 32.7931 | 24.2669 | 0.29785 | 32.1892 | 24.429 | 0.60196 | 3.6233 | -35.6154 | -10.5394 | 0.60381 | -0.16211 | -0.30411
| 2036 | 36.2111 | -11.3778 | -11.7371 | 18.6895 | 25.3731 | 9.0982 | 18.6176 | 25.2437 | 9.1907 | 17.5216 | -36.751 | -20.8353 | 0.071835 | 0.12949 | -0.092477
| 2037 | 38.7855 | -13.2396 | -11.1665 | 22.1626 | 22.9872 | 12.1603 | 21.9946 | 22.9108 | 12.1207 | 16.6229 | -36.2269 | -23.3268 | 0.16798 | 0.076421 | 0.039671
| 2038 | 41.1317 | -11.9179 | -9.8985 | 24.8871 | 18.1231 | 49.3316 | 24.6846 | 17.896 | 49.3171 | 16.2446 | -30.041 | -59.2302 | 0.20246 | 0.22715 | 0.014582
| 2039 | 42.0768 | -12.3809 | 44.0283 | 26.7382 | 16.7085 | 52.8065 | 26.4426 | 16.7588 | 52.0817 | 15.3385 | -29.0895 | -8.7782 | 0.29562 | -0.050212 | 0.72479
| 2040 | 43.5019 | -13.6144 | 45.801 | 28.0645 | 15.0284 | 53.773 | 28.1435 | 15.3572 | 54.047 | 15.4374 | -28.6429 | -7.9721 | -0.078981 | -0.32878 | -0.27393
| 2041 | 46.2858 | 48.6091 | 44.6715 | 32.7208 | 17.0671 | 57.1291 | 32.3183 | 17.3738 | 57.5139 | 13.565 | 31.5421 | -12.4576 | 0.40252 | -0.30672 | -0.38483
15-Year Levelized Prices (Nominal) @ 6.38% Discount Rate (1) (3)
2025-2039 | $/MWh | 35.53 | 6.19 | 5.47 | 31.5 | 23.93 | 16.66 | 30.71 | 23.59 | 16.21 | 4.03 | -17.74 | -11.19 | 0.79 | 0.34 | 0.45
[11 empty] | 12.79% | -74.13% | -67.17% | 2.572% | 1.441% | 2.776%
2026-2040 | $/MWh | 36.82 | 3.84 | 5.52 | 31.64 | 23.84 | 17.81 | 30.77 | 23.41 | 17.27 | 5.18 | -20 | -12.29 | 0.87 | 0.43 | 0.54
[11 empty] | 16.37% | -83.89% | -69.01% | 2.827% | 1.837% | 3.127%
Footnotes:
(1) Discount Rate - 2025 IRP
(2) Total Avoided Costs with Capacity, based on stated CF
(3) 15-Years: 2025 - 2039, levelized monthly

## Table 1
Appendix B
| Table 1 | [5 empty] | 13
| Avoided Cost Prices | [5 empty] | 322 |  |  | Capacity Contribution
| QF - Sch38 - UT - Wind - 80.0 MW and 30.3% CF | [8 empty] | 39.34% | 39.34% | 39.34% | 25.79% | 25.79% | 25.79% | 7.372% | 7.183% | 10.79% | 8.805% | [76 empty] | Transmission Deferral (MW)
[8 empty] | llokup |  | WD_.PX.BDG._.PTC.Utility_Scale | WD_.PX.BDG._.PTC.Utility_Scale | WD_.PX.BDG._.PTC.Utility_Scale | WD_.PX.WYE._.PTC.Utility_Scale | WD_.PX.WYE._.PTC.Utility_Scale | WD_.PX.WYE._.PTC.Utility_Scale | PV_.PX.BDG._.PTC.Utility_Scale | PV_.PX.HTG._.PTC.Utility_Scale | PV_.PX.NUT._.PTC.Utility_Scale | PV_.PX.UTS._.PTC.Utility_Scale | 0 | 0 | 0 | 0 | 0 | 0 | 0 | 0 | 0 | 0 | 0 | 0 | 0 | 0 | 0 | 0 | 0 | 0 | 0 | 0 | 0 | 0 | Deferral (Nameplate MW) | WD_.PX.BDG._.PTC.Utility_Scale | WD_.PX.BDG._.PTC.Utility_Scale | WD_.PX.BDG._.PTC.Utility_Scale | WD_.PX.DJW._.PTC.Utility_Scale | WD_.PX.DJW._.PTC.Utility_Scale | WD_.PX.DJW._.PTC.Utility_Scale | PV_.PX.BDG._.PTC.Utility_Scale | PV_.PX.HTG._.PTC.Utility_Scale | PV_.PX.NTN._.PTC.Utility_Scale | PV_.PX.UTS._.PTC.Utility_Scale | mapping to CC_LOLP | WD_.PX.BDG._.PTC.Utility_Scale | WD_.PX.BDG._.PTC.Utility_Scale | WD_.PX.BDG._.PTC.Utility_Scale | WD_.PX.DJW._.PTC.Utility_Scale | WD_.PX.DJW._.PTC.Utility_Scale | WD_.PX.DJW._.PTC.Utility_Scale | PV_.PX.BDG._.PTC.Utility_Scale | PV_.PX.HTG._.PTC.Utility_Scale | PV_.PX.NTN._.PTC.Utility_Scale | PV_.PX.UTS._.PTC.Utility_Scale
|  |  |  | Total Price @ | [5 empty] | WD_.PX.BDG._.PTC.Utility_Scale | WD_.PX.BDG._.PTC.Utility_Scale | WD_.PX.BDG._.PTC.Utility_Scale | WD_.PX.DJW._.PTC.Utility_Scale | WD_.PX.DJW._.PTC.Utility_Scale | WD_.PX.DJW._.PTC.Utility_Scale | PV_.PX.BDG._.PTC.Utility_Scale | PV_.PX.HTG._.PTC.Utility_Scale | PV_.PX.NTN._.PTC.Utility_Scale | PV_.PX.UTS._.PTC.Utility_Scale | 0 | 0 | 0 | 0 | 0 | 0 | 0 | 0 | 0 | 0 | 0 | 0 | 0 | 0 | 0 | 0 | 0 | 0 | 0 | 0 | 0 | 0 |  | WD_.PX.BDG._.PTC.Utility_Scale | WD_.PX.BDG._.PTC.Utility_Scale | WD_.PX.BDG._.PTC.Utility_Scale | WD_.PX.DJW._.PTC.Utility_Scale | WD_.PX.DJW._.PTC.Utility_Scale | WD_.PX.DJW._.PTC.Utility_Scale | PV_.PX.BDG._.PTC.Utility_Scale | PV_.PX.HTG._.PTC.Utility_Scale | PV_.PX.NTN._.PTC.Utility_Scale | PV_.PX.UTS._.PTC.Utility_Scale | Resource Cost ($/kw-year) | WD_.PX.BDG._.PTC.Utility_Scale | WD_.PX.BDG._.PTC.Utility_Scale | WD_.PX.BDG._.PTC.Utility_Scale | WD_.PX.DJW._.PTC.Utility_Scale | WD_.PX.DJW._.PTC.Utility_Scale | WD_.PX.DJW._.PTC.Utility_Scale | PV_.PX.BDG._.PTC.Utility_Scale | PV_.PX.HTG._.PTC.Utility_Scale | PV_.PX.NTN._.PTC.Utility_Scale | PV_.PX.UTS._.PTC.Utility_Scale | Deferred Cost (Millions $/year) | [30 empty] | Resource Cost ($/kw-year) | Deferred Cost (Millions $/year)
|  | Capacity | Energy | 30.34% | [5 empty] | WD_.PX.BDG._.PTC.Utility_Scale2029 | WD_.PX.BDG._.PTC.Utility_Scale2030 | WD_.PX.BDG._.PTC.Utility_Scale2031 | WD_.PX.DJW._.PTC.Utility_Scale2029 | WD_.PX.DJW._.PTC.Utility_Scale2030 | WD_.PX.DJW._.PTC.Utility_Scale2031 | PV_.PX.BDG._.PTC.Utility_Scale2031 | PV_.PX.HTG._.PTC.Utility_Scale2031 | PV_.PX.NTN._.PTC.Utility_Scale2031 | PV_.PX.UTS._.PTC.Utility_Scale2031 | 0 | 0 | 0 | 0 | 0 | 0 | 0 | 0 | 0 | 0 | 0 | 0 | 0 | 0 | 0 | 0 | 0 | 0 | 0 | 0 | 0 | 0 |  | WD_.PX.BDG._.PTC.Utility_Scale2029 | WD_.PX.BDG._.PTC.Utility_Scale2030 | WD_.PX.BDG._.PTC.Utility_Scale2031 | WD_.PX.DJW._.PTC.Utility_Scale2029 | WD_.PX.DJW._.PTC.Utility_Scale2030 | WD_.PX.DJW._.PTC.Utility_Scale2031 | PV_.PX.BDG._.PTC.Utility_Scale2031 | PV_.PX.HTG._.PTC.Utility_Scale2031 | PV_.PX.NTN._.PTC.Utility_Scale2031 | PV_.PX.UTS._.PTC.Utility_Scale2031 |  | WD_.PX.BDG._.PTC.Utility_Scale2029 | WD_.PX.BDG._.PTC.Utility_Scale2030 | WD_.PX.BDG._.PTC.Utility_Scale2031 | WD_.PX.DJW._.PTC.Utility_Scale2029 | WD_.PX.DJW._.PTC.Utility_Scale2030 | WD_.PX.DJW._.PTC.Utility_Scale2031 | PV_.PX.BDG._.PTC.Utility_Scale2031 | PV_.PX.HTG._.PTC.Utility_Scale2031 | PV_.PX.NTN._.PTC.Utility_Scale2031 | PV_.PX.UTS._.PTC.Utility_Scale2031 | WD_.PX.BDG._.PTC.Utility_Scale2029 | WD_.PX.BDG._.PTC.Utility_Scale2030 | WD_.PX.BDG._.PTC.Utility_Scale2031 | WD_.PX.DJW._.PTC.Utility_Scale2029 | WD_.PX.DJW._.PTC.Utility_Scale2030 | WD_.PX.DJW._.PTC.Utility_Scale2031 | PV_.PX.BDG._.PTC.Utility_Scale2031 | PV_.PX.HTG._.PTC.Utility_Scale2031 | PV_.PX.NTN._.PTC.Utility_Scale2031 | PV_.PX.UTS._.PTC.Utility_Scale2031 | 0 | 0 | 0 | 0 | 0 | 0 | 0 | 0 | 0 | 0 | 0 | 0 | 0 | 0 | 0 | 0 | 0 | 0 | 0 | Total Capacity Deferral |  | Cluster 2/3 - Willamette Valley - Fry-Full Circle 230 kV | Cluster 2/3 - Willamette Valley - Fry-Full Circle 230 kV
| Year | Price | Only Price | Capacity Factor
|  | $/kW-yr | $/MWh (2) | $/MWh | [5 empty] | MW | MW | MW | MW | MW | MW | MW | MW | MW | MW | MW | MW | MW | MW | MW | MW | MW | MW | MW | MW | MW | MW | MW | MW | MW | MW | MW | MW | MW | MW | MW | MW |  | MW | MW |  |  |  | MW | [5 empty] | $/kw-year | $/kw-year | $/kw-year | $/kw-year | $/kw-year | $/kw-year | $/kw-year | $/kw-year | $/kw-year | $/kw-year | Millions $/year | Millions $/year | Millions $/year | Millions $/year | Millions $/year | Millions $/year | Millions $/year | Millions $/year | Millions $/year | Millions $/year | Millions $/year | Millions $/year | Millions $/year | Millions $/year | Millions $/year | Millions $/year | Millions $/year | Millions $/year | Millions $/year | Millions $/year | Millions $/year | Millions $/year | Millions $/year | Millions $/year | Millions $/year | Millions $/year | Millions $/year | Millions $/year | Millions $/year | Millions $/year |  | $/kw-year | Millions $/year
| 2025 | 0 | 20.9857 | 20.9857 |  |  |  |  | 2025 | 0 | 0 | 0 | 0 | 0 | 0 | 0 | 0 | 0 | 0 | 0 | 0 | 0 | 0 | 0 | 0 | 0 | 0 | 0 | 0 | 0 | 0 | 0 | 0 | 0 | 0 | 0 | 0 | 0 | 0 | 0 | 0 |  | 0 | 0 | 0 | 0 | 0 | 0 | 0 | 0 | 0 | 0 | 2025 | 0 | 0 | 0 | 0 | 0 | 0 | 0 | 0 | 0 | 0 | 0 | 0 | 0 | 0 | 0 | 0 | 0 | 0 | 0 | 0 | 0 | 0 | 0 | 0 | 0 | 0 | 0 | 0 | 0 | 0 | 0 | 0 | 0 | 0 | 0 | 0 | 0 | 0 | 0 | 0 | 2025 |  | 0
| 2026 | 0 | 24.1822 | 24.1822 |  |  |  |  | 2026 | 0 | 0 | 0 | 0 | 0 | 0 | 0 | 0 | 0 | 0 | 0 | 0 | 0 | 0 | 0 | 0 | 0 | 0 | 0 | 0 | 0 | 0 | 0 | 0 | 0 | 0 | 0 | 0 | 0 | 0 | 0 | 0 |  | 0 | 0 | 0 | 0 | 0 | 0 | 0 | 0 | 0 | 0 | 2026 | 0 | 0 | 0 | 0 | 0 | 0 | 0 | 0 | 0 | 0 | 0 | 0 | 0 | 0 | 0 | 0 | 0 | 0 | 0 | 0 | 0 | 0 | 0 | 0 | 0 | 0 | 0 | 0 | 0 | 0 | 0 | 0 | 0 | 0 | 0 | 0 | 0 | 0 | 0 | 0 | 2026 |  | 0
| 2027 | 0 | 25.8028 | 25.8028 |  |  |  |  | 2027 | 0 | 0 | 0 | 0 | 0 | 0 | 0 | 0 | 0 | 0 | 0 | 0 | 0 | 0 | 0 | 0 | 0 | 0 | 0 | 0 | 0 | 0 | 0 | 0 | 0 | 0 | 0 | 0 | 0 | 0 | 0 | 0 |  | 0 | 0 | 0 | 0 | 0 | 0 | 0 | 0 | 0 | 0 | 2027 | 0 | 0 | 0 | 0 | 0 | 0 | 0 | 0 | 0 | 0 | 0 | 0 | 0 | 0 | 0 | 0 | 0 | 0 | 0 | 0 | 0 | 0 | 0 | 0 | 0 | 0 | 0 | 0 | 0 | 0 | 0 | 0 | 0 | 0 | 0 | 0 | 0 | 0 | 0 | 0 | 2027 |  | 0
| 2028 | 0 | 27.9837 | 27.9837 |  |  |  |  | 2028 | 0 | 0 | 0 | 0 | 0 | 0 | 0 | 0 | 0 | 0 | 0 | 0 | 0 | 0 | 0 | 0 | 0 | 0 | 0 | 0 | 0 | 0 | 0 | 0 | 0 | 0 | 0 | 0 | 0 | 0 | 0 | 0 |  | 0 | 0 | 0 | 0 | 0 | 0 | 0 | 0 | 0 | 0 | 2028 | 0 | 0 | 0 | 0 | 0 | 0 | 0 | 0 | 0 | 0 | 0 | 0 | 0 | 0 | 0 | 0 | 0 | 0 | 0 | 0 | 0 | 0 | 0 | 0 | 0 | 0 | 0 | 0 | 0 | 0 | 0 | 0 | 0 | 0 | 0 | 0 | 0 | 0 | 0 | 0 | 2028 |  | 0
| 2029 | 87.0125 | -37.486 | -4.6778 |  |  |  |  | 2029 | 0 | 0 | 0 | 14.56 | 0 | 0 | 0 | 0 | 0 | 0 | 0 | 0 | 0 | 0 | 0 | 0 | 0 | 0 | 0 | 0 | 0 | 0 | 0 | 0 | 0 | 0 | 0 | 0 | 0 | 0 | 0 | 0 |  | 0 | 0 | 0 | 56.4516 | 0 | 0 | 0 | 0 | 0 | 0 | 2029 | 123.3091 | 0 | 0 | 123.3091 | 0 | 0 | 0 | 0 | 0 | 0 | 0 | 0 | 0 | 6.961 | 0 | 0 | 0 | 0 | 0 | 0 | 0 | 0 | 0 | 0 | 0 | 0 | 0 | 0 | 0 | 0 | 0 | 0 | 0 | 0 | 0 | 0 | 0 | 0 | 0 | 6.961 | 2029 |  | 0
| 2030 | 88.9093 | -40.1457 | -6.6734 |  |  |  |  | 2030 | 0 | 0 | 0 | 0 | 0 | 0 | 0 | 0 | 0 | 0 | 0 | 0 | 0 | 0 | 0 | 0 | 0 | 0 | 0 | 0 | 0 | 0 | 0 | 0 | 0 | 0 | 0 | 0 | 0 | 0 | 0 | 0 |  | 0 | 0 | 0 | 0 | 0 | 0 | 0 | 0 | 0 | 0 | 2030 | 125.9973 | 123.9838 | 0 | 125.9973 | 123.9838 | 0 | 0 | 0 | 0 | 0 | 0 | 0 | 0 | 7.1127 | 0 | 0 | 0 | 0 | 0 | 0 | 0 | 0 | 0 | 0 | 0 | 0 | 0 | 0 | 0 | 0 | 0 | 0 | 0 | 0 | 0 | 0 | 0 | 0 | 0 | 7.1127 | 2030 |  | 0
| 2031 | 90.8475 | -42.4438 | -8.261 |  |  |  |  | 2031 | 0 | 0 | 0 | 0 | 0 | 0 | 0 | 0 | 0 | 0 | 0 | 0 | 0 | 0 | 0 | 0 | 0 | 0 | 0 | 0 | 0 | 0 | 0 | 0 | 0 | 0 | 0 | 0 | 0 | 0 | 0 | 0 |  | 0 | 0 | 0 | 0 | 0 | 0 | 0 | 0 | 0 | 0 | 2031 | 128.744 | 126.6866 | 125.7513 | 128.744 | 126.6866 | 125.7513 | 100.775 | 100.775 | 100.775 | 100.775 | 0 | 0 | 0 | 7.2678 | 0 | 0 | 0 | 0 | 0 | 0 | 0 | 0 | 0 | 0 | 0 | 0 | 0 | 0 | 0 | 0 | 0 | 0 | 0 | 0 | 0 | 0 | 0 | 0 | 0 | 7.2678 | 2031 |  | 0
| 2032 | 92.828 | -45.891 | -10.956 |  |  |  |  | 2032 | 0 | 0 | 0 | 0 | 0 | 0 | 0 | 0 | 0 | 0 | 0 | 0 | 0 | 0 | 0 | 0 | 0 | 0 | 0 | 0 | 0 | 0 | 0 | 0 | 0 | 0 | 0 | 0 | 0 | 0 | 0 | 0 |  | 0 | 0 | 0 | 0 | 0 | 0 | 0 | 0 | 0 | 0 | 2032 | 131.5506 | 129.4484 | 128.4926 | 131.5506 | 129.4484 | 128.4926 | 102.9719 | 102.9719 | 102.9719 | 102.9719 | 0 | 0 | 0 | 7.4262 | 0 | 0 | 0 | 0 | 0 | 0 | 0 | 0 | 0 | 0 | 0 | 0 | 0 | 0 | 0 | 0 | 0 | 0 | 0 | 0 | 0 | 0 | 0 | 0 | 0 | 7.4262 | 2032 |  | 0
| 2033 | 94.8517 | -44.7557 | -9.0026 |  |  |  |  | 2033 | 0 | 0 | 0 | 0 | 0 | 0 | 0 | 0 | 0 | 0 | 0 | 0 | 0 | 0 | 0 | 0 | 0 | 0 | 0 | 0 | 0 | 0 | 0 | 0 | 0 | 0 | 0 | 0 | 0 | 0 | 0 | 0 |  | 0 | 0 | 0 | 0 | 0 | 0 | 0 | 0 | 0 | 0 | 2033 | 134.4185 | 132.2704 | 131.2938 | 134.4185 | 132.2704 | 131.2938 | 105.2167 | 105.2167 | 105.2167 | 105.2167 | 0 | 0 | 0 | 7.5881 | 0 | 0 | 0 | 0 | 0 | 0 | 0 | 0 | 0 | 0 | 0 | 0 | 0 | 0 | 0 | 0 | 0 | 0 | 0 | 0 | 0 | 0 | 0 | 0 | 0 | 7.5881 | 2033 |  | 0
| 2034 | 96.9194 | -46.6053 | -10.082 |  |  |  |  | 2034 | 0 | 0 | 0 | 0 | 0 | 0 | 0 | 0 | 0 | 0 | 0 | 0 | 0 | 0 | 0 | 0 | 0 | 0 | 0 | 0 | 0 | 0 | 0 | 0 | 0 | 0 | 0 | 0 | 0 | 0 | 0 | 0 |  | 0 | 0 | 0 | 0 | 0 | 0 | 0 | 0 | 0 | 0 | 2034 | 137.3488 | 135.1539 | 134.156 | 137.3488 | 135.1539 | 134.156 | 107.5104 | 107.5104 | 107.5104 | 107.5104 | 0 | 0 | 0 | 7.7536 | 0 | 0 | 0 | 0 | 0 | 0 | 0 | 0 | 0 | 0 | 0 | 0 | 0 | 0 | 0 | 0 | 0 | 0 | 0 | 0 | 0 | 0 | 0 | 0 | 0 | 7.7536 | 2034 |  | 0
| 2035 | 99.0323 | -47.5819 | -10.2416 |  |  |  |  | 2035 | 0 | 0 | 0 | 0 | 0 | 0 | 0 | 0 | 0 | 0 | 0 | 0 | 0 | 0 | 0 | 0 | 0 | 0 | 0 | 0 | 0 | 0 | 0 | 0 | 0 | 0 | 0 | 0 | 0 | 0 | 0 | 0 |  | 0 | 0 | 0 | 0 | 0 | 0 | 0 | 0 | 0 | 0 | 2035 | 140.343 | 138.1002 | 137.0806 | 140.343 | 138.1002 | 137.0806 | 109.8541 | 109.8541 | 109.8541 | 109.8541 | 0 | 0 | 0 | 7.9226 | 0 | 0 | 0 | 0 | 0 | 0 | 0 | 0 | 0 | 0 | 0 | 0 | 0 | 0 | 0 | 0 | 0 | 0 | 0 | 0 | 0 | 0 | 0 | 0 | 0 | 7.9226 | 2035 |  | 0
| 2036 | 101.1912 | -49.884 | -11.7371 |  |  |  |  | 2036 | 0 | 0 | 0 | 0 | 0 | 0 | 0 | 0 | 0 | 0 | 0 | 0 | 0 | 0 | 0 | 0 | 0 | 0 | 0 | 0 | 0 | 0 | 0 | 0 | 0 | 0 | 0 | 0 | 0 | 0 | 0 | 0 |  | 0 | 0 | 0 | 0 | 0 | 0 | 0 | 0 | 0 | 0 | 2036 | 143.4025 | 141.1108 | 140.0689 | 143.4025 | 141.1108 | 140.0689 | 112.249 | 112.249 | 112.249 | 112.249 | 0 | 0 | 0 | 8.0953 | 0 | 0 | 0 | 0 | 0 | 0 | 0 | 0 | 0 | 0 | 0 | 0 | 0 | 0 | 0 | 0 | 0 | 0 | 0 | 0 | 0 | 0 | 0 | 0 | 0 | 8.0953 | 2036 |  | 0
| 2037 | 103.3972 | -50.079 | -11.1665 |  |  |  |  | 2037 | 0 | 0 | 0 | 0 | 0 | 0 | 0 | 0 | 0 | 0 | 0 | 0 | 0 | 0 | 0 | 0 | 0 | 0 | 0 | 0 | 0 | 0 | 0 | 0 | 0 | 0 | 0 | 0 | 0 | 0 | 0 | 0 |  | 0 | 0 | 0 | 0 | 0 | 0 | 0 | 0 | 0 | 0 | 2037 | 146.5286 | 144.187 | 143.1225 | 146.5286 | 144.187 | 143.1225 | 114.696 | 114.696 | 114.696 | 114.696 | 0 | 0 | 0 | 8.2718 | 0 | 0 | 0 | 0 | 0 | 0 | 0 | 0 | 0 | 0 | 0 | 0 | 0 | 0 | 0 | 0 | 0 | 0 | 0 | 0 | 0 | 0 | 0 | 0 | 0 | 8.2718 | 2037 |  | 0
| 2038 | 105.6512 | -49.7218 | -9.8985 |  |  |  |  | 2038 | 0 | 0 | 0 | 0 | 0 | 0 | 0 | 0 | 0 | 0 | 0 | 0 | 0 | 0 | 0 | 0 | 0 | 0 | 0 | 0 | 0 | 0 | 0 | 0 | 0 | 0 | 0 | 0 | 0 | 0 | 0 | 0 |  | 0 | 0 | 0 | 0 | 0 | 0 | 0 | 0 | 0 | 0 | 2038 | 149.723 | 147.3303 | 146.2425 | 149.723 | 147.3303 | 146.2425 | 117.1964 | 117.1964 | 117.1964 | 117.1964 | 0 | 0 | 0 | 8.4521 | 0 | 0 | 0 | 0 | 0 | 0 | 0 | 0 | 0 | 0 | 0 | 0 | 0 | 0 | 0 | 0 | 0 | 0 | 0 | 0 | 0 | 0 | 0 | 0 | 0 | 8.4521 | 2038 |  | 0
| 2039 | 107.9544 | 3.3363 | 44.0283 |  |  |  |  | 2039 | 0 | 0 | 0 | 0 | 0 | 0 | 0 | 0 | 0 | 0 | 0 | 0 | 0 | 0 | 0 | 0 | 0 | 0 | 0 | 0 | 0 | 0 | 0 | 0 | 0 | 0 | 0 | 0 | 0 | 0 | 0 | 0 |  | 0 | 0 | 0 | 0 | 0 | 0 | 0 | 0 | 0 | 0 | 2039 | 152.9869 | 150.5421 | 149.4306 | 152.9869 | 150.5421 | 149.4306 | 119.7512 | 119.7512 | 119.7512 | 119.7512 | 0 | 0 | 0 | 8.6364 | 0 | 0 | 0 | 0 | 0 | 0 | 0 | 0 | 0 | 0 | 0 | 0 | 0 | 0 | 0 | 0 | 0 | 0 | 0 | 0 | 0 | 0 | 0 | 0 | 0 | 8.6364 | 2039 |  | 0
| 2040 | 110.3078 | 4.2323 | 45.801 |  |  |  |  | 2040 | 0 | 0 | 0 | 0 | 0 | 0 | 0 | 0 | 0 | 0 | 0 | 0 | 0 | 0 | 0 | 0 | 0 | 0 | 0 | 0 | 0 | 0 | 0 | 0 | 0 | 0 | 0 | 0 | 0 | 0 | 0 | 0 |  | 0 | 0 | 0 | 0 | 0 | 0 | 0 | 0 | 0 | 0 | 2040 | 156.322 | 153.8239 | 152.6882 | 156.322 | 153.8239 | 152.6882 | 122.3618 | 122.3618 | 122.3618 | 122.3618 | 0 | 0 | 0 | 8.8246 | 0 | 0 | 0 | 0 | 0 | 0 | 0 | 0 | 0 | 0 | 0 | 0 | 0 | 0 | 0 | 0 | 0 | 0 | 0 | 0 | 0 | 0 | 0 | 0 | 0 | 8.8246 | 2040 |  | 0
| 2041 | 112.7125 | 2.2378 | 44.6715 |  |  |  |  | 2041 | 0 | 0 | 0 | 0 | 0 | 0 | 0 | 0 | 0 | 0 | 0 | 0 | 0 | 0 | 0 | 0 | 0 | 0 | 0 | 0 | 0 | 0 | 0 | 0 | 0 | 0 | 0 | 0 | 0 | 0 | 0 | 0 |  | 0 | 0 | 0 | 0 | 0 | 0 | 0 | 0 | 0 | 0 | 2041 | 159.7298 | 157.1773 | 156.0168 | 159.7298 | 157.1773 | 156.0168 | 125.0293 | 125.0293 | 125.0293 | 125.0293 | 0 | 0 | 0 | 9.017 | 0 | 0 | 0 | 0 | 0 | 0 | 0 | 0 | 0 | 0 | 0 | 0 | 0 | 0 | 0 | 0 | 0 | 0 | 0 | 0 | 0 | 0 | 0 | 0 | 0 | 9.017 | 2041 |  | 0
| 2042 | 115.1697 | 3.7162 | 47.0506 |  |  |  |  | 2042 | 0 | 0 | 0 | 0 | 0 | 0 | 0 | 0 | 0 | 0 | 0 | 0 | 0 | 0 | 0 | 0 | 0 | 0 | 0 | 0 | 0 | 0 | 0 | 0 | 0 | 0 | 0 | 0 | 0 | 0 | 0 | 0 |  | 0 | 0 | 0 | 0 | 0 | 0 | 0 | 0 | 0 | 0 | 2042 | 163.212 | 160.6037 | 159.418 | 163.212 | 160.6037 | 159.418 | 127.755 | 127.755 | 127.755 | 127.755 | 0 | 0 | 0 | 9.2136 | 0 | 0 | 0 | 0 | 0 | 0 | 0 | 0 | 0 | 0 | 0 | 0 | 0 | 0 | 0 | 0 | 0 | 0 | 0 | 0 | 0 | 0 | 0 | 0 | 0 | 9.2136 | 2042 |  | 0
| 2043 | 117.6804 | 4.7231 | 49.011 |  |  |  |  | 2043 | 0 | 0 | 0 | 0 | 0 | 0 | 0 | 0 | 0 | 0 | 0 | 0 | 0 | 0 | 0 | 0 | 0 | 0 | 0 | 0 | 0 | 0 | 0 | 0 | 0 | 0 | 0 | 0 | 0 | 0 | 0 | 0 |  | 0 | 0 | 0 | 0 | 0 | 0 | 0 | 0 | 0 | 0 | 2043 | 166.77 | 164.1049 | 162.8933 | 166.77 | 164.1049 | 162.8933 | 130.54 | 130.54 | 130.54 | 130.54 | 0 | 0 | 0 | 9.4144 | 0 | 0 | 0 | 0 | 0 | 0 | 0 | 0 | 0 | 0 | 0 | 0 | 0 | 0 | 0 | 0 | 0 | 0 | 0 | 0 | 0 | 0 | 0 | 0 | 0 | 9.4144 | 2043 |  | 0
| 2044 | 120.2458 | 2.1742 | 47.4986 |  |  |  |  | 2044 | 0 | 0 | 0 | 0 | 0 | 0 | 0 | 0 | 0 | 0 | 0 | 0 | 0 | 0 | 0 | 0 | 0 | 0 | 0 | 0 | 0 | 0 | 0 | 0 | 0 | 0 | 0 | 0 | 0 | 0 | 0 | 0 |  | 0 | 0 | 0 | 0 | 0 | 0 | 0 | 0 | 0 | 0 | 2044 | 170.4056 | 167.6824 | 166.4443 | 170.4056 | 167.6824 | 166.4443 | 133.3858 | 133.3858 | 133.3858 | 133.3858 | 0 | 0 | 0 | 9.6197 | 0 | 0 | 0 | 0 | 0 | 0 | 0 | 0 | 0 | 0 | 0 | 0 | 0 | 0 | 0 | 0 | 0 | 0 | 0 | 0 | 0 | 0 | 0 | 0 | 0 | 9.6197 | 2044 |  | 0
| 2045 | 122.8671 | 2.2216 | 48.5341 |  |  |  |  | 2045 | 0 | 0 | 0 | 0 | 0 | 0 | 0 | 0 | 0 | 0 | 0 | 0 | 0 | 0 | 0 | 0 | 0 | 0 | 0 | 0 | 0 | 0 | 0 | 0 | 0 | 0 | 0 | 0 | 0 | 0 | 0 | 0 |  | 0 | 0 | 0 | 0 | 0 | 0 | 0 | 0 | 0 | 0 | 2045 | 174.1204 | 171.3379 | 170.0728 | 174.1204 | 171.3379 | 170.0728 | 136.2936 | 136.2936 | 136.2936 | 136.2936 | 0 | 0 | 0 | 9.8294 | 0 | 0 | 0 | 0 | 0 | 0 | 0 | 0 | 0 | 0 | 0 | 0 | 0 | 0 | 0 | 0 | 0 | 0 | 0 | 0 | 0 | 0 | 0 | 0 | 0 | 9.8294 | 2045 |  | 0
[9 empty] | 0 | [33 empty] | 0 | 0 |  |  |  | 0 |  |  |  |  | 0 | #N/A | #N/A | #N/A | #N/A | #N/A | #N/A | #N/A | #N/A | #N/A | #N/A | #N/A | #N/A | #N/A | #N/A | #N/A | #N/A | #N/A | #N/A | #N/A | #N/A | 0 | 0 | 0 | 0 | 0 | 0 | 0 | 0 | 0 | 0 | 0 | 0 | 0 | 0 | 0 | 0 | 0 | 0 | 0 | #N/A | 0
[8 empty] | Year of deferral |  | 2029 | 2030 | 2031 | 2029 | 2030 | 2031 | 2031 | 2031 | 2031 | 2031
[8 empty] | if Deferred 1 |  | 0 | 0 | 0 | 1 | 0 | 0 | 0 | 0 | 0 | 0
Discount Rate - 2025 IRP
|  |  |  | 4.6691 | 6.38%
[5 empty] | Inflation rate | 2.18%
15 Year Starting 2025 |  |  |  |  | Real Discount Rate | 4.11%
Levelized Prices (Nominal) @ 6.38% Discount Rate (1) (3)
| $/kW | 61.0672
| $/MWh |  | -17.5083 | 5.4685
15 Year Starting 2026
Levelized Prices (Nominal) @ 6.38% Discount Rate (1) (3)
| $/kW | 69.57 | -20.6584
| $/MWh |  |  | 5.5176
15 Year Starting 2027
Levelized Prices (Nominal) @ 6.38% Discount Rate (1) (3)
| $/kW | 78.7134
| $/MWh |  | -24.4284 | 5.1878

## Table 2
Appendix B
Table 2
Avoided Energy Costs - Scheduled Hours ($/MWh)
QF - Sch38 - UT - Wind - 80.0 MW and 30.3% CF
|  | Winter Season |  |  |  |  | Summer Season |  |  |  | Winter Season
Year | Annual | Jan | Feb | Mar | Apr | May | Jun | Jul | Aug | Sep | Oct | Nov | Dec
Energy Only
2026 | 24.1822 | 32.4519 | 30.1612 | 13.6162 | 7.9708 | 16.3767 | 21.8983 | 30.5322 | 36.6913 | 23.6322 | 20.4946 | 31.6567 | 38.9159
2027 | 25.8028 | 36.5945 | 35.9307 | 17.058 | 12.7378 | 16.5911 | 19.0401 | 32.8116 | 39.797 | 23.1676 | 21.3222 | 30.3535 | 39.5427
2028 | 27.9837 | 37.1362 | 33.9217 | 16.8463 | 15.1179 | 15.8598 | 18.7349 | 31.7447 | 40.869 | 33.367 | 28.158 | 38.219 | 45.8844
2029 | -37.486 | -44.8595 | -24.6278 | -42.0496 | -27.3972 | -19.4387 | -14.1585 | -20.9568 | -29.576 | -26.0593 | -32.459 | -67.0936 | -131.8789
2030 | -40.1457 | -38.7549 | -25.6472 | -39.5563 | -35.6156 | -25.7734 | -12.9413 | -27.356 | -31.4439 | -29.8014 | -33.79 | -63.7817 | -157.2042
2031 | -42.4438 | -71.1425 | -27.8841 | -40.2513 | -38.4091 | -24.3114 | -24.2292 | -17.2788 | -36.7857 | -21.7402 | -40.8518 | -73.6608 | -112.8393
2032 | -45.891 | -72.7379 | -26.8187 | -46.4559 | -40.1519 | -24.6079 | -26.6542 | -25.8392 | -34.017 | -30.2811 | -44.3307 | -81.3515 | -121.427
2033 | -44.7557 | -63.005 | -26.2953 | -48.7931 | -37.1615 | -26.3347 | -27.0079 | -26.4543 | -36.3497 | -26.0044 | -44.5183 | -76.221 | -120.0135
2034 | -46.6053 | -53.6884 | -30.6434 | -52.1973 | -38.3347 | -28.6979 | -27.7725 | -29.7125 | -34.8028 | -33.0848 | -44.7374 | -82.3059 | -127.6203
2035 | -47.5819 | -52.9064 | -36.5882 | -49.7337 | -36.8684 | -30.1866 | -24.9624 | -19.7495 | -41.9105 | -35.5784 | -48.2844 | -79.8119 | -140.7588
2036 | -49.884 | -55.3207 | -40.2323 | -49.3618 | -37.4094 | -33.9039 | -22.7158 | -31.0581 | -40.4106 | -38.3511 | -47.3076 | -78.5831 | -163.8296
2037 | -50.079 | -84.5295 | -25.6839 | -50.489 | -44.0313 | -26.4958 | -31.3432 | -25.2521 | -41.1747 | -31.3503 | -52.8556 | -83.2956 | -125.4372
2038 | -49.7218 | -70.1853 | -30.0008 | -53.9016 | -41.9561 | -26.9234 | -29.5191 | -26.751 | -41.3044 | -33.1376 | -51.3591 | -82.2152 | -131.4106
2039 | 3.3363 | 3.4062 | 17.9052 | -1.4062 | 1.1603 | 4.1198 | 7.915 | 7.8375 | 3.3975 | 9.5007 | 5.0691 | -4.3438 | -20.2503
2040 | 4.2323 | 5.7929 | 16.813 | 3.7192 | 3.427 | 3.7109 | 7.1606 | 14.8196 | 7.8294 | 10.3518 | 9.5901 | 0.0083656 | -42.0714
2041 | 2.2378 | 6.3523 | 10.7866 | 4.9604 | 1.896 | 1.7681 | 9.9862 | 1.0037 | 9.2231 | 6.1405 | 12.2064 | -2.88 | -54.2692
2042 | 3.7162 | -12.6588 | 23.4134 | 7.9671 | 4.1192 | 6.044 | 9.3261 | 12.9198 | 2.3662 | 17.1563 | 10.3213 | -12.5579 | -37.0974
2043 | 4.7231 | -23.1787 | 31.7366 | 4.1512 | 4.4158 | 8.4745 | 10.4162 | 16.3499 | 7.6063 | 12.4549 | 6.8314 | -36.5917 | 3.7404
|  | 31 | 28 | 31 | 30 | 31 | 30 | 31 | 31 | 30 | 31 | 30 | 31

## Table 4
Appendix B
Table 4
Burnertip Natural Gas Price Forecast |  |  |  |  | Quote Date
QF - Sch38 - UT - Wind - 80.0 MW and 30.3% CF |  |  |  |  | 2025-06-30
PacifiCorp
| Delivered | Delivered | Delivered | Delivered
Year | IRP - Utah Greenfield | Naughton | IRP West Side | IRP - Wyo NE
| Fuel Cost | Fuel Cost | Fuel Cost | Fuel Cost
[6 empty] | IRP - Utah Greenfield |  | IRP West Side | IRP - Wyo NE |  |  | IRP West Side |  | Burner tip
[5 empty] | Peak Type: | Delivered | Naughton | Delivered | Delivered | Year | IRP - Utah Greenfield | West Side | IRP - Wyo NE | Naughton
2025 | 3.22 | 3.19 | 2.72 | 3.03 | 2025-01-01 | 4.1297 | 4.1012 | 3.6555 | 4.1513 | 2025 | 47 | 43 | 46 | 42
2026 | 4.38 | 4.35 | 4.09 | 3.86 | 2025-02-01 | 3.4435 | 3.4192 | 3.2234 | 3.4533 | 2025
2027 | 4.2 | 4.17 | 4.07 | 3.69 | 2025-03-01 | 2.6848 | 2.6655 | 2.0475 | 2.7394 | 2025
2028 | 4.48 | 4.45 | 4.43 | 3.96 | 2025-04-01 | 1.9318 | 1.917 | 1.5119 | 1.9525 | 2025
2029 | 5.46 | 5.4 | 5.31 | 4.92 | 2025-05-01 | 2.1744 | 2.1585 | 1.6553 | 2.1321 | 2025
2030 | 5.97 | 5.91 | 5.75 | 5.43 | 2025-06-01 | 2.5624 | 2.5442 | 1.5089 | 2.5501 | 2025
2031 | 5.91 | 5.85 | 5.71 | 5.37 | 2025-07-01 | 2.9327 | 2.7898 | 1.6708 | 2.7536 | 2025
2032 | 5.85 | 5.79 | 5.64 | 5.31 | 2025-08-01 | 3.1796 | 3.1581 | 2.3034 | 2.8722 | 2025
2033 | 5.99 | 5.92 | 5.77 | 5.44 | 2025-09-01 | 2.8483 | 2.8289 | 2.2752 | 2.6605 | 2025
2034 | 6.05 | 5.98 | 5.83 | 5.51 | 2025-10-01 | 2.8216 | 2.8025 | 2.4857 | 2.7419 | 2025
2035 | 6.22 | 6.15 | 5.99 | 5.67 | 2025-11-01 | 4.2161 | 4.1881 | 4.1664 | 3.5018 | 2025
2036 | 6.39 | 6.31 | 6.15 | 5.84 | 2025-12-01 | 5.7494 | 5.7115 | 6.0845 | 4.7999 | 2025
2037 | 6.59 | 6.51 | 6.34 | 6.04 | 2026-01-01 | 6.2312 | 6.1903 | 6.3132 | 5.351 | 2026
2038 | 6.87 | 6.79 | 6.59 | 6.32 | 2026-02-01 | 5.7115 | 5.6739 | 5.8007 | 5.0511 | 2026
2039 | 7.15 | 7.06 | 6.83 | 6.59 | 2026-03-01 | 3.8649 | 3.8391 | 3.6889 | 3.5581 | 2026
2040 | 7.42 | 7.33 | 7.06 | 6.87 | 2026-04-01 | 3.3175 | 3.2952 | 2.9131 | 3.0463 | 2026
2041 | 7.79 | 7.69 | 7.37 | 7.23 | 2026-05-01 | 3.0859 | 3.0651 | 2.5696 | 2.9687 | 2026
2042 | 8.14 | 8.03 | 7.68 | 7.57 | 2026-06-01 | 3.3031 | 3.2809 | 2.8399 | 3.092 | 2026
2043 | 8.53 | 8.41 | 8.05 | 7.96 | 2026-07-01 | 3.9811 | 3.9546 | 3.4074 | 3.5747 | 2026
2044 | 8.83 | 8.7 | 8.32 | 8.25 | 2026-08-01 | 4.0802 | 4.053 | 3.5087 | 3.6744 | 2026
2045 | 9.27 | 9.14 | 8.74 | 8.7 | 2026-09-01 | 3.9889 | 3.9623 | 3.4642 | 3.5033 | 2026
[5 empty] | 2026-10-01 | 3.821 | 3.7955 | 3.4217 | 3.4962 | 2026
[5 empty] | 2026-11-01 | 4.8128 | 4.781 | 4.772 | 3.9879 | 2026
[5 empty] | 2026-12-01 | 6.3618 | 6.3201 | 6.3713 | 5.0082 | 2026
[5 empty] | 2027-01-01 | 6.544 | 6.501 | 6.5445 | 5.5671 | 2027
[5 empty] | 2027-02-01 | 5.7756 | 5.7376 | 5.6563 | 5.1072 | 2027
[5 empty] | 2027-03-01 | 3.921 | 3.8948 | 3.913 | 3.6608 | 2027
[5 empty] | 2027-04-01 | 3.022 | 3.0016 | 2.8084 | 2.8823 | 2027
[5 empty] | 2027-05-01 | 2.9276 | 2.9078 | 2.6793 | 2.7586 | 2027
[5 empty] | 2027-06-01 | 3.071 | 3.0503 | 2.816 | 2.9358 | 2027
[5 empty] | 2027-07-01 | 3.746 | 3.721 | 3.3198 | 3.2731 | 2027
[5 empty] | 2027-08-01 | 3.7996 | 3.7742 | 3.4143 | 3.3311 | 2027
[5 empty] | 2027-09-01 | 3.7363 | 3.7113 | 3.3525 | 3.266 | 2027
[5 empty] | 2027-10-01 | 3.4144 | 3.3914 | 3.2286 | 3.1317 | 2027
[5 empty] | 2027-11-01 | 4.5011 | 4.4712 | 4.7157 | 3.6694 | 2027
[5 empty] | 2027-12-01 | 5.9501 | 5.911 | 6.4017 | 4.6488 | 2027
Official Forward Price Curve Forecast dated Jun 30, 2025 |  |  |  |  | 2028-01-01 | 6.3215 | 6.28 | 6.7482 | 5.2889 | 2028
[5 empty] | 2028-02-01 | 5.6348 | 5.5977 | 5.9429 | 4.9577 | 2028
[5 empty] | 2028-03-01 | 3.7588 | 3.7336 | 3.9403 | 3.4826 | 2028
[5 empty] | 2028-04-01 | 2.7899 | 2.7709 | 2.6723 | 2.693 | 2028
[5 empty] | 2028-05-01 | 2.7639 | 2.7451 | 2.5304 | 2.5738 | 2028
[5 empty] | 2028-06-01 | 2.896 | 2.8764 | 2.6706 | 2.7298 | 2028
[5 empty] | 2028-07-01 | 3.4894 | 3.466 | 3.1256 | 3.004 | 2028
[5 empty] | 2028-08-01 | 4.8218 | 4.776 | 4.4682 | 4.3426 | 2028
[5 empty] | 2028-09-01 | 4.8626 | 4.8151 | 4.4827 | 4.3805 | 2028
[5 empty] | 2028-10-01 | 4.7344 | 4.685 | 4.5818 | 4.4378 | 2028
[5 empty] | 2028-11-01 | 5.4392 | 5.3905 | 5.5375 | 4.5976 | 2028
[5 empty] | 2028-12-01 | 6.2831 | 6.2374 | 6.4733 | 4.9783 | 2028
[5 empty] | 2029-01-01 | 6.8418 | 6.7899 | 7.0307 | 5.8037 | 2029
[5 empty] | 2029-02-01 | 6.2231 | 6.1743 | 6.3711 | 5.5399 | 2029
[5 empty] | 2029-03-01 | 4.711 | 4.6668 | 4.7419 | 4.4248 | 2029
[5 empty] | 2029-04-01 | 4.0721 | 4.0275 | 3.9164 | 3.9618 | 2029
[5 empty] | 2029-05-01 | 4.0668 | 4.022 | 3.7604 | 3.8631 | 2029
[5 empty] | 2029-06-01 | 4.1571 | 4.1123 | 3.8397 | 3.9777 | 2029
[5 empty] | 2029-07-01 | 4.5244 | 4.4803 | 4.1082 | 4.0281 | 2029
[5 empty] | 2029-08-01 | 5.8441 | 5.7778 | 5.5221 | 5.3541 | 2029
[5 empty] | 2029-09-01 | 5.9889 | 5.9188 | 5.6129 | 5.4949 | 2029
[5 empty] | 2029-10-01 | 6.0544 | 5.9786 | 5.935 | 5.744 | 2029
[5 empty] | 2029-11-01 | 6.3772 | 6.3099 | 6.3594 | 5.5258 | 2029
[5 empty] | 2029-12-01 | 6.6163 | 6.5638 | 6.5448 | 5.308 | 2029
[5 empty] | 2030-01-01 | 7.3621 | 7.2998 | 7.3131 | 6.3186 | 2030
[5 empty] | 2030-02-01 | 6.8116 | 6.7509 | 6.7994 | 6.1222 | 2030
[5 empty] | 2030-03-01 | 5.6633 | 5.6 | 5.5433 | 5.3671 | 2030
[5 empty] | 2030-04-01 | 5.3544 | 5.2842 | 5.1607 | 5.2305 | 2030
[5 empty] | 2030-05-01 | 5.3699 | 5.299 | 4.9905 | 5.1525 | 2030
[5 empty] | 2030-06-01 | 5.4184 | 5.3483 | 5.0088 | 5.2257 | 2030
[5 empty] | 2030-07-01 | 5.5594 | 5.4946 | 5.0908 | 5.0522 | 2030
[5 empty] | 2030-08-01 | 5.7 | 5.6366 | 5.3818 | 5.2116 | 2030
[5 empty] | 2030-09-01 | 5.8174 | 5.7508 | 5.4204 | 5.3253 | 2030
[5 empty] | 2030-10-01 | 5.9223 | 5.8492 | 5.7375 | 5.6133 | 2030
[5 empty] | 2030-11-01 | 6.2171 | 6.153 | 6.2064 | 5.3674 | 2030
[5 empty] | 2030-12-01 | 6.4722 | 6.4226 | 6.4047 | 5.1654 | 2030
[5 empty] | 2031-01-01 | 6.9265 | 6.8729 | 6.8659 | 5.8876 | 2031
[5 empty] | 2031-02-01 | 6.6703 | 6.6125 | 6.6464 | 5.9824 | 2031
[5 empty] | 2031-03-01 | 5.6469 | 5.584 | 5.5741 | 5.3509 | 2031
[5 empty] | 2031-04-01 | 5.363 | 5.2927 | 5.1489 | 5.2391 | 2031
[5 empty] | 2031-05-01 | 5.3765 | 5.3055 | 4.994 | 5.1591 | 2031
[5 empty] | 2031-06-01 | 5.4174 | 5.3474 | 5.0106 | 5.2248 | 2031
[5 empty] | 2031-07-01 | 5.5073 | 5.4436 | 5.0565 | 5.0007 | 2031
[5 empty] | 2031-08-01 | 5.6458 | 5.5835 | 5.3679 | 5.1579 | 2031
[5 empty] | 2031-09-01 | 5.7853 | 5.7194 | 5.4616 | 5.2934 | 2031
[5 empty] | 2031-10-01 | 5.9019 | 5.8293 | 5.7474 | 5.5931 | 2031
[5 empty] | 2031-11-01 | 6.2509 | 6.186 | 6.2211 | 5.4008 | 2031
[5 empty] | 2031-12-01 | 6.4733 | 6.4236 | 6.3953 | 5.1664 | 2031
[5 empty] | 2032-01-01 | 6.867 | 6.8146 | 6.803 | 5.8287 | 2032
[5 empty] | 2032-02-01 | 6.2373 | 6.1881 | 6.1285 | 5.5539 | 2032
[5 empty] | 2032-03-01 | 5.6767 | 5.6132 | 5.5899 | 5.3804 | 2032
[5 empty] | 2032-04-01 | 5.3992 | 5.328 | 5.1588 | 5.2749 | 2032
[5 empty] | 2032-05-01 | 5.3841 | 5.3129 | 5.0138 | 5.1665 | 2032
[5 empty] | 2032-06-01 | 5.4305 | 5.3602 | 5.0369 | 5.2377 | 2032
[5 empty] | 2032-07-01 | 5.5129 | 5.449 | 5.0782 | 5.0063 | 2032
[5 empty] | 2032-08-01 | 5.5936 | 5.5322 | 5.3252 | 5.1063 | 2032
[5 empty] | 2032-09-01 | 5.7442 | 5.679 | 5.3972 | 5.2528 | 2032
[5 empty] | 2032-10-01 | 5.8445 | 5.7729 | 5.6758 | 5.5363 | 2032
[5 empty] | 2032-11-01 | 6.1993 | 6.1354 | 6.1477 | 5.3497 | 2032
[5 empty] | 2032-12-01 | 6.3644 | 6.317 | 6.2834 | 5.0587 | 2032
[5 empty] | 2033-01-01 | 7.1094 | 7.0521 | 7.0299 | 6.0685 | 2033
[5 empty] | 2033-02-01 | 6.7283 | 6.6693 | 6.659 | 6.0397 | 2033
[5 empty] | 2033-03-01 | 5.7543 | 5.6892 | 5.6462 | 5.4571 | 2033
[5 empty] | 2033-04-01 | 5.4384 | 5.3664 | 5.2117 | 5.3136 | 2033
[5 empty] | 2033-05-01 | 5.4436 | 5.3712 | 5.0612 | 5.2254 | 2033
[5 empty] | 2033-06-01 | 5.4854 | 5.414 | 5.0853 | 5.292 | 2033
[5 empty] | 2033-07-01 | 5.573 | 5.5079 | 5.1588 | 5.0658 | 2033
[5 empty] | 2033-08-01 | 5.6985 | 5.6351 | 5.4253 | 5.21 | 2033
[5 empty] | 2033-09-01 | 5.8323 | 5.7655 | 5.4972 | 5.34 | 2033
[5 empty] | 2033-10-01 | 5.9537 | 5.8799 | 5.8027 | 5.6443 | 2033
[5 empty] | 2033-11-01 | 6.3135 | 6.2473 | 6.2462 | 5.4627 | 2033
[5 empty] | 2033-12-01 | 6.5237 | 6.4731 | 6.424 | 5.2163 | 2033
[5 empty] | 2034-01-01 | 7.0155 | 6.9601 | 6.9162 | 5.9756 | 2034
[5 empty] | 2034-02-01 | 6.7845 | 6.7244 | 6.693 | 6.0953 | 2034
[5 empty] | 2034-03-01 | 5.8587 | 5.7915 | 5.7464 | 5.5604 | 2034
[5 empty] | 2034-04-01 | 5.5395 | 5.4656 | 5.3136 | 5.4137 | 2034
[5 empty] | 2034-05-01 | 5.5458 | 5.4713 | 5.1699 | 5.3266 | 2034
[5 empty] | 2034-06-01 | 5.592 | 5.5185 | 5.1835 | 5.3975 | 2034
[5 empty] | 2034-07-01 | 5.6576 | 5.5909 | 5.2605 | 5.1495 | 2034
[5 empty] | 2034-08-01 | 5.7585 | 5.6939 | 5.5162 | 5.2694 | 2034
[5 empty] | 2034-09-01 | 5.8981 | 5.83 | 5.5675 | 5.4051 | 2034
[5 empty] | 2034-10-01 | 5.9997 | 5.925 | 5.8232 | 5.6899 | 2034
[5 empty] | 2034-11-01 | 6.3967 | 6.329 | 6.28 | 5.5451 | 2034
[5 empty] | 2034-12-01 | 6.5696 | 6.518 | 6.4668 | 5.2617 | 2034
[5 empty] | 2035-01-01 | 7.3207 | 7.2592 | 7.2182 | 6.2776 | 2035
[5 empty] | 2035-02-01 | 6.8996 | 6.8371 | 6.8048 | 6.2092 | 2035
[5 empty] | 2035-03-01 | 5.979 | 5.9094 | 5.8636 | 5.6795 | 2035
[5 empty] | 2035-04-01 | 5.6645 | 5.5881 | 5.4177 | 5.5374 | 2035
[5 empty] | 2035-05-01 | 5.6648 | 5.588 | 5.278 | 5.4443 | 2035
[5 empty] | 2035-06-01 | 5.7085 | 5.6326 | 5.2946 | 5.5128 | 2035
[5 empty] | 2035-07-01 | 5.7823 | 5.7131 | 5.3883 | 5.2729 | 2035
[5 empty] | 2035-08-01 | 5.8997 | 5.8323 | 5.6805 | 5.4092 | 2035
[5 empty] | 2035-09-01 | 6.0597 | 5.9882 | 5.7334 | 5.565 | 2035
[5 empty] | 2035-10-01 | 6.215 | 6.136 | 5.9943 | 5.9029 | 2035
[5 empty] | 2035-11-01 | 6.5998 | 6.5279 | 6.4992 | 5.746 | 2035
[5 empty] | 2035-12-01 | 6.8524 | 6.7952 | 6.7222 | 5.5416 | 2035
[5 empty] | 2036-01-01 | 7.3722 | 7.3098 | 7.2579 | 6.3286 | 2036
[5 empty] | 2036-02-01 | 6.7965 | 6.7362 | 6.689 | 6.1073 | 2036
[5 empty] | 2036-03-01 | 6.1877 | 6.114 | 6.0632 | 5.886 | 2036
[5 empty] | 2036-04-01 | 5.8587 | 5.7783 | 5.601 | 5.7295 | 2036
[5 empty] | 2036-05-01 | 5.846 | 5.7655 | 5.4712 | 5.6236 | 2036
[5 empty] | 2036-06-01 | 5.8858 | 5.8064 | 5.4817 | 5.6882 | 2036
[5 empty] | 2036-07-01 | 5.9491 | 5.8764 | 5.5512 | 5.4378 | 2036
[5 empty] | 2036-08-01 | 6.1071 | 6.0356 | 5.8862 | 5.6144 | 2036
[5 empty] | 2036-09-01 | 6.284 | 6.208 | 5.9472 | 5.7869 | 2036
[5 empty] | 2036-10-01 | 6.4315 | 6.3483 | 6.1742 | 6.1172 | 2036
[5 empty] | 2036-11-01 | 6.8229 | 6.7467 | 6.7212 | 5.9668 | 2036
[5 empty] | 2036-12-01 | 7.0898 | 7.0279 | 6.9556 | 5.7765 | 2036
[5 empty] | 2037-01-01 | 7.6499 | 7.5819 | 7.5195 | 6.6033 | 2037
[5 empty] | 2037-02-01 | 7.4052 | 7.3327 | 7.2609 | 6.7095 | 2037
[5 empty] | 2037-03-01 | 6.3576 | 6.2805 | 6.2203 | 6.0542 | 2037
[5 empty] | 2037-04-01 | 6.0144 | 5.9309 | 5.747 | 5.8836 | 2037
[5 empty] | 2037-05-01 | 6.0103 | 5.9266 | 5.6315 | 5.7862 | 2037
[5 empty] | 2037-06-01 | 6.0471 | 5.9645 | 5.6209 | 5.8479 | 2037
[5 empty] | 2037-07-01 | 6.1186 | 6.0426 | 5.7072 | 5.6055 | 2037
[5 empty] | 2037-08-01 | 6.2499 | 6.1755 | 6.0303 | 5.7557 | 2037
[5 empty] | 2037-09-01 | 6.4675 | 6.3879 | 6.0928 | 5.9685 | 2037
[5 empty] | 2037-10-01 | 6.5734 | 6.4873 | 6.2901 | 6.2575 | 2037
[5 empty] | 2037-11-01 | 6.9623 | 6.8832 | 6.8432 | 6.1047 | 2037
[5 empty] | 2037-12-01 | 7.2257 | 7.1611 | 7.0817 | 5.911 | 2037
[5 empty] | 2038-01-01 | 8.0469 | 7.9709 | 7.8724 | 6.9962 | 2038
[5 empty] | 2038-02-01 | 7.67 | 7.5922 | 7.4903 | 6.9716 | 2038
[5 empty] | 2038-03-01 | 6.5915 | 6.5098 | 6.4348 | 6.2856 | 2038
[5 empty] | 2038-04-01 | 6.249 | 6.1609 | 5.9438 | 6.1157 | 2038
[5 empty] | 2038-05-01 | 6.2422 | 6.1538 | 5.8434 | 6.0157 | 2038
[5 empty] | 2038-06-01 | 6.2805 | 6.1932 | 5.8434 | 6.0788 | 2038
[5 empty] | 2038-07-01 | 6.3642 | 6.2833 | 5.932 | 5.8486 | 2038
[5 empty] | 2038-08-01 | 6.5116 | 6.432 | 6.2825 | 6.0147 | 2038
[5 empty] | 2038-09-01 | 6.7772 | 6.6914 | 6.3564 | 6.275 | 2038
[5 empty] | 2038-10-01 | 6.8829 | 6.7907 | 6.5376 | 6.5638 | 2038
[5 empty] | 2038-11-01 | 7.2884 | 7.2027 | 7.1431 | 6.4273 | 2038
[5 empty] | 2038-12-01 | 7.5814 | 7.5097 | 7.4195 | 6.263 | 2038
[5 empty] | 2039-01-01 | 8.0936 | 8.0166 | 7.8632 | 7.0423 | 2039
[5 empty] | 2039-02-01 | 7.9013 | 7.8189 | 7.6726 | 7.2005 | 2039
[5 empty] | 2039-03-01 | 6.8909 | 6.8032 | 6.6906 | 6.5818 | 2039
[5 empty] | 2039-04-01 | 6.5303 | 6.4366 | 6.214 | 6.3941 | 2039
[5 empty] | 2039-05-01 | 6.5386 | 6.4443 | 6.1138 | 6.3089 | 2039
[5 empty] | 2039-06-01 | 6.5991 | 6.5054 | 6.1193 | 6.394 | 2039
[5 empty] | 2039-07-01 | 6.6659 | 6.579 | 6.1982 | 6.1471 | 2039
[5 empty] | 2039-08-01 | 6.7987 | 6.7132 | 6.5391 | 6.2987 | 2039
[5 empty] | 2039-09-01 | 7.077 | 6.9852 | 6.6186 | 6.5716 | 2039
[5 empty] | 2039-10-01 | 7.1607 | 7.0628 | 6.7994 | 6.8387 | 2039
[5 empty] | 2039-11-01 | 7.616 | 7.5238 | 7.4245 | 6.7515 | 2039
[5 empty] | 2039-12-01 | 7.9148 | 7.8363 | 7.6854 | 6.5928 | 2039
[5 empty] | 2040-01-01 | 8.3771 | 8.2945 | 8.094 | 7.3229 | 2040
[5 empty] | 2040-02-01 | 7.8607 | 7.7791 | 7.5377 | 7.1603 | 2040
[5 empty] | 2040-03-01 | 7.2639 | 7.1686 | 6.9779 | 6.9509 | 2040
[5 empty] | 2040-04-01 | 6.8395 | 6.7395 | 6.4795 | 6.7001 | 2040
[5 empty] | 2040-05-01 | 6.8483 | 6.7478 | 6.4042 | 6.6153 | 2040
[5 empty] | 2040-06-01 | 6.9226 | 6.8225 | 6.4265 | 6.7142 | 2040
[5 empty] | 2040-07-01 | 6.984 | 6.8907 | 6.4797 | 6.4619 | 2040
[5 empty] | 2040-08-01 | 7.0848 | 6.9937 | 6.791 | 6.5818 | 2040
[5 empty] | 2040-09-01 | 7.3617 | 7.2642 | 6.8642 | 6.8533 | 2040
[5 empty] | 2040-10-01 | 7.4479 | 7.3443 | 7.0395 | 7.1229 | 2040
[5 empty] | 2040-11-01 | 7.9163 | 7.8182 | 7.6712 | 7.0487 | 2040
[5 empty] | 2040-12-01 | 8.1791 | 8.0953 | 7.9048 | 6.8543 | 2040
[5 empty] | 2041-01-01 | 8.8845 | 8.7917 | 8.5708 | 7.825 | 2041
[5 empty] | 2041-02-01 | 8.6345 | 8.5374 | 8.2839 | 7.9259 | 2041
[5 empty] | 2041-03-01 | 7.5773 | 7.4758 | 7.2002 | 7.261 | 2041
[5 empty] | 2041-04-01 | 7.1179 | 7.0125 | 6.7124 | 6.9756 | 2041
[5 empty] | 2041-05-01 | 7.1551 | 7.0485 | 6.655 | 6.919 | 2041
[5 empty] | 2041-06-01 | 7.2045 | 7.0987 | 6.6756 | 6.9931 | 2041
[5 empty] | 2041-07-01 | 7.2777 | 7.1786 | 6.7182 | 6.7526 | 2041
[5 empty] | 2041-08-01 | 7.3723 | 7.2755 | 7.048 | 6.8663 | 2041
[5 empty] | 2041-09-01 | 7.6755 | 7.5717 | 7.135 | 7.1638 | 2041
[5 empty] | 2041-10-01 | 7.7714 | 7.6614 | 7.3153 | 7.443 | 2041
[5 empty] | 2041-11-01 | 8.2493 | 8.1445 | 7.9377 | 7.3782 | 2041
[5 empty] | 2041-12-01 | 8.5419 | 8.4509 | 8.2108 | 7.2134 | 2041
[5 empty] | 2042-01-01 | 8.9887 | 8.8938 | 8.6252 | 7.928 | 2042
[5 empty] | 2042-02-01 | 8.9351 | 8.832 | 8.5471 | 8.2234 | 2042
[5 empty] | 2042-03-01 | 7.9751 | 7.8657 | 7.5437 | 7.6546 | 2042
[5 empty] | 2042-04-01 | 7.4803 | 7.3675 | 7.0433 | 7.3341 | 2042
[5 empty] | 2042-05-01 | 7.5248 | 7.4108 | 6.9933 | 7.2848 | 2042
[5 empty] | 2042-06-01 | 7.5711 | 7.458 | 6.9867 | 7.3558 | 2042
[5 empty] | 2042-07-01 | 7.6392 | 7.5328 | 7.0486 | 7.1102 | 2042
[5 empty] | 2042-08-01 | 7.7462 | 7.6419 | 7.3842 | 7.2363 | 2042
[5 empty] | 2042-09-01 | 8.0502 | 7.9389 | 7.4623 | 7.5346 | 2042
[5 empty] | 2042-10-01 | 8.1509 | 8.0332 | 7.6472 | 7.8185 | 2042
[5 empty] | 2042-11-01 | 8.6506 | 8.5377 | 8.314 | 7.7753 | 2042
[5 empty] | 2042-12-01 | 8.9196 | 8.821 | 8.5218 | 7.5871 | 2042
[5 empty] | 2043-01-01 | 9.5645 | 9.4582 | 9.1537 | 8.4978 | 2043
[5 empty] | 2043-02-01 | 9.3452 | 9.2338 | 8.9415 | 8.6292 | 2043
[5 empty] | 2043-03-01 | 8.3277 | 8.2112 | 7.8745 | 8.0036 | 2043
[5 empty] | 2043-04-01 | 7.8227 | 7.7031 | 7.3818 | 7.673 | 2043
[5 empty] | 2043-05-01 | 7.8693 | 7.7484 | 7.3421 | 7.6256 | 2043
[5 empty] | 2043-06-01 | 7.9176 | 7.7976 | 7.3445 | 7.6987 | 2043
[5 empty] | 2043-07-01 | 7.9933 | 7.8798 | 7.3892 | 7.4606 | 2043
[5 empty] | 2043-08-01 | 8.12 | 8.0082 | 7.7496 | 7.6061 | 2043
[5 empty] | 2043-09-01 | 8.429 | 8.3102 | 7.8279 | 7.9094 | 2043
[5 empty] | 2043-10-01 | 8.5567 | 8.4309 | 8.0098 | 8.22 | 2043
[5 empty] | 2043-11-01 | 9.0448 | 8.924 | 8.7026 | 8.1653 | 2043
[5 empty] | 2043-12-01 | 9.3402 | 9.2332 | 8.8908 | 8.0033 | 2043
[5 empty] | 2044-01-01 | 9.7127 | 9.6034 | 9.2548 | 8.6445 | 2044
[5 empty] | 2044-02-01 | 9.2071 | 9.0986 | 8.7479 | 8.4926 | 2044
[5 empty] | 2044-03-01 | 8.683 | 8.5594 | 8.2185 | 8.3551 | 2044
[5 empty] | 2044-04-01 | 8.1792 | 8.0525 | 7.7246 | 8.0257 | 2044
[5 empty] | 2044-05-01 | 8.2278 | 8.0998 | 7.6737 | 7.9804 | 2044
[5 empty] | 2044-06-01 | 8.2784 | 8.1511 | 7.6587 | 8.0557 | 2044
[5 empty] | 2044-07-01 | 8.3489 | 8.2282 | 7.7053 | 7.8124 | 2044
[5 empty] | 2044-08-01 | 8.4502 | 8.3317 | 8.0693 | 7.9329 | 2044
[5 empty] | 2044-09-01 | 8.7772 | 8.6514 | 8.1484 | 8.254 | 2044
[5 empty] | 2044-10-01 | 8.9112 | 8.7783 | 8.3307 | 8.5708 | 2044
[5 empty] | 2044-11-01 | 9.4254 | 9.297 | 9.0412 | 8.5419 | 2044
[5 empty] | 2044-12-01 | 9.7079 | 9.5937 | 9.2347 | 8.3672 | 2044
[5 empty] | 2045-01-01 | 10.1386 | 10.0207 | 9.6348 | 9.0659 | 2045
[5 empty] | 2045-02-01 | 10.1 | 9.9735 | 9.6234 | 9.376 | 2045
[5 empty] | 2045-03-01 | 9.0979 | 8.966 | 8.6141 | 8.7657 | 2045
[5 empty] | 2045-04-01 | 8.5975 | 8.4624 | 8.1102 | 8.4397 | 2045
[5 empty] | 2045-05-01 | 8.6474 | 8.511 | 8.0579 | 8.3956 | 2045
[5 empty] | 2045-06-01 | 8.7005 | 8.5648 | 8.0437 | 8.4734 | 2045
[5 empty] | 2045-07-01 | 8.7527 | 8.624 | 8.0904 | 8.2121 | 2045
[5 empty] | 2045-08-01 | 8.8427 | 8.7165 | 8.447 | 8.3213 | 2045
[5 empty] | 2045-09-01 | 9.144 | 9.0109 | 8.516 | 8.6169 | 2045
[5 empty] | 2045-10-01 | 9.2964 | 9.1559 | 8.6999 | 8.952 | 2045
[5 empty] | 2045-11-01 | 9.8366 | 9.7 | 9.4094 | 8.9488 | 2045
[5 empty] | 2045-12-01 | 10.1218 | 9.9992 | 9.5951 | 8.7767 | 2045
[5 empty] | 2046-01-01 | 10.672 | 10.5435 | 10.1526 | 9.5937 | 2046
[5 empty] | 2046-02-01 | 10.5045 | 10.3699 | 9.984 | 9.7763 | 2046
[5 empty] | 2046-03-01 | 9.4591 | 9.3199 | 8.9375 | 9.123 | 2046
[5 empty] | 2046-04-01 | 8.9372 | 8.7954 | 8.4098 | 8.7758 | 2046
[5 empty] | 2046-05-01 | 8.9892 | 8.8459 | 8.369 | 8.7338 | 2046
[5 empty] | 2046-06-01 | 9.0444 | 8.9018 | 8.2072 | 8.8136 | 2046
[5 empty] | 2046-07-01 | 9.0986 | 8.9629 | 8.3534 | 8.5543 | 2046
[5 empty] | 2046-08-01 | 9.183 | 9.05 | 8.7612 | 8.658 | 2046
[5 empty] | 2046-09-01 | 9.5034 | 9.3631 | 8.8325 | 8.9725 | 2046
[5 empty] | 2046-10-01 | 9.6467 | 9.4992 | 9.017 | 9.2986 | 2046
[5 empty] | 2046-11-01 | 10.2217 | 10.0774 | 9.737 | 9.3299 | 2046
[5 empty] | 2046-12-01 | 10.5086 | 10.3782 | 9.959 | 9.1594 | 2046
[5 empty] | 2047-01-01 | 10.9576 | 10.8234 | 10.3492 | 9.8763 | 2047
[5 empty] | 2047-02-01 | 10.904 | 10.7614 | 10.3585 | 10.1716 | 2047
[5 empty] | 2047-03-01 | 9.8134 | 9.6672 | 9.2803 | 9.4736 | 2047
[5 empty] | 2047-04-01 | 9.2865 | 9.1376 | 8.7424 | 9.1214 | 2047
[5 empty] | 2047-05-01 | 9.3335 | 9.1833 | 8.7115 | 9.0744 | 2047
[5 empty] | 2047-06-01 | 9.3907 | 9.2412 | 8.2091 | 9.1563 | 2047
[5 empty] | 2047-07-01 | 9.4469 | 9.3044 | 8.2568 | 8.899 | 2047
[5 empty] | 2047-08-01 | 9.5385 | 9.3982 | 9.0863 | 9.0097 | 2047
[5 empty] | 2047-09-01 | 9.8706 | 9.7229 | 9.1857 | 9.3359 | 2047
[5 empty] | 2047-10-01 | 10.0106 | 9.8557 | 9.3747 | 9.6587 | 2047
[5 empty] | 2047-11-01 | 10.6106 | 10.4585 | 10.1426 | 9.7147 | 2047
[5 empty] | 2047-12-01 | 10.9373 | 10.7985 | 10.3166 | 9.5836 | 2047
[5 empty] | 2048-01-01 | 11.3595 | 11.2172 | 10.746 | 10.274 | 2048
[5 empty] | 2048-02-01 | 10.8143 | 10.6736 | 10.237 | 10.0828 | 2048
[5 empty] | 2048-03-01 | 10.2951 | 10.1392 | 9.7413 | 9.9503 | 2048
[5 empty] | 2048-04-01 | 9.7713 | 9.6128 | 9.1927 | 9.6011 | 2048
[5 empty] | 2048-05-01 | 9.828 | 9.668 | 9.1729 | 9.5638 | 2048
[5 empty] | 2048-06-01 | 9.8873 | 9.7279 | 8.6536 | 9.6477 | 2048
[5 empty] | 2048-07-01 | 9.946 | 9.7934 | 8.7053 | 9.3928 | 2048
[5 empty] | 2048-08-01 | 10.0971 | 9.9458 | 9.5936 | 9.5625 | 2048
[5 empty] | 2048-09-01 | 10.4112 | 10.2527 | 9.7114 | 9.8708 | 2048
[5 empty] | 2048-10-01 | 10.5695 | 10.4034 | 9.9049 | 10.2117 | 2048
[5 empty] | 2048-11-01 | 11.215 | 11.0508 | 10.716 | 10.3127 | 2048
[5 empty] | 2048-12-01 | 11.4993 | 11.3492 | 10.8722 | 10.1397 | 2048
[5 empty] | 2049-01-01 | 12.0343 | 11.8785 | 11.3619 | 10.9417 | 2049
[5 empty] | 2049-02-01 | 11.8586 | 11.6969 | 11.1763 | 11.1161 | 2049
[5 empty] | 2049-03-01 | 10.7376 | 10.5729 | 10.1246 | 10.3882 | 2049
[5 empty] | 2049-04-01 | 10.1439 | 9.9778 | 9.543 | 9.9697 | 2049
[5 empty] | 2049-05-01 | 10.1877 | 10.0205 | 9.5056 | 9.9198 | 2049
[5 empty] | 2049-06-01 | 10.2493 | 10.0825 | 8.9888 | 10.0059 | 2049
[5 empty] | 2049-07-01 | 10.31 | 10.1501 | 9.3224 | 9.753 | 2049
[5 empty] | 2049-08-01 | 10.4598 | 10.3012 | 9.9303 | 9.9214 | 2049
[5 empty] | 2049-09-01 | 10.7685 | 10.6028 | 10.0391 | 10.2243 | 2049
[5 empty] | 2049-10-01 | 10.9253 | 10.7521 | 10.2237 | 10.5637 | 2049
[5 empty] | 2049-11-01 | 11.5799 | 11.4085 | 11.0635 | 10.6738 | 2049
[5 empty] | 2049-12-01 | 11.9064 | 11.7482 | 11.2466 | 10.5425 | 2049
[5 empty] | 2050-01-01 | 12.3504 | 12.1883 | 11.6644 | 11.2545 | 2050
[5 empty] | 2050-02-01 | 12.2139 | 12.0452 | 11.5547 | 11.4677 | 2050
[5 empty] | 2050-03-01 | 11.2381 | 11.0634 | 10.627 | 10.8834 | 2050
[5 empty] | 2050-04-01 | 10.6848 | 10.508 | 10.0414 | 10.505 | 2050
[5 empty] | 2050-05-01 | 10.7468 | 10.5684 | 9.9877 | 10.473 | 2050
[5 empty] | 2050-06-01 | 10.8116 | 10.6337 | 9.4922 | 10.5623 | 2050
[5 empty] | 2050-07-01 | 10.8757 | 10.7045 | 9.8397 | 10.3127 | 2050
[5 empty] | 2050-08-01 | 11.027 | 10.8571 | 10.4509 | 10.4827 | 2050
[5 empty] | 2050-09-01 | 11.3163 | 11.1397 | 10.5842 | 10.7664 | 2050
[5 empty] | 2050-10-01 | 11.4649 | 11.2809 | 10.7763 | 11.0977 | 2050
[5 empty] | 2050-11-01 | 12.1483 | 11.9654 | 11.6317 | 11.2362 | 2050
[5 empty] | 2050-12-01 | 12.4758 | 12.3061 | 11.7982 | 11.1059 | 2050
[5 empty] | 2051-01-01 | 12.6347 | 12.4669 | 11.9324 | 11.5358 | 2051
[5 empty] | 2051-02-01 | 12.4951 | 12.3208 | 11.8202 | 11.746 | 2051
[5 empty] | 2051-03-01 | 11.4968 | 11.317 | 10.8712 | 11.1394 | 2051
[5 empty] | 2051-04-01 | 10.9308 | 10.749 | 10.272 | 10.7484 | 2051
[5 empty] | 2051-05-01 | 10.9943 | 10.8109 | 10.2171 | 10.7178 | 2051
[5 empty] | 2051-06-01 | 11.0606 | 10.8777 | 9.7103 | 10.8087 | 2051
[5 empty] | 2051-07-01 | 11.1261 | 10.9499 | 10.0657 | 10.5605 | 2051
[5 empty] | 2051-08-01 | 11.2809 | 11.1059 | 10.6909 | 10.7339 | 2051
[5 empty] | 2051-09-01 | 11.5768 | 11.3951 | 10.8274 | 11.0242 | 2051
[5 empty] | 2051-10-01 | 11.7289 | 11.5396 | 11.0239 | 11.3589 | 2051
[5 empty] | 2051-11-01 | 12.4278 | 12.2395 | 11.8989 | 11.5129 | 2051
[5 empty] | 2051-12-01 | 12.7629 | 12.5876 | 12.0693 | 11.3901 | 2051
[5 empty] | 2052-01-01 | 12.9256 | 12.752 | 12.2066 | 11.8236 | 2052
[5 empty] | 2052-02-01 | 12.7827 | 12.6026 | 12.0918 | 12.0306 | 2052
[5 empty] | 2052-03-01 | 11.7615 | 11.5764 | 11.121 | 11.4013 | 2052
[5 empty] | 2052-04-01 | 11.1824 | 10.9957 | 10.508 | 10.9974 | 2052
[5 empty] | 2052-05-01 | 11.2473 | 11.0589 | 10.4519 | 10.9682 | 2052
[5 empty] | 2052-06-01 | 11.3152 | 11.1272 | 9.9334 | 11.0606 | 2052
[5 empty] | 2052-07-01 | 11.3822 | 11.201 | 10.297 | 10.8139 | 2052
[5 empty] | 2052-08-01 | 11.5407 | 11.3605 | 10.9366 | 10.9909 | 2052
[5 empty] | 2052-09-01 | 11.8434 | 11.6563 | 11.0761 | 11.2879 | 2052
[5 empty] | 2052-10-01 | 11.9989 | 11.8042 | 11.2772 | 11.626 | 2052
[5 empty] | 2052-11-01 | 12.714 | 12.5199 | 12.1723 | 11.796 | 2052
[5 empty] | 2052-12-01 | 13.0567 | 12.8755 | 12.3466 | 11.6808 | 2052
[5 empty] | 2053-01-01 | 13.223 | 13.0436 | 12.4871 | 12.118 | 2053
[5 empty] | 2053-02-01 | 13.077 | 12.891 | 12.3697 | 12.3218 | 2053
[5 empty] | 2053-03-01 | 12.0323 | 11.8417 | 11.3765 | 11.6693 | 2053
[5 empty] | 2053-04-01 | 11.4399 | 11.248 | 10.7495 | 11.2522 | 2053
[5 empty] | 2053-05-01 | 11.5063 | 11.3127 | 10.6921 | 11.2245 | 2053
[5 empty] | 2053-06-01 | 11.5757 | 11.3825 | 10.1616 | 11.3184 | 2053
[5 empty] | 2053-07-01 | 11.6443 | 11.4578 | 10.5336 | 11.0732 | 2053
[5 empty] | 2053-08-01 | 11.8063 | 11.6208 | 11.1879 | 11.2538 | 2053
[5 empty] | 2053-09-01 | 12.116 | 11.9235 | 11.3306 | 11.5577 | 2053
[5 empty] | 2053-10-01 | 12.2751 | 12.0749 | 11.5362 | 11.8994 | 2053
[5 empty] | 2053-11-01 | 13.0066 | 12.8067 | 12.4521 | 12.0856 | 2053
[5 empty] | 2053-12-01 | 13.3573 | 13.17 | 12.6304 | 11.9782 | 2053
[5 empty] | 0 | #N/A | #N/A | #N/A | #N/A | 1900
Note on H5: PacifiCorp: Date that deal is evaluated.

## Table 5
Appendix B
| Table 5 | [9 empty] | Study_Name:
| QF - Sch38 - UT - Wind - 80.0 MW and 30.3% CF | [7 empty] | 45658 |  | QF - Sch38 - UT - Wind |  |  | 15 Year Starting 2028 | 15 Year Starting 2027 | 15 Year Starting 2026 | 15 Year Starting 2025
| January 2025 through December 2039 | [6 empty] | Start | 2025-01-01 |  | Resource Capacity |  | start | 49 | 37 | 25 | 13
| Nominal Avoided Costs Calculated Monthly | [6 empty] | End | 2039-12-01 |  | 80 | MW | end | 228 | 216 | 204 | 192
15 Year Starting 2027 |  | -50668402.2391 | 61428704.9702 | 10760302.7311 | 2074159.3895 | 5.1878
15 Year Starting 2026 |  | -42850836.4803 | 54295688.7908 | 11444852.3105 | 2074260.5647 | 5.5176 |  |  |  |  | 30.34% | CF
| Nominal NPV at 6.38% Discount Rate | [6 empty] | Discount Rate - 2025 IRP
15 Year Starting 2025 |  | -36319995.4991 | 47664047.9971 | 11344052.498 | 2074449.5974 | 5.4685 |  | 6.38% | 0.5167%
|  | Energy | Capacity $ | Total | Total | AC Price | [10 empty] | Summer | Summer
| Month | Avoided $ | 30.3% CF | Dollars | MWH | 30.3% CF | Offset | Year | Date Test | Offset |  |  |  | Total | energy | capacity | Energy | Capacity | Winter
| 2025-01-01 | 390409.0925 | 0 | 390409.0925 | 16962.1723 | 23.0165 | 1 | 2025 | 2025-01-01 | 840 | Total Net Power Cost ($ 000) | [7 empty] | Winter
| 2025-02-01 | 416057.7467 | 0 | 416057.7467 | 20624.6703 | 20.1728 | 2 | 2025 | 2025-02-01 | 1151 | WD_QF_UTN_QF_Sch38_UT | [7 empty] | Winter
| 2025-03-01 | 258867.0572 | 0 | 258867.0572 | 18952.8583 | 13.6585 | 3 | 2025 | 2025-03-01 | [9 empty] | Winter
| 2025-04-01 | 186302.7072 | 0 | 186302.7072 | 19742.4193 | 9.4367 | 4 | 2025 | 2025-04-01 | 2025 | 4461887.4564 | 0 | 212615.5845 | 20.9857 | 20.9857 | 0 | 1702216.9959 | 0 | Winter
| 2025-05-01 | 421540.9754 | 0 | 421540.9754 | 22480.2875 | 18.7516 | 5 | 2025 | 2025-05-01 | 2026 | 5140493.5482 | 0 | 212573.1749 | 24.1822 | 24.1822 | 0 | 1684841.742 | 0 | Summer
| 2025-06-01 | 467465.7578 | 0 | 467465.7578 | 21828.5133 | 21.4154 | 6 | 2025 | 2025-06-01 | 2027 | 5476395.4756 | 0 | 212240.3491 | 25.8028 | 25.8028 | 0 | 1658303.7466 | 0 | Summer
| 2025-07-01 | 440695.4283 | 0 | 440695.4283 | 15662.8467 | 28.1364 | 7 | 2025 | 2025-07-01 | 2028 | 5939177.5657 | 0 | 212236.9088 | 27.9837 | 27.9837 | 0 | 1745491.2744 | 0 | Summer
| 2025-08-01 | 461464.5226 | 0 | 461464.5226 | 11824.7518 | 39.0253 | 8 | 2025 | 2025-08-01 | 2029 | -7953492.5544 | 6960996.0577 | 212172.0984 | -4.6778 | -37.486 | 32.8083 | -1248791.8565 | 2320332.0192 | Summer
| 2025-09-01 | 332591.2871 | 0 | 332591.2871 | 12170.5783 | 27.3275 | 9 | 2025 | 2025-09-01 | 2030 | -8530811.9989 | 7112745.7681 | 212496.2426 | -6.6734 | -40.1457 | 33.4723 | -1353588.9084 | 2370915.256 | Winter
| 2025-10-01 | 300322.3974 | 0 | 300322.3974 | 23527.3431 | 12.7648 | 10 | 2025 | 2025-10-01 | 2031 | -9024213.2099 | 7267803.6256 | 212615.5845 | -8.261 | -42.4438 | 34.1828 | -1499094.7382 | 2422601.2085 | Winter
| 2025-11-01 | 357409.3062 | 0 | 357409.3062 | 13776.1816 | 25.944 | 11 | 2025 | 2025-11-01 | 2032 | -9755199.5179 | 7426241.7427 | 212573.1749 | -10.956 | -45.891 | 34.935 | -1739493.9274 | 2475413.9142 | Winter
| 2025-12-01 | 428761.1778 | 0 | 428761.1778 | 15062.9619 | 28.4646 | 12 | 2025 | 2025-12-01 | 2033 | -9498809.9282 | 7588133.8127 | 212236.9088 | -9.0026 | -44.7557 | 35.7531 | -1728015.1173 | 2529377.9376 | Winter
| 2026-01-01 | 582294.4808 | 0 | 582294.4808 | 17943.3089 | 32.4519 | 14 | 2026 | 2026-01-01 | 2034 | -9893856.4089 | 7753555.1355 | 212290.1838 | -10.082 | -46.6053 | 36.5234 | -1831065.1611 | 2584518.3785 | Winter
| 2026-02-01 | 607281.9293 | 0 | 607281.9293 | 20134.5736 | 30.1612 | 15 | 2026 | 2026-02-01 | 2035 | -10095556.0818 | 7922582.6355 | 212172.0984 | -10.2416 | -47.5819 | 37.3404 | -1732412.1197 | 2640860.8785 | Winter
| 2026-03-01 | 249846.1466 | 0 | 249846.1466 | 18349.1254 | 13.6162 | 16 | 2026 | 2026-03-01 | 2036 | -10586057.8019 | 8095294.937 | 212213.5801 | -11.7371 | -49.884 | 38.1469 | -1852728.1725 | 2698431.6457 | Winter
| 2026-04-01 | 164688.6135 | 0 | 164688.6135 | 20661.5187 | 7.9708 | 17 | 2026 | 2026-04-01 | 2037 | -10645460.6023 | 8271772.3642 | 212573.1749 | -11.1665 | -50.079 | 38.9126 | -1959317.8264 | 2757257.4547 | Winter
| 2026-05-01 | 367891.7146 | 0 | 367891.7146 | 22464.2933 | 16.3767 | 18 | 2026 | 2026-05-01 | 2038 | -10552967.8999 | 8452097.0038 | 212240.3491 | -9.8985 | -49.7218 | 39.8232 | -1943002.4953 | 2817365.6679 | Summer
| 2026-06-01 | 471340.1046 | 0 | 471340.1046 | 21524.0173 | 21.8983 | 19 | 2026 | 2026-06-01 | 2039 | 708079.9786 | 8636352.717 | 212236.9088 | 44.0283 | 3.3363 | 40.692 | 433654.6392 | 2878784.239 | Summer
| 2026-07-01 | 462486.7194 | 0 | 462486.7194 | 15147.511 | 30.5322 | 20 | 2026 | 2026-07-01 | 2040 | 898476.9084 | 8824625.2088 | 212290.1838 | 45.801 | 4.2323 | 41.5687 | 558281.3313 | 2941541.7363 | Summer
| 2026-08-01 | 460422.7096 | 0 | 460422.7096 | 12548.558 | 36.6913 | 21 | 2026 | 2026-08-01 | 2041 | 475528.4999 | 9017002.0342 | 212496.2426 | 44.6715 | 2.2378 | 42.4337 | 412376.6185 | 3005667.3447 | Summer
| 2026-09-01 | 290592.2085 | 0 | 290592.2085 | 12296.435 | 23.6322 | 22 | 2026 | 2026-09-01 | 2042 | 790121.8099 | 9213572.6788 | 212615.5845 | 47.0506 | 3.7162 | 43.3344 | 642717.7345 | 3071190.8929 | Winter
| 2026-10-01 | 467050.7389 | 0 | 467050.7389 | 22788.9687 | 20.4946 | 23 | 2026 | 2026-10-01 | 2043 | 1004004.8439 | 9414428.5661 | 212573.1749 | 49.011 | 4.7231 | 44.2879 | 720456.7162 | 3138142.8554 | Winter
| 2026-11-01 | 439873.4206 | 0 | 439873.4206 | 13895.1009 | 31.6567 | 24 | 2026 | 2026-11-01 | 2044 | 461458.4234 | 9619663.1065 | 212240.3491 | 47.4986 | 2.1742 | 45.3244 | 459226.2662 | 3206554.3688 | Winter
| 2026-12-01 | 576724.7619 | 0 | 576724.7619 | 14819.764 | 38.9159 | 25 | 2026 | 2026-12-01 | 2045 | 471518.2171 | 9829371.7622 | 212240.3491 | 48.5341 | 2.2216 | 46.3125 | 469237.3988 | 3276457.2541 | Winter
| 2027-01-01 | 690143.4465 | 0 | 690143.4465 | 18859.187 | 36.5945 | 27 | 2027 | 2027-01-01 | 2046 | 481797.3142 | 10043652.0667 | 212240.3491 | 49.5921 | 2.2701 | 47.3221 | 479466.7741 | 3347884.0222 | Winter
| 2027-02-01 | 683701.6468 | 0 | 683701.6468 | 19028.3309 | 35.9307 | 28 | 2027 | 2027-02-01 | 2047 | 0 | 0 | 0 | #DIV/0! | #DIV/0! | 0 | 0 | 0 | Winter
| 2027-03-01 | 310809.8908 | 0 | 310809.8908 | 18220.7925 | 17.058 | 29 | 2027 | 2027-03-01 | 2048 | 0 | 0 | 0 | #DIV/0! | #DIV/0! | 0 | 0 | 0 | Winter
| 2027-04-01 | 274672.7418 | 0 | 274672.7418 | 21563.6368 | 12.7378 | 30 | 2027 | 2027-04-01 | 2049 | 0 | 0 | 0 | #DIV/0! | #DIV/0! | 0 | 0 | 0 | Winter
| 2027-05-01 | 379136.4407 | 0 | 379136.4407 | 22851.848 | 16.5911 | 31 | 2027 | 2027-05-01 | 2050 | 0 | 0 | 0 | #DIV/0! | #DIV/0! | 0 | 0 | 0 | Summer
| 2027-06-01 | 418204.1724 | 0 | 418204.1724 | 21964.3946 | 19.0401 | 32 | 2027 | 2027-06-01 | 2051 | [8 empty] | Summer
| 2027-07-01 | 450964.8411 | 0 | 450964.8411 | 13744.0552 | 32.8116 | 33 | 2027 | 2027-07-01 | [9 empty] | Summer
| 2027-08-01 | 514101.0163 | 0 | 514101.0163 | 12918.0701 | 39.797 | 34 | 2027 | 2027-08-01 | [9 empty] | Summer
| 2027-09-01 | 275033.7168 | 0 | 275033.7168 | 11871.4871 | 23.1676 | 35 | 2027 | 2027-09-01 | [9 empty] | Winter
| 2027-10-01 | 492549.2051 | 0 | 492549.2051 | 23100.3431 | 21.3222 | 36 | 2027 | 2027-10-01 | [9 empty] | Winter
| 2027-11-01 | 412206.666 | 0 | 412206.666 | 13580.2165 | 30.3535 | 37 | 2027 | 2027-11-01 | [9 empty] | Winter
| 2027-12-01 | 574871.6914 | 0 | 574871.6914 | 14537.9872 | 39.5427 | 38 | 2027 | 2027-12-01 | [9 empty] | Winter
| 2028-01-01 | 706289.8434 | 0 | 706289.8434 | 19018.8974 | 37.1362 | 40 | 2028 | 2028-01-01 | [9 empty] | Winter
| 2028-02-01 | 674281.5963 | 0 | 674281.5963 | 19877.5687 | 33.9217 | 41 | 2028 | 2028-02-01 | [9 empty] | Winter
| 2028-03-01 | 293263.1763 | 0 | 293263.1763 | 17408.1805 | 16.8463 | 42 | 2028 | 2028-03-01 | [9 empty] | Winter
| 2028-04-01 | 356606.2053 | 0 | 356606.2053 | 23588.3463 | 15.1179 | 43 | 2028 | 2028-04-01 | [9 empty] | Winter
| 2028-05-01 | 346547.6105 | 0 | 346547.6105 | 21850.6754 | 15.8598 | 44 | 2028 | 2028-05-01 | [9 empty] | Summer
| 2028-06-01 | 407058.1414 | 0 | 407058.1414 | 21727.2214 | 18.7349 | 45 | 2028 | 2028-06-01 | [9 empty] | Summer
| 2028-07-01 | 415463.7972 | 0 | 415463.7972 | 13087.6627 | 31.7447 | 46 | 2028 | 2028-07-01 | [9 empty] | Summer
| 2028-08-01 | 545716.8407 | 0 | 545716.8407 | 13352.8376 | 40.869 | 47 | 2028 | 2028-08-01 | [9 empty] | Summer
| 2028-09-01 | 377252.4952 | 0 | 377252.4952 | 11306.1598 | 33.367 | 48 | 2028 | 2028-09-01 | [9 empty] | Winter
| 2028-10-01 | 659035.3217 | 0 | 659035.3217 | 23404.8725 | 28.158 | 49 | 2028 | 2028-10-01 | [9 empty] | Winter
| 2028-11-01 | 545512.4195 | 0 | 545512.4195 | 14273.3456 | 38.219 | 50 | 2028 | 2028-11-01 | [9 empty] | Winter
| 2028-12-01 | 612150.1182 | 0 | 612150.1182 | 13341.1408 | 45.8844 | 51 | 2028 | 2028-12-01 | [9 empty] | Winter
| 2029-01-01 | -940044.0525 | 580083.0048 | -359961.0477 | 20955.2882 | -17.1776 | 53 | 2029 | 2029-01-01 | [9 empty] | Winter
| 2029-02-01 | -429008.3075 | 580083.0048 | 151074.6973 | 17419.6691 | 8.6727 | 54 | 2029 | 2029-02-01 | [9 empty] | Winter
| 2029-03-01 | -734266.9282 | 580083.0048 | -154183.9234 | 17461.9122 | -8.8297 | 55 | 2029 | 2029-03-01 | [9 empty] | Winter
| 2029-04-01 | -656609.6389 | 580083.0048 | -76526.6341 | 23966.3336 | -3.1931 | 56 | 2029 | 2029-04-01 | [9 empty] | Winter
| 2029-05-01 | -438769.6555 | 580083.0048 | 141313.3493 | 22571.9989 | 6.2606 | 57 | 2029 | 2029-05-01 | [9 empty] | Summer
| 2029-06-01 | -298651.8149 | 580083.0048 | 281431.1899 | 21093.4698 | 13.3421 | 58 | 2029 | 2029-06-01 | [9 empty] | Summer
| 2029-07-01 | -264049.1135 | 580083.0048 | 316033.8913 | 12599.7166 | 25.0826 | 59 | 2029 | 2029-07-01 | [9 empty] | Summer
| 2029-08-01 | -392608.1296 | 580083.0048 | 187474.8752 | 13274.537 | 14.1229 | 60 | 2029 | 2029-08-01 | [9 empty] | Summer
| 2029-09-01 | -293482.7984 | 580083.0048 | 286600.2064 | 11262.1005 | 25.4482 | 61 | 2029 | 2029-09-01 | [9 empty] | Winter
| 2029-10-01 | -756513.8911 | 580083.0048 | -176430.8863 | 23306.7679 | -7.5699 | 62 | 2029 | 2029-10-01 | [9 empty] | Winter
| 2029-11-01 | -1012276.3987 | 580083.0048 | -432193.3939 | 15087.5229 | -28.6457 | 63 | 2029 | 2029-11-01 | [9 empty] | Winter
| 2029-12-01 | -1737211.8254 | 580083.0048 | -1157128.8206 | 13172.7816 | -87.8424 | 64 | 2029 | 2029-12-01 | [9 empty] | Winter
| 2030-01-01 | -841821.5399 | 592728.814 | -249092.7259 | 21721.6783 | -11.4675 | 66 | 2030 | 2030-01-01 | [9 empty] | Winter
| 2030-02-01 | -438927.0345 | 592728.814 | 153801.7795 | 17114.0628 | 8.9869 | 67 | 2030 | 2030-02-01 | [9 empty] | Winter
| 2030-03-01 | -717086.8496 | 592728.814 | -124358.0356 | 18128.276 | -6.8599 | 68 | 2030 | 2030-03-01 | [9 empty] | Winter
| 2030-04-01 | -813697.9557 | 592728.814 | -220969.1417 | 22846.7041 | -9.6718 | 69 | 2030 | 2030-04-01 | [9 empty] | Winter
| 2030-05-01 | -607292.8926 | 592728.814 | -14564.0785 | 23562.7929 | -0.6181 | 70 | 2030 | 2030-05-01 | [9 empty] | Summer
| 2030-06-01 | -268604.2969 | 592728.814 | 324124.5171 | 20755.6173 | 15.6162 | 71 | 2030 | 2030-06-01 | [9 empty] | Summer
| 2030-07-01 | -326076.4036 | 592728.814 | 266652.4104 | 11919.7394 | 22.3707 | 72 | 2030 | 2030-07-01 | [9 empty] | Summer
| 2030-08-01 | -421348.375 | 592728.814 | 171380.439 | 13400.0091 | 12.7896 | 73 | 2030 | 2030-08-01 | [9 empty] | Summer
| 2030-09-01 | -337559.8329 | 592728.814 | 255168.9811 | 11326.9696 | 22.5276 | 74 | 2030 | 2030-09-01 | [9 empty] | Winter
| 2030-10-01 | -780040.6626 | 592728.814 | -187311.8486 | 23084.9242 | -8.114 | 75 | 2030 | 2030-10-01 | [9 empty] | Winter
| 2030-11-01 | -1039965.4345 | 592728.814 | -447236.6205 | 16305.0648 | -27.4293 | 76 | 2030 | 2030-11-01 | [9 empty] | Winter
| 2030-12-01 | -1938390.7211 | 592728.814 | -1345661.9071 | 12330.4041 | -109.1336 | 77 | 2030 | 2030-12-01 | [9 empty] | Winter
| 2031-01-01 | -1206731.5554 | 605650.3021 | -601081.2532 | 16962.1723 | -35.4366 | 79 | 2031 | 2031-01-01 | [9 empty] | Winter
| 2031-02-01 | -575101.1936 | 605650.3021 | 30549.1085 | 20624.6703 | 1.4812 | 80 | 2031 | 2031-02-01 | [9 empty] | Winter
| 2031-03-01 | -762876.9067 | 605650.3021 | -157226.6046 | 18952.8583 | -8.2957 | 81 | 2031 | 2031-03-01 | [9 empty] | Winter
| 2031-04-01 | -758288.2437 | 605650.3021 | -152637.9415 | 19742.4193 | -7.7315 | 82 | 2031 | 2031-04-01 | [9 empty] | Winter
| 2031-05-01 | -546528.2315 | 605650.3021 | 59122.0707 | 22480.2875 | 2.63 | 83 | 2031 | 2031-05-01 | [9 empty] | Summer
| 2031-06-01 | -528888.0589 | 605650.3021 | 76762.2432 | 21828.5133 | 3.5166 | 84 | 2031 | 2031-06-01 | [9 empty] | Summer
| 2031-07-01 | -270634.5134 | 605650.3021 | 335015.7887 | 15662.8467 | 21.3892 | 85 | 2031 | 2031-07-01 | [9 empty] | Summer
| 2031-08-01 | -434981.8279 | 605650.3021 | 170668.4742 | 11824.7518 | 14.4332 | 86 | 2031 | 2031-08-01 | [9 empty] | Summer
| 2031-09-01 | -264590.3379 | 605650.3021 | 341059.9642 | 12170.5783 | 28.0233 | 87 | 2031 | 2031-09-01 | [9 empty] | Winter
| 2031-10-01 | -961134.0215 | 605650.3021 | -355483.7194 | 23527.3431 | -15.1094 | 88 | 2031 | 2031-10-01 | [9 empty] | Winter
| 2031-11-01 | -1014764.255 | 605650.3021 | -409113.9528 | 13776.1816 | -29.6972 | 89 | 2031 | 2031-11-01 | [9 empty] | Winter
| 2031-12-01 | -1699694.0644 | 605650.3021 | -1094043.7623 | 15062.9619 | -72.6314 | 90 | 2031 | 2031-12-01 | [9 empty] | Winter
| 2032-01-01 | -1305158.5099 | 618853.4786 | -686305.0313 | 17943.3089 | -38.2485 | 92 | 2032 | 2032-01-01 | [9 empty] | Winter
| 2032-02-01 | -544372.6655 | 618853.4786 | 74480.813 | 20298.2371 | 3.6693 | 93 | 2032 | 2032-02-01 | [9 empty] | Winter
| 2032-03-01 | -846463.628 | 618853.4786 | -227610.1494 | 18220.7925 | -12.4918 | 94 | 2032 | 2032-03-01 | [9 empty] | Winter
| 2032-04-01 | -865820.4772 | 618853.4786 | -246966.9987 | 21563.6368 | -11.4529 | 95 | 2032 | 2032-04-01 | [9 empty] | Winter
| 2032-05-01 | -562334.8772 | 618853.4786 | 56518.6014 | 22851.848 | 2.4733 | 96 | 2032 | 2032-05-01 | [9 empty] | Summer
| 2032-06-01 | -585442.2942 | 618853.4786 | 33411.1843 | 21964.3946 | 1.5212 | 97 | 2032 | 2032-06-01 | [9 empty] | Summer
| 2032-07-01 | -355135.6287 | 618853.4786 | 263717.8499 | 13744.0552 | 19.1878 | 98 | 2032 | 2032-07-01 | [9 empty] | Summer
| 2032-08-01 | -439433.9326 | 618853.4786 | 179419.5459 | 12918.0701 | 13.889 | 99 | 2032 | 2032-08-01 | [9 empty] | Summer
| 2032-09-01 | -359482.0718 | 618853.4786 | 259371.4067 | 11871.4871 | 21.8483 | 100 | 2032 | 2032-09-01 | [9 empty] | Winter
| 2032-10-01 | -1024054.4728 | 618853.4786 | -405200.9943 | 23100.3431 | -17.5409 | 101 | 2032 | 2032-10-01 | [9 empty] | Winter
| 2032-11-01 | -1104771.5687 | 618853.4786 | -485918.0901 | 13580.2165 | -35.7813 | 102 | 2032 | 2032-11-01 | [9 empty] | Winter
| 2032-12-01 | -1762729.3912 | 618853.4786 | -1143875.9127 | 14516.7849 | -78.7968 | 103 | 2032 | 2032-12-01 | [9 empty] | Winter
| 2033-01-01 | -1198285.6732 | 632344.4844 | -565941.1888 | 19018.8974 | -29.7568 | 105 | 2033 | 2033-01-01 | [9 empty] | Winter
| 2033-02-01 | -499827.6858 | 632344.4844 | 132516.7986 | 19008.252 | 6.9715 | 106 | 2033 | 2033-02-01 | [9 empty] | Winter
| 2033-03-01 | -876129.4131 | 632344.4844 | -243784.9287 | 17956.0037 | -13.5768 | 107 | 2033 | 2033-03-01 | [9 empty] | Winter
| 2033-04-01 | -828560.8237 | 632344.4844 | -196216.3393 | 22296.2205 | -8.8004 | 108 | 2033 | 2033-04-01 | [9 empty] | Winter
| 2033-05-01 | -597975.7129 | 632344.4844 | 34368.7715 | 22706.7884 | 1.5136 | 109 | 2033 | 2033-05-01 | [9 empty] | Summer
| 2033-06-01 | -587308.4897 | 632344.4844 | 45035.9947 | 21745.8122 | 2.071 | 110 | 2033 | 2033-06-01 | [9 empty] | Summer
| 2033-07-01 | -360076.7026 | 632344.4844 | 272267.7818 | 13611.2778 | 20.0031 | 111 | 2033 | 2033-07-01 | [9 empty] | Summer
| 2033-08-01 | -479422.7168 | 632344.4844 | 152921.7676 | 13189.1971 | 11.5945 | 112 | 2033 | 2033-08-01 | [9 empty] | Summer
| 2033-09-01 | -301207.2081 | 632344.4844 | 331137.2763 | 11582.931 | 28.5884 | 113 | 2033 | 2033-09-01 | [9 empty] | Winter
| 2033-10-01 | -1032639.0143 | 632344.4844 | -400294.5299 | 23195.8256 | -17.2572 | 114 | 2033 | 2033-10-01 | [9 empty] | Winter
| 2033-11-01 | -1068817.261 | 632344.4844 | -436472.7766 | 14022.6062 | -31.1264 | 115 | 2033 | 2033-11-01 | [9 empty] | Winter
| 2033-12-01 | -1668559.227 | 632344.4844 | -1036214.7427 | 13903.0968 | -74.5312 | 116 | 2033 | 2033-12-01 | [9 empty] | Winter
| 2034-01-01 | -1096066.0887 | 646129.5946 | -449936.4941 | 20415.3191 | -22.0392 | 118 | 2034 | 2034-01-01 | [9 empty] | Winter
| 2034-02-01 | -557108.2528 | 646129.5946 | 89021.3418 | 18180.3939 | 4.8966 | 119 | 2034 | 2034-02-01 | [9 empty] | Winter
| 2034-03-01 | -908659.5917 | 646129.5946 | -262529.997 | 17408.1805 | -15.0808 | 120 | 2034 | 2034-03-01 | [9 empty] | Winter
| 2034-04-01 | -904252.6846 | 646129.5946 | -258123.0899 | 23588.3463 | -10.9428 | 121 | 2034 | 2034-04-01 | [9 empty] | Winter
| 2034-05-01 | -627069.4871 | 646129.5946 | 19060.1076 | 21850.6754 | 0.87229 | 122 | 2034 | 2034-05-01 | [9 empty] | Summer
| 2034-06-01 | -603419.9716 | 646129.5946 | 42709.623 | 21727.2214 | 1.9657 | 123 | 2034 | 2034-06-01 | [9 empty] | Summer
| 2034-07-01 | -388867.0156 | 646129.5946 | 257262.579 | 13087.6627 | 19.6569 | 124 | 2034 | 2034-07-01 | [9 empty] | Summer
| 2034-08-01 | -464716.099 | 646129.5946 | 181413.4957 | 13352.8376 | 13.5861 | 125 | 2034 | 2034-08-01 | [9 empty] | Summer
| 2034-09-01 | -374062.075 | 646129.5946 | 272067.5197 | 11306.1598 | 24.0637 | 126 | 2034 | 2034-09-01 | [9 empty] | Winter
| 2034-10-01 | -1047072.3195 | 646129.5946 | -400942.7248 | 23404.8725 | -17.1307 | 127 | 2034 | 2034-10-01 | [9 empty] | Winter
| 2034-11-01 | -1174780.8739 | 646129.5946 | -528651.2792 | 14273.3456 | -37.0377 | 128 | 2034 | 2034-11-01 | [9 empty] | Winter
| 2034-12-01 | -1747781.9496 | 646129.5946 | -1101652.3549 | 13695.1689 | -80.4409 | 129 | 2034 | 2034-12-01 | [9 empty] | Winter
| 2035-01-01 | -1108669.1948 | 660215.2196 | -448453.9752 | 20955.2882 | -21.4005 | 131 | 2035 | 2035-01-01 | [9 empty] | Winter
| 2035-02-01 | -637355.0893 | 660215.2196 | 22860.1303 | 17419.6691 | 1.3123 | 132 | 2035 | 2035-02-01 | [9 empty] | Winter
| 2035-03-01 | -868445.6402 | 660215.2196 | -208230.4206 | 17461.9122 | -11.9248 | 133 | 2035 | 2035-03-01 | [9 empty] | Winter
| 2035-04-01 | -883600.2501 | 660215.2196 | -223385.0304 | 23966.3336 | -9.3208 | 134 | 2035 | 2035-04-01 | [9 empty] | Winter
| 2035-05-01 | -681372.2324 | 660215.2196 | -21157.0128 | 22571.9989 | -0.93731 | 135 | 2035 | 2035-05-01 | [9 empty] | Summer
| 2035-06-01 | -526544.0889 | 660215.2196 | 133671.1307 | 21093.4698 | 6.3371 | 136 | 2035 | 2035-06-01 | [9 empty] | Summer
| 2035-07-01 | -248838.3421 | 660215.2196 | 411376.8775 | 12599.7166 | 32.6497 | 137 | 2035 | 2035-07-01 | [9 empty] | Summer
| 2035-08-01 | -556342.0838 | 660215.2196 | 103873.1358 | 13274.537 | 7.825 | 138 | 2035 | 2035-08-01 | [9 empty] | Summer
| 2035-09-01 | -400687.6049 | 660215.2196 | 259527.6148 | 11262.1005 | 23.0443 | 139 | 2035 | 2035-09-01 | [9 empty] | Winter
| 2035-10-01 | -1125352.553 | 660215.2196 | -465137.3333 | 23306.7679 | -19.9572 | 140 | 2035 | 2035-10-01 | [9 empty] | Winter
| 2035-11-01 | -1204164.3781 | 660215.2196 | -543949.1584 | 15087.5229 | -36.0529 | 141 | 2035 | 2035-11-01 | [9 empty] | Winter
| 2035-12-01 | -1854184.6242 | 660215.2196 | -1193969.4046 | 13172.7816 | -90.6391 | 142 | 2035 | 2035-12-01 | [9 empty] | Winter
| 2036-01-01 | -1201659.2225 | 674607.9114 | -527051.3111 | 21721.6783 | -24.2638 | 144 | 2036 | 2036-01-01 | [9 empty] | Winter
| 2036-02-01 | -712869.6044 | 674607.9114 | -38261.693 | 17718.8289 | -2.1594 | 145 | 2036 | 2036-02-01 | [9 empty] | Winter
| 2036-03-01 | -884056.5601 | 674607.9114 | -209448.6487 | 17909.7242 | -11.6947 | 146 | 2036 | 2036-03-01 | [9 empty] | Winter
| 2036-04-01 | -883464.3867 | 674607.9114 | -208856.4753 | 23616.0931 | -8.8438 | 147 | 2036 | 2036-04-01 | [9 empty] | Winter
| 2036-05-01 | -760674.9354 | 674607.9114 | -86067.024 | 22436.1777 | -3.8361 | 148 | 2036 | 2036-05-01 | [9 empty] | Summer
| 2036-06-01 | -472182.74 | 674607.9114 | 202425.1715 | 20786.5123 | 9.7383 | 149 | 2036 | 2036-06-01 | [9 empty] | Summer
| 2036-07-01 | -394916.5985 | 674607.9114 | 279691.3129 | 12715.3974 | 21.9963 | 150 | 2036 | 2036-07-01 | [9 empty] | Summer
| 2036-08-01 | -507037.6663 | 674607.9114 | 167570.2451 | 12547.1359 | 13.3553 | 151 | 2036 | 2036-08-01 | [9 empty] | Summer
| 2036-09-01 | -478591.1677 | 674607.9114 | 196016.7437 | 12479.2016 | 15.7075 | 152 | 2036 | 2036-09-01 | [9 empty] | Winter
| 2036-10-01 | -1037587.4793 | 674607.9114 | -362979.5679 | 21932.7805 | -16.5496 | 153 | 2036 | 2036-10-01 | [9 empty] | Winter
| 2036-11-01 | -1282787.9008 | 674607.9114 | -608179.9894 | 16323.9574 | -37.2569 | 154 | 2036 | 2036-11-01 | [9 empty] | Winter
| 2036-12-01 | -1970229.54 | 674607.9114 | -1295621.6286 | 12026.0928 | -107.7342 | 155 | 2036 | 2036-12-01 | [9 empty] | Winter
| 2037-01-01 | -1516739.2982 | 689314.3637 | -827424.9345 | 17943.3089 | -46.1133 | 157 | 2037 | 2037-01-01 | [9 empty] | Winter
| 2037-02-01 | -517134.5316 | 689314.3637 | 172179.8321 | 20134.5736 | 8.5515 | 158 | 2037 | 2037-02-01 | [9 empty] | Winter
| 2037-03-01 | -926428.9913 | 689314.3637 | -237114.6276 | 18349.1254 | -12.9224 | 159 | 2037 | 2037-03-01 | [9 empty] | Winter
| 2037-04-01 | -909754.2532 | 689314.3637 | -220439.8895 | 20661.5187 | -10.6691 | 160 | 2037 | 2037-04-01 | [9 empty] | Winter
| 2037-05-01 | -595210.421 | 689314.3637 | 94103.9426 | 22464.2933 | 4.189 | 161 | 2037 | 2037-05-01 | [9 empty] | Summer
| 2037-06-01 | -674631.1325 | 689314.3637 | 14683.2312 | 21524.0173 | 0.68218 | 162 | 2037 | 2037-06-01 | [9 empty] | Summer
| 2037-07-01 | -382506.6847 | 689314.3637 | 306807.679 | 15147.511 | 20.2547 | 163 | 2037 | 2037-07-01 | [9 empty] | Summer
| 2037-08-01 | -516683.0574 | 689314.3637 | 172631.3063 | 12548.558 | 13.7571 | 164 | 2037 | 2037-08-01 | [9 empty] | Summer
| 2037-09-01 | -385496.9518 | 689314.3637 | 303817.4119 | 12296.435 | 24.7078 | 165 | 2037 | 2037-09-01 | [9 empty] | Winter
| 2037-10-01 | -1204525.1331 | 689314.3637 | -515210.7694 | 22788.9687 | -22.6079 | 166 | 2037 | 2037-10-01 | [9 empty] | Winter
| 2037-11-01 | -1157400.208 | 689314.3637 | -468085.8443 | 13895.1009 | -33.6871 | 167 | 2037 | 2037-11-01 | [9 empty] | Winter
| 2037-12-01 | -1858949.9395 | 689314.3637 | -1169635.5758 | 14819.764 | -78.924 | 168 | 2037 | 2037-12-01 | [9 empty] | Winter
| 2038-01-01 | -1323637.7433 | 704341.417 | -619296.3263 | 18859.187 | -32.8379 | 170 | 2038 | 2038-01-01 | [9 empty] | Winter
| 2038-02-01 | -570864.8216 | 704341.417 | 133476.5954 | 19028.3309 | 7.0146 | 171 | 2038 | 2038-02-01 | [9 empty] | Winter
| 2038-03-01 | -982130.1832 | 704341.417 | -277788.7662 | 18220.7925 | -15.2457 | 172 | 2038 | 2038-03-01 | [9 empty] | Winter
| 2038-04-01 | -904726.5178 | 704341.417 | -200385.1008 | 21563.6368 | -9.2927 | 173 | 2038 | 2038-04-01 | [9 empty] | Winter
| 2038-05-01 | -615248.8674 | 704341.417 | 89092.5495 | 22851.848 | 3.8987 | 174 | 2038 | 2038-05-01 | [9 empty] | Summer
| 2038-06-01 | -648368.777 | 704341.417 | 55972.64 | 21964.3946 | 2.5483 | 175 | 2038 | 2038-06-01 | [9 empty] | Summer
| 2038-07-01 | -367667.8497 | 704341.417 | 336673.5673 | 13744.0552 | 24.4959 | 176 | 2038 | 2038-07-01 | [9 empty] | Summer
| 2038-08-01 | -533573.5342 | 704341.417 | 170767.8828 | 12918.0701 | 13.2193 | 177 | 2038 | 2038-08-01 | [9 empty] | Summer
| 2038-09-01 | -393392.3345 | 704341.417 | 310949.0825 | 11871.4871 | 26.1929 | 178 | 2038 | 2038-09-01 | [9 empty] | Winter
| 2038-10-01 | -1186411.8384 | 704341.417 | -482070.4214 | 23100.3431 | -20.8685 | 179 | 2038 | 2038-10-01 | [9 empty] | Winter
| 2038-11-01 | -1116500.1897 | 704341.417 | -412158.7727 | 13580.2165 | -30.3499 | 180 | 2038 | 2038-11-01 | [9 empty] | Winter
| 2038-12-01 | -1910445.243 | 704341.417 | -1206103.826 | 14537.9872 | -82.9622 | 181 | 2038 | 2038-12-01 | [9 empty] | Winter
| 2039-01-01 | 64783.1061 | 719696.0597 | 784479.1659 | 19018.8974 | 41.2474 | 183 | 2039 | 2039-01-01 | [9 empty] | Winter
| 2039-02-01 | 340346.2489 | 719696.0597 | 1060042.3086 | 19008.252 | 55.7675 | 184 | 2039 | 2039-02-01 | [9 empty] | Winter
| 2039-03-01 | -25250.2617 | 719696.0597 | 694445.7981 | 17956.0037 | 38.6749 | 185 | 2039 | 2039-03-01 | [9 empty] | Winter
| 2039-04-01 | 25869.2295 | 719696.0597 | 745565.2893 | 22296.2205 | 33.4391 | 186 | 2039 | 2039-04-01 | [9 empty] | Winter
| 2039-05-01 | 93547.8296 | 719696.0597 | 813243.8894 | 22706.7884 | 35.815 | 187 | 2039 | 2039-05-01 | [9 empty] | Summer
| 2039-06-01 | 172118.5465 | 719696.0597 | 891814.6062 | 21745.8122 | 41.0109 | 188 | 2039 | 2039-06-01 | [9 empty] | Summer
| 2039-07-01 | 106678.8396 | 719696.0597 | 826374.8993 | 13611.2778 | 60.7125 | 189 | 2039 | 2039-07-01 | [9 empty] | Summer
| 2039-08-01 | 44810.8818 | 719696.0597 | 764506.9415 | 13189.1971 | 57.9646 | 190 | 2039 | 2039-08-01 | [9 empty] | Summer
| 2039-09-01 | 110046.3713 | 719696.0597 | 829742.4311 | 11582.931 | 71.6349 | 191 | 2039 | 2039-09-01 | [9 empty] | Winter
| 2039-10-01 | 117582.0069 | 719696.0597 | 837278.0666 | 23195.8256 | 36.0961 | 192 | 2039 | 2039-10-01 | [9 empty] | Winter
| 2039-11-01 | -60910.7021 | 719696.0597 | 658785.3577 | 14022.6062 | 46.9802 | 193 | 2039 | 2039-11-01 | [9 empty] | Winter
| 2039-12-01 | -281542.1179 | 719696.0597 | 438153.9418 | 13903.0968 | 31.5148 | 194 | 2039 | 2039-12-01 | [9 empty] | Winter
| 2040-01-01 | 118263.0184 | 735385.4341 | 853648.4524 | 20415.3191 | 41.8141 | 196 | 2040 | 2040-01-01 | [9 empty] | Winter
| 2040-02-01 | 308997.9463 | 735385.4341 | 1044383.3804 | 18378.4766 | 56.8264 | 197 | 2040 | 2040-02-01 | [9 empty] | Winter
| 2040-03-01 | 64943.9632 | 735385.4341 | 800329.3973 | 17461.9122 | 45.8329 | 198 | 2040 | 2040-03-01 | [9 empty] | Winter
| 2040-04-01 | 82132.7053 | 735385.4341 | 817518.1394 | 23966.3336 | 34.1111 | 199 | 2040 | 2040-04-01 | [9 empty] | Winter
| 2040-05-01 | 83761.8248 | 735385.4341 | 819147.2588 | 22571.9989 | 36.2904 | 200 | 2040 | 2040-05-01 | [9 empty] | Summer
| 2040-06-01 | 151042.8499 | 735385.4341 | 886428.284 | 21093.4698 | 42.0238 | 201 | 2040 | 2040-06-01 | [9 empty] | Summer
| 2040-07-01 | 186723.3844 | 735385.4341 | 922108.8185 | 12599.7166 | 73.1849 | 202 | 2040 | 2040-07-01 | [9 empty] | Summer
| 2040-08-01 | 103931.938 | 735385.4341 | 839317.3721 | 13274.537 | 63.2276 | 203 | 2040 | 2040-08-01 | [9 empty] | Summer
| 2040-09-01 | 116583.1589 | 735385.4341 | 851968.593 | 11262.1005 | 75.6492 | 204 | 2040 | 2040-09-01 | [9 empty] | Winter
| 2040-10-01 | 223514.4402 | 735385.4341 | 958899.8743 | 23306.7679 | 41.1426 | 205 | 2040 | 2040-10-01 | [9 empty] | Winter
| 2040-11-01 | 126.2168 | 735385.4341 | 735511.6509 | 15087.5229 | 48.7497 | 206 | 2040 | 2040-11-01 | [9 empty] | Winter
| 2040-12-01 | -541544.5379 | 735385.4341 | 193840.8962 | 12872.0285 | 15.0591 | 207 | 2040 | 2040-12-01 | [9 empty] | Winter
| 2041-01-01 | 137982.7249 | 751416.8362 | 889399.5611 | 21721.6783 | 40.9453 | 209 | 2041 | 2041-01-01 | [9 empty] | Winter
| 2041-02-01 | 184602.6265 | 751416.8362 | 936019.4626 | 17114.0628 | 54.693 | 210 | 2041 | 2041-02-01 | [9 empty] | Winter
| 2041-03-01 | 89923.6296 | 751416.8362 | 841340.4658 | 18128.276 | 46.4104 | 211 | 2041 | 2041-03-01 | [9 empty] | Winter
| 2041-04-01 | 43318.4226 | 751416.8362 | 794735.2588 | 22846.7041 | 34.7856 | 212 | 2041 | 2041-04-01 | [9 empty] | Winter
| 2041-05-01 | 41660.5116 | 751416.8362 | 793077.3478 | 23562.7929 | 33.658 | 213 | 2041 | 2041-05-01 | [9 empty] | Summer
| 2041-06-01 | 207270.1725 | 751416.8362 | 958687.0086 | 20755.6173 | 46.1893 | 214 | 2041 | 2041-06-01 | [9 empty] | Summer
| 2041-07-01 | 11964.2562 | 751416.8362 | 763381.0924 | 11919.7394 | 64.0434 | 215 | 2041 | 2041-07-01 | [9 empty] | Summer
| 2041-08-01 | 123589.2617 | 751416.8362 | 875006.0979 | 13400.0091 | 65.2989 | 216 | 2041 | 2041-08-01 | [9 empty] | Summer
| 2041-09-01 | 69552.9281 | 751416.8362 | 820969.7643 | 11326.9696 | 72.4792 | 217 | 2041 | 2041-09-01 | [9 empty] | Winter
| 2041-10-01 | 281782.9901 | 751416.8362 | 1033199.8263 | 23084.9242 | 44.7565 | 218 | 2041 | 2041-10-01 | [9 empty] | Winter
| 2041-11-01 | -46957.934 | 751416.8362 | 704458.9021 | 16305.0648 | 43.2049 | 219 | 2041 | 2041-11-01 | [9 empty] | Winter
| 2041-12-01 | -669161.0898 | 751416.8362 | 82255.7464 | 12330.4041 | 6.671 | 220 | 2041 | 2041-12-01 | [9 empty] | Winter
| 2042-01-01 | -214720.306 | 767797.7232 | 553077.4172 | 16962.1723 | 32.6065 | 222 | 2042 | 2042-01-01 | [9 empty] | Winter
| 2042-02-01 | 482894.2327 | 767797.7232 | 1250691.956 | 20624.6703 | 60.6406 | 223 | 2042 | 2042-02-01 | [9 empty] | Winter
| 2042-03-01 | 150998.8732 | 767797.7232 | 918796.5964 | 18952.8583 | 48.478 | 224 | 2042 | 2042-03-01 | [9 empty] | Winter
| 2042-04-01 | 81323.4328 | 767797.7232 | 849121.156 | 19742.4193 | 43.01 | 225 | 2042 | 2042-04-01 | [9 empty] | Winter
| 2042-05-01 | 135870.1899 | 767797.7232 | 903667.9132 | 22480.2875 | 40.1982 | 226 | 2042 | 2042-05-01 | [9 empty] | Summer
| 2042-06-01 | 203574.7496 | 767797.7232 | 971372.4729 | 21828.5133 | 44.5002 | 227 | 2042 | 2042-06-01 | [9 empty] | Summer
| 2042-07-01 | 202361.2291 | 767797.7232 | 970158.9523 | 15662.8467 | 61.9401 | 228 | 2042 | 2042-07-01 | [9 empty] | Summer
| 2042-08-01 | 27979.5582 | 767797.7232 | 795777.2814 | 11824.7518 | 67.2976 | 229 | 2042 | 2042-08-01 | [9 empty] | Summer
| 2042-09-01 | 208802.1976 | 767797.7232 | 976599.9209 | 12170.5783 | 80.2427 | 230 | 2042 | 2042-09-01 | [9 empty] | Winter
| 2042-10-01 | 242833.6351 | 767797.7232 | 1010631.3583 | 23527.3431 | 42.9556 | 231 | 2042 | 2042-10-01 | [9 empty] | Winter
| 2042-11-01 | -172999.6155 | 767797.7232 | 594798.1078 | 13776.1816 | 43.1758 | 232 | 2042 | 2042-11-01 | [9 empty] | Winter
| 2042-12-01 | -558796.3669 | 767797.7232 | 209001.3563 | 15062.9619 | 13.8752 | 233 | 2042 | 2042-12-01 | [9 empty] | Winter
| 2043-01-01 | -415902.6036 | 784535.7138 | 368633.1103 | 17943.3089 | 20.5443 | 235 | 2043 | 2043-01-01 | [9 empty] | Winter
| 2043-02-01 | 639002.9343 | 784535.7138 | 1423538.6482 | 20134.5736 | 70.7012 | 236 | 2043 | 2043-02-01 | [9 empty] | Winter
| 2043-03-01 | 76170.0505 | 784535.7138 | 860705.7643 | 18349.1254 | 46.9072 | 237 | 2043 | 2043-03-01 | [9 empty] | Winter
| 2043-04-01 | 91237.9671 | 784535.7138 | 875773.681 | 20661.5187 | 42.3867 | 238 | 2043 | 2043-04-01 | [9 empty] | Winter
| 2043-05-01 | 190372.7907 | 784535.7138 | 974908.5046 | 22464.2933 | 43.3981 | 239 | 2043 | 2043-05-01 | [9 empty] | Summer
| 2043-06-01 | 224197.5246 | 784535.7138 | 1008733.2384 | 21524.0173 | 46.8655 | 240 | 2043 | 2043-06-01 | [9 empty] | Summer
| 2043-07-01 | 247660.2423 | 784535.7138 | 1032195.9562 | 15147.511 | 68.1429 | 241 | 2043 | 2043-07-01 | [9 empty] | Summer
| 2043-08-01 | 95447.8666 | 784535.7138 | 879983.5804 | 12548.558 | 70.1263 | 242 | 2043 | 2043-08-01 | [9 empty] | Summer
| 2043-09-01 | 153151.0827 | 784535.7138 | 937686.7966 | 12296.435 | 76.2568 | 243 | 2043 | 2043-09-01 | [9 empty] | Winter
| 2043-10-01 | 155680.1623 | 784535.7138 | 940215.8762 | 22788.9687 | 41.2575 | 244 | 2043 | 2043-10-01 | [9 empty] | Winter
| 2043-11-01 | -508445.2849 | 784535.7138 | 276090.4289 | 13895.1009 | 19.8696 | 245 | 2043 | 2043-11-01 | [9 empty] | Winter
| 2043-12-01 | 55432.1112 | 784535.7138 | 839967.825 | 14819.764 | 56.6789 | 246 | 2043 | 2043-12-01 | [9 empty] | Winter
| 2044-01-01 | -195462.6392 | 801638.5922 | 606175.953 | 18859.187 | 32.1422 | 248 | 2044 | 2044-01-01 | [9 empty] | Winter
| 2044-02-01 | 589360.3932 | 801638.5922 | 1390998.9854 | 19304.1383 | 72.057 | 249 | 2044 | 2044-02-01 | [9 empty] | Winter
| 2044-03-01 | 65479.308 | 801638.5922 | 867117.9003 | 17956.0037 | 48.2913 | 250 | 2044 | 2044-03-01 | [9 empty] | Winter
| 2044-04-01 | 37400.6376 | 801638.5922 | 839039.2298 | 22296.2205 | 37.6315 | 251 | 2044 | 2044-04-01 | [9 empty] | Winter
| 2044-05-01 | 177516.4126 | 801638.5922 | 979155.0048 | 22706.7884 | 43.1217 | 252 | 2044 | 2044-05-01 | [9 empty] | Summer
| 2044-06-01 | 103748.0554 | 801638.5922 | 905386.6476 | 21745.8122 | 41.635 | 253 | 2044 | 2044-06-01 | [9 empty] | Summer
| 2044-07-01 | 133317.9203 | 801638.5922 | 934956.5125 | 13611.2778 | 68.6898 | 254 | 2044 | 2044-07-01 | [9 empty] | Summer
| 2044-08-01 | 68253.7254 | 801638.5922 | 869892.3176 | 13189.1971 | 65.9549 | 255 | 2044 | 2044-08-01 | [9 empty] | Summer
| 2044-09-01 | 153906.5652 | 801638.5922 | 955545.1574 | 11582.931 | 82.496 | 256 | 2044 | 2044-09-01 | [9 empty] | Winter
| 2044-10-01 | 93654.332 | 801638.5922 | 895292.9242 | 23195.8256 | 38.5972 | 257 | 2044 | 2044-10-01 | [9 empty] | Winter
| 2044-11-01 | 5441.6609 | 801638.5922 | 807080.2531 | 14022.6062 | 57.5557 | 258 | 2044 | 2044-11-01 | [9 empty] | Winter
| 2044-12-01 | -771157.948 | 801638.5922 | 30480.6442 | 13770.3613 | 2.2135 | 259 | 2044 | 2044-12-01 | [9 empty] | Winter
| 2045-01-01 | -199723.7248 | 819114.3135 | 619390.5887 | 18859.187 | 32.8429 | 261 | 2045 | 2045-01-01 |  | 2.18% | [7 empty] | Winter
| 2045-02-01 | 602208.4498 | 819114.3135 | 1421322.7633 | 19304.1383 | 73.6279 | 262 | 2045 | 2045-02-01 |  | 2.18% | [7 empty] | Winter
| 2045-03-01 | 66906.757 | 819114.3135 | 886021.0705 | 17956.0037 | 49.344 | 263 | 2045 | 2045-03-01 |  | 2.18% | [7 empty] | Winter
| 2045-04-01 | 38215.9715 | 819114.3135 | 857330.285 | 22296.2205 | 38.4518 | 264 | 2045 | 2045-04-01 |  | 2.18% | [7 empty] | Winter
| 2045-05-01 | 181386.2704 | 819114.3135 | 1000500.5839 | 22706.7884 | 44.0617 | 265 | 2045 | 2045-05-01 |  | 2.18% | [7 empty] | Summer
| 2045-06-01 | 106009.763 | 819114.3135 | 925124.0766 | 21745.8122 | 42.5426 | 266 | 2045 | 2045-06-01 |  | 2.18% | [7 empty] | Summer
| 2045-07-01 | 136224.2509 | 819114.3135 | 955338.5644 | 13611.2778 | 70.1873 | 267 | 2045 | 2045-07-01 |  | 2.18% | [7 empty] | Summer
| 2045-08-01 | 69741.6566 | 819114.3135 | 888855.9701 | 13189.1971 | 67.3927 | 268 | 2045 | 2045-08-01 |  | 2.18% | [7 empty] | Summer
| 2045-09-01 | 157261.7283 | 819114.3135 | 976376.0418 | 11582.931 | 84.2944 | 269 | 2045 | 2045-09-01 |  | 2.18% | [7 empty] | Winter
| 2045-10-01 | 95695.9964 | 819114.3135 | 914810.31 | 23195.8256 | 39.4386 | 270 | 2045 | 2045-10-01 |  | 2.18% | [7 empty] | Winter
| 2045-11-01 | 5560.2891 | 819114.3135 | 824674.6026 | 14022.6062 | 58.8104 | 271 | 2045 | 2045-11-01 |  | 2.18% | [7 empty] | Winter
| 2045-12-01 | -787969.1912 | 819114.3135 | 31145.1223 | 13770.3613 | 2.2618 | 272 | 2045 | 2045-12-01 |  | 2.18% | [7 empty] | Winter
| 2046-01-01 | -204077.702 | 836971.0056 | 632893.3036 | 18859.187 | 33.5589 | 274 | 2046 | 2046-01-01 |  | 2.18% | [7 empty] | Winter
| 2046-02-01 | 615336.594 | 836971.0056 | 1452307.5995 | 19304.1383 | 75.233 | 275 | 2046 | 2046-02-01 |  | 2.18% | [7 empty] | Winter
| 2046-03-01 | 68365.3243 | 836971.0056 | 905336.3298 | 17956.0037 | 50.4197 | 276 | 2046 | 2046-03-01 |  | 2.18% | [7 empty] | Winter
| 2046-04-01 | 39049.0797 | 836971.0056 | 876020.0852 | 22296.2205 | 39.2901 | 277 | 2046 | 2046-04-01 |  | 2.18% | [7 empty] | Winter
| 2046-05-01 | 185340.4911 | 836971.0056 | 1022311.4967 | 22706.7884 | 45.0223 | 278 | 2046 | 2046-05-01 |  | 2.18% | [7 empty] | Summer
| 2046-06-01 | 108320.7759 | 836971.0056 | 945291.7814 | 21745.8122 | 43.4701 | 279 | 2046 | 2046-06-01 |  | 2.18% | [7 empty] | Summer
| 2046-07-01 | 139193.9396 | 836971.0056 | 976164.9451 | 13611.2778 | 71.7174 | 280 | 2046 | 2046-07-01 |  | 2.18% | [7 empty] | Summer
| 2046-08-01 | 71262.0247 | 836971.0056 | 908233.0303 | 13189.1971 | 68.8619 | 281 | 2046 | 2046-08-01 |  | 2.18% | [7 empty] | Summer
| 2046-09-01 | 160690.034 | 836971.0056 | 997661.0395 | 11582.931 | 86.132 | 282 | 2046 | 2046-09-01 |  | 2.18% | [7 empty] | Winter
| 2046-10-01 | 97782.1692 | 836971.0056 | 934753.1747 | 23195.8256 | 40.2983 | 283 | 2046 | 2046-10-01 |  | 2.18% | [7 empty] | Winter
| 2046-11-01 | 5681.5034 | 836971.0056 | 842652.509 | 14022.6062 | 60.0924 | 284 | 2046 | 2046-11-01 |  | 2.18% | [7 empty] | Winter
| 2046-12-01 | -805146.9196 | 836971.0056 | 31824.0859 | 13770.3613 | 2.3111 | 285 | 2046 | 2046-12-01 |  | 2.18%

## Table3Compare (hidden)
Total Fixed Cost
$/kW-yr | WD_.PX.BDG._.PTC.Utility_Scale | WD_.PX.BDG._.PTC.Utility_Scale | WD_.PX.BDG._.PTC.Utility_Scale | WD_.PX.DJW._.PTC.Utility_Scale | WD_.PX.DJW._.PTC.Utility_Scale | WD_.PX.DJW._.PTC.Utility_Scale | PV_.PX.BDG._.PTC.Utility_Scale | PV_.PX.HTG._.PTC.Utility_Scale | PV_.PX.NTN._.PTC.Utility_Scale | PV_.PX.UTS._.PTC.Utility_Scale
COD | 2029 | 2030 | 2031 | 2029 | 2030 | 2031 | 2031 | 2031 | 2031 | 2031
| WIND | WIND | WIND | WIND | WIND | WIND | Solar | Solar | Solar | Solar
| WD_.PX.BDG._.PTC.Utility_Scale2029 | WD_.PX.BDG._.PTC.Utility_Scale2030 | WD_.PX.BDG._.PTC.Utility_Scale2031 | WD_.PX.DJW._.PTC.Utility_Scale2029 | WD_.PX.DJW._.PTC.Utility_Scale2030 | WD_.PX.DJW._.PTC.Utility_Scale2031 | PV_.PX.BDG._.PTC.Utility_Scale2031 | PV_.PX.HTG._.PTC.Utility_Scale2031 | PV_.PX.NTN._.PTC.Utility_Scale2031 | PV_.PX.UTS._.PTC.Utility_Scale2031
2024 | 0 | 0 | 0 | 0 | 0 | 0 | 0 | 0 | 0 | 0
2025 | 0 | 0 | 0 | 0 | 0 | 0 | 0 | 0 | 0 | 0
2026 | 0 | 0 | 0 | 0 | 0 | 0 | 0 | 0 | 0 | 0
2027 | 0 | 0 | 0 | 0 | 0 | 0 | 0 | 0 | 0 | 0
2028 | 0 | 0 | 0 | 0 | 0 | 0 | 0 | 0 | 0 | 0
2029 | 123.3091 | 0 | 0 | 123.3091 | 0 | 0 | 0 | 0 | 0 | 0
2030 | 125.9973 | 123.9838 | 0 | 125.9973 | 123.9838 | 0 | 0 | 0 | 0 | 0
2031 | 128.744 | 126.6866 | 125.7513 | 128.744 | 126.6866 | 125.7513 | 100.775 | 100.775 | 100.775 | 100.775
2032 | 131.5506 | 129.4484 | 128.4926 | 131.5506 | 129.4484 | 128.4926 | 102.9719 | 102.9719 | 102.9719 | 102.9719
2033 | 134.4185 | 132.2704 | 131.2938 | 134.4185 | 132.2704 | 131.2938 | 105.2167 | 105.2167 | 105.2167 | 105.2167
2034 | 137.3488 | 135.1539 | 134.156 | 137.3488 | 135.1539 | 134.156 | 107.5104 | 107.5104 | 107.5104 | 107.5104
2035 | 140.343 | 138.1002 | 137.0806 | 140.343 | 138.1002 | 137.0806 | 109.8541 | 109.8541 | 109.8541 | 109.8541
2036 | 143.4025 | 141.1108 | 140.0689 | 143.4025 | 141.1108 | 140.0689 | 112.249 | 112.249 | 112.249 | 112.249
2037 | 146.5286 | 144.187 | 143.1225 | 146.5286 | 144.187 | 143.1225 | 114.696 | 114.696 | 114.696 | 114.696
2038 | 149.723 | 147.3303 | 146.2425 | 149.723 | 147.3303 | 146.2425 | 117.1964 | 117.1964 | 117.1964 | 117.1964
2039 | 152.9869 | 150.5421 | 149.4306 | 152.9869 | 150.5421 | 149.4306 | 119.7512 | 119.7512 | 119.7512 | 119.7512
2040 | 156.322 | 153.8239 | 152.6882 | 156.322 | 153.8239 | 152.6882 | 122.3618 | 122.3618 | 122.3618 | 122.3618
2041 | 159.7298 | 157.1773 | 156.0168 | 159.7298 | 157.1773 | 156.0168 | 125.0293 | 125.0293 | 125.0293 | 125.0293
2042 | 163.212 | 160.6037 | 159.418 | 163.212 | 160.6037 | 159.418 | 127.755 | 127.755 | 127.755 | 127.755
2043 | 166.77 | 164.1049 | 162.8933 | 166.77 | 164.1049 | 162.8933 | 130.54 | 130.54 | 130.54 | 130.54
2044 | 170.4056 | 167.6824 | 166.4443 | 170.4056 | 167.6824 | 166.4443 | 133.3858 | 133.3858 | 133.3858 | 133.3858
2045 | 174.1204 | 171.3379 | 170.0728 | 174.1204 | 171.3379 | 170.0728 | 136.2936 | 136.2936 | 136.2936 | 136.2936
2046 | 177.9162 | 175.073 | 173.7804 | 177.9162 | 175.073 | 173.7804 | 139.2648 | 139.2648 | 139.2648 | 139.2648
2047 | 181.7948 | 178.8896 | 177.5688 | 181.7948 | 178.8896 | 177.5688 | 142.3008 | 142.3008 | 142.3008 | 142.3008
2048 | 185.7579 | 182.7894 | 181.4398 | 185.7579 | 182.7894 | 181.4398 | 145.4029 | 145.4029 | 145.4029 | 145.4029
2049 | 189.8075 | 186.7742 | 185.3952 | 189.8075 | 186.7742 | 185.3952 | 148.5727 | 148.5727 | 148.5727 | 148.5727
2050 | 183.1889 | 190.8459 | 189.4368 | 193.9453 | 190.8459 | 189.4368 | 151.8116 | 151.8116 | 151.8116 | 151.8116
15 uear nominal levelized
$/kW-yr | 140.5139 | 141.2826 | 143.2967 | 140.5139 | 141.2826 | 143.2967 | 114.8357 | 114.8357 | 114.8357 | 114.8357
MW | 100 | 100 | 100 | 100 | 100 | 244.1898 | 88.5 | 405.9404 | 100 | 73.5
CC
Total Fixed Cost
Wind Sorted by $/kW-yr_CC_Adj | COD | $/kW-yr | MW | CC at COD
WD_.PX.BDG._.PTC.Utility_Scale2029 | 2029 | 140.5139 | 100 | 0
WD_.PX.BDG._.PTC.Utility_Scale2030 | 2030 | 141.2826 | 100 | 0
WD_.PX.BDG._.PTC.Utility_Scale2031 | 2031 | 143.2967 | 100 | 0
WD_.PX.DJW._.PTC.Utility_Scale2029 | 2029 | 140.5139 | 100 | 0
WD_.PX.DJW._.PTC.Utility_Scale2030 | 2030 | 141.2826 | 100 | 0
WD_.PX.DJW._.PTC.Utility_Scale2031 | 2031 | 143.2967 | 244.1898 | 0
PV_.PX.BDG._.PTC.Utility_Scale2031 | 2031 | 114.8357 | 88.5 | 0
PV_.PX.HTG._.PTC.Utility_Scale2031 | 2031 | 114.8357 | 405.9404 | 0
PV_.PX.NTN._.PTC.Utility_Scale2031 | 2031 | 114.8357 | 100 | 0
PV_.PX.UTS._.PTC.Utility_Scale2031 | 2031 | 114.8357 | 73.5 | 0
Solar Sorted by $/kW-yr_CC_Adj | COD | COD | COD | $/kW-yr | MW | MW | CC at COD
PV_.PX.WMV._.PTC.Utility_Scale2036 | #N/A | #N/A | #N/A | #N/A | #N/A | #N/A | #N/A
PV_.PX.WMV._.PTC.Utility_Scale2032 | #N/A | #N/A | #N/A | #N/A | #N/A | #N/A | #N/A
PV_.PX.YAK._.PTC.Utility_Scale2032 | #N/A | #N/A | #N/A | #N/A | #N/A | #N/A | #N/A

## 2025 IRP Assumptions (hidden)
Collection | Parent Object | Child Object | Property | Value | Data File | Units | Band | Date From | Date To | Timeslice | Action | Expression | Scenario | Memo | Category
Generators | System | PV_.PX.BDG._.PTC.Utility_Scale | Build Cost | 1216.55 |  | $/kW | 1 |  |  |  | × | IRPPVESC |  |  | New Solar
Generators | System | PV_.PX.BOR._.PTC.Utility_Scale | Build Cost | 1228.72 |  | $/kW | 1 |  |  |  | × | IRPPVESC |  |  | New Solar
Generators | System | PV_.PX.CLV._.PTC.Small_Scale | Build Cost | 1984.28 |  | $/kW | 1 |  |  |  | × | IRPPVESC_Small |  |  | New Solar
Generators | System | PV_.PX.COR._.PTC.Small_Scale | Build Cost | 2082.51 |  | $/kW | 1 |  |  |  | × | IRPPVESC_Small |  |  | New Solar
Generators | System | PV_.PX.COR._.PTC.Utility_Scale | Build Cost | 1289.55 |  | $/kW | 1 |  |  |  | × | IRPPVESC |  |  | New Solar
Generators | System | PV_.PX.DJW._.PTC.Utility_Scale | Build Cost | 1216.55 |  | $/kW | 1 |  |  |  | × | IRPPVESC |  |  | New Solar
Generators | System | PV_.PX.GOE._.PTC.Small_Scale | Build Cost | 1984.28 |  | $/kW | 1 |  |  |  | × | IRPPVESC_Small |  |  | New Solar
Generators | System | PV_.PX.GOE._.PTC.Utility_Scale | Build Cost | 1228.72 |  | $/kW | 1 |  |  |  | × | IRPPVESC |  |  | New Solar
Generators | System | PV_.PX.HTG._.PTC.Utility_Scale | Build Cost | 1216.55 |  | $/kW | 1 |  |  |  | × | IRPPVESC |  |  | New Solar
Generators | System | PV_.PX.NTN._.PTC.Utility_Scale | Build Cost | 1216.55 |  | $/kW | 1 |  |  |  | × | IRPPVESC |  |  | New Solar
Generators | System | PV_.PX.NUT._.PTC.Small_Scale | Build Cost | 1984.28 |  | $/kW | 1 |  |  |  | × | IRPPVESC_Small |  |  | New Solar
Generators | System | PV_.PX.NUT._.PTC.Utility_Scale | Build Cost | 1228.72 |  | $/kW | 1 |  |  |  | × | IRPPVESC |  |  | New Solar
Generators | System | PV_.PX.SOR._.PTC.Small_Scale | Build Cost | 2180.75 |  | $/kW | 1 |  |  |  | × | IRPPVESC_Small |  |  | New Solar
Generators | System | PV_.PX.SOR._.PTC.Utility_Scale | Build Cost | 1350.37 |  | $/kW | 1 |  |  |  | × | IRPPVESC |  |  | New Solar
Generators | System | PV_.PX.SUM._.PTC.Utility_Scale | Build Cost | 1289.55 |  | $/kW | 1 |  |  |  | × | IRPPVESC |  |  | New Solar
Generators | System | PV_.PX.UTS._.PTC.Small_Scale | Build Cost | 1964.64 |  | $/kW | 1 |  |  |  | × | IRPPVESC_Small |  |  | New Solar
Generators | System | PV_.PX.UTS._.PTC.Utility_Scale | Build Cost | 1216.55 |  | $/kW | 1 |  |  |  | × | IRPPVESC |  |  | New Solar
Generators | System | PV_.PX.WMV._.PTC.Small_Scale | Build Cost | 2082.51 |  | $/kW | 1 |  |  |  | × | IRPPVESC_Small |  |  | New Solar
Generators | System | PV_.PX.WMV._.PTC.Utility_Scale | Build Cost | 1289.55 |  | $/kW | 1 |  |  |  | × | IRPPVESC |  |  | New Solar
Generators | System | PV_.PX.WSF._.PTC.Small_Scale | Build Cost | 1964.64 |  | $/kW | 1 |  |  |  | × | IRPPVESC_Small |  |  | New Solar
Generators | System | PV_.PX.WWA._.PTC.Small_Scale | Build Cost | 2003.93 |  | $/kW | 1 |  |  |  | × | IRPPVESC_Small |  |  | New Solar
Generators | System | PV_.PX.WWA._.PTC.Utility_Scale | Build Cost | 1240.88 |  | $/kW | 1 |  |  |  | × | IRPPVESC |  |  | New Solar
Generators | System | PV_.PX.WYC._.PTC.Small_Scale | Build Cost | 1964.64 |  | $/kW | 1 |  |  |  | × | IRPPVESC_Small |  |  | New Solar
Generators | System | PV_.PX.WYE._.PTC.Small_Scale | Build Cost | 1964.64 |  | $/kW | 1 |  |  |  | × | IRPPVESC_Small |  |  | New Solar
Generators | System | PV_.PX.WYE._.PTC.Utility_Scale | Build Cost | 1216.55 |  | $/kW | 1 |  |  |  | × | IRPPVESC |  |  | New Solar
Generators | System | PV_.PX.WYN._.PTC.Small_Scale | Build Cost | 1964.64 |  | $/kW | 1 |  |  |  | × | IRPPVESC_Small |  |  | New Solar
Generators | System | PV_.PX.YAK._.PTC.Small_Scale | Build Cost | 2003.93 |  | $/kW | 1 |  |  |  | × | IRPPVESC_Small |  |  | New Solar
Generators | System | PV_.PX.YAK._.PTC.Utility_Scale | Build Cost | 1240.88 |  | $/kW | 1 |  |  |  | × | IRPPVESC |  |  | New Solar
Generators | System | WD_.PX.BDG._.PTC.Utility_Scale | Build Cost | 1392.68 |  | $/kW | 1 |  |  |  | × | IRPWDESC |  |  | New Wind
Generators | System | WD_.PX.BOR._.PTC.Utility_Scale | Build Cost | 1449.53 |  | $/kW | 1 |  |  |  | × | IRPWDESC |  |  | New Wind
Generators | System | WD_.PX.CLV._.PTC.Small_Scale | Build Cost | 2605.68 |  | $/kW | 1 |  |  |  | × | IRPWDESC_Small |  |  | New Wind
Generators | System | WD_.PX.COR._.PTC.Small_Scale | Build Cost | 2835.59 |  | $/kW | 1 |  |  |  | × | IRPWDESC_Small |  |  | New Wind
Generators | System | WD_.PX.COR._.PTC.Utility_Scale | Build Cost | 1577.43 |  | $/kW | 1 |  |  |  | × | IRPWDESC |  |  | New Wind
Generators | System | WD_.PX.DJW._.PTC.Utility_Scale | Build Cost | 1392.68 |  | $/kW | 1 |  |  |  | × | IRPWDESC |  |  | New Wind
Generators | System | WD_.PX.GOE._.PTC.Small_Scale | Build Cost | 2605.68 |  | $/kW | 1 |  |  |  | × | IRPWDESC_Small |  |  | New Wind
Generators | System | WD_.PX.GOE._.PTC.Utility_Scale | Build Cost | 1449.53 |  | $/kW | 1 |  |  |  | × | IRPWDESC |  |  | New Wind
Generators | System | WD_.PX.HTG._.PTC.Utility_Scale | Build Cost | 1435.32 |  | $/kW | 1 |  |  |  | × | IRPWDESC |  |  | New Wind
Generators | System | WD_.PX.NTN._.PTC.Utility_Scale | Build Cost | 1435.32 |  | $/kW | 1 |  |  |  | × | IRPWDESC |  |  | New Wind
Generators | System | WD_.PX.NUT._.PTC.Small_Scale | Build Cost | 2605.68 |  | $/kW | 1 |  |  |  | × | IRPWDESC_Small |  |  | New Wind
Generators | System | WD_.PX.NUT._.PTC.Utility_Scale | Build Cost | 1449.53 |  | $/kW | 1 |  |  |  | × | IRPWDESC |  |  | New Wind
Generators | System | WD_.PX.SOR._.PTC.Offshore | Build Cost | 9841.87 |  | $/kW | 1 |  |  |  | × | IRPWDESC_Offshore |  |  | New Wind
Generators | System | WD_.PX.SOR._.PTC.Small_Scale | Build Cost | 3014.41 |  | $/kW | 1 |  |  |  | × | IRPWDESC_Small |  |  | New Wind
Generators | System | WD_.PX.SOR._.PTC.Utility_Scale | Build Cost | 1676.9 |  | $/kW | 1 |  |  |  | × | IRPWDESC |  |  | New Wind
Generators | System | WD_.PX.SUM._.PTC.Utility_Scale | Build Cost | 1577.43 |  | $/kW | 1 |  |  |  | × | IRPWDESC |  |  | New Wind
Generators | System | WD_.PX.UTS._.PTC.Small_Scale | Build Cost | 2580.13 |  | $/kW | 1 |  |  |  | × | IRPWDESC_Small |  |  | New Wind
Generators | System | WD_.PX.UTS._.PTC.Utility_Scale | Build Cost | 1435.32 |  | $/kW | 1 |  |  |  | × | IRPWDESC |  |  | New Wind
Generators | System | WD_.PX.WMV._.PTC.Small_Scale | Build Cost | 2835.59 |  | $/kW | 1 |  |  |  | × | IRPWDESC_Small |  |  | New Wind
Generators | System | WD_.PX.WMV._.PTC.Utility_Scale | Build Cost | 1577.43 |  | $/kW | 1 |  |  |  | × | IRPWDESC |  |  | New Wind
Generators | System | WD_.PX.WSF._.PTC.Small_Scale | Build Cost | 2580.13 |  | $/kW | 1 |  |  |  | × | IRPWDESC_Small |  |  | New Wind
Generators | System | WD_.PX.WWA._.PTC.Small_Scale | Build Cost | 2656.77 |  | $/kW | 1 |  |  |  | × | IRPWDESC_Small |  |  | New Wind
Generators | System | WD_.PX.WWA._.PTC.Utility_Scale | Build Cost | 1477.95 |  | $/kW | 1 |  |  |  | × | IRPWDESC |  |  | New Wind
Generators | System | WD_.PX.WYC._.PTC.Small_Scale | Build Cost | 2503.49 |  | $/kW | 1 |  |  |  | × | IRPWDESC_Small |  |  | New Wind
Generators | System | WD_.PX.WYE._.PTC.Small_Scale | Build Cost | 2503.49 |  | $/kW | 1 |  |  |  | × | IRPWDESC_Small |  |  | New Wind
Generators | System | WD_.PX.WYE._.PTC.Utility_Scale | Build Cost | 1392.68 |  | $/kW | 1 |  |  |  | × | IRPWDESC |  |  | New Wind
Generators | System | WD_.PX.WYN._.PTC.Small_Scale | Build Cost | 2503.49 |  | $/kW | 1 |  |  |  | × | IRPWDESC_Small |  |  | New Wind
Generators | System | WD_.PX.YAK._.PTC.Small_Scale | Build Cost | 2656.77 |  | $/kW | 1 |  |  |  | × | IRPWDESC_Small |  |  | New Wind
Generators | System | WD_.PX.YAK._.PTC.Utility_Scale | Build Cost | 1477.95 |  | $/kW | 1 |  |  |  | × | IRPWDESC |  |  | New Wind
Generators | System | GSC.PX.BDG._.___.Frame | Build Cost | 1235.75 |  | $/kW | 1 |  |  |  | × | Inflation |  |  | New Gas
Generators | System | PV_.PX.BDG._.PTC.Utility_Scale | FO&M Charge | 20.52 |  | $/kW/yr | 1 |  |  |  | × | Inflation |  |  | New Solar
Generators | System | PV_.PX.BOR._.PTC.Utility_Scale | FO&M Charge | 20.52 |  | $/kW/yr | 1 |  |  |  | × | Inflation |  |  | New Solar
Generators | System | PV_.PX.CLV._.PTC.Small_Scale | FO&M Charge | 18.16 |  | $/kW/yr | 1 |  |  |  | × | Inflation |  |  | New Solar
Generators | System | PV_.PX.COR._.PTC.Small_Scale | FO&M Charge | 18.16 |  | $/kW/yr | 1 |  |  |  | × | Inflation |  |  | New Solar
Generators | System | PV_.PX.COR._.PTC.Utility_Scale | FO&M Charge | 20.52 |  | $/kW/yr | 1 |  |  |  | × | Inflation |  |  | New Solar
Generators | System | PV_.PX.DJW._.PTC.Utility_Scale | FO&M Charge | 20.52 |  | $/kW/yr | 1 |  |  |  | × | Inflation |  |  | New Solar
Generators | System | PV_.PX.GOE._.PTC.Small_Scale | FO&M Charge | 18.16 |  | $/kW/yr | 1 |  |  |  | × | Inflation |  |  | New Solar
Generators | System | PV_.PX.GOE._.PTC.Utility_Scale | FO&M Charge | 20.52 |  | $/kW/yr | 1 |  |  |  | × | Inflation |  |  | New Solar
Generators | System | PV_.PX.HTG._.PTC.Utility_Scale | FO&M Charge | 20.52 |  | $/kW/yr | 1 |  |  |  | × | Inflation |  |  | New Solar
Generators | System | PV_.PX.NTN._.PTC.Utility_Scale | FO&M Charge | 20.52 |  | $/kW/yr | 1 |  |  |  | × | Inflation |  |  | New Solar
Generators | System | PV_.PX.NUT._.PTC.Small_Scale | FO&M Charge | 18.16 |  | $/kW/yr | 1 |  |  |  | × | Inflation |  |  | New Solar
Generators | System | PV_.PX.NUT._.PTC.Utility_Scale | FO&M Charge | 20.52 |  | $/kW/yr | 1 |  |  |  | × | Inflation |  |  | New Solar
Generators | System | PV_.PX.SOR._.PTC.Small_Scale | FO&M Charge | 18.16 |  | $/kW/yr | 1 |  |  |  | × | Inflation |  |  | New Solar
Generators | System | PV_.PX.SOR._.PTC.Utility_Scale | FO&M Charge | 20.52 |  | $/kW/yr | 1 |  |  |  | × | Inflation |  |  | New Solar
Generators | System | PV_.PX.SUM._.PTC.Utility_Scale | FO&M Charge | 20.52 |  | $/kW/yr | 1 |  |  |  | × | Inflation |  |  | New Solar
Generators | System | PV_.PX.UTS._.PTC.Small_Scale | FO&M Charge | 18.16 |  | $/kW/yr | 1 |  |  |  | × | Inflation |  |  | New Solar
Generators | System | PV_.PX.UTS._.PTC.Utility_Scale | FO&M Charge | 20.52 |  | $/kW/yr | 1 |  |  |  | × | Inflation |  |  | New Solar
Generators | System | PV_.PX.WMV._.PTC.Small_Scale | FO&M Charge | 18.16 |  | $/kW/yr | 1 |  |  |  | × | Inflation |  |  | New Solar
Generators | System | PV_.PX.WMV._.PTC.Utility_Scale | FO&M Charge | 20.52 |  | $/kW/yr | 1 |  |  |  | × | Inflation |  |  | New Solar
Generators | System | PV_.PX.WSF._.PTC.Small_Scale | FO&M Charge | 18.16 |  | $/kW/yr | 1 |  |  |  | × | Inflation |  |  | New Solar
Generators | System | PV_.PX.WWA._.PTC.Small_Scale | FO&M Charge | 18.16 |  | $/kW/yr | 1 |  |  |  | × | Inflation |  |  | New Solar
Generators | System | PV_.PX.WWA._.PTC.Utility_Scale | FO&M Charge | 20.52 |  | $/kW/yr | 1 |  |  |  | × | Inflation |  |  | New Solar
Generators | System | PV_.PX.WYC._.PTC.Small_Scale | FO&M Charge | 18.16 |  | $/kW/yr | 1 |  |  |  | × | Inflation |  |  | New Solar
Generators | System | PV_.PX.WYE._.PTC.Small_Scale | FO&M Charge | 18.16 |  | $/kW/yr | 1 |  |  |  | × | Inflation |  |  | New Solar
Generators | System | PV_.PX.WYE._.PTC.Utility_Scale | FO&M Charge | 20.52 |  | $/kW/yr | 1 |  |  |  | × | Inflation |  |  | New Solar
Generators | System | PV_.PX.WYN._.PTC.Small_Scale | FO&M Charge | 18.16 |  | $/kW/yr | 1 |  |  |  | × | Inflation |  |  | New Solar
Generators | System | PV_.PX.YAK._.PTC.Small_Scale | FO&M Charge | 18.16 |  | $/kW/yr | 1 |  |  |  | × | Inflation |  |  | New Solar
Generators | System | PV_.PX.YAK._.PTC.Utility_Scale | FO&M Charge | 20.52 |  | $/kW/yr | 1 |  |  |  | × | Inflation |  |  | New Solar | Include
Generators | System | WD_.PX.BDG._.PTC.Utility_Scale | FO&M Charge | 31.65 |  | $/kW/yr | 1 |  |  |  | × | Inflation |  |  | New Wind
Generators | System | WD_.PX.BOR._.PTC.Utility_Scale | FO&M Charge | 31.65 |  | $/kW/yr | 1 |  |  |  | × | Inflation |  |  | New Wind
Generators | System | WD_.PX.CLV._.PTC.Small_Scale | FO&M Charge | 38.79 |  | $/kW/yr | 1 |  |  |  | × | Inflation |  |  | New Wind
Generators | System | WD_.PX.COR._.PTC.Small_Scale | FO&M Charge | 38.79 |  | $/kW/yr | 1 |  |  |  | × | Inflation |  |  | New Wind
Generators | System | WD_.PX.COR._.PTC.Utility_Scale | FO&M Charge | 31.65 |  | $/kW/yr | 1 |  |  |  | × | Inflation |  |  | New Wind
Generators | System | WD_.PX.DJW._.PTC.Utility_Scale | FO&M Charge | 31.65 |  | $/kW/yr | 1 |  |  |  | × | Inflation |  |  | New Wind
Generators | System | WD_.PX.GOE._.PTC.Small_Scale | FO&M Charge | 38.79 |  | $/kW/yr | 1 |  |  |  | × | Inflation |  |  | New Wind
Generators | System | WD_.PX.GOE._.PTC.Utility_Scale | FO&M Charge | 31.65 |  | $/kW/yr | 1 |  |  |  | × | Inflation |  |  | New Wind
Generators | System | WD_.PX.HTG._.PTC.Utility_Scale | FO&M Charge | 31.65 |  | $/kW/yr | 1 |  |  |  | × | Inflation |  |  | New Wind
Generators | System | WD_.PX.NTN._.PTC.Utility_Scale | FO&M Charge | 31.65 |  | $/kW/yr | 1 |  |  |  | × | Inflation |  |  | New Wind
Generators | System | WD_.PX.NUT._.PTC.Small_Scale | FO&M Charge | 38.79 |  | $/kW/yr | 1 |  |  |  | × | Inflation |  |  | New Wind
Generators | System | WD_.PX.NUT._.PTC.Utility_Scale | FO&M Charge | 31.65 |  | $/kW/yr | 1 |  |  |  | × | Inflation |  |  | New Wind
Generators | System | WD_.PX.SOR._.PTC.Offshore | FO&M Charge | 69.26 |  | $/kW/yr | 1 |  |  |  | × | Inflation |  |  | New Wind
Generators | System | WD_.PX.SOR._.PTC.Small_Scale | FO&M Charge | 38.79 |  | $/kW/yr | 1 |  |  |  | × | Inflation |  |  | New Wind
Generators | System | WD_.PX.SOR._.PTC.Utility_Scale | FO&M Charge | 31.65 |  | $/kW/yr | 1 |  |  |  | × | Inflation |  |  | New Wind
Generators | System | WD_.PX.SUM._.PTC.Utility_Scale | FO&M Charge | 31.65 |  | $/kW/yr | 1 |  |  |  | × | Inflation |  |  | New Wind
Generators | System | WD_.PX.UTS._.PTC.Small_Scale | FO&M Charge | 38.79 |  | $/kW/yr | 1 |  |  |  | × | Inflation |  |  | New Wind
Generators | System | WD_.PX.UTS._.PTC.Utility_Scale | FO&M Charge | 31.65 |  | $/kW/yr | 1 |  |  |  | × | Inflation |  |  | New Wind
Generators | System | WD_.PX.WMV._.PTC.Small_Scale | FO&M Charge | 38.79 |  | $/kW/yr | 1 |  |  |  | × | Inflation |  |  | New Wind
Generators | System | WD_.PX.WMV._.PTC.Utility_Scale | FO&M Charge | 31.65 |  | $/kW/yr | 1 |  |  |  | × | Inflation |  |  | New Wind
Generators | System | WD_.PX.WSF._.PTC.Small_Scale | FO&M Charge | 38.79 |  | $/kW/yr | 1 |  |  |  | × | Inflation |  |  | New Wind
Generators | System | WD_.PX.WWA._.PTC.Small_Scale | FO&M Charge | 38.79 |  | $/kW/yr | 1 |  |  |  | × | Inflation |  |  | New Wind
Generators | System | WD_.PX.WWA._.PTC.Utility_Scale | FO&M Charge | 31.65 |  | $/kW/yr | 1 |  |  |  | × | Inflation |  |  | New Wind
Generators | System | WD_.PX.WYC._.PTC.Small_Scale | FO&M Charge | 38.79 |  | $/kW/yr | 1 |  |  |  | × | Inflation |  |  | New Wind
Generators | System | WD_.PX.WYE._.PTC.Small_Scale | FO&M Charge | 38.79 |  | $/kW/yr | 1 |  |  |  | × | Inflation |  |  | New Wind
Generators | System | WD_.PX.WYE._.PTC.Utility_Scale | FO&M Charge | 31.65 |  | $/kW/yr | 1 |  |  |  | × | Inflation |  |  | New Wind
Generators | System | WD_.PX.WYN._.PTC.Small_Scale | FO&M Charge | 38.79 |  | $/kW/yr | 1 |  |  |  | × | Inflation |  |  | New Wind
Generators | System | WD_.PX.YAK._.PTC.Small_Scale | FO&M Charge | 38.79 |  | $/kW/yr | 1 |  |  |  | × | Inflation |  |  | New Wind
Generators | System | WD_.PX.YAK._.PTC.Utility_Scale | FO&M Charge | 31.65 |  | $/kW/yr | 1 |  |  |  | × | Inflation |  |  | New Wind
Generators | System | GSC.PX.BDG._.___.Frame | FO&M Charge | 54.56 |  | $/kW/yr | 1 |  |  |  | × | Inflation |  |  | New Gas
Variables | System | 25IRP LI BAT 200 FOM | Profile | 38.77 |  | - | 1 |  |  |  | × | Inflation |  |  | -
Variables | System | 25IRP LI BAT 200 8HR FOM | Profile | 69.78 |  | - | 1 |  |  |  | × | Inflation |  |  | -
Variables | System | 25IRP 100HR BAT FOM | Profile | 21.04 |  | - | 1 |  |  |  | × | Inflation |  |  | -
Collection | Parent Object | Child Object | Property | Value | Data File | Units | Band | Date From | Date To | Timeslice | Action | Expression | Scenario | Memo | Category
Generators | System | PV_.PX.COR._.PTC.Utility_Scale | Economic Life | 25 |  | yr | 1 |  |  |  | = |  |  |  | New Solar |  | Added NTC Econ life
Generators | System | PV_.PX.SOR._.PTC.Utility_Scale | Economic Life | 25 |  | yr | 1 |  |  |  | = |  |  |  | New Solar |  | Added NTC Econ life
Generators | System | PV_.PX.SUM._.PTC.Utility_Scale | Economic Life | 25 |  | yr | 1 |  |  |  | = |  |  |  | New Solar |  | Added NTC Econ life
Generators | System | PV_.PX.UTS._.PTC.Utility_Scale | Economic Life | 25 |  | yr | 1 |  |  |  | = |  |  |  | New Solar |  | Added NTC Econ life
Generators | System | PV_.PX.WMV._.PTC.Utility_Scale | Economic Life | 25 |  | yr | 1 |  |  |  | = |  |  |  | New Solar |  | Added NTC Econ life
Generators | System | PV_.PX.WWA._.PTC.Utility_Scale | Economic Life | 25 |  | yr | 1 |  |  |  | = |  |  |  | New Solar |  | Added NTC Econ life
Generators | System | PV_.PX.YAK._.PTC.Utility_Scale | Economic Life | 25 |  | yr | 1 |  |  |  | = |  |  |  | New Solar |  | Added NTC Econ life
Generators | System | PV_.PX.BDG._.PTC.Utility_Scale | Economic Life | 25 |  | yr | 1 |  |  |  | = |  |  |  | New Solar |  | Added NTC Econ life
Generators | System | PV_.PX.HTG._.PTC.Utility_Scale | Economic Life | 25 |  | yr | 1 |  |  |  | = |  |  |  | New Solar |  | Added NTC Econ life
Generators | System | PV_.PX.NTN._.PTC.Utility_Scale | Economic Life | 25 |  | yr | 1 |  |  |  | = |  |  |  | New Solar |  | Added NTC Econ life
Generators | System | WD_.PX.BDG._.PTC.Utility_Scale | Economic Life | 30 |  | yr | 1 |  |  |  | = |  |  |  | New Wind |  | Added NTC Econ life
Generators | System | WD_.PX.DJW._.PTC.Utility_Scale | Economic Life | 30 |  | yr | 1 |  |  |  | = |  |  |  | New Wind |  | Added NTC Econ life
Generators | System | WD_.PX.WMV._.PTC.Utility_Scale | Economic Life | 30 |  | yr | 1 |  |  |  | = |  |  |  | New Wind |  | Added NTC Econ life
Generators | System | WD_.PX.WYC._.PTC.Small_Scale | Economic Life | 30 |  | yr | 1 |  |  |  | = |  |  |  | New Wind |  | Added NTC Econ life
Generators | System | WD_.PX.WYE._.PTC.Small_Scale | Economic Life | 30 |  | yr | 1 |  |  |  | = |  |  |  | New Wind |  | Added NTC Econ life
Generators | System | WD_.PX.WYE._.PTC.Utility_Scale | Economic Life | 30 |  | yr | 1 |  |  |  | = |  |  |  | New Wind |  | Added NTC Econ life
Generators | System | WD_.PX.NUT._.PTC.Utility_Scale | Economic Life | 30 |  | yr | 1 |  |  |  | = |  |  |  | New Wind |  | Added NTC Econ life
Batteries | System | BAT.PX.CHE._.ITC.Li_ion_4hr | Economic Life | 20 |  | yr | 1 |  |  |  | = |  |  |  | New Battery
Batteries | System | BAT.PX.COR._.ITC.Li_ion_4hr | Economic Life | 20 |  | yr | 1 |  |  |  | = |  |  |  | New Battery
Batteries | System | BAT.PX.COR._.ITC.Li_ion_4hr_Local | Economic Life | 20 |  | yr | 1 |  |  |  | = |  |  |  | New Battery
Batteries | System | BAT.PX.HTG._.ITC.Li_ion_4hr | Economic Life | 20 |  | yr | 1 |  |  |  | = |  |  |  | New Battery
Batteries | System | BAT.PX.PNC._.ITC.Li_ion_4hr_Local | Economic Life | 20 |  | yr | 1 |  |  |  | = |  |  |  | New Battery
Batteries | System | BAT.PX.SOR._.ITC.Li_ion_4hr_Local | Economic Life | 20 |  | yr | 1 |  |  |  | = |  |  |  | New Battery
Batteries | System | BAT.PX.UTS._.ITC.Li_ion_4hr | Economic Life | 20 |  | yr | 1 |  |  |  | = |  |  |  | New Battery
Batteries | System | BAT.PX.WMV._.ITC.Li_ion_4hr | Economic Life | 20 |  | yr | 1 |  |  |  | = |  |  |  | New Battery
Batteries | System | BAT.PX.WWA._.ITC.Li_ion_4hr | Economic Life | 20 |  | yr | 1 |  |  |  | = |  |  |  | New Battery
Batteries | System | BAT.PX.WWA._.ITC.Li_ion_4hr_Local | Economic Life | 20 |  | yr | 1 |  |  |  | = |  |  |  | New Battery
Batteries | System | BAT.PX.YAK._.ITC.Li_ion_4hr | Economic Life | 20 |  | yr | 1 |  |  |  | = |  |  |  | New Battery
Batteries | System | BAT.PX.YAK._.ITC.Li_ion_4hr_Local | Economic Life | 20 |  | yr | 1 |  |  |  | = |  |  |  | New Battery
Batteries | System | BAT.PX.DJW._.ITC.Li_ion_8hr | Economic Life | 20 |  | yr | 1 |  |  |  | = |  |  |  | New Long Duration Storage
Batteries | System | BAT.PX.WSF._.ITC.IronAir_100hr | Economic Life | 20 |  | yr | 1 |  |  |  | = |  |  |  | New Long Duration Storage
Generators | System | GSC.PX.BDG._.___.Frame | Economic Life | 40 |  | yr | 1 |  |  |  | = |  |  | H:\2023 IRP\3 - Assumptions\12 - New Resources (SSR)\[23 IRP Nat Gas_2023 02 10.xlsx] | New Gas | FALSE
Collection | Parent Object | Child Object | Property | Value | Data File | Units | Band | Date From | Date To | Timeslice | Action | Expression | Scenario | Memo | Category
Generators | System | PV_.PX.COR._.PTC.Utility_Scale | Levelized Capital Carrying Rate | 8.589 |  | % | 1 |  |  |  | = |  |  |  | New Solar
Generators | System | PV_.PX.SOR._.PTC.Utility_Scale | Levelized Capital Carrying Rate | 8.589 |  | % | 1 |  |  |  | = |  |  |  | New Solar
Generators | System | PV_.PX.SUM._.PTC.Utility_Scale | Levelized Capital Carrying Rate | 8.589 |  | % | 1 |  |  |  | = |  |  |  | New Solar
Generators | System | PV_.PX.UTS._.PTC.Utility_Scale | Levelized Capital Carrying Rate | 8.589 |  | % | 1 |  |  |  | = |  |  |  | New Solar
Generators | System | PV_.PX.WMV._.PTC.Utility_Scale | Levelized Capital Carrying Rate | 8.589 |  | % | 1 |  |  |  | = |  |  |  | New Solar
Generators | System | PV_.PX.WWA._.PTC.Utility_Scale | Levelized Capital Carrying Rate | 8.589 |  | % | 1 |  |  |  | = |  |  |  | New Solar
Generators | System | PV_.PX.YAK._.PTC.Utility_Scale | Levelized Capital Carrying Rate | 8.589 |  | % | 1 |  |  |  | = |  |  |  | New Solar
Generators | System | WD_.PX.BDG._.PTC.Utility_Scale | Levelized Capital Carrying Rate | 8.15 |  | % | 1 |  |  |  | = |  |  |  | New Wind
Generators | System | WD_.PX.DJW._.PTC.Utility_Scale | Levelized Capital Carrying Rate | 8.15 |  | % | 1 |  |  |  | = |  |  |  | New Wind
Generators | System | WD_.PX.WMV._.PTC.Utility_Scale | Levelized Capital Carrying Rate | 8.15 |  | % | 1 |  |  |  | = |  |  |  | New Wind
Generators | System | WD_.PX.WYC._.PTC.Small_Scale | Levelized Capital Carrying Rate | 8.15 |  | % | 1 |  |  |  | = |  |  |  | New Wind
Generators | System | WD_.PX.WYE._.PTC.Small_Scale | Levelized Capital Carrying Rate | 8.119 |  | % | 1 |  |  |  | = |  |  |  | New Wind
Generators | System | WD_.PX.WYE._.PTC.Utility_Scale | Levelized Capital Carrying Rate | 8.15 |  | % | 1 |  |  |  | = |  |  |  | New Wind
Generators | System | WD_.PX.NUT._.PTC.Utility_Scale | Levelized Capital Carrying Rate | 8.15 |  | % | 1 |  |  |  | = |  |  |  | New Wind
Batteries | System | BAT.PX.CHE._.ITC.Li_ion_4hr | Levelized Capital Carrying Rate | 6.478 |  | % | 1 |  |  |  | = |  |  |  | New Battery
Batteries | System | BAT.PX.COR._.ITC.Li_ion_4hr | Levelized Capital Carrying Rate | 6.478 |  | % | 1 |  |  |  | = |  |  |  | New Battery
Batteries | System | BAT.PX.COR._.ITC.Li_ion_4hr_Local | Levelized Capital Carrying Rate | 6.478 |  | % | 1 |  |  |  | = |  |  |  | New Battery
Batteries | System | BAT.PX.HTG._.ITC.Li_ion_4hr | Levelized Capital Carrying Rate | 5.386 |  | % | 1 |  |  |  | = |  |  |  | New Battery
Batteries | System | BAT.PX.PNC._.ITC.Li_ion_4hr_Local | Levelized Capital Carrying Rate | 6.478 |  | % | 1 |  |  |  | = |  |  |  | New Battery
Batteries | System | BAT.PX.SOR._.ITC.Li_ion_4hr_Local | Levelized Capital Carrying Rate | 6.478 |  | % | 1 |  |  |  | = |  |  |  | New Battery
Batteries | System | BAT.PX.UTS._.ITC.Li_ion_4hr | Levelized Capital Carrying Rate | 5.386 |  | % | 1 |  |  |  | = |  |  |  | New Battery
Batteries | System | BAT.PX.WMV._.ITC.Li_ion_4hr | Levelized Capital Carrying Rate | 6.478 |  | % | 1 |  |  |  | = |  |  |  | New Battery
Batteries | System | BAT.PX.WWA._.ITC.Li_ion_4hr | Levelized Capital Carrying Rate | 6.478 |  | % | 1 |  |  |  | = |  |  |  | New Battery
Batteries | System | BAT.PX.WWA._.ITC.Li_ion_4hr_Local | Levelized Capital Carrying Rate | 6.478 |  | % | 1 |  |  |  | = |  |  |  | New Battery
Batteries | System | BAT.PX.YAK._.ITC.Li_ion_4hr | Levelized Capital Carrying Rate | 6.478 |  | % | 1 |  |  |  | = |  |  |  | New Battery
Batteries | System | BAT.PX.YAK._.ITC.Li_ion_4hr_Local | Levelized Capital Carrying Rate | 6.478 |  | % | 1 |  |  |  | = |  |  |  | New Battery
Batteries | System | BAT.PX.DJW._.ITC.Li_ion_8hr | Levelized Capital Carrying Rate | 5.387 |  | % | 1 |  |  |  | = |  |  |  | New Long Duration Storage
Batteries | System | BAT.PX.WSF._.ITC.IronAir_100hr | Levelized Capital Carrying Rate | 5.543 |  | % | 1 |  |  |  | = |  |  |  | New Long Duration Storage
Generators | System | GSC.PX.BDG._.___.Frame | Levelized Capital Carrying Rate | 8.275 |  | % | 1 |  |  |  | = |  |  |  | New Gas | FALSE
Collection | Parent Object | Child Object | Property | Value | Data File | Units | Band | Date From | Date To | Timeslice | Action | Expression | Scenario | Memo | Category |  |  | Year
Variables | System | IRPPVESC | Profile | 1.0651 |  | - | 1 | 2025-01-01 |  |  | = |  | Post 25 IRP Escalation Rates | H:\_Projects\2025\DJ Analysis\Assumptions\25 IRP Escalation Rates v2 Updated 04212025.xlsx | Escalation Rates |  |  | 2025
Variables | System | IRPPVESC | Profile | 1.0448 |  | - | 1 | 2026-01-01 |  |  | = |  | Post 25 IRP Escalation Rates | H:\_Projects\2025\DJ Analysis\Assumptions\25 IRP Escalation Rates v2 Updated 04212025.xlsx | Escalation Rates |  |  | 2026
Variables | System | IRPPVESC | Profile | 1.0231 |  | - | 1 | 2027-01-01 |  |  | = |  | Post 25 IRP Escalation Rates | H:\_Projects\2025\DJ Analysis\Assumptions\25 IRP Escalation Rates v2 Updated 04212025.xlsx | Escalation Rates |  |  | 2027
Variables | System | IRPPVESC | Profile | 1 |  | - | 1 | 2028-01-01 |  |  | = |  | Post 25 IRP Escalation Rates | H:\_Projects\2025\DJ Analysis\Assumptions\25 IRP Escalation Rates v2 Updated 04212025.xlsx | Escalation Rates |  |  | 2028
Variables | System | IRPPVESC | Profile | 0.97538 |  | - | 1 | 2029-01-01 |  |  | = |  | Post 25 IRP Escalation Rates | H:\_Projects\2025\DJ Analysis\Assumptions\25 IRP Escalation Rates v2 Updated 04212025.xlsx | Escalation Rates |  |  | 2029
Variables | System | IRPPVESC | Profile | 0.94922 |  | - | 1 | 2030-01-01 |  |  | = |  | Post 25 IRP Escalation Rates | H:\_Projects\2025\DJ Analysis\Assumptions\25 IRP Escalation Rates v2 Updated 04212025.xlsx | Escalation Rates |  |  | 2030
Variables | System | IRPPVESC | Profile | 0.92145 |  | - | 1 | 2031-01-01 |  |  | = |  | Post 25 IRP Escalation Rates | H:\_Projects\2025\DJ Analysis\Assumptions\25 IRP Escalation Rates v2 Updated 04212025.xlsx | Escalation Rates |  |  | 2031
Variables | System | IRPPVESC | Profile | 0.89202 |  | - | 1 | 2032-01-01 |  |  | = |  | Post 25 IRP Escalation Rates | H:\_Projects\2025\DJ Analysis\Assumptions\25 IRP Escalation Rates v2 Updated 04212025.xlsx | Escalation Rates |  |  | 2032
Variables | System | IRPPVESC | Profile | 0.86087 |  | - | 1 | 2033-01-01 |  |  | = |  | Post 25 IRP Escalation Rates | H:\_Projects\2025\DJ Analysis\Assumptions\25 IRP Escalation Rates v2 Updated 04212025.xlsx | Escalation Rates |  |  | 2033
Variables | System | IRPPVESC | Profile | 0.82794 |  | - | 1 | 2034-01-01 |  |  | = |  | Post 25 IRP Escalation Rates | H:\_Projects\2025\DJ Analysis\Assumptions\25 IRP Escalation Rates v2 Updated 04212025.xlsx | Escalation Rates |  |  | 2034
Variables | System | IRPPVESC | Profile | 0.79316 |  | - | 1 | 2035-01-01 |  |  | = |  | Post 25 IRP Escalation Rates | H:\_Projects\2025\DJ Analysis\Assumptions\25 IRP Escalation Rates v2 Updated 04212025.xlsx | Escalation Rates |  |  | 2035
Variables | System | IRPPVESC | Profile | 0.79763 |  | - | 1 | 2036-01-01 |  |  | = |  | Post 25 IRP Escalation Rates | H:\_Projects\2025\DJ Analysis\Assumptions\25 IRP Escalation Rates v2 Updated 04212025.xlsx | Escalation Rates |  |  | 2036
Variables | System | IRPPVESC | Profile | 0.80192 |  | - | 1 | 2037-01-01 |  |  | = |  | Post 25 IRP Escalation Rates | H:\_Projects\2025\DJ Analysis\Assumptions\25 IRP Escalation Rates v2 Updated 04212025.xlsx | Escalation Rates |  |  | 2037
Variables | System | IRPPVESC | Profile | 0.80602 |  | - | 1 | 2038-01-01 |  |  | = |  | Post 25 IRP Escalation Rates | H:\_Projects\2025\DJ Analysis\Assumptions\25 IRP Escalation Rates v2 Updated 04212025.xlsx | Escalation Rates |  |  | 2038
Variables | System | IRPPVESC | Profile | 0.80991 |  | - | 1 | 2039-01-01 |  |  | = |  | Post 25 IRP Escalation Rates | H:\_Projects\2025\DJ Analysis\Assumptions\25 IRP Escalation Rates v2 Updated 04212025.xlsx | Escalation Rates |  |  | 2039
Variables | System | IRPPVESC | Profile | 0.81359 |  | - | 1 | 2040-01-01 |  |  | = |  | Post 25 IRP Escalation Rates | H:\_Projects\2025\DJ Analysis\Assumptions\25 IRP Escalation Rates v2 Updated 04212025.xlsx | Escalation Rates |  |  | 2040
Variables | System | IRPPVESC | Profile | 0.81705 |  | - | 1 | 2041-01-01 |  |  | = |  | Post 25 IRP Escalation Rates | H:\_Projects\2025\DJ Analysis\Assumptions\25 IRP Escalation Rates v2 Updated 04212025.xlsx | Escalation Rates |  |  | 2041
Variables | System | IRPPVESC | Profile | 0.82027 |  | - | 1 | 2042-01-01 |  |  | = |  | Post 25 IRP Escalation Rates | H:\_Projects\2025\DJ Analysis\Assumptions\25 IRP Escalation Rates v2 Updated 04212025.xlsx | Escalation Rates |  |  | 2042
Variables | System | IRPPVESC | Profile | 0.82325 |  | - | 1 | 2043-01-01 |  |  | = |  | Post 25 IRP Escalation Rates | H:\_Projects\2025\DJ Analysis\Assumptions\25 IRP Escalation Rates v2 Updated 04212025.xlsx | Escalation Rates |  |  | 2043
Variables | System | IRPPVESC | Profile | 0.82596 |  | - | 1 | 2044-01-01 |  |  | = |  | Post 25 IRP Escalation Rates | H:\_Projects\2025\DJ Analysis\Assumptions\25 IRP Escalation Rates v2 Updated 04212025.xlsx | Escalation Rates |  |  | 2044
Variables | System | IRPPVESC | Profile | 0.8284 |  | - | 1 | 2045-01-01 |  |  | = |  | Post 25 IRP Escalation Rates | H:\_Projects\2025\DJ Analysis\Assumptions\25 IRP Escalation Rates v2 Updated 04212025.xlsx | Escalation Rates |  |  | 2045
Collection | Parent Object | Child Object | Property | Value | Data File | Units | Band | Date From | Date To | Timeslice | Action | Expression | Scenario | Memo | Category |  |  | Year
Variables | System | 25IRPBATESC | Profile | 1.0198 |  | - | 1 | 2025-01-01 |  |  | = |  | Post 25 IRP Escalation Rates | H:\_Projects\2025\DJ Analysis\Assumptions\25 IRP Escalation Rates v2 Updated 04212025.xlsx | Escalation Rates |  |  | 2025
Variables | System | 25IRPBATESC | Profile | 1.0103 |  | - | 1 | 2026-01-01 |  |  | = |  | Post 25 IRP Escalation Rates | H:\_Projects\2025\DJ Analysis\Assumptions\25 IRP Escalation Rates v2 Updated 04212025.xlsx | Escalation Rates |  |  | 2026
Variables | System | 25IRPBATESC | Profile | 1 |  | - | 1 | 2027-01-01 |  |  | = |  | Post 25 IRP Escalation Rates | H:\_Projects\2025\DJ Analysis\Assumptions\25 IRP Escalation Rates v2 Updated 04212025.xlsx | Escalation Rates |  |  | 2027
Variables | System | 25IRPBATESC | Profile | 0.98873 |  | - | 1 | 2028-01-01 |  |  | = |  | Post 25 IRP Escalation Rates | H:\_Projects\2025\DJ Analysis\Assumptions\25 IRP Escalation Rates v2 Updated 04212025.xlsx | Escalation Rates |  |  | 2028
Variables | System | 25IRPBATESC | Profile | 0.9765 |  | - | 1 | 2029-01-01 |  |  | = |  | Post 25 IRP Escalation Rates | H:\_Projects\2025\DJ Analysis\Assumptions\25 IRP Escalation Rates v2 Updated 04212025.xlsx | Escalation Rates |  |  | 2029
Variables | System | 25IRPBATESC | Profile | 0.96325 |  | - | 1 | 2030-01-01 |  |  | = |  | Post 25 IRP Escalation Rates | H:\_Projects\2025\DJ Analysis\Assumptions\25 IRP Escalation Rates v2 Updated 04212025.xlsx | Escalation Rates |  |  | 2030
Variables | System | 25IRPBATESC | Profile | 0.97016 |  | - | 1 | 2031-01-01 |  |  | = |  | Post 25 IRP Escalation Rates | H:\_Projects\2025\DJ Analysis\Assumptions\25 IRP Escalation Rates v2 Updated 04212025.xlsx | Escalation Rates |  |  | 2031
Variables | System | 25IRPBATESC | Profile | 0.9769 |  | - | 1 | 2032-01-01 |  |  | = |  | Post 25 IRP Escalation Rates | H:\_Projects\2025\DJ Analysis\Assumptions\25 IRP Escalation Rates v2 Updated 04212025.xlsx | Escalation Rates |  |  | 2032
Variables | System | 25IRPBATESC | Profile | 0.98348 |  | - | 1 | 2033-01-01 |  |  | = |  | Post 25 IRP Escalation Rates | H:\_Projects\2025\DJ Analysis\Assumptions\25 IRP Escalation Rates v2 Updated 04212025.xlsx | Escalation Rates |  |  | 2033
Variables | System | 25IRPBATESC | Profile | 0.98989 |  | - | 1 | 2034-01-01 |  |  | = |  | Post 25 IRP Escalation Rates | H:\_Projects\2025\DJ Analysis\Assumptions\25 IRP Escalation Rates v2 Updated 04212025.xlsx | Escalation Rates |  |  | 2034
Variables | System | 25IRPBATESC | Profile | 0.9961 |  | - | 1 | 2035-01-01 |  |  | = |  | Post 25 IRP Escalation Rates | H:\_Projects\2025\DJ Analysis\Assumptions\25 IRP Escalation Rates v2 Updated 04212025.xlsx | Escalation Rates |  |  | 2035
Variables | System | 25IRPBATESC | Profile | 1.0021 |  | - | 1 | 2036-01-01 |  |  | = |  | Post 25 IRP Escalation Rates | H:\_Projects\2025\DJ Analysis\Assumptions\25 IRP Escalation Rates v2 Updated 04212025.xlsx | Escalation Rates |  |  | 2036
Variables | System | 25IRPBATESC | Profile | 1.0079 |  | - | 1 | 2037-01-01 |  |  | = |  | Post 25 IRP Escalation Rates | H:\_Projects\2025\DJ Analysis\Assumptions\25 IRP Escalation Rates v2 Updated 04212025.xlsx | Escalation Rates |  |  | 2037
Variables | System | 25IRPBATESC | Profile | 1.0135 |  | - | 1 | 2038-01-01 |  |  | = |  | Post 25 IRP Escalation Rates | H:\_Projects\2025\DJ Analysis\Assumptions\25 IRP Escalation Rates v2 Updated 04212025.xlsx | Escalation Rates |  |  | 2038
Variables | System | 25IRPBATESC | Profile | 1.0189 |  | - | 1 | 2039-01-01 |  |  | = |  | Post 25 IRP Escalation Rates | H:\_Projects\2025\DJ Analysis\Assumptions\25 IRP Escalation Rates v2 Updated 04212025.xlsx | Escalation Rates |  |  | 2039
Variables | System | 25IRPBATESC | Profile | 1.024 |  | - | 1 | 2040-01-01 |  |  | = |  | Post 25 IRP Escalation Rates | H:\_Projects\2025\DJ Analysis\Assumptions\25 IRP Escalation Rates v2 Updated 04212025.xlsx | Escalation Rates |  |  | 2040
Variables | System | 25IRPBATESC | Profile | 1.0288 |  | - | 1 | 2041-01-01 |  |  | = |  | Post 25 IRP Escalation Rates | H:\_Projects\2025\DJ Analysis\Assumptions\25 IRP Escalation Rates v2 Updated 04212025.xlsx | Escalation Rates |  |  | 2041
Variables | System | 25IRPBATESC | Profile | 1.0334 |  | - | 1 | 2042-01-01 |  |  | = |  | Post 25 IRP Escalation Rates | H:\_Projects\2025\DJ Analysis\Assumptions\25 IRP Escalation Rates v2 Updated 04212025.xlsx | Escalation Rates |  |  | 2042
Variables | System | 25IRPBATESC | Profile | 1.0376 |  | - | 1 | 2043-01-01 |  |  | = |  | Post 25 IRP Escalation Rates | H:\_Projects\2025\DJ Analysis\Assumptions\25 IRP Escalation Rates v2 Updated 04212025.xlsx | Escalation Rates |  |  | 2043
Variables | System | 25IRPBATESC | Profile | 1.0416 |  | - | 1 | 2044-01-01 |  |  | = |  | Post 25 IRP Escalation Rates | H:\_Projects\2025\DJ Analysis\Assumptions\25 IRP Escalation Rates v2 Updated 04212025.xlsx | Escalation Rates |  |  | 2044
Variables | System | 25IRPBATESC | Profile | 1.0453 |  | - | 1 | 2045-01-01 |  |  | = |  | Post 25 IRP Escalation Rates | H:\_Projects\2025\DJ Analysis\Assumptions\25 IRP Escalation Rates v2 Updated 04212025.xlsx | Escalation Rates |  |  | 2045
Collection | Parent Object | Child Object | Property | Value | Data File | Units | Band | Date From | Date To | Timeslice | Action | Expression | Scenario | Memo | Category |  |  | Year
Variables | System | IRPWDESC | Profile | 1.0005 |  | - | 1 | 2025-01-01 |  |  | = |  | Post 25 IRP Escalation Rates | H:\_Projects\2025\DJ Analysis\Assumptions\25 IRP Escalation Rates v2 Updated 04212025.xlsx | Escalation Rates |  |  | 2025
Variables | System | IRPWDESC | Profile | 1.0013 |  | - | 1 | 2026-01-01 |  |  | = |  | Post 25 IRP Escalation Rates | H:\_Projects\2025\DJ Analysis\Assumptions\25 IRP Escalation Rates v2 Updated 04212025.xlsx | Escalation Rates |  |  | 2026
Variables | System | IRPWDESC | Profile | 1.0017 |  | - | 1 | 2027-01-01 |  |  | = |  | Post 25 IRP Escalation Rates | H:\_Projects\2025\DJ Analysis\Assumptions\25 IRP Escalation Rates v2 Updated 04212025.xlsx | Escalation Rates |  |  | 2027
Variables | System | IRPWDESC | Profile | 1.0016 |  | - | 1 | 2028-01-01 |  |  | = |  | Post 25 IRP Escalation Rates | H:\_Projects\2025\DJ Analysis\Assumptions\25 IRP Escalation Rates v2 Updated 04212025.xlsx | Escalation Rates |  |  | 2028
Variables | System | IRPWDESC | Profile | 1.0011 |  | - | 1 | 2029-01-01 |  |  | = |  | Post 25 IRP Escalation Rates | H:\_Projects\2025\DJ Analysis\Assumptions\25 IRP Escalation Rates v2 Updated 04212025.xlsx | Escalation Rates |  |  | 2029
Variables | System | IRPWDESC | Profile | 1 |  | - | 1 | 2030-01-01 |  |  | = |  | Post 25 IRP Escalation Rates | H:\_Projects\2025\DJ Analysis\Assumptions\25 IRP Escalation Rates v2 Updated 04212025.xlsx | Escalation Rates |  |  | 2030
Variables | System | IRPWDESC | Profile | 1.0112 |  | - | 1 | 2031-01-01 |  |  | = |  | Post 25 IRP Escalation Rates | H:\_Projects\2025\DJ Analysis\Assumptions\25 IRP Escalation Rates v2 Updated 04212025.xlsx | Escalation Rates |  |  | 2031
Variables | System | IRPWDESC | Profile | 1.0223 |  | - | 1 | 2032-01-01 |  |  | = |  | Post 25 IRP Escalation Rates | H:\_Projects\2025\DJ Analysis\Assumptions\25 IRP Escalation Rates v2 Updated 04212025.xlsx | Escalation Rates |  |  | 2032
Variables | System | IRPWDESC | Profile | 1.0335 |  | - | 1 | 2033-01-01 |  |  | = |  | Post 25 IRP Escalation Rates | H:\_Projects\2025\DJ Analysis\Assumptions\25 IRP Escalation Rates v2 Updated 04212025.xlsx | Escalation Rates |  |  | 2033
Variables | System | IRPWDESC | Profile | 1.0447 |  | - | 1 | 2034-01-01 |  |  | = |  | Post 25 IRP Escalation Rates | H:\_Projects\2025\DJ Analysis\Assumptions\25 IRP Escalation Rates v2 Updated 04212025.xlsx | Escalation Rates |  |  | 2034
Variables | System | IRPWDESC | Profile | 1.0559 |  | - | 1 | 2035-01-01 |  |  | = |  | Post 25 IRP Escalation Rates | H:\_Projects\2025\DJ Analysis\Assumptions\25 IRP Escalation Rates v2 Updated 04212025.xlsx | Escalation Rates |  |  | 2035
Variables | System | IRPWDESC | Profile | 1.0671 |  | - | 1 | 2036-01-01 |  |  | = |  | Post 25 IRP Escalation Rates | H:\_Projects\2025\DJ Analysis\Assumptions\25 IRP Escalation Rates v2 Updated 04212025.xlsx | Escalation Rates |  |  | 2036
Variables | System | IRPWDESC | Profile | 1.0782 |  | - | 1 | 2037-01-01 |  |  | = |  | Post 25 IRP Escalation Rates | H:\_Projects\2025\DJ Analysis\Assumptions\25 IRP Escalation Rates v2 Updated 04212025.xlsx | Escalation Rates |  |  | 2037
Variables | System | IRPWDESC | Profile | 1.0894 |  | - | 1 | 2038-01-01 |  |  | = |  | Post 25 IRP Escalation Rates | H:\_Projects\2025\DJ Analysis\Assumptions\25 IRP Escalation Rates v2 Updated 04212025.xlsx | Escalation Rates |  |  | 2038
Variables | System | IRPWDESC | Profile | 1.1005 |  | - | 1 | 2039-01-01 |  |  | = |  | Post 25 IRP Escalation Rates | H:\_Projects\2025\DJ Analysis\Assumptions\25 IRP Escalation Rates v2 Updated 04212025.xlsx | Escalation Rates |  |  | 2039
Variables | System | IRPWDESC | Profile | 1.1116 |  | - | 1 | 2040-01-01 |  |  | = |  | Post 25 IRP Escalation Rates | H:\_Projects\2025\DJ Analysis\Assumptions\25 IRP Escalation Rates v2 Updated 04212025.xlsx | Escalation Rates |  |  | 2040
Variables | System | IRPWDESC | Profile | 1.1226 |  | - | 1 | 2041-01-01 |  |  | = |  | Post 25 IRP Escalation Rates | H:\_Projects\2025\DJ Analysis\Assumptions\25 IRP Escalation Rates v2 Updated 04212025.xlsx | Escalation Rates |  |  | 2041
Variables | System | IRPWDESC | Profile | 1.1336 |  | - | 1 | 2042-01-01 |  |  | = |  | Post 25 IRP Escalation Rates | H:\_Projects\2025\DJ Analysis\Assumptions\25 IRP Escalation Rates v2 Updated 04212025.xlsx | Escalation Rates |  |  | 2042
Variables | System | IRPWDESC | Profile | 1.1445 |  | - | 1 | 2043-01-01 |  |  | = |  | Post 25 IRP Escalation Rates | H:\_Projects\2025\DJ Analysis\Assumptions\25 IRP Escalation Rates v2 Updated 04212025.xlsx | Escalation Rates |  |  | 2043
Variables | System | IRPWDESC | Profile | 1.1554 |  | - | 1 | 2044-01-01 |  |  | = |  | Post 25 IRP Escalation Rates | H:\_Projects\2025\DJ Analysis\Assumptions\25 IRP Escalation Rates v2 Updated 04212025.xlsx | Escalation Rates |  |  | 2044
Variables | System | IRPWDESC | Profile | 1.1662 |  | - | 1 | 2045-01-01 |  |  | = |  | Post 25 IRP Escalation Rates | H:\_Projects\2025\DJ Analysis\Assumptions\25 IRP Escalation Rates v2 Updated 04212025.xlsx | Escalation Rates |  |  | 2045
Collection | Parent Object | Child Object | Property | Value | Data File | Units | Band | Date From | Date To | Timeslice | Action | Expression | Scenario | Memo | Category |  |  | Year
Variables | System | IRPPVESC_Small | Profile | 1.0265 |  | - | 1 | 2025-01-01 |  |  | = |  | Post 25 IRP Escalation Rates | H:\_Projects\2025\DJ Analysis\Assumptions\25 IRP Escalation Rates v2 Updated 04212025.xlsx | Escalation Rates |  |  | 2025
Variables | System | IRPPVESC_Small | Profile | 1.0185 |  | - | 1 | 2026-01-01 |  |  | = |  | Post 25 IRP Escalation Rates | H:\_Projects\2025\DJ Analysis\Assumptions\25 IRP Escalation Rates v2 Updated 04212025.xlsx | Escalation Rates |  |  | 2026
Variables | System | IRPPVESC_Small | Profile | 1.0097 |  | - | 1 | 2027-01-01 |  |  | = |  | Post 25 IRP Escalation Rates | H:\_Projects\2025\DJ Analysis\Assumptions\25 IRP Escalation Rates v2 Updated 04212025.xlsx | Escalation Rates |  |  | 2027
Variables | System | IRPPVESC_Small | Profile | 1 |  | - | 1 | 2028-01-01 |  |  | = |  | Post 25 IRP Escalation Rates | H:\_Projects\2025\DJ Analysis\Assumptions\25 IRP Escalation Rates v2 Updated 04212025.xlsx | Escalation Rates |  |  | 2028
Variables | System | IRPPVESC_Small | Profile | 0.98941 |  | - | 1 | 2029-01-01 |  |  | = |  | Post 25 IRP Escalation Rates | H:\_Projects\2025\DJ Analysis\Assumptions\25 IRP Escalation Rates v2 Updated 04212025.xlsx | Escalation Rates |  |  | 2029
Variables | System | IRPPVESC_Small | Profile | 0.97788 |  | - | 1 | 2030-01-01 |  |  | = |  | Post 25 IRP Escalation Rates | H:\_Projects\2025\DJ Analysis\Assumptions\25 IRP Escalation Rates v2 Updated 04212025.xlsx | Escalation Rates |  |  | 2030
Variables | System | IRPPVESC_Small | Profile | 0.96538 |  | - | 1 | 2031-01-01 |  |  | = |  | Post 25 IRP Escalation Rates | H:\_Projects\2025\DJ Analysis\Assumptions\25 IRP Escalation Rates v2 Updated 04212025.xlsx | Escalation Rates |  |  | 2031
Variables | System | IRPPVESC_Small | Profile | 0.95188 |  | - | 1 | 2032-01-01 |  |  | = |  | Post 25 IRP Escalation Rates | H:\_Projects\2025\DJ Analysis\Assumptions\25 IRP Escalation Rates v2 Updated 04212025.xlsx | Escalation Rates |  |  | 2032
Variables | System | IRPPVESC_Small | Profile | 0.93732 |  | - | 1 | 2033-01-01 |  |  | = |  | Post 25 IRP Escalation Rates | H:\_Projects\2025\DJ Analysis\Assumptions\25 IRP Escalation Rates v2 Updated 04212025.xlsx | Escalation Rates |  |  | 2033
Variables | System | IRPPVESC_Small | Profile | 0.92167 |  | - | 1 | 2034-01-01 |  |  | = |  | Post 25 IRP Escalation Rates | H:\_Projects\2025\DJ Analysis\Assumptions\25 IRP Escalation Rates v2 Updated 04212025.xlsx | Escalation Rates |  |  | 2034
Variables | System | IRPPVESC_Small | Profile | 0.9049 |  | - | 1 | 2035-01-01 |  |  | = |  | Post 25 IRP Escalation Rates | H:\_Projects\2025\DJ Analysis\Assumptions\25 IRP Escalation Rates v2 Updated 04212025.xlsx | Escalation Rates |  |  | 2035
Variables | System | IRPPVESC_Small | Profile | 0.9092 |  | - | 1 | 2036-01-01 |  |  | = |  | Post 25 IRP Escalation Rates | H:\_Projects\2025\DJ Analysis\Assumptions\25 IRP Escalation Rates v2 Updated 04212025.xlsx | Escalation Rates |  |  | 2036
Variables | System | IRPPVESC_Small | Profile | 0.91326 |  | - | 1 | 2037-01-01 |  |  | = |  | Post 25 IRP Escalation Rates | H:\_Projects\2025\DJ Analysis\Assumptions\25 IRP Escalation Rates v2 Updated 04212025.xlsx | Escalation Rates |  |  | 2037
Variables | System | IRPPVESC_Small | Profile | 0.91707 |  | - | 1 | 2038-01-01 |  |  | = |  | Post 25 IRP Escalation Rates | H:\_Projects\2025\DJ Analysis\Assumptions\25 IRP Escalation Rates v2 Updated 04212025.xlsx | Escalation Rates |  |  | 2038
Variables | System | IRPPVESC_Small | Profile | 0.9206 |  | - | 1 | 2039-01-01 |  |  | = |  | Post 25 IRP Escalation Rates | H:\_Projects\2025\DJ Analysis\Assumptions\25 IRP Escalation Rates v2 Updated 04212025.xlsx | Escalation Rates |  |  | 2039
Variables | System | IRPPVESC_Small | Profile | 0.92385 |  | - | 1 | 2040-01-01 |  |  | = |  | Post 25 IRP Escalation Rates | H:\_Projects\2025\DJ Analysis\Assumptions\25 IRP Escalation Rates v2 Updated 04212025.xlsx | Escalation Rates |  |  | 2040
Variables | System | IRPPVESC_Small | Profile | 0.92681 |  | - | 1 | 2041-01-01 |  |  | = |  | Post 25 IRP Escalation Rates | H:\_Projects\2025\DJ Analysis\Assumptions\25 IRP Escalation Rates v2 Updated 04212025.xlsx | Escalation Rates |  |  | 2041
Variables | System | IRPPVESC_Small | Profile | 0.92946 |  | - | 1 | 2042-01-01 |  |  | = |  | Post 25 IRP Escalation Rates | H:\_Projects\2025\DJ Analysis\Assumptions\25 IRP Escalation Rates v2 Updated 04212025.xlsx | Escalation Rates |  |  | 2042
Variables | System | IRPPVESC_Small | Profile | 0.93178 |  | - | 1 | 2043-01-01 |  |  | = |  | Post 25 IRP Escalation Rates | H:\_Projects\2025\DJ Analysis\Assumptions\25 IRP Escalation Rates v2 Updated 04212025.xlsx | Escalation Rates |  |  | 2043
Variables | System | IRPPVESC_Small | Profile | 0.93377 |  | - | 1 | 2044-01-01 |  |  | = |  | Post 25 IRP Escalation Rates | H:\_Projects\2025\DJ Analysis\Assumptions\25 IRP Escalation Rates v2 Updated 04212025.xlsx | Escalation Rates |  |  | 2044
Variables | System | IRPPVESC_Small | Profile | 0.93539 |  | - | 1 | 2045-01-01 |  |  | = |  | Post 25 IRP Escalation Rates | H:\_Projects\2025\DJ Analysis\Assumptions\25 IRP Escalation Rates v2 Updated 04212025.xlsx | Escalation Rates |  |  | 2045
2025 IRP Discount Rate |  | 6.38%
Collection | Parent Object | Child Object | Property | Value | Data File | Units | Band | Date From | Date To | Timeslice | Action | Expression | Scenario | Memo | Category |  |  | Year
Variables | System | IRPWDESC_Small | Profile | 1.0153 |  | - | 1 | 2025-01-01 |  |  | = |  | Post 25 IRP Escalation Rates | H:\_Projects\2025\DJ Analysis\Assumptions\25 IRP Escalation Rates v2 Updated 04212025.xlsx | Escalation Rates |  |  | 2025
Variables | System | IRPWDESC_Small | Profile | 1.0135 |  | - | 1 | 2026-01-01 |  |  | = |  | Post 25 IRP Escalation Rates | H:\_Projects\2025\DJ Analysis\Assumptions\25 IRP Escalation Rates v2 Updated 04212025.xlsx | Escalation Rates |  |  | 2026
Variables | System | IRPWDESC_Small | Profile | 1.011 |  | - | 1 | 2027-01-01 |  |  | = |  | Post 25 IRP Escalation Rates | H:\_Projects\2025\DJ Analysis\Assumptions\25 IRP Escalation Rates v2 Updated 04212025.xlsx | Escalation Rates |  |  | 2027
Variables | System | IRPWDESC_Small | Profile | 1.008 |  | - | 1 | 2028-01-01 |  |  | = |  | Post 25 IRP Escalation Rates | H:\_Projects\2025\DJ Analysis\Assumptions\25 IRP Escalation Rates v2 Updated 04212025.xlsx | Escalation Rates |  |  | 2028
Variables | System | IRPWDESC_Small | Profile | 1.0043 |  | - | 1 | 2029-01-01 |  |  | = |  | Post 25 IRP Escalation Rates | H:\_Projects\2025\DJ Analysis\Assumptions\25 IRP Escalation Rates v2 Updated 04212025.xlsx | Escalation Rates |  |  | 2029
Variables | System | IRPWDESC_Small | Profile | 1 |  | - | 1 | 2030-01-01 |  |  | = |  | Post 25 IRP Escalation Rates | H:\_Projects\2025\DJ Analysis\Assumptions\25 IRP Escalation Rates v2 Updated 04212025.xlsx | Escalation Rates |  |  | 2030
Variables | System | IRPWDESC_Small | Profile | 0.99504 |  | - | 1 | 2031-01-01 |  |  | = |  | Post 25 IRP Escalation Rates | H:\_Projects\2025\DJ Analysis\Assumptions\25 IRP Escalation Rates v2 Updated 04212025.xlsx | Escalation Rates |  |  | 2031
Variables | System | IRPWDESC_Small | Profile | 1.0066 |  | - | 1 | 2032-01-01 |  |  | = |  | Post 25 IRP Escalation Rates | H:\_Projects\2025\DJ Analysis\Assumptions\25 IRP Escalation Rates v2 Updated 04212025.xlsx | Escalation Rates |  |  | 2032
Variables | System | IRPWDESC_Small | Profile | 1.0181 |  | - | 1 | 2033-01-01 |  |  | = |  | Post 25 IRP Escalation Rates | H:\_Projects\2025\DJ Analysis\Assumptions\25 IRP Escalation Rates v2 Updated 04212025.xlsx | Escalation Rates |  |  | 2033
Variables | System | IRPWDESC_Small | Profile | 1.0297 |  | - | 1 | 2034-01-01 |  |  | = |  | Post 25 IRP Escalation Rates | H:\_Projects\2025\DJ Analysis\Assumptions\25 IRP Escalation Rates v2 Updated 04212025.xlsx | Escalation Rates |  |  | 2034
Variables | System | IRPWDESC_Small | Profile | 1.0413 |  | - | 1 | 2035-01-01 |  |  | = |  | Post 25 IRP Escalation Rates | H:\_Projects\2025\DJ Analysis\Assumptions\25 IRP Escalation Rates v2 Updated 04212025.xlsx | Escalation Rates |  |  | 2035
Variables | System | IRPWDESC_Small | Profile | 1.0529 |  | - | 1 | 2036-01-01 |  |  | = |  | Post 25 IRP Escalation Rates | H:\_Projects\2025\DJ Analysis\Assumptions\25 IRP Escalation Rates v2 Updated 04212025.xlsx | Escalation Rates |  |  | 2036
Variables | System | IRPWDESC_Small | Profile | 1.0645 |  | - | 1 | 2037-01-01 |  |  | = |  | Post 25 IRP Escalation Rates | H:\_Projects\2025\DJ Analysis\Assumptions\25 IRP Escalation Rates v2 Updated 04212025.xlsx | Escalation Rates |  |  | 2037
Variables | System | IRPWDESC_Small | Profile | 1.0762 |  | - | 1 | 2038-01-01 |  |  | = |  | Post 25 IRP Escalation Rates | H:\_Projects\2025\DJ Analysis\Assumptions\25 IRP Escalation Rates v2 Updated 04212025.xlsx | Escalation Rates |  |  | 2038
Variables | System | IRPWDESC_Small | Profile | 1.0878 |  | - | 1 | 2039-01-01 |  |  | = |  | Post 25 IRP Escalation Rates | H:\_Projects\2025\DJ Analysis\Assumptions\25 IRP Escalation Rates v2 Updated 04212025.xlsx | Escalation Rates |  |  | 2039
Variables | System | IRPWDESC_Small | Profile | 1.0994 |  | - | 1 | 2040-01-01 |  |  | = |  | Post 25 IRP Escalation Rates | H:\_Projects\2025\DJ Analysis\Assumptions\25 IRP Escalation Rates v2 Updated 04212025.xlsx | Escalation Rates |  |  | 2040
Variables | System | IRPWDESC_Small | Profile | 1.1111 |  | - | 1 | 2041-01-01 |  |  | = |  | Post 25 IRP Escalation Rates | H:\_Projects\2025\DJ Analysis\Assumptions\25 IRP Escalation Rates v2 Updated 04212025.xlsx | Escalation Rates |  |  | 2041
Variables | System | IRPWDESC_Small | Profile | 1.1227 |  | - | 1 | 2042-01-01 |  |  | = |  | Post 25 IRP Escalation Rates | H:\_Projects\2025\DJ Analysis\Assumptions\25 IRP Escalation Rates v2 Updated 04212025.xlsx | Escalation Rates |  |  | 2042
Variables | System | IRPWDESC_Small | Profile | 1.1343 |  | - | 1 | 2043-01-01 |  |  | = |  | Post 25 IRP Escalation Rates | H:\_Projects\2025\DJ Analysis\Assumptions\25 IRP Escalation Rates v2 Updated 04212025.xlsx | Escalation Rates |  |  | 2043
Variables | System | IRPWDESC_Small | Profile | 1.1458 |  | - | 1 | 2044-01-01 |  |  | = |  | Post 25 IRP Escalation Rates | H:\_Projects\2025\DJ Analysis\Assumptions\25 IRP Escalation Rates v2 Updated 04212025.xlsx | Escalation Rates |  |  | 2044
Variables | System | IRPWDESC_Small | Profile | 1.1573 |  | - | 1 | 2045-01-01 |  |  | = |  | Post 25 IRP Escalation Rates | H:\_Projects\2025\DJ Analysis\Assumptions\25 IRP Escalation Rates v2 Updated 04212025.xlsx | Escalation Rates |  |  | 2045
Collection | Parent Object | Child Object | Property | Value | Data File | Units | Band | Date From | Date To | Timeslice | Action | Expression | Scenario | Memo | Category |  |  | Year
Variables | System | 100% PTC | Profile | 39.78 |  | - | 1 | 2025-01-01 |  |  | = |  |  |  | PTC Variables |  |  | 2025
Variables | System | 100% PTC | Profile | 39.78 |  | - | 1 | 2026-01-01 |  |  | = |  |  |  | PTC Variables |  |  | 2026
Variables | System | 100% PTC | Profile | 41.11 |  | - | 1 | 2027-01-01 |  |  | = |  |  |  | PTC Variables |  |  | 2027
Variables | System | 100% PTC | Profile | 42.43 |  | - | 1 | 2028-01-01 |  |  | = |  |  |  | PTC Variables |  |  | 2028
Variables | System | 100% PTC | Profile | 42.43 |  | - | 1 | 2029-01-01 |  |  | = |  |  |  | PTC Variables |  |  | 2029
Variables | System | 100% PTC | Profile | 43.76 |  | - | 1 | 2030-01-01 |  |  | = |  |  |  | PTC Variables |  |  | 2030
Variables | System | 100% PTC | Profile | 45.08 |  | - | 1 | 2031-01-01 |  |  | = |  |  |  | PTC Variables |  |  | 2031
Variables | System | 100% PTC | Profile | 45.08 |  | - | 1 | 2032-01-01 |  |  | = |  |  |  | PTC Variables |  |  | 2032
Variables | System | 100% PTC | Profile | 46.41 |  | - | 1 | 2033-01-01 |  |  | = |  |  |  | PTC Variables |  |  | 2033
Variables | System | 100% PTC | Profile | 47.74 |  | - | 1 | 2034-01-01 |  |  | = |  |  |  | PTC Variables |  |  | 2034
Variables | System | 100% PTC | Profile | 47.74 |  | - | 1 | 2035-01-01 |  |  | = |  |  |  | PTC Variables |  |  | 2035
Variables | System | 100% PTC | Profile | 49.06 |  | - | 1 | 2036-01-01 |  |  | = |  |  |  | PTC Variables |  |  | 2036
Variables | System | 100% PTC | Profile | 50.39 |  | - | 1 | 2037-01-01 |  |  | = |  |  |  | PTC Variables |  |  | 2037
Variables | System | 100% PTC | Profile | 51.71 |  | - | 1 | 2038-01-01 |  |  | = |  |  |  | PTC Variables |  |  | 2038
Variables | System | 100% PTC | Profile | 51.71 |  | - | 1 | 2039-01-01 |  |  | = |  |  |  | PTC Variables |  |  | 2039
Variables | System | 100% PTC | Profile | 53.04 |  | - | 1 | 2040-01-01 |  |  | = |  |  |  | PTC Variables |  |  | 2040
Variables | System | 100% PTC | Profile | 54.37 |  | - | 1 | 2041-01-01 |  |  | = |  |  |  | PTC Variables |  |  | 2041
Variables | System | 100% PTC | Profile | 55.69 |  | - | 1 | 2042-01-01 |  |  | = |  |  |  | PTC Variables |  |  | 2042
Variables | System | 100% PTC | Profile | 57.02 |  | - | 1 | 2043-01-01 |  |  | = |  |  |  | PTC Variables |  |  | 2043
Variables | System | 100% PTC | Profile | 57.02 |  | - | 1 | 2044-01-01 |  |  | = |  |  |  | PTC Variables |  |  | 2044
Variables | System | 100% PTC | Profile | 58.35 |  | - | 1 | 2045-01-01 |  |  | = |  |  |  | PTC Variables |  |  | 2045
Variables | System | 100% PTC | Profile | 59.67 |  | - | 1 | 2046-01-01 |  |  | = |  |  |  | PTC Variables |  |  | 2046
Variables | System | 100% PTC | Profile | 61 |  | - | 1 | 2047-01-01 |  |  | = |  |  |  | PTC Variables |  |  | 2047
Variables | System | 100% PTC | Profile | 61 |  | - | 1 | 2048-01-01 |  |  | = |  |  |  | PTC Variables |  |  | 2048
Variables | System | 100% PTC | Profile | 62.32 |  | - | 1 | 2049-01-01 |  |  | = |  |  |  | PTC Variables |  |  | 2049
Variables | System | 100% PTC | Profile | 63.65 |  | - | 1 | 2050-01-01 |  |  | = |  |  |  | PTC Variables |  |  | 2050
Variables | System | 100% PTC | Profile | 63.65 |  | - | 1 | 2051-01-01 |  |  | = |  |  |  | PTC Variables |  |  | 2051
Variables | System | 100% PTC | Profile | 64.98 |  | - | 1 | 2052-01-01 |  |  | = |  |  |  | PTC Variables |  |  | 2052
Variables | System | 100% PTC | Profile | 66.3 |  | - | 1 | 2053-01-01 |  |  | = |  |  |  | PTC Variables |  |  | 2053
Variables | System | 100% PTC | Profile | 67.63 |  | - | 1 | 2054-01-01 |  |  | = |  |  |  | PTC Variables |  |  | 2054
Collection | Parent Object | Child Object | Property | Value | Data File | Units | Band | Date From | Date To | Timeslice | Action | Expression | Scenario | Memo | Category |  |  | Year
| System | 110% PTC | Profile | 43.76 |  | - | 1 | 2025-01-01 |  |  | = |  |  |  | PTC Variables |  |  | 2025
| System | 110% PTC | Profile | 43.76 |  | - | 1 | 2026-01-01 |  |  | = |  |  |  | PTC Variables |  |  | 2026
| System | 110% PTC | Profile | 45.08 |  | - | 1 | 2027-01-01 |  |  | = |  |  |  | PTC Variables |  |  | 2027
| System | 110% PTC | Profile | 46.41 |  | - | 1 | 2028-01-01 |  |  | = |  |  |  | PTC Variables |  |  | 2028
| System | 110% PTC | Profile | 47.74 |  | - | 1 | 2029-01-01 |  |  | = |  |  |  | PTC Variables |  |  | 2029
| System | 110% PTC | Profile | 47.74 |  | - | 1 | 2030-01-01 |  |  | = |  |  |  | PTC Variables |  |  | 2030
| System | 110% PTC | Profile | 49.06 |  | - | 1 | 2031-01-01 |  |  | = |  |  |  | PTC Variables |  |  | 2031
| System | 110% PTC | Profile | 50.39 |  | - | 1 | 2032-01-01 |  |  | = |  |  |  | PTC Variables |  |  | 2032
| System | 110% PTC | Profile | 50.39 |  | - | 1 | 2033-01-01 |  |  | = |  |  |  | PTC Variables |  |  | 2033
| System | 110% PTC | Profile | 51.71 |  | - | 1 | 2034-01-01 |  |  | = |  |  |  | PTC Variables |  |  | 2034
| System | 110% PTC | Profile | 53.04 |  | - | 1 | 2035-01-01 |  |  | = |  |  |  | PTC Variables |  |  | 2035
| System | 110% PTC | Profile | 54.37 |  | - | 1 | 2036-01-01 |  |  | = |  |  |  | PTC Variables |  |  | 2036
| System | 110% PTC | Profile | 55.69 |  | - | 1 | 2037-01-01 |  |  | = |  |  |  | PTC Variables |  |  | 2037
| System | 110% PTC | Profile | 55.69 |  | - | 1 | 2038-01-01 |  |  | = |  |  |  | PTC Variables |  |  | 2038
| System | 110% PTC | Profile | 57.02 |  | - | 1 | 2039-01-01 |  |  | = |  |  |  | PTC Variables |  |  | 2039
| System | 110% PTC | Profile | 58.35 |  | - | 1 | 2040-01-01 |  |  | = |  |  |  | PTC Variables |  |  | 2040
| System | 110% PTC | Profile | 46.68 |  | - | 1 | 2041-01-01 |  |  | = |  |  |  | PTC Variables |  |  | 2041
| System | 110% PTC | Profile | 35.01 |  | - | 1 | 2042-01-01 |  |  | = |  |  |  | PTC Variables |  |  | 2042
| System | 110% PTC | Profile | 23.34 |  | - | 1 | 2043-01-01 |  |  | = |  |  |  | PTC Variables |  |  | 2043
| System | 110% PTC | Profile | 11.67 |  | - | 1 | 2044-01-01 |  |  | = |  |  |  | PTC Variables |  |  | 2044
| System | 110% PTC | Profile | 0 |  | - | 1 | 2045-01-01 |  |  | = |  |  |  | PTC Variables |  |  | 2045
Collection | Parent Object | Child Object | Property | Value | Data File | Units | Band | Date From | Date To | Timeslice | Action | Expression | Scenario | Memo | Category |  |  | Year
Variables | System | Inflation | Profile | 1 |  | - | 1 | 2024-01-01 |  |  | = |  |  | H:\2025 IRP\03. Assumptions\04. Financial\Inflation\25IRP Plexos Inflation inputs 3Q 092024 CONF.xlsb | - |  |  | 2024
Variables | System | Inflation | Profile | 1.0218 |  | - | 1 | 2025-01-01 |  |  | = |  |  | H:\2025 IRP\03. Assumptions\04. Financial\Inflation\25IRP Plexos Inflation inputs 3Q 092024 CONF.xlsb | - |  |  | 2025 | 0.0218
Variables | System | Inflation | Profile | 1.0441 |  | - | 1 | 2026-01-01 |  |  | = |  |  | H:\2025 IRP\03. Assumptions\04. Financial\Inflation\25IRP Plexos Inflation inputs 3Q 092024 CONF.xlsb | - |  |  | 2026 | 0.0218
Variables | System | Inflation | Profile | 1.0668 |  | - | 1 | 2027-01-01 |  |  | = |  |  | H:\2025 IRP\03. Assumptions\04. Financial\Inflation\25IRP Plexos Inflation inputs 3Q 092024 CONF.xlsb | - |  |  | 2027 | 0.0218
Variables | System | Inflation | Profile | 1.0901 |  | - | 1 | 2028-01-01 |  |  | = |  |  | H:\2025 IRP\03. Assumptions\04. Financial\Inflation\25IRP Plexos Inflation inputs 3Q 092024 CONF.xlsb | - |  |  | 2028 | 0.0218
Variables | System | Inflation | Profile | 1.1139 |  | - | 1 | 2029-01-01 |  |  | = |  |  | H:\2025 IRP\03. Assumptions\04. Financial\Inflation\25IRP Plexos Inflation inputs 3Q 092024 CONF.xlsb | - |  |  | 2029 | 0.0218
Variables | System | Inflation | Profile | 1.1381 |  | - | 1 | 2030-01-01 |  |  | = |  |  | H:\2025 IRP\03. Assumptions\04. Financial\Inflation\25IRP Plexos Inflation inputs 3Q 092024 CONF.xlsb | - |  |  | 2030 | 0.0218
Variables | System | Inflation | Profile | 1.163 |  | - | 1 | 2031-01-01 |  |  | = |  |  | H:\2025 IRP\03. Assumptions\04. Financial\Inflation\25IRP Plexos Inflation inputs 3Q 092024 CONF.xlsb | - |  |  | 2031 | 0.0218
Variables | System | Inflation | Profile | 1.1883 |  | - | 1 | 2032-01-01 |  |  | = |  |  | H:\2025 IRP\03. Assumptions\04. Financial\Inflation\25IRP Plexos Inflation inputs 3Q 092024 CONF.xlsb | - |  |  | 2032 | 0.0218
Variables | System | Inflation | Profile | 1.2142 |  | - | 1 | 2033-01-01 |  |  | = |  |  | H:\2025 IRP\03. Assumptions\04. Financial\Inflation\25IRP Plexos Inflation inputs 3Q 092024 CONF.xlsb | - |  |  | 2033 | 0.0218
Variables | System | Inflation | Profile | 1.2407 |  | - | 1 | 2034-01-01 |  |  | = |  |  | H:\2025 IRP\03. Assumptions\04. Financial\Inflation\25IRP Plexos Inflation inputs 3Q 092024 CONF.xlsb | - |  |  | 2034 | 0.0218
Variables | System | Inflation | Profile | 1.2677 |  | - | 1 | 2035-01-01 |  |  | = |  |  | H:\2025 IRP\03. Assumptions\04. Financial\Inflation\25IRP Plexos Inflation inputs 3Q 092024 CONF.xlsb | - |  |  | 2035 | 0.0218
Variables | System | Inflation | Profile | 1.2954 |  | - | 1 | 2036-01-01 |  |  | = |  |  | H:\2025 IRP\03. Assumptions\04. Financial\Inflation\25IRP Plexos Inflation inputs 3Q 092024 CONF.xlsb | - |  |  | 2036 | 0.0218
Variables | System | Inflation | Profile | 1.3236 |  | - | 1 | 2037-01-01 |  |  | = |  |  | H:\2025 IRP\03. Assumptions\04. Financial\Inflation\25IRP Plexos Inflation inputs 3Q 092024 CONF.xlsb | - |  |  | 2037 | 0.0218
Variables | System | Inflation | Profile | 1.3525 |  | - | 1 | 2038-01-01 |  |  | = |  |  | H:\2025 IRP\03. Assumptions\04. Financial\Inflation\25IRP Plexos Inflation inputs 3Q 092024 CONF.xlsb | - |  |  | 2038 | 0.0218
Variables | System | Inflation | Profile | 1.3819 |  | - | 1 | 2039-01-01 |  |  | = |  |  | H:\2025 IRP\03. Assumptions\04. Financial\Inflation\25IRP Plexos Inflation inputs 3Q 092024 CONF.xlsb | - |  |  | 2039 | 0.0218
Variables | System | Inflation | Profile | 1.4121 |  | - | 1 | 2040-01-01 |  |  | = |  |  | H:\2025 IRP\03. Assumptions\04. Financial\Inflation\25IRP Plexos Inflation inputs 3Q 092024 CONF.xlsb | - |  |  | 2040 | 0.0218
Variables | System | Inflation | Profile | 1.4428 |  | - | 1 | 2041-01-01 |  |  | = |  |  | H:\2025 IRP\03. Assumptions\04. Financial\Inflation\25IRP Plexos Inflation inputs 3Q 092024 CONF.xlsb | - |  |  | 2041 | 0.0218
Variables | System | Inflation | Profile | 1.4743 |  | - | 1 | 2042-01-01 |  |  | = |  |  | H:\2025 IRP\03. Assumptions\04. Financial\Inflation\25IRP Plexos Inflation inputs 3Q 092024 CONF.xlsb | - |  |  | 2042 | 0.0218
Variables | System | Inflation | Profile | 1.5064 |  | - | 1 | 2043-01-01 |  |  | = |  |  | H:\2025 IRP\03. Assumptions\04. Financial\Inflation\25IRP Plexos Inflation inputs 3Q 092024 CONF.xlsb | - |  |  | 2043 | 0.0218
Variables | System | Inflation | Profile | 1.5393 |  | - | 1 | 2044-01-01 |  |  | = |  |  | H:\2025 IRP\03. Assumptions\04. Financial\Inflation\25IRP Plexos Inflation inputs 3Q 092024 CONF.xlsb | - |  |  | 2044 | 0.0218
Variables | System | Inflation | Profile | 1.5728 |  | - | 1 | 2045-01-01 |  |  | = |  |  | H:\2025 IRP\03. Assumptions\04. Financial\Inflation\25IRP Plexos Inflation inputs 3Q 092024 CONF.xlsb | - |  |  | 2045 | 0.0218
Variables | System | Inflation | Profile | 1.6071 |  | - | 1 | 2046-01-01 |  |  | = |  |  | H:\2025 IRP\03. Assumptions\04. Financial\Inflation\25IRP Plexos Inflation inputs 3Q 092024 CONF.xlsb | - |  |  | 2046 | 0.0218
Variables | System | Inflation | Profile | 1.6422 |  | - | 1 | 2047-01-01 |  |  | = |  |  | H:\2025 IRP\03. Assumptions\04. Financial\Inflation\25IRP Plexos Inflation inputs 3Q 092024 CONF.xlsb | - |  |  | 2047 | 0.0218
2025 IRP Discount Rate |  | 6.38%
Collection | Parent Object | Child Object | Property | Value | Data File | Units | Band | Date From | Date To | Timeslice | Action | Expression | Scenario | Memo | Category
Generators | System | PV_.PX.BDG._.PTC.Utility_Scale | VO&M Charge | 0 |  | $/MWh | 1 |  |  |  | - | 110% PTC |  |  | New Solar
Generators | System | PV_.PX.BOR._.PTC.Utility_Scale | VO&M Charge | 0 |  | $/MWh | 1 |  |  |  | - | 100% PTC |  |  | New Solar
Generators | System | PV_.PX.CLV._.PTC.Small_Scale | VO&M Charge | 0 |  | $/MWh | 1 |  |  |  | - | 110% PTC |  |  | New Solar
Generators | System | PV_.PX.COR._.PTC.Small_Scale | VO&M Charge | 0 |  | $/MWh | 1 |  |  |  | - | 100% PTC |  |  | New Solar
Generators | System | PV_.PX.COR._.PTC.Utility_Scale | VO&M Charge | 0 |  | $/MWh | 1 |  |  |  | - | 100% PTC |  |  | New Solar
Generators | System | PV_.PX.DJW._.PTC.Utility_Scale | VO&M Charge | 0 |  | $/MWh | 1 |  |  |  | - | 110% PTC |  |  | New Solar
Generators | System | PV_.PX.GOE._.PTC.Small_Scale | VO&M Charge | 0 |  | $/MWh | 1 |  |  |  | - | 100% PTC |  |  | New Solar
Generators | System | PV_.PX.GOE._.PTC.Utility_Scale | VO&M Charge | 0 |  | $/MWh | 1 |  |  |  | - | 100% PTC |  |  | New Solar
Generators | System | PV_.PX.HTG._.PTC.Utility_Scale | VO&M Charge | 0 |  | $/MWh | 1 |  |  |  | - | 110% PTC |  |  | New Solar
Generators | System | PV_.PX.NTN._.PTC.Utility_Scale | VO&M Charge | 0 |  | $/MWh | 1 |  |  |  | - | 110% PTC |  |  | New Solar
Generators | System | PV_.PX.NUT._.PTC.Small_Scale | VO&M Charge | 0 |  | $/MWh | 1 |  |  |  | - | 100% PTC |  |  | New Solar
Generators | System | PV_.PX.NUT._.PTC.Utility_Scale | VO&M Charge | 0 |  | $/MWh | 1 |  |  |  | - | 100% PTC |  |  | New Solar
Generators | System | PV_.PX.SOR._.PTC.Small_Scale | VO&M Charge | 0 |  | $/MWh | 1 |  |  |  | - | 100% PTC |  |  | New Solar
Generators | System | PV_.PX.SOR._.PTC.Utility_Scale | VO&M Charge | 0 |  | $/MWh | 1 |  |  |  | - | 100% PTC |  |  | New Solar
Generators | System | PV_.PX.SUM._.PTC.Utility_Scale | VO&M Charge | 0 |  | $/MWh | 1 |  |  |  | - | 100% PTC |  |  | New Solar
Generators | System | PV_.PX.UTS._.PTC.Small_Scale | VO&M Charge | 0 |  | $/MWh | 1 |  |  |  | - | 110% PTC |  |  | New Solar
Generators | System | PV_.PX.UTS._.PTC.Utility_Scale | VO&M Charge | 0 |  | $/MWh | 1 |  |  |  | - | 110% PTC |  |  | New Solar
Generators | System | PV_.PX.WMV._.PTC.Small_Scale | VO&M Charge | 0 |  | $/MWh | 1 |  |  |  | - | 100% PTC |  |  | New Solar
Generators | System | PV_.PX.WMV._.PTC.Utility_Scale | VO&M Charge | 0 |  | $/MWh | 1 |  |  |  | - | 100% PTC |  |  | New Solar
Generators | System | PV_.PX.WSF._.PTC.Small_Scale | VO&M Charge | 0 |  | $/MWh | 1 |  |  |  | - | 110% PTC |  |  | New Solar
Generators | System | PV_.PX.WWA._.PTC.Small_Scale | VO&M Charge | 0 |  | $/MWh | 1 |  |  |  | - | 100% PTC |  |  | New Solar
Generators | System | PV_.PX.WWA._.PTC.Utility_Scale | VO&M Charge | 0 |  | $/MWh | 1 |  |  |  | - | 100% PTC |  |  | New Solar
Generators | System | PV_.PX.WYC._.PTC.Small_Scale | VO&M Charge | 0 |  | $/MWh | 1 |  |  |  | - | 110% PTC |  |  | New Solar
Generators | System | PV_.PX.WYE._.PTC.Small_Scale | VO&M Charge | 0 |  | $/MWh | 1 |  |  |  | - | 110% PTC |  |  | New Solar
Generators | System | PV_.PX.WYE._.PTC.Utility_Scale | VO&M Charge | 0 |  | $/MWh | 1 |  |  |  | - | 110% PTC |  |  | New Solar
Generators | System | PV_.PX.WYN._.PTC.Small_Scale | VO&M Charge | 0 |  | $/MWh | 1 |  |  |  | - | 110% PTC |  |  | New Solar
Generators | System | PV_.PX.YAK._.PTC.Small_Scale | VO&M Charge | 0 |  | $/MWh | 1 |  |  |  | - | 100% PTC |  |  | New Solar
Generators | System | PV_.PX.YAK._.PTC.Utility_Scale | VO&M Charge | 0 |  | $/MWh | 1 |  |  |  | - | 100% PTC |  |  | New Solar
Generators | System | WD_.PX.BDG._.PTC.Utility_Scale | VO&M Charge | 1 |  | $/MWh | 1 |  |  |  | - | 110% PTC |  |  | New Wind
Generators | System | WD_.PX.BOR._.PTC.Utility_Scale | VO&M Charge | 0 |  | $/MWh | 1 |  |  |  | - | 100% PTC |  |  | New Wind
Generators | System | WD_.PX.CLV._.PTC.Small_Scale | VO&M Charge | 0 |  | $/MWh | 1 |  |  |  | - | 110% PTC |  |  | New Wind
Generators | System | WD_.PX.COR._.PTC.Small_Scale | VO&M Charge | 0 |  | $/MWh | 1 |  |  |  | - | 100% PTC |  |  | New Wind
Generators | System | WD_.PX.COR._.PTC.Utility_Scale | VO&M Charge | 0 |  | $/MWh | 1 |  |  |  | - | 100% PTC |  |  | New Wind
Generators | System | WD_.PX.DJW._.PTC.Utility_Scale | VO&M Charge | 0 |  | $/MWh | 1 |  |  |  | - | 110% PTC |  |  | New Wind
Generators | System | WD_.PX.GOE._.PTC.Small_Scale | VO&M Charge | 0 |  | $/MWh | 1 |  |  |  | - | 100% PTC |  |  | New Wind
Generators | System | WD_.PX.GOE._.PTC.Utility_Scale | VO&M Charge | 0 |  | $/MWh | 1 |  |  |  | - | 100% PTC |  |  | New Wind
Generators | System | WD_.PX.HTG._.PTC.Utility_Scale | VO&M Charge | 0 |  | $/MWh | 1 |  |  |  | - | 110% PTC |  |  | New Wind
Generators | System | WD_.PX.NTN._.PTC.Utility_Scale | VO&M Charge | 0 |  | $/MWh | 1 |  |  |  | - | 110% PTC |  |  | New Wind
Generators | System | WD_.PX.NUT._.PTC.Small_Scale | VO&M Charge | 0 |  | $/MWh | 1 |  |  |  | - | 100% PTC |  |  | New Wind
Generators | System | WD_.PX.NUT._.PTC.Utility_Scale | VO&M Charge | 0 |  | $/MWh | 1 |  |  |  | - | 100% PTC |  |  | New Wind
Generators | System | WD_.PX.SOR._.PTC.Offshore | VO&M Charge | 0 |  | $/MWh | 1 |  |  |  | = |  |  |  | New Wind
Generators | System | WD_.PX.SOR._.PTC.Small_Scale | VO&M Charge | 0 |  | $/MWh | 1 |  |  |  | - | 100% PTC |  |  | New Wind
Generators | System | WD_.PX.SOR._.PTC.Utility_Scale | VO&M Charge | 0 |  | $/MWh | 1 |  |  |  | - | 100% PTC |  |  | New Wind
Generators | System | WD_.PX.SUM._.PTC.Utility_Scale | VO&M Charge | 0 |  | $/MWh | 1 |  |  |  | - | 100% PTC |  |  | New Wind
Generators | System | WD_.PX.UTS._.PTC.Small_Scale | VO&M Charge | 0 |  | $/MWh | 1 |  |  |  | - | 110% PTC |  |  | New Wind
Generators | System | WD_.PX.UTS._.PTC.Utility_Scale | VO&M Charge | 0 |  | $/MWh | 1 |  |  |  | - | 110% PTC |  |  | New Wind
Generators | System | WD_.PX.WMV._.PTC.Small_Scale | VO&M Charge | 0 |  | $/MWh | 1 |  |  |  | - | 100% PTC |  |  | New Wind
Generators | System | WD_.PX.WMV._.PTC.Utility_Scale | VO&M Charge | 0 |  | $/MWh | 1 |  |  |  | - | 100% PTC |  |  | New Wind
Generators | System | WD_.PX.WSF._.PTC.Small_Scale | VO&M Charge | 0 |  | $/MWh | 1 |  |  |  | - | 110% PTC |  |  | New Wind
Generators | System | WD_.PX.WWA._.PTC.Small_Scale | VO&M Charge | 0 |  | $/MWh | 1 |  |  |  | - | 100% PTC |  |  | New Wind
Generators | System | WD_.PX.WWA._.PTC.Utility_Scale | VO&M Charge | 0 |  | $/MWh | 1 |  |  |  | - | 100% PTC |  |  | New Wind
Generators | System | WD_.PX.WYC._.PTC.Small_Scale | VO&M Charge | 1 |  | $/MWh | 1 |  |  |  | - | 100% PTC |  |  | New Wind
Generators | System | WD_.PX.WYE._.PTC.Small_Scale | VO&M Charge | 1 |  | $/MWh | 1 |  |  |  | - | 110% PTC |  |  | New Wind
Generators | System | WD_.PX.WYE._.PTC.Utility_Scale | VO&M Charge | 1 |  | $/MWh | 1 |  |  |  | - | 110% PTC |  |  | New Wind
Generators | System | WD_.PX.WYN._.PTC.Small_Scale | VO&M Charge | 1 |  | $/MWh | 1 |  |  |  | - | 110% PTC |  |  | New Wind
Generators | System | WD_.PX.YAK._.PTC.Small_Scale | VO&M Charge | 0 |  | $/MWh | 1 |  |  |  | - | 100% PTC |  |  | New Wind
Generators | System | WD_.PX.YAK._.PTC.Utility_Scale | VO&M Charge | 0 |  | $/MWh | 1 |  |  |  | - | 100% PTC |  |  | New Wind
[9 empty] | TransCapRecovFct | 0.05279
[9 empty] | OATT | 0.21
| Export (MW) | Import (MW) | Interconnect (MW) | Build Investment ($m) | Build (%) | From | To | Build Investment $/kW-yr of Interconnect
2026 | Utah South - Wasatch Front: 138 kV reinforcement #1 | 250 | 250 | 29.5 | 1 | Utah South | Wasatch Front | 4.9211
2028 | Cluster 1 Area 11: Willamette Valley | 0 | 199 | 13.62 | 1 | n/a | n/a | 2.8543
2028 | Cluster 1 Area 14: Summer Lake | 400 | 400 | 110.63 | 1 | Summer Lake | Hemingway | 11.5343
2028 | Cluster 1/2/3: Walla Walla | 0 | 393 | 327.88 | 1 | n/a | n/a | 34.7937
2028 | Serial queue: Central Oregon | 0 | 152 | 3.56 | 1 | n/a | n/a | 0.97675
2028 | Serial/Cluster 1/2: Yakima | 0 | 628 | 63.84 | 1 | n/a | n/a | 4.2395
2028 | Utah South - Wasatch Front: 138 kV reinforcement #2 | 200 | 200 | 12.08 | 1 | Utah South | Wasatch Front | 2.5189
2029 | Cluster 2 Area 23: Willamette Valley | 0 | 393 | 2.21 | 1 | n/a | n/a | 0.23452
2030 | Cluster 2 Area 19: Summer Lake to Central Oregon 500 kV | 1500 | 670 | 1283.43 | 1 | Summer Lake | Central OR | 79.887
2030 | Walla Walla - Yakima 230 kV | 400 | 400 | 141.83 | 1 | Walla Walla | Yakima | 14.7872
2031 | Serial through Cluster 1 Area 13: Southern Oregon | 0 | 231 | 42.11 | 1 | n/a | n/a | 7.6024
2032 | Cluster 1 Area 12: Southern Oregon | 0 | 300 | 303.12 | 1 | n/a | n/a | 42.1378
2033 | Cluster 2 Area 18: Central Oregon 500 kV Substation | 0 | 518 | 372.32 | 1 | n/a | n/a | 29.9754
2039 | Walla Walla - Central Oregon 500 kV | 1500 | 670 | 1463.04 | 1 | Walla Walla | Central OR | 91.0668
Grand Total |  | 4250 | 5404 | 4169.17 | 14 |  |  | 32.1746

## WD_.PX.BDG._.PTC.2029 (hidden)
Table 3
WD_.PX.BDG._.PTC.Utility_Scale
40% Capacity Factor
Year | Estimated Capital Cost | Fixed Capital Cost at Real Levelized Rate | Fixed O&M |  | Fixed Costs | Variable O&M | 110% PTC | Total Resource Cost | Total Resource Costs | Total Fixed Cost
| $/kW | $/kW-yr | $/kW-yr |  | $/MWh | $/MWh | $/MWh | $/MWh | $/kW-yr | $/kW-yr
| (a) | (b) | (c) |  | (e) | (f) | (g) | (g) | (h) | (i)
2024 | 1392.68 |  | 31.65
2025 | 1393.4262 |  | 32.34
2026 | 1394.5581 |  | 33.045
2027 | 1395.0772 |  | 33.7654
2028 | 1394.9561 |  | 34.5014
2029 | 1394.1667 | 88.0556 | 35.2536 |  | 35.3579 |  | -47.74 | -12.3821 | -43.18 | 123.3091
2030 |  | 89.9752 | 36.0221 |  | 36.1287 |  | -47.74 | -11.6113 | -40.49 | 125.9973
2031 |  | 91.9366 | 36.8074 |  | 36.9163 |  | -49.06 | -12.1437 | -42.35 | 128.744
2032 |  | 93.9409 | 37.6098 |  | 37.721 |  | -50.39 | -12.669 | -44.18 | 131.5506
2033 |  | 95.9888 | 38.4297 |  | 38.5434 |  | -50.39 | -11.8466 | -41.31 | 134.4185
2034 |  | 98.0813 | 39.2674 |  | 39.3836 |  | -51.71 | -12.3264 | -42.99 | 137.3488
2035 |  | 100.2195 | 40.1235 |  | 40.2422 |  | -53.04 | -12.7978 | -44.63 | 140.343
2036 |  | 102.4043 | 40.9982 |  | 41.1195 |  | -54.37 | -13.2505 | -46.21 | 143.4025
2037 |  | 104.6367 | 41.8919 |  | 42.0159 |  | -55.69 | -13.6741 | -47.69 | 146.5286
2038 |  | 106.9178 | 42.8052 |  | 42.9318 |  | -55.69 | -12.7582 | -44.49 | 149.723
2039 |  | 109.2486 | 43.7383 |  | 43.8677 |  |  | 43.8677 | 152.99 | 152.9869
2040 |  | 111.6302 | 44.6918 |  | 44.824 |  |  | 44.824 | 156.32 | 156.322
2041 |  | 114.0637 | 45.6661 |  | 45.8012 |  |  | 45.8012 | 159.73 | 159.7298
2042 |  | 116.5503 | 46.6616 |  | 46.7997 |  |  | 46.7997 | 163.21 | 163.212
2043 |  | 119.0911 | 47.6789 |  | 47.8199 |  |  | 47.8199 | 166.77 | 166.77
2044 |  | 121.6873 | 48.7183 |  | 48.8624 |  |  | 48.8624 | 170.41 | 170.4056
2045 |  | 124.3401 | 49.7803 |  | 49.9276 |  |  | 49.9276 | 174.12 | 174.1204
2046 |  | 127.0507 | 50.8655 |  | 51.016 |  |  | 51.016 | 177.92 | 177.9162
2047 |  | 129.8204 | 51.9744 |  | 52.1281 |  |  | 52.1281 | 181.79 | 181.7948
2048 |  | 132.6505 | 53.1074 |  | 53.2645 |  |  | 53.2645 | 185.76 | 185.7579
2049 |  | 135.5423 | 54.2652 |  | 54.4257 |  |  | 54.4257 | 189.81 | 189.8075
2050 |  | 138.4971 | 44.6918 |  | 52.5279 |  |  | 52.5279 | 183.19 | 183.1889
2051 |  | 141.5163 | 45.6661 |  | 53.673 |  |  | 53.673 | 187.18 | 187.1824
2052 |  | 144.6014 | 46.6616 |  | 54.8431 |  |  | 54.8431 | 191.26 | 191.263
2053 |  | 147.7537 | 47.6789 |  | 56.0386 |  |  | 56.0386 | 195.43 | 195.4326
2054 |  | 150.9747 | 48.7183 |  | 57.2603 |  |  | 57.2603 | 199.69 | 199.693
2055 |  | 154.266 | 49.7803 |  | 58.5086 |  |  | 58.5086 | 204.05 | 204.0463
2056 |  | 157.629 | 50.8655 |  | 59.7841 |  |  | 59.7841 | 208.49 | 208.4945
2057 |  | 161.0653 | 51.9744 |  | 61.0873 |  |  | 61.0873 | 213.04 | 213.0397
2058 |  | 164.5765 | 53.1074 |  | 62.419 |  |  | 62.419 | 217.68 | 217.684
2059 |  | 168.1643 | 54.2652 |  | 63.7798 |  |  | 63.7798 | 222.43 | 222.4295
2060 |  | 171.8303 | 55.4482 |  | 65.1702 |  |  | 65.1702 | 227.28 | 227.2784
2061 |  | 175.5762 | 36.8074 |  | 60.8992 |  |  | 60.8992 | 212.38 | 212.3836
NPV chck | [7 empty] | 16.2623 | 56.715 | 154.1156
Sources, Inputs and Assumptions
Source: | (c)(f) | Plant Costs - 2025 IRP - Table 7.1 & 7.2
| (a) | Plant capacity cost
| (b) | = (a) x 0.06316
| 0 | = ((b) + (c)) / (8.76 x 39.8%)
| (g) | = (e) + (f)
| (h) | Plant Costs - 2025 IRP - Table 7.1 & 7.2
[11 empty] | COD | 2029 | WD_.PX.BDG._.PTC.Utility_Scale
| 0 | Network Upgrade ($/kw-yr)
[11 empty] | MW Built | 100
| 6.316% | Payment Factor, 0% ITC |  | \\pacificorp.us\dfs\PDXCO\PaR\2025 IRP\03. Assumptions\12. New Resources (SSR)\Levelized\2025 IRP LFC_GM_2024E 2024.09.25 0% ITC.xlsb
| 39.81% | Capacity Factor
[6 empty] | 110% | % PTC
[7 empty] | $/MWh | $/kw-yr
[5 empty] | 2029-01-01 | 2029 | 47.74 | 166.4914
[5 empty] | 2030-01-01 | 2030 | 47.74 | 166.4914
[5 empty] | 2031-01-01 | 2031 | 49.06 | 171.0948
[5 empty] | 2032-01-01 | 2032 | 50.39 | 175.7331
[5 empty] | 2033-01-01 | 2033 | 50.39 | 175.7331
[5 empty] | 2034-01-01 | 2034 | 51.71 | 180.3366
[5 empty] | 2035-01-01 | 2035 | 53.04 | 184.9749
[5 empty] | 2036-01-01 | 2036 | 54.37 | 189.6132
[5 empty] | 2037-01-01 | 2037 | 55.69 | 194.2167
[5 empty] | 2038-01-01 | 2038 | 55.69 | 194.2167
[5 empty] | Economic Life |  |  | 30
[5 empty] | Nominal PTC 2028$ |  |  | 75.482

## WD_.PX.BDG._.PTC.2030 (hidden)
Table 3
WD_.PX.BDG._.PTC.Utility_Scale
40% Capacity Factor
Year | Estimated Capital Cost | Fixed Capital Cost at Real Levelized Rate | Fixed O&M |  | Fixed Costs | Variable O&M | 110% PTC | Total Resource Cost | Total Resource Costs | Total Fixed Cost
| $/kW | $/kW-yr | $/kW-yr |  | $/MWh | $/MWh | $/MWh | $/MWh | $/kW-yr | $/kW-yr
| (a) | (b) | (c) |  | (e) | (f) | (g) | (g) | (h) | (i)
2024 | 1392.68 |  | 31.65
2025 | 1393.4262 |  | 32.34
2026 | 1394.5581 |  | 33.045
2027 | 1395.0772 |  | 33.7654
2028 | 1394.9561 |  | 34.5014
2029 | 1394.1667 |  | 35.2536
2030 | 1392.68 | 87.9617 | 36.0221 |  | 35.5513 |  | -47.74 | -12.1887 | -42.51 | 123.9838
2031 |  | 89.8792 | 36.8074 |  | 36.3263 |  | -49.06 | -12.7337 | -44.41 | 126.6866
2032 |  | 91.8386 | 37.6098 |  | 37.1182 |  | -50.39 | -13.2718 | -46.28 | 129.4484
2033 |  | 93.8407 | 38.4297 |  | 37.9274 |  | -50.39 | -12.4626 | -43.46 | 132.2704
2034 |  | 95.8864 | 39.2674 |  | 38.7542 |  | -51.71 | -12.9558 | -45.18 | 135.1539
2035 |  | 97.9767 | 40.1235 |  | 39.5991 |  | -53.04 | -13.4409 | -46.87 | 138.1002
2036 |  | 100.1126 | 40.9982 |  | 40.4623 |  | -54.37 | -13.9077 | -48.5 | 141.1108
2037 |  | 102.2951 | 41.8919 |  | 41.3444 |  | -55.69 | -14.3456 | -50.03 | 144.187
2038 |  | 104.5251 | 42.8052 |  | 42.2457 |  | -55.69 | -13.4443 | -46.89 | 147.3303
2039 |  | 106.8038 | 43.7383 |  | 43.1667 |  | -57.02 | -13.8533 | -48.31 | 150.5421
2040 |  | 109.1321 | 44.6918 |  | 44.1077 |  |  | 44.1077 | 153.82 | 153.8239
2041 |  | 111.5112 | 45.6661 |  | 45.0693 |  |  | 45.0693 | 157.18 | 157.1773
2042 |  | 113.9421 | 46.6616 |  | 46.0518 |  |  | 46.0518 | 160.6 | 160.6037
2043 |  | 116.426 | 47.6789 |  | 47.0557 |  |  | 47.0557 | 164.1 | 164.1049
2044 |  | 118.9641 | 48.7183 |  | 48.0815 |  |  | 48.0815 | 167.68 | 167.6824
2045 |  | 121.5575 | 49.7803 |  | 49.1297 |  |  | 49.1297 | 171.34 | 171.3379
2046 |  | 124.2075 | 50.8655 |  | 50.2007 |  |  | 50.2007 | 175.07 | 175.073
2047 |  | 126.9152 | 51.9744 |  | 51.2951 |  |  | 51.2951 | 178.89 | 178.8896
2048 |  | 129.682 | 53.1074 |  | 52.4133 |  |  | 52.4133 | 182.79 | 182.7894
2049 |  | 132.509 | 54.2652 |  | 53.5559 |  |  | 53.5559 | 186.77 | 186.7742
2050 |  | 135.3977 | 55.4482 |  | 54.7235 |  |  | 54.7235 | 190.85 | 190.8459
2051 |  | 138.3494 | 56.6569 |  | 55.9164 |  |  | 55.9164 | 195.01 | 195.0063
2052 |  | 141.3654 | 57.892 |  | 57.1354 |  |  | 57.1354 | 199.26 | 199.2575
2053 |  | 144.4472 | 59.1541 |  | 58.381 |  |  | 58.381 | 203.6 | 203.6013
2054 |  | 147.5961 | 60.4436 |  | 59.6537 |  |  | 59.6537 | 208.04 | 208.0398
2055 |  | 150.8137 | 61.7613 |  | 60.9541 |  |  | 60.9541 | 212.58 | 212.5751
2056 |  | 154.1015 | 63.1077 |  | 62.2829 |  |  | 62.2829 | 217.21 | 217.2092
2057 |  | 157.4609 | 64.4835 |  | 63.6407 |  |  | 63.6407 | 221.94 | 221.9444
2058 |  | 160.8935 | 65.8892 |  | 65.0281 |  |  | 65.0281 | 226.78 | 226.7827
2059 |  | 164.401 | 67.3256 |  | 66.4457 |  |  | 66.4457 | 231.73 | 231.7266
2060 |  | 167.985 | 68.7933 |  | 67.8942 |  |  | 67.8942 | 236.78 | 236.7782
2061 |  | 171.647 | 70.293 |  | 69.3743 |  |  | 69.3743 | 241.94 | 241.94
NPV chck |  |  |  | 0 |  |  |  | 16.4727 | 57.4481 | 156.5746
Sources, Inputs and Assumptions
Source: | (c)(f) | Plant Costs - 2025 IRP - Table 7.1 & 7.2
| (a) | Plant capacity cost
| (b) | = (a) x 0.06316
| 0 | = ((b) + (c)) / (8.76 x 39.8%)
| (g) | = (e) + (f)
| (h) | Plant Costs - 2025 IRP - Table 7.1 & 7.2
[11 empty] | COD | 2030 | WD_.PX.BDG._.PTC.Utility_Scale
[11 empty] | MW Built | 100
| 6.316% | Payment Factor, 0% ITC |  | \\pacificorp.us\dfs\PDXCO\PaR\2025 IRP\03. Assumptions\12. New Resources (SSR)\Levelized\2025 IRP LFC_GM_2024E 2024.09.25 0% ITC.xlsb
| 39.81% | Capacity Factor
[6 empty] | 110% | % PTC
[7 empty] | $/MWh | $/kw-yr
[5 empty] | 2030-01-01 | 2030 | 47.74 | 166.4914
[5 empty] | 2031-01-01 | 2031 | 49.06 | 171.0948
[5 empty] | 2032-01-01 | 2032 | 50.39 | 175.7331
[5 empty] | 2033-01-01 | 2033 | 50.39 | 175.7331
[5 empty] | 2034-01-01 | 2034 | 51.71 | 180.3366
[5 empty] | 2035-01-01 | 2035 | 53.04 | 184.9749
[5 empty] | 2036-01-01 | 2036 | 54.37 | 189.6132
[5 empty] | 2037-01-01 | 2037 | 55.69 | 194.2167
[5 empty] | 2038-01-01 | 2038 | 55.69 | 194.2167
[5 empty] | 2039-01-01 | 2039 | 57.02 | 198.855
[5 empty] | Economic Life |  |  | 30
[5 empty] | Nominal PTC 2029$ |  |  | 76.8191

## WD_.PX.BDG._.PTC.2031 (hidden)
Table 3
WD_.PX.BDG._.PTC.Utility_Scale
40% Capacity Factor
Year | Estimated Capital Cost | Fixed Capital Cost at Real Levelized Rate | Fixed O&M |  | Fixed Costs | Variable O&M | 110% PTC | Total Resource Cost | Total Resource Costs | Total Fixed Cost
| $/kW | $/kW-yr | $/kW-yr |  | $/MWh | $/MWh | $/MWh | $/MWh | $/kW-yr | $/kW-yr
| (a) | (b) | (c) |  | (e) | (f) | (g) | (g) | (h) | (i)
2024 | 1392.68 |  | 31.65
2025 | 1393.4262 |  | 32.34
2026 | 1394.5581 |  | 33.045
2027 | 1395.0772 |  | 33.7654
2028 | 1394.9561 |  | 34.5014
2029 | 1394.1667 |  | 35.2536
2030 | 1392.68 |  | 36.0221
2031 | 1408.2312 | 88.9439 | 36.8074 |  | 36.0581 |  | -49.06 | -13.0019 | -45.34 | 125.7513
2032 |  | 90.8829 | 37.6098 |  | 36.8442 |  | -50.39 | -13.5458 | -47.24 | 128.4926
2033 |  | 92.8641 | 38.4297 |  | 37.6474 |  | -50.39 | -12.7426 | -44.44 | 131.2938
2034 |  | 94.8885 | 39.2674 |  | 38.4681 |  | -51.71 | -13.2419 | -46.18 | 134.156
2035 |  | 96.9571 | 40.1235 |  | 39.3067 |  | -53.04 | -13.7333 | -47.89 | 137.0806
2036 |  | 99.0708 | 40.9982 |  | 40.1636 |  | -54.37 | -14.2064 | -49.54 | 140.0689
2037 |  | 101.2305 | 41.8919 |  | 41.0392 |  | -55.69 | -14.6508 | -51.09 | 143.1225
2038 |  | 103.4373 | 42.8052 |  | 41.9338 |  | -55.69 | -13.7562 | -47.97 | 146.2425
2039 |  | 105.6923 | 43.7383 |  | 42.848 |  | -57.02 | -14.172 | -49.42 | 149.4306
2040 |  | 107.9964 | 44.6918 |  | 43.7821 |  | -58.35 | -14.5679 | -50.81 | 152.6882
2041 |  | 110.3507 | 45.6661 |  | 44.7365 |  |  | 44.7365 | 156.02 | 156.0168
2042 |  | 112.7563 | 46.6616 |  | 45.7118 |  |  | 45.7118 | 159.42 | 159.418
2043 |  | 115.2144 | 47.6789 |  | 46.7083 |  |  | 46.7083 | 162.89 | 162.8933
2044 |  | 117.7261 | 48.7183 |  | 47.7265 |  |  | 47.7265 | 166.44 | 166.4443
2045 |  | 120.2925 | 49.7803 |  | 48.767 |  |  | 48.767 | 170.07 | 170.0728
2046 |  | 122.9149 | 50.8655 |  | 49.8301 |  |  | 49.8301 | 173.78 | 173.7804
2047 |  | 125.5944 | 51.9744 |  | 50.9164 |  |  | 50.9164 | 177.57 | 177.5688
2048 |  | 128.3324 | 53.1074 |  | 52.0264 |  |  | 52.0264 | 181.44 | 181.4398
2049 |  | 131.1301 | 54.2652 |  | 53.1605 |  |  | 53.1605 | 185.4 | 185.3952
2050 |  | 133.9887 | 55.4482 |  | 54.3194 |  |  | 54.3194 | 189.44 | 189.4368
2051 |  | 136.9096 | 56.6569 |  | 55.5036 |  |  | 55.5036 | 193.57 | 193.5666
2052 |  | 139.8943 | 57.892 |  | 56.7136 |  |  | 56.7136 | 197.79 | 197.7863
2053 |  | 142.944 | 59.1541 |  | 57.9499 |  |  | 57.9499 | 202.1 | 202.0981
2054 |  | 146.0601 | 60.4436 |  | 59.2132 |  |  | 59.2132 | 206.5 | 206.5038
2055 |  | 149.2443 | 61.7613 |  | 60.5041 |  |  | 60.5041 | 211.01 | 211.0056
2056 |  | 152.4978 | 63.1077 |  | 61.8231 |  |  | 61.8231 | 215.61 | 215.6055
2057 |  | 155.8222 | 64.4835 |  | 63.1708 |  |  | 63.1708 | 220.31 | 220.3057
2058 |  | 159.2192 | 65.8892 |  | 64.5479 |  |  | 64.5479 | 225.11 | 225.1084
2059 |  | 162.6901 | 67.3256 |  | 65.9551 |  |  | 65.9551 | 230.02 | 230.0157
2060 |  | 166.2368 | 68.7933 |  | 67.3929 |  |  | 67.3929 | 235.03 | 235.0301
2061 |  | 169.8607 | 70.293 |  | 68.8621 |  |  | 68.8621 | 240.15 | 240.1537
NPV chck |  |  |  | 0 |  |  |  | 16.5322 | 57.657 | 158.8067
Sources, Inputs and Assumptions
Source: | (c)(f) | Plant Costs - 2025 IRP - Table 7.1 & 7.2
| (a) | Plant capacity cost
| (b) | = (a) x 0.06316
| 0 | = ((b) + (c)) / (8.76 x 39.8%)
| (g) | = (e) + (f)
| (h) | Plant Costs - 2025 IRP - Table 7.1 & 7.2
[11 empty] | COD | 2031 | WD_.PX.BDG._.PTC.Utility_Scale
[11 empty] | MW Built | 100
| 6.316% | Payment Factor, 0% ITC |  | \\pacificorp.us\dfs\PDXCO\PaR\2025 IRP\03. Assumptions\12. New Resources (SSR)\Levelized\2025 IRP LFC_GM_2024E 2024.09.25 0% ITC.xlsb
| 39.81% | Capacity Factor
[6 empty] | 110% | % PTC
[7 empty] | $/MWh | $/kw-yr
[5 empty] | 2031-01-01 | 2031 | 49.06 | 171.0948
[5 empty] | 2032-01-01 | 2032 | 50.39 | 175.7331
[5 empty] | 2033-01-01 | 2033 | 50.39 | 175.7331
[5 empty] | 2034-01-01 | 2034 | 51.71 | 180.3366
[5 empty] | 2035-01-01 | 2035 | 53.04 | 184.9749
[5 empty] | 2036-01-01 | 2036 | 54.37 | 189.6132
[5 empty] | 2037-01-01 | 2037 | 55.69 | 194.2167
[5 empty] | 2038-01-01 | 2038 | 55.69 | 194.2167
[5 empty] | 2039-01-01 | 2039 | 57.02 | 198.855
[5 empty] | 2040-01-01 | 2040 | 58.35 | 203.4933
[5 empty] | Economic Life |  |  | 30
[5 empty] | Nominal PTC 2030$ |  |  | 78.3879

## WD_.PX.NUT._.PTC.2029 (hidden)
Table 3
WD_.PX.NUT._.PTC.Utility_Scale
30% Capacity Factor
Year | Estimated Capital Cost | Fixed Capital Cost at Real Levelized Rate | Fixed O&M | Levelized PTC Offset | Fixed Costs | Variable O&M | 110% PTC | Total Resource Cost | Total Resource Costs | Total Fixed Cost
| $/kW | $/kW-yr | $/kW-yr | $/kW-yr | $/MWh | $/MWh | $/MWh | $/MWh | $/kW-yr | $/kW-yr
| (a) | (b) | (c) |  | (e) | (f) | (g) | (g) | (h) | (i)
2024 | 1449.53 |  | 31.65
2025 | 1450.3067 |  | 32.34
2026 | 1451.4848 |  | 33.045
2027 | 1452.025 |  | 33.7654
2028 | 1451.899 |  | 34.5014
2029 | 1451.0774 | 91.65 | 35.2536 |  | 47.7292 |  | -42.43 | 5.2992 | 14.09 | 126.9036
2030 |  | 93.648 | 36.0221 |  | 48.7697 |  | -43.76 | 5.0097 | 13.32 | 129.6701
2031 |  | 95.6895 | 36.8074 |  | 49.8329 |  | -45.08 | 4.7529 | 12.64 | 132.4969
2032 |  | 97.7756 | 37.6098 |  | 50.9193 |  | -45.08 | 5.8393 | 15.53 | 135.3854
2033 |  | 99.9071 | 38.4297 |  | 52.0293 |  | -46.41 | 5.6193 | 14.94 | 138.3368
2034 |  | 102.0851 | 39.2674 |  | 53.1635 |  | -47.74 | 5.4235 | 14.42 | 141.3525
2035 |  | 104.3105 | 40.1235 |  | 54.3225 |  | -47.74 | 6.5825 | 17.5 | 144.434
2036 |  | 106.5845 | 40.9982 |  | 55.5067 |  | -49.06 | 6.4467 | 17.14 | 147.5827
2037 |  | 108.908 | 41.8919 |  | 56.7168 |  | -50.39 | 6.3268 | 16.82 | 150.8
2038 |  | 111.2822 | 42.8052 |  | 57.9532 |  | -51.71 | 6.2432 | 16.6 | 154.0874
2039 |  | 113.7082 | 43.7383 |  | 59.2166 |  |  | 59.2166 | 157.45 | 157.4465
2040 |  | 116.187 | 44.6918 |  | 60.5075 |  |  | 60.5075 | 160.88 | 160.8788
2041 |  | 118.7199 | 45.6661 |  | 61.8266 |  |  | 61.8266 | 164.39 | 164.386
2042 |  | 121.308 | 46.6616 |  | 63.1744 |  |  | 63.1744 | 167.97 | 167.9696
2043 |  | 123.9525 | 47.6789 |  | 64.5516 |  |  | 64.5516 | 171.63 | 171.6313
2044 |  | 126.6547 | 48.7183 |  | 65.9588 |  |  | 65.9588 | 175.37 | 175.3729
2045 |  | 129.4157 | 49.7803 |  | 67.3967 |  |  | 67.3967 | 179.2 | 179.196
2046 |  | 132.237 | 50.8655 |  | 68.866 |  |  | 68.866 | 183.1 | 183.1025
2047 |  | 135.1198 | 51.9744 |  | 70.3673 |  |  | 70.3673 | 187.09 | 187.0941
2048 |  | 138.0654 | 53.1074 |  | 71.9013 |  |  | 71.9013 | 191.17 | 191.1728
2049 |  | 141.0752 | 54.2652 |  | 73.4687 |  |  | 73.4687 | 195.34 | 195.3404
2050 |  | 144.1506 | 55.4482 |  | 75.0703 |  |  | 75.0703 | 199.6 | 199.5988
2051 |  | 147.2931 | 56.6569 |  | 76.7069 |  |  | 76.7069 | 203.95 | 203.95
2052 |  | 150.5041 | 57.892 |  | 78.3791 |  |  | 78.3791 | 208.4 | 208.3962
2053 |  | 153.7851 | 59.1541 |  | 80.0877 |  |  | 80.0877 | 212.94 | 212.9392
2054 |  | 157.1376 | 60.4436 |  | 81.8337 |  |  | 81.8337 | 217.58 | 217.5813
2055 |  | 160.5632 | 61.7613 |  | 83.6176 |  |  | 83.6176 | 222.32 | 222.3245
2056 |  | 164.0635 | 63.1077 |  | 85.4405 |  |  | 85.4405 | 227.17 | 227.1712
2057 |  | 167.6401 | 64.4835 |  | 87.3031 |  |  | 87.3031 | 232.12 | 232.1235
2058 |  | 171.2946 | 65.8892 |  | 89.2063 |  |  | 89.2063 | 237.18 | 237.1838
2059 |  | 175.0289 | 67.3256 |  | 91.151 |  |  | 91.151 | 242.35 | 242.3544
2060 |  | 178.8445 | 68.7933 |  | 93.1381 |  |  | 93.1381 | 247.64 | 247.6378
2061 |  | 182.7433 | 70.293 |  | 95.1685 |  |  | 95.1685 | 253.04 | 253.0363
NPV chck |  |  |  | 0 |  |  |  | 34.8783 | 92.7355 | 160.262
Sources, Inputs and Assumptions
Source: | (c)(f) | Plant Costs - 2025 IRP - Table 7.1 & 7.2
| (a) | Plant capacity cost
| (b) | = (a) x 0.06316
| 0 | = ((b) + (c)) / (8.76 x 30.4%)
| (g) | = (e) + (f)
| (h) | Plant Costs - 2025 IRP - Table 7.1 & 7.2
[11 empty] | COD | 2029 | WD_.PX.NUT._.PTC.Utility_Scale
[11 empty] | MW Built | 100
| 6.316% | Payment Factor, 0% ITC |  | \\pacificorp.us\dfs\PDXCO\PaR\2025 IRP\03. Assumptions\12. New Resources (SSR)\Levelized\2025 IRP LFC_GM_2024E 2024.09.25 0% ITC.xlsb
| 30.35% | Capacity Factor
[6 empty] | 100% | % PTC
[7 empty] | $/MWh | $/kw-yr
[5 empty] | 2029-01-01 | 2029 | 42.43 | 112.8139
[5 empty] | 2030-01-01 | 2030 | 43.76 | 116.3501
[5 empty] | 2031-01-01 | 2031 | 45.08 | 119.8598
[5 empty] | 2032-01-01 | 2032 | 45.08 | 119.8598
[5 empty] | 2033-01-01 | 2033 | 46.41 | 123.396
[5 empty] | 2034-01-01 | 2034 | 47.74 | 126.9323
[5 empty] | 2035-01-01 | 2035 | 47.74 | 126.9323
[5 empty] | 2036-01-01 | 2036 | 49.06 | 130.4419
[5 empty] | 2037-01-01 | 2037 | 50.39 | 133.9781
[5 empty] | 2038-01-01 | 2038 | 51.71 | 137.4878
[5 empty] | Economic Life |  |  | 30
[5 empty] | Nominal PTC 2028$ |  |  | 52.3303

## Table 3 WD_.PX.DJW._.PTC.2029
Table 3
WD_.PX.DJW._.PTC.Utility_Scale
42% Capacity Factor
Year | Estimated Capital Cost | Fixed Capital Cost at Real Levelized Rate | Fixed O&M |  | Fixed Costs | Variable O&M | 110% PTC | Total Resource Cost | Total Resource Costs | Total Fixed Cost
| $/kW | $/kW-yr | $/kW-yr |  | $/MWh | $/MWh | $/MWh | $/MWh | $/kW-yr | $/kW-yr
| (a) | (b) | (c) |  | (e) | (f) | (g) | (g) | (h) | (i)
2024 | 1392.68 |  | 31.65
2025 | 1393.4262 |  | 32.34
2026 | 1394.5581 |  | 33.045
2027 | 1395.0772 |  | 33.7654
2028 | 1394.9561 |  | 34.5014
2029 | 1394.1667 | 88.0556 | 35.2536 |  | 33.826 |  | -47.74 | -13.914 | -50.72 | 123.3091
2030 |  | 89.9752 | 36.0221 |  | 34.5634 |  | -47.74 | -13.1766 | -48.03 | 125.9973
2031 |  | 91.9366 | 36.8074 |  | 35.3169 |  | -49.06 | -13.7431 | -50.1 | 128.744
2032 |  | 93.9409 | 37.6098 |  | 36.0868 |  | -50.39 | -14.3032 | -52.14 | 131.5506
2033 |  | 95.9888 | 38.4297 |  | 36.8735 |  | -50.39 | -13.5165 | -49.27 | 134.4185
2034 |  | 98.0813 | 39.2674 |  | 37.6773 |  | -51.71 | -14.0327 | -51.15 | 137.3488
2035 |  | 100.2195 | 40.1235 |  | 38.4987 |  | -53.04 | -14.5413 | -53.01 | 140.343
2036 |  | 102.4043 | 40.9982 |  | 39.3379 |  | -54.37 | -15.0321 | -54.8 | 143.4025
2037 |  | 104.6367 | 41.8919 |  | 40.1955 |  | -55.69 | -15.4945 | -56.48 | 146.5286
2038 |  | 106.9178 | 42.8052 |  | 41.0718 |  | -55.69 | -14.6182 | -53.29 | 149.723
2039 |  | 109.2486 | 43.7383 |  | 41.9671 |  |  | 41.9671 | 152.99 | 152.9869
2040 |  | 111.6302 | 44.6918 |  | 42.882 |  |  | 42.882 | 156.32 | 156.322
2041 |  | 114.0637 | 45.6661 |  | 43.8168 |  |  | 43.8168 | 159.73 | 159.7298
2042 |  | 116.5503 | 46.6616 |  | 44.772 |  |  | 44.772 | 163.21 | 163.212
2043 |  | 119.0911 | 47.6789 |  | 45.7481 |  |  | 45.7481 | 166.77 | 166.77
2044 |  | 121.6873 | 48.7183 |  | 46.7454 |  |  | 46.7454 | 170.41 | 170.4056
2045 |  | 124.3401 | 49.7803 |  | 47.7644 |  |  | 47.7644 | 174.12 | 174.1204
2046 |  | 127.0507 | 50.8655 |  | 48.8057 |  |  | 48.8057 | 177.92 | 177.9162
2047 |  | 129.8204 | 51.9744 |  | 49.8697 |  |  | 49.8697 | 181.79 | 181.7948
2048 |  | 132.6505 | 53.1074 |  | 50.9568 |  |  | 50.9568 | 185.76 | 185.7579
2049 |  | 135.5423 | 54.2652 |  | 52.0677 |  |  | 52.0677 | 189.81 | 189.8075
2050 |  | 138.4971 | 55.4482 |  | 53.2027 |  |  | 53.2027 | 193.95 | 193.9453
2051 |  | 141.5163 | 56.6569 |  | 54.3626 |  |  | 54.3626 | 198.17 | 198.1733
2052 |  | 144.6014 | 57.892 |  | 55.5477 |  |  | 55.5477 | 202.49 | 202.4934
2053 |  | 147.7537 | 59.1541 |  | 56.7586 |  |  | 56.7586 | 206.91 | 206.9078
2054 |  | 150.9747 | 60.4436 |  | 57.9959 |  |  | 57.9959 | 211.42 | 211.4184
2055 |  | 154.266 | 61.7613 |  | 59.2603 |  |  | 59.2603 | 216.03 | 216.0273
2056 |  | 157.629 | 63.1077 |  | 60.5521 |  |  | 60.5521 | 220.74 | 220.7367
2057 |  | 161.0653 | 64.4835 |  | 61.8722 |  |  | 61.8722 | 225.55 | 225.5488
2058 |  | 164.5765 | 65.8892 |  | 63.221 |  |  | 63.221 | 230.47 | 230.4657
2059 |  | 168.1643 | 67.3256 |  | 64.5992 |  |  | 64.5992 | 235.49 | 235.4899
2060 |  | 171.8303 | 68.7933 |  | 66.0075 |  |  | 66.0075 | 240.62 | 240.6236
2061 |  | 175.5762 | 70.293 |  | 67.4464 |  |  | 67.4464 | 245.87 | 245.8692
NPV chck |  |  |  | 0 |  |  |  | 14.7885 | 53.9113 | 155.7227
Sources, Inputs and Assumptions
Source: | (c)(f) | Plant Costs - 2025 IRP - Table 7.1 & 7.2
| (a) | Plant capacity cost
| (b) | = (a) x 0.06316
| 0 | = ((b) + (c)) / (8.76 x 41.6%)
| (g) | = (e) + (f)
| (h) | Plant Costs - 2025 IRP - Table 7.1 & 7.2
[11 empty] | COD | 2029 | WD_.PX.DJW._.PTC.Utility_Scale
[11 empty] | MW Built | 100
| 6.316% | Payment Factor, 0% ITC |  | \\pacificorp.us\dfs\PDXCO\PaR\2025 IRP\03. Assumptions\12. New Resources (SSR)\Levelized\2025 IRP LFC_GM_2024E 2024.09.25 0% ITC.xlsb
| 41.61% | Capacity Factor
[6 empty] | 110% | % PTC
[7 empty] | $/MWh | $/kw-yr
[5 empty] | 2029-01-01 | 2029 | 47.74 | 174.0314
[5 empty] | 2030-01-01 | 2030 | 47.74 | 174.0314
[5 empty] | 2031-01-01 | 2031 | 49.06 | 178.8433
[5 empty] | 2032-01-01 | 2032 | 50.39 | 183.6917
[5 empty] | 2033-01-01 | 2033 | 50.39 | 183.6917
[5 empty] | 2034-01-01 | 2034 | 51.71 | 188.5036
[5 empty] | 2035-01-01 | 2035 | 53.04 | 193.352
[5 empty] | 2036-01-01 | 2036 | 54.37 | 198.2004
[5 empty] | 2037-01-01 | 2037 | 55.69 | 203.0123
[5 empty] | 2038-01-01 | 2038 | 55.69 | 203.0123
[5 empty] | Economic Life |  |  | 30
[5 empty] | Nominal PTC 2028$ |  |  | 78.9004

## WD_.PX.DJW._.PTC.2030 (hidden)
Table 3
WD_.PX.DJW._.PTC.Utility_Scale
42% Capacity Factor
Year | Estimated Capital Cost | Fixed Capital Cost at Real Levelized Rate | Fixed O&M | Levelized PTC Offset | Fixed Costs | Variable O&M | 110% PTC | Total Resource Cost | Total Resource Costs | Total Fixed Cost
| $/kW | $/kW-yr | $/kW-yr | $/kW-yr | $/MWh | $/MWh | $/MWh | $/MWh | $/kW-yr | $/kW-yr
| (a) | (b) | (c) |  | (e) | (f) | (g) | (g) | (h) | (i)
2024 | 1392.68 |  | 31.65
2025 | 1393.4262 |  | 32.34
2026 | 1394.5581 |  | 33.045
2027 | 1395.0772 |  | 33.7654
2028 | 1394.9561 |  | 34.5014
2029 | 1394.1667 |  | 35.2536
2030 | 1392.68 | 87.9617 | 36.0221 |  | 34.011 |  | -47.74 | -13.729 | -50.05 | 123.9838
2031 |  | 89.8792 | 36.8074 |  | 34.7525 |  | -49.06 | -14.3075 | -52.16 | 126.6866
2032 |  | 91.8386 | 37.6098 |  | 35.5101 |  | -50.39 | -14.8799 | -54.24 | 129.4484
2033 |  | 93.8407 | 38.4297 |  | 36.2842 |  | -50.39 | -14.1058 | -51.42 | 132.2704
2034 |  | 95.8864 | 39.2674 |  | 37.0752 |  | -51.71 | -14.6348 | -53.35 | 135.1539
2035 |  | 97.9767 | 40.1235 |  | 37.8834 |  | -53.04 | -15.1566 | -55.25 | 138.1002
2036 |  | 100.1126 | 40.9982 |  | 38.7093 |  | -54.37 | -15.6607 | -57.09 | 141.1108
2037 |  | 102.2951 | 41.8919 |  | 39.5531 |  | -55.69 | -16.1369 | -58.83 | 144.187
2038 |  | 104.5251 | 42.8052 |  | 40.4154 |  | -55.69 | -15.2746 | -55.68 | 147.3303
2039 |  | 106.8038 | 43.7383 |  | 41.2965 |  | -57.02 | -15.7235 | -57.32 | 150.5421
2040 |  | 109.1321 | 44.6918 |  | 42.1967 |  |  | 42.1967 | 153.82 | 153.8239
2041 |  | 111.5112 | 45.6661 |  | 43.1166 |  |  | 43.1166 | 157.18 | 157.1773
2042 |  | 113.9421 | 46.6616 |  | 44.0566 |  |  | 44.0566 | 160.6 | 160.6037
2043 |  | 116.426 | 47.6789 |  | 45.017 |  |  | 45.017 | 164.1 | 164.1049
2044 |  | 118.9641 | 48.7183 |  | 45.9984 |  |  | 45.9984 | 167.68 | 167.6824
2045 |  | 121.5575 | 49.7803 |  | 47.0011 |  |  | 47.0011 | 171.34 | 171.3379
2046 |  | 124.2075 | 50.8655 |  | 48.0257 |  |  | 48.0257 | 175.07 | 175.073
2047 |  | 126.9152 | 51.9744 |  | 49.0727 |  |  | 49.0727 | 178.89 | 178.8896
2048 |  | 129.682 | 53.1074 |  | 50.1425 |  |  | 50.1425 | 182.79 | 182.7894
2049 |  | 132.509 | 54.2652 |  | 51.2356 |  |  | 51.2356 | 186.77 | 186.7742
2050 |  | 135.3977 | 55.4482 |  | 52.3525 |  |  | 52.3525 | 190.85 | 190.8459
2051 |  | 138.3494 | 56.6569 |  | 53.4938 |  |  | 53.4938 | 195.01 | 195.0063
2052 |  | 141.3654 | 57.892 |  | 54.66 |  |  | 54.66 | 199.26 | 199.2575
2053 |  | 144.4472 | 59.1541 |  | 55.8516 |  |  | 55.8516 | 203.6 | 203.6013
2054 |  | 147.5961 | 60.4436 |  | 57.0691 |  |  | 57.0691 | 208.04 | 208.0398
2055 |  | 150.8137 | 61.7613 |  | 58.3132 |  |  | 58.3132 | 212.58 | 212.5751
2056 |  | 154.1015 | 63.1077 |  | 59.5845 |  |  | 59.5845 | 217.21 | 217.2092
2057 |  | 157.4609 | 64.4835 |  | 60.8834 |  |  | 60.8834 | 221.94 | 221.9444
2058 |  | 160.8935 | 65.8892 |  | 62.2107 |  |  | 62.2107 | 226.78 | 226.7827
2059 |  | 164.401 | 67.3256 |  | 63.5669 |  |  | 63.5669 | 231.73 | 231.7266
2060 |  | 167.985 | 68.7933 |  | 64.9526 |  |  | 64.9526 | 236.78 | 236.7782
2061 |  | 171.647 | 70.293 |  | 66.3686 |  |  | 66.3686 | 241.94 | 241.94
NPV chck |  |  |  | 0 |  |  |  | 14.5275 | 52.958 | 156.5746
Sources, Inputs and Assumptions
Source: | (c)(f) | Plant Costs - 2025 IRP - Table 7.1 & 7.2
| (a) | Plant capacity cost
| (b) | = (a) x 0.06316
| 0 | = ((b) + (c)) / (8.76 x 41.6%)
| (g) | = (e) + (f)
| (h) | Plant Costs - 2025 IRP - Table 7.1 & 7.2
[11 empty] | COD | 2030 | WD_.PX.DJW._.PTC.Utility_Scale
[11 empty] | MW Built | 100
| 6.316% | Payment Factor, 0% ITC |  | \\pacificorp.us\dfs\PDXCO\PaR\2025 IRP\03. Assumptions\12. New Resources (SSR)\Levelized\2025 IRP LFC_GM_2024E 2024.09.25 0% ITC.xlsb
| 41.61% | Capacity Factor
[6 empty] | 110% | % PTC
[7 empty] | $/MWh | $/kw-yr
[5 empty] | 2030-01-01 | 2030 | 47.74 | 174.0314
[5 empty] | 2031-01-01 | 2031 | 49.06 | 178.8433
[5 empty] | 2032-01-01 | 2032 | 50.39 | 183.6917
[5 empty] | 2033-01-01 | 2033 | 50.39 | 183.6917
[5 empty] | 2034-01-01 | 2034 | 51.71 | 188.5036
[5 empty] | 2035-01-01 | 2035 | 53.04 | 193.352
[5 empty] | 2036-01-01 | 2036 | 54.37 | 198.2004
[5 empty] | 2037-01-01 | 2037 | 55.69 | 203.0123
[5 empty] | 2038-01-01 | 2038 | 55.69 | 203.0123
[5 empty] | 2039-01-01 | 2039 | 57.02 | 207.8607
[5 empty] | Economic Life |  |  | 30
[5 empty] | Nominal PTC 2029$ |  |  | 80.2981

## WD_.PX.DJW._.PTC.2031 (hidden)
Table 3
WD_.PX.DJW._.PTC.Utility_Scale
42% Capacity Factor
Year | Estimated Capital Cost | Fixed Capital Cost at Real Levelized Rate | Fixed O&M |  | Fixed Costs | Variable O&M | 110% PTC | Total Resource Cost | Total Resource Costs | Total Fixed Cost
| $/kW | $/kW-yr | $/kW-yr |  | $/MWh | $/MWh | $/MWh | $/MWh | $/kW-yr | $/kW-yr
| (a) | (b) | (c) |  | (e) | (f) | (g) | (g) | (h) | (i)
2024 | 1392.68 |  | 31.65
2025 | 1393.4262 |  | 32.34
2026 | 1394.5581 |  | 33.045
2027 | 1395.0772 |  | 33.7654
2028 | 1394.9561 |  | 34.5014
2029 | 1394.1667 |  | 35.2536
2030 | 1392.68 |  | 36.0221
2031 | 1408.2312 | 88.9439 | 36.8074 |  | 34.4959 |  | -49.06 | -14.5641 | -53.09 | 125.7513
2032 |  | 90.8829 | 37.6098 |  | 35.2479 |  | -50.39 | -15.1421 | -55.2 | 128.4926
2033 |  | 92.8641 | 38.4297 |  | 36.0163 |  | -50.39 | -14.3737 | -52.4 | 131.2938
2034 |  | 94.8885 | 39.2674 |  | 36.8015 |  | -51.71 | -14.9085 | -54.35 | 134.156
2035 |  | 96.9571 | 40.1235 |  | 37.6037 |  | -53.04 | -15.4363 | -56.27 | 137.0806
2036 |  | 99.0708 | 40.9982 |  | 38.4235 |  | -54.37 | -15.9465 | -58.13 | 140.0689
2037 |  | 101.2305 | 41.8919 |  | 39.2611 |  | -55.69 | -16.4289 | -59.89 | 143.1225
2038 |  | 103.4373 | 42.8052 |  | 40.117 |  | -55.69 | -15.573 | -56.77 | 146.2425
2039 |  | 105.6923 | 43.7383 |  | 40.9916 |  | -57.02 | -16.0284 | -58.43 | 149.4306
2040 |  | 107.9964 | 44.6918 |  | 41.8852 |  | -58.35 | -16.4648 | -60.02 | 152.6882
2041 |  | 110.3507 | 45.6661 |  | 42.7983 |  |  | 42.7983 | 156.02 | 156.0168
2042 |  | 112.7563 | 46.6616 |  | 43.7313 |  |  | 43.7313 | 159.42 | 159.418
2043 |  | 115.2144 | 47.6789 |  | 44.6846 |  |  | 44.6846 | 162.89 | 162.8933
2044 |  | 117.7261 | 48.7183 |  | 45.6587 |  |  | 45.6587 | 166.44 | 166.4443
2045 |  | 120.2925 | 49.7803 |  | 46.6541 |  |  | 46.6541 | 170.07 | 170.0728
2046 |  | 122.9149 | 50.8655 |  | 47.6712 |  |  | 47.6712 | 173.78 | 173.7804
2047 |  | 125.5944 | 51.9744 |  | 48.7104 |  |  | 48.7104 | 177.57 | 177.5688
2048 |  | 128.3324 | 53.1074 |  | 49.7723 |  |  | 49.7723 | 181.44 | 181.4398
2049 |  | 131.1301 | 54.2652 |  | 50.8573 |  |  | 50.8573 | 185.4 | 185.3952
2050 |  | 133.9887 | 55.4482 |  | 51.966 |  |  | 51.966 | 189.44 | 189.4368
2051 |  | 136.9096 | 56.6569 |  | 53.0989 |  |  | 53.0989 | 193.57 | 193.5666
2052 |  | 139.8943 | 57.892 |  | 54.2564 |  |  | 54.2564 | 197.79 | 197.7863
2053 |  | 142.944 | 59.1541 |  | 55.4392 |  |  | 55.4392 | 202.1 | 202.0981
2054 |  | 146.0601 | 60.4436 |  | 56.6478 |  |  | 56.6478 | 206.5 | 206.5038
2055 |  | 149.2443 | 61.7613 |  | 57.8827 |  |  | 57.8827 | 211.01 | 211.0056
2056 |  | 152.4978 | 63.1077 |  | 59.1445 |  |  | 59.1445 | 215.61 | 215.6055
2057 |  | 155.8222 | 64.4835 |  | 60.4339 |  |  | 60.4339 | 220.31 | 220.3057
2058 |  | 159.2192 | 65.8892 |  | 61.7514 |  |  | 61.7514 | 225.11 | 225.1084
2059 |  | 162.6901 | 67.3256 |  | 63.0975 |  |  | 63.0975 | 230.02 | 230.0157
2060 |  | 166.2368 | 68.7933 |  | 64.4731 |  |  | 64.4731 | 235.03 | 235.0301
2061 |  | 169.8607 | 70.293 |  | 65.8786 |  |  | 65.8786 | 240.15 | 240.1537
NPV chck |  |  |  | 0 |  |  |  | 14.5593 | 53.0749 | 158.8067
Sources, Inputs and Assumptions
Source: | (c)(f) | Plant Costs - 2025 IRP - Table 7.1 & 7.2
| (a) | Plant capacity cost
| (b) | = (a) x 0.06316
| 0 | = ((b) + (c)) / (8.76 x 41.6%)
| (g) | = (e) + (f)
| (h) | Plant Costs - 2025 IRP - Table 7.1 & 7.2
[11 empty] | COD | 2031 | WD_.PX.DJW._.PTC.Utility_Scale
[11 empty] | MW Built | 244.1898
| 6.316% | Payment Factor, 0% ITC |  | \\pacificorp.us\dfs\PDXCO\PaR\2025 IRP\03. Assumptions\12. New Resources (SSR)\Levelized\2025 IRP LFC_GM_2024E 2024.09.25 0% ITC.xlsb
| 41.61% | Capacity Factor
[6 empty] | 110% | % PTC
[7 empty] | $/MWh | $/kw-yr
[5 empty] | 2031-01-01 | 2031 | 49.06 | 178.8433
[5 empty] | 2032-01-01 | 2032 | 50.39 | 183.6917
[5 empty] | 2033-01-01 | 2033 | 50.39 | 183.6917
[5 empty] | 2034-01-01 | 2034 | 51.71 | 188.5036
[5 empty] | 2035-01-01 | 2035 | 53.04 | 193.352
[5 empty] | 2036-01-01 | 2036 | 54.37 | 198.2004
[5 empty] | 2037-01-01 | 2037 | 55.69 | 203.0123
[5 empty] | 2038-01-01 | 2038 | 55.69 | 203.0123
[5 empty] | 2039-01-01 | 2039 | 57.02 | 207.8607
[5 empty] | 2040-01-01 | 2040 | 58.35 | 212.7091
[5 empty] | Economic Life |  |  | 30
[5 empty] | Nominal PTC 2030$ |  |  | 81.938

## PV_.PX.BDG._.PTC.2031 (hidden)
Table 3
PV_.PX.BDG._.PTC.Utility_Scale
30% Capacity Factor
Year | Estimated Capital Cost | Fixed Capital Cost at Real Levelized Rate | Fixed O&M |  | Fixed Costs | Variable O&M | 110% PTC | Total Resource Cost | Total Resource Costs | Total Fixed Cost
| $/kW | $/kW-yr | $/kW-yr |  | $/MWh | $/MWh | $/MWh | $/MWh | $/kW-yr | $/kW-yr
| (a) | (b) | (c) |  | (e) | (f) | (g) | (g) | (h) | (i)
2024 | 1216.55 |  | 20.52
2025 | 1295.735 |  | 20.9673
2026 | 1271.0526 |  | 21.4244
2027 | 1244.6783 |  | 21.8915
2028 | 1216.55 |  | 22.3687
2029 | 1186.6038 |  | 22.8563
2030 | 1154.7738 |  | 23.3546
2031 | 1120.9921 | 76.9113 | 23.8637 |  | 38.4065 |  | -49.06 | -10.6535 | -27.95 | 100.775
2032 |  | 78.5879 | 24.384 |  | 39.2438 |  | -50.39 | -11.1462 | -29.25 | 102.9719
2033 |  | 80.3011 | 24.9155 |  | 40.0993 |  | -50.39 | -10.2907 | -27 | 105.2167
2034 |  | 82.0517 | 25.4587 |  | 40.9735 |  | -51.71 | -10.7365 | -28.17 | 107.5104
2035 |  | 83.8404 | 26.0137 |  | 41.8667 |  | -53.04 | -11.1733 | -29.32 | 109.8541
2036 |  | 85.6682 | 26.5808 |  | 42.7794 |  | -54.37 | -11.5906 | -30.41 | 112.249
2037 |  | 87.5357 | 27.1603 |  | 43.712 |  | -55.69 | -11.978 | -31.43 | 114.696
2038 |  | 89.444 | 27.7524 |  | 44.6649 |  | -55.69 | -11.0251 | -28.93 | 117.1964
2039 |  | 91.3939 | 28.3574 |  | 45.6386 |  | -57.02 | -11.3814 | -29.86 | 119.7512
2040 |  | 93.3863 | 28.9756 |  | 46.6335 |  | -58.35 | -11.7165 | -30.74 | 122.3618
2041 |  | 95.4221 | 29.6072 |  | 47.6501 |  |  | 47.6501 | 125.03 | 125.0293
2042 |  | 97.5023 | 30.2527 |  | 48.6889 |  |  | 48.6889 | 127.75 | 127.755
2043 |  | 99.6278 | 30.9122 |  | 49.7503 |  |  | 49.7503 | 130.54 | 130.54
2044 |  | 101.7997 | 31.5861 |  | 50.8348 |  |  | 50.8348 | 133.39 | 133.3858
2045 |  | 104.019 | 32.2746 |  | 51.943 |  |  | 51.943 | 136.29 | 136.2936
2046 |  | 106.2866 | 32.9782 |  | 53.0754 |  |  | 53.0754 | 139.26 | 139.2648
2047 |  | 108.6036 | 33.6971 |  | 54.2324 |  |  | 54.2324 | 142.3 | 142.3008
2048 |  | 110.9712 | 34.4317 |  | 55.4147 |  |  | 55.4147 | 145.4 | 145.4029
2049 |  | 113.3904 | 35.1823 |  | 56.6228 |  |  | 56.6228 | 148.57 | 148.5727
2050 |  | 115.8623 | 35.9493 |  | 57.8571 |  |  | 57.8571 | 151.81 | 151.8116
2051 |  | 118.3881 | 36.733 |  | 59.1184 |  |  | 59.1184 | 155.12 | 155.1211
2052 |  | 120.9689 | 37.5338 |  | 60.4072 |  |  | 60.4072 | 158.5 | 158.5027
2053 |  | 123.606 | 38.352 |  | 61.7241 |  |  | 61.7241 | 161.96 | 161.9581
2054 |  | 126.3007 | 39.1881 |  | 63.0697 |  |  | 63.0697 | 165.49 | 165.4888
2055 |  | 129.054 | 40.0424 |  | 64.4446 |  |  | 64.4446 | 169.1 | 169.0964
2056 |  | 131.8674 | 40.9153 |  | 65.8495 |  |  | 65.8495 | 172.78 | 172.7827
2057 |  | 134.7421 | 41.8073 |  | 67.285 |  |  | 67.285 | 176.55 | 176.5494
2058 |  | 137.6795 | 42.7187 |  | 68.7518 |  |  | 68.7518 | 180.4 | 180.3982
2059 |  | 140.6809 | 43.65 |  | 70.2506 |  |  | 70.2506 | 184.33 | 184.3308
2060 |  | 143.7477 | 44.6015 |  | 71.7821 |  |  | 71.7821 | 188.35 | 188.3493
2061 |  | 146.8814 | 45.5738 |  | 73.3469 |  |  | 73.3469 | 192.46 | 192.4553
NPV chck |  |  |  | 0 |  |  |  | 15.9617 | 41.882 | 123.4673
Sources, Inputs and Assumptions
Source: | (c)(f) | Plant Costs - 2025 IRP - Table 7.1 & 7.2
| (a) | Plant capacity cost
| (b) | = (a) x 0.06861
| 0 | = ((b) + (c)) / (8.76 x 30.0%)
| (g) | = (e) + (f)
| (h) | Plant Costs - 2025 IRP - Table 7.1 & 7.2
[11 empty] | COD | 2031 | PV_.PX.BDG._.PTC.Utility_Scale
2028$ |  | 0 | Network Upgrade ($/kw-yr)
[11 empty] | MW Built | 88.5
| 6.861% | Payment Factor, 0% ITC
| 29.95% | Capacity Factor
[6 empty] | 110% | % PTC
[7 empty] | $/MWh | $/kw-yr
[5 empty] | 2031-01-01 | 2031 | 49.06 | 128.7288
[5 empty] | 2032-01-01 | 2032 | 50.39 | 132.2185
[5 empty] | 2033-01-01 | 2033 | 50.39 | 132.2185
[5 empty] | 2034-01-01 | 2034 | 51.71 | 135.6821
[5 empty] | 2035-01-01 | 2035 | 53.04 | 139.1719
[5 empty] | 2036-01-01 | 2036 | 54.37 | 142.6617
[5 empty] | 2037-01-01 | 2037 | 55.69 | 146.1252
[5 empty] | 2038-01-01 | 2038 | 55.69 | 146.1252
[5 empty] | 2039-01-01 | 2039 | 57.02 | 149.615
[5 empty] | 2040-01-01 | 2040 | 58.35 | 153.1048
[5 empty] | Economic Life |  |  | 25
[5 empty] | Nominal PTC 2030$ |  |  | 65.1699

## PV_.PX.HTG._.PTC.2031 (hidden)
Table 3
PV_.PX.HTG._.PTC.Utility_Scale
33% Capacity Factor
Year | Estimated Capital Cost | Fixed Capital Cost at Real Levelized Rate | Fixed O&M |  | Fixed Costs | Variable O&M | 110% PTC | Total Resource Cost | Total Resource Costs | Total Fixed Cost
| $/kW | $/kW-yr | $/kW-yr |  | $/MWh | $/MWh | $/MWh | $/MWh | $/kW-yr | $/kW-yr
| (a) | (b) | (c) |  | (e) | (f) | (g) | (g) | (h) | (i)
2024 | 1216.55 |  | 20.52
2025 | 1295.735 |  | 20.9673
2026 | 1271.0526 |  | 21.4244
2027 | 1244.6783 |  | 21.8915
2028 | 1216.55 |  | 22.3687
2029 | 1186.6038 |  | 22.8563
2030 | 1154.7738 |  | 23.3546
2031 | 1120.9921 | 76.9113 | 23.8637 |  | 35.1969 |  | -49.06 | -13.8631 | -39.69 | 100.775
2032 |  | 78.5879 | 24.384 |  | 35.9642 |  | -50.39 | -14.4258 | -41.3 | 102.9719
2033 |  | 80.3011 | 24.9155 |  | 36.7482 |  | -50.39 | -13.6418 | -39.06 | 105.2167
2034 |  | 82.0517 | 25.4587 |  | 37.5493 |  | -51.71 | -14.1607 | -40.54 | 107.5104
2035 |  | 83.8404 | 26.0137 |  | 38.3679 |  | -53.04 | -14.6721 | -42.01 | 109.8541
2036 |  | 85.6682 | 26.5808 |  | 39.2043 |  | -54.37 | -15.1657 | -43.42 | 112.249
2037 |  | 87.5357 | 27.1603 |  | 40.059 |  | -55.69 | -15.631 | -44.75 | 114.696
2038 |  | 89.444 | 27.7524 |  | 40.9323 |  | -55.69 | -14.7577 | -42.25 | 117.1964
2039 |  | 91.3939 | 28.3574 |  | 41.8246 |  | -57.02 | -15.1954 | -43.51 | 119.7512
2040 |  | 93.3863 | 28.9756 |  | 42.7364 |  | -58.35 | -15.6136 | -44.7 | 122.3618
2041 |  | 95.4221 | 29.6072 |  | 43.668 |  |  | 43.668 | 125.03 | 125.0293
2042 |  | 97.5023 | 30.2527 |  | 44.62 |  |  | 44.62 | 127.75 | 127.755
2043 |  | 99.6278 | 30.9122 |  | 45.5927 |  |  | 45.5927 | 130.54 | 130.54
2044 |  | 101.7997 | 31.5861 |  | 46.5866 |  |  | 46.5866 | 133.39 | 133.3858
2045 |  | 104.019 | 32.2746 |  | 47.6022 |  |  | 47.6022 | 136.29 | 136.2936
2046 |  | 106.2866 | 32.9782 |  | 48.6399 |  |  | 48.6399 | 139.26 | 139.2648
2047 |  | 108.6036 | 33.6971 |  | 49.7003 |  |  | 49.7003 | 142.3 | 142.3008
2048 |  | 110.9712 | 34.4317 |  | 50.7837 |  |  | 50.7837 | 145.4 | 145.4029
2049 |  | 113.3904 | 35.1823 |  | 51.8908 |  |  | 51.8908 | 148.57 | 148.5727
2050 |  | 115.8623 | 35.9493 |  | 53.022 |  |  | 53.022 | 151.81 | 151.8116
2051 |  | 118.3881 | 36.733 |  | 54.1779 |  |  | 54.1779 | 155.12 | 155.1211
2052 |  | 120.9689 | 37.5338 |  | 55.359 |  |  | 55.359 | 158.5 | 158.5027
2053 |  | 123.606 | 38.352 |  | 56.5658 |  |  | 56.5658 | 161.96 | 161.9581
2054 |  | 126.3007 | 39.1881 |  | 57.799 |  |  | 57.799 | 165.49 | 165.4888
2055 |  | 129.054 | 40.0424 |  | 59.059 |  |  | 59.059 | 169.1 | 169.0964
2056 |  | 131.8674 | 40.9153 |  | 60.3465 |  |  | 60.3465 | 172.78 | 172.7827
2057 |  | 134.7421 | 41.8073 |  | 61.662 |  |  | 61.662 | 176.55 | 176.5494
2058 |  | 137.6795 | 42.7187 |  | 63.0062 |  |  | 63.0062 | 180.4 | 180.3982
2059 |  | 140.6809 | 43.65 |  | 64.3798 |  |  | 64.3798 | 184.33 | 184.3308
2060 |  | 143.7477 | 44.6015 |  | 65.7833 |  |  | 65.7833 | 188.35 | 188.3493
2061 |  | 146.8814 | 45.5738 |  | 67.2173 |  |  | 67.2173 | 192.46 | 192.4553
NPV |  |  |  | 0 |  |  |  | 12.0294 | 34.443 | 123.4673
Sources, Inputs and Assumptions
Source: | (c)(f) | Plant Costs - 2025 IRP - Table 7.1 & 7.2
| (a) | Plant capacity cost
| (b) | = (a) x 0.06861
| 0 | = ((b) + (c)) / (8.76 x 32.7%)
| (g) | = (e) + (f)
| (h) | Plant Costs - 2025 IRP - Table 7.1 & 7.2
[11 empty] | COD | 2031 | PV_.PX.HTG._.PTC.Utility_Scale
[11 empty] | MW Built | 405.9404
| 6.861% | Payment Factor, 0% ITC
| 32.68% | Capacity Factor
[6 empty] | 110% | % PTC
[7 empty] | $/MWh | $/kw-yr
[5 empty] | 2031-01-01 | 2031 | 49.06 | 140.4676
[5 empty] | 2032-01-01 | 2032 | 50.39 | 144.2756
[5 empty] | 2033-01-01 | 2033 | 50.39 | 144.2756
[5 empty] | 2034-01-01 | 2034 | 51.71 | 148.055
[5 empty] | 2035-01-01 | 2035 | 53.04 | 151.863
[5 empty] | 2036-01-01 | 2036 | 54.37 | 155.671
[5 empty] | 2037-01-01 | 2037 | 55.69 | 159.4504
[5 empty] | 2038-01-01 | 2038 | 55.69 | 159.4504
[5 empty] | 2039-01-01 | 2039 | 57.02 | 163.2585
[5 empty] | 2040-01-01 | 2040 | 58.35 | 167.0665
[5 empty] | Economic Life |  |  | 25
[5 empty] | Nominal PTC 2030$ |  |  | 71.1127

## PV_.PX.NTN._.PTC.2031 (hidden)
Table 3
PV_.PX.NTN._.PTC.Utility_Scale
30% Capacity Factor
Year | Estimated Capital Cost | Fixed Capital Cost at Real Levelized Rate | Fixed O&M |  | Fixed Costs | Variable O&M | 110% PTC | Total Resource Cost | Total Resource Costs | Total Fixed Cost
| $/kW | $/kW-yr | $/kW-yr |  | $/MWh | $/MWh | $/MWh | $/MWh | $/kW-yr | $/kW-yr
| (a) | (b) | (c) |  | (e) | (f) | (g) | (g) | (h) | (i)
2024 | 1216.55 |  | 20.52
2025 | 1295.735 |  | 20.9673
2026 | 1271.0526 |  | 21.4244
2027 | 1244.6783 |  | 21.8915
2028 | 1216.55 |  | 22.3687
2029 | 1186.6038 |  | 22.8563
2030 | 1154.7738 |  | 23.3546
2031 | 1120.9921 | 76.9113 | 23.8637 |  | 38.0745 |  | -49.06 | -10.9855 | -29.08 | 100.775
2032 |  | 78.5879 | 24.384 |  | 38.9046 |  | -50.39 | -11.4854 | -30.4 | 102.9719
2033 |  | 80.3011 | 24.9155 |  | 39.7527 |  | -50.39 | -10.6373 | -28.15 | 105.2167
2034 |  | 82.0517 | 25.4587 |  | 40.6193 |  | -51.71 | -11.0907 | -29.35 | 107.5104
2035 |  | 83.8404 | 26.0137 |  | 41.5048 |  | -53.04 | -11.5352 | -30.53 | 109.8541
2036 |  | 85.6682 | 26.5808 |  | 42.4096 |  | -54.37 | -11.9604 | -31.66 | 112.249
2037 |  | 87.5357 | 27.1603 |  | 43.3341 |  | -55.69 | -12.3559 | -32.7 | 114.696
2038 |  | 89.444 | 27.7524 |  | 44.2788 |  | -55.69 | -11.4112 | -30.2 | 117.1964
2039 |  | 91.3939 | 28.3574 |  | 45.2441 |  | -57.02 | -11.7759 | -31.17 | 119.7512
2040 |  | 93.3863 | 28.9756 |  | 46.2304 |  | -58.35 | -12.1196 | -32.08 | 122.3618
2041 |  | 95.4221 | 29.6072 |  | 47.2382 |  |  | 47.2382 | 125.03 | 125.0293
2042 |  | 97.5023 | 30.2527 |  | 48.268 |  |  | 48.268 | 127.75 | 127.755
2043 |  | 99.6278 | 30.9122 |  | 49.3203 |  |  | 49.3203 | 130.54 | 130.54
2044 |  | 101.7997 | 31.5861 |  | 50.3955 |  |  | 50.3955 | 133.39 | 133.3858
2045 |  | 104.019 | 32.2746 |  | 51.4941 |  |  | 51.4941 | 136.29 | 136.2936
2046 |  | 106.2866 | 32.9782 |  | 52.6166 |  |  | 52.6166 | 139.26 | 139.2648
2047 |  | 108.6036 | 33.6971 |  | 53.7637 |  |  | 53.7637 | 142.3 | 142.3008
2048 |  | 110.9712 | 34.4317 |  | 54.9357 |  |  | 54.9357 | 145.4 | 145.4029
2049 |  | 113.3904 | 35.1823 |  | 56.1333 |  |  | 56.1333 | 148.57 | 148.5727
2050 |  | 115.8623 | 35.9493 |  | 57.357 |  |  | 57.357 | 151.81 | 151.8116
2051 |  | 118.3881 | 36.733 |  | 58.6074 |  |  | 58.6074 | 155.12 | 155.1211
2052 |  | 120.9689 | 37.5338 |  | 59.8851 |  |  | 59.8851 | 158.5 | 158.5027
2053 |  | 123.606 | 38.352 |  | 61.1906 |  |  | 61.1906 | 161.96 | 161.9581
2054 |  | 126.3007 | 39.1881 |  | 62.5245 |  |  | 62.5245 | 165.49 | 165.4888
2055 |  | 129.054 | 40.0424 |  | 63.8876 |  |  | 63.8876 | 169.1 | 169.0964
2056 |  | 131.8674 | 40.9153 |  | 65.2803 |  |  | 65.2803 | 172.78 | 172.7827
2057 |  | 134.7421 | 41.8073 |  | 66.7034 |  |  | 66.7034 | 176.55 | 176.5494
2058 |  | 137.6795 | 42.7187 |  | 68.1575 |  |  | 68.1575 | 180.4 | 180.3982
2059 |  | 140.6809 | 43.65 |  | 69.6434 |  |  | 69.6434 | 184.33 | 184.3308
2060 |  | 143.7477 | 44.6015 |  | 71.1616 |  |  | 71.1616 | 188.35 | 188.3493
2061 |  | 146.8814 | 45.5738 |  | 72.7129 |  |  | 72.7129 | 192.46 | 192.4553
NPV |  |  |  | 0 |  |  |  | 15.555 | 41.1705 | 123.4673
Sources, Inputs and Assumptions
Source: | (c)(f) | Plant Costs - 2025 IRP - Table 7.1 & 7.2
| (a) | Plant capacity cost
| (b) | = (a) x 0.06861
| 0 | = ((b) + (c)) / (8.76 x 30.2%)
| (g) | = (e) + (f)
| (h) | Plant Costs - 2025 IRP - Table 7.1 & 7.2
[11 empty] | COD | 2031 | PV_.PX.NTN._.PTC.Utility_Scale
[11 empty] | MW Built | 100
| 6.861% | Payment Factor, 0% ITC
| 30.21% | Capacity Factor
[6 empty] | 110% | % PTC
[7 empty] | $/MWh | $/kw-yr
[5 empty] | 2031-01-01 | 2031 | 49.06 | 129.8511
[5 empty] | 2032-01-01 | 2032 | 50.39 | 133.3713
[5 empty] | 2033-01-01 | 2033 | 50.39 | 133.3713
[5 empty] | 2034-01-01 | 2034 | 51.71 | 136.8651
[5 empty] | 2035-01-01 | 2035 | 53.04 | 140.3853
[5 empty] | 2036-01-01 | 2036 | 54.37 | 143.9055
[5 empty] | 2037-01-01 | 2037 | 55.69 | 147.3993
[5 empty] | 2038-01-01 | 2038 | 55.69 | 147.3993
[5 empty] | 2039-01-01 | 2039 | 57.02 | 150.9195
[5 empty] | 2040-01-01 | 2040 | 58.35 | 154.4397
[5 empty] | Economic Life |  |  | 25
[5 empty] | Nominal PTC 2030$ |  |  | 65.7381

## PV_.PX.UTS._.PTC.2031 (hidden)
Table 3
PV_.PX.UTS._.PTC.Utility_Scale
33% Capacity Factor
Year | Estimated Capital Cost | Fixed Capital Cost at Real Levelized Rate | Fixed O&M | Network Upgrade |  | Fixed Costs | Variable O&M | 110% PTC | Total Resource Cost | Total Resource Costs | Total Fixed Cost
| $/kW | $/kW-yr | $/kW-yr | $/kW-yr |  | $/MWh | $/MWh | $/MWh | $/MWh | $/kW-yr | $/kW-yr
| (a) | (b) | (c) | (e) |  | (e) | (f) | (g) | (g) | (h) | (i)
2024 | 1216.55 |  | 20.52
2025 | 1295.735 |  | 20.9673
2026 | 1271.0526 |  | 21.4244
2027 | 1244.6783 |  | 21.8915
2028 | 1216.55 |  | 22.3687
2029 | 1186.6038 |  | 22.8563
2030 | 1154.7738 |  | 23.3546
2031 | 1120.9921 | 76.9113 | 23.8637 | 2.6873 |  | 35.1969 |  | -49.06 | -13.8631 | -39.69 | 100.775
2032 |  | 78.5879 | 24.384 | 2.7459 |  | 35.9642 |  | -50.39 | -14.4258 | -41.3 | 102.9719
2033 |  | 80.3011 | 24.9155 | 2.8057 |  | 36.7482 |  | -50.39 | -13.6418 | -39.06 | 105.2167
2034 |  | 82.0517 | 25.4587 | 2.8669 |  | 37.5493 |  | -51.71 | -14.1607 | -40.54 | 107.5104
2035 |  | 83.8404 | 26.0137 | 2.9294 |  | 38.3679 |  | -53.04 | -14.6721 | -42.01 | 109.8541
2036 |  | 85.6682 | 26.5808 | 2.9932 |  | 39.2043 |  | -54.37 | -15.1657 | -43.42 | 112.249
2037 |  | 87.5357 | 27.1603 | 3.0585 |  | 40.059 |  | -55.69 | -15.631 | -44.75 | 114.696
2038 |  | 89.444 | 27.7524 | 3.1252 |  | 40.9323 |  | -55.69 | -14.7577 | -42.25 | 117.1964
2039 |  | 91.3939 | 28.3574 | 3.1933 |  | 41.8246 |  | -57.02 | -15.1954 | -43.51 | 119.7512
2040 |  | 93.3863 | 28.9756 | 3.2629 |  | 42.7364 |  | -58.35 | -15.6136 | -44.7 | 122.3618
2041 |  | 95.4221 | 29.6072 | 3.3341 |  | 43.668 |  |  | 43.668 | 125.03 | 125.0293
2042 |  | 97.5023 | 30.2527 | 3.4067 |  | 44.62 |  |  | 44.62 | 127.75 | 127.755
2043 |  | 99.6278 | 30.9122 | 3.481 |  | 45.5927 |  |  | 45.5927 | 130.54 | 130.54
2044 |  | 101.7997 | 31.5861 | 3.5569 |  | 46.5866 |  |  | 46.5866 | 133.39 | 133.3858
2045 |  | 104.019 | 32.2746 | 3.6344 |  | 47.6022 |  |  | 47.6022 | 136.29 | 136.2936
2046 |  | 106.2866 | 32.9782 | 3.7137 |  | 48.6399 |  |  | 48.6399 | 139.26 | 139.2648
2047 |  | 108.6036 | 33.6971 | 3.7946 |  | 49.7003 |  |  | 49.7003 | 142.3 | 142.3008
2048 |  | 110.9712 | 34.4317 | 3.8773 |  | 50.7837 |  |  | 50.7837 | 145.4 | 145.4029
2049 |  | 113.3904 | 35.1823 | 3.9619 |  | 51.8908 |  |  | 51.8908 | 148.57 | 148.5727
2050 |  | 115.8623 | 35.9493 | 4.0482 |  | 53.022 |  |  | 53.022 | 151.81 | 151.8116
2051 |  | 118.3881 | 36.733 | 4.1365 |  | 54.1779 |  |  | 54.1779 | 155.12 | 155.1211
2052 |  | 120.9689 | 37.5338 | 4.2267 |  | 55.359 |  |  | 55.359 | 158.5 | 158.5027
2053 |  | 123.606 | 38.352 | 4.3188 |  | 56.5658 |  |  | 56.5658 | 161.96 | 161.9581
2054 |  | 126.3007 | 39.1881 | 4.413 |  | 57.799 |  |  | 57.799 | 165.49 | 165.4888
2055 |  | 129.054 | 40.0424 | 4.5092 |  | 59.059 |  |  | 59.059 | 169.1 | 169.0964
2056 |  | 131.8674 | 40.9153 | 4.6075 |  | 60.3465 |  |  | 60.3465 | 172.78 | 172.7827
2057 |  | 134.7421 | 41.8073 | 4.7079 |  | 61.662 |  |  | 61.662 | 176.55 | 176.5494
2058 |  | 137.6795 | 42.7187 | 4.8105 |  | 63.0062 |  |  | 63.0062 | 180.4 | 180.3982
2059 |  | 140.6809 | 43.65 | 4.9154 |  | 64.3798 |  |  | 64.3798 | 184.33 | 184.3308
2060 |  | 143.7477 | 44.6015 | 5.0226 |  | 65.7833 |  |  | 65.7833 | 188.35 | 188.3493
2061 |  | 146.8814 | 45.5738 | 5.132 |  | 67.2173 |  |  | 67.2173 | 192.46 | 192.4553
[5 empty] | 0 |  |  |  | 12.0294 | 34.443 | 123.4673
Sources, Inputs and Assumptions
Source: | (c)(f) | Plant Costs - 2025 IRP - Table 7.1 & 7.2
| (a) | Plant capacity cost
| (b) | = (a) x 0.06861
| 0 | = ((b) + (c)) / (8.76 x 32.7%)
| (g) | = (e) + (f)
| (h) | Plant Costs - 2025 IRP - Table 7.1 & 7.2
[12 empty] | COD | 2031 | PV_.PX.UTS._.PTC.Utility_Scale
2028$ |  | 2.5189 | Network Upgrade ($/kw-yr)
[12 empty] | MW Built | 73.5
| 6.861% | Payment Factor, 0% ITC
| 32.68% | Capacity Factor
[7 empty] | 110% | % PTC
[8 empty] | $/MWh | $/kw-yr
[6 empty] | 2031-01-01 | 2031 | 49.06 | 140.4676
[6 empty] | 2032-01-01 | 2032 | 50.39 | 144.2756
[6 empty] | 2033-01-01 | 2033 | 50.39 | 144.2756
[6 empty] | 2034-01-01 | 2034 | 51.71 | 148.055
[6 empty] | 2035-01-01 | 2035 | 53.04 | 151.863
[6 empty] | 2036-01-01 | 2036 | 54.37 | 155.671
[6 empty] | 2037-01-01 | 2037 | 55.69 | 159.4504
[6 empty] | 2038-01-01 | 2038 | 55.69 | 159.4504
[6 empty] | 2039-01-01 | 2039 | 57.02 | 163.2585
[6 empty] | 2040-01-01 | 2040 | 58.35 | 167.0665
[6 empty] | Economic Life |  |  | 25
[6 empty] | Nominal PTC 2030$ |  |  | 71.1127

## GSC.PX.BDG._.___.Frame 2030 (hidden)
Table 3
2025 IRP SCCT Frame -Wyoming East Brownfield
Year | Estimated Capital Cost | First Year Fixed Capital Cost at Real Levelized Rate | Network Upgrade | Fixed O&M + Pipeline | Total Resource Fixed Costs | Fuel Cost | Variable O&M | Total Resource Energy Cost | Total Resource Costs
| $/kW | $/kW-yr | $/kW-yr | $/kW-yr | $/kW-yr | $/MMBtu | $/MWh | $/MWh | $/MWh
| (a) | (b) | (c) | (d) | (e) | (f) | (g) | (h) | (i)
Wyoming East Brownfield SCCT Frame "F" x1 (6,130')
2024 | 1235.7477 |  |  | 54.4522 | 54.45 | 5.6148 | 7.98
2025 | 1262.687 |  |  | 55.6392 | 55.64 | 5.7372 | 7.98
2026 | 1290.2135 |  |  | 56.8522 | 56.85 | 5.8622 | 7.98
2027 | 1318.3402 |  |  | 58.0915 | 58.09 | 5.99 | 7.98
2028 | 1347.08 |  |  | 59.3579 | 59.36 | 6.1206 | 7.98
2029 | 1376.4463 |  |  | 60.6519 | 60.65 | 6.254 | 7.98
2030 | 1406.4529 | 85.79 |  | 61.9741 | 147.76 | 6.3904 | 7.98 | 69.33 | 120.44
2031 |  | 87.6602 |  | 63.3252 | 150.99 | 6.5297 | 7.98 | 70.66 | 122.89
2032 |  | 89.5712 |  | 64.7057 | 154.28 | 6.672 | 7.98 | 72.03 | 125.4
2033 |  | 91.5239 |  | 66.1163 | 157.64 | 6.8175 | 7.98 | 73.43 | 127.96
2034 |  | 93.5191 |  | 67.5576 | 161.08 | 6.9661 | 7.98 | 74.85 | 130.57
2035 |  | 95.5578 |  | 69.0303 | 164.59 | 7.118 | 7.98 | 76.31 | 133.25
2036 |  | 97.641 |  | 70.5352 | 168.18 | 7.2731 | 7.98 | 77.8 | 135.98
2037 |  | 99.7695 |  | 72.0729 | 171.84 | 7.4317 | 7.98 | 79.32 | 138.76
2038 |  | 101.9445 |  | 73.6441 | 175.59 | 7.5937 | 7.98 | 80.88 | 141.62
2039 |  | 104.1669 |  | 75.2495 | 179.42 | 7.7592 | 7.98 | 82.47 | 144.54
2040 |  | 106.4377 |  | 76.8899 | 183.33 | 7.9284 | 7.98 | 84.09 | 147.51
2041 |  | 108.7581 |  | 78.5661 | 187.32 | 8.1012 | 7.98 | 85.75 | 150.55
2042 |  | 111.129 |  | 80.2789 | 191.41 | 8.2778 | 7.98 | 87.45 | 153.66
2043 |  | 113.5516 |  | 82.029 | 195.58 | 8.4583 | 7.98 | 89.18 | 156.84
2044 |  | 116.027 |  | 83.8172 | 199.84 | 8.6427 | 7.98 | 90.95 | 160.08
2045 |  | 118.5564 |  | 85.6444 | 204.2 | 8.8311 | 7.98 | 92.76 | 163.4
2046 |  | 121.141 |  | 87.5115 | 208.65 | 9.0236 | 7.98 | 94.61 | 166.79
2047 |  | 123.7818 |  | 89.4192 | 213.2 | 9.2203 | 7.98 | 96.5 | 170.25
2048 |  | 126.4803 |  | 91.3685 | 217.85 | 9.4213 | 7.98 | 98.42 | 173.78
2049 |  | 129.2376 |  | 93.3604 | 222.6 | 9.6267 | 7.98 | 100.4 | 177.4
2050 |  | 132.0549 |  | 95.3956 | 227.45 | 9.8366 | 7.98 | 102.41 | 181.09
2051 |  | 134.9337 |  | 97.4753 | 232.41 | 10.051 | 7.98 | 104.47 | 184.87
2052 |  | 137.8753 |  | 99.6002 | 237.48 | 10.2701 | 7.98 | 106.57 | 188.72
2053 |  | 140.881 |  | 101.7715 | 242.65 | 10.494 | 7.98 | 108.72 | 192.66
2054 |  | 143.9522 |  | 103.9901 | 247.94 | 10.7228 | 7.98 | 110.92 | 196.69
2055 |  | 147.0903 |  | 106.2571 | 253.35 | 10.9565 | 7.98 | 113.16 | 200.8
2056 |  | 150.2969 |  | 108.5735 | 258.87 | 11.1954 | 7.98 | 115.46 | 205.01
2057 |  | 153.5734 |  | 110.9404 | 264.51 | 11.4395 | 7.98 | 117.8 | 209.3
2058 |  | 156.9213 |  | 113.3589 | 270.28 | 11.6888 | 7.98 | 120.19 | 213.69
2059 |  | 160.3422 |  | 115.8301 | 276.17 | 11.9436 | 7.98 | 122.64 | 218.17
2060 |  | 163.8376 |  | 118.3552 | 282.19 | 12.204 | 7.98 | 125.14 | 222.76
2061 |  | 167.4093 |  | 120.9354 | 288.34 | 12.4701 | 7.98 | 127.69 | 227.43
2062 |  | 171.0588 |  | 123.5718 | 294.63 | 12.7419 | 7.98 | 130.3 | 232.22
2063 |  | 174.7879 |  | 126.2656 | 301.05 | 13.0197 | 7.98 | 132.97 | 237.11
2064 |  | 178.5983 |  | 129.0182 | 307.62 | 13.3035 | 7.98 | 135.69 | 242.1
2065 |  | 182.4917 |  | 131.8308 | 314.32 | 13.5935 | 7.98 | 138.48 | 247.21
2066 |  | 186.47 |  | 134.7047 | 321.17 | 13.8899 | 7.98 | 141.32 | 252.42
2067 |  | 190.5351 |  | 137.6413 | 328.18 | 14.1927 | 7.98 | 144.23 | 257.76
2068 |  | 194.6887 |  | 140.6419 | 335.33 | 14.5021 | 7.98 | 147.2 | 263.2
2069 |  | 198.9329 |  | 143.7079 | 342.64 | 14.8182 | 7.98 | 150.23 | 268.76
2070 |  | 203.2697 |  | 146.8407 | 350.11 | 15.1413 | 7.98 | 153.34 | 274.45
Nominal 40 year Levelized |  |  |  |  | 196.1803 |  |  |  | 157.2915 | 13.1076
Sources, Inputs and Assumptions
Source: (a)(d)(e)(g) |  | Plant Costs - 2025 IRP
| (a) | First year real levelized costs
| (b) | = (a) x 6.100% Real Payment Factor@ 00% ITC
| (f) | Gas Price Forecast (Sept 2024 MM)
| (h) | = (f) / (8.76 x 'Capacity Factor' ) + (g)
Wyoming East Brownfield SCCT Frame "F" x1 (6,130')
| Statistics |  |  | MW | Percent | Cap Cost | Fixed
| SCCT Frame "F" x1 (6,130') |  |  | 191.759 | 100% | 1235.7477 | 54.4522
| Capacity Weighted |  |  | 191.759 | 100% | 1236 | 54.45
| Statistics |  |  | MW | CF | aMW | Percent | Variable | Heat Rate
| SCCT Frame "F" x1 (6,130') |  |  | 191.759 | 33% | 63.2805 | 100% | 7.98 | 9600.396
| 0 |  |  | 0 | 0% | 0 | 0% | 0 | 0
| Energy Weighted |  |  | 191.759 | 33% | 63.2805 | 100% | 7.98 | 9600
Rounded
| SCCT |  | Plant Costs - 2025 IRP
| 191.759 |  | MW Plant Capacity
2024 $ | 1235.7477 |  | SCCT Frame "J" X1, Natural Gas
2024 $ | 28.653 |  | Fixed O&M & Capitalized O&M ($/kW-Yr)
2024 $ | 25.7991 |  | Fixed Pipeline ($/kW-Yr) |  |  | $/MMBTU-Day
2024 $ | 54.4522 |  | Fixed O&M Including Fixed Pipeline & Capitalized O&M ($/kW-Yr)
2024 $ | 7.98 |  | Variable O&M Costs & Capitalized Variable O&M ($/MWh)
| 9600.396 |  | Heat Rate in btu/kWh
| 0% |  | Assumed ITC
| 6.1% |  | Real Payment Factor@ 00% ITC
| 33% |  | Capacity Factor
|  | 33% | Energy Weighted Capacity Factor
2024 $ |  |  | Network Upgrade ($/kw-yr)
|  | 5.6148 | Fuel Cost ($/mmBtu )
|  | 53.9038 | Fuel Cost ($/MWH)