## Appendix E.1
Appendix E.1
Avoided Cost Prices $/MWh
Utah 2025.Q3 Sch 38
|  | Thermal | Solar Tracking | Wind | Thermal | Solar Tracking | Wind | Thermal | Solar Tracking | Wind
| Year | UT 2025.Q3 | UT 2025.Q3 | UT 2025.Q3 | UT 2025.Q3 | UT 2025.Q3 | UT 2025.Q3
|  | 100% CF (2) | 32.25% CF (2) | 29.5% CF (2) | 100% CF (2) | 32.25% CF (2) | 29.5% CF (2) | Difference | Difference | Difference
|  | Final 2025 IRP Preferred Portfolio (OFPC Sep 2025) (Non-Routine) No Displacement of Proxy Resource |  |  | Final 2025 IRP Preferred Portfolio (OFPC Jun 2025) (Non-Routine) |  |  | Non-Routine -Without Dislacement of Proxy Resource
| 2026 | 27.4079 | 17.653 | 21.123 | 27.4079 | 17.6934 | 21.1723 | 0 | -0.04044 | -0.049304
| 2027 | 30.5492 | 20.836 | 24.1792 | 30.5492 | 20.6875 | 24.2521 | 0 | 0.14841 | -0.072883
| 2028 | 32.0917 | 21.9993 | 25.4351 | 32.0917 | 22.0254 | 25.3813 | 0 | -0.026069 | 0.053756
| 2029 | 35.391 | 24.6234 | 27.8861 | 35.391 | 24.7809 | -4.9684 | 0 | -0.15747 | 32.8546
| 2030 | 38.4614 | 24.1913 | 29.0467 | 38.4614 | 24.0298 | -6.7749 | 0 | 0.16154 | 35.8216
| 2031 | 38.962 | 23.1758 | 29.7786 | 38.962 | -11.3098 | -8.5523 | 0 | 34.4855 | 38.3309
| 2032 | 37.8026 | 21.2475 | 27.5059 | 37.8026 | -11.1215 | -10.334 | 0 | 32.369 | 37.8399
| 2033 | 38.3644 | 20.3335 | 27.7046 | 38.3644 | -11.3544 | -9.0612 | 0 | 31.6879 | 36.7658
| 2034 | 39.7126 | 20.6043 | 29.031 | 39.7126 | -11.5625 | -9.0787 | 0 | 32.1667 | 38.1097
| 2035 | 40.4461 | 22.5535 | 29.7372 | 40.4461 | -12.3606 | -9.734 | 0 | 34.9141 | 39.4712
| 2036 | 41.6982 | 23.2185 | 30.1582 | 41.6982 | -12.8445 | -12.5096 | 0 | 36.063 | 42.6678
| 2037 | 43.6816 | 26.2103 | 33.1786 | 43.6816 | -13.4549 | -11.1487 | 0 | 39.6651 | 44.3273
| 2038 | 45.3308 | 26.2997 | 33.3956 | 45.3308 | -12.7645 | -9.7568 | 0 | 39.0642 | 43.1524
| 2039 | 46.47 | 26.3812 | 34.5894 | 46.47 | -12.7608 | 45.2747 | 0 | 39.142 | -10.6854
| 2040 | 47.1858 | 28.4473 | 34.2299 | 47.1858 | -14.2575 | 44.468 | 0 | 42.7047 | -10.2381
| 2041 | 49.1822 | 30.6388 | 36.8178 | 49.1822 | 47.8691 | 44.1182 | 0 | -17.2303 | -7.3004
| 2042 | 54.1419 | 37.8254 | 43.8526 | 54.1419 | 49.0888 | 46.2729 | 0 | -11.2634 | -2.4203
15-Year Levelized Prices (Nominal) @ 6.38% Discount Rate (1) (3)
2026-2040 | $/MWh | 37.4 | 22.53 | 28.17 | 37.4 | 2.93 | 4.9 | 0 | 19.6 | 23.27
[8 empty] | 0% | 668.9% | 474.9%
2027-2041 | $/MWh | 38.95 | 23.39 | 29.27 | 38.95 | 3.12 | 4.83 | 0 | 20.27 | 24.44
[8 empty] | 0% | 649.7% | 506%
Footnotes:
(1) Discount Rate - 2025 IRP
(2) Total Avoided Costs with Capacity, based on stated CF
(3) 15-Years: 2026 - 2040, levelized monthly

## Table 1
Appendix B
| Table 1 | [5 empty] | 13
| Avoided Cost Prices | [5 empty] | 312 |  |  | Capacity Contribution
| Avoided Cost Resource - 100.0 MW and 100.0% CF | [8 empty] | 39.34% | 39.34% | 39.34% | 25.79% | 25.79% | 25.79% | 7.372% | 7.183% | 10.79% | 8.805% | [76 empty] | Transmission Deferral (MW)
[8 empty] | llokup |  | WD_.PX.BDG._.PTC.Utility_Scale | WD_.PX.BDG._.PTC.Utility_Scale | WD_.PX.BDG._.PTC.Utility_Scale | WD_.PX.WYE._.PTC.Utility_Scale | WD_.PX.WYE._.PTC.Utility_Scale | WD_.PX.WYE._.PTC.Utility_Scale | PV_.PX.BDG._.PTC.Utility_Scale | PV_.PX.HTG._.PTC.Utility_Scale | PV_.PX.NUT._.PTC.Utility_Scale | PV_.PX.UTS._.PTC.Utility_Scale | 0 | 0 | 0 | 0 | 0 | 0 | 0 | 0 | 0 | 0 | 0 | 0 | 0 | 0 | 0 | 0 | 0 | 0 | 0 | 0 | 0 | 0 | Deferral (Nameplate MW) | WD_.PX.BDG._.PTC.Utility_Scale | WD_.PX.BDG._.PTC.Utility_Scale | WD_.PX.BDG._.PTC.Utility_Scale | WD_.PX.DJW._.PTC.Utility_Scale | WD_.PX.DJW._.PTC.Utility_Scale | WD_.PX.DJW._.PTC.Utility_Scale | PV_.PX.BDG._.PTC.Utility_Scale | PV_.PX.HTG._.PTC.Utility_Scale | PV_.PX.NTN._.PTC.Utility_Scale | PV_.PX.UTS._.PTC.Utility_Scale | mapping to CC_LOLP | WD_.PX.BDG._.PTC.Utility_Scale | WD_.PX.BDG._.PTC.Utility_Scale | WD_.PX.BDG._.PTC.Utility_Scale | WD_.PX.DJW._.PTC.Utility_Scale | WD_.PX.DJW._.PTC.Utility_Scale | WD_.PX.DJW._.PTC.Utility_Scale | PV_.PX.BDG._.PTC.Utility_Scale | PV_.PX.HTG._.PTC.Utility_Scale | PV_.PX.NTN._.PTC.Utility_Scale | PV_.PX.UTS._.PTC.Utility_Scale
|  |  |  | Total Price @ |  | Total Price @ |  |  |  | WD_.PX.BDG._.PTC.Utility_Scale | WD_.PX.BDG._.PTC.Utility_Scale | WD_.PX.BDG._.PTC.Utility_Scale | WD_.PX.DJW._.PTC.Utility_Scale | WD_.PX.DJW._.PTC.Utility_Scale | WD_.PX.DJW._.PTC.Utility_Scale | PV_.PX.BDG._.PTC.Utility_Scale | PV_.PX.HTG._.PTC.Utility_Scale | PV_.PX.NTN._.PTC.Utility_Scale | PV_.PX.UTS._.PTC.Utility_Scale | 0 | 0 | 0 | 0 | 0 | 0 | 0 | 0 | 0 | 0 | 0 | 0 | 0 | 0 | 0 | 0 | 0 | 0 | 0 | 0 | 0 | 0 |  | WD_.PX.BDG._.PTC.Utility_Scale | WD_.PX.BDG._.PTC.Utility_Scale | WD_.PX.BDG._.PTC.Utility_Scale | WD_.PX.DJW._.PTC.Utility_Scale | WD_.PX.DJW._.PTC.Utility_Scale | WD_.PX.DJW._.PTC.Utility_Scale | PV_.PX.BDG._.PTC.Utility_Scale | PV_.PX.HTG._.PTC.Utility_Scale | PV_.PX.NTN._.PTC.Utility_Scale | PV_.PX.UTS._.PTC.Utility_Scale | Resource Cost ($/kw-year) | WD_.PX.BDG._.PTC.Utility_Scale | WD_.PX.BDG._.PTC.Utility_Scale | WD_.PX.BDG._.PTC.Utility_Scale | WD_.PX.DJW._.PTC.Utility_Scale | WD_.PX.DJW._.PTC.Utility_Scale | WD_.PX.DJW._.PTC.Utility_Scale | PV_.PX.BDG._.PTC.Utility_Scale | PV_.PX.HTG._.PTC.Utility_Scale | PV_.PX.NTN._.PTC.Utility_Scale | PV_.PX.UTS._.PTC.Utility_Scale | Deferred Cost (Millions $/year) | [30 empty] | Resource Cost ($/kw-year) | Deferred Cost (Millions $/year)
|  | Capacity | Energy | 100% | [5 empty] | WD_.PX.BDG._.PTC.Utility_Scale2029 | WD_.PX.BDG._.PTC.Utility_Scale2030 | WD_.PX.BDG._.PTC.Utility_Scale2031 | WD_.PX.DJW._.PTC.Utility_Scale2029 | WD_.PX.DJW._.PTC.Utility_Scale2030 | WD_.PX.DJW._.PTC.Utility_Scale2031 | PV_.PX.BDG._.PTC.Utility_Scale2031 | PV_.PX.HTG._.PTC.Utility_Scale2031 | PV_.PX.NTN._.PTC.Utility_Scale2031 | PV_.PX.UTS._.PTC.Utility_Scale2031 | 0 | 0 | 0 | 0 | 0 | 0 | 0 | 0 | 0 | 0 | 0 | 0 | 0 | 0 | 0 | 0 | 0 | 0 | 0 | 0 | 0 | 0 |  | WD_.PX.BDG._.PTC.Utility_Scale2029 | WD_.PX.BDG._.PTC.Utility_Scale2030 | WD_.PX.BDG._.PTC.Utility_Scale2031 | WD_.PX.DJW._.PTC.Utility_Scale2029 | WD_.PX.DJW._.PTC.Utility_Scale2030 | WD_.PX.DJW._.PTC.Utility_Scale2031 | PV_.PX.BDG._.PTC.Utility_Scale2031 | PV_.PX.HTG._.PTC.Utility_Scale2031 | PV_.PX.NTN._.PTC.Utility_Scale2031 | PV_.PX.UTS._.PTC.Utility_Scale2031 |  | WD_.PX.BDG._.PTC.Utility_Scale2029 | WD_.PX.BDG._.PTC.Utility_Scale2030 | WD_.PX.BDG._.PTC.Utility_Scale2031 | WD_.PX.DJW._.PTC.Utility_Scale2029 | WD_.PX.DJW._.PTC.Utility_Scale2030 | WD_.PX.DJW._.PTC.Utility_Scale2031 | PV_.PX.BDG._.PTC.Utility_Scale2031 | PV_.PX.HTG._.PTC.Utility_Scale2031 | PV_.PX.NTN._.PTC.Utility_Scale2031 | PV_.PX.UTS._.PTC.Utility_Scale2031 | WD_.PX.BDG._.PTC.Utility_Scale2029 | WD_.PX.BDG._.PTC.Utility_Scale2030 | WD_.PX.BDG._.PTC.Utility_Scale2031 | WD_.PX.DJW._.PTC.Utility_Scale2029 | WD_.PX.DJW._.PTC.Utility_Scale2030 | WD_.PX.DJW._.PTC.Utility_Scale2031 | PV_.PX.BDG._.PTC.Utility_Scale2031 | PV_.PX.HTG._.PTC.Utility_Scale2031 | PV_.PX.NTN._.PTC.Utility_Scale2031 | PV_.PX.UTS._.PTC.Utility_Scale2031 | 0 | 0 | 0 | 0 | 0 | 0 | 0 | 0 | 0 | 0 | 0 | 0 | 0 | 0 | 0 | 0 | 0 | 0 | 0 | Total Capacity Deferral |  | Cluster 2/3 - Willamette Valley - Fry-Full Circle 230 kV | Cluster 2/3 - Willamette Valley - Fry-Full Circle 230 kV
| Year | Price | Only Price | Capacity Factor
|  | $/kW-yr | $/MWh (2) | $/MWh | [5 empty] | MW | MW | MW | MW | MW | MW | MW | MW | MW | MW | MW | MW | MW | MW | MW | MW | MW | MW | MW | MW | MW | MW | MW | MW | MW | MW | MW | MW | MW | MW | MW | MW |  | MW | MW |  |  |  | MW | [5 empty] | $/kw-year | $/kw-year | $/kw-year | $/kw-year | $/kw-year | $/kw-year | $/kw-year | $/kw-year | $/kw-year | $/kw-year | Millions $/year | Millions $/year | Millions $/year | Millions $/year | Millions $/year | Millions $/year | Millions $/year | Millions $/year | Millions $/year | Millions $/year | Millions $/year | Millions $/year | Millions $/year | Millions $/year | Millions $/year | Millions $/year | Millions $/year | Millions $/year | Millions $/year | Millions $/year | Millions $/year | Millions $/year | Millions $/year | Millions $/year | Millions $/year | Millions $/year | Millions $/year | Millions $/year | Millions $/year | Millions $/year |  | $/kw-year | Millions $/year
| 2026 | 0 | 27.4079 | 27.4079 |  |  |  |  | 2026 | 0 | 0 | 0 | 0 | 0 | 0 | 0 | 0 | 0 | 0 | 0 | 0 | 0 | 0 | 0 | 0 | 0 | 0 | 0 | 0 | 0 | 0 | 0 | 0 | 0 | 0 | 0 | 0 | 0 | 0 | 0 | 0 |  | 0 | 0 | 0 | 0 | 0 | 0 | 0 | 0 | 0 | 0 | 2026 | 0 | 0 | 0 | 0 | 0 | 0 | 0 | 0 | 0 | 0 | 0 | 0 | 0 | 0 | 0 | 0 | 0 | 0 | 0 | 0 | 0 | 0 | 0 | 0 | 0 | 0 | 0 | 0 | 0 | 0 | 0 | 0 | 0 | 0 | 0 | 0 | 0 | 0 | 0 | 0 | 2026 |  | 0
| 2027 | 0 | 30.5492 | 30.5492 |  |  |  |  | 2027 | 0 | 0 | 0 | 0 | 0 | 0 | 0 | 0 | 0 | 0 | 0 | 0 | 0 | 0 | 0 | 0 | 0 | 0 | 0 | 0 | 0 | 0 | 0 | 0 | 0 | 0 | 0 | 0 | 0 | 0 | 0 | 0 |  | 0 | 0 | 0 | 0 | 0 | 0 | 0 | 0 | 0 | 0 | 2027 | 0 | 0 | 0 | 0 | 0 | 0 | 0 | 0 | 0 | 0 | 0 | 0 | 0 | 0 | 0 | 0 | 0 | 0 | 0 | 0 | 0 | 0 | 0 | 0 | 0 | 0 | 0 | 0 | 0 | 0 | 0 | 0 | 0 | 0 | 0 | 0 | 0 | 0 | 0 | 0 | 2027 |  | 0
| 2028 | 0 | 32.0917 | 32.0917 |  |  |  |  | 2028 | 0 | 0 | 0 | 0 | 0 | 0 | 0 | 0 | 0 | 0 | 0 | 0 | 0 | 0 | 0 | 0 | 0 | 0 | 0 | 0 | 0 | 0 | 0 | 0 | 0 | 0 | 0 | 0 | 0 | 0 | 0 | 0 |  | 0 | 0 | 0 | 0 | 0 | 0 | 0 | 0 | 0 | 0 | 2028 | 0 | 0 | 0 | 0 | 0 | 0 | 0 | 0 | 0 | 0 | 0 | 0 | 0 | 0 | 0 | 0 | 0 | 0 | 0 | 0 | 0 | 0 | 0 | 0 | 0 | 0 | 0 | 0 | 0 | 0 | 0 | 0 | 0 | 0 | 0 | 0 | 0 | 0 | 0 | 0 | 2028 |  | 0
| 2029 | 0 | 35.391 | 35.391 |  |  |  |  | 2029 | 0 | 0 | 0 | 0 | 0 | 0 | 0 | 0 | 0 | 0 | 0 | 0 | 0 | 0 | 0 | 0 | 0 | 0 | 0 | 0 | 0 | 0 | 0 | 0 | 0 | 0 | 0 | 0 | 0 | 0 | 0 | 0 |  | 0 | 0 | 0 | 0 | 0 | 0 | 0 | 0 | 0 | 0 | 2029 | 123.3091 | 0 | 0 | 123.3091 | 0 | 0 | 0 | 0 | 0 | 0 | 0 | 0 | 0 | 0 | 0 | 0 | 0 | 0 | 0 | 0 | 0 | 0 | 0 | 0 | 0 | 0 | 0 | 0 | 0 | 0 | 0 | 0 | 0 | 0 | 0 | 0 | 0 | 0 | 0 | 0 | 2029 |  | 0
| 2030 | 0 | 38.4614 | 38.4614 |  |  |  |  | 2030 | 0 | 0 | 0 | 0 | 0 | 0 | 0 | 0 | 0 | 0 | 0 | 0 | 0 | 0 | 0 | 0 | 0 | 0 | 0 | 0 | 0 | 0 | 0 | 0 | 0 | 0 | 0 | 0 | 0 | 0 | 0 | 0 |  | 0 | 0 | 0 | 0 | 0 | 0 | 0 | 0 | 0 | 0 | 2030 | 125.9973 | 123.9838 | 0 | 125.9973 | 123.9838 | 0 | 0 | 0 | 0 | 0 | 0 | 0 | 0 | 0 | 0 | 0 | 0 | 0 | 0 | 0 | 0 | 0 | 0 | 0 | 0 | 0 | 0 | 0 | 0 | 0 | 0 | 0 | 0 | 0 | 0 | 0 | 0 | 0 | 0 | 0 | 2030 |  | 0
| 2031 | 0 | 38.962 | 38.962 |  |  |  |  | 2031 | 0 | 0 | 0 | 0 | 0 | 0 | 0 | 0 | 0 | 0 | 0 | 0 | 0 | 0 | 0 | 0 | 0 | 0 | 0 | 0 | 0 | 0 | 0 | 0 | 0 | 0 | 0 | 0 | 0 | 0 | 0 | 0 |  | 0 | 0 | 0 | 0 | 0 | 0 | 0 | 0 | 0 | 0 | 2031 | 128.744 | 126.6866 | 125.7513 | 128.744 | 126.6866 | 125.7513 | 100.775 | 100.775 | 100.775 | 100.775 | 0 | 0 | 0 | 0 | 0 | 0 | 0 | 0 | 0 | 0 | 0 | 0 | 0 | 0 | 0 | 0 | 0 | 0 | 0 | 0 | 0 | 0 | 0 | 0 | 0 | 0 | 0 | 0 | 0 | 0 | 2031 |  | 0
| 2032 | 0 | 37.8026 | 37.8026 |  |  |  |  | 2032 | 0 | 0 | 0 | 0 | 0 | 0 | 0 | 0 | 0 | 0 | 0 | 0 | 0 | 0 | 0 | 0 | 0 | 0 | 0 | 0 | 0 | 0 | 0 | 0 | 0 | 0 | 0 | 0 | 0 | 0 | 0 | 0 |  | 0 | 0 | 0 | 0 | 0 | 0 | 0 | 0 | 0 | 0 | 2032 | 131.5506 | 129.4484 | 128.4926 | 131.5506 | 129.4484 | 128.4926 | 102.9719 | 102.9719 | 102.9719 | 102.9719 | 0 | 0 | 0 | 0 | 0 | 0 | 0 | 0 | 0 | 0 | 0 | 0 | 0 | 0 | 0 | 0 | 0 | 0 | 0 | 0 | 0 | 0 | 0 | 0 | 0 | 0 | 0 | 0 | 0 | 0 | 2032 |  | 0
| 2033 | 0 | 38.3644 | 38.3644 |  |  |  |  | 2033 | 0 | 0 | 0 | 0 | 0 | 0 | 0 | 0 | 0 | 0 | 0 | 0 | 0 | 0 | 0 | 0 | 0 | 0 | 0 | 0 | 0 | 0 | 0 | 0 | 0 | 0 | 0 | 0 | 0 | 0 | 0 | 0 |  | 0 | 0 | 0 | 0 | 0 | 0 | 0 | 0 | 0 | 0 | 2033 | 134.4185 | 132.2704 | 131.2938 | 134.4185 | 132.2704 | 131.2938 | 105.2167 | 105.2167 | 105.2167 | 105.2167 | 0 | 0 | 0 | 0 | 0 | 0 | 0 | 0 | 0 | 0 | 0 | 0 | 0 | 0 | 0 | 0 | 0 | 0 | 0 | 0 | 0 | 0 | 0 | 0 | 0 | 0 | 0 | 0 | 0 | 0 | 2033 |  | 0
| 2034 | 0 | 39.7126 | 39.7126 |  |  |  |  | 2034 | 0 | 0 | 0 | 0 | 0 | 0 | 0 | 0 | 0 | 0 | 0 | 0 | 0 | 0 | 0 | 0 | 0 | 0 | 0 | 0 | 0 | 0 | 0 | 0 | 0 | 0 | 0 | 0 | 0 | 0 | 0 | 0 |  | 0 | 0 | 0 | 0 | 0 | 0 | 0 | 0 | 0 | 0 | 2034 | 137.3488 | 135.1539 | 134.156 | 137.3488 | 135.1539 | 134.156 | 107.5104 | 107.5104 | 107.5104 | 107.5104 | 0 | 0 | 0 | 0 | 0 | 0 | 0 | 0 | 0 | 0 | 0 | 0 | 0 | 0 | 0 | 0 | 0 | 0 | 0 | 0 | 0 | 0 | 0 | 0 | 0 | 0 | 0 | 0 | 0 | 0 | 2034 |  | 0
| 2035 | 0 | 40.4461 | 40.4461 |  |  |  |  | 2035 | 0 | 0 | 0 | 0 | 0 | 0 | 0 | 0 | 0 | 0 | 0 | 0 | 0 | 0 | 0 | 0 | 0 | 0 | 0 | 0 | 0 | 0 | 0 | 0 | 0 | 0 | 0 | 0 | 0 | 0 | 0 | 0 |  | 0 | 0 | 0 | 0 | 0 | 0 | 0 | 0 | 0 | 0 | 2035 | 140.343 | 138.1002 | 137.0806 | 140.343 | 138.1002 | 137.0806 | 109.8541 | 109.8541 | 109.8541 | 109.8541 | 0 | 0 | 0 | 0 | 0 | 0 | 0 | 0 | 0 | 0 | 0 | 0 | 0 | 0 | 0 | 0 | 0 | 0 | 0 | 0 | 0 | 0 | 0 | 0 | 0 | 0 | 0 | 0 | 0 | 0 | 2035 |  | 0
| 2036 | 0 | 41.6982 | 41.6982 |  |  |  |  | 2036 | 0 | 0 | 0 | 0 | 0 | 0 | 0 | 0 | 0 | 0 | 0 | 0 | 0 | 0 | 0 | 0 | 0 | 0 | 0 | 0 | 0 | 0 | 0 | 0 | 0 | 0 | 0 | 0 | 0 | 0 | 0 | 0 |  | 0 | 0 | 0 | 0 | 0 | 0 | 0 | 0 | 0 | 0 | 2036 | 143.4025 | 141.1108 | 140.0689 | 143.4025 | 141.1108 | 140.0689 | 112.249 | 112.249 | 112.249 | 112.249 | 0 | 0 | 0 | 0 | 0 | 0 | 0 | 0 | 0 | 0 | 0 | 0 | 0 | 0 | 0 | 0 | 0 | 0 | 0 | 0 | 0 | 0 | 0 | 0 | 0 | 0 | 0 | 0 | 0 | 0 | 2036 |  | 0
| 2037 | 0 | 43.6816 | 43.6816 |  |  |  |  | 2037 | 0 | 0 | 0 | 0 | 0 | 0 | 0 | 0 | 0 | 0 | 0 | 0 | 0 | 0 | 0 | 0 | 0 | 0 | 0 | 0 | 0 | 0 | 0 | 0 | 0 | 0 | 0 | 0 | 0 | 0 | 0 | 0 |  | 0 | 0 | 0 | 0 | 0 | 0 | 0 | 0 | 0 | 0 | 2037 | 146.5286 | 144.187 | 143.1225 | 146.5286 | 144.187 | 143.1225 | 114.696 | 114.696 | 114.696 | 114.696 | 0 | 0 | 0 | 0 | 0 | 0 | 0 | 0 | 0 | 0 | 0 | 0 | 0 | 0 | 0 | 0 | 0 | 0 | 0 | 0 | 0 | 0 | 0 | 0 | 0 | 0 | 0 | 0 | 0 | 0 | 2037 |  | 0
| 2038 | 0 | 45.3308 | 45.3308 |  |  |  |  | 2038 | 0 | 0 | 0 | 0 | 0 | 0 | 0 | 0 | 0 | 0 | 0 | 0 | 0 | 0 | 0 | 0 | 0 | 0 | 0 | 0 | 0 | 0 | 0 | 0 | 0 | 0 | 0 | 0 | 0 | 0 | 0 | 0 |  | 0 | 0 | 0 | 0 | 0 | 0 | 0 | 0 | 0 | 0 | 2038 | 149.723 | 147.3303 | 146.2425 | 149.723 | 147.3303 | 146.2425 | 117.1964 | 117.1964 | 117.1964 | 117.1964 | 0 | 0 | 0 | 0 | 0 | 0 | 0 | 0 | 0 | 0 | 0 | 0 | 0 | 0 | 0 | 0 | 0 | 0 | 0 | 0 | 0 | 0 | 0 | 0 | 0 | 0 | 0 | 0 | 0 | 0 | 2038 |  | 0
| 2039 | 0 | 46.47 | 46.47 |  |  |  |  | 2039 | 0 | 0 | 0 | 0 | 0 | 0 | 0 | 0 | 0 | 0 | 0 | 0 | 0 | 0 | 0 | 0 | 0 | 0 | 0 | 0 | 0 | 0 | 0 | 0 | 0 | 0 | 0 | 0 | 0 | 0 | 0 | 0 |  | 0 | 0 | 0 | 0 | 0 | 0 | 0 | 0 | 0 | 0 | 2039 | 152.9869 | 150.5421 | 149.4306 | 152.9869 | 150.5421 | 149.4306 | 119.7512 | 119.7512 | 119.7512 | 119.7512 | 0 | 0 | 0 | 0 | 0 | 0 | 0 | 0 | 0 | 0 | 0 | 0 | 0 | 0 | 0 | 0 | 0 | 0 | 0 | 0 | 0 | 0 | 0 | 0 | 0 | 0 | 0 | 0 | 0 | 0 | 2039 |  | 0
| 2040 | 0 | 47.1858 | 47.1858 |  |  |  |  | 2040 | 0 | 0 | 0 | 0 | 0 | 0 | 0 | 0 | 0 | 0 | 0 | 0 | 0 | 0 | 0 | 0 | 0 | 0 | 0 | 0 | 0 | 0 | 0 | 0 | 0 | 0 | 0 | 0 | 0 | 0 | 0 | 0 |  | 0 | 0 | 0 | 0 | 0 | 0 | 0 | 0 | 0 | 0 | 2040 | 156.322 | 153.8239 | 152.6882 | 156.322 | 153.8239 | 152.6882 | 122.3618 | 122.3618 | 122.3618 | 122.3618 | 0 | 0 | 0 | 0 | 0 | 0 | 0 | 0 | 0 | 0 | 0 | 0 | 0 | 0 | 0 | 0 | 0 | 0 | 0 | 0 | 0 | 0 | 0 | 0 | 0 | 0 | 0 | 0 | 0 | 0 | 2040 |  | 0
| 2041 | 0 | 49.1822 | 49.1822 |  |  |  |  | 2041 | 0 | 0 | 0 | 0 | 0 | 0 | 0 | 0 | 0 | 0 | 0 | 0 | 0 | 0 | 0 | 0 | 0 | 0 | 0 | 0 | 0 | 0 | 0 | 0 | 0 | 0 | 0 | 0 | 0 | 0 | 0 | 0 |  | 0 | 0 | 0 | 0 | 0 | 0 | 0 | 0 | 0 | 0 | 2041 | 159.7298 | 157.1773 | 156.0168 | 159.7298 | 157.1773 | 156.0168 | 125.0293 | 125.0293 | 125.0293 | 125.0293 | 0 | 0 | 0 | 0 | 0 | 0 | 0 | 0 | 0 | 0 | 0 | 0 | 0 | 0 | 0 | 0 | 0 | 0 | 0 | 0 | 0 | 0 | 0 | 0 | 0 | 0 | 0 | 0 | 0 | 0 | 2041 |  | 0
| 2042 | 0 | 54.1419 | 54.1419 |  |  |  |  | 2042 | 0 | 0 | 0 | 0 | 0 | 0 | 0 | 0 | 0 | 0 | 0 | 0 | 0 | 0 | 0 | 0 | 0 | 0 | 0 | 0 | 0 | 0 | 0 | 0 | 0 | 0 | 0 | 0 | 0 | 0 | 0 | 0 |  | 0 | 0 | 0 | 0 | 0 | 0 | 0 | 0 | 0 | 0 | 2042 | 163.212 | 160.6037 | 159.418 | 163.212 | 160.6037 | 159.418 | 127.755 | 127.755 | 127.755 | 127.755 | 0 | 0 | 0 | 0 | 0 | 0 | 0 | 0 | 0 | 0 | 0 | 0 | 0 | 0 | 0 | 0 | 0 | 0 | 0 | 0 | 0 | 0 | 0 | 0 | 0 | 0 | 0 | 0 | 0 | 0 | 2042 |  | 0
| 2043 | 0 | 60.045 | 60.045 |  |  |  |  | 2043 | 0 | 0 | 0 | 0 | 0 | 0 | 0 | 0 | 0 | 0 | 0 | 0 | 0 | 0 | 0 | 0 | 0 | 0 | 0 | 0 | 0 | 0 | 0 | 0 | 0 | 0 | 0 | 0 | 0 | 0 | 0 | 0 |  | 0 | 0 | 0 | 0 | 0 | 0 | 0 | 0 | 0 | 0 | 2043 | 166.77 | 164.1049 | 162.8933 | 166.77 | 164.1049 | 162.8933 | 130.54 | 130.54 | 130.54 | 130.54 | 0 | 0 | 0 | 0 | 0 | 0 | 0 | 0 | 0 | 0 | 0 | 0 | 0 | 0 | 0 | 0 | 0 | 0 | 0 | 0 | 0 | 0 | 0 | 0 | 0 | 0 | 0 | 0 | 0 | 0 | 2043 |  | 0
| 2044 | 0 | 62.5809 | 62.5809 |  |  |  |  | 2044 | 0 | 0 | 0 | 0 | 0 | 0 | 0 | 0 | 0 | 0 | 0 | 0 | 0 | 0 | 0 | 0 | 0 | 0 | 0 | 0 | 0 | 0 | 0 | 0 | 0 | 0 | 0 | 0 | 0 | 0 | 0 | 0 |  | 0 | 0 | 0 | 0 | 0 | 0 | 0 | 0 | 0 | 0 | 2044 | 170.4056 | 167.6824 | 166.4443 | 170.4056 | 167.6824 | 166.4443 | 133.3858 | 133.3858 | 133.3858 | 133.3858 | 0 | 0 | 0 | 0 | 0 | 0 | 0 | 0 | 0 | 0 | 0 | 0 | 0 | 0 | 0 | 0 | 0 | 0 | 0 | 0 | 0 | 0 | 0 | 0 | 0 | 0 | 0 | 0 | 0 | 0 | 2044 |  | 0
| 2045 | 0 | 64.1204 | 64.1204 |  |  |  |  | 2045 | 0 | 0 | 0 | 0 | 0 | 0 | 0 | 0 | 0 | 0 | 0 | 0 | 0 | 0 | 0 | 0 | 0 | 0 | 0 | 0 | 0 | 0 | 0 | 0 | 0 | 0 | 0 | 0 | 0 | 0 | 0 | 0 |  | 0 | 0 | 0 | 0 | 0 | 0 | 0 | 0 | 0 | 0 | 2045 | 174.1204 | 171.3379 | 170.0728 | 174.1204 | 171.3379 | 170.0728 | 136.2936 | 136.2936 | 136.2936 | 136.2936 | 0 | 0 | 0 | 0 | 0 | 0 | 0 | 0 | 0 | 0 | 0 | 0 | 0 | 0 | 0 | 0 | 0 | 0 | 0 | 0 | 0 | 0 | 0 | 0 | 0 | 0 | 0 | 0 | 0 | 0 | 2045 |  | 0
| 2046 | 0 | 65.5182 | 65.5182 |  |  |  |  | 2046 | 0 | 0 | 0 | 0 | 0 | 0 | 0 | 0 | 0 | 0 | 0 | 0 | 0 | 0 | 0 | 0 | 0 | 0 | 0 | 0 | 0 | 0 | 0 | 0 | 0 | 0 | 0 | 0 | 0 | 0 | 0 | 0 |  | 0 | 0 | 0 | 0 | 0 | 0 | 0 | 0 | 0 | 0 | 2046 | 177.9162 | 175.073 | 173.7804 | 177.9162 | 175.073 | 173.7804 | 139.2648 | 139.2648 | 139.2648 | 139.2648 | 0 | 0 | 0 | 0 | 0 | 0 | 0 | 0 | 0 | 0 | 0 | 0 | 0 | 0 | 0 | 0 | 0 | 0 | 0 | 0 | 0 | 0 | 0 | 0 | 0 | 0 | 0 | 0 | 0 | 0 | 2046 |  | 0
| 2047 | 0 | 66.9465 | 66.9465 |  |  |  |  | 2047 | 0 | 0 | 0 | 0 | 0 | 0 | 0 | 0 | 0 | 0 | 0 | 0 | 0 | 0 | 0 | 0 | 0 | 0 | 0 | 0 | 0 | 0 | 0 | 0 | 0 | 0 | 0 | 0 | 0 | 0 | 0 | 0 |  | 0 | 0 | 0 | 0 | 0 | 0 | 0 | 0 | 0 | 0 | 2047 | 181.7948 | 178.8896 | 177.5688 | 181.7948 | 178.8896 | 177.5688 | 142.3008 | 142.3008 | 142.3008 | 142.3008 | 0 | 0 | 0 | 0 | 0 | 0 | 0 | 0 | 0 | 0 | 0 | 0 | 0 | 0 | 0 | 0 | 0 | 0 | 0 | 0 | 0 | 0 | 0 | 0 | 0 | 0 | 0 | 0 | 0 | 0 | 2047
| 2048 | 0 | #DIV/0! | #DIV/0! |  |  |  |  | 2048 | 0 | 0 | 0 | 0 | 0 | 0 | 0 | 0 | 0 | 0 | 0 | 0 | 0 | 0 | 0 | 0 | 0 | 0 | 0 | 0 | 0 | 0 | 0 | 0 | 0 | 0 | 0 | 0 | 0 | 0 | 0 | 0 |  | 0 | 0 | 0 | 0 | 0 | 0 | 0 | 0 | 0 | 0 | 2048 | 185.7579 | 182.7894 | 181.4398 | 185.7579 | 182.7894 | 181.4398 | 145.4029 | 145.4029 | 145.4029 | 145.4029 | 0 | 0 | 0 | 0 | 0 | 0 | 0 | 0 | 0 | 0 | 0 | 0 | 0 | 0 | 0 | 0 | 0 | 0 | 0 | 0 | 0 | 0 | 0 | 0 | 0 | 0 | 0 | 0 | 0 | 0 | 2048
| 2049 | 0 | #DIV/0! | #DIV/0! |  |  |  |  | 2049 | 0 | 0 | 0 | 0 | 0 | 0 | 0 | 0 | 0 | 0 | 0 | 0 | 0 | 0 | 0 | 0 | 0 | 0 | 0 | 0 | 0 | 0 | 0 | 0 | 0 | 0 | 0 | 0 | 0 | 0 | 0 | 0 |  | 0 | 0 | 0 | 0 | 0 | 0 | 0 | 0 | 0 | 0 | 2049 | 189.8075 | 186.7742 | 185.3952 | 189.8075 | 186.7742 | 185.3952 | 148.5727 | 148.5727 | 148.5727 | 148.5727 | 0 | 0 | 0 | 0 | 0 | 0 | 0 | 0 | 0 | 0 | 0 | 0 | 0 | 0 | 0 | 0 | 0 | 0 | 0 | 0 | 0 | 0 | 0 | 0 | 0 | 0 | 0 | 0 | 0 | 0 | 2049
| 2050 | 0 | #DIV/0! | #DIV/0! |  |  |  |  | 2050 | 0 | 0 | 0 | 0 | 0 | 0 | 0 | 0 | 0 | 0 | 0 | 0 | 0 | 0 | 0 | 0 | 0 | 0 | 0 | 0 | 0 | 0 | 0 | 0 | 0 | 0 | 0 | 0 | 0 | 0 | 0 | 0 |  | 0 | 0 | 0 | 0 | 0 | 0 | 0 | 0 | 0 | 0 | 2050 | 183.1889 | 190.8459 | 189.4368 | 193.9453 | 190.8459 | 189.4368 | 151.8116 | 151.8116 | 151.8116 | 151.8116 | 0 | 0 | 0 | 0 | 0 | 0 | 0 | 0 | 0 | 0 | 0 | 0 | 0 | 0 | 0 | 0 | 0 | 0 | 0 | 0 | 0 | 0 | 0 | 0 | 0 | 0 | 0 | 0 | 0 | 0 | 2050
| 2051 | 0 | #DIV/0! | #DIV/0! |  |  |  |  | 2051 | 0 | 0 | 0 | 0 | 0 | 0 | 0 | 0 | 0 | 0 | 0 | 0 | 0 | 0 | 0 | 0 | 0 | 0 | 0 | 0 | 0 | 0 | 0 | 0 | 0 | 0 | 0 | 0 | 0 | 0 | 0 | 0 |  | 0 | 0 | 0 | 0 | 0 | 0 | 0 | 0 | 0 | 0 | 2051 | 187.1824 | 195.0063 | 193.5666 | 198.1733 | 195.0063 | 193.5666 | 155.1211 | 155.1211 | 155.1211 | 155.1211 | 0 | 0 | 0 | 0 | 0 | 0 | 0 | 0 | 0 | 0 | 0 | 0 | 0 | 0 | 0 | 0 | 0 | 0 | 0 | 0 | 0 | 0 | 0 | 0 | 0 | 0 | 0 | 0 | 0 | 0 | 2051
| 2052 | 0 | #DIV/0! | #DIV/0! |  |  |  |  | 2052 | 0 | 0 | 0 | 0 | 0 | 0 | 0 | 0 | 0 | 0 | 0 | 0 | 0 | 0 | 0 | 0 | 0 | 0 | 0 | 0 | 0 | 0 | 0 | 0 | 0 | 0 | 0 | 0 | 0 | 0 | 0 | 0 |  | 0 | 0 | 0 | 0 | 0 | 0 | 0 | 0 | 0 | 0 | 2052 | 191.263 | 199.2575 | 197.7863 | 202.4934 | 199.2575 | 197.7863 | 158.5027 | 158.5027 | 158.5027 | 158.5027 | 0 | 0 | 0 | 0 | 0 | 0 | 0 | 0 | 0 | 0 | 0 | 0 | 0 | 0 | 0 | 0 | 0 | 0 | 0 | 0 | 0 | 0 | 0 | 0 | 0 | 0 | 0 | 0 | 0 | 0 | 2052
| 2053 | 0 | #DIV/0! | #DIV/0! |  |  |  |  | 2053 | 0 | 0 | 0 | 0 | 0 | 0 | 0 | 0 | 0 | 0 | 0 | 0 | 0 | 0 | 0 | 0 | 0 | 0 | 0 | 0 | 0 | 0 | 0 | 0 | 0 | 0 | 0 | 0 | 0 | 0 | 0 | 0 |  | 0 | 0 | 0 | 0 | 0 | 0 | 0 | 0 | 0 | 0 | 2053 | 195.4326 | 203.6013 | 202.0981 | 206.9078 | 203.6013 | 202.0981 | 161.9581 | 161.9581 | 161.9581 | 161.9581 | 0 | 0 | 0 | 0 | 0 | 0 | 0 | 0 | 0 | 0 | 0 | 0 | 0 | 0 | 0 | 0 | 0 | 0 | 0 | 0 | 0 | 0 | 0 | 0 | 0 | 0 | 0 | 0 | 0 | 0 | 2053
| 2054 | 0 | #DIV/0! | #DIV/0! |  |  |  |  | 2054 | 0 | 0 | 0 | 0 | 0 | 0 | 0 | 0 | 0 | 0 | 0 | 0 | 0 | 0 | 0 | 0 | 0 | 0 | 0 | 0 | 0 | 0 | 0 | 0 | 0 | 0 | 0 | 0 | 0 | 0 | 0 | 0 |  | 0 | 0 | 0 | 0 | 0 | 0 | 0 | 0 | 0 | 0 | 2054 | 199.693 | 208.0398 | 206.5038 | 211.4184 | 208.0398 | 206.5038 | 165.4888 | 165.4888 | 165.4888 | 165.4888 | 0 | 0 | 0 | 0 | 0 | 0 | 0 | 0 | 0 | 0 | 0 | 0 | 0 | 0 | 0 | 0 | 0 | 0 | 0 | 0 | 0 | 0 | 0 | 0 | 0 | 0 | 0 | 0 | 0 | 0 | 2054
[8 empty] | Year of deferral |  | 2029 | 2030 | 2031 | 2029 | 2030 | 2031 | 2031 | 2031 | 2031 | 2031
[8 empty] | if Deferred 1 |  | 0 | 0 | 0 | 0 | 0 | 0 | 0 | 0 | 0 | 0
Discount Rate - 2025 IRP
6.38%
[5 empty] | Inflation rate | 2.18%
15 Year Starting 2026 |  |  |  |  | Real Discount Rate | 4.11%
Levelized Prices (Nominal) @ 6.38% Discount Rate (1) (3)
| $/kW | 0
| $/MWh |  | 37.4049 | 37.4049
15 Year Starting 2027
Levelized Prices (Nominal) @ 6.38% Discount Rate (1) (3)
| $/kW | 0 | 38.9504
| $/MWh |  |  | 38.9504
15 Year Starting 2028
Levelized Prices (Nominal) @ 6.38% Discount Rate (1) (3)
| $/kW | 0
| $/MWh |  | 40.4694 | 40.4694
<---- Calculated Monthly
Avoided Costs calculated annually are $37.47/MWH
Avoided Costs calculated monthly are $37.40/MWH

## Table 2
Appendix B
Table 2
Avoided Energy Costs - Scheduled Hours ($/MWh)
Avoided Cost Resource - 100.0 MW and 100.0% CF
|  | Winter Season |  |  |  |  | Summer Season |  |  |  | Winter Season
Year | Annual | Jan | Feb | Mar | Apr | May | Jun | Jul | Aug | Sep | Oct | Nov | Dec
Energy Only
2026 | 27.384 | 30.7805 | 30.3353 | 18.8706 | 17.3843 | 21.449 | 23.527 | 33.2465 | 37.0237 | 27.8276 | 21.8749 | 30.4191 | 36.1019
2027 | 30.5204 | 38.3557 | 36.5886 | 22.0244 | 19.1763 | 22.1428 | 24.2676 | 37.0814 | 41.9753 | 29.9813 | 22.239 | 31.755 | 41.0393
2028 | 32.0178 | 41.7325 | 37.2349 | 22.5888 | 19.6936 | 20.9794 | 23.056 | 37.9695 | 43.0846 | 33.7046 | 23.5275 | 35.8016 | 45.5396
2029 | 35.3685 | 42.0819 | 41.1625 | 26.5796 | 21.0651 | 22.7303 | 29.1544 | 44.3809 | 45.4642 | 40.2585 | 29.7479 | 38.6619 | 43.5624
2030 | 38.4315 | 42.5398 | 39.4872 | 28.6095 | 22.8982 | 21.9914 | 35.3869 | 45.4882 | 51.1677 | 42.7912 | 38.1362 | 43.4927 | 49.3481
2031 | 38.9412 | 45.5484 | 39.3482 | 30.3533 | 27.6168 | 25.7736 | 32.6747 | 45.2602 | 49.4994 | 45.2767 | 34.4227 | 45.1141 | 46.5269
2032 | 37.7461 | 43.2023 | 37.6624 | 27.85 | 23.8734 | 26.4322 | 27.8789 | 45.1144 | 48.7745 | 44.1724 | 32.3869 | 47.9431 | 48.0951
2033 | 38.3294 | 44.0338 | 40.8773 | 27.8184 | 24.9755 | 28.6009 | 28.0415 | 42.9019 | 49.4046 | 45.19 | 32.3523 | 44.9858 | 51.1029
2034 | 39.668 | 44.2933 | 39.5864 | 30.6157 | 25.0203 | 30.2135 | 29.3001 | 44.8086 | 50.2462 | 45.6509 | 36.2324 | 44.1679 | 55.9286
2035 | 40.4096 | 43.9213 | 41.5296 | 31.3469 | 26.7964 | 28.5831 | 31.3178 | 49.4626 | 51.4177 | 42.5425 | 37.3385 | 47.0255 | 53.721
2036 | 41.6062 | 41.6554 | 41.3231 | 34.2267 | 26.5322 | 27.1329 | 34.4014 | 50.8661 | 54.0236 | 45.5577 | 39.759 | 45.9682 | 58.446
2037 | 43.6476 | 48.7943 | 44.3058 | 36.428 | 30.2429 | 33.9158 | 32.6246 | 49.1182 | 55.2296 | 50.0139 | 38.348 | 48.749 | 56.0465
2038 | 45.286 | 48.832 | 50.5698 | 36.9032 | 28.2438 | 30.9597 | 32.8308 | 52.4004 | 55.3649 | 51.5524 | 37.9561 | 56.8227 | 61.658
2039 | 46.4207 | 51.2147 | 48.5341 | 39.6819 | 29.9291 | 31.9472 | 35.0421 | 51.43 | 57.5972 | 52.8432 | 40.0397 | 54.7035 | 64.4466
2040 | 47.0741 | 50.4587 | 47.5246 | 40.4943 | 28.9206 | 32.3982 | 37.7193 | 46.6339 | 62.1698 | 54.9488 | 42.9975 | 54.0401 | 67.5229
2041 | 49.1266 | 48.8797 | 54.1627 | 41.3436 | 34.1696 | 29.67 | 41.7631 | 57.6743 | 55.9255 | 57.2775 | 45.0866 | 55.0305 | 69.4113
2042 | 54.1015 | 65.1365 | 56.1749 | 45.3427 | 40.665 | 32.8529 | 43.1318 | 58.3664 | 65.6002 | 61.5318 | 52.3355 | 59.5274 | 68.8571
2043 | 59.99 | 67.948 | 68.0925 | 51.4243 | 39.1191 | 42.7704 | 46.9748 | 61.1988 | 71.0538 | 64.4255 | 54.5798 | 73.1167 | 80.0817
|  | 31 | 28 | 31 | 30 | 31 | 30 | 31 | 31 | 30 | 31 | 30 | 31

## Table 4
Appendix B
Table 4
Burnertip Natural Gas Price Forecast |  |  |  |  | Quote Date
Avoided Cost Resource - 100.0 MW and 100.0% CF |  |  |  |  | 2025-09-30
PacifiCorp
| Delivered | Delivered | Delivered | Delivered
Year | IRP - Utah Greenfield | Naughton | IRP West Side | IRP - Wyo NE
| Fuel Cost | Fuel Cost | Fuel Cost | Fuel Cost
[6 empty] | IRP - Utah Greenfield |  | IRP West Side | IRP - Wyo NE |  |  | IRP West Side |  | Burner tip
[5 empty] | Peak Type: | Delivered | Naughton | Delivered | Delivered | Year | IRP - Utah Greenfield | West Side | IRP - Wyo NE | Naughton
2025 | 2.92 | 2.9 | 2.26 | 2.83 | 2025-01-01 | 4.1297 | 4.1012 | 3.6555 | 4.1513 | 2025 | 47 | 43 | 46 | 42
2026 | 3.78 | 3.76 | 3.39 | 3.46 | 2025-02-01 | 3.4435 | 3.4192 | 3.2234 | 3.4533 | 2025
2027 | 3.95 | 3.93 | 3.88 | 3.6 | 2025-03-01 | 2.6848 | 2.6655 | 2.0475 | 2.7394 | 2025
2028 | 3.87 | 3.84 | 3.96 | 3.52 | 2025-04-01 | 1.9318 | 1.917 | 1.5119 | 1.9525 | 2025
2029 | 4.38 | 4.34 | 4.72 | 4.03 | 2025-05-01 | 2.1744 | 2.1585 | 1.6553 | 2.1321 | 2025
2030 | 4.92 | 4.87 | 5.5 | 4.56 | 2025-06-01 | 2.5624 | 2.5442 | 1.5089 | 2.5501 | 2025
2031 | 5.13 | 5.08 | 5.74 | 4.77 | 2025-07-01 | 2.8296 | 2.8098 | 1.2685 | 2.7788 | 2025
2032 | 5.2 | 5.15 | 5.83 | 4.84 | 2025-08-01 | 2.5406 | 2.5223 | 1.8307 | 2.4723 | 2025
2033 | 5.28 | 5.22 | 5.89 | 4.91 | 2025-09-01 | 2.6151 | 2.5965 | 1.5323 | 2.5727 | 2025
2034 | 5.4 | 5.35 | 6.05 | 5.04 | 2025-10-01 | 2.5348 | 2.5073 | 1.4961 | 2.3295 | 2025
2035 | 5.56 | 5.5 | 6.2 | 5.19 | 2025-11-01 | 3.049 | 3.0284 | 2.8578 | 2.7767 | 2025
2036 | 5.69 | 5.62 | 6.37 | 5.32 | 2025-12-01 | 4.5876 | 4.5572 | 4.5159 | 4.0028 | 2025
2037 | 5.85 | 5.78 | 6.54 | 5.47 | 2026-01-01 | 5.1323 | 5.0984 | 4.8094 | 4.6625 | 2026
2038 | 6.03 | 5.96 | 6.75 | 5.65 | 2026-02-01 | 4.7614 | 4.7299 | 4.5049 | 4.3513 | 2026
2039 | 6.24 | 6.17 | 6.99 | 5.87 | 2026-03-01 | 3.1625 | 3.1412 | 2.7379 | 3.0054 | 2026
2040 | 6.49 | 6.41 | 7.28 | 6.12 | 2026-04-01 | 2.8585 | 2.8391 | 2.3493 | 2.7026 | 2026
2041 | 6.71 | 6.62 | 7.53 | 6.33 | 2026-05-01 | 2.6971 | 2.6788 | 2.1169 | 2.6169 | 2026
2042 | 7.06 | 6.97 | 7.91 | 6.68 | 2026-06-01 | 2.9131 | 2.8934 | 2.2981 | 2.7621 | 2026
2043 | 7.4 | 7.3 | 8.28 | 7.01 | 2026-07-01 | 3.5516 | 3.5278 | 2.9092 | 3.3129 | 2026
2044 | 7.73 | 7.62 | 8.64 | 7.34 | 2026-08-01 | 3.6714 | 3.6468 | 3.0596 | 3.3792 | 2026
2045 | 8.05 | 7.94 | 9.01 | 7.66 | 2026-09-01 | 3.5228 | 3.4992 | 2.9526 | 3.2165 | 2026
[5 empty] | 2026-10-01 | 3.3964 | 3.3736 | 2.8876 | 3.2354 | 2026
[5 empty] | 2026-11-01 | 4.1817 | 4.1539 | 4.2758 | 3.6184 | 2026
[5 empty] | 2026-12-01 | 5.5695 | 5.5328 | 5.7191 | 4.6836 | 2026
[5 empty] | 2027-01-01 | 5.9491 | 5.9099 | 6.1515 | 5.2308 | 2027
[5 empty] | 2027-02-01 | 5.3404 | 5.3052 | 5.3811 | 4.881 | 2027
[5 empty] | 2027-03-01 | 3.5195 | 3.4959 | 3.6698 | 3.367 | 2027
[5 empty] | 2027-04-01 | 2.8894 | 2.8698 | 2.6472 | 2.751 | 2027
[5 empty] | 2027-05-01 | 2.823 | 2.8039 | 2.5418 | 2.6829 | 2027
[5 empty] | 2027-06-01 | 2.9618 | 2.9418 | 2.6759 | 2.8555 | 2027
[5 empty] | 2027-07-01 | 3.6098 | 3.5856 | 3.1473 | 3.2771 | 2027
[5 empty] | 2027-08-01 | 3.6603 | 3.6358 | 3.229 | 3.3548 | 2027
[5 empty] | 2027-09-01 | 3.6021 | 3.578 | 3.1833 | 3.2544 | 2027
[5 empty] | 2027-10-01 | 3.3001 | 3.2779 | 3.0776 | 3.2862 | 2027
[5 empty] | 2027-11-01 | 4.1623 | 4.1346 | 4.5575 | 3.6093 | 2027
[5 empty] | 2027-12-01 | 5.6312 | 5.5941 | 6.2817 | 4.5958 | 2027
Official Forward Price Curve Forecast dated Sep 30, 2025 |  |  |  |  | 2028-01-01 | 6.0123 | 5.9728 | 6.5537 | 5.2127 | 2028
[5 empty] | 2028-02-01 | 5.2404 | 5.2058 | 5.6812 | 4.8022 | 2028
[5 empty] | 2028-03-01 | 3.3812 | 3.3585 | 3.6943 | 3.3286 | 2028
[5 empty] | 2028-04-01 | 2.721 | 2.7025 | 2.6594 | 2.6475 | 2028
[5 empty] | 2028-05-01 | 2.7139 | 2.6954 | 2.5353 | 2.5446 | 2028
[5 empty] | 2028-06-01 | 2.8526 | 2.8333 | 2.6834 | 2.7122 | 2028
[5 empty] | 2028-07-01 | 3.4159 | 3.393 | 3.1139 | 3.1105 | 2028
[5 empty] | 2028-08-01 | 3.4715 | 3.4482 | 3.1789 | 3.1781 | 2028
[5 empty] | 2028-09-01 | 3.4149 | 3.3919 | 3.1508 | 3.1499 | 2028
[5 empty] | 2028-10-01 | 3.2108 | 3.1892 | 3.1219 | 3.1473 | 2028
[5 empty] | 2028-11-01 | 4.5984 | 4.5619 | 5.0707 | 4.0407 | 2028
[5 empty] | 2028-12-01 | 5.3962 | 5.3638 | 6.0937 | 4.3632 | 2028
[5 empty] | 2029-01-01 | 5.7302 | 5.6963 | 6.3613 | 4.9335 | 2029
[5 empty] | 2029-02-01 | 5.2852 | 5.2497 | 5.8357 | 4.8466 | 2029
[5 empty] | 2029-03-01 | 4.0535 | 4.0173 | 4.4564 | 3.9938 | 2029
[5 empty] | 2029-04-01 | 3.5891 | 3.5532 | 3.7921 | 3.5065 | 2029
[5 empty] | 2029-05-01 | 3.572 | 3.5364 | 3.7169 | 3.3937 | 2029
[5 empty] | 2029-06-01 | 3.6619 | 3.6264 | 3.8141 | 3.513 | 2029
[5 empty] | 2029-07-01 | 4.0501 | 4.0145 | 4.1752 | 3.738 | 2029
[5 empty] | 2029-08-01 | 4.1515 | 4.1147 | 4.2864 | 3.851 | 2029
[5 empty] | 2029-09-01 | 4.163 | 4.1252 | 4.3415 | 3.8902 | 2029
[5 empty] | 2029-10-01 | 4.1085 | 4.0689 | 4.3467 | 4.0356 | 2029
[5 empty] | 2029-11-01 | 5.0344 | 4.9892 | 5.5839 | 4.4722 | 2029
[5 empty] | 2029-12-01 | 5.1612 | 5.1335 | 5.9058 | 4.1307 | 2029
[5 empty] | 2030-01-01 | 5.4481 | 5.4199 | 6.1689 | 4.6544 | 2030
[5 empty] | 2030-02-01 | 5.33 | 5.2936 | 5.9902 | 4.8909 | 2030
[5 empty] | 2030-03-01 | 4.7257 | 4.6761 | 5.2186 | 4.659 | 2030
[5 empty] | 2030-04-01 | 4.4572 | 4.404 | 4.9248 | 4.3655 | 2030
[5 empty] | 2030-05-01 | 4.4303 | 4.3775 | 4.8984 | 4.243 | 2030
[5 empty] | 2030-06-01 | 4.4712 | 4.4195 | 4.9449 | 4.3137 | 2030
[5 empty] | 2030-07-01 | 4.6843 | 4.636 | 5.2365 | 4.3655 | 2030
[5 empty] | 2030-08-01 | 4.8316 | 4.7811 | 5.3939 | 4.524 | 2030
[5 empty] | 2030-09-01 | 4.9113 | 4.8584 | 5.5322 | 4.6306 | 2030
[5 empty] | 2030-10-01 | 5.0062 | 4.9487 | 5.5715 | 4.9239 | 2030
[5 empty] | 2030-11-01 | 5.2712 | 5.2214 | 5.8504 | 4.7065 | 2030
[5 empty] | 2030-12-01 | 5.4731 | 5.4393 | 6.2471 | 4.4393 | 2030
[5 empty] | 2031-01-01 | 5.5842 | 5.5532 | 6.4498 | 4.789 | 2031
[5 empty] | 2031-02-01 | 5.5673 | 5.5262 | 6.2726 | 5.1257 | 2031
[5 empty] | 2031-03-01 | 4.9937 | 4.9387 | 5.4732 | 4.9241 | 2031
[5 empty] | 2031-04-01 | 4.7357 | 4.6769 | 5.2072 | 4.6411 | 2031
[5 empty] | 2031-05-01 | 4.7023 | 4.6441 | 5.2014 | 4.5121 | 2031
[5 empty] | 2031-06-01 | 4.7505 | 4.6932 | 5.2571 | 4.5901 | 2031
[5 empty] | 2031-07-01 | 4.9093 | 4.8564 | 5.4916 | 4.5882 | 2031
[5 empty] | 2031-08-01 | 5.0469 | 4.9921 | 5.6314 | 4.737 | 2031
[5 empty] | 2031-09-01 | 5.0776 | 5.0215 | 5.6876 | 4.7952 | 2031
[5 empty] | 2031-10-01 | 5.1787 | 5.1176 | 5.7581 | 5.0945 | 2031
[5 empty] | 2031-11-01 | 5.4685 | 5.4146 | 6.0584 | 4.9017 | 2031
[5 empty] | 2031-12-01 | 5.5392 | 5.504 | 6.4448 | 4.5047 | 2031
[5 empty] | 2032-01-01 | 5.7196 | 5.6859 | 6.6386 | 4.923 | 2032
[5 empty] | 2032-02-01 | 5.5103 | 5.4703 | 6.2126 | 5.0693 | 2032
[5 empty] | 2032-03-01 | 5.0713 | 5.0148 | 5.568 | 5.0009 | 2032
[5 empty] | 2032-04-01 | 4.8042 | 4.744 | 5.2989 | 4.7088 | 2032
[5 empty] | 2032-05-01 | 4.7714 | 4.7118 | 5.2877 | 4.5805 | 2032
[5 empty] | 2032-06-01 | 4.801 | 4.7427 | 5.3244 | 4.6401 | 2032
[5 empty] | 2032-07-01 | 4.9926 | 4.9382 | 5.5747 | 4.6707 | 2032
[5 empty] | 2032-08-01 | 5.1097 | 5.0536 | 5.7085 | 4.7991 | 2032
[5 empty] | 2032-09-01 | 5.1474 | 5.0899 | 5.8007 | 4.8642 | 2032
[5 empty] | 2032-10-01 | 5.2649 | 5.2021 | 5.8499 | 5.1799 | 2032
[5 empty] | 2032-11-01 | 5.5775 | 5.5215 | 6.1796 | 5.0096 | 2032
[5 empty] | 2032-12-01 | 5.623 | 5.5861 | 6.4989 | 4.5877 | 2032
[5 empty] | 2033-01-01 | 5.8513 | 5.815 | 6.5282 | 5.0533 | 2033
[5 empty] | 2033-02-01 | 5.7319 | 5.6875 | 6.464 | 5.2886 | 2033
[5 empty] | 2033-03-01 | 5.0814 | 5.0247 | 5.6614 | 5.0109 | 2033
[5 empty] | 2033-04-01 | 4.8748 | 4.8132 | 5.3638 | 4.7787 | 2033
[5 empty] | 2033-05-01 | 4.8351 | 4.7742 | 5.3532 | 4.6435 | 2033
[5 empty] | 2033-06-01 | 4.8777 | 4.8179 | 5.3965 | 4.716 | 2033
[5 empty] | 2033-07-01 | 5.0574 | 5.0016 | 5.6375 | 4.7348 | 2033
[5 empty] | 2033-08-01 | 5.1737 | 5.1163 | 5.7579 | 4.8624 | 2033
[5 empty] | 2033-09-01 | 5.205 | 5.1463 | 5.8295 | 4.9212 | 2033
[5 empty] | 2033-10-01 | 5.3162 | 5.2525 | 5.9018 | 5.2306 | 2033
[5 empty] | 2033-11-01 | 5.6478 | 5.5904 | 6.2659 | 5.0792 | 2033
[5 empty] | 2033-12-01 | 5.6747 | 5.6368 | 6.5171 | 4.6388 | 2033
[5 empty] | 2034-01-01 | 5.8745 | 5.8377 | 6.721 | 5.0763 | 2034
[5 empty] | 2034-02-01 | 5.8666 | 5.8195 | 6.6183 | 5.4219 | 2034
[5 empty] | 2034-03-01 | 5.3256 | 5.264 | 5.8416 | 5.2526 | 2034
[5 empty] | 2034-04-01 | 5.0319 | 4.9672 | 5.536 | 4.9342 | 2034
[5 empty] | 2034-05-01 | 4.9924 | 4.9284 | 5.5242 | 4.7992 | 2034
[5 empty] | 2034-06-01 | 5.0278 | 4.965 | 5.5519 | 4.8645 | 2034
[5 empty] | 2034-07-01 | 5.1871 | 5.1288 | 5.7802 | 4.8631 | 2034
[5 empty] | 2034-08-01 | 5.3002 | 5.2403 | 5.9032 | 4.9876 | 2034
[5 empty] | 2034-09-01 | 5.3338 | 5.2724 | 6.0063 | 5.0486 | 2034
[5 empty] | 2034-10-01 | 5.4442 | 5.3778 | 6.0573 | 5.3573 | 2034
[5 empty] | 2034-11-01 | 5.6659 | 5.6081 | 6.4044 | 5.0971 | 2034
[5 empty] | 2034-12-01 | 5.7967 | 5.7563 | 6.6677 | 4.7595 | 2034
[5 empty] | 2035-01-01 | 6.0988 | 6.0575 | 6.874 | 5.2982 | 2035
[5 empty] | 2035-02-01 | 6.0674 | 6.0163 | 6.7228 | 5.6206 | 2035
[5 empty] | 2035-03-01 | 5.3657 | 5.3033 | 6.0027 | 5.2922 | 2035
[5 empty] | 2035-04-01 | 5.1774 | 5.1098 | 5.6992 | 5.0782 | 2035
[5 empty] | 2035-05-01 | 5.1478 | 5.0807 | 5.6809 | 4.953 | 2035
[5 empty] | 2035-06-01 | 5.1555 | 5.0901 | 5.6704 | 4.9908 | 2035
[5 empty] | 2035-07-01 | 5.307 | 5.2462 | 5.9559 | 4.9818 | 2035
[5 empty] | 2035-08-01 | 5.4346 | 5.372 | 6.0885 | 5.1206 | 2035
[5 empty] | 2035-09-01 | 5.4634 | 5.3994 | 6.1488 | 5.1768 | 2035
[5 empty] | 2035-10-01 | 5.565 | 5.4963 | 6.1921 | 5.4768 | 2035
[5 empty] | 2035-11-01 | 5.9031 | 5.8406 | 6.5606 | 5.3318 | 2035
[5 empty] | 2035-12-01 | 6.0329 | 5.9878 | 6.8389 | 4.9933 | 2035
[5 empty] | 2036-01-01 | 6.1321 | 6.0902 | 7.0597 | 5.3312 | 2036
[5 empty] | 2036-02-01 | 5.9684 | 5.9192 | 6.745 | 5.5225 | 2036
[5 empty] | 2036-03-01 | 5.5477 | 5.4817 | 6.2038 | 5.4724 | 2036
[5 empty] | 2036-04-01 | 5.342 | 5.2711 | 5.8799 | 5.241 | 2036
[5 empty] | 2036-05-01 | 5.3069 | 5.2366 | 5.816 | 5.1104 | 2036
[5 empty] | 2036-06-01 | 5.3329 | 5.264 | 5.8347 | 5.1664 | 2036
[5 empty] | 2036-07-01 | 5.4912 | 5.4267 | 6.1398 | 5.164 | 2036
[5 empty] | 2036-08-01 | 5.6069 | 5.5409 | 6.2845 | 5.2911 | 2036
[5 empty] | 2036-09-01 | 5.6362 | 5.5688 | 6.3376 | 5.3479 | 2036
[5 empty] | 2036-10-01 | 5.73 | 5.658 | 6.3747 | 5.6401 | 2036
[5 empty] | 2036-11-01 | 6.0512 | 5.9858 | 6.725 | 5.4783 | 2036
[5 empty] | 2036-12-01 | 6.079 | 6.033 | 7.0472 | 5.0388 | 2036
[5 empty] | 2037-01-01 | 6.3791 | 6.3322 | 7.1714 | 5.5756 | 2037
[5 empty] | 2037-02-01 | 6.2595 | 6.2045 | 7.0665 | 5.8106 | 2037
[5 empty] | 2037-03-01 | 5.6902 | 5.6212 | 6.3641 | 5.6133 | 2037
[5 empty] | 2037-04-01 | 5.4753 | 5.4017 | 6.027 | 5.3729 | 2037
[5 empty] | 2037-05-01 | 5.4526 | 5.3794 | 5.9575 | 5.2546 | 2037
[5 empty] | 2037-06-01 | 5.4951 | 5.4229 | 6.003 | 5.3269 | 2037
[5 empty] | 2037-07-01 | 5.6779 | 5.6097 | 6.3358 | 5.3488 | 2037
[5 empty] | 2037-08-01 | 5.7552 | 5.6862 | 6.4583 | 5.4378 | 2037
[5 empty] | 2037-09-01 | 5.7902 | 5.7198 | 6.5153 | 5.5002 | 2037
[5 empty] | 2037-10-01 | 5.8965 | 5.8211 | 6.5535 | 5.8049 | 2037
[5 empty] | 2037-11-01 | 6.0675 | 6.0018 | 6.8757 | 5.4945 | 2037
[5 empty] | 2037-12-01 | 6.2014 | 6.153 | 7.183 | 5.16 | 2037
[5 empty] | 2038-01-01 | 6.4426 | 6.3945 | 7.4266 | 5.6385 | 2038
[5 empty] | 2038-02-01 | 6.4116 | 6.3536 | 7.2418 | 5.9612 | 2038
[5 empty] | 2038-03-01 | 5.853 | 5.7809 | 6.5584 | 5.7745 | 2038
[5 empty] | 2038-04-01 | 5.6552 | 5.578 | 6.1965 | 5.5509 | 2038
[5 empty] | 2038-05-01 | 5.6518 | 5.5746 | 6.1709 | 5.4517 | 2038
[5 empty] | 2038-06-01 | 5.6933 | 5.6171 | 6.2154 | 5.523 | 2038
[5 empty] | 2038-07-01 | 5.8719 | 5.7999 | 6.5427 | 5.5407 | 2038
[5 empty] | 2038-08-01 | 5.9626 | 5.8895 | 6.6926 | 5.6431 | 2038
[5 empty] | 2038-09-01 | 5.9937 | 5.9192 | 6.7293 | 5.7016 | 2038
[5 empty] | 2038-10-01 | 6.0951 | 6.0157 | 6.7686 | 6.0013 | 2038
[5 empty] | 2038-11-01 | 6.2716 | 6.2017 | 7.097 | 5.6964 | 2038
[5 empty] | 2038-12-01 | 6.4133 | 6.3605 | 7.402 | 5.3696 | 2038
[5 empty] | 2039-01-01 | 6.5959 | 6.5447 | 7.614 | 5.7901 | 2039
[5 empty] | 2039-02-01 | 6.5739 | 6.5126 | 7.4235 | 6.1217 | 2039
[5 empty] | 2039-03-01 | 6.0242 | 5.9486 | 6.7503 | 5.9438 | 2039
[5 empty] | 2039-04-01 | 5.8279 | 5.7473 | 6.3825 | 5.7219 | 2039
[5 empty] | 2039-05-01 | 5.8235 | 5.7428 | 6.3585 | 5.6215 | 2039
[5 empty] | 2039-06-01 | 5.8608 | 5.7813 | 6.4071 | 5.6887 | 2039
[5 empty] | 2039-07-01 | 6.0741 | 5.998 | 6.8064 | 5.7407 | 2039
[5 empty] | 2039-08-01 | 6.1956 | 6.1178 | 6.9772 | 5.8736 | 2039
[5 empty] | 2039-09-01 | 6.2333 | 6.154 | 7.0188 | 5.9386 | 2039
[5 empty] | 2039-10-01 | 6.3292 | 6.2451 | 7.0598 | 6.233 | 2039
[5 empty] | 2039-11-01 | 6.6661 | 6.5883 | 7.3999 | 6.0868 | 2039
[5 empty] | 2039-12-01 | 6.6777 | 6.6197 | 7.7038 | 5.6313 | 2039
[5 empty] | 2040-01-01 | 6.8948 | 6.8376 | 7.949 | 6.0859 | 2040
[5 empty] | 2040-02-01 | 6.6386 | 6.576 | 7.4903 | 6.1857 | 2040
[5 empty] | 2040-03-01 | 6.2763 | 6.1957 | 7.0344 | 6.1933 | 2040
[5 empty] | 2040-04-01 | 6.076 | 5.9904 | 6.6597 | 5.9673 | 2040
[5 empty] | 2040-05-01 | 6.0951 | 6.009 | 6.6523 | 5.8903 | 2040
[5 empty] | 2040-06-01 | 6.144 | 6.0588 | 6.7105 | 5.9689 | 2040
[5 empty] | 2040-07-01 | 6.3681 | 6.2862 | 7.1224 | 6.0317 | 2040
[5 empty] | 2040-08-01 | 6.4655 | 6.3823 | 7.2782 | 6.1407 | 2040
[5 empty] | 2040-09-01 | 6.5063 | 6.4216 | 7.3232 | 6.2088 | 2040
[5 empty] | 2040-10-01 | 6.604 | 6.5145 | 7.3661 | 6.5049 | 2040
[5 empty] | 2040-11-01 | 6.8437 | 6.7623 | 7.7302 | 6.2625 | 2040
[5 empty] | 2040-12-01 | 7.0045 | 6.9399 | 8.0858 | 5.9546 | 2040
[5 empty] | 2041-01-01 | 7.061 | 7.0005 | 8.1275 | 6.2503 | 2041
[5 empty] | 2041-02-01 | 7.011 | 6.941 | 7.9177 | 6.5543 | 2041
[5 empty] | 2041-03-01 | 6.4816 | 6.3969 | 7.2902 | 6.3964 | 2041
[5 empty] | 2041-04-01 | 6.277 | 6.1874 | 6.8988 | 6.1662 | 2041
[5 empty] | 2041-05-01 | 6.295 | 6.2049 | 6.8808 | 6.0881 | 2041
[5 empty] | 2041-06-01 | 6.3591 | 6.2696 | 6.9514 | 6.1818 | 2041
[5 empty] | 2041-07-01 | 6.5738 | 6.4877 | 7.3628 | 6.2352 | 2041
[5 empty] | 2041-08-01 | 6.6727 | 6.5855 | 7.5227 | 6.3458 | 2041
[5 empty] | 2041-09-01 | 6.7131 | 6.6243 | 7.5673 | 6.4135 | 2041
[5 empty] | 2041-10-01 | 6.81 | 6.7164 | 7.6149 | 6.7087 | 2041
[5 empty] | 2041-11-01 | 7.0251 | 6.9401 | 7.9355 | 6.442 | 2041
[5 empty] | 2041-12-01 | 7.1806 | 7.1125 | 8.2677 | 6.1289 | 2041
[5 empty] | 2042-01-01 | 7.5272 | 7.4574 | 8.5099 | 6.7117 | 2042
[5 empty] | 2042-02-01 | 7.3103 | 7.2342 | 8.2507 | 6.8504 | 2042
[5 empty] | 2042-03-01 | 6.7891 | 6.6982 | 7.6317 | 6.7007 | 2042
[5 empty] | 2042-04-01 | 6.6597 | 6.5624 | 7.2904 | 6.5449 | 2042
[5 empty] | 2042-05-01 | 6.6585 | 6.5611 | 7.2917 | 6.4477 | 2042
[5 empty] | 2042-06-01 | 6.7269 | 6.6301 | 7.3671 | 6.5458 | 2042
[5 empty] | 2042-07-01 | 6.9249 | 6.8317 | 7.768 | 6.5826 | 2042
[5 empty] | 2042-08-01 | 7.0307 | 6.9362 | 7.9135 | 6.7 | 2042
[5 empty] | 2042-09-01 | 7.0695 | 6.9734 | 7.9566 | 6.7661 | 2042
[5 empty] | 2042-10-01 | 7.1612 | 7.0606 | 8.0056 | 7.0563 | 2042
[5 empty] | 2042-11-01 | 7.3709 | 7.279 | 8.3161 | 6.7842 | 2042
[5 empty] | 2042-12-01 | 7.536 | 7.4609 | 8.6683 | 6.4805 | 2042
[5 empty] | 2043-01-01 | 7.7548 | 7.6804 | 8.9296 | 6.9368 | 2043
[5 empty] | 2043-02-01 | 7.6707 | 7.5875 | 8.6609 | 7.207 | 2043
[5 empty] | 2043-03-01 | 7.2701 | 7.1696 | 8.0194 | 7.1766 | 2043
[5 empty] | 2043-04-01 | 6.9738 | 6.8702 | 7.6305 | 6.8556 | 2043
[5 empty] | 2043-05-01 | 6.9555 | 6.8522 | 7.6119 | 6.7417 | 2043
[5 empty] | 2043-06-01 | 7.0485 | 6.9452 | 7.7104 | 6.8639 | 2043
[5 empty] | 2043-07-01 | 7.2395 | 7.1401 | 8.1234 | 6.8939 | 2043
[5 empty] | 2043-08-01 | 7.3515 | 7.2506 | 8.2521 | 7.0174 | 2043
[5 empty] | 2043-09-01 | 7.3953 | 7.2928 | 8.3123 | 7.0885 | 2043
[5 empty] | 2043-10-01 | 7.4925 | 7.3852 | 8.3729 | 7.3841 | 2043
[5 empty] | 2043-11-01 | 7.7169 | 7.6181 | 8.6892 | 7.1265 | 2043
[5 empty] | 2043-12-01 | 7.8963 | 7.8139 | 9.0762 | 6.8371 | 2043
[5 empty] | 2044-01-01 | 8.1594 | 8.0769 | 9.2545 | 7.3372 | 2044
[5 empty] | 2044-02-01 | 7.8486 | 7.7618 | 8.8233 | 7.383 | 2044
[5 empty] | 2044-03-01 | 7.4752 | 7.3706 | 8.3888 | 7.3796 | 2044
[5 empty] | 2044-04-01 | 7.2827 | 7.173 | 8.0468 | 7.1614 | 2044
[5 empty] | 2044-05-01 | 7.3256 | 7.2149 | 8.0032 | 7.1079 | 2044
[5 empty] | 2044-06-01 | 7.4206 | 7.3098 | 8.1021 | 7.2322 | 2044
[5 empty] | 2044-07-01 | 7.6241 | 7.517 | 8.5082 | 7.2745 | 2044
[5 empty] | 2044-08-01 | 7.7169 | 7.6087 | 8.6453 | 7.379 | 2044
[5 empty] | 2044-09-01 | 7.734 | 7.6246 | 8.6664 | 7.4236 | 2044
[5 empty] | 2044-10-01 | 7.8414 | 7.7272 | 8.7468 | 7.7293 | 2044
[5 empty] | 2044-11-01 | 8.0445 | 7.9391 | 9.0549 | 7.4507 | 2044
[5 empty] | 2044-12-01 | 8.2283 | 8.1392 | 9.4304 | 7.1655 | 2044
[5 empty] | 2045-01-01 | 8.4571 | 8.3687 | 9.7156 | 7.6318 | 2045
[5 empty] | 2045-02-01 | 8.3526 | 8.2558 | 9.3912 | 7.8818 | 2045
[5 empty] | 2045-03-01 | 7.7585 | 7.6482 | 8.7035 | 7.6599 | 2045
[5 empty] | 2045-04-01 | 7.5928 | 7.4769 | 8.3765 | 7.4682 | 2045
[5 empty] | 2045-05-01 | 7.6375 | 7.5206 | 8.3352 | 7.4165 | 2045
[5 empty] | 2045-06-01 | 7.725 | 7.6082 | 8.428 | 7.5334 | 2045
[5 empty] | 2045-07-01 | 7.9438 | 7.8302 | 8.8594 | 7.5908 | 2045
[5 empty] | 2045-08-01 | 8.0393 | 7.9246 | 9.0015 | 7.6979 | 2045
[5 empty] | 2045-09-01 | 8.0584 | 7.9426 | 9.0244 | 7.7446 | 2045
[5 empty] | 2045-10-01 | 8.1675 | 8.0467 | 9.1059 | 8.052 | 2045
[5 empty] | 2045-11-01 | 8.3681 | 8.2563 | 9.4273 | 7.7709 | 2045
[5 empty] | 2045-12-01 | 8.5447 | 8.4493 | 9.791 | 7.4786 | 2045
[5 empty] | 2046-01-01 | 8.7825 | 8.6876 | 10.087 | 7.9538 | 2046
[5 empty] | 2046-02-01 | 8.6669 | 8.5638 | 9.7559 | 8.1928 | 2046
[5 empty] | 2046-03-01 | 8.0536 | 7.9374 | 9.0311 | 7.9519 | 2046
[5 empty] | 2046-04-01 | 7.9216 | 7.7991 | 8.6523 | 7.7935 | 2046
[5 empty] | 2046-05-01 | 7.8887 | 7.7667 | 8.6085 | 7.665 | 2046
[5 empty] | 2046-06-01 | 7.9846 | 7.8626 | 8.7102 | 7.7902 | 2046
[5 empty] | 2046-07-01 | 8.1631 | 8.0452 | 9.0987 | 7.8079 | 2046
[5 empty] | 2046-08-01 | 8.2708 | 8.1515 | 9.2614 | 7.927 | 2046
[5 empty] | 2046-09-01 | 8.3111 | 8.1902 | 9.3101 | 7.9947 | 2046
[5 empty] | 2046-10-01 | 8.4292 | 8.3032 | 9.3819 | 8.3109 | 2046
[5 empty] | 2046-11-01 | 8.7615 | 8.6418 | 9.7001 | 8.1602 | 2046
[5 empty] | 2046-12-01 | 8.9891 | 8.8848 | 10.1726 | 7.9183 | 2046
[5 empty] | 2047-01-01 | 9.1079 | 9.0065 | 10.4814 | 8.2758 | 2047
[5 empty] | 2047-02-01 | 8.9531 | 8.8443 | 10.0568 | 8.476 | 2047
[5 empty] | 2047-03-01 | 8.3391 | 8.2172 | 9.3499 | 8.2344 | 2047
[5 empty] | 2047-04-01 | 8.2141 | 8.0857 | 8.9647 | 8.0829 | 2047
[5 empty] | 2047-05-01 | 8.1753 | 8.0476 | 8.9145 | 7.9486 | 2047
[5 empty] | 2047-06-01 | 8.2794 | 8.1515 | 9.0247 | 8.0819 | 2047
[5 empty] | 2047-07-01 | 8.4819 | 8.3576 | 9.4441 | 8.1233 | 2047
[5 empty] | 2047-08-01 | 8.6057 | 8.4798 | 9.6161 | 8.2584 | 2047
[5 empty] | 2047-09-01 | 8.656 | 8.5282 | 9.6719 | 8.336 | 2047
[5 empty] | 2047-10-01 | 8.7612 | 8.6285 | 9.74 | 8.6395 | 2047
[5 empty] | 2047-11-01 | 8.9913 | 8.8671 | 10.1069 | 8.3876 | 2047
[5 empty] | 2047-12-01 | 9.2428 | 9.1335 | 10.6213 | 8.1695 | 2047
[5 empty] | 2048-01-01 | 9.2307 | 9.1268 | 10.632 | 8.3972 | 2048
[5 empty] | 2048-02-01 | 9.0757 | 8.9644 | 10.2126 | 8.5973 | 2048
[5 empty] | 2048-03-01 | 8.673 | 8.5445 | 9.712 | 8.5649 | 2048
[5 empty] | 2048-04-01 | 8.6085 | 8.4722 | 9.3827 | 8.4732 | 2048
[5 empty] | 2048-05-01 | 8.5763 | 8.4406 | 9.3395 | 8.3454 | 2048
[5 empty] | 2048-06-01 | 8.6621 | 8.5266 | 9.4307 | 8.4607 | 2048
[5 empty] | 2048-07-01 | 8.8919 | 8.7595 | 9.883 | 8.529 | 2048
[5 empty] | 2048-08-01 | 8.9994 | 8.8655 | 10.052 | 8.648 | 2048
[5 empty] | 2048-09-01 | 9.0345 | 8.8992 | 10.0918 | 8.7105 | 2048
[5 empty] | 2048-10-01 | 9.1489 | 9.0085 | 10.1818 | 9.0231 | 2048
[5 empty] | 2048-11-01 | 9.3846 | 9.2524 | 10.5568 | 8.7767 | 2048
[5 empty] | 2048-12-01 | 9.61 | 9.4933 | 10.9915 | 8.5327 | 2048
[5 empty] | 2049-01-01 | 9.8874 | 9.7704 | 11.3368 | 9.0471 | 2049
[5 empty] | 2049-02-01 | 9.7421 | 9.6175 | 10.9496 | 9.2567 | 2049
[5 empty] | 2049-03-01 | 9.3401 | 9.1982 | 10.2656 | 9.2249 | 2049
[5 empty] | 2049-04-01 | 9.0391 | 8.8942 | 9.8385 | 8.8993 | 2049
[5 empty] | 2049-05-01 | 9.0326 | 8.8878 | 9.8159 | 8.797 | 2049
[5 empty] | 2049-06-01 | 9.1102 | 8.9657 | 9.8987 | 8.904 | 2049
[5 empty] | 2049-07-01 | 9.289 | 9.1486 | 10.3087 | 8.9219 | 2049
[5 empty] | 2049-08-01 | 9.3938 | 9.252 | 10.4722 | 9.0382 | 2049
[5 empty] | 2049-09-01 | 9.4302 | 9.287 | 10.5211 | 9.102 | 2049
[5 empty] | 2049-10-01 | 9.5503 | 9.4018 | 10.6507 | 9.4203 | 2049
[5 empty] | 2049-11-01 | 9.7133 | 9.5745 | 10.9125 | 9.1019 | 2049
[5 empty] | 2049-12-01 | 9.9444 | 9.8211 | 11.348 | 8.8636 | 2049
[5 empty] | 2050-01-01 | 10.2343 | 10.1103 | 11.7209 | 9.3903 | 2050
[5 empty] | 2050-02-01 | 10.1048 | 9.9729 | 11.3373 | 9.6155 | 2050
[5 empty] | 2050-03-01 | 9.5792 | 9.4325 | 10.6838 | 9.4615 | 2050
[5 empty] | 2050-04-01 | 9.4286 | 9.2759 | 10.3229 | 9.2847 | 2050
[5 empty] | 2050-05-01 | 9.4839 | 9.33 | 10.2928 | 9.2435 | 2050
[5 empty] | 2050-06-01 | 9.5694 | 9.4157 | 10.3837 | 9.3584 | 2050
[5 empty] | 2050-07-01 | 9.8121 | 9.6612 | 10.8651 | 9.4396 | 2050
[5 empty] | 2050-08-01 | 9.9591 | 9.806 | 11.0627 | 9.5976 | 2050
[5 empty] | 2050-09-01 | 10.0046 | 9.8498 | 11.1132 | 9.6704 | 2050
[5 empty] | 2050-10-01 | 10.1218 | 9.962 | 11.2431 | 9.9858 | 2050
[5 empty] | 2050-11-01 | 10.4159 | 10.2631 | 11.6786 | 9.7972 | 2050
[5 empty] | 2050-12-01 | 10.6391 | 10.5019 | 12.121 | 9.551 | 2050
[5 empty] | 2051-01-01 | 10.4699 | 10.3412 | 11.9902 | 9.6234 | 2051
[5 empty] | 2051-02-01 | 10.3374 | 10.2009 | 11.5979 | 9.8458 | 2051
[5 empty] | 2051-03-01 | 9.7998 | 9.6487 | 10.9293 | 9.6798 | 2051
[5 empty] | 2051-04-01 | 9.6457 | 9.4887 | 10.56 | 9.4995 | 2051
[5 empty] | 2051-05-01 | 9.7022 | 9.544 | 10.5293 | 9.4595 | 2051
[5 empty] | 2051-06-01 | 9.7897 | 9.6316 | 10.6223 | 9.5764 | 2051
[5 empty] | 2051-07-01 | 10.038 | 9.8826 | 11.1147 | 9.6631 | 2051
[5 empty] | 2051-08-01 | 10.1885 | 10.0308 | 11.3169 | 9.8245 | 2051
[5 empty] | 2051-09-01 | 10.2349 | 10.0756 | 11.3685 | 9.8983 | 2051
[5 empty] | 2051-10-01 | 10.3549 | 10.1904 | 11.5015 | 10.2164 | 2051
[5 empty] | 2051-11-01 | 10.6557 | 10.4982 | 11.947 | 10.0345 | 2051
[5 empty] | 2051-12-01 | 10.8841 | 10.7419 | 12.3995 | 9.7934 | 2051
[5 empty] | 2052-01-01 | 10.711 | 10.5775 | 12.2658 | 9.862 | 2052
[5 empty] | 2052-02-01 | 10.5755 | 10.4342 | 11.8643 | 10.0813 | 2052
[5 empty] | 2052-03-01 | 10.0254 | 9.8698 | 11.1805 | 9.903 | 2052
[5 empty] | 2052-04-01 | 9.8677 | 9.7063 | 10.8026 | 9.7192 | 2052
[5 empty] | 2052-05-01 | 9.9257 | 9.763 | 10.7711 | 9.6807 | 2052
[5 empty] | 2052-06-01 | 10.0151 | 9.8525 | 10.8663 | 9.7994 | 2052
[5 empty] | 2052-07-01 | 10.2692 | 10.1092 | 11.3701 | 9.8918 | 2052
[5 empty] | 2052-08-01 | 10.4229 | 10.2607 | 11.5769 | 10.0566 | 2052
[5 empty] | 2052-09-01 | 10.4706 | 10.3065 | 11.6298 | 10.1315 | 2052
[5 empty] | 2052-10-01 | 10.5933 | 10.424 | 11.7657 | 10.4523 | 2052
[5 empty] | 2052-11-01 | 10.9011 | 10.7386 | 12.2215 | 10.2773 | 2052
[5 empty] | 2052-12-01 | 11.1347 | 10.9875 | 12.6845 | 10.0414 | 2052
[5 empty] | 2053-01-01 | 10.9576 | 10.8192 | 12.5476 | 10.106 | 2053
[5 empty] | 2053-02-01 | 10.819 | 10.6728 | 12.137 | 10.3222 | 2053
[5 empty] | 2053-03-01 | 10.2562 | 10.096 | 11.4374 | 10.1314 | 2053
[5 empty] | 2053-04-01 | 10.095 | 9.929 | 11.0508 | 9.9441 | 2053
[5 empty] | 2053-05-01 | 10.1543 | 9.987 | 11.0186 | 9.9068 | 2053
[5 empty] | 2053-06-01 | 10.2457 | 10.0785 | 11.116 | 10.0276 | 2053
[5 empty] | 2053-07-01 | 10.5056 | 10.3409 | 11.6314 | 10.1257 | 2053
[5 empty] | 2053-08-01 | 10.6629 | 10.4959 | 11.8429 | 10.2941 | 2053
[5 empty] | 2053-09-01 | 10.7116 | 10.5428 | 11.897 | 10.37 | 2053
[5 empty] | 2053-10-01 | 10.8372 | 10.663 | 12.036 | 10.6937 | 2053
[5 empty] | 2053-11-01 | 11.152 | 10.9845 | 12.5023 | 10.5256 | 2053
[5 empty] | 2053-12-01 | 11.391 | 11.2387 | 12.976 | 10.2951 | 2053
[5 empty] | 0 | #N/A | #N/A | #N/A | #N/A | 1900
Note on H5: PacifiCorp: Date that deal is evaluated.

## Table 5
| Appendix D | [20 empty] | laST Plexos Model Year | 2044
| Table 5 | [9 empty] | Study_Name:
| Avoided Cost Resource - 100.0 MW and 100.0% CF | [7 empty] | 2026-01-01 |  | Avoided Cost Resource |  |  |  | 15 Year Starting 2028 | 15 Year Starting 2027 | 15 Year Starting 2026
| January 2026 through December 2045 | [6 empty] | Start | 2026-01-01 |  | Resource Capacity |  | start |  | 37 | 25 | 13
| Nominal Avoided Costs Calculated Monthly | [6 empty] | End | 2045-12-01 |  | 100 | MW | end |  | 216 | 204 | 192
15 Year Starting 2028 |  | 345863189.7786 | 0 | 345863189.7786 | 8546283.8832 | 40.4694 | [15 empty] | Resource type
15 Year Starting 2027 |  | 332865160.5613 | 0 | 332865160.5613 | 8545875.502 | 38.9504 |  |  |  |  | 100% | CF | [9 empty] | Thermal
| Nominal NPV at 6.38% Discount Rate | [6 empty] | Discount Rate - 2025 IRP | [13 empty] | THM_QF_UTN_QF_Sch38_UT
15 Year Starting 2026 |  | 319643453.6582 | 0 | 319643453.6582 | 8545491.613 | 37.4049 |  | 6.38% | 0.5167%
|  | Energy | Capacity $ | Total | Total | AC Price | [10 empty] | Summer | Summer |  |  | Inflation | Degradation for Adj beyond 2046
| Month | Avoided $ | 100.0% CF | Dollars | MWH | 100.0% CF | Offset | Year | Date Test | Offset |  |  |  | Total | energy | capacity | Energy | Capacity | Winter
| 2026-01-01 | 2290071.6944 | 0 | 2290071.6944 | 74400 | 30.7805 | 14 | 2026 | 2026-01-01 | 840 | Total Net Power Cost ($ 000) | [7 empty] | Winter |  | 2.18% | 0%
| 2026-02-01 | 2038531.019 | 0 | 2038531.019 | 67200 | 30.3353 | 15 | 2026 | 2026-02-01 | 1151 | THM_QF_UTN_QF_Sch38_UT | [7 empty] | Winter |  | 2.18% | 0%
| 2026-03-01 | 1403970.309 | 0 | 1403970.309 | 74400 | 18.8706 | 16 | 2026 | 2026-03-01 | [9 empty] | Winter |  | 2.18% | 0%
| 2026-04-01 | 1251666.899 | 0 | 1251666.899 | 72000 | 17.3843 | 17 | 2026 | 2026-04-01 | 2026 | 24009333.8434 | 0 | 876000 | 27.4079 | 27.4079 | 0 | 8517851.1919 | 0 | Winter | 24009333.8434 | 2.18% | 0%
| 2026-05-01 | 1595805.5564 | 0 | 1595805.5564 | 74400 | 21.449 | 18 | 2026 | 2026-05-01 | 2027 | 26761142.487 | 0 | 876000 | 30.5492 | 30.5492 | 0 | 9276506.5446 | 0 | Summer | 26761142.487 | 2.18% | 0%
| 2026-06-01 | 1693944.4442 | 0 | 1693944.4442 | 72000 | 23.527 | 19 | 2026 | 2026-06-01 | 2028 | 28189357.064 | 0 | 878400 | 32.0917 | 32.0917 | 0 | 9251318.8403 | 0 | Summer | 28189357.064 | 2.18% | 0%
| 2026-07-01 | 2473537.8947 | 0 | 2473537.8947 | 74400 | 33.2465 | 20 | 2026 | 2026-07-01 | 2029 | 31002502.4042 | 0 | 876000 | 35.391 | 35.391 | 0 | 10474731.9051 | 0 | Summer | 31002502.4042 | 2.18% | 0%
| 2026-08-01 | 2754563.2966 | 0 | 2754563.2966 | 74400 | 37.0237 | 21 | 2026 | 2026-08-01 | 2030 | 33692211.5052 | 0 | 876000 | 38.4614 | 38.4614 | 0 | 11375215.0087 | 0 | Summer | 33692211.5052 | 2.18% | 0%
| 2026-09-01 | 2003587.7268 | 0 | 2003587.7268 | 72000 | 27.8276 | 22 | 2026 | 2026-09-01 | 2031 | 34130740.0515 | 0 | 876000 | 38.962 | 38.962 | 0 | 11320255.7877 | 0 | Winter | 34130740.0515 | 2.18% | 0%
| 2026-10-01 | 1627496.0992 | 0 | 1627496.0992 | 74400 | 21.8749 | 23 | 2026 | 2026-10-01 | 2032 | 33205836.9585 | 0 | 878400 | 37.8026 | 37.8026 | 0 | 10959176.4668 | 0 | Winter | 33205836.9585 | 2.18% | 0%
| 2026-11-01 | 2190176.5891 | 0 | 2190176.5891 | 72000 | 30.4191 | 24 | 2026 | 2026-11-01 | 2033 | 33607226.2029 | 0 | 876000 | 38.3644 | 38.3644 | 0 | 11014505.047 | 0 | Winter | 33607226.2029 | 2.18% | 0%
| 2026-12-01 | 2685982.3151 | 0 | 2685982.3151 | 74400 | 36.1019 | 25 | 2026 | 2026-12-01 | 2034 | 34788200.8608 | 0 | 876000 | 39.7126 | 39.7126 | 0 | 11429573.0869 | 0 | Winter | 34788200.8608 | 2.18% | 0%
| 2027-01-01 | 2853662.7937 | 0 | 2853662.7937 | 74400 | 38.3557 | 27 | 2027 | 2027-01-01 | 2035 | 35430763.7881 | 0 | 876000 | 40.4461 | 40.4461 | 0 | 11886954.0966 | 0 | Winter | 35430763.7881 | 2.18% | 0%
| 2027-02-01 | 2458752.1403 | 0 | 2458752.1403 | 67200 | 36.5886 | 28 | 2027 | 2027-02-01 | 2036 | 36627720.8415 | 0 | 878400 | 41.6982 | 41.6982 | 0 | 12299376.6303 | 0 | Winter | 36627720.8415 | 2.18% | 0%
| 2027-03-01 | 1638612.3882 | 0 | 1638612.3882 | 74400 | 22.0244 | 29 | 2027 | 2027-03-01 | 2037 | 38265043.6272 | 0 | 876000 | 43.6816 | 43.6816 | 0 | 12635776.5545 | 0 | Winter | 38265043.6272 | 2.18% | 0%
| 2027-04-01 | 1380693.7275 | 0 | 1380693.7275 | 72000 | 19.1763 | 30 | 2027 | 2027-04-01 | 2038 | 39709799.3499 | 0 | 876000 | 45.3308 | 45.3308 | 0 | 12684957.0457 | 0 | Winter | 39709799.3499 | 2.18% | 0%
| 2027-05-01 | 1647423.9825 | 0 | 1647423.9825 | 74400 | 22.1428 | 31 | 2027 | 2027-05-01 | 2039 | 40707761.8315 | 0 | 876000 | 46.47 | 46.47 | 0 | 13011532.0121 | 0 | Summer | 40707761.8315 | 2.18% | 0%
| 2027-06-01 | 1747264.1019 | 0 | 1747264.1019 | 72000 | 24.2676 | 32 | 2027 | 2027-06-01 | 2040 | 41448024.6258 | 0 | 878400 | 47.1858 | 47.1858 | 0 | 13221219.2324 | 0 | Summer | 41448024.6258 | 2.18% | 0%
| 2027-07-01 | 2758854.9196 | 0 | 2758854.9196 | 74400 | 37.0814 | 33 | 2027 | 2027-07-01 | 2041 | 43083592.9337 | 0 | 876000 | 49.1822 | 49.1822 | 0 | 13666213.6479 | 0 | Summer | 43083592.9337 | 2.18% | 0%
| 2027-08-01 | 3122963.5406 | 0 | 3122963.5406 | 74400 | 41.9753 | 34 | 2027 | 2027-08-01 | 2042 | 47428331.8502 | 0 | 876000 | 54.1419 | 54.1419 | 0 | 14772859.8281 | 0 | Summer | 47428331.8502 | 2.18% | 0%
| 2027-09-01 | 2158655.6541 | 0 | 2158655.6541 | 72000 | 29.9813 | 35 | 2027 | 2027-09-01 | 2043 | 52599432.6819 | 0 | 876000 | 60.045 | 60.045 | 0 | 16403894.9626 | 0 | Winter | 52599432.6819 | 2.18% | 0%
| 2027-10-01 | 1654581.3558 | 0 | 1654581.3558 | 74400 | 22.239 | 36 | 2027 | 2027-10-01 | 2044 | 54971086.0238 | 0 | 878400 | 62.5809 | 62.5809 | 0 | 17090951.0879 | 0 | Winter | 54971086.0238 | 2.18% | 0%
| 2027-11-01 | 2286356.6802 | 0 | 2286356.6802 | 72000 | 31.755 | 37 | 2027 | 2027-11-01 | 2045 | 56169455.6991 | 0 | 876000 | 64.1204 | 64.1204 | 0 | 17463533.8216 | 0 | Winter | 56169455.6991 | 2.18% | 0%
| 2027-12-01 | 3053321.2027 | 0 | 3053321.2027 | 74400 | 41.0393 | 38 | 2027 | 2027-12-01 | 2046 | 57393949.8334 | 0 | 876000 | 65.5182 | 65.5182 | 0 | 17844238.859 | 0 | Winter | 57393949.8334 | 2.18% | 0%
| 2028-01-01 | 3104901.3051 | 0 | 3104901.3051 | 74400 | 41.7325 | 40 | 2028 | 2028-01-01 | 2047 | 58645137.9397 | 0 | 876000 | 66.9465 | 66.9465 | 0 | 18233243.2661 | 0 | Winter | 58645137.9397 | 2.18% | 0%
| 2028-02-01 | 2591550.2071 | 0 | 2591550.2071 | 69600 | 37.2349 | 41 | 2028 | 2028-02-01 | 2048 | 0 | 0 | 0 | #DIV/0! | #DIV/0! | 0 | 0 | 0 | Winter | 0 | 2.18% | 0%
| 2028-03-01 | 1680608 | 0 | 1680608 | 74400 | 22.5888 | 42 | 2028 | 2028-03-01 | 2049 | 0 | 0 | 0 | #DIV/0! | #DIV/0! | 0 | 0 | 0 | Winter | 0 | 2.18% | 0%
| 2028-04-01 | 1417941.0144 | 0 | 1417941.0144 | 72000 | 19.6936 | 43 | 2028 | 2028-04-01 | 2050 | 0 | 0 | 0 | #DIV/0! | #DIV/0! | 0 | 0 | 0 | Winter | 0 | 2.18% | 0%
| 2028-05-01 | 1560865.9219 | 0 | 1560865.9219 | 74400 | 20.9794 | 44 | 2028 | 2028-05-01 | 2051 | 0 | 0 | 0 | #DIV/0! | #DIV/0! | 0 | 0 | 0 | Summer | 0 | 2.18% | 0%
| 2028-06-01 | 1660030.3763 | 0 | 1660030.3763 | 72000 | 23.056 | 45 | 2028 | 2028-06-01 | 2052 | [8 empty] | Summer | 0 | 2.18% | 0%
| 2028-07-01 | 2824931.2821 | 0 | 2824931.2821 | 74400 | 37.9695 | 46 | 2028 | 2028-07-01 | [9 empty] | Summer | 0 | 2.18% | 0%
| 2028-08-01 | 3205491.2601 | 0 | 3205491.2601 | 74400 | 43.0846 | 47 | 2028 | 2028-08-01 | [9 empty] | Summer | 0 | 2.18% | 0%
| 2028-09-01 | 2426734.3955 | 0 | 2426734.3955 | 72000 | 33.7046 | 48 | 2028 | 2028-09-01 | [9 empty] | Winter | 0 | 2.18% | 0%
| 2028-10-01 | 1750446.5921 | 0 | 1750446.5921 | 74400 | 23.5275 | 49 | 2028 | 2028-10-01 | [9 empty] | Winter | 0 | 2.18% | 0%
| 2028-11-01 | 2577711.7781 | 0 | 2577711.7781 | 72000 | 35.8016 | 50 | 2028 | 2028-11-01 | [9 empty] | Winter | 0 | 2.18% | 0%
| 2028-12-01 | 3388144.9315 | 0 | 3388144.9315 | 74400 | 45.5396 | 51 | 2028 | 2028-12-01 | [9 empty] | Winter | 0 | 2.18% | 0%
| 2029-01-01 | 3130890.9831 | 0 | 3130890.9831 | 74400 | 42.0819 | 53 | 2029 | 2029-01-01 | [9 empty] | Winter | 0 | 2.18% | 0%
| 2029-02-01 | 2766122.1712 | 0 | 2766122.1712 | 67200 | 41.1625 | 54 | 2029 | 2029-02-01 | [9 empty] | Winter | 0 | 2.18% | 0%
| 2029-03-01 | 1977521.3413 | 0 | 1977521.3413 | 74400 | 26.5796 | 55 | 2029 | 2029-03-01 | [9 empty] | Winter |  | 2.18% | 0%
| 2029-04-01 | 1516684.9602 | 0 | 1516684.9602 | 72000 | 21.0651 | 56 | 2029 | 2029-04-01 | [9 empty] | Winter |  | 2.18% | 0%
| 2029-05-01 | 1691136.6472 | 0 | 1691136.6472 | 74400 | 22.7303 | 57 | 2029 | 2029-05-01 | [9 empty] | Summer |  | 2.18% | 0%
| 2029-06-01 | 2099116.4325 | 0 | 2099116.4325 | 72000 | 29.1544 | 58 | 2029 | 2029-06-01 | [9 empty] | Summer |  | 2.18% | 0%
| 2029-07-01 | 3301942.5286 | 0 | 3301942.5286 | 74400 | 44.3809 | 59 | 2029 | 2029-07-01 | [9 empty] | Summer |  | 2.18% | 0%
| 2029-08-01 | 3382536.2968 | 0 | 3382536.2968 | 74400 | 45.4642 | 60 | 2029 | 2029-08-01 | [9 empty] | Summer |  | 2.18% | 0%
| 2029-09-01 | 2898609.4901 | 0 | 2898609.4901 | 72000 | 40.2585 | 61 | 2029 | 2029-09-01 | [9 empty] | Winter |  | 2.18% | 0%
| 2029-10-01 | 2213241.6357 | 0 | 2213241.6357 | 74400 | 29.7479 | 62 | 2029 | 2029-10-01 | [9 empty] | Winter |  | 2.18% | 0%
| 2029-11-01 | 2783658.4117 | 0 | 2783658.4117 | 72000 | 38.6619 | 63 | 2029 | 2029-11-01 | [9 empty] | Winter |  | 2.18% | 0%
| 2029-12-01 | 3241041.5059 | 0 | 3241041.5059 | 74400 | 43.5624 | 64 | 2029 | 2029-12-01 | [9 empty] | Winter |  | 2.18% | 0%
| 2030-01-01 | 3164964.8006 | 0 | 3164964.8006 | 74400 | 42.5398 | 66 | 2030 | 2030-01-01 | [9 empty] | Winter |  | 2.18% | 0%
| 2030-02-01 | 2653539.1511 | 0 | 2653539.1511 | 67200 | 39.4872 | 67 | 2030 | 2030-02-01 | [9 empty] | Winter |  | 2.18% | 0%
| 2030-03-01 | 2128549.6403 | 0 | 2128549.6403 | 74400 | 28.6095 | 68 | 2030 | 2030-03-01 | [9 empty] | Winter |  | 2.18% | 0%
| 2030-04-01 | 1648668.7875 | 0 | 1648668.7875 | 72000 | 22.8982 | 69 | 2030 | 2030-04-01 | [9 empty] | Winter |  | 2.18% | 0%
| 2030-05-01 | 1636162.8781 | 0 | 1636162.8781 | 74400 | 21.9914 | 70 | 2030 | 2030-05-01 | [9 empty] | Summer |  | 2.18% | 0%
| 2030-06-01 | 2547857.72 | 0 | 2547857.72 | 72000 | 35.3869 | 71 | 2030 | 2030-06-01 | [9 empty] | Summer |  | 2.18% | 0%
| 2030-07-01 | 3384318.5623 | 0 | 3384318.5623 | 74400 | 45.4882 | 72 | 2030 | 2030-07-01 | [9 empty] | Summer |  | 2.18% | 0%
| 2030-08-01 | 3806875.8482 | 0 | 3806875.8482 | 74400 | 51.1677 | 73 | 2030 | 2030-08-01 | [9 empty] | Summer |  | 2.18% | 0%
| 2030-09-01 | 3080965.9855 | 0 | 3080965.9855 | 72000 | 42.7912 | 74 | 2030 | 2030-09-01 | [9 empty] | Winter |  | 2.18% | 0%
| 2030-10-01 | 2837334.1956 | 0 | 2837334.1956 | 74400 | 38.1362 | 75 | 2030 | 2030-10-01 | [9 empty] | Winter |  | 2.18% | 0%
| 2030-11-01 | 3131477.4925 | 0 | 3131477.4925 | 72000 | 43.4927 | 76 | 2030 | 2030-11-01 | [9 empty] | Winter |  | 2.18% | 0%
| 2030-12-01 | 3671496.4432 | 0 | 3671496.4432 | 74400 | 49.3481 | 77 | 2030 | 2030-12-01 | [9 empty] | Winter |  | 2.18% | 0%
| 2031-01-01 | 3388799.7079 | 0 | 3388799.7079 | 74400 | 45.5484 | 79 | 2031 | 2031-01-01 | [9 empty] | Winter |  | 2.18% | 0%
| 2031-02-01 | 2644200.3077 | 0 | 2644200.3077 | 67200 | 39.3482 | 80 | 2031 | 2031-02-01 | [9 empty] | Winter |  | 2.18% | 0%
| 2031-03-01 | 2258282.3435 | 0 | 2258282.3435 | 74400 | 30.3533 | 81 | 2031 | 2031-03-01 | [9 empty] | Winter |  | 2.18% | 0%
| 2031-04-01 | 1988408.3949 | 0 | 1988408.3949 | 72000 | 27.6168 | 82 | 2031 | 2031-04-01 | [9 empty] | Winter |  | 2.18% | 0%
| 2031-05-01 | 1917556.7611 | 0 | 1917556.7611 | 74400 | 25.7736 | 83 | 2031 | 2031-05-01 | [9 empty] | Summer |  | 2.18% | 0%
| 2031-06-01 | 2352580.2266 | 0 | 2352580.2266 | 72000 | 32.6747 | 84 | 2031 | 2031-06-01 | [9 empty] | Summer |  | 2.18% | 0%
| 2031-07-01 | 3367361.1392 | 0 | 3367361.1392 | 74400 | 45.2602 | 85 | 2031 | 2031-07-01 | [9 empty] | Summer |  | 2.18% | 0%
| 2031-08-01 | 3682757.6607 | 0 | 3682757.6607 | 74400 | 49.4994 | 86 | 2031 | 2031-08-01 | [9 empty] | Summer |  | 2.18% | 0%
| 2031-09-01 | 3259923.4182 | 0 | 3259923.4182 | 72000 | 45.2767 | 87 | 2031 | 2031-09-01 | [9 empty] | Winter |  | 2.18% | 0%
| 2031-10-01 | 2561046.743 | 0 | 2561046.743 | 74400 | 34.4227 | 88 | 2031 | 2031-10-01 | [9 empty] | Winter |  | 2.18% | 0%
| 2031-11-01 | 3248218.6863 | 0 | 3248218.6863 | 72000 | 45.1141 | 89 | 2031 | 2031-11-01 | [9 empty] | Winter |  | 2.18% | 0%
| 2031-12-01 | 3461604.6623 | 0 | 3461604.6623 | 74400 | 46.5269 | 90 | 2031 | 2031-12-01 | [9 empty] | Winter |  | 2.18% | 0%
| 2032-01-01 | 3214249.9079 | 0 | 3214249.9079 | 74400 | 43.2023 | 92 | 2032 | 2032-01-01 | [9 empty] | Winter |  | 2.18% | 0%
| 2032-02-01 | 2621305.9751 | 0 | 2621305.9751 | 69600 | 37.6624 | 93 | 2032 | 2032-02-01 | [9 empty] | Winter |  | 2.18% | 0%
| 2032-03-01 | 2072039.0155 | 0 | 2072039.0155 | 74400 | 27.85 | 94 | 2032 | 2032-03-01 | [9 empty] | Winter |  | 2.18% | 0%
| 2032-04-01 | 1718887.5692 | 0 | 1718887.5692 | 72000 | 23.8734 | 95 | 2032 | 2032-04-01 | [9 empty] | Winter |  | 2.18% | 0%
| 2032-05-01 | 1966558.9265 | 0 | 1966558.9265 | 74400 | 26.4322 | 96 | 2032 | 2032-05-01 | [9 empty] | Summer |  | 2.18% | 0%
| 2032-06-01 | 2007277.3325 | 0 | 2007277.3325 | 72000 | 27.8789 | 97 | 2032 | 2032-06-01 | [9 empty] | Summer |  | 2.18% | 0%
| 2032-07-01 | 3356513.8409 | 0 | 3356513.8409 | 74400 | 45.1144 | 98 | 2032 | 2032-07-01 | [9 empty] | Summer |  | 2.18% | 0%
| 2032-08-01 | 3628826.367 | 0 | 3628826.367 | 74400 | 48.7745 | 99 | 2032 | 2032-08-01 | [9 empty] | Summer |  | 2.18% | 0%
| 2032-09-01 | 3180416.0257 | 0 | 3180416.0257 | 72000 | 44.1724 | 100 | 2032 | 2032-09-01 | [9 empty] | Winter |  | 2.18% | 0%
| 2032-10-01 | 2409586.1733 | 0 | 2409586.1733 | 74400 | 32.3869 | 101 | 2032 | 2032-10-01 | [9 empty] | Winter |  | 2.18% | 0%
| 2032-11-01 | 3451902.9148 | 0 | 3451902.9148 | 72000 | 47.9431 | 102 | 2032 | 2032-11-01 | [9 empty] | Winter |  | 2.18% | 0%
| 2032-12-01 | 3578272.9102 | 0 | 3578272.9102 | 74400 | 48.0951 | 103 | 2032 | 2032-12-01 | [9 empty] | Winter |  | 2.18% | 0%
| 2033-01-01 | 3276114.4946 | 0 | 3276114.4946 | 74400 | 44.0338 | 105 | 2033 | 2033-01-01 | [9 empty] | Winter |  | 2.18% | 0%
| 2033-02-01 | 2746954.2771 | 0 | 2746954.2771 | 67200 | 40.8773 | 106 | 2033 | 2033-02-01 | [9 empty] | Winter |  | 2.18% | 0%
| 2033-03-01 | 2069690.0793 | 0 | 2069690.0793 | 74400 | 27.8184 | 107 | 2033 | 2033-03-01 | [9 empty] | Winter |  | 2.18% | 0%
| 2033-04-01 | 1798237.7557 | 0 | 1798237.7557 | 72000 | 24.9755 | 108 | 2033 | 2033-04-01 | [9 empty] | Winter |  | 2.18% | 0%
| 2033-05-01 | 2127909.7526 | 0 | 2127909.7526 | 74400 | 28.6009 | 109 | 2033 | 2033-05-01 | [9 empty] | Summer |  | 2.18% | 0%
| 2033-06-01 | 2018985.6653 | 0 | 2018985.6653 | 72000 | 28.0415 | 110 | 2033 | 2033-06-01 | [9 empty] | Summer |  | 2.18% | 0%
| 2033-07-01 | 3191904.8836 | 0 | 3191904.8836 | 74400 | 42.9019 | 111 | 2033 | 2033-07-01 | [9 empty] | Summer |  | 2.18% | 0%
| 2033-08-01 | 3675704.7455 | 0 | 3675704.7455 | 74400 | 49.4046 | 112 | 2033 | 2033-08-01 | [9 empty] | Summer |  | 2.18% | 0%
| 2033-09-01 | 3253679.1856 | 0 | 3253679.1856 | 72000 | 45.19 | 113 | 2033 | 2033-09-01 | [9 empty] | Winter |  | 2.18% | 0%
| 2033-10-01 | 2407014.2299 | 0 | 2407014.2299 | 74400 | 32.3523 | 114 | 2033 | 2033-10-01 | [9 empty] | Winter |  | 2.18% | 0%
| 2033-11-01 | 3238977.4477 | 0 | 3238977.4477 | 72000 | 44.9858 | 115 | 2033 | 2033-11-01 | [9 empty] | Winter |  | 2.18% | 0%
| 2033-12-01 | 3802053.686 | 0 | 3802053.686 | 74400 | 51.1029 | 116 | 2033 | 2033-12-01 | [9 empty] | Winter |  | 2.18% | 0%
| 2034-01-01 | 3295423.5747 | 0 | 3295423.5747 | 74400 | 44.2933 | 118 | 2034 | 2034-01-01 | [9 empty] | Winter |  | 2.18% | 0%
| 2034-02-01 | 2660208.0048 | 0 | 2660208.0048 | 67200 | 39.5864 | 119 | 2034 | 2034-02-01 | [9 empty] | Winter |  | 2.18% | 0%
| 2034-03-01 | 2277806.1318 | 0 | 2277806.1318 | 74400 | 30.6157 | 120 | 2034 | 2034-03-01 | [9 empty] | Winter |  | 2.18% | 0%
| 2034-04-01 | 1801463.9601 | 0 | 1801463.9601 | 72000 | 25.0203 | 121 | 2034 | 2034-04-01 | [9 empty] | Winter |  | 2.18% | 0%
| 2034-05-01 | 2247884.1998 | 0 | 2247884.1998 | 74400 | 30.2135 | 122 | 2034 | 2034-05-01 | [9 empty] | Summer |  | 2.18% | 0%
| 2034-06-01 | 2109608.1304 | 0 | 2109608.1304 | 72000 | 29.3001 | 123 | 2034 | 2034-06-01 | [9 empty] | Summer |  | 2.18% | 0%
| 2034-07-01 | 3333762.9316 | 0 | 3333762.9316 | 74400 | 44.8086 | 124 | 2034 | 2034-07-01 | [9 empty] | Summer |  | 2.18% | 0%
| 2034-08-01 | 3738317.8251 | 0 | 3738317.8251 | 74400 | 50.2462 | 125 | 2034 | 2034-08-01 | [9 empty] | Summer |  | 2.18% | 0%
| 2034-09-01 | 3286861.9782 | 0 | 3286861.9782 | 72000 | 45.6509 | 126 | 2034 | 2034-09-01 | [9 empty] | Winter |  | 2.18% | 0%
| 2034-10-01 | 2695690.0681 | 0 | 2695690.0681 | 74400 | 36.2324 | 127 | 2034 | 2034-10-01 | [9 empty] | Winter |  | 2.18% | 0%
| 2034-11-01 | 3180089.4667 | 0 | 3180089.4667 | 72000 | 44.1679 | 128 | 2034 | 2034-11-01 | [9 empty] | Winter |  | 2.18% | 0%
| 2034-12-01 | 4161084.5892 | 0 | 4161084.5892 | 74400 | 55.9286 | 129 | 2034 | 2034-12-01 | [9 empty] | Winter |  | 2.18% | 0%
| 2035-01-01 | 3267744.2547 | 0 | 3267744.2547 | 74400 | 43.9213 | 131 | 2035 | 2035-01-01 | [9 empty] | Winter |  | 2.18% | 0%
| 2035-02-01 | 2790790.2863 | 0 | 2790790.2863 | 67200 | 41.5296 | 132 | 2035 | 2035-02-01 | [9 empty] | Winter |  | 2.18% | 0%
| 2035-03-01 | 2332209.6782 | 0 | 2332209.6782 | 74400 | 31.3469 | 133 | 2035 | 2035-03-01 | [9 empty] | Winter |  | 2.18% | 0%
| 2035-04-01 | 1929339.1065 | 0 | 1929339.1065 | 72000 | 26.7964 | 134 | 2035 | 2035-04-01 | [9 empty] | Winter |  | 2.18% | 0%
| 2035-05-01 | 2126584.5292 | 0 | 2126584.5292 | 74400 | 28.5831 | 135 | 2035 | 2035-05-01 | [9 empty] | Summer |  | 2.18% | 0%
| 2035-06-01 | 2254879.8619 | 0 | 2254879.8619 | 72000 | 31.3178 | 136 | 2035 | 2035-06-01 | [9 empty] | Summer |  | 2.18% | 0%
| 2035-07-01 | 3680015.8326 | 0 | 3680015.8326 | 74400 | 49.4626 | 137 | 2035 | 2035-07-01 | [9 empty] | Summer |  | 2.18% | 0%
| 2035-08-01 | 3825473.8729 | 0 | 3825473.8729 | 74400 | 51.4177 | 138 | 2035 | 2035-08-01 | [9 empty] | Summer |  | 2.18% | 0%
| 2035-09-01 | 3063062.5016 | 0 | 3063062.5016 | 72000 | 42.5425 | 139 | 2035 | 2035-09-01 | [9 empty] | Winter |  | 2.18% | 0%
| 2035-10-01 | 2777982.6445 | 0 | 2777982.6445 | 74400 | 37.3385 | 140 | 2035 | 2035-10-01 | [9 empty] | Winter |  | 2.18% | 0%
| 2035-11-01 | 3385839.3345 | 0 | 3385839.3345 | 72000 | 47.0255 | 141 | 2035 | 2035-11-01 | [9 empty] | Winter |  | 2.18% | 0%
| 2035-12-01 | 3996841.8852 | 0 | 3996841.8852 | 74400 | 53.721 | 142 | 2035 | 2035-12-01 | [9 empty] | Winter |  | 2.18% | 0%
| 2036-01-01 | 3099163.8814 | 0 | 3099163.8814 | 74400 | 41.6554 | 144 | 2036 | 2036-01-01 | [9 empty] | Winter |  | 2.18% | 0%
| 2036-02-01 | 2876087.2035 | 0 | 2876087.2035 | 69600 | 41.3231 | 145 | 2036 | 2036-02-01 | [9 empty] | Winter |  | 2.18% | 0%
| 2036-03-01 | 2546464.3389 | 0 | 2546464.3389 | 74400 | 34.2267 | 146 | 2036 | 2036-03-01 | [9 empty] | Winter |  | 2.18% | 0%
| 2036-04-01 | 1910315.936 | 0 | 1910315.936 | 72000 | 26.5322 | 147 | 2036 | 2036-04-01 | [9 empty] | Winter |  | 2.18% | 0%
| 2036-05-01 | 2018686.9187 | 0 | 2018686.9187 | 74400 | 27.1329 | 148 | 2036 | 2036-05-01 | [9 empty] | Summer |  | 2.18% | 0%
| 2036-06-01 | 2476898.4851 | 0 | 2476898.4851 | 72000 | 34.4014 | 149 | 2036 | 2036-06-01 | [9 empty] | Summer |  | 2.18% | 0%
| 2036-07-01 | 3784435.754 | 0 | 3784435.754 | 74400 | 50.8661 | 150 | 2036 | 2036-07-01 | [9 empty] | Summer |  | 2.18% | 0%
| 2036-08-01 | 4019355.4725 | 0 | 4019355.4725 | 74400 | 54.0236 | 151 | 2036 | 2036-08-01 | [9 empty] | Summer |  | 2.18% | 0%
| 2036-09-01 | 3280154.2055 | 0 | 3280154.2055 | 72000 | 45.5577 | 152 | 2036 | 2036-09-01 | [9 empty] | Winter |  | 2.18% | 0%
| 2036-10-01 | 2958066.591 | 0 | 2958066.591 | 74400 | 39.759 | 153 | 2036 | 2036-10-01 | [9 empty] | Winter |  | 2.18% | 0%
| 2036-11-01 | 3309710.3359 | 0 | 3309710.3359 | 72000 | 45.9682 | 154 | 2036 | 2036-11-01 | [9 empty] | Winter |  | 2.18% | 0%
| 2036-12-01 | 4348381.719 | 0 | 4348381.719 | 74400 | 58.446 | 155 | 2036 | 2036-12-01 | [9 empty] | Winter |  | 2.18% | 0%
| 2037-01-01 | 3630299.5041 | 0 | 3630299.5041 | 74400 | 48.7943 | 157 | 2037 | 2037-01-01 | [9 empty] | Winter |  | 2.18% | 0%
| 2037-02-01 | 2977352.2206 | 0 | 2977352.2206 | 67200 | 44.3058 | 158 | 2037 | 2037-02-01 | [9 empty] | Winter |  | 2.18% | 0%
| 2037-03-01 | 2710242.2198 | 0 | 2710242.2198 | 74400 | 36.428 | 159 | 2037 | 2037-03-01 | [9 empty] | Winter |  | 2.18% | 0%
| 2037-04-01 | 2177488.0549 | 0 | 2177488.0549 | 72000 | 30.2429 | 160 | 2037 | 2037-04-01 | [9 empty] | Winter |  | 2.18% | 0%
| 2037-05-01 | 2523338.4834 | 0 | 2523338.4834 | 74400 | 33.9158 | 161 | 2037 | 2037-05-01 | [9 empty] | Summer |  | 2.18% | 0%
| 2037-06-01 | 2348969.0776 | 0 | 2348969.0776 | 72000 | 32.6246 | 162 | 2037 | 2037-06-01 | [9 empty] | Summer |  | 2.18% | 0%
| 2037-07-01 | 3654390.3985 | 0 | 3654390.3985 | 74400 | 49.1182 | 163 | 2037 | 2037-07-01 | [9 empty] | Summer |  | 2.18% | 0%
| 2037-08-01 | 4109078.595 | 0 | 4109078.595 | 74400 | 55.2296 | 164 | 2037 | 2037-08-01 | [9 empty] | Summer |  | 2.18% | 0%
| 2037-09-01 | 3601001.1124 | 0 | 3601001.1124 | 72000 | 50.0139 | 165 | 2037 | 2037-09-01 | [9 empty] | Winter |  | 2.18% | 0%
| 2037-10-01 | 2853092.9429 | 0 | 2853092.9429 | 74400 | 38.348 | 166 | 2037 | 2037-10-01 | [9 empty] | Winter |  | 2.18% | 0%
| 2037-11-01 | 3509927.8418 | 0 | 3509927.8418 | 72000 | 48.749 | 167 | 2037 | 2037-11-01 | [9 empty] | Winter |  | 2.18% | 0%
| 2037-12-01 | 4169863.1762 | 0 | 4169863.1762 | 74400 | 56.0465 | 168 | 2037 | 2037-12-01 | [9 empty] | Winter |  | 2.18% | 0%
| 2038-01-01 | 3633103.6732 | 0 | 3633103.6732 | 74400 | 48.832 | 170 | 2038 | 2038-01-01 | [9 empty] | Winter |  | 2.18% | 0%
| 2038-02-01 | 3398290.1198 | 0 | 3398290.1198 | 67200 | 50.5698 | 171 | 2038 | 2038-02-01 | [9 empty] | Winter |  | 2.18% | 0%
| 2038-03-01 | 2745596.6112 | 0 | 2745596.6112 | 74400 | 36.9032 | 172 | 2038 | 2038-03-01 | [9 empty] | Winter |  | 2.18% | 0%
| 2038-04-01 | 2033552.5165 | 0 | 2033552.5165 | 72000 | 28.2438 | 173 | 2038 | 2038-04-01 | [9 empty] | Winter |  | 2.18% | 0%
| 2038-05-01 | 2303402.5253 | 0 | 2303402.5253 | 74400 | 30.9597 | 174 | 2038 | 2038-05-01 | [9 empty] | Summer |  | 2.18% | 0%
| 2038-06-01 | 2363814.4919 | 0 | 2363814.4919 | 72000 | 32.8308 | 175 | 2038 | 2038-06-01 | [9 empty] | Summer |  | 2.18% | 0%
| 2038-07-01 | 3898592.618 | 0 | 3898592.618 | 74400 | 52.4004 | 176 | 2038 | 2038-07-01 | [9 empty] | Summer |  | 2.18% | 0%
| 2038-08-01 | 4119147.4105 | 0 | 4119147.4105 | 74400 | 55.3649 | 177 | 2038 | 2038-08-01 | [9 empty] | Summer |  | 2.18% | 0%
| 2038-09-01 | 3711771.8949 | 0 | 3711771.8949 | 72000 | 51.5524 | 178 | 2038 | 2038-09-01 | [9 empty] | Winter |  | 2.18% | 0%
| 2038-10-01 | 2823937.5574 | 0 | 2823937.5574 | 74400 | 37.9561 | 179 | 2038 | 2038-10-01 | [9 empty] | Winter |  | 2.18% | 0%
| 2038-11-01 | 4091234.9337 | 0 | 4091234.9337 | 72000 | 56.8227 | 180 | 2038 | 2038-11-01 | [9 empty] | Winter |  | 2.18% | 0%
| 2038-12-01 | 4587354.9975 | 0 | 4587354.9975 | 74400 | 61.658 | 181 | 2038 | 2038-12-01 | [9 empty] | Winter |  | 2.18% | 0%
| 2039-01-01 | 3810377.0378 | 0 | 3810377.0378 | 74400 | 51.2147 | 183 | 2039 | 2039-01-01 | [9 empty] | Winter |  | 2.18% | 0%
| 2039-02-01 | 3261491.4177 | 0 | 3261491.4177 | 67200 | 48.5341 | 184 | 2039 | 2039-02-01 | [9 empty] | Winter |  | 2.18% | 0%
| 2039-03-01 | 2952330.0869 | 0 | 2952330.0869 | 74400 | 39.6819 | 185 | 2039 | 2039-03-01 | [9 empty] | Winter |  | 2.18% | 0%
| 2039-04-01 | 2154892.2079 | 0 | 2154892.2079 | 72000 | 29.9291 | 186 | 2039 | 2039-04-01 | [9 empty] | Winter |  | 2.18% | 0%
| 2039-05-01 | 2376873.2959 | 0 | 2376873.2959 | 74400 | 31.9472 | 187 | 2039 | 2039-05-01 | [9 empty] | Summer |  | 2.18% | 0%
| 2039-06-01 | 2523034.532 | 0 | 2523034.532 | 72000 | 35.0421 | 188 | 2039 | 2039-06-01 | [9 empty] | Summer |  | 2.18% | 0%
| 2039-07-01 | 3826390.9496 | 0 | 3826390.9496 | 74400 | 51.43 | 189 | 2039 | 2039-07-01 | [9 empty] | Summer |  | 2.18% | 0%
| 2039-08-01 | 4285233.2345 | 0 | 4285233.2345 | 74400 | 57.5972 | 190 | 2039 | 2039-08-01 | [9 empty] | Summer |  | 2.18% | 0%
| 2039-09-01 | 3804706.9383 | 0 | 3804706.9383 | 72000 | 52.8432 | 191 | 2039 | 2039-09-01 | [9 empty] | Winter |  | 2.18% | 0%
| 2039-10-01 | 2978953.3582 | 0 | 2978953.3582 | 74400 | 40.0397 | 192 | 2039 | 2039-10-01 | [9 empty] | Winter |  | 2.18% | 0%
| 2039-11-01 | 3938649.0448 | 0 | 3938649.0448 | 72000 | 54.7035 | 193 | 2039 | 2039-11-01 | [9 empty] | Winter |  | 2.18% | 0%
| 2039-12-01 | 4794829.7279 | 0 | 4794829.7279 | 74400 | 64.4466 | 194 | 2039 | 2039-12-01 | [9 empty] | Winter |  | 2.18% | 0%
| 2040-01-01 | 3754123.6864 | 0 | 3754123.6864 | 74400 | 50.4587 | 196 | 2040 | 2040-01-01 | [9 empty] | Winter |  | 2.18% | 0%
| 2040-02-01 | 3307713.2462 | 0 | 3307713.2462 | 69600 | 47.5246 | 197 | 2040 | 2040-02-01 | [9 empty] | Winter |  | 2.18% | 0%
| 2040-03-01 | 3012775.966 | 0 | 3012775.966 | 74400 | 40.4943 | 198 | 2040 | 2040-03-01 | [9 empty] | Winter |  | 2.18% | 0%
| 2040-04-01 | 2082279.7604 | 0 | 2082279.7604 | 72000 | 28.9206 | 199 | 2040 | 2040-04-01 | [9 empty] | Winter |  | 2.18% | 0%
| 2040-05-01 | 2410428.3911 | 0 | 2410428.3911 | 74400 | 32.3982 | 200 | 2040 | 2040-05-01 | [9 empty] | Summer |  | 2.18% | 0%
| 2040-06-01 | 2715791.8954 | 0 | 2715791.8954 | 72000 | 37.7193 | 201 | 2040 | 2040-06-01 | [9 empty] | Summer |  | 2.18% | 0%
| 2040-07-01 | 3469565.1835 | 0 | 3469565.1835 | 74400 | 46.6339 | 202 | 2040 | 2040-07-01 | [9 empty] | Summer |  | 2.18% | 0%
| 2040-08-01 | 4625433.7624 | 0 | 4625433.7624 | 74400 | 62.1698 | 203 | 2040 | 2040-08-01 | [9 empty] | Summer |  | 2.18% | 0%
| 2040-09-01 | 3956314.9754 | 0 | 3956314.9754 | 72000 | 54.9488 | 204 | 2040 | 2040-09-01 | [9 empty] | Winter |  | 2.18% | 0%
| 2040-10-01 | 3199011.692 | 0 | 3199011.692 | 74400 | 42.9975 | 205 | 2040 | 2040-10-01 | [9 empty] | Winter |  | 2.18% | 0%
| 2040-11-01 | 3890884.8623 | 0 | 3890884.8623 | 72000 | 54.0401 | 206 | 2040 | 2040-11-01 | [9 empty] | Winter |  | 2.18% | 0%
| 2040-12-01 | 5023701.2046 | 0 | 5023701.2046 | 74400 | 67.5229 | 207 | 2040 | 2040-12-01 | [9 empty] | Winter |  | 2.18% | 0%
| 2041-01-01 | 3636646.8582 | 0 | 3636646.8582 | 74400 | 48.8797 | 209 | 2041 | 2041-01-01 |  | 7440000% | [7 empty] | Winter |  | 2.18% | 0%
| 2041-02-01 | 3639732.969 | 0 | 3639732.969 | 67200 | 54.1627 | 210 | 2041 | 2041-02-01 | [9 empty] | Winter |  | 2.18% | 0%
| 2041-03-01 | 3075961.0588 | 0 | 3075961.0588 | 74400 | 41.3436 | 211 | 2041 | 2041-03-01 | [9 empty] | Winter |  | 2.18% | 0%
| 2041-04-01 | 2460210.5441 | 0 | 2460210.5441 | 72000 | 34.1696 | 212 | 2041 | 2041-04-01 | [9 empty] | Winter |  | 2.18% | 0%
| 2041-05-01 | 2207446.6929 | 0 | 2207446.6929 | 74400 | 29.67 | 213 | 2041 | 2041-05-01 | [9 empty] | Summer |  | 2.18% | 0%
| 2041-06-01 | 3006941.0252 | 0 | 3006941.0252 | 72000 | 41.7631 | 214 | 2041 | 2041-06-01 | [9 empty] | Summer |  | 2.18% | 0%
| 2041-07-01 | 4290966.0258 | 0 | 4290966.0258 | 74400 | 57.6743 | 215 | 2041 | 2041-07-01 | [9 empty] | Summer |  | 2.18% | 0%
| 2041-08-01 | 4160859.904 | 0 | 4160859.904 | 74400 | 55.9255 | 216 | 2041 | 2041-08-01 | [9 empty] | Summer |  | 2.18% | 0%
| 2041-09-01 | 4123983.0209 | 0 | 4123983.0209 | 72000 | 57.2775 | 217 | 2041 | 2041-09-01 | [9 empty] | Winter |  | 2.18% | 0%
| 2041-10-01 | 3354444.8747 | 0 | 3354444.8747 | 74400 | 45.0866 | 218 | 2041 | 2041-10-01 | [9 empty] | Winter |  | 2.18% | 0%
| 2041-11-01 | 3962198.9807 | 0 | 3962198.9807 | 72000 | 55.0305 | 219 | 2041 | 2041-11-01 | [9 empty] | Winter |  | 2.18% | 0%
| 2041-12-01 | 5164200.9793 | 0 | 5164200.9793 | 74400 | 69.4113 | 220 | 2041 | 2041-12-01 | [9 empty] | Winter |  | 2.18% | 0%
| 2042-01-01 | 4846152.5675 | 0 | 4846152.5675 | 74400 | 65.1365 | 222 | 2042 | 2042-01-01 |  |  | 33.26% | 0% | 33.26% |  |  |  |  | Winter |  | 2.18% | 0%
| 2042-02-01 | 3774955.0234 | 0 | 3774955.0234 | 67200 | 56.1749 | 223 | 2042 | 2042-02-01 |  |  | 3.715% | 0% | 3.715% |  |  |  |  | Winter |  | 2.18% | 0%
| 2042-03-01 | 3373493.9898 | 0 | 3373493.9898 | 74400 | 45.3427 | 224 | 2042 | 2042-03-01 |  |  | 9.673% | 0% | 9.673% |  |  |  |  | Winter |  | 2.18% | 0%
| 2042-04-01 | 2927880.2749 | 0 | 2927880.2749 | 72000 | 40.665 | 225 | 2042 | 2042-04-01 |  |  | 19.01% | 0% | 19.01% |  |  |  |  | Winter |  | 2.18% | 0%
| 2042-05-01 | 2444257.8567 | 0 | 2444257.8567 | 74400 | 32.8529 | 226 | 2042 | 2042-05-01 |  |  | 10.73% | 0% | 10.73% |  |  |  |  | Summer |  | 2.18% | 0%
| 2042-06-01 | 3105487.588 | 0 | 3105487.588 | 72000 | 43.1318 | 227 | 2042 | 2042-06-01 |  |  | 3.277% | 0% | 3.277% |  |  |  |  | Summer |  | 2.18% | 0%
| 2042-07-01 | 4342457.7465 | 0 | 4342457.7465 | 74400 | 58.3664 | 228 | 2042 | 2042-07-01 |  |  | 1.2% | 0% | 1.2% |  |  |  |  | Summer |  | 2.18% | 0%
| 2042-08-01 | 4880656.6368 | 0 | 4880656.6368 | 74400 | 65.6002 | 229 | 2042 | 2042-08-01 |  |  | 17.3% | 0% | 17.3% |  |  |  |  | Summer |  | 2.18% | 0%
| 2042-09-01 | 4430292.1569 | 0 | 4430292.1569 | 72000 | 61.5318 | 230 | 2042 | 2042-09-01 |  |  | 7.428% | 0% | 7.428% |  |  |  |  | Winter |  | 2.18% | 0%
| 2042-10-01 | 3893760.7073 | 0 | 3893760.7073 | 74400 | 52.3355 | 231 | 2042 | 2042-10-01 |  |  | 16.08% | 0% | 16.08% |  |  |  |  | Winter |  | 2.18% | 0%
| 2042-11-01 | 4285970.2553 | 0 | 4285970.2553 | 72000 | 59.5274 | 232 | 2042 | 2042-11-01 |  |  | 8.172% | 0% | 8.172% |  |  |  |  | Winter |  | 2.18% | 0%
| 2042-12-01 | 5122967.0471 | 0 | 5122967.0471 | 74400 | 68.8571 | 233 | 2042 | 2042-12-01 |  |  | -0.7985% | 0% | -0.7985% |  |  |  |  | Winter |  | 2.18% | 0%
| 2043-01-01 | 5055331.6519 | 0 | 5055331.6519 | 74400 | 67.948 | 235 | 2043 | 2043-01-01 |  |  | 4.316% | 0% | 4.316% |  |  |  |  | Winter |  | 2.18% | 0%
| 2043-02-01 | 4575815.8459 | 0 | 4575815.8459 | 67200 | 68.0925 | 236 | 2043 | 2043-02-01 |  |  | 21.22% | 0% | 21.22% |  |  |  |  | Winter |  | 2.18% | 0%
| 2043-03-01 | 3825966.1435 | 0 | 3825966.1435 | 74400 | 51.4243 | 237 | 2043 | 2043-03-01 |  |  | 13.41% | 0% | 13.41% |  |  |  |  | Winter |  | 2.18% | 0%
| 2043-04-01 | 2816576.7742 | 0 | 2816576.7742 | 72000 | 39.1191 | 238 | 2043 | 2043-04-01 |  |  | -3.802% | 0% | -3.802% |  |  |  |  | Winter |  | 2.18% | 0%
| 2043-05-01 | 3182116.0652 | 0 | 3182116.0652 | 74400 | 42.7704 | 239 | 2043 | 2043-05-01 |  |  | 30.19% | 0% | 30.19% |  |  |  |  | Summer |  | 2.18% | 0%
| 2043-06-01 | 3382184.1331 | 0 | 3382184.1331 | 72000 | 46.9748 | 240 | 2043 | 2043-06-01 |  |  | 8.91% | 0% | 8.91% |  |  |  |  | Summer |  | 2.18% | 0%
| 2043-07-01 | 4553190.4309 | 0 | 4553190.4309 | 74400 | 61.1988 | 241 | 2043 | 2043-07-01 |  |  | 4.853% | 0% | 4.853% |  |  |  |  | Summer |  | 2.18% | 0%
| 2043-08-01 | 5286404.3334 | 0 | 5286404.3334 | 74400 | 71.0538 | 242 | 2043 | 2043-08-01 |  |  | 8.313% | 0% | 8.313% |  |  |  |  | Summer |  | 2.18% | 0%
| 2043-09-01 | 4638633.9961 | 0 | 4638633.9961 | 72000 | 64.4255 | 243 | 2043 | 2043-09-01 |  |  | 4.703% | 0% | 4.703% |  |  |  |  | Winter |  | 2.18% | 0%
| 2043-10-01 | 4060735.4564 | 0 | 4060735.4564 | 74400 | 54.5798 | 244 | 2043 | 2043-10-01 |  |  | 4.288% | 0% | 4.288% |  |  |  |  | Winter |  | 2.18% | 0%
| 2043-11-01 | 5264402.0939 | 0 | 5264402.0939 | 72000 | 73.1167 | 245 | 2043 | 2043-11-01 |  |  | 22.83% | 0% | 22.83% |  |  |  |  | Winter |  | 2.18% | 0%
| 2043-12-01 | 5958075.7576 | 0 | 5958075.7576 | 74400 | 80.0817 | 246 | 2043 | 2043-12-01 |  |  | 16.3% | 0% | 16.3% |  |  |  |  | Winter |  | 2.18% | 0%
| 2044-01-01 | 5067388.9326 | 0 | 5067388.9326 | 74400 | 68.1101 | 248 | 2044 | 2044-01-01 |  |  | 0.2385% | 0% | 0.2385% |  |  |  |  | Winter |  | 2.18% | 0%
| 2044-02-01 | 4654802.4862 | 0 | 4654802.4862 | 69600 | 66.8793 | 249 | 2044 | 2044-02-01 |  |  | 1.726% | 3.571% | -1.782% |  |  |  |  | Winter |  | 2.18% | 0%
| 2044-03-01 | 4372602.8134 | 0 | 4372602.8134 | 74400 | 58.7715 | 250 | 2044 | 2044-03-01 |  |  | 14.29% | 0% | 14.29% |  |  |  |  | Winter |  | 2.18% | 0%
| 2044-04-01 | 2741552.6277 | 0 | 2741552.6277 | 72000 | 38.0771 | 251 | 2044 | 2044-04-01 |  |  | -2.664% | 0% | -2.664% |  |  |  |  | Winter |  | 2.18% | 0%
| 2044-05-01 | 2810940.5096 | 0 | 2810940.5096 | 74400 | 37.7815 | 252 | 2044 | 2044-05-01 |  |  | -11.66% | 0% | -11.66% |  |  |  |  | Summer |  | 2.18% | 0%
| 2044-06-01 | 3628566.0494 | 0 | 3628566.0494 | 72000 | 50.3968 | 253 | 2044 | 2044-06-01 |  |  | 7.285% | 0% | 7.285% |  |  |  |  | Summer |  | 2.18% | 0%
| 2044-07-01 | 4955378.529 | 0 | 4955378.529 | 74400 | 66.6046 | 254 | 2044 | 2044-07-01 |  |  | 8.833% | 0% | 8.833% |  |  |  |  | Summer |  | 2.18% | 0%
| 2044-08-01 | 5696065.9999 | 0 | 5696065.9999 | 74400 | 76.56 | 255 | 2044 | 2044-08-01 |  |  | 7.749% | 0% | 7.749% |  |  |  |  | Summer |  | 2.18% | 0%
| 2044-09-01 | 4883788.1301 | 0 | 4883788.1301 | 72000 | 67.8304 | 256 | 2044 | 2044-09-01 |  |  | 5.285% | 0% | 5.285% |  |  |  |  | Winter |  | 2.18% | 0%
| 2044-10-01 | 4800558.7913 | 0 | 4800558.7913 | 74400 | 64.5236 | 257 | 2044 | 2044-10-01 |  |  | 18.22% | 0% | 18.22% |  |  |  |  | Winter |  | 2.18% | 0%
| 2044-11-01 | 5290261.2955 | 0 | 5290261.2955 | 72000 | 73.4759 | 258 | 2044 | 2044-11-01 |  |  | 0.4912% | 0% | 0.4912% |  |  |  |  | Winter |  | 2.18% | 0%
| 2044-12-01 | 6069179.859 | 0 | 6069179.859 | 74400 | 81.575 | 259 | 2044 | 2044-12-01 |  |  | 1.865% | 0% | 1.865% |  |  |  |  | Winter |  | 2.18% | 0%
| 2045-01-01 | 5177858.0113 | 0 | 5177858.0113 | 74400 | 69.5949 | 261 | 2045 | 2045-01-01 |  |  | 2.18% | 0% | 2.18% |  |  |  |  | Winter |  | 2.18% | 0%
| 2045-02-01 | 4756277.1804 | 0 | 4756277.1804 | 67200 | 70.7779 | 262 | 2045 | 2045-02-01 |  |  | 2.18% | -3.448% | 5.829% |  |  |  |  | Winter |  | 2.18% | 0%
| 2045-03-01 | 4467925.5547 | 0 | 4467925.5547 | 74400 | 60.0528 | 263 | 2045 | 2045-03-01 |  |  | 2.18% | 0% | 2.18% |  |  |  |  | Winter |  | 2.18% | 0%
| 2045-04-01 | 2801318.475 | 0 | 2801318.475 | 72000 | 38.9072 | 264 | 2045 | 2045-04-01 |  |  | 2.18% | 0% | 2.18% |  |  |  |  | Winter |  | 2.18% | 0%
| 2045-05-01 | 2872219.0127 | 0 | 2872219.0127 | 74400 | 38.6051 | 265 | 2045 | 2045-05-01 |  |  | 2.18% | 0% | 2.18% |  |  |  |  | Summer |  | 2.18% | 0%
| 2045-06-01 | 3707668.7893 | 0 | 3707668.7893 | 72000 | 51.4954 | 266 | 2045 | 2045-06-01 |  |  | 2.18% | 0% | 2.18% |  |  |  |  | Summer |  | 2.18% | 0%
| 2045-07-01 | 5063405.7809 | 0 | 5063405.7809 | 74400 | 68.0565 | 267 | 2045 | 2045-07-01 |  |  | 2.18% | 0% | 2.18% |  |  |  |  | Summer |  | 2.18% | 0%
| 2045-08-01 | 5820240.2387 | 0 | 5820240.2387 | 74400 | 78.229 | 268 | 2045 | 2045-08-01 |  |  | 2.18% | 0% | 2.18% |  |  |  |  | Summer |  | 2.18% | 0%
| 2045-09-01 | 4990254.7113 | 0 | 4990254.7113 | 72000 | 69.3091 | 269 | 2045 | 2045-09-01 |  |  | 2.18% | 0% | 2.18% |  |  |  |  | Winter |  | 2.18% | 0%
| 2045-10-01 | 4905210.9729 | 0 | 4905210.9729 | 74400 | 65.9303 | 270 | 2045 | 2045-10-01 |  |  | 2.18% | 0% | 2.18% |  |  |  |  | Winter |  | 2.18% | 0%
| 2045-11-01 | 5405588.9917 | 0 | 5405588.9917 | 72000 | 75.0776 | 271 | 2045 | 2045-11-01 |  |  | 2.18% | 0% | 2.18% |  |  |  |  | Winter |  | 2.18% | 0%
| 2045-12-01 | 6201487.98 | 0 | 6201487.98 | 74400 | 83.3533 | 272 | 2045 | 2045-12-01 |  |  | 2.18% | 0% | 2.18% |  |  |  |  | Winter |  | 2.18% | 0%
| 2046-01-01 | 5290735.316 | 0 | 5290735.316 | 74400 | 71.112 | 274 | 2046 | 2046-01-01 |  |  | 2.18% | 0% | 2.18% |  |  |  |  | Winter |  | 2.18% | 0%
| 2046-02-01 | 4859964.0229 | 0 | 4859964.0229 | 67200 | 72.3209 | 275 | 2046 | 2046-02-01 |  |  | 2.18% | 0% | 2.18% |  |  |  |  | Winter |  | 2.18% | 0%
| 2046-03-01 | 4565326.3318 | 0 | 4565326.3318 | 74400 | 61.3619 | 276 | 2046 | 2046-03-01 |  |  | 2.18% | 0% | 2.18% |  |  |  |  | Winter |  | 2.18% | 0%
| 2046-04-01 | 2862387.2178 | 0 | 2862387.2178 | 72000 | 39.7554 | 277 | 2046 | 2046-04-01 |  |  | 2.18% | 0% | 2.18% |  |  |  |  | Winter |  | 2.18% | 0%
| 2046-05-01 | 2934833.3872 | 0 | 2934833.3872 | 74400 | 39.4467 | 278 | 2046 | 2046-05-01 |  |  | 2.18% | 0% | 2.18% |  |  |  |  | Summer |  | 2.18% | 0%
| 2046-06-01 | 3788495.9689 | 0 | 3788495.9689 | 72000 | 52.618 | 279 | 2046 | 2046-06-01 |  |  | 2.18% | 0% | 2.18% |  |  |  |  | Summer |  | 2.18% | 0%
| 2046-07-01 | 5173788.0269 | 0 | 5173788.0269 | 74400 | 69.5402 | 280 | 2046 | 2046-07-01 |  |  | 2.18% | 0% | 2.18% |  |  |  |  | Summer |  | 2.18% | 0%
| 2046-08-01 | 5947121.4759 | 0 | 5947121.4759 | 74400 | 79.9344 | 281 | 2046 | 2046-08-01 |  |  | 2.18% | 0% | 2.18% |  |  |  |  | Summer |  | 2.18% | 0%
| 2046-09-01 | 5099042.264 | 0 | 5099042.264 | 72000 | 70.82 | 282 | 2046 | 2046-09-01 |  |  | 2.18% | 0% | 2.18% |  |  |  |  | Winter |  | 2.18% | 0%
| 2046-10-01 | 5012144.5722 | 0 | 5012144.5722 | 74400 | 67.3675 | 283 | 2046 | 2046-10-01 |  |  | 2.18% | 0% | 2.18% |  |  |  |  | Winter |  | 2.18% | 0%
| 2046-11-01 | 5523430.8317 | 0 | 5523430.8317 | 72000 | 76.7143 | 284 | 2046 | 2046-11-01 |  |  | 2.18% | 0% | 2.18% |  |  |  |  | Winter |  | 2.18% | 0%
| 2046-12-01 | 6336680.4179 | 0 | 6336680.4179 | 74400 | 85.1704 | 285 | 2046 | 2046-12-01 |  |  | 2.18% | 0% | 2.18% |  |  |  |  | Winter |  | 2.18% | 0%
| 2047-01-01 | 5406073.3459 | 0 | 5406073.3459 | 74400 | 72.6623 | 287 | 2047 | 2047-01-01 |  |  | 2.18% | 0% | 2.18% |  |  |  |  | Winter |  | 2.18% | 0%
| 2047-02-01 | 4965911.2386 | 0 | 4965911.2386 | 67200 | 73.8975 | 288 | 2047 | 2047-02-01 |  |  | 2.18% | 0% | 2.18% |  |  |  |  | Winter |  | 2.18% | 0%
| 2047-03-01 | 4664850.4458 | 0 | 4664850.4458 | 74400 | 62.6996 | 289 | 2047 | 2047-03-01 |  |  | 2.18% | 0% | 2.18% |  |  |  |  | Winter |  | 2.18% | 0%
| 2047-04-01 | 2924787.2591 | 0 | 2924787.2591 | 72000 | 40.622 | 290 | 2047 | 2047-04-01 |  |  | 2.18% | 0% | 2.18% |  |  |  |  | Winter |  | 2.18% | 0%
| 2047-05-01 | 2998812.7551 | 0 | 2998812.7551 | 74400 | 40.3066 | 291 | 2047 | 2047-05-01 |  |  | 2.18% | 0% | 2.18% |  |  |  |  | Summer |  | 2.18% | 0%
| 2047-06-01 | 3871085.181 | 0 | 3871085.181 | 72000 | 53.7651 | 292 | 2047 | 2047-06-01 |  |  | 2.18% | 0% | 2.18% |  |  |  |  | Summer |  | 2.18% | 0%
| 2047-07-01 | 5286576.6059 | 0 | 5286576.6059 | 74400 | 71.0561 | 293 | 2047 | 2047-07-01 |  |  | 2.18% | 0% | 2.18% |  |  |  |  | Summer |  | 2.18% | 0%
| 2047-08-01 | 6076768.724 | 0 | 6076768.724 | 74400 | 81.677 | 294 | 2047 | 2047-08-01 |  |  | 2.18% | 0% | 2.18% |  |  |  |  | Summer |  | 2.18% | 0%
| 2047-09-01 | 5210201.3854 | 0 | 5210201.3854 | 72000 | 72.3639 | 295 | 2047 | 2047-09-01 |  |  | 2.18% | 0% | 2.18% |  |  |  |  | Winter |  | 2.18% | 0%
| 2047-10-01 | 5121409.3238 | 0 | 5121409.3238 | 74400 | 68.8361 | 296 | 2047 | 2047-10-01 |  |  | 2.18% | 0% | 2.18% |  |  |  |  | Winter |  | 2.18% | 0%
| 2047-11-01 | 5643841.6239 | 0 | 5643841.6239 | 72000 | 78.3867 | 297 | 2047 | 2047-11-01 |  |  | 2.18% | 0% | 2.18% |  |  |  |  | Winter |  | 2.18% | 0%
| 2047-12-01 | 6474820.0511 | 0 | 6474820.0511 | 74400 | 87.0272 | 298 | 2047 | 2047-12-01 |  |  | 2.18% | 0% | 2.18% |  |  |  |  | Winter |  | 2.18% | 0%
[21 empty] | 2.18% | 0%
[21 empty] | 2.18% | 0%
[21 empty] | 2.18% | 0%
[21 empty] | 2.18% | 0%
[21 empty] | 2.18% | 0%
[21 empty] | 2.18% | 0%
[21 empty] | 2.18% | 0%
[21 empty] | 2.18% | 0%
[21 empty] | 2.18% | 0%
[21 empty] | 2.18% | 0%
[21 empty] | 2.18% | 0%
[21 empty] | 2.18% | 0%
[21 empty] | 2.18% | 0%
[21 empty] | 2.18% | 0%
[21 empty] | 2.18% | 0%
[21 empty] | 2.18% | 0%
[21 empty] | 2.18% | 0%
[21 empty] | 2.18% | 0%
[21 empty] | 2.18% | 0%
[21 empty] | 2.18% | 0%
[21 empty] | 2.18% | 0%
2.18%
2.18%
2.18%
2.18%
2.18%
2.18%
2.18%
2.18%
2.18%
2.18%
2.18%
2.18%
2.18%
2.18%
2.18%
2.18%
2.18%
2.18%
2.18%
2.18%
2.18%
2.18%
2.18%
2.18%
2.18%
2.18%
2.18%
2.18%
2.18%
2.18%
2.18%
2.18%
2.18%
2.18%

## Table3Compare (hidden)
Total Fixed Cost
$/kW-yr | WD_.PX.BDG._.PTC.Utility_Scale | WD_.PX.BDG._.PTC.Utility_Scale | WD_.PX.BDG._.PTC.Utility_Scale | WD_.PX.DJW._.PTC.Utility_Scale | WD_.PX.DJW._.PTC.Utility_Scale | WD_.PX.DJW._.PTC.Utility_Scale | PV_.PX.BDG._.PTC.Utility_Scale | PV_.PX.HTG._.PTC.Utility_Scale | PV_.PX.NTN._.PTC.Utility_Scale | PV_.PX.UTS._.PTC.Utility_Scale
COD | 2029 | 2030 | 2031 | 2029 | 2030 | 2031 | 2031 | 2031 | 2031 | 2031
| WIND | WIND | WIND | WIND | WIND | WIND | Solar | Solar | Solar | Solar
| WD_.PX.BDG._.PTC.Utility_Scale2029 | WD_.PX.BDG._.PTC.Utility_Scale2030 | WD_.PX.BDG._.PTC.Utility_Scale2031 | WD_.PX.DJW._.PTC.Utility_Scale2029 | WD_.PX.DJW._.PTC.Utility_Scale2030 | WD_.PX.DJW._.PTC.Utility_Scale2031 | PV_.PX.BDG._.PTC.Utility_Scale2031 | PV_.PX.HTG._.PTC.Utility_Scale2031 | PV_.PX.NTN._.PTC.Utility_Scale2031 | PV_.PX.UTS._.PTC.Utility_Scale2031
2024 | 0 | 0 | 0 | 0 | 0 | 0 | 0 | 0 | 0 | 0
2025 | 0 | 0 | 0 | 0 | 0 | 0 | 0 | 0 | 0 | 0
2026 | 0 | 0 | 0 | 0 | 0 | 0 | 0 | 0 | 0 | 0
2027 | 0 | 0 | 0 | 0 | 0 | 0 | 0 | 0 | 0 | 0
2028 | 0 | 0 | 0 | 0 | 0 | 0 | 0 | 0 | 0 | 0
2029 | 123.3091 | 0 | 0 | 123.3091 | 0 | 0 | 0 | 0 | 0 | 0
2030 | 125.9973 | 123.9838 | 0 | 125.9973 | 123.9838 | 0 | 0 | 0 | 0 | 0
2031 | 128.744 | 126.6866 | 125.7513 | 128.744 | 126.6866 | 125.7513 | 100.775 | 100.775 | 100.775 | 100.775
2032 | 131.5506 | 129.4484 | 128.4926 | 131.5506 | 129.4484 | 128.4926 | 102.9719 | 102.9719 | 102.9719 | 102.9719
2033 | 134.4185 | 132.2704 | 131.2938 | 134.4185 | 132.2704 | 131.2938 | 105.2167 | 105.2167 | 105.2167 | 105.2167
2034 | 137.3488 | 135.1539 | 134.156 | 137.3488 | 135.1539 | 134.156 | 107.5104 | 107.5104 | 107.5104 | 107.5104
2035 | 140.343 | 138.1002 | 137.0806 | 140.343 | 138.1002 | 137.0806 | 109.8541 | 109.8541 | 109.8541 | 109.8541
2036 | 143.4025 | 141.1108 | 140.0689 | 143.4025 | 141.1108 | 140.0689 | 112.249 | 112.249 | 112.249 | 112.249
2037 | 146.5286 | 144.187 | 143.1225 | 146.5286 | 144.187 | 143.1225 | 114.696 | 114.696 | 114.696 | 114.696
2038 | 149.723 | 147.3303 | 146.2425 | 149.723 | 147.3303 | 146.2425 | 117.1964 | 117.1964 | 117.1964 | 117.1964
2039 | 152.9869 | 150.5421 | 149.4306 | 152.9869 | 150.5421 | 149.4306 | 119.7512 | 119.7512 | 119.7512 | 119.7512
2040 | 156.322 | 153.8239 | 152.6882 | 156.322 | 153.8239 | 152.6882 | 122.3618 | 122.3618 | 122.3618 | 122.3618
2041 | 159.7298 | 157.1773 | 156.0168 | 159.7298 | 157.1773 | 156.0168 | 125.0293 | 125.0293 | 125.0293 | 125.0293
2042 | 163.212 | 160.6037 | 159.418 | 163.212 | 160.6037 | 159.418 | 127.755 | 127.755 | 127.755 | 127.755
2043 | 166.77 | 164.1049 | 162.8933 | 166.77 | 164.1049 | 162.8933 | 130.54 | 130.54 | 130.54 | 130.54
2044 | 170.4056 | 167.6824 | 166.4443 | 170.4056 | 167.6824 | 166.4443 | 133.3858 | 133.3858 | 133.3858 | 133.3858
2045 | 174.1204 | 171.3379 | 170.0728 | 174.1204 | 171.3379 | 170.0728 | 136.2936 | 136.2936 | 136.2936 | 136.2936
2046 | 177.9162 | 175.073 | 173.7804 | 177.9162 | 175.073 | 173.7804 | 139.2648 | 139.2648 | 139.2648 | 139.2648
2047 | 181.7948 | 178.8896 | 177.5688 | 181.7948 | 178.8896 | 177.5688 | 142.3008 | 142.3008 | 142.3008 | 142.3008
2048 | 185.7579 | 182.7894 | 181.4398 | 185.7579 | 182.7894 | 181.4398 | 145.4029 | 145.4029 | 145.4029 | 145.4029
2049 | 189.8075 | 186.7742 | 185.3952 | 189.8075 | 186.7742 | 185.3952 | 148.5727 | 148.5727 | 148.5727 | 148.5727
2050 | 183.1889 | 190.8459 | 189.4368 | 193.9453 | 190.8459 | 189.4368 | 151.8116 | 151.8116 | 151.8116 | 151.8116
2051 | 187.1824 | 195.0063 | 193.5666 | 198.1733 | 195.0063 | 193.5666 | 155.1211 | 155.1211 | 155.1211 | 155.1211
2052 | 191.263 | 199.2575 | 197.7863 | 202.4934 | 199.2575 | 197.7863 | 158.5027 | 158.5027 | 158.5027 | 158.5027
2053 | 195.4326 | 203.6013 | 202.0981 | 206.9078 | 203.6013 | 202.0981 | 161.9581 | 161.9581 | 161.9581 | 161.9581
2054 | 199.693 | 208.0398 | 206.5038 | 211.4184 | 208.0398 | 206.5038 | 165.4888 | 165.4888 | 165.4888 | 165.4888
2055 | 204.0463 | 212.5751 | 211.0056 | 216.0273 | 212.5751 | 211.0056 | 169.0964 | 169.0964 | 169.0964 | 169.0964
15 uear nominal levelized
$/kW-yr | 140.5139 | 141.2826 | 143.2967 | 140.5139 | 141.2826 | 143.2967 | 114.8357 | 114.8357 | 114.8357 | 114.8357
MW | 100 | 100 | 100 | 100 | 100 | 244.1898 | 88.5 | 405.9404 | 100 | 73.5
CC
Total Fixed Cost
Wind Sorted by $/kW-yr_CC_Adj | COD | $/kW-yr | MW | CC at COD
WD_.PX.BDG._.PTC.Utility_Scale2029 | 2029 | 140.5139 | 100 | 0
WD_.PX.BDG._.PTC.Utility_Scale2030 | 2030 | 141.2826 | 100 | 0
WD_.PX.BDG._.PTC.Utility_Scale2031 | 2031 | 143.2967 | 100 | 0
WD_.PX.DJW._.PTC.Utility_Scale2029 | 2029 | 140.5139 | 100 | 0
WD_.PX.DJW._.PTC.Utility_Scale2030 | 2030 | 141.2826 | 100 | 0
WD_.PX.DJW._.PTC.Utility_Scale2031 | 2031 | 143.2967 | 244.1898 | 0
PV_.PX.BDG._.PTC.Utility_Scale2031 | 2031 | 114.8357 | 88.5 | 0
PV_.PX.HTG._.PTC.Utility_Scale2031 | 2031 | 114.8357 | 405.9404 | 0
PV_.PX.NTN._.PTC.Utility_Scale2031 | 2031 | 114.8357 | 100 | 0
PV_.PX.UTS._.PTC.Utility_Scale2031 | 2031 | 114.8357 | 73.5 | 0
Solar Sorted by $/kW-yr_CC_Adj | COD | COD | COD | $/kW-yr | MW | MW | CC at COD
PV_.PX.WMV._.PTC.Utility_Scale2036 | #N/A | #N/A | #N/A | #N/A | #N/A | #N/A | #N/A
PV_.PX.WMV._.PTC.Utility_Scale2032 | #N/A | #N/A | #N/A | #N/A | #N/A | #N/A | #N/A
PV_.PX.YAK._.PTC.Utility_Scale2032 | #N/A | #N/A | #N/A | #N/A | #N/A | #N/A | #N/A

## 2025 IRP Assumptions (hidden)
Collection | Parent Object | Child Object | Property | Value | Data File | Units | Band | Date From | Date To | Timeslice | Action | Expression | Scenario | Memo | Category
Generators | System | PV_.PX.BDG._.PTC.Utility_Scale | Build Cost | 1216.55 |  | $/kW | 1 |  |  |  | × | IRPPVESC |  |  | New Solar
Generators | System | PV_.PX.BOR._.PTC.Utility_Scale | Build Cost | 1228.72 |  | $/kW | 1 |  |  |  | × | IRPPVESC |  |  | New Solar
Generators | System | PV_.PX.CLV._.PTC.Small_Scale | Build Cost | 1984.28 |  | $/kW | 1 |  |  |  | × | IRPPVESC_Small |  |  | New Solar
Generators | System | PV_.PX.COR._.PTC.Small_Scale | Build Cost | 2082.51 |  | $/kW | 1 |  |  |  | × | IRPPVESC_Small |  |  | New Solar
Generators | System | PV_.PX.COR._.PTC.Utility_Scale | Build Cost | 1289.55 |  | $/kW | 1 |  |  |  | × | IRPPVESC |  |  | New Solar
Generators | System | PV_.PX.DJW._.PTC.Utility_Scale | Build Cost | 1216.55 |  | $/kW | 1 |  |  |  | × | IRPPVESC |  |  | New Solar
Generators | System | PV_.PX.GOE._.PTC.Small_Scale | Build Cost | 1984.28 |  | $/kW | 1 |  |  |  | × | IRPPVESC_Small |  |  | New Solar
Generators | System | PV_.PX.GOE._.PTC.Utility_Scale | Build Cost | 1228.72 |  | $/kW | 1 |  |  |  | × | IRPPVESC |  |  | New Solar
Generators | System | PV_.PX.HTG._.PTC.Utility_Scale | Build Cost | 1216.55 |  | $/kW | 1 |  |  |  | × | IRPPVESC |  |  | New Solar
Generators | System | PV_.PX.NTN._.PTC.Utility_Scale | Build Cost | 1216.55 |  | $/kW | 1 |  |  |  | × | IRPPVESC |  |  | New Solar
Generators | System | PV_.PX.NUT._.PTC.Small_Scale | Build Cost | 1984.28 |  | $/kW | 1 |  |  |  | × | IRPPVESC_Small |  |  | New Solar
Generators | System | PV_.PX.NUT._.PTC.Utility_Scale | Build Cost | 1228.72 |  | $/kW | 1 |  |  |  | × | IRPPVESC |  |  | New Solar
Generators | System | PV_.PX.SOR._.PTC.Small_Scale | Build Cost | 2180.75 |  | $/kW | 1 |  |  |  | × | IRPPVESC_Small |  |  | New Solar
Generators | System | PV_.PX.SOR._.PTC.Utility_Scale | Build Cost | 1350.37 |  | $/kW | 1 |  |  |  | × | IRPPVESC |  |  | New Solar
Generators | System | PV_.PX.SUM._.PTC.Utility_Scale | Build Cost | 1289.55 |  | $/kW | 1 |  |  |  | × | IRPPVESC |  |  | New Solar
Generators | System | PV_.PX.UTS._.PTC.Small_Scale | Build Cost | 1964.64 |  | $/kW | 1 |  |  |  | × | IRPPVESC_Small |  |  | New Solar
Generators | System | PV_.PX.UTS._.PTC.Utility_Scale | Build Cost | 1216.55 |  | $/kW | 1 |  |  |  | × | IRPPVESC |  |  | New Solar
Generators | System | PV_.PX.WMV._.PTC.Small_Scale | Build Cost | 2082.51 |  | $/kW | 1 |  |  |  | × | IRPPVESC_Small |  |  | New Solar
Generators | System | PV_.PX.WMV._.PTC.Utility_Scale | Build Cost | 1289.55 |  | $/kW | 1 |  |  |  | × | IRPPVESC |  |  | New Solar
Generators | System | PV_.PX.WSF._.PTC.Small_Scale | Build Cost | 1964.64 |  | $/kW | 1 |  |  |  | × | IRPPVESC_Small |  |  | New Solar
Generators | System | PV_.PX.WWA._.PTC.Small_Scale | Build Cost | 2003.93 |  | $/kW | 1 |  |  |  | × | IRPPVESC_Small |  |  | New Solar
Generators | System | PV_.PX.WWA._.PTC.Utility_Scale | Build Cost | 1240.88 |  | $/kW | 1 |  |  |  | × | IRPPVESC |  |  | New Solar
Generators | System | PV_.PX.WYC._.PTC.Small_Scale | Build Cost | 1964.64 |  | $/kW | 1 |  |  |  | × | IRPPVESC_Small |  |  | New Solar
Generators | System | PV_.PX.WYE._.PTC.Small_Scale | Build Cost | 1964.64 |  | $/kW | 1 |  |  |  | × | IRPPVESC_Small |  |  | New Solar
Generators | System | PV_.PX.WYE._.PTC.Utility_Scale | Build Cost | 1216.55 |  | $/kW | 1 |  |  |  | × | IRPPVESC |  |  | New Solar
Generators | System | PV_.PX.WYN._.PTC.Small_Scale | Build Cost | 1964.64 |  | $/kW | 1 |  |  |  | × | IRPPVESC_Small |  |  | New Solar
Generators | System | PV_.PX.YAK._.PTC.Small_Scale | Build Cost | 2003.93 |  | $/kW | 1 |  |  |  | × | IRPPVESC_Small |  |  | New Solar
Generators | System | PV_.PX.YAK._.PTC.Utility_Scale | Build Cost | 1240.88 |  | $/kW | 1 |  |  |  | × | IRPPVESC |  |  | New Solar
Generators | System | WD_.PX.BDG._.PTC.Utility_Scale | Build Cost | 1392.68 |  | $/kW | 1 |  |  |  | × | IRPWDESC |  |  | New Wind
Generators | System | WD_.PX.BOR._.PTC.Utility_Scale | Build Cost | 1449.53 |  | $/kW | 1 |  |  |  | × | IRPWDESC |  |  | New Wind
Generators | System | WD_.PX.CLV._.PTC.Small_Scale | Build Cost | 2605.68 |  | $/kW | 1 |  |  |  | × | IRPWDESC_Small |  |  | New Wind
Generators | System | WD_.PX.COR._.PTC.Small_Scale | Build Cost | 2835.59 |  | $/kW | 1 |  |  |  | × | IRPWDESC_Small |  |  | New Wind
Generators | System | WD_.PX.COR._.PTC.Utility_Scale | Build Cost | 1577.43 |  | $/kW | 1 |  |  |  | × | IRPWDESC |  |  | New Wind
Generators | System | WD_.PX.DJW._.PTC.Utility_Scale | Build Cost | 1392.68 |  | $/kW | 1 |  |  |  | × | IRPWDESC |  |  | New Wind
Generators | System | WD_.PX.GOE._.PTC.Small_Scale | Build Cost | 2605.68 |  | $/kW | 1 |  |  |  | × | IRPWDESC_Small |  |  | New Wind
Generators | System | WD_.PX.GOE._.PTC.Utility_Scale | Build Cost | 1449.53 |  | $/kW | 1 |  |  |  | × | IRPWDESC |  |  | New Wind
Generators | System | WD_.PX.HTG._.PTC.Utility_Scale | Build Cost | 1435.32 |  | $/kW | 1 |  |  |  | × | IRPWDESC |  |  | New Wind
Generators | System | WD_.PX.NTN._.PTC.Utility_Scale | Build Cost | 1435.32 |  | $/kW | 1 |  |  |  | × | IRPWDESC |  |  | New Wind
Generators | System | WD_.PX.NUT._.PTC.Small_Scale | Build Cost | 2605.68 |  | $/kW | 1 |  |  |  | × | IRPWDESC_Small |  |  | New Wind
Generators | System | WD_.PX.NUT._.PTC.Utility_Scale | Build Cost | 1449.53 |  | $/kW | 1 |  |  |  | × | IRPWDESC |  |  | New Wind
Generators | System | WD_.PX.SOR._.PTC.Offshore | Build Cost | 9841.87 |  | $/kW | 1 |  |  |  | × | IRPWDESC_Offshore |  |  | New Wind
Generators | System | WD_.PX.SOR._.PTC.Small_Scale | Build Cost | 3014.41 |  | $/kW | 1 |  |  |  | × | IRPWDESC_Small |  |  | New Wind
Generators | System | WD_.PX.SOR._.PTC.Utility_Scale | Build Cost | 1676.9 |  | $/kW | 1 |  |  |  | × | IRPWDESC |  |  | New Wind
Generators | System | WD_.PX.SUM._.PTC.Utility_Scale | Build Cost | 1577.43 |  | $/kW | 1 |  |  |  | × | IRPWDESC |  |  | New Wind
Generators | System | WD_.PX.UTS._.PTC.Small_Scale | Build Cost | 2580.13 |  | $/kW | 1 |  |  |  | × | IRPWDESC_Small |  |  | New Wind
Generators | System | WD_.PX.UTS._.PTC.Utility_Scale | Build Cost | 1435.32 |  | $/kW | 1 |  |  |  | × | IRPWDESC |  |  | New Wind
Generators | System | WD_.PX.WMV._.PTC.Small_Scale | Build Cost | 2835.59 |  | $/kW | 1 |  |  |  | × | IRPWDESC_Small |  |  | New Wind
Generators | System | WD_.PX.WMV._.PTC.Utility_Scale | Build Cost | 1577.43 |  | $/kW | 1 |  |  |  | × | IRPWDESC |  |  | New Wind
Generators | System | WD_.PX.WSF._.PTC.Small_Scale | Build Cost | 2580.13 |  | $/kW | 1 |  |  |  | × | IRPWDESC_Small |  |  | New Wind
Generators | System | WD_.PX.WWA._.PTC.Small_Scale | Build Cost | 2656.77 |  | $/kW | 1 |  |  |  | × | IRPWDESC_Small |  |  | New Wind
Generators | System | WD_.PX.WWA._.PTC.Utility_Scale | Build Cost | 1477.95 |  | $/kW | 1 |  |  |  | × | IRPWDESC |  |  | New Wind
Generators | System | WD_.PX.WYC._.PTC.Small_Scale | Build Cost | 2503.49 |  | $/kW | 1 |  |  |  | × | IRPWDESC_Small |  |  | New Wind
Generators | System | WD_.PX.WYE._.PTC.Small_Scale | Build Cost | 2503.49 |  | $/kW | 1 |  |  |  | × | IRPWDESC_Small |  |  | New Wind
Generators | System | WD_.PX.WYE._.PTC.Utility_Scale | Build Cost | 1392.68 |  | $/kW | 1 |  |  |  | × | IRPWDESC |  |  | New Wind
Generators | System | WD_.PX.WYN._.PTC.Small_Scale | Build Cost | 2503.49 |  | $/kW | 1 |  |  |  | × | IRPWDESC_Small |  |  | New Wind
Generators | System | WD_.PX.YAK._.PTC.Small_Scale | Build Cost | 2656.77 |  | $/kW | 1 |  |  |  | × | IRPWDESC_Small |  |  | New Wind
Generators | System | WD_.PX.YAK._.PTC.Utility_Scale | Build Cost | 1477.95 |  | $/kW | 1 |  |  |  | × | IRPWDESC |  |  | New Wind
Generators | System | GSC.PX.BDG._.___.Frame | Build Cost | 1235.75 |  | $/kW | 1 |  |  |  | × | Inflation |  |  | New Gas
Generators | System | PV_.PX.BDG._.PTC.Utility_Scale | FO&M Charge | 20.52 |  | $/kW/yr | 1 |  |  |  | × | Inflation |  |  | New Solar
Generators | System | PV_.PX.BOR._.PTC.Utility_Scale | FO&M Charge | 20.52 |  | $/kW/yr | 1 |  |  |  | × | Inflation |  |  | New Solar
Generators | System | PV_.PX.CLV._.PTC.Small_Scale | FO&M Charge | 18.16 |  | $/kW/yr | 1 |  |  |  | × | Inflation |  |  | New Solar
Generators | System | PV_.PX.COR._.PTC.Small_Scale | FO&M Charge | 18.16 |  | $/kW/yr | 1 |  |  |  | × | Inflation |  |  | New Solar
Generators | System | PV_.PX.COR._.PTC.Utility_Scale | FO&M Charge | 20.52 |  | $/kW/yr | 1 |  |  |  | × | Inflation |  |  | New Solar
Generators | System | PV_.PX.DJW._.PTC.Utility_Scale | FO&M Charge | 20.52 |  | $/kW/yr | 1 |  |  |  | × | Inflation |  |  | New Solar
Generators | System | PV_.PX.GOE._.PTC.Small_Scale | FO&M Charge | 18.16 |  | $/kW/yr | 1 |  |  |  | × | Inflation |  |  | New Solar
Generators | System | PV_.PX.GOE._.PTC.Utility_Scale | FO&M Charge | 20.52 |  | $/kW/yr | 1 |  |  |  | × | Inflation |  |  | New Solar
Generators | System | PV_.PX.HTG._.PTC.Utility_Scale | FO&M Charge | 20.52 |  | $/kW/yr | 1 |  |  |  | × | Inflation |  |  | New Solar
Generators | System | PV_.PX.NTN._.PTC.Utility_Scale | FO&M Charge | 20.52 |  | $/kW/yr | 1 |  |  |  | × | Inflation |  |  | New Solar
Generators | System | PV_.PX.NUT._.PTC.Small_Scale | FO&M Charge | 18.16 |  | $/kW/yr | 1 |  |  |  | × | Inflation |  |  | New Solar
Generators | System | PV_.PX.NUT._.PTC.Utility_Scale | FO&M Charge | 20.52 |  | $/kW/yr | 1 |  |  |  | × | Inflation |  |  | New Solar
Generators | System | PV_.PX.SOR._.PTC.Small_Scale | FO&M Charge | 18.16 |  | $/kW/yr | 1 |  |  |  | × | Inflation |  |  | New Solar
Generators | System | PV_.PX.SOR._.PTC.Utility_Scale | FO&M Charge | 20.52 |  | $/kW/yr | 1 |  |  |  | × | Inflation |  |  | New Solar
Generators | System | PV_.PX.SUM._.PTC.Utility_Scale | FO&M Charge | 20.52 |  | $/kW/yr | 1 |  |  |  | × | Inflation |  |  | New Solar
Generators | System | PV_.PX.UTS._.PTC.Small_Scale | FO&M Charge | 18.16 |  | $/kW/yr | 1 |  |  |  | × | Inflation |  |  | New Solar
Generators | System | PV_.PX.UTS._.PTC.Utility_Scale | FO&M Charge | 20.52 |  | $/kW/yr | 1 |  |  |  | × | Inflation |  |  | New Solar
Generators | System | PV_.PX.WMV._.PTC.Small_Scale | FO&M Charge | 18.16 |  | $/kW/yr | 1 |  |  |  | × | Inflation |  |  | New Solar
Generators | System | PV_.PX.WMV._.PTC.Utility_Scale | FO&M Charge | 20.52 |  | $/kW/yr | 1 |  |  |  | × | Inflation |  |  | New Solar
Generators | System | PV_.PX.WSF._.PTC.Small_Scale | FO&M Charge | 18.16 |  | $/kW/yr | 1 |  |  |  | × | Inflation |  |  | New Solar
Generators | System | PV_.PX.WWA._.PTC.Small_Scale | FO&M Charge | 18.16 |  | $/kW/yr | 1 |  |  |  | × | Inflation |  |  | New Solar
Generators | System | PV_.PX.WWA._.PTC.Utility_Scale | FO&M Charge | 20.52 |  | $/kW/yr | 1 |  |  |  | × | Inflation |  |  | New Solar
Generators | System | PV_.PX.WYC._.PTC.Small_Scale | FO&M Charge | 18.16 |  | $/kW/yr | 1 |  |  |  | × | Inflation |  |  | New Solar
Generators | System | PV_.PX.WYE._.PTC.Small_Scale | FO&M Charge | 18.16 |  | $/kW/yr | 1 |  |  |  | × | Inflation |  |  | New Solar
Generators | System | PV_.PX.WYE._.PTC.Utility_Scale | FO&M Charge | 20.52 |  | $/kW/yr | 1 |  |  |  | × | Inflation |  |  | New Solar
Generators | System | PV_.PX.WYN._.PTC.Small_Scale | FO&M Charge | 18.16 |  | $/kW/yr | 1 |  |  |  | × | Inflation |  |  | New Solar
Generators | System | PV_.PX.YAK._.PTC.Small_Scale | FO&M Charge | 18.16 |  | $/kW/yr | 1 |  |  |  | × | Inflation |  |  | New Solar
Generators | System | PV_.PX.YAK._.PTC.Utility_Scale | FO&M Charge | 20.52 |  | $/kW/yr | 1 |  |  |  | × | Inflation |  |  | New Solar | Include
Generators | System | WD_.PX.BDG._.PTC.Utility_Scale | FO&M Charge | 31.65 |  | $/kW/yr | 1 |  |  |  | × | Inflation |  |  | New Wind
Generators | System | WD_.PX.BOR._.PTC.Utility_Scale | FO&M Charge | 31.65 |  | $/kW/yr | 1 |  |  |  | × | Inflation |  |  | New Wind
Generators | System | WD_.PX.CLV._.PTC.Small_Scale | FO&M Charge | 38.79 |  | $/kW/yr | 1 |  |  |  | × | Inflation |  |  | New Wind
Generators | System | WD_.PX.COR._.PTC.Small_Scale | FO&M Charge | 38.79 |  | $/kW/yr | 1 |  |  |  | × | Inflation |  |  | New Wind
Generators | System | WD_.PX.COR._.PTC.Utility_Scale | FO&M Charge | 31.65 |  | $/kW/yr | 1 |  |  |  | × | Inflation |  |  | New Wind
Generators | System | WD_.PX.DJW._.PTC.Utility_Scale | FO&M Charge | 31.65 |  | $/kW/yr | 1 |  |  |  | × | Inflation |  |  | New Wind
Generators | System | WD_.PX.GOE._.PTC.Small_Scale | FO&M Charge | 38.79 |  | $/kW/yr | 1 |  |  |  | × | Inflation |  |  | New Wind
Generators | System | WD_.PX.GOE._.PTC.Utility_Scale | FO&M Charge | 31.65 |  | $/kW/yr | 1 |  |  |  | × | Inflation |  |  | New Wind
Generators | System | WD_.PX.HTG._.PTC.Utility_Scale | FO&M Charge | 31.65 |  | $/kW/yr | 1 |  |  |  | × | Inflation |  |  | New Wind
Generators | System | WD_.PX.NTN._.PTC.Utility_Scale | FO&M Charge | 31.65 |  | $/kW/yr | 1 |  |  |  | × | Inflation |  |  | New Wind
Generators | System | WD_.PX.NUT._.PTC.Small_Scale | FO&M Charge | 38.79 |  | $/kW/yr | 1 |  |  |  | × | Inflation |  |  | New Wind
Generators | System | WD_.PX.NUT._.PTC.Utility_Scale | FO&M Charge | 31.65 |  | $/kW/yr | 1 |  |  |  | × | Inflation |  |  | New Wind
Generators | System | WD_.PX.SOR._.PTC.Offshore | FO&M Charge | 69.26 |  | $/kW/yr | 1 |  |  |  | × | Inflation |  |  | New Wind
Generators | System | WD_.PX.SOR._.PTC.Small_Scale | FO&M Charge | 38.79 |  | $/kW/yr | 1 |  |  |  | × | Inflation |  |  | New Wind
Generators | System | WD_.PX.SOR._.PTC.Utility_Scale | FO&M Charge | 31.65 |  | $/kW/yr | 1 |  |  |  | × | Inflation |  |  | New Wind
Generators | System | WD_.PX.SUM._.PTC.Utility_Scale | FO&M Charge | 31.65 |  | $/kW/yr | 1 |  |  |  | × | Inflation |  |  | New Wind
Generators | System | WD_.PX.UTS._.PTC.Small_Scale | FO&M Charge | 38.79 |  | $/kW/yr | 1 |  |  |  | × | Inflation |  |  | New Wind
Generators | System | WD_.PX.UTS._.PTC.Utility_Scale | FO&M Charge | 31.65 |  | $/kW/yr | 1 |  |  |  | × | Inflation |  |  | New Wind
Generators | System | WD_.PX.WMV._.PTC.Small_Scale | FO&M Charge | 38.79 |  | $/kW/yr | 1 |  |  |  | × | Inflation |  |  | New Wind
Generators | System | WD_.PX.WMV._.PTC.Utility_Scale | FO&M Charge | 31.65 |  | $/kW/yr | 1 |  |  |  | × | Inflation |  |  | New Wind
Generators | System | WD_.PX.WSF._.PTC.Small_Scale | FO&M Charge | 38.79 |  | $/kW/yr | 1 |  |  |  | × | Inflation |  |  | New Wind
Generators | System | WD_.PX.WWA._.PTC.Small_Scale | FO&M Charge | 38.79 |  | $/kW/yr | 1 |  |  |  | × | Inflation |  |  | New Wind
Generators | System | WD_.PX.WWA._.PTC.Utility_Scale | FO&M Charge | 31.65 |  | $/kW/yr | 1 |  |  |  | × | Inflation |  |  | New Wind
Generators | System | WD_.PX.WYC._.PTC.Small_Scale | FO&M Charge | 38.79 |  | $/kW/yr | 1 |  |  |  | × | Inflation |  |  | New Wind
Generators | System | WD_.PX.WYE._.PTC.Small_Scale | FO&M Charge | 38.79 |  | $/kW/yr | 1 |  |  |  | × | Inflation |  |  | New Wind
Generators | System | WD_.PX.WYE._.PTC.Utility_Scale | FO&M Charge | 31.65 |  | $/kW/yr | 1 |  |  |  | × | Inflation |  |  | New Wind
Generators | System | WD_.PX.WYN._.PTC.Small_Scale | FO&M Charge | 38.79 |  | $/kW/yr | 1 |  |  |  | × | Inflation |  |  | New Wind
Generators | System | WD_.PX.YAK._.PTC.Small_Scale | FO&M Charge | 38.79 |  | $/kW/yr | 1 |  |  |  | × | Inflation |  |  | New Wind
Generators | System | WD_.PX.YAK._.PTC.Utility_Scale | FO&M Charge | 31.65 |  | $/kW/yr | 1 |  |  |  | × | Inflation |  |  | New Wind
Generators | System | GSC.PX.BDG._.___.Frame | FO&M Charge | 54.56 |  | $/kW/yr | 1 |  |  |  | × | Inflation |  |  | New Gas
Variables | System | 25IRP LI BAT 200 FOM | Profile | 38.77 |  | - | 1 |  |  |  | × | Inflation |  |  | -
Variables | System | 25IRP LI BAT 200 8HR FOM | Profile | 69.78 |  | - | 1 |  |  |  | × | Inflation |  |  | -
Variables | System | 25IRP 100HR BAT FOM | Profile | 21.04 |  | - | 1 |  |  |  | × | Inflation |  |  | -
Collection | Parent Object | Child Object | Property | Value | Data File | Units | Band | Date From | Date To | Timeslice | Action | Expression | Scenario | Memo | Category
Generators | System | PV_.PX.COR._.PTC.Utility_Scale | Economic Life | 25 |  | yr | 1 |  |  |  | = |  |  |  | New Solar |  | Added NTC Econ life
Generators | System | PV_.PX.SOR._.PTC.Utility_Scale | Economic Life | 25 |  | yr | 1 |  |  |  | = |  |  |  | New Solar |  | Added NTC Econ life
Generators | System | PV_.PX.SUM._.PTC.Utility_Scale | Economic Life | 25 |  | yr | 1 |  |  |  | = |  |  |  | New Solar |  | Added NTC Econ life
Generators | System | PV_.PX.UTS._.PTC.Utility_Scale | Economic Life | 25 |  | yr | 1 |  |  |  | = |  |  |  | New Solar |  | Added NTC Econ life
Generators | System | PV_.PX.WMV._.PTC.Utility_Scale | Economic Life | 25 |  | yr | 1 |  |  |  | = |  |  |  | New Solar |  | Added NTC Econ life
Generators | System | PV_.PX.WWA._.PTC.Utility_Scale | Economic Life | 25 |  | yr | 1 |  |  |  | = |  |  |  | New Solar |  | Added NTC Econ life
Generators | System | PV_.PX.YAK._.PTC.Utility_Scale | Economic Life | 25 |  | yr | 1 |  |  |  | = |  |  |  | New Solar |  | Added NTC Econ life
Generators | System | PV_.PX.BDG._.PTC.Utility_Scale | Economic Life | 25 |  | yr | 1 |  |  |  | = |  |  |  | New Solar |  | Added NTC Econ life
Generators | System | PV_.PX.HTG._.PTC.Utility_Scale | Economic Life | 25 |  | yr | 1 |  |  |  | = |  |  |  | New Solar |  | Added NTC Econ life
Generators | System | PV_.PX.NTN._.PTC.Utility_Scale | Economic Life | 25 |  | yr | 1 |  |  |  | = |  |  |  | New Solar |  | Added NTC Econ life
Generators | System | WD_.PX.BDG._.PTC.Utility_Scale | Economic Life | 30 |  | yr | 1 |  |  |  | = |  |  |  | New Wind |  | Added NTC Econ life
Generators | System | WD_.PX.DJW._.PTC.Utility_Scale | Economic Life | 30 |  | yr | 1 |  |  |  | = |  |  |  | New Wind |  | Added NTC Econ life
Generators | System | WD_.PX.WMV._.PTC.Utility_Scale | Economic Life | 30 |  | yr | 1 |  |  |  | = |  |  |  | New Wind |  | Added NTC Econ life
Generators | System | WD_.PX.WYC._.PTC.Small_Scale | Economic Life | 30 |  | yr | 1 |  |  |  | = |  |  |  | New Wind |  | Added NTC Econ life
Generators | System | WD_.PX.WYE._.PTC.Small_Scale | Economic Life | 30 |  | yr | 1 |  |  |  | = |  |  |  | New Wind |  | Added NTC Econ life
Generators | System | WD_.PX.WYE._.PTC.Utility_Scale | Economic Life | 30 |  | yr | 1 |  |  |  | = |  |  |  | New Wind |  | Added NTC Econ life
Batteries | System | BAT.PX.CHE._.ITC.Li_ion_4hr | Economic Life | 20 |  | yr | 1 |  |  |  | = |  |  |  | New Battery
Batteries | System | BAT.PX.COR._.ITC.Li_ion_4hr | Economic Life | 20 |  | yr | 1 |  |  |  | = |  |  |  | New Battery
Batteries | System | BAT.PX.COR._.ITC.Li_ion_4hr_Local | Economic Life | 20 |  | yr | 1 |  |  |  | = |  |  |  | New Battery
Batteries | System | BAT.PX.HTG._.ITC.Li_ion_4hr | Economic Life | 20 |  | yr | 1 |  |  |  | = |  |  |  | New Battery
Batteries | System | BAT.PX.PNC._.ITC.Li_ion_4hr_Local | Economic Life | 20 |  | yr | 1 |  |  |  | = |  |  |  | New Battery
Batteries | System | BAT.PX.SOR._.ITC.Li_ion_4hr_Local | Economic Life | 20 |  | yr | 1 |  |  |  | = |  |  |  | New Battery
Batteries | System | BAT.PX.UTS._.ITC.Li_ion_4hr | Economic Life | 20 |  | yr | 1 |  |  |  | = |  |  |  | New Battery
Batteries | System | BAT.PX.WMV._.ITC.Li_ion_4hr | Economic Life | 20 |  | yr | 1 |  |  |  | = |  |  |  | New Battery
Batteries | System | BAT.PX.WWA._.ITC.Li_ion_4hr | Economic Life | 20 |  | yr | 1 |  |  |  | = |  |  |  | New Battery
Batteries | System | BAT.PX.WWA._.ITC.Li_ion_4hr_Local | Economic Life | 20 |  | yr | 1 |  |  |  | = |  |  |  | New Battery
Batteries | System | BAT.PX.YAK._.ITC.Li_ion_4hr | Economic Life | 20 |  | yr | 1 |  |  |  | = |  |  |  | New Battery
Batteries | System | BAT.PX.YAK._.ITC.Li_ion_4hr_Local | Economic Life | 20 |  | yr | 1 |  |  |  | = |  |  |  | New Battery
Batteries | System | BAT.PX.DJW._.ITC.Li_ion_8hr | Economic Life | 20 |  | yr | 1 |  |  |  | = |  |  |  | New Long Duration Storage
Batteries | System | BAT.PX.WSF._.ITC.IronAir_100hr | Economic Life | 20 |  | yr | 1 |  |  |  | = |  |  |  | New Long Duration Storage
Generators | System | GSC.PX.BDG._.___.Frame | Economic Life | 40 |  | yr | 1 |  |  |  | = |  |  | H:\2023 IRP\3 - Assumptions\12 - New Resources (SSR)\[23 IRP Nat Gas_2023 02 10.xlsx] | New Gas | FALSE
Collection | Parent Object | Child Object | Property | Value | Data File | Units | Band | Date From | Date To | Timeslice | Action | Expression | Scenario | Memo | Category
Generators | System | PV_.PX.COR._.PTC.Utility_Scale | Levelized Capital Carrying Rate | 8.589 |  | % | 1 |  |  |  | = |  |  |  | New Solar
Generators | System | PV_.PX.SOR._.PTC.Utility_Scale | Levelized Capital Carrying Rate | 8.589 |  | % | 1 |  |  |  | = |  |  |  | New Solar
Generators | System | PV_.PX.SUM._.PTC.Utility_Scale | Levelized Capital Carrying Rate | 8.589 |  | % | 1 |  |  |  | = |  |  |  | New Solar
Generators | System | PV_.PX.UTS._.PTC.Utility_Scale | Levelized Capital Carrying Rate | 8.589 |  | % | 1 |  |  |  | = |  |  |  | New Solar
Generators | System | PV_.PX.WMV._.PTC.Utility_Scale | Levelized Capital Carrying Rate | 8.589 |  | % | 1 |  |  |  | = |  |  |  | New Solar
Generators | System | PV_.PX.WWA._.PTC.Utility_Scale | Levelized Capital Carrying Rate | 8.589 |  | % | 1 |  |  |  | = |  |  |  | New Solar
Generators | System | PV_.PX.YAK._.PTC.Utility_Scale | Levelized Capital Carrying Rate | 8.589 |  | % | 1 |  |  |  | = |  |  |  | New Solar
Generators | System | WD_.PX.BDG._.PTC.Utility_Scale | Levelized Capital Carrying Rate | 8.15 |  | % | 1 |  |  |  | = |  |  |  | New Wind
Generators | System | WD_.PX.DJW._.PTC.Utility_Scale | Levelized Capital Carrying Rate | 8.15 |  | % | 1 |  |  |  | = |  |  |  | New Wind
Generators | System | WD_.PX.WMV._.PTC.Utility_Scale | Levelized Capital Carrying Rate | 8.15 |  | % | 1 |  |  |  | = |  |  |  | New Wind
Generators | System | WD_.PX.WYC._.PTC.Small_Scale | Levelized Capital Carrying Rate | 8.15 |  | % | 1 |  |  |  | = |  |  |  | New Wind
Generators | System | WD_.PX.WYE._.PTC.Small_Scale | Levelized Capital Carrying Rate | 8.119 |  | % | 1 |  |  |  | = |  |  |  | New Wind
Generators | System | WD_.PX.WYE._.PTC.Utility_Scale | Levelized Capital Carrying Rate | 8.15 |  | % | 1 |  |  |  | = |  |  |  | New Wind
Batteries | System | BAT.PX.CHE._.ITC.Li_ion_4hr | Levelized Capital Carrying Rate | 6.478 |  | % | 1 |  |  |  | = |  |  |  | New Battery
Batteries | System | BAT.PX.COR._.ITC.Li_ion_4hr | Levelized Capital Carrying Rate | 6.478 |  | % | 1 |  |  |  | = |  |  |  | New Battery
Batteries | System | BAT.PX.COR._.ITC.Li_ion_4hr_Local | Levelized Capital Carrying Rate | 6.478 |  | % | 1 |  |  |  | = |  |  |  | New Battery
Batteries | System | BAT.PX.HTG._.ITC.Li_ion_4hr | Levelized Capital Carrying Rate | 5.386 |  | % | 1 |  |  |  | = |  |  |  | New Battery
Batteries | System | BAT.PX.PNC._.ITC.Li_ion_4hr_Local | Levelized Capital Carrying Rate | 6.478 |  | % | 1 |  |  |  | = |  |  |  | New Battery
Batteries | System | BAT.PX.SOR._.ITC.Li_ion_4hr_Local | Levelized Capital Carrying Rate | 6.478 |  | % | 1 |  |  |  | = |  |  |  | New Battery
Batteries | System | BAT.PX.UTS._.ITC.Li_ion_4hr | Levelized Capital Carrying Rate | 5.386 |  | % | 1 |  |  |  | = |  |  |  | New Battery
Batteries | System | BAT.PX.WMV._.ITC.Li_ion_4hr | Levelized Capital Carrying Rate | 6.478 |  | % | 1 |  |  |  | = |  |  |  | New Battery
Batteries | System | BAT.PX.WWA._.ITC.Li_ion_4hr | Levelized Capital Carrying Rate | 6.478 |  | % | 1 |  |  |  | = |  |  |  | New Battery
Batteries | System | BAT.PX.WWA._.ITC.Li_ion_4hr_Local | Levelized Capital Carrying Rate | 6.478 |  | % | 1 |  |  |  | = |  |  |  | New Battery
Batteries | System | BAT.PX.YAK._.ITC.Li_ion_4hr | Levelized Capital Carrying Rate | 6.478 |  | % | 1 |  |  |  | = |  |  |  | New Battery
Batteries | System | BAT.PX.YAK._.ITC.Li_ion_4hr_Local | Levelized Capital Carrying Rate | 6.478 |  | % | 1 |  |  |  | = |  |  |  | New Battery
Batteries | System | BAT.PX.DJW._.ITC.Li_ion_8hr | Levelized Capital Carrying Rate | 5.387 |  | % | 1 |  |  |  | = |  |  |  | New Long Duration Storage
Batteries | System | BAT.PX.WSF._.ITC.IronAir_100hr | Levelized Capital Carrying Rate | 5.543 |  | % | 1 |  |  |  | = |  |  |  | New Long Duration Storage
Generators | System | GSC.PX.BDG._.___.Frame | Levelized Capital Carrying Rate | 8.275 |  | % | 1 |  |  |  | = |  |  |  | New Gas | FALSE
Collection | Parent Object | Child Object | Property | Value | Data File | Units | Band | Date From | Date To | Timeslice | Action | Expression | Scenario | Memo | Category |  |  | Year
Variables | System | IRPPVESC | Profile | 1.0651 |  | - | 1 | 2025-01-01 |  |  | = |  | Post 25 IRP Escalation Rates | H:\_Projects\2025\DJ Analysis\Assumptions\25 IRP Escalation Rates v2 Updated 04212025.xlsx | Escalation Rates |  |  | 2025
Variables | System | IRPPVESC | Profile | 1.0448 |  | - | 1 | 2026-01-01 |  |  | = |  | Post 25 IRP Escalation Rates | H:\_Projects\2025\DJ Analysis\Assumptions\25 IRP Escalation Rates v2 Updated 04212025.xlsx | Escalation Rates |  |  | 2026
Variables | System | IRPPVESC | Profile | 1.0231 |  | - | 1 | 2027-01-01 |  |  | = |  | Post 25 IRP Escalation Rates | H:\_Projects\2025\DJ Analysis\Assumptions\25 IRP Escalation Rates v2 Updated 04212025.xlsx | Escalation Rates |  |  | 2027
Variables | System | IRPPVESC | Profile | 1 |  | - | 1 | 2028-01-01 |  |  | = |  | Post 25 IRP Escalation Rates | H:\_Projects\2025\DJ Analysis\Assumptions\25 IRP Escalation Rates v2 Updated 04212025.xlsx | Escalation Rates |  |  | 2028
Variables | System | IRPPVESC | Profile | 0.97538 |  | - | 1 | 2029-01-01 |  |  | = |  | Post 25 IRP Escalation Rates | H:\_Projects\2025\DJ Analysis\Assumptions\25 IRP Escalation Rates v2 Updated 04212025.xlsx | Escalation Rates |  |  | 2029
Variables | System | IRPPVESC | Profile | 0.94922 |  | - | 1 | 2030-01-01 |  |  | = |  | Post 25 IRP Escalation Rates | H:\_Projects\2025\DJ Analysis\Assumptions\25 IRP Escalation Rates v2 Updated 04212025.xlsx | Escalation Rates |  |  | 2030
Variables | System | IRPPVESC | Profile | 0.92145 |  | - | 1 | 2031-01-01 |  |  | = |  | Post 25 IRP Escalation Rates | H:\_Projects\2025\DJ Analysis\Assumptions\25 IRP Escalation Rates v2 Updated 04212025.xlsx | Escalation Rates |  |  | 2031
Variables | System | IRPPVESC | Profile | 0.89202 |  | - | 1 | 2032-01-01 |  |  | = |  | Post 25 IRP Escalation Rates | H:\_Projects\2025\DJ Analysis\Assumptions\25 IRP Escalation Rates v2 Updated 04212025.xlsx | Escalation Rates |  |  | 2032
Variables | System | IRPPVESC | Profile | 0.86087 |  | - | 1 | 2033-01-01 |  |  | = |  | Post 25 IRP Escalation Rates | H:\_Projects\2025\DJ Analysis\Assumptions\25 IRP Escalation Rates v2 Updated 04212025.xlsx | Escalation Rates |  |  | 2033
Variables | System | IRPPVESC | Profile | 0.82794 |  | - | 1 | 2034-01-01 |  |  | = |  | Post 25 IRP Escalation Rates | H:\_Projects\2025\DJ Analysis\Assumptions\25 IRP Escalation Rates v2 Updated 04212025.xlsx | Escalation Rates |  |  | 2034
Variables | System | IRPPVESC | Profile | 0.79316 |  | - | 1 | 2035-01-01 |  |  | = |  | Post 25 IRP Escalation Rates | H:\_Projects\2025\DJ Analysis\Assumptions\25 IRP Escalation Rates v2 Updated 04212025.xlsx | Escalation Rates |  |  | 2035
Variables | System | IRPPVESC | Profile | 0.79763 |  | - | 1 | 2036-01-01 |  |  | = |  | Post 25 IRP Escalation Rates | H:\_Projects\2025\DJ Analysis\Assumptions\25 IRP Escalation Rates v2 Updated 04212025.xlsx | Escalation Rates |  |  | 2036
Variables | System | IRPPVESC | Profile | 0.80192 |  | - | 1 | 2037-01-01 |  |  | = |  | Post 25 IRP Escalation Rates | H:\_Projects\2025\DJ Analysis\Assumptions\25 IRP Escalation Rates v2 Updated 04212025.xlsx | Escalation Rates |  |  | 2037
Variables | System | IRPPVESC | Profile | 0.80602 |  | - | 1 | 2038-01-01 |  |  | = |  | Post 25 IRP Escalation Rates | H:\_Projects\2025\DJ Analysis\Assumptions\25 IRP Escalation Rates v2 Updated 04212025.xlsx | Escalation Rates |  |  | 2038
Variables | System | IRPPVESC | Profile | 0.80991 |  | - | 1 | 2039-01-01 |  |  | = |  | Post 25 IRP Escalation Rates | H:\_Projects\2025\DJ Analysis\Assumptions\25 IRP Escalation Rates v2 Updated 04212025.xlsx | Escalation Rates |  |  | 2039
Variables | System | IRPPVESC | Profile | 0.81359 |  | - | 1 | 2040-01-01 |  |  | = |  | Post 25 IRP Escalation Rates | H:\_Projects\2025\DJ Analysis\Assumptions\25 IRP Escalation Rates v2 Updated 04212025.xlsx | Escalation Rates |  |  | 2040
Variables | System | IRPPVESC | Profile | 0.81705 |  | - | 1 | 2041-01-01 |  |  | = |  | Post 25 IRP Escalation Rates | H:\_Projects\2025\DJ Analysis\Assumptions\25 IRP Escalation Rates v2 Updated 04212025.xlsx | Escalation Rates |  |  | 2041
Variables | System | IRPPVESC | Profile | 0.82027 |  | - | 1 | 2042-01-01 |  |  | = |  | Post 25 IRP Escalation Rates | H:\_Projects\2025\DJ Analysis\Assumptions\25 IRP Escalation Rates v2 Updated 04212025.xlsx | Escalation Rates |  |  | 2042
Variables | System | IRPPVESC | Profile | 0.82325 |  | - | 1 | 2043-01-01 |  |  | = |  | Post 25 IRP Escalation Rates | H:\_Projects\2025\DJ Analysis\Assumptions\25 IRP Escalation Rates v2 Updated 04212025.xlsx | Escalation Rates |  |  | 2043
Variables | System | IRPPVESC | Profile | 0.82596 |  | - | 1 | 2044-01-01 |  |  | = |  | Post 25 IRP Escalation Rates | H:\_Projects\2025\DJ Analysis\Assumptions\25 IRP Escalation Rates v2 Updated 04212025.xlsx | Escalation Rates |  |  | 2044
Variables | System | IRPPVESC | Profile | 0.8284 |  | - | 1 | 2045-01-01 |  |  | = |  | Post 25 IRP Escalation Rates | H:\_Projects\2025\DJ Analysis\Assumptions\25 IRP Escalation Rates v2 Updated 04212025.xlsx | Escalation Rates |  |  | 2045
Collection | Parent Object | Child Object | Property | Value | Data File | Units | Band | Date From | Date To | Timeslice | Action | Expression | Scenario | Memo | Category |  |  | Year
Variables | System | 25IRPBATESC | Profile | 1.0198 |  | - | 1 | 2025-01-01 |  |  | = |  | Post 25 IRP Escalation Rates | H:\_Projects\2025\DJ Analysis\Assumptions\25 IRP Escalation Rates v2 Updated 04212025.xlsx | Escalation Rates |  |  | 2025
Variables | System | 25IRPBATESC | Profile | 1.0103 |  | - | 1 | 2026-01-01 |  |  | = |  | Post 25 IRP Escalation Rates | H:\_Projects\2025\DJ Analysis\Assumptions\25 IRP Escalation Rates v2 Updated 04212025.xlsx | Escalation Rates |  |  | 2026
Variables | System | 25IRPBATESC | Profile | 1 |  | - | 1 | 2027-01-01 |  |  | = |  | Post 25 IRP Escalation Rates | H:\_Projects\2025\DJ Analysis\Assumptions\25 IRP Escalation Rates v2 Updated 04212025.xlsx | Escalation Rates |  |  | 2027
Variables | System | 25IRPBATESC | Profile | 0.98873 |  | - | 1 | 2028-01-01 |  |  | = |  | Post 25 IRP Escalation Rates | H:\_Projects\2025\DJ Analysis\Assumptions\25 IRP Escalation Rates v2 Updated 04212025.xlsx | Escalation Rates |  |  | 2028
Variables | System | 25IRPBATESC | Profile | 0.9765 |  | - | 1 | 2029-01-01 |  |  | = |  | Post 25 IRP Escalation Rates | H:\_Projects\2025\DJ Analysis\Assumptions\25 IRP Escalation Rates v2 Updated 04212025.xlsx | Escalation Rates |  |  | 2029
Variables | System | 25IRPBATESC | Profile | 0.96325 |  | - | 1 | 2030-01-01 |  |  | = |  | Post 25 IRP Escalation Rates | H:\_Projects\2025\DJ Analysis\Assumptions\25 IRP Escalation Rates v2 Updated 04212025.xlsx | Escalation Rates |  |  | 2030
Variables | System | 25IRPBATESC | Profile | 0.97016 |  | - | 1 | 2031-01-01 |  |  | = |  | Post 25 IRP Escalation Rates | H:\_Projects\2025\DJ Analysis\Assumptions\25 IRP Escalation Rates v2 Updated 04212025.xlsx | Escalation Rates |  |  | 2031
Variables | System | 25IRPBATESC | Profile | 0.9769 |  | - | 1 | 2032-01-01 |  |  | = |  | Post 25 IRP Escalation Rates | H:\_Projects\2025\DJ Analysis\Assumptions\25 IRP Escalation Rates v2 Updated 04212025.xlsx | Escalation Rates |  |  | 2032
Variables | System | 25IRPBATESC | Profile | 0.98348 |  | - | 1 | 2033-01-01 |  |  | = |  | Post 25 IRP Escalation Rates | H:\_Projects\2025\DJ Analysis\Assumptions\25 IRP Escalation Rates v2 Updated 04212025.xlsx | Escalation Rates |  |  | 2033
Variables | System | 25IRPBATESC | Profile | 0.98989 |  | - | 1 | 2034-01-01 |  |  | = |  | Post 25 IRP Escalation Rates | H:\_Projects\2025\DJ Analysis\Assumptions\25 IRP Escalation Rates v2 Updated 04212025.xlsx | Escalation Rates |  |  | 2034
Variables | System | 25IRPBATESC | Profile | 0.9961 |  | - | 1 | 2035-01-01 |  |  | = |  | Post 25 IRP Escalation Rates | H:\_Projects\2025\DJ Analysis\Assumptions\25 IRP Escalation Rates v2 Updated 04212025.xlsx | Escalation Rates |  |  | 2035
Variables | System | 25IRPBATESC | Profile | 1.0021 |  | - | 1 | 2036-01-01 |  |  | = |  | Post 25 IRP Escalation Rates | H:\_Projects\2025\DJ Analysis\Assumptions\25 IRP Escalation Rates v2 Updated 04212025.xlsx | Escalation Rates |  |  | 2036
Variables | System | 25IRPBATESC | Profile | 1.0079 |  | - | 1 | 2037-01-01 |  |  | = |  | Post 25 IRP Escalation Rates | H:\_Projects\2025\DJ Analysis\Assumptions\25 IRP Escalation Rates v2 Updated 04212025.xlsx | Escalation Rates |  |  | 2037
Variables | System | 25IRPBATESC | Profile | 1.0135 |  | - | 1 | 2038-01-01 |  |  | = |  | Post 25 IRP Escalation Rates | H:\_Projects\2025\DJ Analysis\Assumptions\25 IRP Escalation Rates v2 Updated 04212025.xlsx | Escalation Rates |  |  | 2038
Variables | System | 25IRPBATESC | Profile | 1.0189 |  | - | 1 | 2039-01-01 |  |  | = |  | Post 25 IRP Escalation Rates | H:\_Projects\2025\DJ Analysis\Assumptions\25 IRP Escalation Rates v2 Updated 04212025.xlsx | Escalation Rates |  |  | 2039
Variables | System | 25IRPBATESC | Profile | 1.024 |  | - | 1 | 2040-01-01 |  |  | = |  | Post 25 IRP Escalation Rates | H:\_Projects\2025\DJ Analysis\Assumptions\25 IRP Escalation Rates v2 Updated 04212025.xlsx | Escalation Rates |  |  | 2040
Variables | System | 25IRPBATESC | Profile | 1.0288 |  | - | 1 | 2041-01-01 |  |  | = |  | Post 25 IRP Escalation Rates | H:\_Projects\2025\DJ Analysis\Assumptions\25 IRP Escalation Rates v2 Updated 04212025.xlsx | Escalation Rates |  |  | 2041
Variables | System | 25IRPBATESC | Profile | 1.0334 |  | - | 1 | 2042-01-01 |  |  | = |  | Post 25 IRP Escalation Rates | H:\_Projects\2025\DJ Analysis\Assumptions\25 IRP Escalation Rates v2 Updated 04212025.xlsx | Escalation Rates |  |  | 2042
Variables | System | 25IRPBATESC | Profile | 1.0376 |  | - | 1 | 2043-01-01 |  |  | = |  | Post 25 IRP Escalation Rates | H:\_Projects\2025\DJ Analysis\Assumptions\25 IRP Escalation Rates v2 Updated 04212025.xlsx | Escalation Rates |  |  | 2043
Variables | System | 25IRPBATESC | Profile | 1.0416 |  | - | 1 | 2044-01-01 |  |  | = |  | Post 25 IRP Escalation Rates | H:\_Projects\2025\DJ Analysis\Assumptions\25 IRP Escalation Rates v2 Updated 04212025.xlsx | Escalation Rates |  |  | 2044
Variables | System | 25IRPBATESC | Profile | 1.0453 |  | - | 1 | 2045-01-01 |  |  | = |  | Post 25 IRP Escalation Rates | H:\_Projects\2025\DJ Analysis\Assumptions\25 IRP Escalation Rates v2 Updated 04212025.xlsx | Escalation Rates |  |  | 2045
Collection | Parent Object | Child Object | Property | Value | Data File | Units | Band | Date From | Date To | Timeslice | Action | Expression | Scenario | Memo | Category |  |  | Year
Variables | System | IRPWDESC | Profile | 1.0005 |  | - | 1 | 2025-01-01 |  |  | = |  | Post 25 IRP Escalation Rates | H:\_Projects\2025\DJ Analysis\Assumptions\25 IRP Escalation Rates v2 Updated 04212025.xlsx | Escalation Rates |  |  | 2025
Variables | System | IRPWDESC | Profile | 1.0013 |  | - | 1 | 2026-01-01 |  |  | = |  | Post 25 IRP Escalation Rates | H:\_Projects\2025\DJ Analysis\Assumptions\25 IRP Escalation Rates v2 Updated 04212025.xlsx | Escalation Rates |  |  | 2026
Variables | System | IRPWDESC | Profile | 1.0017 |  | - | 1 | 2027-01-01 |  |  | = |  | Post 25 IRP Escalation Rates | H:\_Projects\2025\DJ Analysis\Assumptions\25 IRP Escalation Rates v2 Updated 04212025.xlsx | Escalation Rates |  |  | 2027
Variables | System | IRPWDESC | Profile | 1.0016 |  | - | 1 | 2028-01-01 |  |  | = |  | Post 25 IRP Escalation Rates | H:\_Projects\2025\DJ Analysis\Assumptions\25 IRP Escalation Rates v2 Updated 04212025.xlsx | Escalation Rates |  |  | 2028
Variables | System | IRPWDESC | Profile | 1.0011 |  | - | 1 | 2029-01-01 |  |  | = |  | Post 25 IRP Escalation Rates | H:\_Projects\2025\DJ Analysis\Assumptions\25 IRP Escalation Rates v2 Updated 04212025.xlsx | Escalation Rates |  |  | 2029
Variables | System | IRPWDESC | Profile | 1 |  | - | 1 | 2030-01-01 |  |  | = |  | Post 25 IRP Escalation Rates | H:\_Projects\2025\DJ Analysis\Assumptions\25 IRP Escalation Rates v2 Updated 04212025.xlsx | Escalation Rates |  |  | 2030
Variables | System | IRPWDESC | Profile | 1.0112 |  | - | 1 | 2031-01-01 |  |  | = |  | Post 25 IRP Escalation Rates | H:\_Projects\2025\DJ Analysis\Assumptions\25 IRP Escalation Rates v2 Updated 04212025.xlsx | Escalation Rates |  |  | 2031
Variables | System | IRPWDESC | Profile | 1.0223 |  | - | 1 | 2032-01-01 |  |  | = |  | Post 25 IRP Escalation Rates | H:\_Projects\2025\DJ Analysis\Assumptions\25 IRP Escalation Rates v2 Updated 04212025.xlsx | Escalation Rates |  |  | 2032
Variables | System | IRPWDESC | Profile | 1.0335 |  | - | 1 | 2033-01-01 |  |  | = |  | Post 25 IRP Escalation Rates | H:\_Projects\2025\DJ Analysis\Assumptions\25 IRP Escalation Rates v2 Updated 04212025.xlsx | Escalation Rates |  |  | 2033
Variables | System | IRPWDESC | Profile | 1.0447 |  | - | 1 | 2034-01-01 |  |  | = |  | Post 25 IRP Escalation Rates | H:\_Projects\2025\DJ Analysis\Assumptions\25 IRP Escalation Rates v2 Updated 04212025.xlsx | Escalation Rates |  |  | 2034
Variables | System | IRPWDESC | Profile | 1.0559 |  | - | 1 | 2035-01-01 |  |  | = |  | Post 25 IRP Escalation Rates | H:\_Projects\2025\DJ Analysis\Assumptions\25 IRP Escalation Rates v2 Updated 04212025.xlsx | Escalation Rates |  |  | 2035
Variables | System | IRPWDESC | Profile | 1.0671 |  | - | 1 | 2036-01-01 |  |  | = |  | Post 25 IRP Escalation Rates | H:\_Projects\2025\DJ Analysis\Assumptions\25 IRP Escalation Rates v2 Updated 04212025.xlsx | Escalation Rates |  |  | 2036
Variables | System | IRPWDESC | Profile | 1.0782 |  | - | 1 | 2037-01-01 |  |  | = |  | Post 25 IRP Escalation Rates | H:\_Projects\2025\DJ Analysis\Assumptions\25 IRP Escalation Rates v2 Updated 04212025.xlsx | Escalation Rates |  |  | 2037
Variables | System | IRPWDESC | Profile | 1.0894 |  | - | 1 | 2038-01-01 |  |  | = |  | Post 25 IRP Escalation Rates | H:\_Projects\2025\DJ Analysis\Assumptions\25 IRP Escalation Rates v2 Updated 04212025.xlsx | Escalation Rates |  |  | 2038
Variables | System | IRPWDESC | Profile | 1.1005 |  | - | 1 | 2039-01-01 |  |  | = |  | Post 25 IRP Escalation Rates | H:\_Projects\2025\DJ Analysis\Assumptions\25 IRP Escalation Rates v2 Updated 04212025.xlsx | Escalation Rates |  |  | 2039
Variables | System | IRPWDESC | Profile | 1.1116 |  | - | 1 | 2040-01-01 |  |  | = |  | Post 25 IRP Escalation Rates | H:\_Projects\2025\DJ Analysis\Assumptions\25 IRP Escalation Rates v2 Updated 04212025.xlsx | Escalation Rates |  |  | 2040
Variables | System | IRPWDESC | Profile | 1.1226 |  | - | 1 | 2041-01-01 |  |  | = |  | Post 25 IRP Escalation Rates | H:\_Projects\2025\DJ Analysis\Assumptions\25 IRP Escalation Rates v2 Updated 04212025.xlsx | Escalation Rates |  |  | 2041
Variables | System | IRPWDESC | Profile | 1.1336 |  | - | 1 | 2042-01-01 |  |  | = |  | Post 25 IRP Escalation Rates | H:\_Projects\2025\DJ Analysis\Assumptions\25 IRP Escalation Rates v2 Updated 04212025.xlsx | Escalation Rates |  |  | 2042
Variables | System | IRPWDESC | Profile | 1.1445 |  | - | 1 | 2043-01-01 |  |  | = |  | Post 25 IRP Escalation Rates | H:\_Projects\2025\DJ Analysis\Assumptions\25 IRP Escalation Rates v2 Updated 04212025.xlsx | Escalation Rates |  |  | 2043
Variables | System | IRPWDESC | Profile | 1.1554 |  | - | 1 | 2044-01-01 |  |  | = |  | Post 25 IRP Escalation Rates | H:\_Projects\2025\DJ Analysis\Assumptions\25 IRP Escalation Rates v2 Updated 04212025.xlsx | Escalation Rates |  |  | 2044
Variables | System | IRPWDESC | Profile | 1.1662 |  | - | 1 | 2045-01-01 |  |  | = |  | Post 25 IRP Escalation Rates | H:\_Projects\2025\DJ Analysis\Assumptions\25 IRP Escalation Rates v2 Updated 04212025.xlsx | Escalation Rates |  |  | 2045
Collection | Parent Object | Child Object | Property | Value | Data File | Units | Band | Date From | Date To | Timeslice | Action | Expression | Scenario | Memo | Category |  |  | Year
Variables | System | IRPPVESC_Small | Profile | 1.0265 |  | - | 1 | 2025-01-01 |  |  | = |  | Post 25 IRP Escalation Rates | H:\_Projects\2025\DJ Analysis\Assumptions\25 IRP Escalation Rates v2 Updated 04212025.xlsx | Escalation Rates |  |  | 2025
Variables | System | IRPPVESC_Small | Profile | 1.0185 |  | - | 1 | 2026-01-01 |  |  | = |  | Post 25 IRP Escalation Rates | H:\_Projects\2025\DJ Analysis\Assumptions\25 IRP Escalation Rates v2 Updated 04212025.xlsx | Escalation Rates |  |  | 2026
Variables | System | IRPPVESC_Small | Profile | 1.0097 |  | - | 1 | 2027-01-01 |  |  | = |  | Post 25 IRP Escalation Rates | H:\_Projects\2025\DJ Analysis\Assumptions\25 IRP Escalation Rates v2 Updated 04212025.xlsx | Escalation Rates |  |  | 2027
Variables | System | IRPPVESC_Small | Profile | 1 |  | - | 1 | 2028-01-01 |  |  | = |  | Post 25 IRP Escalation Rates | H:\_Projects\2025\DJ Analysis\Assumptions\25 IRP Escalation Rates v2 Updated 04212025.xlsx | Escalation Rates |  |  | 2028
Variables | System | IRPPVESC_Small | Profile | 0.98941 |  | - | 1 | 2029-01-01 |  |  | = |  | Post 25 IRP Escalation Rates | H:\_Projects\2025\DJ Analysis\Assumptions\25 IRP Escalation Rates v2 Updated 04212025.xlsx | Escalation Rates |  |  | 2029
Variables | System | IRPPVESC_Small | Profile | 0.97788 |  | - | 1 | 2030-01-01 |  |  | = |  | Post 25 IRP Escalation Rates | H:\_Projects\2025\DJ Analysis\Assumptions\25 IRP Escalation Rates v2 Updated 04212025.xlsx | Escalation Rates |  |  | 2030
Variables | System | IRPPVESC_Small | Profile | 0.96538 |  | - | 1 | 2031-01-01 |  |  | = |  | Post 25 IRP Escalation Rates | H:\_Projects\2025\DJ Analysis\Assumptions\25 IRP Escalation Rates v2 Updated 04212025.xlsx | Escalation Rates |  |  | 2031
Variables | System | IRPPVESC_Small | Profile | 0.95188 |  | - | 1 | 2032-01-01 |  |  | = |  | Post 25 IRP Escalation Rates | H:\_Projects\2025\DJ Analysis\Assumptions\25 IRP Escalation Rates v2 Updated 04212025.xlsx | Escalation Rates |  |  | 2032
Variables | System | IRPPVESC_Small | Profile | 0.93732 |  | - | 1 | 2033-01-01 |  |  | = |  | Post 25 IRP Escalation Rates | H:\_Projects\2025\DJ Analysis\Assumptions\25 IRP Escalation Rates v2 Updated 04212025.xlsx | Escalation Rates |  |  | 2033
Variables | System | IRPPVESC_Small | Profile | 0.92167 |  | - | 1 | 2034-01-01 |  |  | = |  | Post 25 IRP Escalation Rates | H:\_Projects\2025\DJ Analysis\Assumptions\25 IRP Escalation Rates v2 Updated 04212025.xlsx | Escalation Rates |  |  | 2034
Variables | System | IRPPVESC_Small | Profile | 0.9049 |  | - | 1 | 2035-01-01 |  |  | = |  | Post 25 IRP Escalation Rates | H:\_Projects\2025\DJ Analysis\Assumptions\25 IRP Escalation Rates v2 Updated 04212025.xlsx | Escalation Rates |  |  | 2035
Variables | System | IRPPVESC_Small | Profile | 0.9092 |  | - | 1 | 2036-01-01 |  |  | = |  | Post 25 IRP Escalation Rates | H:\_Projects\2025\DJ Analysis\Assumptions\25 IRP Escalation Rates v2 Updated 04212025.xlsx | Escalation Rates |  |  | 2036
Variables | System | IRPPVESC_Small | Profile | 0.91326 |  | - | 1 | 2037-01-01 |  |  | = |  | Post 25 IRP Escalation Rates | H:\_Projects\2025\DJ Analysis\Assumptions\25 IRP Escalation Rates v2 Updated 04212025.xlsx | Escalation Rates |  |  | 2037
Variables | System | IRPPVESC_Small | Profile | 0.91707 |  | - | 1 | 2038-01-01 |  |  | = |  | Post 25 IRP Escalation Rates | H:\_Projects\2025\DJ Analysis\Assumptions\25 IRP Escalation Rates v2 Updated 04212025.xlsx | Escalation Rates |  |  | 2038
Variables | System | IRPPVESC_Small | Profile | 0.9206 |  | - | 1 | 2039-01-01 |  |  | = |  | Post 25 IRP Escalation Rates | H:\_Projects\2025\DJ Analysis\Assumptions\25 IRP Escalation Rates v2 Updated 04212025.xlsx | Escalation Rates |  |  | 2039
Variables | System | IRPPVESC_Small | Profile | 0.92385 |  | - | 1 | 2040-01-01 |  |  | = |  | Post 25 IRP Escalation Rates | H:\_Projects\2025\DJ Analysis\Assumptions\25 IRP Escalation Rates v2 Updated 04212025.xlsx | Escalation Rates |  |  | 2040
Variables | System | IRPPVESC_Small | Profile | 0.92681 |  | - | 1 | 2041-01-01 |  |  | = |  | Post 25 IRP Escalation Rates | H:\_Projects\2025\DJ Analysis\Assumptions\25 IRP Escalation Rates v2 Updated 04212025.xlsx | Escalation Rates |  |  | 2041
Variables | System | IRPPVESC_Small | Profile | 0.92946 |  | - | 1 | 2042-01-01 |  |  | = |  | Post 25 IRP Escalation Rates | H:\_Projects\2025\DJ Analysis\Assumptions\25 IRP Escalation Rates v2 Updated 04212025.xlsx | Escalation Rates |  |  | 2042
Variables | System | IRPPVESC_Small | Profile | 0.93178 |  | - | 1 | 2043-01-01 |  |  | = |  | Post 25 IRP Escalation Rates | H:\_Projects\2025\DJ Analysis\Assumptions\25 IRP Escalation Rates v2 Updated 04212025.xlsx | Escalation Rates |  |  | 2043
Variables | System | IRPPVESC_Small | Profile | 0.93377 |  | - | 1 | 2044-01-01 |  |  | = |  | Post 25 IRP Escalation Rates | H:\_Projects\2025\DJ Analysis\Assumptions\25 IRP Escalation Rates v2 Updated 04212025.xlsx | Escalation Rates |  |  | 2044
Variables | System | IRPPVESC_Small | Profile | 0.93539 |  | - | 1 | 2045-01-01 |  |  | = |  | Post 25 IRP Escalation Rates | H:\_Projects\2025\DJ Analysis\Assumptions\25 IRP Escalation Rates v2 Updated 04212025.xlsx | Escalation Rates |  |  | 2045
2025 IRP Discount Rate |  | 6.38%
Collection | Parent Object | Child Object | Property | Value | Data File | Units | Band | Date From | Date To | Timeslice | Action | Expression | Scenario | Memo | Category |  |  | Year
Variables | System | IRPWDESC_Small | Profile | 1.0153 |  | - | 1 | 2025-01-01 |  |  | = |  | Post 25 IRP Escalation Rates | H:\_Projects\2025\DJ Analysis\Assumptions\25 IRP Escalation Rates v2 Updated 04212025.xlsx | Escalation Rates |  |  | 2025
Variables | System | IRPWDESC_Small | Profile | 1.0135 |  | - | 1 | 2026-01-01 |  |  | = |  | Post 25 IRP Escalation Rates | H:\_Projects\2025\DJ Analysis\Assumptions\25 IRP Escalation Rates v2 Updated 04212025.xlsx | Escalation Rates |  |  | 2026
Variables | System | IRPWDESC_Small | Profile | 1.011 |  | - | 1 | 2027-01-01 |  |  | = |  | Post 25 IRP Escalation Rates | H:\_Projects\2025\DJ Analysis\Assumptions\25 IRP Escalation Rates v2 Updated 04212025.xlsx | Escalation Rates |  |  | 2027
Variables | System | IRPWDESC_Small | Profile | 1.008 |  | - | 1 | 2028-01-01 |  |  | = |  | Post 25 IRP Escalation Rates | H:\_Projects\2025\DJ Analysis\Assumptions\25 IRP Escalation Rates v2 Updated 04212025.xlsx | Escalation Rates |  |  | 2028
Variables | System | IRPWDESC_Small | Profile | 1.0043 |  | - | 1 | 2029-01-01 |  |  | = |  | Post 25 IRP Escalation Rates | H:\_Projects\2025\DJ Analysis\Assumptions\25 IRP Escalation Rates v2 Updated 04212025.xlsx | Escalation Rates |  |  | 2029
Variables | System | IRPWDESC_Small | Profile | 1 |  | - | 1 | 2030-01-01 |  |  | = |  | Post 25 IRP Escalation Rates | H:\_Projects\2025\DJ Analysis\Assumptions\25 IRP Escalation Rates v2 Updated 04212025.xlsx | Escalation Rates |  |  | 2030
Variables | System | IRPWDESC_Small | Profile | 0.99504 |  | - | 1 | 2031-01-01 |  |  | = |  | Post 25 IRP Escalation Rates | H:\_Projects\2025\DJ Analysis\Assumptions\25 IRP Escalation Rates v2 Updated 04212025.xlsx | Escalation Rates |  |  | 2031
Variables | System | IRPWDESC_Small | Profile | 1.0066 |  | - | 1 | 2032-01-01 |  |  | = |  | Post 25 IRP Escalation Rates | H:\_Projects\2025\DJ Analysis\Assumptions\25 IRP Escalation Rates v2 Updated 04212025.xlsx | Escalation Rates |  |  | 2032
Variables | System | IRPWDESC_Small | Profile | 1.0181 |  | - | 1 | 2033-01-01 |  |  | = |  | Post 25 IRP Escalation Rates | H:\_Projects\2025\DJ Analysis\Assumptions\25 IRP Escalation Rates v2 Updated 04212025.xlsx | Escalation Rates |  |  | 2033
Variables | System | IRPWDESC_Small | Profile | 1.0297 |  | - | 1 | 2034-01-01 |  |  | = |  | Post 25 IRP Escalation Rates | H:\_Projects\2025\DJ Analysis\Assumptions\25 IRP Escalation Rates v2 Updated 04212025.xlsx | Escalation Rates |  |  | 2034
Variables | System | IRPWDESC_Small | Profile | 1.0413 |  | - | 1 | 2035-01-01 |  |  | = |  | Post 25 IRP Escalation Rates | H:\_Projects\2025\DJ Analysis\Assumptions\25 IRP Escalation Rates v2 Updated 04212025.xlsx | Escalation Rates |  |  | 2035
Variables | System | IRPWDESC_Small | Profile | 1.0529 |  | - | 1 | 2036-01-01 |  |  | = |  | Post 25 IRP Escalation Rates | H:\_Projects\2025\DJ Analysis\Assumptions\25 IRP Escalation Rates v2 Updated 04212025.xlsx | Escalation Rates |  |  | 2036
Variables | System | IRPWDESC_Small | Profile | 1.0645 |  | - | 1 | 2037-01-01 |  |  | = |  | Post 25 IRP Escalation Rates | H:\_Projects\2025\DJ Analysis\Assumptions\25 IRP Escalation Rates v2 Updated 04212025.xlsx | Escalation Rates |  |  | 2037
Variables | System | IRPWDESC_Small | Profile | 1.0762 |  | - | 1 | 2038-01-01 |  |  | = |  | Post 25 IRP Escalation Rates | H:\_Projects\2025\DJ Analysis\Assumptions\25 IRP Escalation Rates v2 Updated 04212025.xlsx | Escalation Rates |  |  | 2038
Variables | System | IRPWDESC_Small | Profile | 1.0878 |  | - | 1 | 2039-01-01 |  |  | = |  | Post 25 IRP Escalation Rates | H:\_Projects\2025\DJ Analysis\Assumptions\25 IRP Escalation Rates v2 Updated 04212025.xlsx | Escalation Rates |  |  | 2039
Variables | System | IRPWDESC_Small | Profile | 1.0994 |  | - | 1 | 2040-01-01 |  |  | = |  | Post 25 IRP Escalation Rates | H:\_Projects\2025\DJ Analysis\Assumptions\25 IRP Escalation Rates v2 Updated 04212025.xlsx | Escalation Rates |  |  | 2040
Variables | System | IRPWDESC_Small | Profile | 1.1111 |  | - | 1 | 2041-01-01 |  |  | = |  | Post 25 IRP Escalation Rates | H:\_Projects\2025\DJ Analysis\Assumptions\25 IRP Escalation Rates v2 Updated 04212025.xlsx | Escalation Rates |  |  | 2041
Variables | System | IRPWDESC_Small | Profile | 1.1227 |  | - | 1 | 2042-01-01 |  |  | = |  | Post 25 IRP Escalation Rates | H:\_Projects\2025\DJ Analysis\Assumptions\25 IRP Escalation Rates v2 Updated 04212025.xlsx | Escalation Rates |  |  | 2042
Variables | System | IRPWDESC_Small | Profile | 1.1343 |  | - | 1 | 2043-01-01 |  |  | = |  | Post 25 IRP Escalation Rates | H:\_Projects\2025\DJ Analysis\Assumptions\25 IRP Escalation Rates v2 Updated 04212025.xlsx | Escalation Rates |  |  | 2043
Variables | System | IRPWDESC_Small | Profile | 1.1458 |  | - | 1 | 2044-01-01 |  |  | = |  | Post 25 IRP Escalation Rates | H:\_Projects\2025\DJ Analysis\Assumptions\25 IRP Escalation Rates v2 Updated 04212025.xlsx | Escalation Rates |  |  | 2044
Variables | System | IRPWDESC_Small | Profile | 1.1573 |  | - | 1 | 2045-01-01 |  |  | = |  | Post 25 IRP Escalation Rates | H:\_Projects\2025\DJ Analysis\Assumptions\25 IRP Escalation Rates v2 Updated 04212025.xlsx | Escalation Rates |  |  | 2045
Collection | Parent Object | Child Object | Property | Value | Data File | Units | Band | Date From | Date To | Timeslice | Action | Expression | Scenario | Memo | Category |  |  | Year
Variables | System | 100% PTC | Profile | 39.78 |  | - | 1 | 2025-01-01 |  |  | = |  |  |  | PTC Variables |  |  | 2025
Variables | System | 100% PTC | Profile | 39.78 |  | - | 1 | 2026-01-01 |  |  | = |  |  |  | PTC Variables |  |  | 2026
Variables | System | 100% PTC | Profile | 41.11 |  | - | 1 | 2027-01-01 |  |  | = |  |  |  | PTC Variables |  |  | 2027
Variables | System | 100% PTC | Profile | 42.43 |  | - | 1 | 2028-01-01 |  |  | = |  |  |  | PTC Variables |  |  | 2028
Variables | System | 100% PTC | Profile | 42.43 |  | - | 1 | 2029-01-01 |  |  | = |  |  |  | PTC Variables |  |  | 2029
Variables | System | 100% PTC | Profile | 43.76 |  | - | 1 | 2030-01-01 |  |  | = |  |  |  | PTC Variables |  |  | 2030
Variables | System | 100% PTC | Profile | 45.08 |  | - | 1 | 2031-01-01 |  |  | = |  |  |  | PTC Variables |  |  | 2031
Variables | System | 100% PTC | Profile | 45.08 |  | - | 1 | 2032-01-01 |  |  | = |  |  |  | PTC Variables |  |  | 2032
Variables | System | 100% PTC | Profile | 46.41 |  | - | 1 | 2033-01-01 |  |  | = |  |  |  | PTC Variables |  |  | 2033
Variables | System | 100% PTC | Profile | 47.74 |  | - | 1 | 2034-01-01 |  |  | = |  |  |  | PTC Variables |  |  | 2034
Variables | System | 100% PTC | Profile | 47.74 |  | - | 1 | 2035-01-01 |  |  | = |  |  |  | PTC Variables |  |  | 2035
Variables | System | 100% PTC | Profile | 49.06 |  | - | 1 | 2036-01-01 |  |  | = |  |  |  | PTC Variables |  |  | 2036
Variables | System | 100% PTC | Profile | 50.39 |  | - | 1 | 2037-01-01 |  |  | = |  |  |  | PTC Variables |  |  | 2037
Variables | System | 100% PTC | Profile | 51.71 |  | - | 1 | 2038-01-01 |  |  | = |  |  |  | PTC Variables |  |  | 2038
Variables | System | 100% PTC | Profile | 51.71 |  | - | 1 | 2039-01-01 |  |  | = |  |  |  | PTC Variables |  |  | 2039
Variables | System | 100% PTC | Profile | 53.04 |  | - | 1 | 2040-01-01 |  |  | = |  |  |  | PTC Variables |  |  | 2040
Variables | System | 100% PTC | Profile | 54.37 |  | - | 1 | 2041-01-01 |  |  | = |  |  |  | PTC Variables |  |  | 2041
Variables | System | 100% PTC | Profile | 55.69 |  | - | 1 | 2042-01-01 |  |  | = |  |  |  | PTC Variables |  |  | 2042
Variables | System | 100% PTC | Profile | 57.02 |  | - | 1 | 2043-01-01 |  |  | = |  |  |  | PTC Variables |  |  | 2043
Variables | System | 100% PTC | Profile | 57.02 |  | - | 1 | 2044-01-01 |  |  | = |  |  |  | PTC Variables |  |  | 2044
Variables | System | 100% PTC | Profile | 58.35 |  | - | 1 | 2045-01-01 |  |  | = |  |  |  | PTC Variables |  |  | 2045
Variables | System | 100% PTC | Profile | 59.67 |  | - | 1 | 2046-01-01 |  |  | = |  |  |  | PTC Variables |  |  | 2046
Variables | System | 100% PTC | Profile | 61 |  | - | 1 | 2047-01-01 |  |  | = |  |  |  | PTC Variables |  |  | 2047
Variables | System | 100% PTC | Profile | 61 |  | - | 1 | 2048-01-01 |  |  | = |  |  |  | PTC Variables |  |  | 2048
Variables | System | 100% PTC | Profile | 62.32 |  | - | 1 | 2049-01-01 |  |  | = |  |  |  | PTC Variables |  |  | 2049
Variables | System | 100% PTC | Profile | 63.65 |  | - | 1 | 2050-01-01 |  |  | = |  |  |  | PTC Variables |  |  | 2050
Variables | System | 100% PTC | Profile | 63.65 |  | - | 1 | 2051-01-01 |  |  | = |  |  |  | PTC Variables |  |  | 2051
Variables | System | 100% PTC | Profile | 64.98 |  | - | 1 | 2052-01-01 |  |  | = |  |  |  | PTC Variables |  |  | 2052
Variables | System | 100% PTC | Profile | 66.3 |  | - | 1 | 2053-01-01 |  |  | = |  |  |  | PTC Variables |  |  | 2053
Variables | System | 100% PTC | Profile | 67.63 |  | - | 1 | 2054-01-01 |  |  | = |  |  |  | PTC Variables |  |  | 2054
Collection | Parent Object | Child Object | Property | Value | Data File | Units | Band | Date From | Date To | Timeslice | Action | Expression | Scenario | Memo | Category |  |  | Year
| System | 110% PTC | Profile | 43.76 |  | - | 1 | 2025-01-01 |  |  | = |  |  |  | PTC Variables |  |  | 2025
| System | 110% PTC | Profile | 43.76 |  | - | 1 | 2026-01-01 |  |  | = |  |  |  | PTC Variables |  |  | 2026
| System | 110% PTC | Profile | 45.08 |  | - | 1 | 2027-01-01 |  |  | = |  |  |  | PTC Variables |  |  | 2027
| System | 110% PTC | Profile | 46.41 |  | - | 1 | 2028-01-01 |  |  | = |  |  |  | PTC Variables |  |  | 2028
| System | 110% PTC | Profile | 47.74 |  | - | 1 | 2029-01-01 |  |  | = |  |  |  | PTC Variables |  |  | 2029
| System | 110% PTC | Profile | 47.74 |  | - | 1 | 2030-01-01 |  |  | = |  |  |  | PTC Variables |  |  | 2030
| System | 110% PTC | Profile | 49.06 |  | - | 1 | 2031-01-01 |  |  | = |  |  |  | PTC Variables |  |  | 2031
| System | 110% PTC | Profile | 50.39 |  | - | 1 | 2032-01-01 |  |  | = |  |  |  | PTC Variables |  |  | 2032
| System | 110% PTC | Profile | 50.39 |  | - | 1 | 2033-01-01 |  |  | = |  |  |  | PTC Variables |  |  | 2033
| System | 110% PTC | Profile | 51.71 |  | - | 1 | 2034-01-01 |  |  | = |  |  |  | PTC Variables |  |  | 2034
| System | 110% PTC | Profile | 53.04 |  | - | 1 | 2035-01-01 |  |  | = |  |  |  | PTC Variables |  |  | 2035
| System | 110% PTC | Profile | 54.37 |  | - | 1 | 2036-01-01 |  |  | = |  |  |  | PTC Variables |  |  | 2036
| System | 110% PTC | Profile | 55.69 |  | - | 1 | 2037-01-01 |  |  | = |  |  |  | PTC Variables |  |  | 2037
| System | 110% PTC | Profile | 55.69 |  | - | 1 | 2038-01-01 |  |  | = |  |  |  | PTC Variables |  |  | 2038
| System | 110% PTC | Profile | 57.02 |  | - | 1 | 2039-01-01 |  |  | = |  |  |  | PTC Variables |  |  | 2039
| System | 110% PTC | Profile | 58.35 |  | - | 1 | 2040-01-01 |  |  | = |  |  |  | PTC Variables |  |  | 2040
| System | 110% PTC | Profile | 46.68 |  | - | 1 | 2041-01-01 |  |  | = |  |  |  | PTC Variables |  |  | 2041
| System | 110% PTC | Profile | 35.01 |  | - | 1 | 2042-01-01 |  |  | = |  |  |  | PTC Variables |  |  | 2042
| System | 110% PTC | Profile | 23.34 |  | - | 1 | 2043-01-01 |  |  | = |  |  |  | PTC Variables |  |  | 2043
| System | 110% PTC | Profile | 11.67 |  | - | 1 | 2044-01-01 |  |  | = |  |  |  | PTC Variables |  |  | 2044
| System | 110% PTC | Profile | 0 |  | - | 1 | 2045-01-01 |  |  | = |  |  |  | PTC Variables |  |  | 2045
Collection | Parent Object | Child Object | Property | Value | Data File | Units | Band | Date From | Date To | Timeslice | Action | Expression | Scenario | Memo | Category |  |  | Year
Variables | System | Inflation | Profile | 1 |  | - | 1 | 2024-01-01 |  |  | = |  |  | H:\2025 IRP\03. Assumptions\04. Financial\Inflation\25IRP Plexos Inflation inputs 3Q 092024 CONF.xlsb | - |  |  | 2024
Variables | System | Inflation | Profile | 1.0218 |  | - | 1 | 2025-01-01 |  |  | = |  |  | H:\2025 IRP\03. Assumptions\04. Financial\Inflation\25IRP Plexos Inflation inputs 3Q 092024 CONF.xlsb | - |  |  | 2025 | 0.0218
Variables | System | Inflation | Profile | 1.0441 |  | - | 1 | 2026-01-01 |  |  | = |  |  | H:\2025 IRP\03. Assumptions\04. Financial\Inflation\25IRP Plexos Inflation inputs 3Q 092024 CONF.xlsb | - |  |  | 2026 | 0.0218
Variables | System | Inflation | Profile | 1.0668 |  | - | 1 | 2027-01-01 |  |  | = |  |  | H:\2025 IRP\03. Assumptions\04. Financial\Inflation\25IRP Plexos Inflation inputs 3Q 092024 CONF.xlsb | - |  |  | 2027 | 0.0218
Variables | System | Inflation | Profile | 1.0901 |  | - | 1 | 2028-01-01 |  |  | = |  |  | H:\2025 IRP\03. Assumptions\04. Financial\Inflation\25IRP Plexos Inflation inputs 3Q 092024 CONF.xlsb | - |  |  | 2028 | 0.0218
Variables | System | Inflation | Profile | 1.1139 |  | - | 1 | 2029-01-01 |  |  | = |  |  | H:\2025 IRP\03. Assumptions\04. Financial\Inflation\25IRP Plexos Inflation inputs 3Q 092024 CONF.xlsb | - |  |  | 2029 | 0.0218
Variables | System | Inflation | Profile | 1.1381 |  | - | 1 | 2030-01-01 |  |  | = |  |  | H:\2025 IRP\03. Assumptions\04. Financial\Inflation\25IRP Plexos Inflation inputs 3Q 092024 CONF.xlsb | - |  |  | 2030 | 0.0218
Variables | System | Inflation | Profile | 1.163 |  | - | 1 | 2031-01-01 |  |  | = |  |  | H:\2025 IRP\03. Assumptions\04. Financial\Inflation\25IRP Plexos Inflation inputs 3Q 092024 CONF.xlsb | - |  |  | 2031 | 0.0218
Variables | System | Inflation | Profile | 1.1883 |  | - | 1 | 2032-01-01 |  |  | = |  |  | H:\2025 IRP\03. Assumptions\04. Financial\Inflation\25IRP Plexos Inflation inputs 3Q 092024 CONF.xlsb | - |  |  | 2032 | 0.0218
Variables | System | Inflation | Profile | 1.2142 |  | - | 1 | 2033-01-01 |  |  | = |  |  | H:\2025 IRP\03. Assumptions\04. Financial\Inflation\25IRP Plexos Inflation inputs 3Q 092024 CONF.xlsb | - |  |  | 2033 | 0.0218
Variables | System | Inflation | Profile | 1.2407 |  | - | 1 | 2034-01-01 |  |  | = |  |  | H:\2025 IRP\03. Assumptions\04. Financial\Inflation\25IRP Plexos Inflation inputs 3Q 092024 CONF.xlsb | - |  |  | 2034 | 0.0218
Variables | System | Inflation | Profile | 1.2677 |  | - | 1 | 2035-01-01 |  |  | = |  |  | H:\2025 IRP\03. Assumptions\04. Financial\Inflation\25IRP Plexos Inflation inputs 3Q 092024 CONF.xlsb | - |  |  | 2035 | 0.0218
Variables | System | Inflation | Profile | 1.2954 |  | - | 1 | 2036-01-01 |  |  | = |  |  | H:\2025 IRP\03. Assumptions\04. Financial\Inflation\25IRP Plexos Inflation inputs 3Q 092024 CONF.xlsb | - |  |  | 2036 | 0.0218
Variables | System | Inflation | Profile | 1.3236 |  | - | 1 | 2037-01-01 |  |  | = |  |  | H:\2025 IRP\03. Assumptions\04. Financial\Inflation\25IRP Plexos Inflation inputs 3Q 092024 CONF.xlsb | - |  |  | 2037 | 0.0218
Variables | System | Inflation | Profile | 1.3525 |  | - | 1 | 2038-01-01 |  |  | = |  |  | H:\2025 IRP\03. Assumptions\04. Financial\Inflation\25IRP Plexos Inflation inputs 3Q 092024 CONF.xlsb | - |  |  | 2038 | 0.0218
Variables | System | Inflation | Profile | 1.3819 |  | - | 1 | 2039-01-01 |  |  | = |  |  | H:\2025 IRP\03. Assumptions\04. Financial\Inflation\25IRP Plexos Inflation inputs 3Q 092024 CONF.xlsb | - |  |  | 2039 | 0.0218
Variables | System | Inflation | Profile | 1.4121 |  | - | 1 | 2040-01-01 |  |  | = |  |  | H:\2025 IRP\03. Assumptions\04. Financial\Inflation\25IRP Plexos Inflation inputs 3Q 092024 CONF.xlsb | - |  |  | 2040 | 0.0218
Variables | System | Inflation | Profile | 1.4428 |  | - | 1 | 2041-01-01 |  |  | = |  |  | H:\2025 IRP\03. Assumptions\04. Financial\Inflation\25IRP Plexos Inflation inputs 3Q 092024 CONF.xlsb | - |  |  | 2041 | 0.0218
Variables | System | Inflation | Profile | 1.4743 |  | - | 1 | 2042-01-01 |  |  | = |  |  | H:\2025 IRP\03. Assumptions\04. Financial\Inflation\25IRP Plexos Inflation inputs 3Q 092024 CONF.xlsb | - |  |  | 2042 | 0.0218
Variables | System | Inflation | Profile | 1.5064 |  | - | 1 | 2043-01-01 |  |  | = |  |  | H:\2025 IRP\03. Assumptions\04. Financial\Inflation\25IRP Plexos Inflation inputs 3Q 092024 CONF.xlsb | - |  |  | 2043 | 0.0218
Variables | System | Inflation | Profile | 1.5393 |  | - | 1 | 2044-01-01 |  |  | = |  |  | H:\2025 IRP\03. Assumptions\04. Financial\Inflation\25IRP Plexos Inflation inputs 3Q 092024 CONF.xlsb | - |  |  | 2044 | 0.0218
Variables | System | Inflation | Profile | 1.5728 |  | - | 1 | 2045-01-01 |  |  | = |  |  | H:\2025 IRP\03. Assumptions\04. Financial\Inflation\25IRP Plexos Inflation inputs 3Q 092024 CONF.xlsb | - |  |  | 2045 | 0.0218
Variables | System | Inflation | Profile | 1.6071 |  | - | 1 | 2046-01-01 |  |  | = |  |  | H:\2025 IRP\03. Assumptions\04. Financial\Inflation\25IRP Plexos Inflation inputs 3Q 092024 CONF.xlsb | - |  |  | 2046 | 0.0218
Variables | System | Inflation | Profile | 1.6422 |  | - | 1 | 2047-01-01 |  |  | = |  |  | H:\2025 IRP\03. Assumptions\04. Financial\Inflation\25IRP Plexos Inflation inputs 3Q 092024 CONF.xlsb | - |  |  | 2047 | 0.0218
2025 IRP Discount Rate |  | 6.38%
Collection | Parent Object | Child Object | Property | Value | Data File | Units | Band | Date From | Date To | Timeslice | Action | Expression | Scenario | Memo | Category
Generators | System | PV_.PX.BDG._.PTC.Utility_Scale | VO&M Charge | 0 |  | $/MWh | 1 |  |  |  | - | 110% PTC |  |  | New Solar
Generators | System | PV_.PX.BOR._.PTC.Utility_Scale | VO&M Charge | 0 |  | $/MWh | 1 |  |  |  | - | 100% PTC |  |  | New Solar
Generators | System | PV_.PX.CLV._.PTC.Small_Scale | VO&M Charge | 0 |  | $/MWh | 1 |  |  |  | - | 110% PTC |  |  | New Solar
Generators | System | PV_.PX.COR._.PTC.Small_Scale | VO&M Charge | 0 |  | $/MWh | 1 |  |  |  | - | 100% PTC |  |  | New Solar
Generators | System | PV_.PX.COR._.PTC.Utility_Scale | VO&M Charge | 0 |  | $/MWh | 1 |  |  |  | - | 100% PTC |  |  | New Solar
Generators | System | PV_.PX.DJW._.PTC.Utility_Scale | VO&M Charge | 0 |  | $/MWh | 1 |  |  |  | - | 110% PTC |  |  | New Solar
Generators | System | PV_.PX.GOE._.PTC.Small_Scale | VO&M Charge | 0 |  | $/MWh | 1 |  |  |  | - | 100% PTC |  |  | New Solar
Generators | System | PV_.PX.GOE._.PTC.Utility_Scale | VO&M Charge | 0 |  | $/MWh | 1 |  |  |  | - | 100% PTC |  |  | New Solar
Generators | System | PV_.PX.HTG._.PTC.Utility_Scale | VO&M Charge | 0 |  | $/MWh | 1 |  |  |  | - | 110% PTC |  |  | New Solar
Generators | System | PV_.PX.NTN._.PTC.Utility_Scale | VO&M Charge | 0 |  | $/MWh | 1 |  |  |  | - | 110% PTC |  |  | New Solar
Generators | System | PV_.PX.NUT._.PTC.Small_Scale | VO&M Charge | 0 |  | $/MWh | 1 |  |  |  | - | 100% PTC |  |  | New Solar
Generators | System | PV_.PX.NUT._.PTC.Utility_Scale | VO&M Charge | 0 |  | $/MWh | 1 |  |  |  | - | 100% PTC |  |  | New Solar
Generators | System | PV_.PX.SOR._.PTC.Small_Scale | VO&M Charge | 0 |  | $/MWh | 1 |  |  |  | - | 100% PTC |  |  | New Solar
Generators | System | PV_.PX.SOR._.PTC.Utility_Scale | VO&M Charge | 0 |  | $/MWh | 1 |  |  |  | - | 100% PTC |  |  | New Solar
Generators | System | PV_.PX.SUM._.PTC.Utility_Scale | VO&M Charge | 0 |  | $/MWh | 1 |  |  |  | - | 100% PTC |  |  | New Solar
Generators | System | PV_.PX.UTS._.PTC.Small_Scale | VO&M Charge | 0 |  | $/MWh | 1 |  |  |  | - | 110% PTC |  |  | New Solar
Generators | System | PV_.PX.UTS._.PTC.Utility_Scale | VO&M Charge | 0 |  | $/MWh | 1 |  |  |  | - | 110% PTC |  |  | New Solar
Generators | System | PV_.PX.WMV._.PTC.Small_Scale | VO&M Charge | 0 |  | $/MWh | 1 |  |  |  | - | 100% PTC |  |  | New Solar
Generators | System | PV_.PX.WMV._.PTC.Utility_Scale | VO&M Charge | 0 |  | $/MWh | 1 |  |  |  | - | 100% PTC |  |  | New Solar
Generators | System | PV_.PX.WSF._.PTC.Small_Scale | VO&M Charge | 0 |  | $/MWh | 1 |  |  |  | - | 110% PTC |  |  | New Solar
Generators | System | PV_.PX.WWA._.PTC.Small_Scale | VO&M Charge | 0 |  | $/MWh | 1 |  |  |  | - | 100% PTC |  |  | New Solar
Generators | System | PV_.PX.WWA._.PTC.Utility_Scale | VO&M Charge | 0 |  | $/MWh | 1 |  |  |  | - | 100% PTC |  |  | New Solar
Generators | System | PV_.PX.WYC._.PTC.Small_Scale | VO&M Charge | 0 |  | $/MWh | 1 |  |  |  | - | 110% PTC |  |  | New Solar
Generators | System | PV_.PX.WYE._.PTC.Small_Scale | VO&M Charge | 0 |  | $/MWh | 1 |  |  |  | - | 110% PTC |  |  | New Solar
Generators | System | PV_.PX.WYE._.PTC.Utility_Scale | VO&M Charge | 0 |  | $/MWh | 1 |  |  |  | - | 110% PTC |  |  | New Solar
Generators | System | PV_.PX.WYN._.PTC.Small_Scale | VO&M Charge | 0 |  | $/MWh | 1 |  |  |  | - | 110% PTC |  |  | New Solar
Generators | System | PV_.PX.YAK._.PTC.Small_Scale | VO&M Charge | 0 |  | $/MWh | 1 |  |  |  | - | 100% PTC |  |  | New Solar
Generators | System | PV_.PX.YAK._.PTC.Utility_Scale | VO&M Charge | 0 |  | $/MWh | 1 |  |  |  | - | 100% PTC |  |  | New Solar
Generators | System | WD_.PX.BDG._.PTC.Utility_Scale | VO&M Charge | 1 |  | $/MWh | 1 |  |  |  | - | 110% PTC |  |  | New Wind
Generators | System | WD_.PX.BOR._.PTC.Utility_Scale | VO&M Charge | 0 |  | $/MWh | 1 |  |  |  | - | 100% PTC |  |  | New Wind
Generators | System | WD_.PX.CLV._.PTC.Small_Scale | VO&M Charge | 0 |  | $/MWh | 1 |  |  |  | - | 110% PTC |  |  | New Wind
Generators | System | WD_.PX.COR._.PTC.Small_Scale | VO&M Charge | 0 |  | $/MWh | 1 |  |  |  | - | 100% PTC |  |  | New Wind
Generators | System | WD_.PX.COR._.PTC.Utility_Scale | VO&M Charge | 0 |  | $/MWh | 1 |  |  |  | - | 100% PTC |  |  | New Wind
Generators | System | WD_.PX.DJW._.PTC.Utility_Scale | VO&M Charge | 0 |  | $/MWh | 1 |  |  |  | - | 110% PTC |  |  | New Wind
Generators | System | WD_.PX.GOE._.PTC.Small_Scale | VO&M Charge | 0 |  | $/MWh | 1 |  |  |  | - | 100% PTC |  |  | New Wind
Generators | System | WD_.PX.GOE._.PTC.Utility_Scale | VO&M Charge | 0 |  | $/MWh | 1 |  |  |  | - | 100% PTC |  |  | New Wind
Generators | System | WD_.PX.HTG._.PTC.Utility_Scale | VO&M Charge | 0 |  | $/MWh | 1 |  |  |  | - | 110% PTC |  |  | New Wind
Generators | System | WD_.PX.NTN._.PTC.Utility_Scale | VO&M Charge | 0 |  | $/MWh | 1 |  |  |  | - | 110% PTC |  |  | New Wind
Generators | System | WD_.PX.NUT._.PTC.Small_Scale | VO&M Charge | 0 |  | $/MWh | 1 |  |  |  | - | 100% PTC |  |  | New Wind
Generators | System | WD_.PX.NUT._.PTC.Utility_Scale | VO&M Charge | 0 |  | $/MWh | 1 |  |  |  | - | 100% PTC |  |  | New Wind
Generators | System | WD_.PX.SOR._.PTC.Offshore | VO&M Charge | 0 |  | $/MWh | 1 |  |  |  | = |  |  |  | New Wind
Generators | System | WD_.PX.SOR._.PTC.Small_Scale | VO&M Charge | 0 |  | $/MWh | 1 |  |  |  | - | 100% PTC |  |  | New Wind
Generators | System | WD_.PX.SOR._.PTC.Utility_Scale | VO&M Charge | 0 |  | $/MWh | 1 |  |  |  | - | 100% PTC |  |  | New Wind
Generators | System | WD_.PX.SUM._.PTC.Utility_Scale | VO&M Charge | 0 |  | $/MWh | 1 |  |  |  | - | 100% PTC |  |  | New Wind
Generators | System | WD_.PX.UTS._.PTC.Small_Scale | VO&M Charge | 0 |  | $/MWh | 1 |  |  |  | - | 110% PTC |  |  | New Wind
Generators | System | WD_.PX.UTS._.PTC.Utility_Scale | VO&M Charge | 0 |  | $/MWh | 1 |  |  |  | - | 110% PTC |  |  | New Wind
Generators | System | WD_.PX.WMV._.PTC.Small_Scale | VO&M Charge | 0 |  | $/MWh | 1 |  |  |  | - | 100% PTC |  |  | New Wind
Generators | System | WD_.PX.WMV._.PTC.Utility_Scale | VO&M Charge | 0 |  | $/MWh | 1 |  |  |  | - | 100% PTC |  |  | New Wind
Generators | System | WD_.PX.WSF._.PTC.Small_Scale | VO&M Charge | 0 |  | $/MWh | 1 |  |  |  | - | 110% PTC |  |  | New Wind
Generators | System | WD_.PX.WWA._.PTC.Small_Scale | VO&M Charge | 0 |  | $/MWh | 1 |  |  |  | - | 100% PTC |  |  | New Wind
Generators | System | WD_.PX.WWA._.PTC.Utility_Scale | VO&M Charge | 0 |  | $/MWh | 1 |  |  |  | - | 100% PTC |  |  | New Wind
Generators | System | WD_.PX.WYC._.PTC.Small_Scale | VO&M Charge | 1 |  | $/MWh | 1 |  |  |  | - | 100% PTC |  |  | New Wind
Generators | System | WD_.PX.WYE._.PTC.Small_Scale | VO&M Charge | 1 |  | $/MWh | 1 |  |  |  | - | 110% PTC |  |  | New Wind
Generators | System | WD_.PX.WYE._.PTC.Utility_Scale | VO&M Charge | 1 |  | $/MWh | 1 |  |  |  | - | 110% PTC |  |  | New Wind
Generators | System | WD_.PX.WYN._.PTC.Small_Scale | VO&M Charge | 1 |  | $/MWh | 1 |  |  |  | - | 110% PTC |  |  | New Wind
Generators | System | WD_.PX.YAK._.PTC.Small_Scale | VO&M Charge | 0 |  | $/MWh | 1 |  |  |  | - | 100% PTC |  |  | New Wind
Generators | System | WD_.PX.YAK._.PTC.Utility_Scale | VO&M Charge | 0 |  | $/MWh | 1 |  |  |  | - | 100% PTC |  |  | New Wind
[9 empty] | TransCapRecovFct | 0.05279
[9 empty] | OATT | 0.21
| Export (MW) | Import (MW) | Interconnect (MW) | Build Investment ($m) | Build (%) | From | To | Build Investment $/kW-yr of Interconnect
2026 | Utah South - Wasatch Front: 138 kV reinforcement #1 | 250 | 250 | 29.5 | 1 | Utah South | Wasatch Front | 4.9211
2028 | Cluster 1 Area 11: Willamette Valley | 0 | 199 | 13.62 | 1 | n/a | n/a | 2.8543
2028 | Cluster 1 Area 14: Summer Lake | 400 | 400 | 110.63 | 1 | Summer Lake | Hemingway | 11.5343
2028 | Cluster 1/2/3: Walla Walla | 0 | 393 | 327.88 | 1 | n/a | n/a | 34.7937
2028 | Serial queue: Central Oregon | 0 | 152 | 3.56 | 1 | n/a | n/a | 0.97675
2028 | Serial/Cluster 1/2: Yakima | 0 | 628 | 63.84 | 1 | n/a | n/a | 4.2395
2028 | Utah South - Wasatch Front: 138 kV reinforcement #2 | 200 | 200 | 12.08 | 1 | Utah South | Wasatch Front | 2.5189
2029 | Cluster 2 Area 23: Willamette Valley | 0 | 393 | 2.21 | 1 | n/a | n/a | 0.23452
2030 | Cluster 2 Area 19: Summer Lake to Central Oregon 500 kV | 1500 | 670 | 1283.43 | 1 | Summer Lake | Central OR | 79.887
2030 | Walla Walla - Yakima 230 kV | 400 | 400 | 141.83 | 1 | Walla Walla | Yakima | 14.7872
2031 | Serial through Cluster 1 Area 13: Southern Oregon | 0 | 231 | 42.11 | 1 | n/a | n/a | 7.6024
2032 | Cluster 1 Area 12: Southern Oregon | 0 | 300 | 303.12 | 1 | n/a | n/a | 42.1378
2033 | Cluster 2 Area 18: Central Oregon 500 kV Substation | 0 | 518 | 372.32 | 1 | n/a | n/a | 29.9754
2039 | Walla Walla - Central Oregon 500 kV | 1500 | 670 | 1463.04 | 1 | Walla Walla | Central OR | 91.0668
Grand Total |  | 4250 | 5404 | 4169.17 | 14 |  |  | 32.1746

## WD_.PX.BDG._.PTC.2029 (hidden)
Table 3
WD_.PX.BDG._.PTC.Utility_Scale
40% Capacity Factor
Year | Estimated Capital Cost | Fixed Capital Cost at Real Levelized Rate | Fixed O&M |  | Fixed Costs | Variable O&M | 110% PTC | Total Resource Cost | Total Resource Costs | Total Fixed Cost
| $/kW | $/kW-yr | $/kW-yr |  | $/MWh | $/MWh | $/MWh | $/MWh | $/kW-yr | $/kW-yr
| (a) | (b) | (c) |  | (e) | (f) | (g) | (g) | (h) | (i)
2024 | 1392.68 |  | 31.65
2025 | 1393.4262 |  | 32.34
2026 | 1394.5581 |  | 33.045
2027 | 1395.0772 |  | 33.7654
2028 | 1394.9561 |  | 34.5014
2029 | 1394.1667 | 88.0556 | 35.2536 |  | 35.3579 |  | -47.74 | -12.3821 | -43.18 | 123.3091
2030 |  | 89.9752 | 36.0221 |  | 36.1287 |  | -47.74 | -11.6113 | -40.49 | 125.9973
2031 |  | 91.9366 | 36.8074 |  | 36.9163 |  | -49.06 | -12.1437 | -42.35 | 128.744
2032 |  | 93.9409 | 37.6098 |  | 37.721 |  | -50.39 | -12.669 | -44.18 | 131.5506
2033 |  | 95.9888 | 38.4297 |  | 38.5434 |  | -50.39 | -11.8466 | -41.31 | 134.4185
2034 |  | 98.0813 | 39.2674 |  | 39.3836 |  | -51.71 | -12.3264 | -42.99 | 137.3488
2035 |  | 100.2195 | 40.1235 |  | 40.2422 |  | -53.04 | -12.7978 | -44.63 | 140.343
2036 |  | 102.4043 | 40.9982 |  | 41.1195 |  | -54.37 | -13.2505 | -46.21 | 143.4025
2037 |  | 104.6367 | 41.8919 |  | 42.0159 |  | -55.69 | -13.6741 | -47.69 | 146.5286
2038 |  | 106.9178 | 42.8052 |  | 42.9318 |  | -55.69 | -12.7582 | -44.49 | 149.723
2039 |  | 109.2486 | 43.7383 |  | 43.8677 |  |  | 43.8677 | 152.99 | 152.9869
2040 |  | 111.6302 | 44.6918 |  | 44.824 |  |  | 44.824 | 156.32 | 156.322
2041 |  | 114.0637 | 45.6661 |  | 45.8012 |  |  | 45.8012 | 159.73 | 159.7298
2042 |  | 116.5503 | 46.6616 |  | 46.7997 |  |  | 46.7997 | 163.21 | 163.212
2043 |  | 119.0911 | 47.6789 |  | 47.8199 |  |  | 47.8199 | 166.77 | 166.77
2044 |  | 121.6873 | 48.7183 |  | 48.8624 |  |  | 48.8624 | 170.41 | 170.4056
2045 |  | 124.3401 | 49.7803 |  | 49.9276 |  |  | 49.9276 | 174.12 | 174.1204
2046 |  | 127.0507 | 50.8655 |  | 51.016 |  |  | 51.016 | 177.92 | 177.9162
2047 |  | 129.8204 | 51.9744 |  | 52.1281 |  |  | 52.1281 | 181.79 | 181.7948
2048 |  | 132.6505 | 53.1074 |  | 53.2645 |  |  | 53.2645 | 185.76 | 185.7579
2049 |  | 135.5423 | 54.2652 |  | 54.4257 |  |  | 54.4257 | 189.81 | 189.8075
2050 |  | 138.4971 | 44.6918 |  | 52.5279 |  |  | 52.5279 | 183.19 | 183.1889
2051 |  | 141.5163 | 45.6661 |  | 53.673 |  |  | 53.673 | 187.18 | 187.1824
2052 |  | 144.6014 | 46.6616 |  | 54.8431 |  |  | 54.8431 | 191.26 | 191.263
2053 |  | 147.7537 | 47.6789 |  | 56.0386 |  |  | 56.0386 | 195.43 | 195.4326
2054 |  | 150.9747 | 48.7183 |  | 57.2603 |  |  | 57.2603 | 199.69 | 199.693
2055 |  | 154.266 | 49.7803 |  | 58.5086 |  |  | 58.5086 | 204.05 | 204.0463
2056 |  | 157.629 | 50.8655 |  | 59.7841 |  |  | 59.7841 | 208.49 | 208.4945
2057 |  | 161.0653 | 51.9744 |  | 61.0873 |  |  | 61.0873 | 213.04 | 213.0397
2058 |  | 164.5765 | 53.1074 |  | 62.419 |  |  | 62.419 | 217.68 | 217.684
2059 |  | 168.1643 | 54.2652 |  | 63.7798 |  |  | 63.7798 | 222.43 | 222.4295
2060 |  | 171.8303 | 55.4482 |  | 65.1702 |  |  | 65.1702 | 227.28 | 227.2784
2061 |  | 175.5762 | 36.8074 |  | 60.8992 |  |  | 60.8992 | 212.38 | 212.3836
NPV chck | [7 empty] | 16.2623 | 56.715 | 154.1156
Sources, Inputs and Assumptions
Source: | (c)(f) | Plant Costs - 2025 IRP - Table 7.1 & 7.2
| (a) | Plant capacity cost
| (b) | = (a) x 0.06316
| 0 | = ((b) + (c)) / (8.76 x 39.8%)
| (g) | = (e) + (f)
| (h) | Plant Costs - 2025 IRP - Table 7.1 & 7.2
[11 empty] | COD | 2029 | WD_.PX.BDG._.PTC.Utility_Scale
| 0 | Network Upgrade ($/kw-yr)
[11 empty] | MW Built | 100
| 6.316% | Payment Factor, 0% ITC |  | \\pacificorp.us\dfs\PDXCO\PaR\2025 IRP\03. Assumptions\12. New Resources (SSR)\Levelized\2025 IRP LFC_GM_2024E 2024.09.25 0% ITC.xlsb
| 39.81% | Capacity Factor
[6 empty] | 110% | % PTC
[7 empty] | $/MWh | $/kw-yr
[5 empty] | 2029-01-01 | 2029 | 47.74 | 166.4914
[5 empty] | 2030-01-01 | 2030 | 47.74 | 166.4914
[5 empty] | 2031-01-01 | 2031 | 49.06 | 171.0948
[5 empty] | 2032-01-01 | 2032 | 50.39 | 175.7331
[5 empty] | 2033-01-01 | 2033 | 50.39 | 175.7331
[5 empty] | 2034-01-01 | 2034 | 51.71 | 180.3366
[5 empty] | 2035-01-01 | 2035 | 53.04 | 184.9749
[5 empty] | 2036-01-01 | 2036 | 54.37 | 189.6132
[5 empty] | 2037-01-01 | 2037 | 55.69 | 194.2167
[5 empty] | 2038-01-01 | 2038 | 55.69 | 194.2167
[5 empty] | Economic Life |  |  | 30
[5 empty] | Nominal PTC 2028$ |  |  | 75.482

## WD_.PX.BDG._.PTC.2030 (hidden)
Table 3
WD_.PX.BDG._.PTC.Utility_Scale
40% Capacity Factor
Year | Estimated Capital Cost | Fixed Capital Cost at Real Levelized Rate | Fixed O&M |  | Fixed Costs | Variable O&M | 110% PTC | Total Resource Cost | Total Resource Costs | Total Fixed Cost
| $/kW | $/kW-yr | $/kW-yr |  | $/MWh | $/MWh | $/MWh | $/MWh | $/kW-yr | $/kW-yr
| (a) | (b) | (c) |  | (e) | (f) | (g) | (g) | (h) | (i)
2024 | 1392.68 |  | 31.65
2025 | 1393.4262 |  | 32.34
2026 | 1394.5581 |  | 33.045
2027 | 1395.0772 |  | 33.7654
2028 | 1394.9561 |  | 34.5014
2029 | 1394.1667 |  | 35.2536
2030 | 1392.68 | 87.9617 | 36.0221 |  | 35.5513 |  | -47.74 | -12.1887 | -42.51 | 123.9838
2031 |  | 89.8792 | 36.8074 |  | 36.3263 |  | -49.06 | -12.7337 | -44.41 | 126.6866
2032 |  | 91.8386 | 37.6098 |  | 37.1182 |  | -50.39 | -13.2718 | -46.28 | 129.4484
2033 |  | 93.8407 | 38.4297 |  | 37.9274 |  | -50.39 | -12.4626 | -43.46 | 132.2704
2034 |  | 95.8864 | 39.2674 |  | 38.7542 |  | -51.71 | -12.9558 | -45.18 | 135.1539
2035 |  | 97.9767 | 40.1235 |  | 39.5991 |  | -53.04 | -13.4409 | -46.87 | 138.1002
2036 |  | 100.1126 | 40.9982 |  | 40.4623 |  | -54.37 | -13.9077 | -48.5 | 141.1108
2037 |  | 102.2951 | 41.8919 |  | 41.3444 |  | -55.69 | -14.3456 | -50.03 | 144.187
2038 |  | 104.5251 | 42.8052 |  | 42.2457 |  | -55.69 | -13.4443 | -46.89 | 147.3303
2039 |  | 106.8038 | 43.7383 |  | 43.1667 |  | -57.02 | -13.8533 | -48.31 | 150.5421
2040 |  | 109.1321 | 44.6918 |  | 44.1077 |  |  | 44.1077 | 153.82 | 153.8239
2041 |  | 111.5112 | 45.6661 |  | 45.0693 |  |  | 45.0693 | 157.18 | 157.1773
2042 |  | 113.9421 | 46.6616 |  | 46.0518 |  |  | 46.0518 | 160.6 | 160.6037
2043 |  | 116.426 | 47.6789 |  | 47.0557 |  |  | 47.0557 | 164.1 | 164.1049
2044 |  | 118.9641 | 48.7183 |  | 48.0815 |  |  | 48.0815 | 167.68 | 167.6824
2045 |  | 121.5575 | 49.7803 |  | 49.1297 |  |  | 49.1297 | 171.34 | 171.3379
2046 |  | 124.2075 | 50.8655 |  | 50.2007 |  |  | 50.2007 | 175.07 | 175.073
2047 |  | 126.9152 | 51.9744 |  | 51.2951 |  |  | 51.2951 | 178.89 | 178.8896
2048 |  | 129.682 | 53.1074 |  | 52.4133 |  |  | 52.4133 | 182.79 | 182.7894
2049 |  | 132.509 | 54.2652 |  | 53.5559 |  |  | 53.5559 | 186.77 | 186.7742
2050 |  | 135.3977 | 55.4482 |  | 54.7235 |  |  | 54.7235 | 190.85 | 190.8459
2051 |  | 138.3494 | 56.6569 |  | 55.9164 |  |  | 55.9164 | 195.01 | 195.0063
2052 |  | 141.3654 | 57.892 |  | 57.1354 |  |  | 57.1354 | 199.26 | 199.2575
2053 |  | 144.4472 | 59.1541 |  | 58.381 |  |  | 58.381 | 203.6 | 203.6013
2054 |  | 147.5961 | 60.4436 |  | 59.6537 |  |  | 59.6537 | 208.04 | 208.0398
2055 |  | 150.8137 | 61.7613 |  | 60.9541 |  |  | 60.9541 | 212.58 | 212.5751
2056 |  | 154.1015 | 63.1077 |  | 62.2829 |  |  | 62.2829 | 217.21 | 217.2092
2057 |  | 157.4609 | 64.4835 |  | 63.6407 |  |  | 63.6407 | 221.94 | 221.9444
2058 |  | 160.8935 | 65.8892 |  | 65.0281 |  |  | 65.0281 | 226.78 | 226.7827
2059 |  | 164.401 | 67.3256 |  | 66.4457 |  |  | 66.4457 | 231.73 | 231.7266
2060 |  | 167.985 | 68.7933 |  | 67.8942 |  |  | 67.8942 | 236.78 | 236.7782
2061 |  | 171.647 | 70.293 |  | 69.3743 |  |  | 69.3743 | 241.94 | 241.94
NPV chck |  |  |  | 0 |  |  |  | 16.4727 | 57.4481 | 156.5746
Sources, Inputs and Assumptions
Source: | (c)(f) | Plant Costs - 2025 IRP - Table 7.1 & 7.2
| (a) | Plant capacity cost
| (b) | = (a) x 0.06316
| 0 | = ((b) + (c)) / (8.76 x 39.8%)
| (g) | = (e) + (f)
| (h) | Plant Costs - 2025 IRP - Table 7.1 & 7.2
[11 empty] | COD | 2030 | WD_.PX.BDG._.PTC.Utility_Scale
[11 empty] | MW Built | 100
| 6.316% | Payment Factor, 0% ITC |  | \\pacificorp.us\dfs\PDXCO\PaR\2025 IRP\03. Assumptions\12. New Resources (SSR)\Levelized\2025 IRP LFC_GM_2024E 2024.09.25 0% ITC.xlsb
| 39.81% | Capacity Factor
[6 empty] | 110% | % PTC
[7 empty] | $/MWh | $/kw-yr
[5 empty] | 2030-01-01 | 2030 | 47.74 | 166.4914
[5 empty] | 2031-01-01 | 2031 | 49.06 | 171.0948
[5 empty] | 2032-01-01 | 2032 | 50.39 | 175.7331
[5 empty] | 2033-01-01 | 2033 | 50.39 | 175.7331
[5 empty] | 2034-01-01 | 2034 | 51.71 | 180.3366
[5 empty] | 2035-01-01 | 2035 | 53.04 | 184.9749
[5 empty] | 2036-01-01 | 2036 | 54.37 | 189.6132
[5 empty] | 2037-01-01 | 2037 | 55.69 | 194.2167
[5 empty] | 2038-01-01 | 2038 | 55.69 | 194.2167
[5 empty] | 2039-01-01 | 2039 | 57.02 | 198.855
[5 empty] | Economic Life |  |  | 30
[5 empty] | Nominal PTC 2029$ |  |  | 76.8191

## WD_.PX.BDG._.PTC.2031 (hidden)
Table 3
WD_.PX.BDG._.PTC.Utility_Scale
40% Capacity Factor
Year | Estimated Capital Cost | Fixed Capital Cost at Real Levelized Rate | Fixed O&M |  | Fixed Costs | Variable O&M | 110% PTC | Total Resource Cost | Total Resource Costs | Total Fixed Cost
| $/kW | $/kW-yr | $/kW-yr |  | $/MWh | $/MWh | $/MWh | $/MWh | $/kW-yr | $/kW-yr
| (a) | (b) | (c) |  | (e) | (f) | (g) | (g) | (h) | (i)
2024 | 1392.68 |  | 31.65
2025 | 1393.4262 |  | 32.34
2026 | 1394.5581 |  | 33.045
2027 | 1395.0772 |  | 33.7654
2028 | 1394.9561 |  | 34.5014
2029 | 1394.1667 |  | 35.2536
2030 | 1392.68 |  | 36.0221
2031 | 1408.2312 | 88.9439 | 36.8074 |  | 36.0581 |  | -49.06 | -13.0019 | -45.34 | 125.7513
2032 |  | 90.8829 | 37.6098 |  | 36.8442 |  | -50.39 | -13.5458 | -47.24 | 128.4926
2033 |  | 92.8641 | 38.4297 |  | 37.6474 |  | -50.39 | -12.7426 | -44.44 | 131.2938
2034 |  | 94.8885 | 39.2674 |  | 38.4681 |  | -51.71 | -13.2419 | -46.18 | 134.156
2035 |  | 96.9571 | 40.1235 |  | 39.3067 |  | -53.04 | -13.7333 | -47.89 | 137.0806
2036 |  | 99.0708 | 40.9982 |  | 40.1636 |  | -54.37 | -14.2064 | -49.54 | 140.0689
2037 |  | 101.2305 | 41.8919 |  | 41.0392 |  | -55.69 | -14.6508 | -51.09 | 143.1225
2038 |  | 103.4373 | 42.8052 |  | 41.9338 |  | -55.69 | -13.7562 | -47.97 | 146.2425
2039 |  | 105.6923 | 43.7383 |  | 42.848 |  | -57.02 | -14.172 | -49.42 | 149.4306
2040 |  | 107.9964 | 44.6918 |  | 43.7821 |  | -58.35 | -14.5679 | -50.81 | 152.6882
2041 |  | 110.3507 | 45.6661 |  | 44.7365 |  |  | 44.7365 | 156.02 | 156.0168
2042 |  | 112.7563 | 46.6616 |  | 45.7118 |  |  | 45.7118 | 159.42 | 159.418
2043 |  | 115.2144 | 47.6789 |  | 46.7083 |  |  | 46.7083 | 162.89 | 162.8933
2044 |  | 117.7261 | 48.7183 |  | 47.7265 |  |  | 47.7265 | 166.44 | 166.4443
2045 |  | 120.2925 | 49.7803 |  | 48.767 |  |  | 48.767 | 170.07 | 170.0728
2046 |  | 122.9149 | 50.8655 |  | 49.8301 |  |  | 49.8301 | 173.78 | 173.7804
2047 |  | 125.5944 | 51.9744 |  | 50.9164 |  |  | 50.9164 | 177.57 | 177.5688
2048 |  | 128.3324 | 53.1074 |  | 52.0264 |  |  | 52.0264 | 181.44 | 181.4398
2049 |  | 131.1301 | 54.2652 |  | 53.1605 |  |  | 53.1605 | 185.4 | 185.3952
2050 |  | 133.9887 | 55.4482 |  | 54.3194 |  |  | 54.3194 | 189.44 | 189.4368
2051 |  | 136.9096 | 56.6569 |  | 55.5036 |  |  | 55.5036 | 193.57 | 193.5666
2052 |  | 139.8943 | 57.892 |  | 56.7136 |  |  | 56.7136 | 197.79 | 197.7863
2053 |  | 142.944 | 59.1541 |  | 57.9499 |  |  | 57.9499 | 202.1 | 202.0981
2054 |  | 146.0601 | 60.4436 |  | 59.2132 |  |  | 59.2132 | 206.5 | 206.5038
2055 |  | 149.2443 | 61.7613 |  | 60.5041 |  |  | 60.5041 | 211.01 | 211.0056
2056 |  | 152.4978 | 63.1077 |  | 61.8231 |  |  | 61.8231 | 215.61 | 215.6055
2057 |  | 155.8222 | 64.4835 |  | 63.1708 |  |  | 63.1708 | 220.31 | 220.3057
2058 |  | 159.2192 | 65.8892 |  | 64.5479 |  |  | 64.5479 | 225.11 | 225.1084
2059 |  | 162.6901 | 67.3256 |  | 65.9551 |  |  | 65.9551 | 230.02 | 230.0157
2060 |  | 166.2368 | 68.7933 |  | 67.3929 |  |  | 67.3929 | 235.03 | 235.0301
2061 |  | 169.8607 | 70.293 |  | 68.8621 |  |  | 68.8621 | 240.15 | 240.1537
NPV chck |  |  |  | 0 |  |  |  | 16.5322 | 57.657 | 158.8067
Sources, Inputs and Assumptions
Source: | (c)(f) | Plant Costs - 2025 IRP - Table 7.1 & 7.2
| (a) | Plant capacity cost
| (b) | = (a) x 0.06316
| 0 | = ((b) + (c)) / (8.76 x 39.8%)
| (g) | = (e) + (f)
| (h) | Plant Costs - 2025 IRP - Table 7.1 & 7.2
[11 empty] | COD | 2031 | WD_.PX.BDG._.PTC.Utility_Scale
[11 empty] | MW Built | 100
| 6.316% | Payment Factor, 0% ITC |  | \\pacificorp.us\dfs\PDXCO\PaR\2025 IRP\03. Assumptions\12. New Resources (SSR)\Levelized\2025 IRP LFC_GM_2024E 2024.09.25 0% ITC.xlsb
| 39.81% | Capacity Factor
[6 empty] | 110% | % PTC
[7 empty] | $/MWh | $/kw-yr
[5 empty] | 2031-01-01 | 2031 | 49.06 | 171.0948
[5 empty] | 2032-01-01 | 2032 | 50.39 | 175.7331
[5 empty] | 2033-01-01 | 2033 | 50.39 | 175.7331
[5 empty] | 2034-01-01 | 2034 | 51.71 | 180.3366
[5 empty] | 2035-01-01 | 2035 | 53.04 | 184.9749
[5 empty] | 2036-01-01 | 2036 | 54.37 | 189.6132
[5 empty] | 2037-01-01 | 2037 | 55.69 | 194.2167
[5 empty] | 2038-01-01 | 2038 | 55.69 | 194.2167
[5 empty] | 2039-01-01 | 2039 | 57.02 | 198.855
[5 empty] | 2040-01-01 | 2040 | 58.35 | 203.4933
[5 empty] | Economic Life |  |  | 30
[5 empty] | Nominal PTC 2030$ |  |  | 78.3879

## WD_.PX.DJW._.PTC.2029 (hidden)
Table 3
WD_.PX.DJW._.PTC.Utility_Scale
42% Capacity Factor
Year | Estimated Capital Cost | Fixed Capital Cost at Real Levelized Rate | Fixed O&M |  | Fixed Costs | Variable O&M | 110% PTC | Total Resource Cost | Total Resource Costs | Total Fixed Cost
| $/kW | $/kW-yr | $/kW-yr |  | $/MWh | $/MWh | $/MWh | $/MWh | $/kW-yr | $/kW-yr
| (a) | (b) | (c) |  | (e) | (f) | (g) | (g) | (h) | (i)
2024 | 1392.68 |  | 31.65
2025 | 1393.4262 |  | 32.34
2026 | 1394.5581 |  | 33.045
2027 | 1395.0772 |  | 33.7654
2028 | 1394.9561 |  | 34.5014
2029 | 1394.1667 | 88.0556 | 35.2536 |  | 33.826 |  | -47.74 | -13.914 | -50.72 | 123.3091
2030 |  | 89.9752 | 36.0221 |  | 34.5634 |  | -47.74 | -13.1766 | -48.03 | 125.9973
2031 |  | 91.9366 | 36.8074 |  | 35.3169 |  | -49.06 | -13.7431 | -50.1 | 128.744
2032 |  | 93.9409 | 37.6098 |  | 36.0868 |  | -50.39 | -14.3032 | -52.14 | 131.5506
2033 |  | 95.9888 | 38.4297 |  | 36.8735 |  | -50.39 | -13.5165 | -49.27 | 134.4185
2034 |  | 98.0813 | 39.2674 |  | 37.6773 |  | -51.71 | -14.0327 | -51.15 | 137.3488
2035 |  | 100.2195 | 40.1235 |  | 38.4987 |  | -53.04 | -14.5413 | -53.01 | 140.343
2036 |  | 102.4043 | 40.9982 |  | 39.3379 |  | -54.37 | -15.0321 | -54.8 | 143.4025
2037 |  | 104.6367 | 41.8919 |  | 40.1955 |  | -55.69 | -15.4945 | -56.48 | 146.5286
2038 |  | 106.9178 | 42.8052 |  | 41.0718 |  | -55.69 | -14.6182 | -53.29 | 149.723
2039 |  | 109.2486 | 43.7383 |  | 41.9671 |  |  | 41.9671 | 152.99 | 152.9869
2040 |  | 111.6302 | 44.6918 |  | 42.882 |  |  | 42.882 | 156.32 | 156.322
2041 |  | 114.0637 | 45.6661 |  | 43.8168 |  |  | 43.8168 | 159.73 | 159.7298
2042 |  | 116.5503 | 46.6616 |  | 44.772 |  |  | 44.772 | 163.21 | 163.212
2043 |  | 119.0911 | 47.6789 |  | 45.7481 |  |  | 45.7481 | 166.77 | 166.77
2044 |  | 121.6873 | 48.7183 |  | 46.7454 |  |  | 46.7454 | 170.41 | 170.4056
2045 |  | 124.3401 | 49.7803 |  | 47.7644 |  |  | 47.7644 | 174.12 | 174.1204
2046 |  | 127.0507 | 50.8655 |  | 48.8057 |  |  | 48.8057 | 177.92 | 177.9162
2047 |  | 129.8204 | 51.9744 |  | 49.8697 |  |  | 49.8697 | 181.79 | 181.7948
2048 |  | 132.6505 | 53.1074 |  | 50.9568 |  |  | 50.9568 | 185.76 | 185.7579
2049 |  | 135.5423 | 54.2652 |  | 52.0677 |  |  | 52.0677 | 189.81 | 189.8075
2050 |  | 138.4971 | 55.4482 |  | 53.2027 |  |  | 53.2027 | 193.95 | 193.9453
2051 |  | 141.5163 | 56.6569 |  | 54.3626 |  |  | 54.3626 | 198.17 | 198.1733
2052 |  | 144.6014 | 57.892 |  | 55.5477 |  |  | 55.5477 | 202.49 | 202.4934
2053 |  | 147.7537 | 59.1541 |  | 56.7586 |  |  | 56.7586 | 206.91 | 206.9078
2054 |  | 150.9747 | 60.4436 |  | 57.9959 |  |  | 57.9959 | 211.42 | 211.4184
2055 |  | 154.266 | 61.7613 |  | 59.2603 |  |  | 59.2603 | 216.03 | 216.0273
2056 |  | 157.629 | 63.1077 |  | 60.5521 |  |  | 60.5521 | 220.74 | 220.7367
2057 |  | 161.0653 | 64.4835 |  | 61.8722 |  |  | 61.8722 | 225.55 | 225.5488
2058 |  | 164.5765 | 65.8892 |  | 63.221 |  |  | 63.221 | 230.47 | 230.4657
2059 |  | 168.1643 | 67.3256 |  | 64.5992 |  |  | 64.5992 | 235.49 | 235.4899
2060 |  | 171.8303 | 68.7933 |  | 66.0075 |  |  | 66.0075 | 240.62 | 240.6236
2061 |  | 175.5762 | 70.293 |  | 67.4464 |  |  | 67.4464 | 245.87 | 245.8692
NPV chck |  |  |  | 0 |  |  |  | 14.7885 | 53.9113 | 155.7227
Sources, Inputs and Assumptions
Source: | (c)(f) | Plant Costs - 2025 IRP - Table 7.1 & 7.2
| (a) | Plant capacity cost
| (b) | = (a) x 0.06316
| 0 | = ((b) + (c)) / (8.76 x 41.6%)
| (g) | = (e) + (f)
| (h) | Plant Costs - 2025 IRP - Table 7.1 & 7.2
[11 empty] | COD | 2029 | WD_.PX.DJW._.PTC.Utility_Scale
[11 empty] | MW Built | 100
| 6.316% | Payment Factor, 0% ITC |  | \\pacificorp.us\dfs\PDXCO\PaR\2025 IRP\03. Assumptions\12. New Resources (SSR)\Levelized\2025 IRP LFC_GM_2024E 2024.09.25 0% ITC.xlsb
| 41.61% | Capacity Factor
[6 empty] | 110% | % PTC
[7 empty] | $/MWh | $/kw-yr
[5 empty] | 2029-01-01 | 2029 | 47.74 | 174.0314
[5 empty] | 2030-01-01 | 2030 | 47.74 | 174.0314
[5 empty] | 2031-01-01 | 2031 | 49.06 | 178.8433
[5 empty] | 2032-01-01 | 2032 | 50.39 | 183.6917
[5 empty] | 2033-01-01 | 2033 | 50.39 | 183.6917
[5 empty] | 2034-01-01 | 2034 | 51.71 | 188.5036
[5 empty] | 2035-01-01 | 2035 | 53.04 | 193.352
[5 empty] | 2036-01-01 | 2036 | 54.37 | 198.2004
[5 empty] | 2037-01-01 | 2037 | 55.69 | 203.0123
[5 empty] | 2038-01-01 | 2038 | 55.69 | 203.0123
[5 empty] | Economic Life |  |  | 30
[5 empty] | Nominal PTC 2028$ |  |  | 78.9004

## WD_.PX.DJW._.PTC.2030 (hidden)
Table 3
WD_.PX.DJW._.PTC.Utility_Scale
42% Capacity Factor
Year | Estimated Capital Cost | Fixed Capital Cost at Real Levelized Rate | Fixed O&M | Levelized PTC Offset | Fixed Costs | Variable O&M | 110% PTC | Total Resource Cost | Total Resource Costs | Total Fixed Cost
| $/kW | $/kW-yr | $/kW-yr | $/kW-yr | $/MWh | $/MWh | $/MWh | $/MWh | $/kW-yr | $/kW-yr
| (a) | (b) | (c) |  | (e) | (f) | (g) | (g) | (h) | (i)
2024 | 1392.68 |  | 31.65
2025 | 1393.4262 |  | 32.34
2026 | 1394.5581 |  | 33.045
2027 | 1395.0772 |  | 33.7654
2028 | 1394.9561 |  | 34.5014
2029 | 1394.1667 |  | 35.2536
2030 | 1392.68 | 87.9617 | 36.0221 |  | 34.011 |  | -47.74 | -13.729 | -50.05 | 123.9838
2031 |  | 89.8792 | 36.8074 |  | 34.7525 |  | -49.06 | -14.3075 | -52.16 | 126.6866
2032 |  | 91.8386 | 37.6098 |  | 35.5101 |  | -50.39 | -14.8799 | -54.24 | 129.4484
2033 |  | 93.8407 | 38.4297 |  | 36.2842 |  | -50.39 | -14.1058 | -51.42 | 132.2704
2034 |  | 95.8864 | 39.2674 |  | 37.0752 |  | -51.71 | -14.6348 | -53.35 | 135.1539
2035 |  | 97.9767 | 40.1235 |  | 37.8834 |  | -53.04 | -15.1566 | -55.25 | 138.1002
2036 |  | 100.1126 | 40.9982 |  | 38.7093 |  | -54.37 | -15.6607 | -57.09 | 141.1108
2037 |  | 102.2951 | 41.8919 |  | 39.5531 |  | -55.69 | -16.1369 | -58.83 | 144.187
2038 |  | 104.5251 | 42.8052 |  | 40.4154 |  | -55.69 | -15.2746 | -55.68 | 147.3303
2039 |  | 106.8038 | 43.7383 |  | 41.2965 |  | -57.02 | -15.7235 | -57.32 | 150.5421
2040 |  | 109.1321 | 44.6918 |  | 42.1967 |  |  | 42.1967 | 153.82 | 153.8239
2041 |  | 111.5112 | 45.6661 |  | 43.1166 |  |  | 43.1166 | 157.18 | 157.1773
2042 |  | 113.9421 | 46.6616 |  | 44.0566 |  |  | 44.0566 | 160.6 | 160.6037
2043 |  | 116.426 | 47.6789 |  | 45.017 |  |  | 45.017 | 164.1 | 164.1049
2044 |  | 118.9641 | 48.7183 |  | 45.9984 |  |  | 45.9984 | 167.68 | 167.6824
2045 |  | 121.5575 | 49.7803 |  | 47.0011 |  |  | 47.0011 | 171.34 | 171.3379
2046 |  | 124.2075 | 50.8655 |  | 48.0257 |  |  | 48.0257 | 175.07 | 175.073
2047 |  | 126.9152 | 51.9744 |  | 49.0727 |  |  | 49.0727 | 178.89 | 178.8896
2048 |  | 129.682 | 53.1074 |  | 50.1425 |  |  | 50.1425 | 182.79 | 182.7894
2049 |  | 132.509 | 54.2652 |  | 51.2356 |  |  | 51.2356 | 186.77 | 186.7742
2050 |  | 135.3977 | 55.4482 |  | 52.3525 |  |  | 52.3525 | 190.85 | 190.8459
2051 |  | 138.3494 | 56.6569 |  | 53.4938 |  |  | 53.4938 | 195.01 | 195.0063
2052 |  | 141.3654 | 57.892 |  | 54.66 |  |  | 54.66 | 199.26 | 199.2575
2053 |  | 144.4472 | 59.1541 |  | 55.8516 |  |  | 55.8516 | 203.6 | 203.6013
2054 |  | 147.5961 | 60.4436 |  | 57.0691 |  |  | 57.0691 | 208.04 | 208.0398
2055 |  | 150.8137 | 61.7613 |  | 58.3132 |  |  | 58.3132 | 212.58 | 212.5751
2056 |  | 154.1015 | 63.1077 |  | 59.5845 |  |  | 59.5845 | 217.21 | 217.2092
2057 |  | 157.4609 | 64.4835 |  | 60.8834 |  |  | 60.8834 | 221.94 | 221.9444
2058 |  | 160.8935 | 65.8892 |  | 62.2107 |  |  | 62.2107 | 226.78 | 226.7827
2059 |  | 164.401 | 67.3256 |  | 63.5669 |  |  | 63.5669 | 231.73 | 231.7266
2060 |  | 167.985 | 68.7933 |  | 64.9526 |  |  | 64.9526 | 236.78 | 236.7782
2061 |  | 171.647 | 70.293 |  | 66.3686 |  |  | 66.3686 | 241.94 | 241.94
NPV chck |  |  |  | 0 |  |  |  | 14.5275 | 52.958 | 156.5746
Sources, Inputs and Assumptions
Source: | (c)(f) | Plant Costs - 2025 IRP - Table 7.1 & 7.2
| (a) | Plant capacity cost
| (b) | = (a) x 0.06316
| 0 | = ((b) + (c)) / (8.76 x 41.6%)
| (g) | = (e) + (f)
| (h) | Plant Costs - 2025 IRP - Table 7.1 & 7.2
[11 empty] | COD | 2030 | WD_.PX.DJW._.PTC.Utility_Scale
[11 empty] | MW Built | 100
| 6.316% | Payment Factor, 0% ITC |  | \\pacificorp.us\dfs\PDXCO\PaR\2025 IRP\03. Assumptions\12. New Resources (SSR)\Levelized\2025 IRP LFC_GM_2024E 2024.09.25 0% ITC.xlsb
| 41.61% | Capacity Factor
[6 empty] | 110% | % PTC
[7 empty] | $/MWh | $/kw-yr
[5 empty] | 2030-01-01 | 2030 | 47.74 | 174.0314
[5 empty] | 2031-01-01 | 2031 | 49.06 | 178.8433
[5 empty] | 2032-01-01 | 2032 | 50.39 | 183.6917
[5 empty] | 2033-01-01 | 2033 | 50.39 | 183.6917
[5 empty] | 2034-01-01 | 2034 | 51.71 | 188.5036
[5 empty] | 2035-01-01 | 2035 | 53.04 | 193.352
[5 empty] | 2036-01-01 | 2036 | 54.37 | 198.2004
[5 empty] | 2037-01-01 | 2037 | 55.69 | 203.0123
[5 empty] | 2038-01-01 | 2038 | 55.69 | 203.0123
[5 empty] | 2039-01-01 | 2039 | 57.02 | 207.8607
[5 empty] | Economic Life |  |  | 30
[5 empty] | Nominal PTC 2029$ |  |  | 80.2981

## WD_.PX.DJW._.PTC.2031 (hidden)
Table 3
WD_.PX.DJW._.PTC.Utility_Scale
42% Capacity Factor
Year | Estimated Capital Cost | Fixed Capital Cost at Real Levelized Rate | Fixed O&M |  | Fixed Costs | Variable O&M | 110% PTC | Total Resource Cost | Total Resource Costs | Total Fixed Cost
| $/kW | $/kW-yr | $/kW-yr |  | $/MWh | $/MWh | $/MWh | $/MWh | $/kW-yr | $/kW-yr
| (a) | (b) | (c) |  | (e) | (f) | (g) | (g) | (h) | (i)
2024 | 1392.68 |  | 31.65
2025 | 1393.4262 |  | 32.34
2026 | 1394.5581 |  | 33.045
2027 | 1395.0772 |  | 33.7654
2028 | 1394.9561 |  | 34.5014
2029 | 1394.1667 |  | 35.2536
2030 | 1392.68 |  | 36.0221
2031 | 1408.2312 | 88.9439 | 36.8074 |  | 34.4959 |  | -49.06 | -14.5641 | -53.09 | 125.7513
2032 |  | 90.8829 | 37.6098 |  | 35.2479 |  | -50.39 | -15.1421 | -55.2 | 128.4926
2033 |  | 92.8641 | 38.4297 |  | 36.0163 |  | -50.39 | -14.3737 | -52.4 | 131.2938
2034 |  | 94.8885 | 39.2674 |  | 36.8015 |  | -51.71 | -14.9085 | -54.35 | 134.156
2035 |  | 96.9571 | 40.1235 |  | 37.6037 |  | -53.04 | -15.4363 | -56.27 | 137.0806
2036 |  | 99.0708 | 40.9982 |  | 38.4235 |  | -54.37 | -15.9465 | -58.13 | 140.0689
2037 |  | 101.2305 | 41.8919 |  | 39.2611 |  | -55.69 | -16.4289 | -59.89 | 143.1225
2038 |  | 103.4373 | 42.8052 |  | 40.117 |  | -55.69 | -15.573 | -56.77 | 146.2425
2039 |  | 105.6923 | 43.7383 |  | 40.9916 |  | -57.02 | -16.0284 | -58.43 | 149.4306
2040 |  | 107.9964 | 44.6918 |  | 41.8852 |  | -58.35 | -16.4648 | -60.02 | 152.6882
2041 |  | 110.3507 | 45.6661 |  | 42.7983 |  |  | 42.7983 | 156.02 | 156.0168
2042 |  | 112.7563 | 46.6616 |  | 43.7313 |  |  | 43.7313 | 159.42 | 159.418
2043 |  | 115.2144 | 47.6789 |  | 44.6846 |  |  | 44.6846 | 162.89 | 162.8933
2044 |  | 117.7261 | 48.7183 |  | 45.6587 |  |  | 45.6587 | 166.44 | 166.4443
2045 |  | 120.2925 | 49.7803 |  | 46.6541 |  |  | 46.6541 | 170.07 | 170.0728
2046 |  | 122.9149 | 50.8655 |  | 47.6712 |  |  | 47.6712 | 173.78 | 173.7804
2047 |  | 125.5944 | 51.9744 |  | 48.7104 |  |  | 48.7104 | 177.57 | 177.5688
2048 |  | 128.3324 | 53.1074 |  | 49.7723 |  |  | 49.7723 | 181.44 | 181.4398
2049 |  | 131.1301 | 54.2652 |  | 50.8573 |  |  | 50.8573 | 185.4 | 185.3952
2050 |  | 133.9887 | 55.4482 |  | 51.966 |  |  | 51.966 | 189.44 | 189.4368
2051 |  | 136.9096 | 56.6569 |  | 53.0989 |  |  | 53.0989 | 193.57 | 193.5666
2052 |  | 139.8943 | 57.892 |  | 54.2564 |  |  | 54.2564 | 197.79 | 197.7863
2053 |  | 142.944 | 59.1541 |  | 55.4392 |  |  | 55.4392 | 202.1 | 202.0981
2054 |  | 146.0601 | 60.4436 |  | 56.6478 |  |  | 56.6478 | 206.5 | 206.5038
2055 |  | 149.2443 | 61.7613 |  | 57.8827 |  |  | 57.8827 | 211.01 | 211.0056
2056 |  | 152.4978 | 63.1077 |  | 59.1445 |  |  | 59.1445 | 215.61 | 215.6055
2057 |  | 155.8222 | 64.4835 |  | 60.4339 |  |  | 60.4339 | 220.31 | 220.3057
2058 |  | 159.2192 | 65.8892 |  | 61.7514 |  |  | 61.7514 | 225.11 | 225.1084
2059 |  | 162.6901 | 67.3256 |  | 63.0975 |  |  | 63.0975 | 230.02 | 230.0157
2060 |  | 166.2368 | 68.7933 |  | 64.4731 |  |  | 64.4731 | 235.03 | 235.0301
2061 |  | 169.8607 | 70.293 |  | 65.8786 |  |  | 65.8786 | 240.15 | 240.1537
NPV chck |  |  |  | 0 |  |  |  | 14.5593 | 53.0749 | 158.8067
Sources, Inputs and Assumptions
Source: | (c)(f) | Plant Costs - 2025 IRP - Table 7.1 & 7.2
| (a) | Plant capacity cost
| (b) | = (a) x 0.06316
| 0 | = ((b) + (c)) / (8.76 x 41.6%)
| (g) | = (e) + (f)
| (h) | Plant Costs - 2025 IRP - Table 7.1 & 7.2
[11 empty] | COD | 2031 | WD_.PX.DJW._.PTC.Utility_Scale
[11 empty] | MW Built | 244.1898
| 6.316% | Payment Factor, 0% ITC |  | \\pacificorp.us\dfs\PDXCO\PaR\2025 IRP\03. Assumptions\12. New Resources (SSR)\Levelized\2025 IRP LFC_GM_2024E 2024.09.25 0% ITC.xlsb
| 41.61% | Capacity Factor
[6 empty] | 110% | % PTC
[7 empty] | $/MWh | $/kw-yr
[5 empty] | 2031-01-01 | 2031 | 49.06 | 178.8433
[5 empty] | 2032-01-01 | 2032 | 50.39 | 183.6917
[5 empty] | 2033-01-01 | 2033 | 50.39 | 183.6917
[5 empty] | 2034-01-01 | 2034 | 51.71 | 188.5036
[5 empty] | 2035-01-01 | 2035 | 53.04 | 193.352
[5 empty] | 2036-01-01 | 2036 | 54.37 | 198.2004
[5 empty] | 2037-01-01 | 2037 | 55.69 | 203.0123
[5 empty] | 2038-01-01 | 2038 | 55.69 | 203.0123
[5 empty] | 2039-01-01 | 2039 | 57.02 | 207.8607
[5 empty] | 2040-01-01 | 2040 | 58.35 | 212.7091
[5 empty] | Economic Life |  |  | 30
[5 empty] | Nominal PTC 2030$ |  |  | 81.938

## PV_.PX.NTN._.PTC.2031 (hidden)
Table 3
PV_.PX.NTN._.PTC.Utility_Scale
30% Capacity Factor
Year | Estimated Capital Cost | Fixed Capital Cost at Real Levelized Rate | Fixed O&M |  | Fixed Costs | Variable O&M | 110% PTC | Total Resource Cost | Total Resource Costs | Total Fixed Cost
| $/kW | $/kW-yr | $/kW-yr |  | $/MWh | $/MWh | $/MWh | $/MWh | $/kW-yr | $/kW-yr
| (a) | (b) | (c) |  | (e) | (f) | (g) | (g) | (h) | (i)
2024 | 1216.55 |  | 20.52
2025 | 1295.735 |  | 20.9673
2026 | 1271.0526 |  | 21.4244
2027 | 1244.6783 |  | 21.8915
2028 | 1216.55 |  | 22.3687
2029 | 1186.6038 |  | 22.8563
2030 | 1154.7738 |  | 23.3546
2031 | 1120.9921 | 76.9113 | 23.8637 |  | 38.0745 |  | -49.06 | -10.9855 | -29.08 | 100.775
2032 |  | 78.5879 | 24.384 |  | 38.9046 |  | -50.39 | -11.4854 | -30.4 | 102.9719
2033 |  | 80.3011 | 24.9155 |  | 39.7527 |  | -50.39 | -10.6373 | -28.15 | 105.2167
2034 |  | 82.0517 | 25.4587 |  | 40.6193 |  | -51.71 | -11.0907 | -29.35 | 107.5104
2035 |  | 83.8404 | 26.0137 |  | 41.5048 |  | -53.04 | -11.5352 | -30.53 | 109.8541
2036 |  | 85.6682 | 26.5808 |  | 42.4096 |  | -54.37 | -11.9604 | -31.66 | 112.249
2037 |  | 87.5357 | 27.1603 |  | 43.3341 |  | -55.69 | -12.3559 | -32.7 | 114.696
2038 |  | 89.444 | 27.7524 |  | 44.2788 |  | -55.69 | -11.4112 | -30.2 | 117.1964
2039 |  | 91.3939 | 28.3574 |  | 45.2441 |  | -57.02 | -11.7759 | -31.17 | 119.7512
2040 |  | 93.3863 | 28.9756 |  | 46.2304 |  | -58.35 | -12.1196 | -32.08 | 122.3618
2041 |  | 95.4221 | 29.6072 |  | 47.2382 |  |  | 47.2382 | 125.03 | 125.0293
2042 |  | 97.5023 | 30.2527 |  | 48.268 |  |  | 48.268 | 127.75 | 127.755
2043 |  | 99.6278 | 30.9122 |  | 49.3203 |  |  | 49.3203 | 130.54 | 130.54
2044 |  | 101.7997 | 31.5861 |  | 50.3955 |  |  | 50.3955 | 133.39 | 133.3858
2045 |  | 104.019 | 32.2746 |  | 51.4941 |  |  | 51.4941 | 136.29 | 136.2936
2046 |  | 106.2866 | 32.9782 |  | 52.6166 |  |  | 52.6166 | 139.26 | 139.2648
2047 |  | 108.6036 | 33.6971 |  | 53.7637 |  |  | 53.7637 | 142.3 | 142.3008
2048 |  | 110.9712 | 34.4317 |  | 54.9357 |  |  | 54.9357 | 145.4 | 145.4029
2049 |  | 113.3904 | 35.1823 |  | 56.1333 |  |  | 56.1333 | 148.57 | 148.5727
2050 |  | 115.8623 | 35.9493 |  | 57.357 |  |  | 57.357 | 151.81 | 151.8116
2051 |  | 118.3881 | 36.733 |  | 58.6074 |  |  | 58.6074 | 155.12 | 155.1211
2052 |  | 120.9689 | 37.5338 |  | 59.8851 |  |  | 59.8851 | 158.5 | 158.5027
2053 |  | 123.606 | 38.352 |  | 61.1906 |  |  | 61.1906 | 161.96 | 161.9581
2054 |  | 126.3007 | 39.1881 |  | 62.5245 |  |  | 62.5245 | 165.49 | 165.4888
2055 |  | 129.054 | 40.0424 |  | 63.8876 |  |  | 63.8876 | 169.1 | 169.0964
2056 |  | 131.8674 | 40.9153 |  | 65.2803 |  |  | 65.2803 | 172.78 | 172.7827
2057 |  | 134.7421 | 41.8073 |  | 66.7034 |  |  | 66.7034 | 176.55 | 176.5494
2058 |  | 137.6795 | 42.7187 |  | 68.1575 |  |  | 68.1575 | 180.4 | 180.3982
2059 |  | 140.6809 | 43.65 |  | 69.6434 |  |  | 69.6434 | 184.33 | 184.3308
2060 |  | 143.7477 | 44.6015 |  | 71.1616 |  |  | 71.1616 | 188.35 | 188.3493
2061 |  | 146.8814 | 45.5738 |  | 72.7129 |  |  | 72.7129 | 192.46 | 192.4553
NPV |  |  |  | 0 |  |  |  | 15.555 | 41.1705 | 123.4673
Sources, Inputs and Assumptions
Source: | (c)(f) | Plant Costs - 2025 IRP - Table 7.1 & 7.2
| (a) | Plant capacity cost
| (b) | = (a) x 0.06861
| 0 | = ((b) + (c)) / (8.76 x 30.2%)
| (g) | = (e) + (f)
| (h) | Plant Costs - 2025 IRP - Table 7.1 & 7.2
[11 empty] | COD | 2031 | PV_.PX.NTN._.PTC.Utility_Scale
[11 empty] | MW Built | 100
| 6.861% | Payment Factor, 0% ITC
| 30.21% | Capacity Factor
[6 empty] | 110% | % PTC
[7 empty] | $/MWh | $/kw-yr
[5 empty] | 2031-01-01 | 2031 | 49.06 | 129.8511
[5 empty] | 2032-01-01 | 2032 | 50.39 | 133.3713
[5 empty] | 2033-01-01 | 2033 | 50.39 | 133.3713
[5 empty] | 2034-01-01 | 2034 | 51.71 | 136.8651
[5 empty] | 2035-01-01 | 2035 | 53.04 | 140.3853
[5 empty] | 2036-01-01 | 2036 | 54.37 | 143.9055
[5 empty] | 2037-01-01 | 2037 | 55.69 | 147.3993
[5 empty] | 2038-01-01 | 2038 | 55.69 | 147.3993
[5 empty] | 2039-01-01 | 2039 | 57.02 | 150.9195
[5 empty] | 2040-01-01 | 2040 | 58.35 | 154.4397
[5 empty] | Economic Life |  |  | 25
[5 empty] | Nominal PTC 2030$ |  |  | 65.7381

## PV_.PX.BDG._.PTC.2031 (hidden)
Table 3
PV_.PX.BDG._.PTC.Utility_Scale
30% Capacity Factor
Year | Estimated Capital Cost | Fixed Capital Cost at Real Levelized Rate | Fixed O&M |  | Fixed Costs | Variable O&M | 110% PTC | Total Resource Cost | Total Resource Costs | Total Fixed Cost
| $/kW | $/kW-yr | $/kW-yr |  | $/MWh | $/MWh | $/MWh | $/MWh | $/kW-yr | $/kW-yr
| (a) | (b) | (c) |  | (e) | (f) | (g) | (g) | (h) | (i)
2024 | 1216.55 |  | 20.52
2025 | 1295.735 |  | 20.9673
2026 | 1271.0526 |  | 21.4244
2027 | 1244.6783 |  | 21.8915
2028 | 1216.55 |  | 22.3687
2029 | 1186.6038 |  | 22.8563
2030 | 1154.7738 |  | 23.3546
2031 | 1120.9921 | 76.9113 | 23.8637 |  | 38.4065 |  | -49.06 | -10.6535 | -27.95 | 100.775
2032 |  | 78.5879 | 24.384 |  | 39.2438 |  | -50.39 | -11.1462 | -29.25 | 102.9719
2033 |  | 80.3011 | 24.9155 |  | 40.0993 |  | -50.39 | -10.2907 | -27 | 105.2167
2034 |  | 82.0517 | 25.4587 |  | 40.9735 |  | -51.71 | -10.7365 | -28.17 | 107.5104
2035 |  | 83.8404 | 26.0137 |  | 41.8667 |  | -53.04 | -11.1733 | -29.32 | 109.8541
2036 |  | 85.6682 | 26.5808 |  | 42.7794 |  | -54.37 | -11.5906 | -30.41 | 112.249
2037 |  | 87.5357 | 27.1603 |  | 43.712 |  | -55.69 | -11.978 | -31.43 | 114.696
2038 |  | 89.444 | 27.7524 |  | 44.6649 |  | -55.69 | -11.0251 | -28.93 | 117.1964
2039 |  | 91.3939 | 28.3574 |  | 45.6386 |  | -57.02 | -11.3814 | -29.86 | 119.7512
2040 |  | 93.3863 | 28.9756 |  | 46.6335 |  | -58.35 | -11.7165 | -30.74 | 122.3618
2041 |  | 95.4221 | 29.6072 |  | 47.6501 |  |  | 47.6501 | 125.03 | 125.0293
2042 |  | 97.5023 | 30.2527 |  | 48.6889 |  |  | 48.6889 | 127.75 | 127.755
2043 |  | 99.6278 | 30.9122 |  | 49.7503 |  |  | 49.7503 | 130.54 | 130.54
2044 |  | 101.7997 | 31.5861 |  | 50.8348 |  |  | 50.8348 | 133.39 | 133.3858
2045 |  | 104.019 | 32.2746 |  | 51.943 |  |  | 51.943 | 136.29 | 136.2936
2046 |  | 106.2866 | 32.9782 |  | 53.0754 |  |  | 53.0754 | 139.26 | 139.2648
2047 |  | 108.6036 | 33.6971 |  | 54.2324 |  |  | 54.2324 | 142.3 | 142.3008
2048 |  | 110.9712 | 34.4317 |  | 55.4147 |  |  | 55.4147 | 145.4 | 145.4029
2049 |  | 113.3904 | 35.1823 |  | 56.6228 |  |  | 56.6228 | 148.57 | 148.5727
2050 |  | 115.8623 | 35.9493 |  | 57.8571 |  |  | 57.8571 | 151.81 | 151.8116
2051 |  | 118.3881 | 36.733 |  | 59.1184 |  |  | 59.1184 | 155.12 | 155.1211
2052 |  | 120.9689 | 37.5338 |  | 60.4072 |  |  | 60.4072 | 158.5 | 158.5027
2053 |  | 123.606 | 38.352 |  | 61.7241 |  |  | 61.7241 | 161.96 | 161.9581
2054 |  | 126.3007 | 39.1881 |  | 63.0697 |  |  | 63.0697 | 165.49 | 165.4888
2055 |  | 129.054 | 40.0424 |  | 64.4446 |  |  | 64.4446 | 169.1 | 169.0964
2056 |  | 131.8674 | 40.9153 |  | 65.8495 |  |  | 65.8495 | 172.78 | 172.7827
2057 |  | 134.7421 | 41.8073 |  | 67.285 |  |  | 67.285 | 176.55 | 176.5494
2058 |  | 137.6795 | 42.7187 |  | 68.7518 |  |  | 68.7518 | 180.4 | 180.3982
2059 |  | 140.6809 | 43.65 |  | 70.2506 |  |  | 70.2506 | 184.33 | 184.3308
2060 |  | 143.7477 | 44.6015 |  | 71.7821 |  |  | 71.7821 | 188.35 | 188.3493
2061 |  | 146.8814 | 45.5738 |  | 73.3469 |  |  | 73.3469 | 192.46 | 192.4553
NPV chck |  |  |  | 0 |  |  |  | 15.9617 | 41.882 | 123.4673
Sources, Inputs and Assumptions
Source: | (c)(f) | Plant Costs - 2025 IRP - Table 7.1 & 7.2
| (a) | Plant capacity cost
| (b) | = (a) x 0.06861
| 0 | = ((b) + (c)) / (8.76 x 30.0%)
| (g) | = (e) + (f)
| (h) | Plant Costs - 2025 IRP - Table 7.1 & 7.2
[11 empty] | COD | 2031 | PV_.PX.BDG._.PTC.Utility_Scale
2028$ |  | 0 | Network Upgrade ($/kw-yr)
[11 empty] | MW Built | 88.5
| 6.861% | Payment Factor, 0% ITC
| 29.95% | Capacity Factor
[6 empty] | 110% | % PTC
[7 empty] | $/MWh | $/kw-yr
[5 empty] | 2031-01-01 | 2031 | 49.06 | 128.7288
[5 empty] | 2032-01-01 | 2032 | 50.39 | 132.2185
[5 empty] | 2033-01-01 | 2033 | 50.39 | 132.2185
[5 empty] | 2034-01-01 | 2034 | 51.71 | 135.6821
[5 empty] | 2035-01-01 | 2035 | 53.04 | 139.1719
[5 empty] | 2036-01-01 | 2036 | 54.37 | 142.6617
[5 empty] | 2037-01-01 | 2037 | 55.69 | 146.1252
[5 empty] | 2038-01-01 | 2038 | 55.69 | 146.1252
[5 empty] | 2039-01-01 | 2039 | 57.02 | 149.615
[5 empty] | 2040-01-01 | 2040 | 58.35 | 153.1048
[5 empty] | Economic Life |  |  | 25
[5 empty] | Nominal PTC 2030$ |  |  | 65.1699

## PV_.PX.HTG._.PTC.2031 (hidden)
Table 3
PV_.PX.HTG._.PTC.Utility_Scale
33% Capacity Factor
Year | Estimated Capital Cost | Fixed Capital Cost at Real Levelized Rate | Fixed O&M |  | Fixed Costs | Variable O&M | 110% PTC | Total Resource Cost | Total Resource Costs | Total Fixed Cost
| $/kW | $/kW-yr | $/kW-yr |  | $/MWh | $/MWh | $/MWh | $/MWh | $/kW-yr | $/kW-yr
| (a) | (b) | (c) |  | (e) | (f) | (g) | (g) | (h) | (i)
2024 | 1216.55 |  | 20.52
2025 | 1295.735 |  | 20.9673
2026 | 1271.0526 |  | 21.4244
2027 | 1244.6783 |  | 21.8915
2028 | 1216.55 |  | 22.3687
2029 | 1186.6038 |  | 22.8563
2030 | 1154.7738 |  | 23.3546
2031 | 1120.9921 | 76.9113 | 23.8637 |  | 35.1969 |  | -49.06 | -13.8631 | -39.69 | 100.775
2032 |  | 78.5879 | 24.384 |  | 35.9642 |  | -50.39 | -14.4258 | -41.3 | 102.9719
2033 |  | 80.3011 | 24.9155 |  | 36.7482 |  | -50.39 | -13.6418 | -39.06 | 105.2167
2034 |  | 82.0517 | 25.4587 |  | 37.5493 |  | -51.71 | -14.1607 | -40.54 | 107.5104
2035 |  | 83.8404 | 26.0137 |  | 38.3679 |  | -53.04 | -14.6721 | -42.01 | 109.8541
2036 |  | 85.6682 | 26.5808 |  | 39.2043 |  | -54.37 | -15.1657 | -43.42 | 112.249
2037 |  | 87.5357 | 27.1603 |  | 40.059 |  | -55.69 | -15.631 | -44.75 | 114.696
2038 |  | 89.444 | 27.7524 |  | 40.9323 |  | -55.69 | -14.7577 | -42.25 | 117.1964
2039 |  | 91.3939 | 28.3574 |  | 41.8246 |  | -57.02 | -15.1954 | -43.51 | 119.7512
2040 |  | 93.3863 | 28.9756 |  | 42.7364 |  | -58.35 | -15.6136 | -44.7 | 122.3618
2041 |  | 95.4221 | 29.6072 |  | 43.668 |  |  | 43.668 | 125.03 | 125.0293
2042 |  | 97.5023 | 30.2527 |  | 44.62 |  |  | 44.62 | 127.75 | 127.755
2043 |  | 99.6278 | 30.9122 |  | 45.5927 |  |  | 45.5927 | 130.54 | 130.54
2044 |  | 101.7997 | 31.5861 |  | 46.5866 |  |  | 46.5866 | 133.39 | 133.3858
2045 |  | 104.019 | 32.2746 |  | 47.6022 |  |  | 47.6022 | 136.29 | 136.2936
2046 |  | 106.2866 | 32.9782 |  | 48.6399 |  |  | 48.6399 | 139.26 | 139.2648
2047 |  | 108.6036 | 33.6971 |  | 49.7003 |  |  | 49.7003 | 142.3 | 142.3008
2048 |  | 110.9712 | 34.4317 |  | 50.7837 |  |  | 50.7837 | 145.4 | 145.4029
2049 |  | 113.3904 | 35.1823 |  | 51.8908 |  |  | 51.8908 | 148.57 | 148.5727
2050 |  | 115.8623 | 35.9493 |  | 53.022 |  |  | 53.022 | 151.81 | 151.8116
2051 |  | 118.3881 | 36.733 |  | 54.1779 |  |  | 54.1779 | 155.12 | 155.1211
2052 |  | 120.9689 | 37.5338 |  | 55.359 |  |  | 55.359 | 158.5 | 158.5027
2053 |  | 123.606 | 38.352 |  | 56.5658 |  |  | 56.5658 | 161.96 | 161.9581
2054 |  | 126.3007 | 39.1881 |  | 57.799 |  |  | 57.799 | 165.49 | 165.4888
2055 |  | 129.054 | 40.0424 |  | 59.059 |  |  | 59.059 | 169.1 | 169.0964
2056 |  | 131.8674 | 40.9153 |  | 60.3465 |  |  | 60.3465 | 172.78 | 172.7827
2057 |  | 134.7421 | 41.8073 |  | 61.662 |  |  | 61.662 | 176.55 | 176.5494
2058 |  | 137.6795 | 42.7187 |  | 63.0062 |  |  | 63.0062 | 180.4 | 180.3982
2059 |  | 140.6809 | 43.65 |  | 64.3798 |  |  | 64.3798 | 184.33 | 184.3308
2060 |  | 143.7477 | 44.6015 |  | 65.7833 |  |  | 65.7833 | 188.35 | 188.3493
2061 |  | 146.8814 | 45.5738 |  | 67.2173 |  |  | 67.2173 | 192.46 | 192.4553
NPV |  |  |  | 0 |  |  |  | 12.0294 | 34.443 | 123.4673
Sources, Inputs and Assumptions
Source: | (c)(f) | Plant Costs - 2025 IRP - Table 7.1 & 7.2
| (a) | Plant capacity cost
| (b) | = (a) x 0.06861
| 0 | = ((b) + (c)) / (8.76 x 32.7%)
| (g) | = (e) + (f)
| (h) | Plant Costs - 2025 IRP - Table 7.1 & 7.2
[11 empty] | COD | 2031 | PV_.PX.HTG._.PTC.Utility_Scale
[11 empty] | MW Built | 405.9404
| 6.861% | Payment Factor, 0% ITC
| 32.68% | Capacity Factor
[6 empty] | 110% | % PTC
[7 empty] | $/MWh | $/kw-yr
[5 empty] | 2031-01-01 | 2031 | 49.06 | 140.4676
[5 empty] | 2032-01-01 | 2032 | 50.39 | 144.2756
[5 empty] | 2033-01-01 | 2033 | 50.39 | 144.2756
[5 empty] | 2034-01-01 | 2034 | 51.71 | 148.055
[5 empty] | 2035-01-01 | 2035 | 53.04 | 151.863
[5 empty] | 2036-01-01 | 2036 | 54.37 | 155.671
[5 empty] | 2037-01-01 | 2037 | 55.69 | 159.4504
[5 empty] | 2038-01-01 | 2038 | 55.69 | 159.4504
[5 empty] | 2039-01-01 | 2039 | 57.02 | 163.2585
[5 empty] | 2040-01-01 | 2040 | 58.35 | 167.0665
[5 empty] | Economic Life |  |  | 25
[5 empty] | Nominal PTC 2030$ |  |  | 71.1127

## PV_.PX.UTS._.PTC.2031 (hidden)
Table 3
PV_.PX.UTS._.PTC.Utility_Scale
33% Capacity Factor
Year | Estimated Capital Cost | Fixed Capital Cost at Real Levelized Rate | Fixed O&M | Network Upgrade |  | Fixed Costs | Variable O&M | 110% PTC | Total Resource Cost | Total Resource Costs | Total Fixed Cost
| $/kW | $/kW-yr | $/kW-yr | $/kW-yr |  | $/MWh | $/MWh | $/MWh | $/MWh | $/kW-yr | $/kW-yr
| (a) | (b) | (c) | (e) |  | (e) | (f) | (g) | (g) | (h) | (i)
2024 | 1216.55 |  | 20.52
2025 | 1295.735 |  | 20.9673
2026 | 1271.0526 |  | 21.4244
2027 | 1244.6783 |  | 21.8915
2028 | 1216.55 |  | 22.3687
2029 | 1186.6038 |  | 22.8563
2030 | 1154.7738 |  | 23.3546
2031 | 1120.9921 | 76.9113 | 23.8637 | 2.6873 |  | 35.1969 |  | -49.06 | -13.8631 | -39.69 | 100.775
2032 |  | 78.5879 | 24.384 | 2.7459 |  | 35.9642 |  | -50.39 | -14.4258 | -41.3 | 102.9719
2033 |  | 80.3011 | 24.9155 | 2.8057 |  | 36.7482 |  | -50.39 | -13.6418 | -39.06 | 105.2167
2034 |  | 82.0517 | 25.4587 | 2.8669 |  | 37.5493 |  | -51.71 | -14.1607 | -40.54 | 107.5104
2035 |  | 83.8404 | 26.0137 | 2.9294 |  | 38.3679 |  | -53.04 | -14.6721 | -42.01 | 109.8541
2036 |  | 85.6682 | 26.5808 | 2.9932 |  | 39.2043 |  | -54.37 | -15.1657 | -43.42 | 112.249
2037 |  | 87.5357 | 27.1603 | 3.0585 |  | 40.059 |  | -55.69 | -15.631 | -44.75 | 114.696
2038 |  | 89.444 | 27.7524 | 3.1252 |  | 40.9323 |  | -55.69 | -14.7577 | -42.25 | 117.1964
2039 |  | 91.3939 | 28.3574 | 3.1933 |  | 41.8246 |  | -57.02 | -15.1954 | -43.51 | 119.7512
2040 |  | 93.3863 | 28.9756 | 3.2629 |  | 42.7364 |  | -58.35 | -15.6136 | -44.7 | 122.3618
2041 |  | 95.4221 | 29.6072 | 3.3341 |  | 43.668 |  |  | 43.668 | 125.03 | 125.0293
2042 |  | 97.5023 | 30.2527 | 3.4067 |  | 44.62 |  |  | 44.62 | 127.75 | 127.755
2043 |  | 99.6278 | 30.9122 | 3.481 |  | 45.5927 |  |  | 45.5927 | 130.54 | 130.54
2044 |  | 101.7997 | 31.5861 | 3.5569 |  | 46.5866 |  |  | 46.5866 | 133.39 | 133.3858
2045 |  | 104.019 | 32.2746 | 3.6344 |  | 47.6022 |  |  | 47.6022 | 136.29 | 136.2936
2046 |  | 106.2866 | 32.9782 | 3.7137 |  | 48.6399 |  |  | 48.6399 | 139.26 | 139.2648
2047 |  | 108.6036 | 33.6971 | 3.7946 |  | 49.7003 |  |  | 49.7003 | 142.3 | 142.3008
2048 |  | 110.9712 | 34.4317 | 3.8773 |  | 50.7837 |  |  | 50.7837 | 145.4 | 145.4029
2049 |  | 113.3904 | 35.1823 | 3.9619 |  | 51.8908 |  |  | 51.8908 | 148.57 | 148.5727
2050 |  | 115.8623 | 35.9493 | 4.0482 |  | 53.022 |  |  | 53.022 | 151.81 | 151.8116
2051 |  | 118.3881 | 36.733 | 4.1365 |  | 54.1779 |  |  | 54.1779 | 155.12 | 155.1211
2052 |  | 120.9689 | 37.5338 | 4.2267 |  | 55.359 |  |  | 55.359 | 158.5 | 158.5027
2053 |  | 123.606 | 38.352 | 4.3188 |  | 56.5658 |  |  | 56.5658 | 161.96 | 161.9581
2054 |  | 126.3007 | 39.1881 | 4.413 |  | 57.799 |  |  | 57.799 | 165.49 | 165.4888
2055 |  | 129.054 | 40.0424 | 4.5092 |  | 59.059 |  |  | 59.059 | 169.1 | 169.0964
2056 |  | 131.8674 | 40.9153 | 4.6075 |  | 60.3465 |  |  | 60.3465 | 172.78 | 172.7827
2057 |  | 134.7421 | 41.8073 | 4.7079 |  | 61.662 |  |  | 61.662 | 176.55 | 176.5494
2058 |  | 137.6795 | 42.7187 | 4.8105 |  | 63.0062 |  |  | 63.0062 | 180.4 | 180.3982
2059 |  | 140.6809 | 43.65 | 4.9154 |  | 64.3798 |  |  | 64.3798 | 184.33 | 184.3308
2060 |  | 143.7477 | 44.6015 | 5.0226 |  | 65.7833 |  |  | 65.7833 | 188.35 | 188.3493
2061 |  | 146.8814 | 45.5738 | 5.132 |  | 67.2173 |  |  | 67.2173 | 192.46 | 192.4553
[5 empty] | 0 |  |  |  | 12.0294 | 34.443 | 123.4673
Sources, Inputs and Assumptions
Source: | (c)(f) | Plant Costs - 2025 IRP - Table 7.1 & 7.2
| (a) | Plant capacity cost
| (b) | = (a) x 0.06861
| 0 | = ((b) + (c)) / (8.76 x 32.7%)
| (g) | = (e) + (f)
| (h) | Plant Costs - 2025 IRP - Table 7.1 & 7.2
[12 empty] | COD | 2031 | PV_.PX.UTS._.PTC.Utility_Scale
2028$ |  | 2.5189 | Network Upgrade ($/kw-yr)
[12 empty] | MW Built | 73.5
| 6.861% | Payment Factor, 0% ITC
| 32.68% | Capacity Factor
[7 empty] | 110% | % PTC
[8 empty] | $/MWh | $/kw-yr
[6 empty] | 2031-01-01 | 2031 | 49.06 | 140.4676
[6 empty] | 2032-01-01 | 2032 | 50.39 | 144.2756
[6 empty] | 2033-01-01 | 2033 | 50.39 | 144.2756
[6 empty] | 2034-01-01 | 2034 | 51.71 | 148.055
[6 empty] | 2035-01-01 | 2035 | 53.04 | 151.863
[6 empty] | 2036-01-01 | 2036 | 54.37 | 155.671
[6 empty] | 2037-01-01 | 2037 | 55.69 | 159.4504
[6 empty] | 2038-01-01 | 2038 | 55.69 | 159.4504
[6 empty] | 2039-01-01 | 2039 | 57.02 | 163.2585
[6 empty] | 2040-01-01 | 2040 | 58.35 | 167.0665
[6 empty] | Economic Life |  |  | 25
[6 empty] | Nominal PTC 2030$ |  |  | 71.1127

## GSC.PX.BDG._.___.Frame 2030 (hidden)
Table 3
2025 IRP SCCT Frame -Wyoming East Brownfield
Year | Estimated Capital Cost | First Year Fixed Capital Cost at Real Levelized Rate | Network Upgrade | Fixed O&M + Pipeline | Total Resource Fixed Costs | Fuel Cost | Variable O&M | Total Resource Energy Cost | Total Resource Costs
| $/kW | $/kW-yr | $/kW-yr | $/kW-yr | $/kW-yr | $/MMBtu | $/MWh | $/MWh | $/MWh
| (a) | (b) | (c) | (d) | (e) | (f) | (g) | (h) | (i)
Wyoming East Brownfield SCCT Frame "F" x1 (6,130')
2024 | 1235.7477 |  |  | 54.4522 | 54.45 | 5.6148 | 7.98
2025 | 1262.687 |  |  | 55.6392 | 55.64 | 5.7372 | 7.98
2026 | 1290.2135 |  |  | 56.8522 | 56.85 | 5.8622 | 7.98
2027 | 1318.3402 |  |  | 58.0915 | 58.09 | 5.99 | 7.98
2028 | 1347.08 |  |  | 59.3579 | 59.36 | 6.1206 | 7.98
2029 | 1376.4463 |  |  | 60.6519 | 60.65 | 6.254 | 7.98
2030 | 1406.4529 | 85.79 |  | 61.9741 | 147.76 | 6.3904 | 7.98 | 69.33 | 120.44
2031 |  | 87.6602 |  | 63.3252 | 150.99 | 6.5297 | 7.98 | 70.66 | 122.89
2032 |  | 89.5712 |  | 64.7057 | 154.28 | 6.672 | 7.98 | 72.03 | 125.4
2033 |  | 91.5239 |  | 66.1163 | 157.64 | 6.8175 | 7.98 | 73.43 | 127.96
2034 |  | 93.5191 |  | 67.5576 | 161.08 | 6.9661 | 7.98 | 74.85 | 130.57
2035 |  | 95.5578 |  | 69.0303 | 164.59 | 7.118 | 7.98 | 76.31 | 133.25
2036 |  | 97.641 |  | 70.5352 | 168.18 | 7.2731 | 7.98 | 77.8 | 135.98
2037 |  | 99.7695 |  | 72.0729 | 171.84 | 7.4317 | 7.98 | 79.32 | 138.76
2038 |  | 101.9445 |  | 73.6441 | 175.59 | 7.5937 | 7.98 | 80.88 | 141.62
2039 |  | 104.1669 |  | 75.2495 | 179.42 | 7.7592 | 7.98 | 82.47 | 144.54
2040 |  | 106.4377 |  | 76.8899 | 183.33 | 7.9284 | 7.98 | 84.09 | 147.51
2041 |  | 108.7581 |  | 78.5661 | 187.32 | 8.1012 | 7.98 | 85.75 | 150.55
2042 |  | 111.129 |  | 80.2789 | 191.41 | 8.2778 | 7.98 | 87.45 | 153.66
2043 |  | 113.5516 |  | 82.029 | 195.58 | 8.4583 | 7.98 | 89.18 | 156.84
2044 |  | 116.027 |  | 83.8172 | 199.84 | 8.6427 | 7.98 | 90.95 | 160.08
2045 |  | 118.5564 |  | 85.6444 | 204.2 | 8.8311 | 7.98 | 92.76 | 163.4
2046 |  | 121.141 |  | 87.5115 | 208.65 | 9.0236 | 7.98 | 94.61 | 166.79
2047 |  | 123.7818 |  | 89.4192 | 213.2 | 9.2203 | 7.98 | 96.5 | 170.25
2048 |  | 126.4803 |  | 91.3685 | 217.85 | 9.4213 | 7.98 | 98.42 | 173.78
2049 |  | 129.2376 |  | 93.3604 | 222.6 | 9.6267 | 7.98 | 100.4 | 177.4
2050 |  | 132.0549 |  | 95.3956 | 227.45 | 9.8366 | 7.98 | 102.41 | 181.09
2051 |  | 134.9337 |  | 97.4753 | 232.41 | 10.051 | 7.98 | 104.47 | 184.87
2052 |  | 137.8753 |  | 99.6002 | 237.48 | 10.2701 | 7.98 | 106.57 | 188.72
2053 |  | 140.881 |  | 101.7715 | 242.65 | 10.494 | 7.98 | 108.72 | 192.66
2054 |  | 143.9522 |  | 103.9901 | 247.94 | 10.7228 | 7.98 | 110.92 | 196.69
2055 |  | 147.0903 |  | 106.2571 | 253.35 | 10.9565 | 7.98 | 113.16 | 200.8
2056 |  | 150.2969 |  | 108.5735 | 258.87 | 11.1954 | 7.98 | 115.46 | 205.01
2057 |  | 153.5734 |  | 110.9404 | 264.51 | 11.4395 | 7.98 | 117.8 | 209.3
2058 |  | 156.9213 |  | 113.3589 | 270.28 | 11.6888 | 7.98 | 120.19 | 213.69
2059 |  | 160.3422 |  | 115.8301 | 276.17 | 11.9436 | 7.98 | 122.64 | 218.17
2060 |  | 163.8376 |  | 118.3552 | 282.19 | 12.204 | 7.98 | 125.14 | 222.76
2061 |  | 167.4093 |  | 120.9354 | 288.34 | 12.4701 | 7.98 | 127.69 | 227.43
2062 |  | 171.0588 |  | 123.5718 | 294.63 | 12.7419 | 7.98 | 130.3 | 232.22
2063 |  | 174.7879 |  | 126.2656 | 301.05 | 13.0197 | 7.98 | 132.97 | 237.11
2064 |  | 178.5983 |  | 129.0182 | 307.62 | 13.3035 | 7.98 | 135.69 | 242.1
2065 |  | 182.4917 |  | 131.8308 | 314.32 | 13.5935 | 7.98 | 138.48 | 247.21
2066 |  | 186.47 |  | 134.7047 | 321.17 | 13.8899 | 7.98 | 141.32 | 252.42
2067 |  | 190.5351 |  | 137.6413 | 328.18 | 14.1927 | 7.98 | 144.23 | 257.76
2068 |  | 194.6887 |  | 140.6419 | 335.33 | 14.5021 | 7.98 | 147.2 | 263.2
2069 |  | 198.9329 |  | 143.7079 | 342.64 | 14.8182 | 7.98 | 150.23 | 268.76
2070 |  | 203.2697 |  | 146.8407 | 350.11 | 15.1413 | 7.98 | 153.34 | 274.45
Nominal 40 year Levelized |  |  |  |  | 196.1803 |  |  |  | 157.2915 | 13.1076
Sources, Inputs and Assumptions
Source: (a)(d)(e)(g) |  | Plant Costs - 2025 IRP
| (a) | First year real levelized costs
| (b) | = (a) x 6.100% Real Payment Factor@ 00% ITC
| (f) | Gas Price Forecast (Sept 2024 MM)
| (h) | = (f) / (8.76 x 'Capacity Factor' ) + (g)
Wyoming East Brownfield SCCT Frame "F" x1 (6,130')
| Statistics |  |  | MW | Percent | Cap Cost | Fixed
| SCCT Frame "F" x1 (6,130') |  |  | 191.759 | 100% | 1235.7477 | 54.4522
| Capacity Weighted |  |  | 191.759 | 100% | 1236 | 54.45
| Statistics |  |  | MW | CF | aMW | Percent | Variable | Heat Rate
| SCCT Frame "F" x1 (6,130') |  |  | 191.759 | 33% | 63.2805 | 100% | 7.98 | 9600.396
| 0 |  |  | 0 | 0% | 0 | 0% | 0 | 0
| Energy Weighted |  |  | 191.759 | 33% | 63.2805 | 100% | 7.98 | 9600
Rounded
| SCCT |  | Plant Costs - 2025 IRP
| 191.759 |  | MW Plant Capacity
2024 $ | 1235.7477 |  | SCCT Frame "J" X1, Natural Gas
2024 $ | 28.653 |  | Fixed O&M & Capitalized O&M ($/kW-Yr)
2024 $ | 25.7991 |  | Fixed Pipeline ($/kW-Yr) |  |  | $/MMBTU-Day
2024 $ | 54.4522 |  | Fixed O&M Including Fixed Pipeline & Capitalized O&M ($/kW-Yr)
2024 $ | 7.98 |  | Variable O&M Costs & Capitalized Variable O&M ($/MWh)
| 9600.396 |  | Heat Rate in btu/kWh
| 0% |  | Assumed ITC
| 6.1% |  | Real Payment Factor@ 00% ITC
| 33% |  | Capacity Factor
|  | 33% | Energy Weighted Capacity Factor
2024 $ |  |  | Network Upgrade ($/kw-yr)
|  | 5.6148 | Fuel Cost ($/mmBtu )
|  | 53.9038 | Fuel Cost ($/MWH)