## Appendix E.3
Appendix E.3
Avoided Cost Prices $/MWh
Utah 2025.Q3 Sch 38
|  | Thermal | Solar Tracking | Wind | Thermal | Solar Tracking | Wind | Thermal | Solar Tracking | Wind
| Year | UT 2025.Q3 | UT 2025.Q3 | UT 2025.Q3 | UT 2025.Q3 | UT 2025.Q3 | UT 2025.Q3
|  | 100% CF (2) | 32.25% CF (2) | 29.5% CF (2) | 100% CF (2) | 32.25% CF (2) | 29.5% CF (2) | Difference | Difference | Difference
|  | Final 2025 IRP Preferred Portfolio (OFPC Sep 2025) (Non-Routine) No Displacement of Proxy Resource |  |  | Final 2025 IRP Preferred Portfolio (OFPC Jun 2025) (Non-Routine) |  |  | Non-Routine -Without Dislacement of Proxy Resource
| 2026 | 27.4079 | 17.653 | 21.123 | 27.4079 | 17.6934 | 21.1723 | 0 | -0.04044 | -0.049304
| 2027 | 30.5492 | 20.836 | 24.1792 | 30.5492 | 20.6875 | 24.2521 | 0 | 0.14841 | -0.072883
| 2028 | 32.0917 | 21.9993 | 25.4351 | 32.0917 | 22.0254 | 25.3813 | 0 | -0.026069 | 0.053756
| 2029 | 35.391 | 24.6234 | 27.8861 | 35.391 | 24.7809 | -4.9684 | 0 | -0.15747 | 32.8546
| 2030 | 38.4614 | 24.1913 | 29.0467 | 38.4614 | 24.0298 | -6.7749 | 0 | 0.16154 | 35.8216
| 2031 | 38.962 | 23.1758 | 29.7786 | 38.962 | -11.3098 | -8.5523 | 0 | 34.4855 | 38.3309
| 2032 | 37.8026 | 21.2475 | 27.5059 | 37.8026 | -11.1215 | -10.334 | 0 | 32.369 | 37.8399
| 2033 | 38.3644 | 20.3335 | 27.7046 | 38.3644 | -11.3544 | -9.0612 | 0 | 31.6879 | 36.7658
| 2034 | 39.7126 | 20.6043 | 29.031 | 39.7126 | -11.5625 | -9.0787 | 0 | 32.1667 | 38.1097
| 2035 | 40.4461 | 22.5535 | 29.7372 | 40.4461 | -12.3606 | -9.734 | 0 | 34.9141 | 39.4712
| 2036 | 41.6982 | 23.2185 | 30.1582 | 41.6982 | -12.8445 | -12.5096 | 0 | 36.063 | 42.6678
| 2037 | 43.6816 | 26.2103 | 33.1786 | 43.6816 | -13.4549 | -11.1487 | 0 | 39.6651 | 44.3273
| 2038 | 45.3308 | 26.2997 | 33.3956 | 45.3308 | -12.7645 | -9.7568 | 0 | 39.0642 | 43.1524
| 2039 | 46.47 | 26.3812 | 34.5894 | 46.47 | -12.7608 | 45.2747 | 0 | 39.142 | -10.6854
| 2040 | 47.1858 | 28.4473 | 34.2299 | 47.1858 | -14.2575 | 44.468 | 0 | 42.7047 | -10.2381
| 2041 | 49.1822 | 30.6388 | 36.8178 | 49.1822 | 47.8691 | 44.1182 | 0 | -17.2303 | -7.3004
| 2042 | 54.1419 | 37.8254 | 43.8526 | 54.1419 | 49.0888 | 46.2729 | 0 | -11.2634 | -2.4203
15-Year Levelized Prices (Nominal) @ 6.38% Discount Rate (1) (3)
2026-2040 | $/MWh | 37.4 | 22.53 | 28.17 | 37.4 | 2.93 | 4.9 | 0 | 19.6 | 23.27
[8 empty] | 0% | 668.9% | 474.9%
2027-2041 | $/MWh | 38.95 | 23.39 | 29.27 | 38.95 | 3.12 | 4.83 | 0 | 20.27 | 24.44
[8 empty] | 0% | 649.7% | 506%
Footnotes:
(1) Discount Rate - 2025 IRP
(2) Total Avoided Costs with Capacity, based on stated CF
(3) 15-Years: 2026 - 2040, levelized monthly

## Table 1
Appendix B
| Table 1 | [5 empty] | 13
| Avoided Cost Prices | [5 empty] | 312 |  |  |  | Capacity Contribution
| QF - Sch38 - UT - Wind - 80.0 MW and 30.4% CF | [9 empty] | 39.34% | 39.34% | 39.34% | 25.79% | 25.79% | 25.79% | 7.372% | 7.183% | 10.79% | 8.805% | [76 empty] | Transmission Deferral (MW)
[9 empty] | llokup |  | WD_.PX.BDG._.PTC.Utility_Scale | WD_.PX.BDG._.PTC.Utility_Scale | WD_.PX.BDG._.PTC.Utility_Scale | WD_.PX.WYE._.PTC.Utility_Scale | WD_.PX.WYE._.PTC.Utility_Scale | WD_.PX.WYE._.PTC.Utility_Scale | PV_.PX.BDG._.PTC.Utility_Scale | PV_.PX.HTG._.PTC.Utility_Scale | PV_.PX.NUT._.PTC.Utility_Scale | PV_.PX.UTS._.PTC.Utility_Scale | 0 | 0 | 0 | 0 | 0 | 0 | 0 | 0 | 0 | 0 | 0 | 0 | 0 | 0 | 0 | 0 | 0 | 0 | 0 | 0 | 0 | 0 | Deferral (Nameplate MW) | WD_.PX.BDG._.PTC.Utility_Scale | WD_.PX.BDG._.PTC.Utility_Scale | WD_.PX.BDG._.PTC.Utility_Scale | WD_.PX.DJW._.PTC.Utility_Scale | WD_.PX.DJW._.PTC.Utility_Scale | WD_.PX.DJW._.PTC.Utility_Scale | PV_.PX.BDG._.PTC.Utility_Scale | PV_.PX.HTG._.PTC.Utility_Scale | PV_.PX.NTN._.PTC.Utility_Scale | PV_.PX.UTS._.PTC.Utility_Scale | mapping to CC_LOLP | WD_.PX.BDG._.PTC.Utility_Scale | WD_.PX.BDG._.PTC.Utility_Scale | WD_.PX.BDG._.PTC.Utility_Scale | WD_.PX.DJW._.PTC.Utility_Scale | WD_.PX.DJW._.PTC.Utility_Scale | WD_.PX.DJW._.PTC.Utility_Scale | PV_.PX.BDG._.PTC.Utility_Scale | PV_.PX.HTG._.PTC.Utility_Scale | PV_.PX.NTN._.PTC.Utility_Scale | PV_.PX.UTS._.PTC.Utility_Scale
|  |  |  | Total Price @ | [6 empty] | WD_.PX.BDG._.PTC.Utility_Scale | WD_.PX.BDG._.PTC.Utility_Scale | WD_.PX.BDG._.PTC.Utility_Scale | WD_.PX.DJW._.PTC.Utility_Scale | WD_.PX.DJW._.PTC.Utility_Scale | WD_.PX.DJW._.PTC.Utility_Scale | PV_.PX.BDG._.PTC.Utility_Scale | PV_.PX.HTG._.PTC.Utility_Scale | PV_.PX.NTN._.PTC.Utility_Scale | PV_.PX.UTS._.PTC.Utility_Scale | 0 | 0 | 0 | 0 | 0 | 0 | 0 | 0 | 0 | 0 | 0 | 0 | 0 | 0 | 0 | 0 | 0 | 0 | 0 | 0 | 0 | 0 |  | WD_.PX.BDG._.PTC.Utility_Scale | WD_.PX.BDG._.PTC.Utility_Scale | WD_.PX.BDG._.PTC.Utility_Scale | WD_.PX.DJW._.PTC.Utility_Scale | WD_.PX.DJW._.PTC.Utility_Scale | WD_.PX.DJW._.PTC.Utility_Scale | PV_.PX.BDG._.PTC.Utility_Scale | PV_.PX.HTG._.PTC.Utility_Scale | PV_.PX.NTN._.PTC.Utility_Scale | PV_.PX.UTS._.PTC.Utility_Scale | Resource Cost ($/kw-year) | WD_.PX.BDG._.PTC.Utility_Scale | WD_.PX.BDG._.PTC.Utility_Scale | WD_.PX.BDG._.PTC.Utility_Scale | WD_.PX.DJW._.PTC.Utility_Scale | WD_.PX.DJW._.PTC.Utility_Scale | WD_.PX.DJW._.PTC.Utility_Scale | PV_.PX.BDG._.PTC.Utility_Scale | PV_.PX.HTG._.PTC.Utility_Scale | PV_.PX.NTN._.PTC.Utility_Scale | PV_.PX.UTS._.PTC.Utility_Scale | Deferred Cost (Millions $/year) | [30 empty] | Resource Cost ($/kw-year) | Deferred Cost (Millions $/year)
|  | Capacity | Energy | 30.41% | [6 empty] | WD_.PX.BDG._.PTC.Utility_Scale2029 | WD_.PX.BDG._.PTC.Utility_Scale2030 | WD_.PX.BDG._.PTC.Utility_Scale2031 | WD_.PX.DJW._.PTC.Utility_Scale2029 | WD_.PX.DJW._.PTC.Utility_Scale2030 | WD_.PX.DJW._.PTC.Utility_Scale2031 | PV_.PX.BDG._.PTC.Utility_Scale2031 | PV_.PX.HTG._.PTC.Utility_Scale2031 | PV_.PX.NTN._.PTC.Utility_Scale2031 | PV_.PX.UTS._.PTC.Utility_Scale2031 | 0 | 0 | 0 | 0 | 0 | 0 | 0 | 0 | 0 | 0 | 0 | 0 | 0 | 0 | 0 | 0 | 0 | 0 | 0 | 0 | 0 | 0 |  | WD_.PX.BDG._.PTC.Utility_Scale2029 | WD_.PX.BDG._.PTC.Utility_Scale2030 | WD_.PX.BDG._.PTC.Utility_Scale2031 | WD_.PX.DJW._.PTC.Utility_Scale2029 | WD_.PX.DJW._.PTC.Utility_Scale2030 | WD_.PX.DJW._.PTC.Utility_Scale2031 | PV_.PX.BDG._.PTC.Utility_Scale2031 | PV_.PX.HTG._.PTC.Utility_Scale2031 | PV_.PX.NTN._.PTC.Utility_Scale2031 | PV_.PX.UTS._.PTC.Utility_Scale2031 |  | WD_.PX.BDG._.PTC.Utility_Scale2029 | WD_.PX.BDG._.PTC.Utility_Scale2030 | WD_.PX.BDG._.PTC.Utility_Scale2031 | WD_.PX.DJW._.PTC.Utility_Scale2029 | WD_.PX.DJW._.PTC.Utility_Scale2030 | WD_.PX.DJW._.PTC.Utility_Scale2031 | PV_.PX.BDG._.PTC.Utility_Scale2031 | PV_.PX.HTG._.PTC.Utility_Scale2031 | PV_.PX.NTN._.PTC.Utility_Scale2031 | PV_.PX.UTS._.PTC.Utility_Scale2031 | WD_.PX.BDG._.PTC.Utility_Scale2029 | WD_.PX.BDG._.PTC.Utility_Scale2030 | WD_.PX.BDG._.PTC.Utility_Scale2031 | WD_.PX.DJW._.PTC.Utility_Scale2029 | WD_.PX.DJW._.PTC.Utility_Scale2030 | WD_.PX.DJW._.PTC.Utility_Scale2031 | PV_.PX.BDG._.PTC.Utility_Scale2031 | PV_.PX.HTG._.PTC.Utility_Scale2031 | PV_.PX.NTN._.PTC.Utility_Scale2031 | PV_.PX.UTS._.PTC.Utility_Scale2031 | 0 | 0 | 0 | 0 | 0 | 0 | 0 | 0 | 0 | 0 | 0 | 0 | 0 | 0 | 0 | 0 | 0 | 0 | 0 | Total Capacity Deferral |  | Cluster 2/3 - Willamette Valley - Fry-Full Circle 230 kV | Cluster 2/3 - Willamette Valley - Fry-Full Circle 230 kV
| Year | Price | Only Price | Capacity Factor
|  | $/kW-yr | $/MWh (2) | $/MWh | [6 empty] | MW | MW | MW | MW | MW | MW | MW | MW | MW | MW | MW | MW | MW | MW | MW | MW | MW | MW | MW | MW | MW | MW | MW | MW | MW | MW | MW | MW | MW | MW | MW | MW |  | MW | MW |  |  |  | MW | [5 empty] | $/kw-year | $/kw-year | $/kw-year | $/kw-year | $/kw-year | $/kw-year | $/kw-year | $/kw-year | $/kw-year | $/kw-year | Millions $/year | Millions $/year | Millions $/year | Millions $/year | Millions $/year | Millions $/year | Millions $/year | Millions $/year | Millions $/year | Millions $/year | Millions $/year | Millions $/year | Millions $/year | Millions $/year | Millions $/year | Millions $/year | Millions $/year | Millions $/year | Millions $/year | Millions $/year | Millions $/year | Millions $/year | Millions $/year | Millions $/year | Millions $/year | Millions $/year | Millions $/year | Millions $/year | Millions $/year | Millions $/year |  | $/kw-year | Millions $/year
| 2026 | 0 | 21.123 | 21.123 |  |  |  | 21.123 |  | 2026 | 0 | 0 | 0 | 0 | 0 | 0 | 0 | 0 | 0 | 0 | 0 | 0 | 0 | 0 | 0 | 0 | 0 | 0 | 0 | 0 | 0 | 0 | 0 | 0 | 0 | 0 | 0 | 0 | 0 | 0 | 0 | 0 |  | 0 | 0 | 0 | 0 | 0 | 0 | 0 | 0 | 0 | 0 | 2026 | 0 | 0 | 0 | 0 | 0 | 0 | 0 | 0 | 0 | 0 | 0 | 0 | 0 | 0 | 0 | 0 | 0 | 0 | 0 | 0 | 0 | 0 | 0 | 0 | 0 | 0 | 0 | 0 | 0 | 0 | 0 | 0 | 0 | 0 | 0 | 0 | 0 | 0 | 0 | 0 | 2026 |  | 0
| 2027 | 0 | 24.1792 | 24.1792 |  |  |  | 24.1792 |  | 2027 | 0 | 0 | 0 | 0 | 0 | 0 | 0 | 0 | 0 | 0 | 0 | 0 | 0 | 0 | 0 | 0 | 0 | 0 | 0 | 0 | 0 | 0 | 0 | 0 | 0 | 0 | 0 | 0 | 0 | 0 | 0 | 0 |  | 0 | 0 | 0 | 0 | 0 | 0 | 0 | 0 | 0 | 0 | 2027 | 0 | 0 | 0 | 0 | 0 | 0 | 0 | 0 | 0 | 0 | 0 | 0 | 0 | 0 | 0 | 0 | 0 | 0 | 0 | 0 | 0 | 0 | 0 | 0 | 0 | 0 | 0 | 0 | 0 | 0 | 0 | 0 | 0 | 0 | 0 | 0 | 0 | 0 | 0 | 0 | 2027 |  | 0
| 2028 | 0 | 25.4351 | 25.4351 |  |  |  | 25.4351 |  | 2028 | 0 | 0 | 0 | 0 | 0 | 0 | 0 | 0 | 0 | 0 | 0 | 0 | 0 | 0 | 0 | 0 | 0 | 0 | 0 | 0 | 0 | 0 | 0 | 0 | 0 | 0 | 0 | 0 | 0 | 0 | 0 | 0 |  | 0 | 0 | 0 | 0 | 0 | 0 | 0 | 0 | 0 | 0 | 2028 | 0 | 0 | 0 | 0 | 0 | 0 | 0 | 0 | 0 | 0 | 0 | 0 | 0 | 0 | 0 | 0 | 0 | 0 | 0 | 0 | 0 | 0 | 0 | 0 | 0 | 0 | 0 | 0 | 0 | 0 | 0 | 0 | 0 | 0 | 0 | 0 | 0 | 0 | 0 | 0 | 2028 |  | 0
| 2029 | 0 | 27.8861 | 27.8861 |  |  |  | 27.8861 |  | 2029 | 0 | 0 | 0 | 0 | 0 | 0 | 0 | 0 | 0 | 0 | 0 | 0 | 0 | 0 | 0 | 0 | 0 | 0 | 0 | 0 | 0 | 0 | 0 | 0 | 0 | 0 | 0 | 0 | 0 | 0 | 0 | 0 |  | 0 | 0 | 0 | 0 | 0 | 0 | 0 | 0 | 0 | 0 | 2029 | 123.3091 | 0 | 0 | 123.3091 | 0 | 0 | 0 | 0 | 0 | 0 | 0 | 0 | 0 | 0 | 0 | 0 | 0 | 0 | 0 | 0 | 0 | 0 | 0 | 0 | 0 | 0 | 0 | 0 | 0 | 0 | 0 | 0 | 0 | 0 | 0 | 0 | 0 | 0 | 0 | 0 | 2029 |  | 0
| 2030 | 0 | 29.0467 | 29.0467 |  |  |  | 29.0467 |  | 2030 | 0 | 0 | 0 | 0 | 0 | 0 | 0 | 0 | 0 | 0 | 0 | 0 | 0 | 0 | 0 | 0 | 0 | 0 | 0 | 0 | 0 | 0 | 0 | 0 | 0 | 0 | 0 | 0 | 0 | 0 | 0 | 0 |  | 0 | 0 | 0 | 0 | 0 | 0 | 0 | 0 | 0 | 0 | 2030 | 125.9973 | 123.9838 | 0 | 125.9973 | 123.9838 | 0 | 0 | 0 | 0 | 0 | 0 | 0 | 0 | 0 | 0 | 0 | 0 | 0 | 0 | 0 | 0 | 0 | 0 | 0 | 0 | 0 | 0 | 0 | 0 | 0 | 0 | 0 | 0 | 0 | 0 | 0 | 0 | 0 | 0 | 0 | 2030 |  | 0
| 2031 | 0 | 29.7786 | 29.7786 |  |  |  | 29.7786 |  | 2031 | 0 | 0 | 0 | 0 | 0 | 0 | 0 | 0 | 0 | 0 | 0 | 0 | 0 | 0 | 0 | 0 | 0 | 0 | 0 | 0 | 0 | 0 | 0 | 0 | 0 | 0 | 0 | 0 | 0 | 0 | 0 | 0 |  | 0 | 0 | 0 | 0 | 0 | 0 | 0 | 0 | 0 | 0 | 2031 | 128.744 | 126.6866 | 125.7513 | 128.744 | 126.6866 | 125.7513 | 100.775 | 100.775 | 100.775 | 100.775 | 0 | 0 | 0 | 0 | 0 | 0 | 0 | 0 | 0 | 0 | 0 | 0 | 0 | 0 | 0 | 0 | 0 | 0 | 0 | 0 | 0 | 0 | 0 | 0 | 0 | 0 | 0 | 0 | 0 | 0 | 2031 |  | 0
| 2032 | 0 | 27.5059 | 27.5059 |  |  |  | 27.5059 |  | 2032 | 0 | 0 | 0 | 0 | 0 | 0 | 0 | 0 | 0 | 0 | 0 | 0 | 0 | 0 | 0 | 0 | 0 | 0 | 0 | 0 | 0 | 0 | 0 | 0 | 0 | 0 | 0 | 0 | 0 | 0 | 0 | 0 |  | 0 | 0 | 0 | 0 | 0 | 0 | 0 | 0 | 0 | 0 | 2032 | 131.5506 | 129.4484 | 128.4926 | 131.5506 | 129.4484 | 128.4926 | 102.9719 | 102.9719 | 102.9719 | 102.9719 | 0 | 0 | 0 | 0 | 0 | 0 | 0 | 0 | 0 | 0 | 0 | 0 | 0 | 0 | 0 | 0 | 0 | 0 | 0 | 0 | 0 | 0 | 0 | 0 | 0 | 0 | 0 | 0 | 0 | 0 | 2032 |  | 0
| 2033 | 0 | 27.7046 | 27.7046 |  |  |  | 27.7046 |  | 2033 | 0 | 0 | 0 | 0 | 0 | 0 | 0 | 0 | 0 | 0 | 0 | 0 | 0 | 0 | 0 | 0 | 0 | 0 | 0 | 0 | 0 | 0 | 0 | 0 | 0 | 0 | 0 | 0 | 0 | 0 | 0 | 0 |  | 0 | 0 | 0 | 0 | 0 | 0 | 0 | 0 | 0 | 0 | 2033 | 134.4185 | 132.2704 | 131.2938 | 134.4185 | 132.2704 | 131.2938 | 105.2167 | 105.2167 | 105.2167 | 105.2167 | 0 | 0 | 0 | 0 | 0 | 0 | 0 | 0 | 0 | 0 | 0 | 0 | 0 | 0 | 0 | 0 | 0 | 0 | 0 | 0 | 0 | 0 | 0 | 0 | 0 | 0 | 0 | 0 | 0 | 0 | 2033 |  | 0
| 2034 | 0 | 29.031 | 29.031 |  |  |  | 29.031 |  | 2034 | 0 | 0 | 0 | 0 | 0 | 0 | 0 | 0 | 0 | 0 | 0 | 0 | 0 | 0 | 0 | 0 | 0 | 0 | 0 | 0 | 0 | 0 | 0 | 0 | 0 | 0 | 0 | 0 | 0 | 0 | 0 | 0 |  | 0 | 0 | 0 | 0 | 0 | 0 | 0 | 0 | 0 | 0 | 2034 | 137.3488 | 135.1539 | 134.156 | 137.3488 | 135.1539 | 134.156 | 107.5104 | 107.5104 | 107.5104 | 107.5104 | 0 | 0 | 0 | 0 | 0 | 0 | 0 | 0 | 0 | 0 | 0 | 0 | 0 | 0 | 0 | 0 | 0 | 0 | 0 | 0 | 0 | 0 | 0 | 0 | 0 | 0 | 0 | 0 | 0 | 0 | 2034 |  | 0
| 2035 | 0 | 29.7372 | 29.7372 |  |  |  | 29.7372 |  | 2035 | 0 | 0 | 0 | 0 | 0 | 0 | 0 | 0 | 0 | 0 | 0 | 0 | 0 | 0 | 0 | 0 | 0 | 0 | 0 | 0 | 0 | 0 | 0 | 0 | 0 | 0 | 0 | 0 | 0 | 0 | 0 | 0 |  | 0 | 0 | 0 | 0 | 0 | 0 | 0 | 0 | 0 | 0 | 2035 | 140.343 | 138.1002 | 137.0806 | 140.343 | 138.1002 | 137.0806 | 109.8541 | 109.8541 | 109.8541 | 109.8541 | 0 | 0 | 0 | 0 | 0 | 0 | 0 | 0 | 0 | 0 | 0 | 0 | 0 | 0 | 0 | 0 | 0 | 0 | 0 | 0 | 0 | 0 | 0 | 0 | 0 | 0 | 0 | 0 | 0 | 0 | 2035 |  | 0
| 2036 | 0 | 30.1582 | 30.1582 |  |  |  | 30.1582 |  | 2036 | 0 | 0 | 0 | 0 | 0 | 0 | 0 | 0 | 0 | 0 | 0 | 0 | 0 | 0 | 0 | 0 | 0 | 0 | 0 | 0 | 0 | 0 | 0 | 0 | 0 | 0 | 0 | 0 | 0 | 0 | 0 | 0 |  | 0 | 0 | 0 | 0 | 0 | 0 | 0 | 0 | 0 | 0 | 2036 | 143.4025 | 141.1108 | 140.0689 | 143.4025 | 141.1108 | 140.0689 | 112.249 | 112.249 | 112.249 | 112.249 | 0 | 0 | 0 | 0 | 0 | 0 | 0 | 0 | 0 | 0 | 0 | 0 | 0 | 0 | 0 | 0 | 0 | 0 | 0 | 0 | 0 | 0 | 0 | 0 | 0 | 0 | 0 | 0 | 0 | 0 | 2036 |  | 0
| 2037 | 0 | 33.1786 | 33.1786 |  |  |  | 33.1786 |  | 2037 | 0 | 0 | 0 | 0 | 0 | 0 | 0 | 0 | 0 | 0 | 0 | 0 | 0 | 0 | 0 | 0 | 0 | 0 | 0 | 0 | 0 | 0 | 0 | 0 | 0 | 0 | 0 | 0 | 0 | 0 | 0 | 0 |  | 0 | 0 | 0 | 0 | 0 | 0 | 0 | 0 | 0 | 0 | 2037 | 146.5286 | 144.187 | 143.1225 | 146.5286 | 144.187 | 143.1225 | 114.696 | 114.696 | 114.696 | 114.696 | 0 | 0 | 0 | 0 | 0 | 0 | 0 | 0 | 0 | 0 | 0 | 0 | 0 | 0 | 0 | 0 | 0 | 0 | 0 | 0 | 0 | 0 | 0 | 0 | 0 | 0 | 0 | 0 | 0 | 0 | 2037 |  | 0
| 2038 | 0 | 33.3956 | 33.3956 |  |  |  | 33.3956 |  | 2038 | 0 | 0 | 0 | 0 | 0 | 0 | 0 | 0 | 0 | 0 | 0 | 0 | 0 | 0 | 0 | 0 | 0 | 0 | 0 | 0 | 0 | 0 | 0 | 0 | 0 | 0 | 0 | 0 | 0 | 0 | 0 | 0 |  | 0 | 0 | 0 | 0 | 0 | 0 | 0 | 0 | 0 | 0 | 2038 | 149.723 | 147.3303 | 146.2425 | 149.723 | 147.3303 | 146.2425 | 117.1964 | 117.1964 | 117.1964 | 117.1964 | 0 | 0 | 0 | 0 | 0 | 0 | 0 | 0 | 0 | 0 | 0 | 0 | 0 | 0 | 0 | 0 | 0 | 0 | 0 | 0 | 0 | 0 | 0 | 0 | 0 | 0 | 0 | 0 | 0 | 0 | 2038 |  | 0
| 2039 | 0 | 34.5894 | 34.5894 |  |  |  | 34.5894 |  | 2039 | 0 | 0 | 0 | 0 | 0 | 0 | 0 | 0 | 0 | 0 | 0 | 0 | 0 | 0 | 0 | 0 | 0 | 0 | 0 | 0 | 0 | 0 | 0 | 0 | 0 | 0 | 0 | 0 | 0 | 0 | 0 | 0 |  | 0 | 0 | 0 | 0 | 0 | 0 | 0 | 0 | 0 | 0 | 2039 | 152.9869 | 150.5421 | 149.4306 | 152.9869 | 150.5421 | 149.4306 | 119.7512 | 119.7512 | 119.7512 | 119.7512 | 0 | 0 | 0 | 0 | 0 | 0 | 0 | 0 | 0 | 0 | 0 | 0 | 0 | 0 | 0 | 0 | 0 | 0 | 0 | 0 | 0 | 0 | 0 | 0 | 0 | 0 | 0 | 0 | 0 | 0 | 2039 |  | 0
| 2040 | 0 | 34.2299 | 34.2299 |  |  |  | 34.2299 |  | 2040 | 0 | 0 | 0 | 0 | 0 | 0 | 0 | 0 | 0 | 0 | 0 | 0 | 0 | 0 | 0 | 0 | 0 | 0 | 0 | 0 | 0 | 0 | 0 | 0 | 0 | 0 | 0 | 0 | 0 | 0 | 0 | 0 |  | 0 | 0 | 0 | 0 | 0 | 0 | 0 | 0 | 0 | 0 | 2040 | 156.322 | 153.8239 | 152.6882 | 156.322 | 153.8239 | 152.6882 | 122.3618 | 122.3618 | 122.3618 | 122.3618 | 0 | 0 | 0 | 0 | 0 | 0 | 0 | 0 | 0 | 0 | 0 | 0 | 0 | 0 | 0 | 0 | 0 | 0 | 0 | 0 | 0 | 0 | 0 | 0 | 0 | 0 | 0 | 0 | 0 | 0 | 2040 |  | 0
| 2041 | 0 | 36.8178 | 36.8178 |  |  |  | 36.8178 |  | 2041 | 0 | 0 | 0 | 0 | 0 | 0 | 0 | 0 | 0 | 0 | 0 | 0 | 0 | 0 | 0 | 0 | 0 | 0 | 0 | 0 | 0 | 0 | 0 | 0 | 0 | 0 | 0 | 0 | 0 | 0 | 0 | 0 |  | 0 | 0 | 0 | 0 | 0 | 0 | 0 | 0 | 0 | 0 | 2041 | 159.7298 | 157.1773 | 156.0168 | 159.7298 | 157.1773 | 156.0168 | 125.0293 | 125.0293 | 125.0293 | 125.0293 | 0 | 0 | 0 | 0 | 0 | 0 | 0 | 0 | 0 | 0 | 0 | 0 | 0 | 0 | 0 | 0 | 0 | 0 | 0 | 0 | 0 | 0 | 0 | 0 | 0 | 0 | 0 | 0 | 0 | 0 | 2041 |  | 0
| 2042 | 0 | 43.8526 | 43.8526 |  |  |  | 43.8526 |  | 2042 | 0 | 0 | 0 | 0 | 0 | 0 | 0 | 0 | 0 | 0 | 0 | 0 | 0 | 0 | 0 | 0 | 0 | 0 | 0 | 0 | 0 | 0 | 0 | 0 | 0 | 0 | 0 | 0 | 0 | 0 | 0 | 0 |  | 0 | 0 | 0 | 0 | 0 | 0 | 0 | 0 | 0 | 0 | 2042 | 163.212 | 160.6037 | 159.418 | 163.212 | 160.6037 | 159.418 | 127.755 | 127.755 | 127.755 | 127.755 | 0 | 0 | 0 | 0 | 0 | 0 | 0 | 0 | 0 | 0 | 0 | 0 | 0 | 0 | 0 | 0 | 0 | 0 | 0 | 0 | 0 | 0 | 0 | 0 | 0 | 0 | 0 | 0 | 0 | 0 | 2042 |  | 0
| 2043 | 0 | 49.2783 | 49.2783 |  |  |  | 49.2783 |  | 2043 | 0 | 0 | 0 | 0 | 0 | 0 | 0 | 0 | 0 | 0 | 0 | 0 | 0 | 0 | 0 | 0 | 0 | 0 | 0 | 0 | 0 | 0 | 0 | 0 | 0 | 0 | 0 | 0 | 0 | 0 | 0 | 0 |  | 0 | 0 | 0 | 0 | 0 | 0 | 0 | 0 | 0 | 0 | 2043 | 166.77 | 164.1049 | 162.8933 | 166.77 | 164.1049 | 162.8933 | 130.54 | 130.54 | 130.54 | 130.54 | 0 | 0 | 0 | 0 | 0 | 0 | 0 | 0 | 0 | 0 | 0 | 0 | 0 | 0 | 0 | 0 | 0 | 0 | 0 | 0 | 0 | 0 | 0 | 0 | 0 | 0 | 0 | 0 | 0 | 0 | 2043 |  | 0
| 2044 | 0 | 50.2706 | 50.2706 |  |  |  | 50.2706 |  | 2044 | 0 | 0 | 0 | 0 | 0 | 0 | 0 | 0 | 0 | 0 | 0 | 0 | 0 | 0 | 0 | 0 | 0 | 0 | 0 | 0 | 0 | 0 | 0 | 0 | 0 | 0 | 0 | 0 | 0 | 0 | 0 | 0 |  | 0 | 0 | 0 | 0 | 0 | 0 | 0 | 0 | 0 | 0 | 2044 | 170.4056 | 167.6824 | 166.4443 | 170.4056 | 167.6824 | 166.4443 | 133.3858 | 133.3858 | 133.3858 | 133.3858 | 0 | 0 | 0 | 0 | 0 | 0 | 0 | 0 | 0 | 0 | 0 | 0 | 0 | 0 | 0 | 0 | 0 | 0 | 0 | 0 | 0 | 0 | 0 | 0 | 0 | 0 | 0 | 0 | 0 | 0 | 2044 |  | 0
| 2045 | 0 | 51.5274 | 51.5274 |  |  |  | 51.5274 |  | 2045 | 0 | 0 | 0 | 0 | 0 | 0 | 0 | 0 | 0 | 0 | 0 | 0 | 0 | 0 | 0 | 0 | 0 | 0 | 0 | 0 | 0 | 0 | 0 | 0 | 0 | 0 | 0 | 0 | 0 | 0 | 0 | 0 |  | 0 | 0 | 0 | 0 | 0 | 0 | 0 | 0 | 0 | 0 | 2045 | 174.1204 | 171.3379 | 170.0728 | 174.1204 | 171.3379 | 170.0728 | 136.2936 | 136.2936 | 136.2936 | 136.2936 | 0 | 0 | 0 | 0 | 0 | 0 | 0 | 0 | 0 | 0 | 0 | 0 | 0 | 0 | 0 | 0 | 0 | 0 | 0 | 0 | 0 | 0 | 0 | 0 | 0 | 0 | 0 | 0 | 0 | 0 | 2045 |  | 0
| 2046 | 0 | 52.6507 | 52.6507 |  |  |  | 52.6507 |  | 2046 | 0 | 0 | 0 | 0 | 0 | 0 | 0 | 0 | 0 | 0 | 0 | 0 | 0 | 0 | 0 | 0 | 0 | 0 | 0 | 0 | 0 | 0 | 0 | 0 | 0 | 0 | 0 | 0 | 0 | 0 | 0 | 0 |  | 0 | 0 | 0 | 0 | 0 | 0 | 0 | 0 | 0 | 0 | 2046 | 177.9162 | 175.073 | 173.7804 | 177.9162 | 175.073 | 173.7804 | 139.2648 | 139.2648 | 139.2648 | 139.2648 | 0 | 0 | 0 | 0 | 0 | 0 | 0 | 0 | 0 | 0 | 0 | 0 | 0 | 0 | 0 | 0 | 0 | 0 | 0 | 0 | 0 | 0 | 0 | 0 | 0 | 0 | 0 | 0 | 0 | 0 | 2046 |  | 0
| 2047 | 0 | 53.7985 | 53.7985 |  |  |  | 53.7985 |  | 2047 | 0 | 0 | 0 | 0 | 0 | 0 | 0 | 0 | 0 | 0 | 0 | 0 | 0 | 0 | 0 | 0 | 0 | 0 | 0 | 0 | 0 | 0 | 0 | 0 | 0 | 0 | 0 | 0 | 0 | 0 | 0 | 0 |  | 0 | 0 | 0 | 0 | 0 | 0 | 0 | 0 | 0 | 0 | 2047 | 181.7948 | 178.8896 | 177.5688 | 181.7948 | 178.8896 | 177.5688 | 142.3008 | 142.3008 | 142.3008 | 142.3008 | 0 | 0 | 0 | 0 | 0 | 0 | 0 | 0 | 0 | 0 | 0 | 0 | 0 | 0 | 0 | 0 | 0 | 0 | 0 | 0 | 0 | 0 | 0 | 0 | 0 | 0 | 0 | 0 | 0 | 0 | 2047
| 2048 | 0 | 54.7996 | 54.7996 |  |  |  | 54.7996 |  | 2048 | 0 | 0 | 0 | 0 | 0 | 0 | 0 | 0 | 0 | 0 | 0 | 0 | 0 | 0 | 0 | 0 | 0 | 0 | 0 | 0 | 0 | 0 | 0 | 0 | 0 | 0 | 0 | 0 | 0 | 0 | 0 | 0 |  | 0 | 0 | 0 | 0 | 0 | 0 | 0 | 0 | 0 | 0 | 2048 | 185.7579 | 182.7894 | 181.4398 | 185.7579 | 182.7894 | 181.4398 | 145.4029 | 145.4029 | 145.4029 | 145.4029 | 0 | 0 | 0 | 0 | 0 | 0 | 0 | 0 | 0 | 0 | 0 | 0 | 0 | 0 | 0 | 0 | 0 | 0 | 0 | 0 | 0 | 0 | 0 | 0 | 0 | 0 | 0 | 0 | 0 | 0 | 2048
| 2049 | 0 | 56.1696 | 56.1696 |  |  |  | 56.1696 |  | 2049 | 0 | 0 | 0 | 0 | 0 | 0 | 0 | 0 | 0 | 0 | 0 | 0 | 0 | 0 | 0 | 0 | 0 | 0 | 0 | 0 | 0 | 0 | 0 | 0 | 0 | 0 | 0 | 0 | 0 | 0 | 0 | 0 |  | 0 | 0 | 0 | 0 | 0 | 0 | 0 | 0 | 0 | 0 | 2049 | 189.8075 | 186.7742 | 185.3952 | 189.8075 | 186.7742 | 185.3952 | 148.5727 | 148.5727 | 148.5727 | 148.5727 | 0 | 0 | 0 | 0 | 0 | 0 | 0 | 0 | 0 | 0 | 0 | 0 | 0 | 0 | 0 | 0 | 0 | 0 | 0 | 0 | 0 | 0 | 0 | 0 | 0 | 0 | 0 | 0 | 0 | 0 | 2049
| 2050 | 0 | 57.3941 | 57.3941 |  |  |  | 57.3941 |  | 2050 | 0 | 0 | 0 | 0 | 0 | 0 | 0 | 0 | 0 | 0 | 0 | 0 | 0 | 0 | 0 | 0 | 0 | 0 | 0 | 0 | 0 | 0 | 0 | 0 | 0 | 0 | 0 | 0 | 0 | 0 | 0 | 0 |  | 0 | 0 | 0 | 0 | 0 | 0 | 0 | 0 | 0 | 0 | 2050 | 183.1889 | 190.8459 | 189.4368 | 193.9453 | 190.8459 | 189.4368 | 151.8116 | 151.8116 | 151.8116 | 151.8116 | 0 | 0 | 0 | 0 | 0 | 0 | 0 | 0 | 0 | 0 | 0 | 0 | 0 | 0 | 0 | 0 | 0 | 0 | 0 | 0 | 0 | 0 | 0 | 0 | 0 | 0 | 0 | 0 | 0 | 0 | 2050
| 2051 | 0 | #DIV/0! | #DIV/0! | [5 empty] | 2051 | 0 | 0 | 0 | 0 | 0 | 0 | 0 | 0 | 0 | 0 | 0 | 0 | 0 | 0 | 0 | 0 | 0 | 0 | 0 | 0 | 0 | 0 | 0 | 0 | 0 | 0 | 0 | 0 | 0 | 0 | 0 | 0 |  | 0 | 0 | 0 | 0 | 0 | 0 | 0 | 0 | 0 | 0 | 2051 | 0 | 195.0063 | 193.5666 | 198.1733 | 195.0063 | 193.5666 | 155.1211 | 155.1211 | 155.1211 | 155.1211 | 0 | 0 | 0 | 0 | 0 | 0 | 0 | 0 | 0 | 0 | 0 | 0 | 0 | 0 | 0 | 0 | 0 | 0 | 0 | 0 | 0 | 0 | 0 | 0 | 0 | 0 | 0 | 0 | 0 | 0 | 2051
| 2052 | 0 | #DIV/0! | #DIV/0! | [5 empty] | 2052 | 0 | 0 | 0 | 0 | 0 | 0 | 0 | 0 | 0 | 0 | 0 | 0 | 0 | 0 | 0 | 0 | 0 | 0 | 0 | 0 | 0 | 0 | 0 | 0 | 0 | 0 | 0 | 0 | 0 | 0 | 0 | 0 |  | 0 | 0 | 0 | 0 | 0 | 0 | 0 | 0 | 0 | 0 | 2052 | 0 | 199.2575 | 197.7863 | 202.4934 | 199.2575 | 197.7863 | 158.5027 | 158.5027 | 158.5027 | 158.5027 | 0 | 0 | 0 | 0 | 0 | 0 | 0 | 0 | 0 | 0 | 0 | 0 | 0 | 0 | 0 | 0 | 0 | 0 | 0 | 0 | 0 | 0 | 0 | 0 | 0 | 0 | 0 | 0 | 0 | 0 | 2052
| 2053 | 0 | #DIV/0! | #DIV/0! | [5 empty] | 2053 | 0 | 0 | 0 | 0 | 0 | 0 | 0 | 0 | 0 | 0 | 0 | 0 | 0 | 0 | 0 | 0 | 0 | 0 | 0 | 0 | 0 | 0 | 0 | 0 | 0 | 0 | 0 | 0 | 0 | 0 | 0 | 0 |  | 0 | 0 | 0 | 0 | 0 | 0 | 0 | 0 | 0 | 0 | 2053 | 0 | 203.6013 | 202.0981 | 206.9078 | 203.6013 | 202.0981 | 161.9581 | 161.9581 | 161.9581 | 161.9581 | 0 | 0 | 0 | 0 | 0 | 0 | 0 | 0 | 0 | 0 | 0 | 0 | 0 | 0 | 0 | 0 | 0 | 0 | 0 | 0 | 0 | 0 | 0 | 0 | 0 | 0 | 0 | 0 | 0 | 0 | 2053
| 2054 | 0 | #DIV/0! | #DIV/0! | [5 empty] | 2054 | 0 | 0 | 0 | 0 | 0 | 0 | 0 | 0 | 0 | 0 | 0 | 0 | 0 | 0 | 0 | 0 | 0 | 0 | 0 | 0 | 0 | 0 | 0 | 0 | 0 | 0 | 0 | 0 | 0 | 0 | 0 | 0 |  | 0 | 0 | 0 | 0 | 0 | 0 | 0 | 0 | 0 | 0 | 2054 | 0 | 208.0398 | 206.5038 | 211.4184 | 208.0398 | 206.5038 | 165.4888 | 165.4888 | 165.4888 | 165.4888 | 0 | 0 | 0 | 0 | 0 | 0 | 0 | 0 | 0 | 0 | 0 | 0 | 0 | 0 | 0 | 0 | 0 | 0 | 0 | 0 | 0 | 0 | 0 | 0 | 0 | 0 | 0 | 0 | 0 | 0 | 2054
[9 empty] | Year of deferral |  | 2029 | 2030 | 2031 | 2029 | 2030 | 2031 | 2031 | 2031 | 2031 | 2031
[9 empty] | if Deferred 1 |  | 0 | 0 | 0 | 0 | 0 | 0 | 0 | 0 | 0 | 0
Discount Rate - 2025 IRP
6.38%
[5 empty] | Inflation rate | 2.18%
15 Year Starting 2026 |  |  |  |  | Real Discount Rate | 4.11%
Levelized Prices (Nominal) @ 6.38% Discount Rate (1) (3)
| $/kW | 0
| $/MWh |  | 28.1655 | 28.1655
15 Year Starting 2027
Levelized Prices (Nominal) @ 6.38% Discount Rate (1) (3)
| $/kW | 0 | 29.2719
| $/MWh |  |  | 29.2719
15 Year Starting 2028
Levelized Prices (Nominal) @ 6.38% Discount Rate (1) (3)
| $/kW | 0
| $/MWh |  | 30.4167 | 30.4167
<---- Calculated Monthly
Avoided Costs calculated annually are $28.23/MWH
Avoided Costs calculated monthly are $28.17/MWH

## Table 2
Appendix B
Table 2
Avoided Energy Costs - Scheduled Hours ($/MWh)
QF - Sch38 - UT - Wind - 80.0 MW and 30.4% CF
|  | Winter Season |  |  |  |  | Summer Season |  |  |  | Winter Season
Year | Annual | Jan | Feb | Mar | Apr | May | Jun | Jul | Aug | Sep | Oct | Nov | Dec
Energy Only
2026 | 21.092 | 26.787 | 25.4442 | 11.5242 | 6.776 | 14.4058 | 19.8103 | 28.6313 | 32.369 | 19.2428 | 17.7337 | 28.6344 | 34.4573
2027 | 24.147 | 34.6699 | 32.063 | 14.9508 | 11.6647 | 16.6017 | 18.9299 | 30.8063 | 36.1813 | 22.3913 | 19.4631 | 27.9145 | 38.2855
2028 | 25.37 | 36.6974 | 33.1153 | 15.0134 | 14.2229 | 15.1785 | 16.9603 | 32.7945 | 36.2105 | 27.051 | 21.6651 | 32.6562 | 40.4397
2029 | 27.8667 | 33.4843 | 36.8548 | 19.1672 | 14.5286 | 15.7427 | 27.4587 | 38.7624 | 34.8007 | 30.095 | 26.349 | 36.934 | 37.2579
2030 | 29.0127 | 38.8526 | 32.525 | 17.1608 | 9.4352 | 11.0097 | 28.0713 | 40.1551 | 39.871 | 35.648 | 30.6617 | 42.6819 | 46.6605
2031 | 29.742 | 38.1762 | 36.6752 | 21.5402 | 15.7071 | 16.2907 | 23.6176 | 38.7064 | 35.9259 | 36.4838 | 27.2244 | 37.8544 | 45.3054
2032 | 27.4255 | 38.9535 | 31.8108 | 17.1095 | 10.5353 | 15.2967 | 16.6574 | 34.7345 | 42.3347 | 36.05 | 23.6349 | 43.1327 | 44.5654
2033 | 27.6633 | 40.8984 | 33.6008 | 16.1889 | 13.655 | 15.8175 | 16.8984 | 31.202 | 35.822 | 35.5824 | 25.8605 | 41.0475 | 46.6162
2034 | 28.993 | 41.0555 | 35.9842 | 19.6402 | 10.1638 | 17.6986 | 16.788 | 35.3483 | 37.6934 | 39.2073 | 26.8142 | 45.729 | 46.7257
2035 | 29.6798 | 37.26 | 33.5583 | 21.0807 | 14.6846 | 16.6375 | 21.6733 | 40.357 | 35.0542 | 33.7635 | 27.9377 | 40.8655 | 57.4926
2036 | 30.0818 | 35.4777 | 34.07 | 23.3865 | 16.4923 | 15.1636 | 23.7612 | 36.0274 | 38.7913 | 38.2843 | 29.2698 | 43.1673 | 49.7073
2037 | 33.1383 | 43.1816 | 39.1692 | 26.6341 | 17.9735 | 26.308 | 21.8083 | 37.9234 | 41.0463 | 41.1022 | 27.9128 | 41.8184 | 50.492
2038 | 33.3286 | 40.7939 | 42.6308 | 27.93 | 13.788 | 16.6644 | 21.7916 | 43.8592 | 41.3343 | 40.2893 | 28.4042 | 47.4412 | 62.7325
2039 | 34.5345 | 44.6371 | 40.4632 | 29.6664 | 17.4769 | 18.8809 | 24.7273 | 39.1129 | 45.8225 | 41.7043 | 30.7639 | 46.9924 | 59.7186
2040 | 34.1132 | 44.0607 | 40.828 | 28.1048 | 17.1085 | 19.9722 | 25.9664 | 19.0625 | 58.1942 | 34.209 | 28.1919 | 55.5239 | 62.1476
2041 | 36.7671 | 45.0813 | 39.1501 | 31.0785 | 23.2926 | 16.3952 | 31.3169 | 48.4409 | 33.0508 | 53.711 | 36.4662 | 48.0739 | 63.047
2042 | 43.7852 | 60.848 | 48.7774 | 38.0982 | 24.9029 | 22.8665 | 30.7799 | 49.419 | 52.9931 | 54.411 | 45.3014 | 47.3294 | 72.4234
2043 | 49.2027 | 53.1847 | 63.0914 | 37.21 | 25.7896 | 33.0391 | 35.0328 | 50.17 | 69.8192 | 50.8617 | 33.8043 | 91.9974 | 81.8163
|  | 31 | 28 | 31 | 30 | 31 | 30 | 31 | 31 | 30 | 31 | 30 | 31

## Table 4
Appendix B
Table 4
Burnertip Natural Gas Price Forecast |  |  |  |  | Quote Date
QF - Sch38 - UT - Wind - 80.0 MW and 30.4% CF |  |  |  |  | 2025-09-30
PacifiCorp
| Delivered | Delivered | Delivered | Delivered
Year | IRP - Utah Greenfield | Naughton | IRP West Side | IRP - Wyo NE
| Fuel Cost | Fuel Cost | Fuel Cost | Fuel Cost
[6 empty] | IRP - Utah Greenfield |  | IRP West Side | IRP - Wyo NE |  |  | IRP West Side |  | Burner tip
[5 empty] | Peak Type: | Delivered | Naughton | Delivered | Delivered | Year | IRP - Utah Greenfield | West Side | IRP - Wyo NE | Naughton
2025 | 2.92 | 2.9 | 2.26 | 2.83 | 2025-01-01 | 4.1297 | 4.1012 | 3.6555 | 4.1513 | 2025 | 47 | 43 | 46 | 42
2026 | 3.78 | 3.76 | 3.39 | 3.46 | 2025-02-01 | 3.4435 | 3.4192 | 3.2234 | 3.4533 | 2025
2027 | 3.95 | 3.93 | 3.88 | 3.6 | 2025-03-01 | 2.6848 | 2.6655 | 2.0475 | 2.7394 | 2025
2028 | 3.87 | 3.84 | 3.96 | 3.52 | 2025-04-01 | 1.9318 | 1.917 | 1.5119 | 1.9525 | 2025
2029 | 4.38 | 4.34 | 4.72 | 4.03 | 2025-05-01 | 2.1744 | 2.1585 | 1.6553 | 2.1321 | 2025
2030 | 4.92 | 4.87 | 5.5 | 4.56 | 2025-06-01 | 2.5624 | 2.5442 | 1.5089 | 2.5501 | 2025
2031 | 5.13 | 5.08 | 5.74 | 4.77 | 2025-07-01 | 2.8296 | 2.8098 | 1.2685 | 2.7788 | 2025
2032 | 5.2 | 5.15 | 5.83 | 4.84 | 2025-08-01 | 2.5406 | 2.5223 | 1.8307 | 2.4723 | 2025
2033 | 5.28 | 5.22 | 5.89 | 4.91 | 2025-09-01 | 2.6151 | 2.5965 | 1.5323 | 2.5727 | 2025
2034 | 5.4 | 5.35 | 6.05 | 5.04 | 2025-10-01 | 2.5348 | 2.5073 | 1.4961 | 2.3295 | 2025
2035 | 5.56 | 5.5 | 6.2 | 5.19 | 2025-11-01 | 3.049 | 3.0284 | 2.8578 | 2.7767 | 2025
2036 | 5.69 | 5.62 | 6.37 | 5.32 | 2025-12-01 | 4.5876 | 4.5572 | 4.5159 | 4.0028 | 2025
2037 | 5.85 | 5.78 | 6.54 | 5.47 | 2026-01-01 | 5.1323 | 5.0984 | 4.8094 | 4.6625 | 2026
2038 | 6.03 | 5.96 | 6.75 | 5.65 | 2026-02-01 | 4.7614 | 4.7299 | 4.5049 | 4.3513 | 2026
2039 | 6.24 | 6.17 | 6.99 | 5.87 | 2026-03-01 | 3.1625 | 3.1412 | 2.7379 | 3.0054 | 2026
2040 | 6.49 | 6.41 | 7.28 | 6.12 | 2026-04-01 | 2.8585 | 2.8391 | 2.3493 | 2.7026 | 2026
2041 | 6.71 | 6.62 | 7.53 | 6.33 | 2026-05-01 | 2.6971 | 2.6788 | 2.1169 | 2.6169 | 2026
2042 | 7.06 | 6.97 | 7.91 | 6.68 | 2026-06-01 | 2.9131 | 2.8934 | 2.2981 | 2.7621 | 2026
2043 | 7.4 | 7.3 | 8.28 | 7.01 | 2026-07-01 | 3.5516 | 3.5278 | 2.9092 | 3.3129 | 2026
2044 | 7.73 | 7.62 | 8.64 | 7.34 | 2026-08-01 | 3.6714 | 3.6468 | 3.0596 | 3.3792 | 2026
2045 | 8.05 | 7.94 | 9.01 | 7.66 | 2026-09-01 | 3.5228 | 3.4992 | 2.9526 | 3.2165 | 2026
[5 empty] | 2026-10-01 | 3.3964 | 3.3736 | 2.8876 | 3.2354 | 2026
[5 empty] | 2026-11-01 | 4.1817 | 4.1539 | 4.2758 | 3.6184 | 2026
[5 empty] | 2026-12-01 | 5.5695 | 5.5328 | 5.7191 | 4.6836 | 2026
[5 empty] | 2027-01-01 | 5.9491 | 5.9099 | 6.1515 | 5.2308 | 2027
[5 empty] | 2027-02-01 | 5.3404 | 5.3052 | 5.3811 | 4.881 | 2027
[5 empty] | 2027-03-01 | 3.5195 | 3.4959 | 3.6698 | 3.367 | 2027
[5 empty] | 2027-04-01 | 2.8894 | 2.8698 | 2.6472 | 2.751 | 2027
[5 empty] | 2027-05-01 | 2.823 | 2.8039 | 2.5418 | 2.6829 | 2027
[5 empty] | 2027-06-01 | 2.9618 | 2.9418 | 2.6759 | 2.8555 | 2027
[5 empty] | 2027-07-01 | 3.6098 | 3.5856 | 3.1473 | 3.2771 | 2027
[5 empty] | 2027-08-01 | 3.6603 | 3.6358 | 3.229 | 3.3548 | 2027
[5 empty] | 2027-09-01 | 3.6021 | 3.578 | 3.1833 | 3.2544 | 2027
[5 empty] | 2027-10-01 | 3.3001 | 3.2779 | 3.0776 | 3.2862 | 2027
[5 empty] | 2027-11-01 | 4.1623 | 4.1346 | 4.5575 | 3.6093 | 2027
[5 empty] | 2027-12-01 | 5.6312 | 5.5941 | 6.2817 | 4.5958 | 2027
Official Forward Price Curve Forecast dated Sep 30, 2025 |  |  |  |  | 2028-01-01 | 6.0123 | 5.9728 | 6.5537 | 5.2127 | 2028
[5 empty] | 2028-02-01 | 5.2404 | 5.2058 | 5.6812 | 4.8022 | 2028
[5 empty] | 2028-03-01 | 3.3812 | 3.3585 | 3.6943 | 3.3286 | 2028
[5 empty] | 2028-04-01 | 2.721 | 2.7025 | 2.6594 | 2.6475 | 2028
[5 empty] | 2028-05-01 | 2.7139 | 2.6954 | 2.5353 | 2.5446 | 2028
[5 empty] | 2028-06-01 | 2.8526 | 2.8333 | 2.6834 | 2.7122 | 2028
[5 empty] | 2028-07-01 | 3.4159 | 3.393 | 3.1139 | 3.1105 | 2028
[5 empty] | 2028-08-01 | 3.4715 | 3.4482 | 3.1789 | 3.1781 | 2028
[5 empty] | 2028-09-01 | 3.4149 | 3.3919 | 3.1508 | 3.1499 | 2028
[5 empty] | 2028-10-01 | 3.2108 | 3.1892 | 3.1219 | 3.1473 | 2028
[5 empty] | 2028-11-01 | 4.5984 | 4.5619 | 5.0707 | 4.0407 | 2028
[5 empty] | 2028-12-01 | 5.3962 | 5.3638 | 6.0937 | 4.3632 | 2028
[5 empty] | 2029-01-01 | 5.7302 | 5.6963 | 6.3613 | 4.9335 | 2029
[5 empty] | 2029-02-01 | 5.2852 | 5.2497 | 5.8357 | 4.8466 | 2029
[5 empty] | 2029-03-01 | 4.0535 | 4.0173 | 4.4564 | 3.9938 | 2029
[5 empty] | 2029-04-01 | 3.5891 | 3.5532 | 3.7921 | 3.5065 | 2029
[5 empty] | 2029-05-01 | 3.572 | 3.5364 | 3.7169 | 3.3937 | 2029
[5 empty] | 2029-06-01 | 3.6619 | 3.6264 | 3.8141 | 3.513 | 2029
[5 empty] | 2029-07-01 | 4.0501 | 4.0145 | 4.1752 | 3.738 | 2029
[5 empty] | 2029-08-01 | 4.1515 | 4.1147 | 4.2864 | 3.851 | 2029
[5 empty] | 2029-09-01 | 4.163 | 4.1252 | 4.3415 | 3.8902 | 2029
[5 empty] | 2029-10-01 | 4.1085 | 4.0689 | 4.3467 | 4.0356 | 2029
[5 empty] | 2029-11-01 | 5.0344 | 4.9892 | 5.5839 | 4.4722 | 2029
[5 empty] | 2029-12-01 | 5.1612 | 5.1335 | 5.9058 | 4.1307 | 2029
[5 empty] | 2030-01-01 | 5.4481 | 5.4199 | 6.1689 | 4.6544 | 2030
[5 empty] | 2030-02-01 | 5.33 | 5.2936 | 5.9902 | 4.8909 | 2030
[5 empty] | 2030-03-01 | 4.7257 | 4.6761 | 5.2186 | 4.659 | 2030
[5 empty] | 2030-04-01 | 4.4572 | 4.404 | 4.9248 | 4.3655 | 2030
[5 empty] | 2030-05-01 | 4.4303 | 4.3775 | 4.8984 | 4.243 | 2030
[5 empty] | 2030-06-01 | 4.4712 | 4.4195 | 4.9449 | 4.3137 | 2030
[5 empty] | 2030-07-01 | 4.6843 | 4.636 | 5.2365 | 4.3655 | 2030
[5 empty] | 2030-08-01 | 4.8316 | 4.7811 | 5.3939 | 4.524 | 2030
[5 empty] | 2030-09-01 | 4.9113 | 4.8584 | 5.5322 | 4.6306 | 2030
[5 empty] | 2030-10-01 | 5.0062 | 4.9487 | 5.5715 | 4.9239 | 2030
[5 empty] | 2030-11-01 | 5.2712 | 5.2214 | 5.8504 | 4.7065 | 2030
[5 empty] | 2030-12-01 | 5.4731 | 5.4393 | 6.2471 | 4.4393 | 2030
[5 empty] | 2031-01-01 | 5.5842 | 5.5532 | 6.4498 | 4.789 | 2031
[5 empty] | 2031-02-01 | 5.5673 | 5.5262 | 6.2726 | 5.1257 | 2031
[5 empty] | 2031-03-01 | 4.9937 | 4.9387 | 5.4732 | 4.9241 | 2031
[5 empty] | 2031-04-01 | 4.7357 | 4.6769 | 5.2072 | 4.6411 | 2031
[5 empty] | 2031-05-01 | 4.7023 | 4.6441 | 5.2014 | 4.5121 | 2031
[5 empty] | 2031-06-01 | 4.7505 | 4.6932 | 5.2571 | 4.5901 | 2031
[5 empty] | 2031-07-01 | 4.9093 | 4.8564 | 5.4916 | 4.5882 | 2031
[5 empty] | 2031-08-01 | 5.0469 | 4.9921 | 5.6314 | 4.737 | 2031
[5 empty] | 2031-09-01 | 5.0776 | 5.0215 | 5.6876 | 4.7952 | 2031
[5 empty] | 2031-10-01 | 5.1787 | 5.1176 | 5.7581 | 5.0945 | 2031
[5 empty] | 2031-11-01 | 5.4685 | 5.4146 | 6.0584 | 4.9017 | 2031
[5 empty] | 2031-12-01 | 5.5392 | 5.504 | 6.4448 | 4.5047 | 2031
[5 empty] | 2032-01-01 | 5.7196 | 5.6859 | 6.6386 | 4.923 | 2032
[5 empty] | 2032-02-01 | 5.5103 | 5.4703 | 6.2126 | 5.0693 | 2032
[5 empty] | 2032-03-01 | 5.0713 | 5.0148 | 5.568 | 5.0009 | 2032
[5 empty] | 2032-04-01 | 4.8042 | 4.744 | 5.2989 | 4.7088 | 2032
[5 empty] | 2032-05-01 | 4.7714 | 4.7118 | 5.2877 | 4.5805 | 2032
[5 empty] | 2032-06-01 | 4.801 | 4.7427 | 5.3244 | 4.6401 | 2032
[5 empty] | 2032-07-01 | 4.9926 | 4.9382 | 5.5747 | 4.6707 | 2032
[5 empty] | 2032-08-01 | 5.1097 | 5.0536 | 5.7085 | 4.7991 | 2032
[5 empty] | 2032-09-01 | 5.1474 | 5.0899 | 5.8007 | 4.8642 | 2032
[5 empty] | 2032-10-01 | 5.2649 | 5.2021 | 5.8499 | 5.1799 | 2032
[5 empty] | 2032-11-01 | 5.5775 | 5.5215 | 6.1796 | 5.0096 | 2032
[5 empty] | 2032-12-01 | 5.623 | 5.5861 | 6.4989 | 4.5877 | 2032
[5 empty] | 2033-01-01 | 5.8513 | 5.815 | 6.5282 | 5.0533 | 2033
[5 empty] | 2033-02-01 | 5.7319 | 5.6875 | 6.464 | 5.2886 | 2033
[5 empty] | 2033-03-01 | 5.0814 | 5.0247 | 5.6614 | 5.0109 | 2033
[5 empty] | 2033-04-01 | 4.8748 | 4.8132 | 5.3638 | 4.7787 | 2033
[5 empty] | 2033-05-01 | 4.8351 | 4.7742 | 5.3532 | 4.6435 | 2033
[5 empty] | 2033-06-01 | 4.8777 | 4.8179 | 5.3965 | 4.716 | 2033
[5 empty] | 2033-07-01 | 5.0574 | 5.0016 | 5.6375 | 4.7348 | 2033
[5 empty] | 2033-08-01 | 5.1737 | 5.1163 | 5.7579 | 4.8624 | 2033
[5 empty] | 2033-09-01 | 5.205 | 5.1463 | 5.8295 | 4.9212 | 2033
[5 empty] | 2033-10-01 | 5.3162 | 5.2525 | 5.9018 | 5.2306 | 2033
[5 empty] | 2033-11-01 | 5.6478 | 5.5904 | 6.2659 | 5.0792 | 2033
[5 empty] | 2033-12-01 | 5.6747 | 5.6368 | 6.5171 | 4.6388 | 2033
[5 empty] | 2034-01-01 | 5.8745 | 5.8377 | 6.721 | 5.0763 | 2034
[5 empty] | 2034-02-01 | 5.8666 | 5.8195 | 6.6183 | 5.4219 | 2034
[5 empty] | 2034-03-01 | 5.3256 | 5.264 | 5.8416 | 5.2526 | 2034
[5 empty] | 2034-04-01 | 5.0319 | 4.9672 | 5.536 | 4.9342 | 2034
[5 empty] | 2034-05-01 | 4.9924 | 4.9284 | 5.5242 | 4.7992 | 2034
[5 empty] | 2034-06-01 | 5.0278 | 4.965 | 5.5519 | 4.8645 | 2034
[5 empty] | 2034-07-01 | 5.1871 | 5.1288 | 5.7802 | 4.8631 | 2034
[5 empty] | 2034-08-01 | 5.3002 | 5.2403 | 5.9032 | 4.9876 | 2034
[5 empty] | 2034-09-01 | 5.3338 | 5.2724 | 6.0063 | 5.0486 | 2034
[5 empty] | 2034-10-01 | 5.4442 | 5.3778 | 6.0573 | 5.3573 | 2034
[5 empty] | 2034-11-01 | 5.6659 | 5.6081 | 6.4044 | 5.0971 | 2034
[5 empty] | 2034-12-01 | 5.7967 | 5.7563 | 6.6677 | 4.7595 | 2034
[5 empty] | 2035-01-01 | 6.0988 | 6.0575 | 6.874 | 5.2982 | 2035
[5 empty] | 2035-02-01 | 6.0674 | 6.0163 | 6.7228 | 5.6206 | 2035
[5 empty] | 2035-03-01 | 5.3657 | 5.3033 | 6.0027 | 5.2922 | 2035
[5 empty] | 2035-04-01 | 5.1774 | 5.1098 | 5.6992 | 5.0782 | 2035
[5 empty] | 2035-05-01 | 5.1478 | 5.0807 | 5.6809 | 4.953 | 2035
[5 empty] | 2035-06-01 | 5.1555 | 5.0901 | 5.6704 | 4.9908 | 2035
[5 empty] | 2035-07-01 | 5.307 | 5.2462 | 5.9559 | 4.9818 | 2035
[5 empty] | 2035-08-01 | 5.4346 | 5.372 | 6.0885 | 5.1206 | 2035
[5 empty] | 2035-09-01 | 5.4634 | 5.3994 | 6.1488 | 5.1768 | 2035
[5 empty] | 2035-10-01 | 5.565 | 5.4963 | 6.1921 | 5.4768 | 2035
[5 empty] | 2035-11-01 | 5.9031 | 5.8406 | 6.5606 | 5.3318 | 2035
[5 empty] | 2035-12-01 | 6.0329 | 5.9878 | 6.8389 | 4.9933 | 2035
[5 empty] | 2036-01-01 | 6.1321 | 6.0902 | 7.0597 | 5.3312 | 2036
[5 empty] | 2036-02-01 | 5.9684 | 5.9192 | 6.745 | 5.5225 | 2036
[5 empty] | 2036-03-01 | 5.5477 | 5.4817 | 6.2038 | 5.4724 | 2036
[5 empty] | 2036-04-01 | 5.342 | 5.2711 | 5.8799 | 5.241 | 2036
[5 empty] | 2036-05-01 | 5.3069 | 5.2366 | 5.816 | 5.1104 | 2036
[5 empty] | 2036-06-01 | 5.3329 | 5.264 | 5.8347 | 5.1664 | 2036
[5 empty] | 2036-07-01 | 5.4912 | 5.4267 | 6.1398 | 5.164 | 2036
[5 empty] | 2036-08-01 | 5.6069 | 5.5409 | 6.2845 | 5.2911 | 2036
[5 empty] | 2036-09-01 | 5.6362 | 5.5688 | 6.3376 | 5.3479 | 2036
[5 empty] | 2036-10-01 | 5.73 | 5.658 | 6.3747 | 5.6401 | 2036
[5 empty] | 2036-11-01 | 6.0512 | 5.9858 | 6.725 | 5.4783 | 2036
[5 empty] | 2036-12-01 | 6.079 | 6.033 | 7.0472 | 5.0388 | 2036
[5 empty] | 2037-01-01 | 6.3791 | 6.3322 | 7.1714 | 5.5756 | 2037
[5 empty] | 2037-02-01 | 6.2595 | 6.2045 | 7.0665 | 5.8106 | 2037
[5 empty] | 2037-03-01 | 5.6902 | 5.6212 | 6.3641 | 5.6133 | 2037
[5 empty] | 2037-04-01 | 5.4753 | 5.4017 | 6.027 | 5.3729 | 2037
[5 empty] | 2037-05-01 | 5.4526 | 5.3794 | 5.9575 | 5.2546 | 2037
[5 empty] | 2037-06-01 | 5.4951 | 5.4229 | 6.003 | 5.3269 | 2037
[5 empty] | 2037-07-01 | 5.6779 | 5.6097 | 6.3358 | 5.3488 | 2037
[5 empty] | 2037-08-01 | 5.7552 | 5.6862 | 6.4583 | 5.4378 | 2037
[5 empty] | 2037-09-01 | 5.7902 | 5.7198 | 6.5153 | 5.5002 | 2037
[5 empty] | 2037-10-01 | 5.8965 | 5.8211 | 6.5535 | 5.8049 | 2037
[5 empty] | 2037-11-01 | 6.0675 | 6.0018 | 6.8757 | 5.4945 | 2037
[5 empty] | 2037-12-01 | 6.2014 | 6.153 | 7.183 | 5.16 | 2037
[5 empty] | 2038-01-01 | 6.4426 | 6.3945 | 7.4266 | 5.6385 | 2038
[5 empty] | 2038-02-01 | 6.4116 | 6.3536 | 7.2418 | 5.9612 | 2038
[5 empty] | 2038-03-01 | 5.853 | 5.7809 | 6.5584 | 5.7745 | 2038
[5 empty] | 2038-04-01 | 5.6552 | 5.578 | 6.1965 | 5.5509 | 2038
[5 empty] | 2038-05-01 | 5.6518 | 5.5746 | 6.1709 | 5.4517 | 2038
[5 empty] | 2038-06-01 | 5.6933 | 5.6171 | 6.2154 | 5.523 | 2038
[5 empty] | 2038-07-01 | 5.8719 | 5.7999 | 6.5427 | 5.5407 | 2038
[5 empty] | 2038-08-01 | 5.9626 | 5.8895 | 6.6926 | 5.6431 | 2038
[5 empty] | 2038-09-01 | 5.9937 | 5.9192 | 6.7293 | 5.7016 | 2038
[5 empty] | 2038-10-01 | 6.0951 | 6.0157 | 6.7686 | 6.0013 | 2038
[5 empty] | 2038-11-01 | 6.2716 | 6.2017 | 7.097 | 5.6964 | 2038
[5 empty] | 2038-12-01 | 6.4133 | 6.3605 | 7.402 | 5.3696 | 2038
[5 empty] | 2039-01-01 | 6.5959 | 6.5447 | 7.614 | 5.7901 | 2039
[5 empty] | 2039-02-01 | 6.5739 | 6.5126 | 7.4235 | 6.1217 | 2039
[5 empty] | 2039-03-01 | 6.0242 | 5.9486 | 6.7503 | 5.9438 | 2039
[5 empty] | 2039-04-01 | 5.8279 | 5.7473 | 6.3825 | 5.7219 | 2039
[5 empty] | 2039-05-01 | 5.8235 | 5.7428 | 6.3585 | 5.6215 | 2039
[5 empty] | 2039-06-01 | 5.8608 | 5.7813 | 6.4071 | 5.6887 | 2039
[5 empty] | 2039-07-01 | 6.0741 | 5.998 | 6.8064 | 5.7407 | 2039
[5 empty] | 2039-08-01 | 6.1956 | 6.1178 | 6.9772 | 5.8736 | 2039
[5 empty] | 2039-09-01 | 6.2333 | 6.154 | 7.0188 | 5.9386 | 2039
[5 empty] | 2039-10-01 | 6.3292 | 6.2451 | 7.0598 | 6.233 | 2039
[5 empty] | 2039-11-01 | 6.6661 | 6.5883 | 7.3999 | 6.0868 | 2039
[5 empty] | 2039-12-01 | 6.6777 | 6.6197 | 7.7038 | 5.6313 | 2039
[5 empty] | 2040-01-01 | 6.8948 | 6.8376 | 7.949 | 6.0859 | 2040
[5 empty] | 2040-02-01 | 6.6386 | 6.576 | 7.4903 | 6.1857 | 2040
[5 empty] | 2040-03-01 | 6.2763 | 6.1957 | 7.0344 | 6.1933 | 2040
[5 empty] | 2040-04-01 | 6.076 | 5.9904 | 6.6597 | 5.9673 | 2040
[5 empty] | 2040-05-01 | 6.0951 | 6.009 | 6.6523 | 5.8903 | 2040
[5 empty] | 2040-06-01 | 6.144 | 6.0588 | 6.7105 | 5.9689 | 2040
[5 empty] | 2040-07-01 | 6.3681 | 6.2862 | 7.1224 | 6.0317 | 2040
[5 empty] | 2040-08-01 | 6.4655 | 6.3823 | 7.2782 | 6.1407 | 2040
[5 empty] | 2040-09-01 | 6.5063 | 6.4216 | 7.3232 | 6.2088 | 2040
[5 empty] | 2040-10-01 | 6.604 | 6.5145 | 7.3661 | 6.5049 | 2040
[5 empty] | 2040-11-01 | 6.8437 | 6.7623 | 7.7302 | 6.2625 | 2040
[5 empty] | 2040-12-01 | 7.0045 | 6.9399 | 8.0858 | 5.9546 | 2040
[5 empty] | 2041-01-01 | 7.061 | 7.0005 | 8.1275 | 6.2503 | 2041
[5 empty] | 2041-02-01 | 7.011 | 6.941 | 7.9177 | 6.5543 | 2041
[5 empty] | 2041-03-01 | 6.4816 | 6.3969 | 7.2902 | 6.3964 | 2041
[5 empty] | 2041-04-01 | 6.277 | 6.1874 | 6.8988 | 6.1662 | 2041
[5 empty] | 2041-05-01 | 6.295 | 6.2049 | 6.8808 | 6.0881 | 2041
[5 empty] | 2041-06-01 | 6.3591 | 6.2696 | 6.9514 | 6.1818 | 2041
[5 empty] | 2041-07-01 | 6.5738 | 6.4877 | 7.3628 | 6.2352 | 2041
[5 empty] | 2041-08-01 | 6.6727 | 6.5855 | 7.5227 | 6.3458 | 2041
[5 empty] | 2041-09-01 | 6.7131 | 6.6243 | 7.5673 | 6.4135 | 2041
[5 empty] | 2041-10-01 | 6.81 | 6.7164 | 7.6149 | 6.7087 | 2041
[5 empty] | 2041-11-01 | 7.0251 | 6.9401 | 7.9355 | 6.442 | 2041
[5 empty] | 2041-12-01 | 7.1806 | 7.1125 | 8.2677 | 6.1289 | 2041
[5 empty] | 2042-01-01 | 7.5272 | 7.4574 | 8.5099 | 6.7117 | 2042
[5 empty] | 2042-02-01 | 7.3103 | 7.2342 | 8.2507 | 6.8504 | 2042
[5 empty] | 2042-03-01 | 6.7891 | 6.6982 | 7.6317 | 6.7007 | 2042
[5 empty] | 2042-04-01 | 6.6597 | 6.5624 | 7.2904 | 6.5449 | 2042
[5 empty] | 2042-05-01 | 6.6585 | 6.5611 | 7.2917 | 6.4477 | 2042
[5 empty] | 2042-06-01 | 6.7269 | 6.6301 | 7.3671 | 6.5458 | 2042
[5 empty] | 2042-07-01 | 6.9249 | 6.8317 | 7.768 | 6.5826 | 2042
[5 empty] | 2042-08-01 | 7.0307 | 6.9362 | 7.9135 | 6.7 | 2042
[5 empty] | 2042-09-01 | 7.0695 | 6.9734 | 7.9566 | 6.7661 | 2042
[5 empty] | 2042-10-01 | 7.1612 | 7.0606 | 8.0056 | 7.0563 | 2042
[5 empty] | 2042-11-01 | 7.3709 | 7.279 | 8.3161 | 6.7842 | 2042
[5 empty] | 2042-12-01 | 7.536 | 7.4609 | 8.6683 | 6.4805 | 2042
[5 empty] | 2043-01-01 | 7.7548 | 7.6804 | 8.9296 | 6.9368 | 2043
[5 empty] | 2043-02-01 | 7.6707 | 7.5875 | 8.6609 | 7.207 | 2043
[5 empty] | 2043-03-01 | 7.2701 | 7.1696 | 8.0194 | 7.1766 | 2043
[5 empty] | 2043-04-01 | 6.9738 | 6.8702 | 7.6305 | 6.8556 | 2043
[5 empty] | 2043-05-01 | 6.9555 | 6.8522 | 7.6119 | 6.7417 | 2043
[5 empty] | 2043-06-01 | 7.0485 | 6.9452 | 7.7104 | 6.8639 | 2043
[5 empty] | 2043-07-01 | 7.2395 | 7.1401 | 8.1234 | 6.8939 | 2043
[5 empty] | 2043-08-01 | 7.3515 | 7.2506 | 8.2521 | 7.0174 | 2043
[5 empty] | 2043-09-01 | 7.3953 | 7.2928 | 8.3123 | 7.0885 | 2043
[5 empty] | 2043-10-01 | 7.4925 | 7.3852 | 8.3729 | 7.3841 | 2043
[5 empty] | 2043-11-01 | 7.7169 | 7.6181 | 8.6892 | 7.1265 | 2043
[5 empty] | 2043-12-01 | 7.8963 | 7.8139 | 9.0762 | 6.8371 | 2043
[5 empty] | 2044-01-01 | 8.1594 | 8.0769 | 9.2545 | 7.3372 | 2044
[5 empty] | 2044-02-01 | 7.8486 | 7.7618 | 8.8233 | 7.383 | 2044
[5 empty] | 2044-03-01 | 7.4752 | 7.3706 | 8.3888 | 7.3796 | 2044
[5 empty] | 2044-04-01 | 7.2827 | 7.173 | 8.0468 | 7.1614 | 2044
[5 empty] | 2044-05-01 | 7.3256 | 7.2149 | 8.0032 | 7.1079 | 2044
[5 empty] | 2044-06-01 | 7.4206 | 7.3098 | 8.1021 | 7.2322 | 2044
[5 empty] | 2044-07-01 | 7.6241 | 7.517 | 8.5082 | 7.2745 | 2044
[5 empty] | 2044-08-01 | 7.7169 | 7.6087 | 8.6453 | 7.379 | 2044
[5 empty] | 2044-09-01 | 7.734 | 7.6246 | 8.6664 | 7.4236 | 2044
[5 empty] | 2044-10-01 | 7.8414 | 7.7272 | 8.7468 | 7.7293 | 2044
[5 empty] | 2044-11-01 | 8.0445 | 7.9391 | 9.0549 | 7.4507 | 2044
[5 empty] | 2044-12-01 | 8.2283 | 8.1392 | 9.4304 | 7.1655 | 2044
[5 empty] | 2045-01-01 | 8.4571 | 8.3687 | 9.7156 | 7.6318 | 2045
[5 empty] | 2045-02-01 | 8.3526 | 8.2558 | 9.3912 | 7.8818 | 2045
[5 empty] | 2045-03-01 | 7.7585 | 7.6482 | 8.7035 | 7.6599 | 2045
[5 empty] | 2045-04-01 | 7.5928 | 7.4769 | 8.3765 | 7.4682 | 2045
[5 empty] | 2045-05-01 | 7.6375 | 7.5206 | 8.3352 | 7.4165 | 2045
[5 empty] | 2045-06-01 | 7.725 | 7.6082 | 8.428 | 7.5334 | 2045
[5 empty] | 2045-07-01 | 7.9438 | 7.8302 | 8.8594 | 7.5908 | 2045
[5 empty] | 2045-08-01 | 8.0393 | 7.9246 | 9.0015 | 7.6979 | 2045
[5 empty] | 2045-09-01 | 8.0584 | 7.9426 | 9.0244 | 7.7446 | 2045
[5 empty] | 2045-10-01 | 8.1675 | 8.0467 | 9.1059 | 8.052 | 2045
[5 empty] | 2045-11-01 | 8.3681 | 8.2563 | 9.4273 | 7.7709 | 2045
[5 empty] | 2045-12-01 | 8.5447 | 8.4493 | 9.791 | 7.4786 | 2045
[5 empty] | 2046-01-01 | 8.7825 | 8.6876 | 10.087 | 7.9538 | 2046
[5 empty] | 2046-02-01 | 8.6669 | 8.5638 | 9.7559 | 8.1928 | 2046
[5 empty] | 2046-03-01 | 8.0536 | 7.9374 | 9.0311 | 7.9519 | 2046
[5 empty] | 2046-04-01 | 7.9216 | 7.7991 | 8.6523 | 7.7935 | 2046
[5 empty] | 2046-05-01 | 7.8887 | 7.7667 | 8.6085 | 7.665 | 2046
[5 empty] | 2046-06-01 | 7.9846 | 7.8626 | 8.7102 | 7.7902 | 2046
[5 empty] | 2046-07-01 | 8.1631 | 8.0452 | 9.0987 | 7.8079 | 2046
[5 empty] | 2046-08-01 | 8.2708 | 8.1515 | 9.2614 | 7.927 | 2046
[5 empty] | 2046-09-01 | 8.3111 | 8.1902 | 9.3101 | 7.9947 | 2046
[5 empty] | 2046-10-01 | 8.4292 | 8.3032 | 9.3819 | 8.3109 | 2046
[5 empty] | 2046-11-01 | 8.7615 | 8.6418 | 9.7001 | 8.1602 | 2046
[5 empty] | 2046-12-01 | 8.9891 | 8.8848 | 10.1726 | 7.9183 | 2046
[5 empty] | 2047-01-01 | 9.1079 | 9.0065 | 10.4814 | 8.2758 | 2047
[5 empty] | 2047-02-01 | 8.9531 | 8.8443 | 10.0568 | 8.476 | 2047
[5 empty] | 2047-03-01 | 8.3391 | 8.2172 | 9.3499 | 8.2344 | 2047
[5 empty] | 2047-04-01 | 8.2141 | 8.0857 | 8.9647 | 8.0829 | 2047
[5 empty] | 2047-05-01 | 8.1753 | 8.0476 | 8.9145 | 7.9486 | 2047
[5 empty] | 2047-06-01 | 8.2794 | 8.1515 | 9.0247 | 8.0819 | 2047
[5 empty] | 2047-07-01 | 8.4819 | 8.3576 | 9.4441 | 8.1233 | 2047
[5 empty] | 2047-08-01 | 8.6057 | 8.4798 | 9.6161 | 8.2584 | 2047
[5 empty] | 2047-09-01 | 8.656 | 8.5282 | 9.6719 | 8.336 | 2047
[5 empty] | 2047-10-01 | 8.7612 | 8.6285 | 9.74 | 8.6395 | 2047
[5 empty] | 2047-11-01 | 8.9913 | 8.8671 | 10.1069 | 8.3876 | 2047
[5 empty] | 2047-12-01 | 9.2428 | 9.1335 | 10.6213 | 8.1695 | 2047
[5 empty] | 2048-01-01 | 9.2307 | 9.1268 | 10.632 | 8.3972 | 2048
[5 empty] | 2048-02-01 | 9.0757 | 8.9644 | 10.2126 | 8.5973 | 2048
[5 empty] | 2048-03-01 | 8.673 | 8.5445 | 9.712 | 8.5649 | 2048
[5 empty] | 2048-04-01 | 8.6085 | 8.4722 | 9.3827 | 8.4732 | 2048
[5 empty] | 2048-05-01 | 8.5763 | 8.4406 | 9.3395 | 8.3454 | 2048
[5 empty] | 2048-06-01 | 8.6621 | 8.5266 | 9.4307 | 8.4607 | 2048
[5 empty] | 2048-07-01 | 8.8919 | 8.7595 | 9.883 | 8.529 | 2048
[5 empty] | 2048-08-01 | 8.9994 | 8.8655 | 10.052 | 8.648 | 2048
[5 empty] | 2048-09-01 | 9.0345 | 8.8992 | 10.0918 | 8.7105 | 2048
[5 empty] | 2048-10-01 | 9.1489 | 9.0085 | 10.1818 | 9.0231 | 2048
[5 empty] | 2048-11-01 | 9.3846 | 9.2524 | 10.5568 | 8.7767 | 2048
[5 empty] | 2048-12-01 | 9.61 | 9.4933 | 10.9915 | 8.5327 | 2048
[5 empty] | 2049-01-01 | 9.8874 | 9.7704 | 11.3368 | 9.0471 | 2049
[5 empty] | 2049-02-01 | 9.7421 | 9.6175 | 10.9496 | 9.2567 | 2049
[5 empty] | 2049-03-01 | 9.3401 | 9.1982 | 10.2656 | 9.2249 | 2049
[5 empty] | 2049-04-01 | 9.0391 | 8.8942 | 9.8385 | 8.8993 | 2049
[5 empty] | 2049-05-01 | 9.0326 | 8.8878 | 9.8159 | 8.797 | 2049
[5 empty] | 2049-06-01 | 9.1102 | 8.9657 | 9.8987 | 8.904 | 2049
[5 empty] | 2049-07-01 | 9.289 | 9.1486 | 10.3087 | 8.9219 | 2049
[5 empty] | 2049-08-01 | 9.3938 | 9.252 | 10.4722 | 9.0382 | 2049
[5 empty] | 2049-09-01 | 9.4302 | 9.287 | 10.5211 | 9.102 | 2049
[5 empty] | 2049-10-01 | 9.5503 | 9.4018 | 10.6507 | 9.4203 | 2049
[5 empty] | 2049-11-01 | 9.7133 | 9.5745 | 10.9125 | 9.1019 | 2049
[5 empty] | 2049-12-01 | 9.9444 | 9.8211 | 11.348 | 8.8636 | 2049
[5 empty] | 2050-01-01 | 10.2343 | 10.1103 | 11.7209 | 9.3903 | 2050
[5 empty] | 2050-02-01 | 10.1048 | 9.9729 | 11.3373 | 9.6155 | 2050
[5 empty] | 2050-03-01 | 9.5792 | 9.4325 | 10.6838 | 9.4615 | 2050
[5 empty] | 2050-04-01 | 9.4286 | 9.2759 | 10.3229 | 9.2847 | 2050
[5 empty] | 2050-05-01 | 9.4839 | 9.33 | 10.2928 | 9.2435 | 2050
[5 empty] | 2050-06-01 | 9.5694 | 9.4157 | 10.3837 | 9.3584 | 2050
[5 empty] | 2050-07-01 | 9.8121 | 9.6612 | 10.8651 | 9.4396 | 2050
[5 empty] | 2050-08-01 | 9.9591 | 9.806 | 11.0627 | 9.5976 | 2050
[5 empty] | 2050-09-01 | 10.0046 | 9.8498 | 11.1132 | 9.6704 | 2050
[5 empty] | 2050-10-01 | 10.1218 | 9.962 | 11.2431 | 9.9858 | 2050
[5 empty] | 2050-11-01 | 10.4159 | 10.2631 | 11.6786 | 9.7972 | 2050
[5 empty] | 2050-12-01 | 10.6391 | 10.5019 | 12.121 | 9.551 | 2050
[5 empty] | 2051-01-01 | 10.4699 | 10.3412 | 11.9902 | 9.6234 | 2051
[5 empty] | 2051-02-01 | 10.3374 | 10.2009 | 11.5979 | 9.8458 | 2051
[5 empty] | 2051-03-01 | 9.7998 | 9.6487 | 10.9293 | 9.6798 | 2051
[5 empty] | 2051-04-01 | 9.6457 | 9.4887 | 10.56 | 9.4995 | 2051
[5 empty] | 2051-05-01 | 9.7022 | 9.544 | 10.5293 | 9.4595 | 2051
[5 empty] | 2051-06-01 | 9.7897 | 9.6316 | 10.6223 | 9.5764 | 2051
[5 empty] | 2051-07-01 | 10.038 | 9.8826 | 11.1147 | 9.6631 | 2051
[5 empty] | 2051-08-01 | 10.1885 | 10.0308 | 11.3169 | 9.8245 | 2051
[5 empty] | 2051-09-01 | 10.2349 | 10.0756 | 11.3685 | 9.8983 | 2051
[5 empty] | 2051-10-01 | 10.3549 | 10.1904 | 11.5015 | 10.2164 | 2051
[5 empty] | 2051-11-01 | 10.6557 | 10.4982 | 11.947 | 10.0345 | 2051
[5 empty] | 2051-12-01 | 10.8841 | 10.7419 | 12.3995 | 9.7934 | 2051
[5 empty] | 2052-01-01 | 10.711 | 10.5775 | 12.2658 | 9.862 | 2052
[5 empty] | 2052-02-01 | 10.5755 | 10.4342 | 11.8643 | 10.0813 | 2052
[5 empty] | 2052-03-01 | 10.0254 | 9.8698 | 11.1805 | 9.903 | 2052
[5 empty] | 2052-04-01 | 9.8677 | 9.7063 | 10.8026 | 9.7192 | 2052
[5 empty] | 2052-05-01 | 9.9257 | 9.763 | 10.7711 | 9.6807 | 2052
[5 empty] | 2052-06-01 | 10.0151 | 9.8525 | 10.8663 | 9.7994 | 2052
[5 empty] | 2052-07-01 | 10.2692 | 10.1092 | 11.3701 | 9.8918 | 2052
[5 empty] | 2052-08-01 | 10.4229 | 10.2607 | 11.5769 | 10.0566 | 2052
[5 empty] | 2052-09-01 | 10.4706 | 10.3065 | 11.6298 | 10.1315 | 2052
[5 empty] | 2052-10-01 | 10.5933 | 10.424 | 11.7657 | 10.4523 | 2052
[5 empty] | 2052-11-01 | 10.9011 | 10.7386 | 12.2215 | 10.2773 | 2052
[5 empty] | 2052-12-01 | 11.1347 | 10.9875 | 12.6845 | 10.0414 | 2052
[5 empty] | 2053-01-01 | 10.9576 | 10.8192 | 12.5476 | 10.106 | 2053
[5 empty] | 2053-02-01 | 10.819 | 10.6728 | 12.137 | 10.3222 | 2053
[5 empty] | 2053-03-01 | 10.2562 | 10.096 | 11.4374 | 10.1314 | 2053
[5 empty] | 2053-04-01 | 10.095 | 9.929 | 11.0508 | 9.9441 | 2053
[5 empty] | 2053-05-01 | 10.1543 | 9.987 | 11.0186 | 9.9068 | 2053
[5 empty] | 2053-06-01 | 10.2457 | 10.0785 | 11.116 | 10.0276 | 2053
[5 empty] | 2053-07-01 | 10.5056 | 10.3409 | 11.6314 | 10.1257 | 2053
[5 empty] | 2053-08-01 | 10.6629 | 10.4959 | 11.8429 | 10.2941 | 2053
[5 empty] | 2053-09-01 | 10.7116 | 10.5428 | 11.897 | 10.37 | 2053
[5 empty] | 2053-10-01 | 10.8372 | 10.663 | 12.036 | 10.6937 | 2053
[5 empty] | 2053-11-01 | 11.152 | 10.9845 | 12.5023 | 10.5256 | 2053
[5 empty] | 2053-12-01 | 11.391 | 11.2387 | 12.976 | 10.2951 | 2053
[5 empty] | 0 | #N/A | #N/A | #N/A | #N/A | 1900
Note on H5: PacifiCorp: Date that deal is evaluated.

## Table 5
| Appendix D | [20 empty] | laST Plexos Model Year | 2044
| Table 5 | [9 empty] | Study_Name:
| QF - Sch38 - UT - Wind - 80.0 MW and 30.4% CF | [7 empty] | 2026-01-01 |  | QF - Sch38 - UT - Wind |  |  |  | 15 Year Starting 2028 | 15 Year Starting 2027 | 15 Year Starting 2026
| January 2026 through December 2045 | [6 empty] | Start | 2026-01-01 |  | Resource Capacity |  | start |  | 37 | 25 | 13
| Nominal Avoided Costs Calculated Monthly | [6 empty] | End | 2045-12-01 |  | 80 | MW | end |  | 216 | 204 | 192
15 Year Starting 2028 |  | 63265053.6345 | 0 | 63265053.6345 | 2079944.5414 | 30.4167 | [15 empty] | Resource type
15 Year Starting 2027 |  | 60875961.2326 | 0 | 60875961.2326 | 2079674.6644 | 29.2719 |  |  |  |  | 30.41% | CF | [9 empty] | Wind
| Nominal NPV at 6.38% Discount Rate | [6 empty] | Discount Rate - 2025 IRP | [13 empty] | WD_QF_UTN_QF_Sch38_UT
15 Year Starting 2026 |  | 58577352.2633 | 0 | 58577352.2633 | 2079756.6435 | 28.1655 |  | 6.38% | 0.5167%
|  | Energy | Capacity $ | Total | Total | AC Price | [10 empty] | Summer | Summer |  |  | Inflation | Degradation for Adj beyond 2046
| Month | Avoided $ | 30.4% CF | Dollars | MWH | 30.4% CF | Offset | Year | Date Test | Offset |  |  |  | Total | energy | capacity | Energy | Capacity | Winter
| 2026-01-01 | 480648.2584 | 0 | 480648.2584 | 17943.3089 | 26.787 | 14 | 2026 | 2026-01-01 | 840 | Total Net Power Cost ($ 000) | [7 empty] | Winter |  | 2.18% | 0%
| 2026-02-01 | 512308.0141 | 0 | 512308.0141 | 20134.5736 | 25.4442 | 15 | 2026 | 2026-02-01 | 1151 | WD_QF_UTN_QF_Sch38_UT | [7 empty] | Winter |  | 2.18% | 0%
| 2026-03-01 | 211458.1591 | 0 | 211458.1591 | 18349.1254 | 11.5242 | 16 | 2026 | 2026-03-01 | [9 empty] | Winter |  | 2.18% | 0%
| 2026-04-01 | 140002.664 | 0 | 140002.664 | 20661.5187 | 6.776 | 17 | 2026 | 2026-04-01 | 2026 | 4500608.4062 | 0 | 213067.1671 | 21.123 | 21.123 | 0 | 1589891.1537 | 0 | Winter | 4500608.4062 | 2.18% | 0%
| 2026-05-01 | 323615.7998 | 0 | 323615.7998 | 22464.2933 | 14.4058 | 18 | 2026 | 2026-05-01 | 2027 | 5143515.5461 | 0 | 212724.9486 | 24.1792 | 24.1792 | 0 | 1685959.5728 | 0 | Summer | 5143515.5461 | 2.18% | 0%
| 2026-06-01 | 426398.2232 | 0 | 426398.2232 | 21524.0173 | 19.8103 | 19 | 2026 | 2026-06-01 | 2028 | 5421665.3072 | 0 | 213156.9874 | 25.4351 | 25.4351 | 0 | 1612876.5409 | 0 | Summer | 5421665.3072 | 2.18% | 0%
| 2026-07-01 | 433692.8256 | 0 | 433692.8256 | 15147.511 | 28.6313 | 20 | 2026 | 2026-07-01 | 2029 | 5928904.7166 | 0 | 212611.1912 | 27.8861 | 27.8861 | 0 | 1884902.4301 | 0 | Summer | 5928904.7166 | 2.18% | 0%
| 2026-08-01 | 406184.3051 | 0 | 406184.3051 | 12548.558 | 32.369 | 21 | 2026 | 2026-08-01 | 2030 | 6184261.6932 | 0 | 212907.2561 | 29.0467 | 29.0467 | 0 | 1854965.845 | 0 | Summer | 6184261.6932 | 2.18% | 0%
| 2026-09-01 | 236617.8674 | 0 | 236617.8674 | 12296.435 | 19.2428 | 22 | 2026 | 2026-09-01 | 2031 | 6346351.6013 | 0 | 213117.6832 | 29.7786 | 29.7786 | 0 | 1912824.6065 | 0 | Winter | 6346351.6013 | 2.18% | 0%
| 2026-10-01 | 404133.4972 | 0 | 404133.4972 | 22788.9687 | 17.7337 | 23 | 2026 | 2026-10-01 | 2032 | 5874545.3495 | 0 | 213574.3325 | 27.5059 | 27.5059 | 0 | 1739703.7055 | 0 | Winter | 5874545.3495 | 2.18% | 0%
| 2026-11-01 | 397877.7591 | 0 | 397877.7591 | 13895.1009 | 28.6344 | 24 | 2026 | 2026-11-01 | 2033 | 5892782.6692 | 0 | 212700.3453 | 27.7046 | 27.7046 | 0 | 1623795.5068 | 0 | Winter | 5892782.6692 | 2.18% | 0%
| 2026-12-01 | 527671.0333 | 0 | 527671.0333 | 15313.7561 | 34.4573 | 25 | 2026 | 2026-12-01 | 2034 | 6176258.9961 | 0 | 212746.6894 | 29.031 | 29.031 | 0 | 1717424.0109 | 0 | Winter | 6176258.9961 | 2.18% | 0%
| 2027-01-01 | 653846.6179 | 0 | 653846.6179 | 18859.187 | 34.6699 | 27 | 2027 | 2027-01-01 | 2035 | 6322462.3184 | 0 | 212611.1912 | 29.7372 | 29.7372 | 0 | 1806522.6944 | 0 | Winter | 6322462.3184 | 2.18% | 0%
| 2027-02-01 | 610106.1545 | 0 | 610106.1545 | 19028.3309 | 32.063 | 28 | 2027 | 2027-02-01 | 2036 | 6424989.8825 | 0 | 213042.9658 | 30.1582 | 30.1582 | 0 | 1778946.6672 | 0 | Winter | 6424989.8825 | 2.18% | 0%
| 2027-03-01 | 272415.0903 | 0 | 272415.0903 | 18220.7925 | 14.9508 | 29 | 2027 | 2027-03-01 | 2037 | 7069265.9696 | 0 | 213067.1671 | 33.1786 | 33.1786 | 0 | 2149912.1941 | 0 | Winter | 7069265.9696 | 2.18% | 0%
| 2027-04-01 | 251533.0986 | 0 | 251533.0986 | 21563.6368 | 11.6647 | 30 | 2027 | 2027-04-01 | 2038 | 7104080.6849 | 0 | 212724.9486 | 33.3956 | 33.3956 | 0 | 1996214.8907 | 0 | Winter | 7104080.6849 | 2.18% | 0%
| 2027-05-01 | 379379.0136 | 0 | 379379.0136 | 22851.848 | 16.6017 | 31 | 2027 | 2027-05-01 | 2039 | 7357174.6384 | 0 | 212700.3453 | 34.5894 | 34.5894 | 0 | 2103176.8591 | 0 | Summer | 7357174.6384 | 2.18% | 0%
| 2027-06-01 | 415783.8991 | 0 | 415783.8991 | 21964.3946 | 18.9299 | 32 | 2027 | 2027-06-01 | 2040 | 7297060.6771 | 0 | 213177.9099 | 34.2299 | 34.2299 | 0 | 2011217.417 | 0 | Summer | 7297060.6771 | 2.18% | 0%
| 2027-07-01 | 423403.8729 | 0 | 423403.8729 | 13744.0552 | 30.8063 | 33 | 2027 | 2027-07-01 | 2041 | 7838780.7216 | 0 | 212907.2561 | 36.8178 | 36.8178 | 0 | 2056602.8762 | 0 | Summer | 7838780.7216 | 2.18% | 0%
| 2027-08-01 | 467392.7872 | 0 | 467392.7872 | 12918.0701 | 36.1813 | 34 | 2027 | 2027-08-01 | 2042 | 9345770.7686 | 0 | 213117.6832 | 43.8526 | 43.8526 | 0 | 2586597.3013 | 0 | Summer | 9345770.7686 | 2.18% | 0%
| 2027-09-01 | 265818.3535 | 0 | 265818.3535 | 11871.4871 | 22.3913 | 35 | 2027 | 2027-09-01 | 2043 | 10499592.0049 | 0 | 213067.1671 | 49.2783 | 49.2783 | 0 | 3132329.72 | 0 | Winter | 10499592.0049 | 2.18% | 0%
| 2027-10-01 | 449603.9685 | 0 | 449603.9685 | 23100.3431 | 19.4631 | 36 | 2027 | 2027-10-01 | 2044 | 10717188.0036 | 0 | 213190.0292 | 50.2706 | 50.2706 | 0 | 3053315.8508 | 0 | Winter | 10717188.0036 | 2.18% | 0%
| 2027-11-01 | 379084.9034 | 0 | 379084.9034 | 13580.2165 | 27.9145 | 37 | 2027 | 2027-11-01 | 2045 | 10950822.7021 | 0 | 212524.3692 | 51.5274 | 51.5274 | 0 | 3119878.1364 | 0 | Winter | 10950822.7021 | 2.18% | 0%
| 2027-12-01 | 575147.7866 | 0 | 575147.7866 | 15022.5868 | 38.2855 | 38 | 2027 | 2027-12-01 | 2046 | 11189550.637 | 0 | 212524.3692 | 52.6507 | 52.6507 | 0 | 3187891.4798 | 0 | Winter | 11189550.637 | 2.18% | 0%
| 2028-01-01 | 697943.9831 | 0 | 697943.9831 | 19018.8974 | 36.6974 | 40 | 2028 | 2028-01-01 | 2047 | 11433482.8409 | 0 | 212524.3692 | 53.7985 | 53.7985 | 0 | 3257387.514 | 0 | Winter | 11433482.8409 | 2.18% | 0%
| 2028-02-01 | 658251.5883 | 0 | 658251.5883 | 19877.5687 | 33.1153 | 41 | 2028 | 2028-02-01 | 2048 | 11682732.7668 | 0 | 213190.0292 | 54.7996 | 54.7996 | 0 | 3328398.5618 | 0 | Winter | 11682732.7668 | 2.18% | 0%
| 2028-03-01 | 261355.884 | 0 | 261355.884 | 17408.1805 | 15.0134 | 42 | 2028 | 2028-03-01 | 2049 | 11937416.3411 | 0 | 212524.3692 | 56.1696 | 56.1696 | 0 | 3400957.6505 | 0 | Winter | 11937416.3411 | 2.18% | 0%
| 2028-04-01 | 335493.6447 | 0 | 335493.6447 | 23588.3463 | 14.2229 | 43 | 2028 | 2028-04-01 | 2050 | 12197652.0174 | 0 | 212524.3692 | 57.3941 | 57.3941 | 0 | 3475098.5272 | 0 | Winter | 12197652.0174 | 2.18% | 0%
| 2028-05-01 | 331659.4438 | 0 | 331659.4438 | 21850.6754 | 15.1785 | 44 | 2028 | 2028-05-01 | 2051 | 0 | 0 | 0 | #DIV/0! | #DIV/0! | 0 | 0 | 0 | Summer | 0 | 2.18% | 0%
| 2028-06-01 | 368500.6953 | 0 | 368500.6953 | 21727.2214 | 16.9603 | 45 | 2028 | 2028-06-01 | 2052 | [8 empty] | Summer | 0 | 2.18% | 0%
| 2028-07-01 | 429202.9478 | 0 | 429202.9478 | 13087.6627 | 32.7945 | 46 | 2028 | 2028-07-01 | [9 empty] | Summer | 0 | 2.18% | 0%
| 2028-08-01 | 483513.454 | 0 | 483513.454 | 13352.8376 | 36.2105 | 47 | 2028 | 2028-08-01 | [9 empty] | Summer | 0 | 2.18% | 0%
| 2028-09-01 | 305842.4027 | 0 | 305842.4027 | 11306.1598 | 27.051 | 48 | 2028 | 2028-09-01 | [9 empty] | Winter | 0 | 2.18% | 0%
| 2028-10-01 | 507068.5814 | 0 | 507068.5814 | 23404.8725 | 21.6651 | 49 | 2028 | 2028-10-01 | [9 empty] | Winter | 0 | 2.18% | 0%
| 2028-11-01 | 466113.3307 | 0 | 466113.3307 | 14273.3456 | 32.6562 | 50 | 2028 | 2028-11-01 | [9 empty] | Winter | 0 | 2.18% | 0%
| 2028-12-01 | 576719.3514 | 0 | 576719.3514 | 14261.2195 | 40.4397 | 51 | 2028 | 2028-12-01 | [9 empty] | Winter | 0 | 2.18% | 0%
| 2029-01-01 | 701673.9248 | 0 | 701673.9248 | 20955.2882 | 33.4843 | 53 | 2029 | 2029-01-01 | [9 empty] | Winter | 0 | 2.18% | 0%
| 2029-02-01 | 641997.945 | 0 | 641997.945 | 17419.6691 | 36.8548 | 54 | 2029 | 2029-02-01 | [9 empty] | Winter | 0 | 2.18% | 0%
| 2029-03-01 | 334696.2886 | 0 | 334696.2886 | 17461.9122 | 19.1672 | 55 | 2029 | 2029-03-01 | [9 empty] | Winter |  | 2.18% | 0%
| 2029-04-01 | 348197.9579 | 0 | 348197.9579 | 23966.3336 | 14.5286 | 56 | 2029 | 2029-04-01 | [9 empty] | Winter |  | 2.18% | 0%
| 2029-05-01 | 355344.834 | 0 | 355344.834 | 22571.9989 | 15.7427 | 57 | 2029 | 2029-05-01 | [9 empty] | Summer |  | 2.18% | 0%
| 2029-06-01 | 579198.7742 | 0 | 579198.7742 | 21093.4698 | 27.4587 | 58 | 2029 | 2029-06-01 | [9 empty] | Summer |  | 2.18% | 0%
| 2029-07-01 | 488395.0898 | 0 | 488395.0898 | 12599.7166 | 38.7624 | 59 | 2029 | 2029-07-01 | [9 empty] | Summer |  | 2.18% | 0%
| 2029-08-01 | 461963.7322 | 0 | 461963.7322 | 13274.537 | 34.8007 | 60 | 2029 | 2029-08-01 | [9 empty] | Summer |  | 2.18% | 0%
| 2029-09-01 | 338933.1666 | 0 | 338933.1666 | 11262.1005 | 30.095 | 61 | 2029 | 2029-09-01 | [9 empty] | Winter |  | 2.18% | 0%
| 2029-10-01 | 614110.0775 | 0 | 614110.0775 | 23306.7679 | 26.349 | 62 | 2029 | 2029-10-01 | [9 empty] | Winter |  | 2.18% | 0%
| 2029-11-01 | 557243.2056 | 0 | 557243.2056 | 15087.5229 | 36.934 | 63 | 2029 | 2029-11-01 | [9 empty] | Winter |  | 2.18% | 0%
| 2029-12-01 | 507149.7206 | 0 | 507149.7206 | 13611.8743 | 37.2579 | 64 | 2029 | 2029-12-01 | [9 empty] | Winter |  | 2.18% | 0%
| 2030-01-01 | 843943.3305 | 0 | 843943.3305 | 21721.6783 | 38.8526 | 66 | 2030 | 2030-01-01 | [9 empty] | Winter |  | 2.18% | 0%
| 2030-02-01 | 556635.6315 | 0 | 556635.6315 | 17114.0628 | 32.525 | 67 | 2030 | 2030-02-01 | [9 empty] | Winter |  | 2.18% | 0%
| 2030-03-01 | 311095.8059 | 0 | 311095.8059 | 18128.276 | 17.1608 | 68 | 2030 | 2030-03-01 | [9 empty] | Winter |  | 2.18% | 0%
| 2030-04-01 | 215562.2647 | 0 | 215562.2647 | 22846.7041 | 9.4352 | 69 | 2030 | 2030-04-01 | [9 empty] | Winter |  | 2.18% | 0%
| 2030-05-01 | 259419.5229 | 0 | 259419.5229 | 23562.7929 | 11.0097 | 70 | 2030 | 2030-05-01 | [9 empty] | Summer |  | 2.18% | 0%
| 2030-06-01 | 582636.1759 | 0 | 582636.1759 | 20755.6173 | 28.0713 | 71 | 2030 | 2030-06-01 | [9 empty] | Summer |  | 2.18% | 0%
| 2030-07-01 | 478638.7179 | 0 | 478638.7179 | 11919.7394 | 40.1551 | 72 | 2030 | 2030-07-01 | [9 empty] | Summer |  | 2.18% | 0%
| 2030-08-01 | 534271.4284 | 0 | 534271.4284 | 13400.0091 | 39.871 | 73 | 2030 | 2030-08-01 | [9 empty] | Summer |  | 2.18% | 0%
| 2030-09-01 | 403783.9312 | 0 | 403783.9312 | 11326.9696 | 35.648 | 74 | 2030 | 2030-09-01 | [9 empty] | Winter |  | 2.18% | 0%
| 2030-10-01 | 707822.1777 | 0 | 707822.1777 | 23084.9242 | 30.6617 | 75 | 2030 | 2030-10-01 | [9 empty] | Winter |  | 2.18% | 0%
| 2030-11-01 | 695931.6782 | 0 | 695931.6782 | 16305.0648 | 42.6819 | 76 | 2030 | 2030-11-01 | [9 empty] | Winter |  | 2.18% | 0%
| 2030-12-01 | 594521.0284 | 0 | 594521.0284 | 12741.4175 | 46.6605 | 77 | 2030 | 2030-12-01 | [9 empty] | Winter |  | 2.18% | 0%
| 2031-01-01 | 647551.9771 | 0 | 647551.9771 | 16962.1723 | 38.1762 | 79 | 2031 | 2031-01-01 | [9 empty] | Winter |  | 2.18% | 0%
| 2031-02-01 | 756414.3981 | 0 | 756414.3981 | 20624.6703 | 36.6752 | 80 | 2031 | 2031-02-01 | [9 empty] | Winter |  | 2.18% | 0%
| 2031-03-01 | 408247.7752 | 0 | 408247.7752 | 18952.8583 | 21.5402 | 81 | 2031 | 2031-03-01 | [9 empty] | Winter |  | 2.18% | 0%
| 2031-04-01 | 310096.1535 | 0 | 310096.1535 | 19742.4193 | 15.7071 | 82 | 2031 | 2031-04-01 | [9 empty] | Winter |  | 2.18% | 0%
| 2031-05-01 | 366220.0668 | 0 | 366220.0668 | 22480.2875 | 16.2907 | 83 | 2031 | 2031-05-01 | [9 empty] | Summer |  | 2.18% | 0%
| 2031-06-01 | 515536.4674 | 0 | 515536.4674 | 21828.5133 | 23.6176 | 84 | 2031 | 2031-06-01 | [9 empty] | Summer |  | 2.18% | 0%
| 2031-07-01 | 606252.8842 | 0 | 606252.8842 | 15662.8467 | 38.7064 | 85 | 2031 | 2031-07-01 | [9 empty] | Summer |  | 2.18% | 0%
| 2031-08-01 | 424815.1882 | 0 | 424815.1882 | 11824.7518 | 35.9259 | 86 | 2031 | 2031-08-01 | [9 empty] | Summer |  | 2.18% | 0%
| 2031-09-01 | 444028.7103 | 0 | 444028.7103 | 12170.5783 | 36.4838 | 87 | 2031 | 2031-09-01 | [9 empty] | Winter |  | 2.18% | 0%
| 2031-10-01 | 640518.2324 | 0 | 640518.2324 | 23527.3431 | 27.2244 | 88 | 2031 | 2031-10-01 | [9 empty] | Winter |  | 2.18% | 0%
| 2031-11-01 | 521489.1149 | 0 | 521489.1149 | 13776.1816 | 37.8544 | 89 | 2031 | 2031-11-01 | [9 empty] | Winter |  | 2.18% | 0%
| 2031-12-01 | 705180.6333 | 0 | 705180.6333 | 15565.0606 | 45.3054 | 90 | 2031 | 2031-12-01 | [9 empty] | Winter |  | 2.18% | 0%
| 2032-01-01 | 698955.5711 | 0 | 698955.5711 | 17943.3089 | 38.9535 | 92 | 2032 | 2032-01-01 | [9 empty] | Winter |  | 2.18% | 0%
| 2032-02-01 | 645702.9023 | 0 | 645702.9023 | 20298.2371 | 31.8108 | 93 | 2032 | 2032-02-01 | [9 empty] | Winter |  | 2.18% | 0%
| 2032-03-01 | 311749.4085 | 0 | 311749.4085 | 18220.7925 | 17.1095 | 94 | 2032 | 2032-03-01 | [9 empty] | Winter |  | 2.18% | 0%
| 2032-04-01 | 227178.7207 | 0 | 227178.7207 | 21563.6368 | 10.5353 | 95 | 2032 | 2032-04-01 | [9 empty] | Winter |  | 2.18% | 0%
| 2032-05-01 | 349557.3129 | 0 | 349557.3129 | 22851.848 | 15.2967 | 96 | 2032 | 2032-05-01 | [9 empty] | Summer |  | 2.18% | 0%
| 2032-06-01 | 365870.7762 | 0 | 365870.7762 | 21964.3946 | 16.6574 | 97 | 2032 | 2032-06-01 | [9 empty] | Summer |  | 2.18% | 0%
| 2032-07-01 | 477393.3051 | 0 | 477393.3051 | 13744.0552 | 34.7345 | 98 | 2032 | 2032-07-01 | [9 empty] | Summer |  | 2.18% | 0%
| 2032-08-01 | 546882.3113 | 0 | 546882.3113 | 12918.0701 | 42.3347 | 99 | 2032 | 2032-08-01 | [9 empty] | Summer |  | 2.18% | 0%
| 2032-09-01 | 427966.6686 | 0 | 427966.6686 | 11871.4871 | 36.05 | 100 | 2032 | 2032-09-01 | [9 empty] | Winter |  | 2.18% | 0%
| 2032-10-01 | 545973.8208 | 0 | 545973.8208 | 23100.3431 | 23.6349 | 101 | 2032 | 2032-10-01 | [9 empty] | Winter |  | 2.18% | 0%
| 2032-11-01 | 585751.0927 | 0 | 585751.0927 | 13580.2165 | 43.1327 | 102 | 2032 | 2032-11-01 | [9 empty] | Winter |  | 2.18% | 0%
| 2032-12-01 | 691563.459 | 0 | 691563.459 | 15517.9425 | 44.5654 | 103 | 2032 | 2032-12-01 | [9 empty] | Winter |  | 2.18% | 0%
| 2033-01-01 | 777843.0082 | 0 | 777843.0082 | 19018.8974 | 40.8984 | 105 | 2033 | 2033-01-01 | [9 empty] | Winter |  | 2.18% | 0%
| 2033-02-01 | 638692.5719 | 0 | 638692.5719 | 19008.252 | 33.6008 | 106 | 2033 | 2033-02-01 | [9 empty] | Winter |  | 2.18% | 0%
| 2033-03-01 | 290687.2705 | 0 | 290687.2705 | 17956.0037 | 16.1889 | 107 | 2033 | 2033-03-01 | [9 empty] | Winter |  | 2.18% | 0%
| 2033-04-01 | 304455.2308 | 0 | 304455.2308 | 22296.2205 | 13.655 | 108 | 2033 | 2033-04-01 | [9 empty] | Winter |  | 2.18% | 0%
| 2033-05-01 | 359164.0367 | 0 | 359164.0367 | 22706.7884 | 15.8175 | 109 | 2033 | 2033-05-01 | [9 empty] | Summer |  | 2.18% | 0%
| 2033-06-01 | 367469.0162 | 0 | 367469.0162 | 21745.8122 | 16.8984 | 110 | 2033 | 2033-06-01 | [9 empty] | Summer |  | 2.18% | 0%
| 2033-07-01 | 424698.6403 | 0 | 424698.6403 | 13611.2778 | 31.202 | 111 | 2033 | 2033-07-01 | [9 empty] | Summer |  | 2.18% | 0%
| 2033-08-01 | 472463.8136 | 0 | 472463.8136 | 13189.1971 | 35.822 | 112 | 2033 | 2033-08-01 | [9 empty] | Summer |  | 2.18% | 0%
| 2033-09-01 | 412148.2892 | 0 | 412148.2892 | 11582.931 | 35.5824 | 113 | 2033 | 2033-09-01 | [9 empty] | Winter |  | 2.18% | 0%
| 2033-10-01 | 599854.5242 | 0 | 599854.5242 | 23195.8256 | 25.8605 | 114 | 2033 | 2033-10-01 | [9 empty] | Winter |  | 2.18% | 0%
| 2033-11-01 | 575593.2182 | 0 | 575593.2182 | 14022.6062 | 41.0475 | 115 | 2033 | 2033-11-01 | [9 empty] | Winter |  | 2.18% | 0%
| 2033-12-01 | 669713.0495 | 0 | 669713.0495 | 14366.5334 | 46.6162 | 116 | 2033 | 2033-12-01 | [9 empty] | Winter |  | 2.18% | 0%
| 2034-01-01 | 838161.6108 | 0 | 838161.6108 | 20415.3191 | 41.0555 | 118 | 2034 | 2034-01-01 | [9 empty] | Winter |  | 2.18% | 0%
| 2034-02-01 | 654206.9682 | 0 | 654206.9682 | 18180.3939 | 35.9842 | 119 | 2034 | 2034-02-01 | [9 empty] | Winter |  | 2.18% | 0%
| 2034-03-01 | 341899.7407 | 0 | 341899.7407 | 17408.1805 | 19.6402 | 120 | 2034 | 2034-03-01 | [9 empty] | Winter |  | 2.18% | 0%
| 2034-04-01 | 239748.2017 | 0 | 239748.2017 | 23588.3463 | 10.1638 | 121 | 2034 | 2034-04-01 | [9 empty] | Winter |  | 2.18% | 0%
| 2034-05-01 | 386725.9841 | 0 | 386725.9841 | 21850.6754 | 17.6986 | 122 | 2034 | 2034-05-01 | [9 empty] | Summer |  | 2.18% | 0%
| 2034-06-01 | 364757.6294 | 0 | 364757.6294 | 21727.2214 | 16.788 | 123 | 2034 | 2034-06-01 | [9 empty] | Summer |  | 2.18% | 0%
| 2034-07-01 | 462626.9623 | 0 | 462626.9623 | 13087.6627 | 35.3483 | 124 | 2034 | 2034-07-01 | [9 empty] | Summer |  | 2.18% | 0%
| 2034-08-01 | 503313.4351 | 0 | 503313.4351 | 13352.8376 | 37.6934 | 125 | 2034 | 2034-08-01 | [9 empty] | Summer |  | 2.18% | 0%
| 2034-09-01 | 443283.4831 | 0 | 443283.4831 | 11306.1598 | 39.2073 | 126 | 2034 | 2034-09-01 | [9 empty] | Winter |  | 2.18% | 0%
| 2034-10-01 | 627583.1931 | 0 | 627583.1931 | 23404.8725 | 26.8142 | 127 | 2034 | 2034-10-01 | [9 empty] | Winter |  | 2.18% | 0%
| 2034-11-01 | 652705.5406 | 0 | 652705.5406 | 14273.3456 | 45.729 | 128 | 2034 | 2034-11-01 | [9 empty] | Winter |  | 2.18% | 0%
| 2034-12-01 | 661246.2469 | 0 | 661246.2469 | 14151.6745 | 46.7257 | 129 | 2034 | 2034-12-01 | [9 empty] | Winter |  | 2.18% | 0%
| 2035-01-01 | 780793.3221 | 0 | 780793.3221 | 20955.2882 | 37.26 | 131 | 2035 | 2035-01-01 | [9 empty] | Winter |  | 2.18% | 0%
| 2035-02-01 | 584574.8447 | 0 | 584574.8447 | 17419.6691 | 33.5583 | 132 | 2035 | 2035-02-01 | [9 empty] | Winter |  | 2.18% | 0%
| 2035-03-01 | 368109.4123 | 0 | 368109.4123 | 17461.9122 | 21.0807 | 133 | 2035 | 2035-03-01 | [9 empty] | Winter |  | 2.18% | 0%
| 2035-04-01 | 351936.2366 | 0 | 351936.2366 | 23966.3336 | 14.6846 | 134 | 2035 | 2035-04-01 | [9 empty] | Winter |  | 2.18% | 0%
| 2035-05-01 | 375541.3607 | 0 | 375541.3607 | 22571.9989 | 16.6375 | 135 | 2035 | 2035-05-01 | [9 empty] | Summer |  | 2.18% | 0%
| 2035-06-01 | 457165.7858 | 0 | 457165.7858 | 21093.4698 | 21.6733 | 136 | 2035 | 2035-06-01 | [9 empty] | Summer |  | 2.18% | 0%
| 2035-07-01 | 508487.2666 | 0 | 508487.2666 | 12599.7166 | 40.357 | 137 | 2035 | 2035-07-01 | [9 empty] | Summer |  | 2.18% | 0%
| 2035-08-01 | 465328.2814 | 0 | 465328.2814 | 13274.537 | 35.0542 | 138 | 2035 | 2035-08-01 | [9 empty] | Summer |  | 2.18% | 0%
| 2035-09-01 | 380247.8633 | 0 | 380247.8633 | 11262.1005 | 33.7635 | 139 | 2035 | 2035-09-01 | [9 empty] | Winter |  | 2.18% | 0%
| 2035-10-01 | 651136.4803 | 0 | 651136.4803 | 23306.7679 | 27.9377 | 140 | 2035 | 2035-10-01 | [9 empty] | Winter |  | 2.18% | 0%
| 2035-11-01 | 616559.5087 | 0 | 616559.5087 | 15087.5229 | 40.8655 | 141 | 2035 | 2035-11-01 | [9 empty] | Winter |  | 2.18% | 0%
| 2035-12-01 | 782581.956 | 0 | 782581.956 | 13611.8743 | 57.4926 | 142 | 2035 | 2035-12-01 | [9 empty] | Winter |  | 2.18% | 0%
| 2036-01-01 | 770634.5667 | 0 | 770634.5667 | 21721.6783 | 35.4777 | 144 | 2036 | 2036-01-01 | [9 empty] | Winter |  | 2.18% | 0%
| 2036-02-01 | 603680.5879 | 0 | 603680.5879 | 17718.8289 | 34.07 | 145 | 2036 | 2036-02-01 | [9 empty] | Winter |  | 2.18% | 0%
| 2036-03-01 | 418845.5917 | 0 | 418845.5917 | 17909.7242 | 23.3865 | 146 | 2036 | 2036-03-01 | [9 empty] | Winter |  | 2.18% | 0%
| 2036-04-01 | 389484.412 | 0 | 389484.412 | 23616.0931 | 16.4923 | 147 | 2036 | 2036-04-01 | [9 empty] | Winter |  | 2.18% | 0%
| 2036-05-01 | 340212.3703 | 0 | 340212.3703 | 22436.1777 | 15.1636 | 148 | 2036 | 2036-05-01 | [9 empty] | Summer |  | 2.18% | 0%
| 2036-06-01 | 493911.9601 | 0 | 493911.9601 | 20786.5123 | 23.7612 | 149 | 2036 | 2036-06-01 | [9 empty] | Summer |  | 2.18% | 0%
| 2036-07-01 | 458103.0217 | 0 | 458103.0217 | 12715.3974 | 36.0274 | 150 | 2036 | 2036-07-01 | [9 empty] | Summer |  | 2.18% | 0%
| 2036-08-01 | 486719.3151 | 0 | 486719.3151 | 12547.1359 | 38.7913 | 151 | 2036 | 2036-08-01 | [9 empty] | Summer |  | 2.18% | 0%
| 2036-09-01 | 477757.4553 | 0 | 477757.4553 | 12479.2016 | 38.2843 | 152 | 2036 | 2036-09-01 | [9 empty] | Winter |  | 2.18% | 0%
| 2036-10-01 | 641967.9039 | 0 | 641967.9039 | 21932.7805 | 29.2698 | 153 | 2036 | 2036-10-01 | [9 empty] | Winter |  | 2.18% | 0%
| 2036-11-01 | 704661.7854 | 0 | 704661.7854 | 16323.9574 | 43.1673 | 154 | 2036 | 2036-11-01 | [9 empty] | Winter |  | 2.18% | 0%
| 2036-12-01 | 639010.9124 | 0 | 639010.9124 | 12855.4786 | 49.7073 | 155 | 2036 | 2036-12-01 | [9 empty] | Winter |  | 2.18% | 0%
| 2037-01-01 | 774820.8781 | 0 | 774820.8781 | 17943.3089 | 43.1816 | 157 | 2037 | 2037-01-01 | [9 empty] | Winter |  | 2.18% | 0%
| 2037-02-01 | 788654.2802 | 0 | 788654.2802 | 20134.5736 | 39.1692 | 158 | 2037 | 2037-02-01 | [9 empty] | Winter |  | 2.18% | 0%
| 2037-03-01 | 488712.031 | 0 | 488712.031 | 18349.1254 | 26.6341 | 159 | 2037 | 2037-03-01 | [9 empty] | Winter |  | 2.18% | 0%
| 2037-04-01 | 371359.1409 | 0 | 371359.1409 | 20661.5187 | 17.9735 | 160 | 2037 | 2037-04-01 | [9 empty] | Winter |  | 2.18% | 0%
| 2037-05-01 | 590991.6605 | 0 | 590991.6605 | 22464.2933 | 26.308 | 161 | 2037 | 2037-05-01 | [9 empty] | Summer |  | 2.18% | 0%
| 2037-06-01 | 469402.5749 | 0 | 469402.5749 | 21524.0173 | 21.8083 | 162 | 2037 | 2037-06-01 | [9 empty] | Summer |  | 2.18% | 0%
| 2037-07-01 | 574445.4868 | 0 | 574445.4868 | 15147.511 | 37.9234 | 163 | 2037 | 2037-07-01 | [9 empty] | Summer |  | 2.18% | 0%
| 2037-08-01 | 515072.4719 | 0 | 515072.4719 | 12548.558 | 41.0463 | 164 | 2037 | 2037-08-01 | [9 empty] | Summer |  | 2.18% | 0%
| 2037-09-01 | 505410.7881 | 0 | 505410.7881 | 12296.435 | 41.1022 | 165 | 2037 | 2037-09-01 | [9 empty] | Winter |  | 2.18% | 0%
| 2037-10-01 | 636104.3089 | 0 | 636104.3089 | 22788.9687 | 27.9128 | 166 | 2037 | 2037-10-01 | [9 empty] | Winter |  | 2.18% | 0%
| 2037-11-01 | 581070.2374 | 0 | 581070.2374 | 13895.1009 | 41.8184 | 167 | 2037 | 2037-11-01 | [9 empty] | Winter |  | 2.18% | 0%
| 2037-12-01 | 773222.1108 | 0 | 773222.1108 | 15313.7561 | 50.492 | 168 | 2037 | 2037-12-01 | [9 empty] | Winter |  | 2.18% | 0%
| 2038-01-01 | 769339.9081 | 0 | 769339.9081 | 18859.187 | 40.7939 | 170 | 2038 | 2038-01-01 | [9 empty] | Winter |  | 2.18% | 0%
| 2038-02-01 | 811192.4878 | 0 | 811192.4878 | 19028.3309 | 42.6308 | 171 | 2038 | 2038-02-01 | [9 empty] | Winter |  | 2.18% | 0%
| 2038-03-01 | 508906.0096 | 0 | 508906.0096 | 18220.7925 | 27.93 | 172 | 2038 | 2038-03-01 | [9 empty] | Winter |  | 2.18% | 0%
| 2038-04-01 | 297319.5053 | 0 | 297319.5053 | 21563.6368 | 13.788 | 173 | 2038 | 2038-04-01 | [9 empty] | Winter |  | 2.18% | 0%
| 2038-05-01 | 380812.7115 | 0 | 380812.7115 | 22851.848 | 16.6644 | 174 | 2038 | 2038-05-01 | [9 empty] | Summer |  | 2.18% | 0%
| 2038-06-01 | 478638.5278 | 0 | 478638.5278 | 21964.3946 | 21.7916 | 175 | 2038 | 2038-06-01 | [9 empty] | Summer |  | 2.18% | 0%
| 2038-07-01 | 602803.6846 | 0 | 602803.6846 | 13744.0552 | 43.8592 | 176 | 2038 | 2038-07-01 | [9 empty] | Summer |  | 2.18% | 0%
| 2038-08-01 | 533959.9668 | 0 | 533959.9668 | 12918.0701 | 41.3343 | 177 | 2038 | 2038-08-01 | [9 empty] | Summer |  | 2.18% | 0%
| 2038-09-01 | 478294.4586 | 0 | 478294.4586 | 11871.4871 | 40.2893 | 178 | 2038 | 2038-09-01 | [9 empty] | Winter |  | 2.18% | 0%
| 2038-10-01 | 656147.2717 | 0 | 656147.2717 | 23100.3431 | 28.4042 | 179 | 2038 | 2038-10-01 | [9 empty] | Winter |  | 2.18% | 0%
| 2038-11-01 | 644261.776 | 0 | 644261.776 | 13580.2165 | 47.4412 | 180 | 2038 | 2038-11-01 | [9 empty] | Winter |  | 2.18% | 0%
| 2038-12-01 | 942404.3771 | 0 | 942404.3771 | 15022.5868 | 62.7325 | 181 | 2038 | 2038-12-01 | [9 empty] | Winter |  | 2.18% | 0%
| 2039-01-01 | 848947.8188 | 0 | 848947.8188 | 19018.8974 | 44.6371 | 183 | 2039 | 2039-01-01 | [9 empty] | Winter |  | 2.18% | 0%
| 2039-02-01 | 769133.9449 | 0 | 769133.9449 | 19008.252 | 40.4632 | 184 | 2039 | 2039-02-01 | [9 empty] | Winter |  | 2.18% | 0%
| 2039-03-01 | 532690.2753 | 0 | 532690.2753 | 17956.0037 | 29.6664 | 185 | 2039 | 2039-03-01 | [9 empty] | Winter |  | 2.18% | 0%
| 2039-04-01 | 389669.4205 | 0 | 389669.4205 | 22296.2205 | 17.4769 | 186 | 2039 | 2039-04-01 | [9 empty] | Winter |  | 2.18% | 0%
| 2039-05-01 | 428723.6026 | 0 | 428723.6026 | 22706.7884 | 18.8809 | 187 | 2039 | 2039-05-01 | [9 empty] | Summer |  | 2.18% | 0%
| 2039-06-01 | 537714.4896 | 0 | 537714.4896 | 21745.8122 | 24.7273 | 188 | 2039 | 2039-06-01 | [9 empty] | Summer |  | 2.18% | 0%
| 2039-07-01 | 532377.0366 | 0 | 532377.0366 | 13611.2778 | 39.1129 | 189 | 2039 | 2039-07-01 | [9 empty] | Summer |  | 2.18% | 0%
| 2039-08-01 | 604361.7304 | 0 | 604361.7304 | 13189.1971 | 45.8225 | 190 | 2039 | 2039-08-01 | [9 empty] | Summer |  | 2.18% | 0%
| 2039-09-01 | 483058.2847 | 0 | 483058.2847 | 11582.931 | 41.7043 | 191 | 2039 | 2039-09-01 | [9 empty] | Winter |  | 2.18% | 0%
| 2039-10-01 | 713593.033 | 0 | 713593.033 | 23195.8256 | 30.7639 | 192 | 2039 | 2039-10-01 | [9 empty] | Winter |  | 2.18% | 0%
| 2039-11-01 | 658955.6452 | 0 | 658955.6452 | 14022.6062 | 46.9924 | 193 | 2039 | 2039-11-01 | [9 empty] | Winter |  | 2.18% | 0%
| 2039-12-01 | 857949.357 | 0 | 857949.357 | 14366.5334 | 59.7186 | 194 | 2039 | 2039-12-01 | [9 empty] | Winter |  | 2.18% | 0%
| 2040-01-01 | 899513.1889 | 0 | 899513.1889 | 20415.3191 | 44.0607 | 196 | 2040 | 2040-01-01 | [9 empty] | Winter |  | 2.18% | 0%
| 2040-02-01 | 750356.7979 | 0 | 750356.7979 | 18378.4766 | 40.828 | 197 | 2040 | 2040-02-01 | [9 empty] | Winter |  | 2.18% | 0%
| 2040-03-01 | 490762.737 | 0 | 490762.737 | 17461.9122 | 28.1048 | 198 | 2040 | 2040-03-01 | [9 empty] | Winter |  | 2.18% | 0%
| 2040-04-01 | 410028.5512 | 0 | 410028.5512 | 23966.3336 | 17.1085 | 199 | 2040 | 2040-04-01 | [9 empty] | Winter |  | 2.18% | 0%
| 2040-05-01 | 450811.9977 | 0 | 450811.9977 | 22571.9989 | 19.9722 | 200 | 2040 | 2040-05-01 | [9 empty] | Summer |  | 2.18% | 0%
| 2040-06-01 | 547721.0611 | 0 | 547721.0611 | 21093.4698 | 25.9664 | 201 | 2040 | 2040-06-01 | [9 empty] | Summer |  | 2.18% | 0%
| 2040-07-01 | 240182.7102 | 0 | 240182.7102 | 12599.7166 | 19.0625 | 202 | 2040 | 2040-07-01 | [9 empty] | Summer |  | 2.18% | 0%
| 2040-08-01 | 772501.6481 | 0 | 772501.6481 | 13274.537 | 58.1942 | 203 | 2040 | 2040-08-01 | [9 empty] | Summer |  | 2.18% | 0%
| 2040-09-01 | 385265.4087 | 0 | 385265.4087 | 11262.1005 | 34.209 | 204 | 2040 | 2040-09-01 | [9 empty] | Winter |  | 2.18% | 0%
| 2040-10-01 | 657062.6436 | 0 | 657062.6436 | 23306.7679 | 28.1919 | 205 | 2040 | 2040-10-01 | [9 empty] | Winter |  | 2.18% | 0%
| 2040-11-01 | 837717.8002 | 0 | 837717.8002 | 15087.5229 | 55.5239 | 206 | 2040 | 2040-11-01 | [9 empty] | Winter |  | 2.18% | 0%
| 2040-12-01 | 855136.1325 | 0 | 855136.1325 | 13759.7546 | 62.1476 | 207 | 2040 | 2040-12-01 | [9 empty] | Winter |  | 2.18% | 0%
| 2041-01-01 | 979240.6997 | 0 | 979240.6997 | 21721.6783 | 45.0813 | 209 | 2041 | 2041-01-01 |  | 2041532% | [7 empty] | Winter |  | 2.18% | 0%
| 2041-02-01 | 670017.9201 | 0 | 670017.9201 | 17114.0628 | 39.1501 | 210 | 2041 | 2041-02-01 | [9 empty] | Winter |  | 2.18% | 0%
| 2041-03-01 | 563399.1252 | 0 | 563399.1252 | 18128.276 | 31.0785 | 211 | 2041 | 2041-03-01 | [9 empty] | Winter |  | 2.18% | 0%
| 2041-04-01 | 532159.9264 | 0 | 532159.9264 | 22846.7041 | 23.2926 | 212 | 2041 | 2041-04-01 | [9 empty] | Winter |  | 2.18% | 0%
| 2041-05-01 | 386315.9977 | 0 | 386315.9977 | 23562.7929 | 16.3952 | 213 | 2041 | 2041-05-01 | [9 empty] | Summer |  | 2.18% | 0%
| 2041-06-01 | 650002.3717 | 0 | 650002.3717 | 20755.6173 | 31.3169 | 214 | 2041 | 2041-06-01 | [9 empty] | Summer |  | 2.18% | 0%
| 2041-07-01 | 577403.1096 | 0 | 577403.1096 | 11919.7394 | 48.4409 | 215 | 2041 | 2041-07-01 | [9 empty] | Summer |  | 2.18% | 0%
| 2041-08-01 | 442881.3972 | 0 | 442881.3972 | 13400.0091 | 33.0508 | 216 | 2041 | 2041-08-01 | [9 empty] | Summer |  | 2.18% | 0%
| 2041-09-01 | 608382.456 | 0 | 608382.456 | 11326.9696 | 53.711 | 217 | 2041 | 2041-09-01 | [9 empty] | Winter |  | 2.18% | 0%
| 2041-10-01 | 841820.6045 | 0 | 841820.6045 | 23084.9242 | 36.4662 | 218 | 2041 | 2041-10-01 | [9 empty] | Winter |  | 2.18% | 0%
| 2041-11-01 | 783848.3998 | 0 | 783848.3998 | 16305.0648 | 48.0739 | 219 | 2041 | 2041-11-01 | [9 empty] | Winter |  | 2.18% | 0%
| 2041-12-01 | 803308.7137 | 0 | 803308.7137 | 12741.4175 | 63.047 | 220 | 2041 | 2041-12-01 | [9 empty] | Winter |  | 2.18% | 0%
| 2042-01-01 | 1032113.7682 | 0 | 1032113.7682 | 16962.1723 | 60.848 | 222 | 2042 | 2042-01-01 |  |  | 5.399% | -21.91% | 34.97% |  |  |  |  | Winter |  | 2.18% | 0%
| 2042-02-01 | 1006017.9475 | 0 | 1006017.9475 | 20624.6703 | 48.7774 | 223 | 2042 | 2042-02-01 |  |  | 50.15% | 20.51% | 24.59% |  |  |  |  | Winter |  | 2.18% | 0%
| 2042-03-01 | 722069.25 | 0 | 722069.25 | 18952.8583 | 38.0982 | 224 | 2042 | 2042-03-01 |  |  | 28.16% | 4.549% | 22.59% |  |  |  |  | Winter |  | 2.18% | 0%
| 2042-04-01 | 491642.9662 | 0 | 491642.9662 | 19742.4193 | 24.9029 | 225 | 2042 | 2042-04-01 |  |  | -7.614% | -13.59% | 6.913% |  |  |  |  | Winter |  | 2.18% | 0%
| 2042-05-01 | 514044.6029 | 0 | 514044.6029 | 22480.2875 | 22.8665 | 226 | 2042 | 2042-05-01 |  |  | 33.06% | -4.594% | 39.47% |  |  |  |  | Summer |  | 2.18% | 0%
| 2042-06-01 | 671879.501 | 0 | 671879.501 | 21828.5133 | 30.7799 | 227 | 2042 | 2042-06-01 |  |  | 3.366% | 5.169% | -1.715% |  |  |  |  | Summer |  | 2.18% | 0%
| 2042-07-01 | 774042.9633 | 0 | 774042.9633 | 15662.8467 | 49.419 | 228 | 2042 | 2042-07-01 |  |  | 34.06% | 31.4% | 2.019% |  |  |  |  | Summer |  | 2.18% | 0%
| 2042-08-01 | 626630.2341 | 0 | 626630.2341 | 11824.7518 | 52.9931 | 229 | 2042 | 2042-08-01 |  |  | 41.49% | -11.76% | 60.34% |  |  |  |  | Summer |  | 2.18% | 0%
| 2042-09-01 | 662213.141 | 0 | 662213.141 | 12170.5783 | 54.411 | 230 | 2042 | 2042-09-01 |  |  | 8.848% | 7.448% | 1.303% |  |  |  |  | Winter |  | 2.18% | 0%
| 2042-10-01 | 1065822.7432 | 0 | 1065822.7432 | 23527.3431 | 45.3014 | 231 | 2042 | 2042-10-01 |  |  | 26.61% | 1.916% | 24.23% |  |  |  |  | Winter |  | 2.18% | 0%
| 2042-11-01 | 652018.2793 | 0 | 652018.2793 | 13776.1816 | 47.3294 | 232 | 2042 | 2042-11-01 |  |  | -16.82% | -15.51% | -1.549% |  |  |  |  | Winter |  | 2.18% | 0%
| 2042-12-01 | 1127275.372 | 0 | 1127275.372 | 15565.0606 | 72.4234 | 233 | 2042 | 2042-12-01 |  |  | 40.33% | 22.16% | 14.87% |  |  |  |  | Winter |  | 2.18% | 0%
| 2043-01-01 | 954309.8069 | 0 | 954309.8069 | 17943.3089 | 53.1847 | 235 | 2043 | 2043-01-01 |  |  | -7.538% | 5.784% | -12.59% |  |  |  |  | Winter |  | 2.18% | 0%
| 2043-02-01 | 1270318.2861 | 0 | 1270318.2861 | 20134.5736 | 63.0914 | 236 | 2043 | 2043-02-01 |  |  | 26.27% | -2.376% | 29.35% |  |  |  |  | Winter |  | 2.18% | 0%
| 2043-03-01 | 682771.4459 | 0 | 682771.4459 | 18349.1254 | 37.21 | 237 | 2043 | 2043-03-01 |  |  | -5.442% | -3.185% | -2.331% |  |  |  |  | Winter |  | 2.18% | 0%
| 2043-04-01 | 532853.2687 | 0 | 532853.2687 | 20661.5187 | 25.7896 | 238 | 2043 | 2043-04-01 |  |  | 8.382% | 4.655% | 3.561% |  |  |  |  | Winter |  | 2.18% | 0%
| 2043-05-01 | 742200.593 | 0 | 742200.593 | 22464.2933 | 33.0391 | 239 | 2043 | 2043-05-01 |  |  | 44.38% | -0.07115% | 44.49% |  |  |  |  | Summer |  | 2.18% | 0%
| 2043-06-01 | 754046.9352 | 0 | 754046.9352 | 21524.0173 | 35.0328 | 240 | 2043 | 2043-06-01 |  |  | 12.23% | -1.395% | 13.82% |  |  |  |  | Summer |  | 2.18% | 0%
| 2043-07-01 | 759951.3736 | 0 | 759951.3736 | 15147.511 | 50.17 | 241 | 2043 | 2043-07-01 |  |  | -1.821% | -3.29% | 1.52% |  |  |  |  | Summer |  | 2.18% | 0%
| 2043-08-01 | 876130.8182 | 0 | 876130.8182 | 12548.558 | 69.8192 | 242 | 2043 | 2043-08-01 |  |  | 39.82% | 6.121% | 31.75% |  |  |  |  | Summer |  | 2.18% | 0%
| 2043-09-01 | 625417.2506 | 0 | 625417.2506 | 12296.435 | 50.8617 | 243 | 2043 | 2043-09-01 |  |  | -5.557% | 1.034% | -6.523% |  |  |  |  | Winter |  | 2.18% | 0%
| 2043-10-01 | 770365.5691 | 0 | 770365.5691 | 22788.9687 | 33.8043 | 244 | 2043 | 2043-10-01 |  |  | -27.72% | -3.138% | -25.38% |  |  |  |  | Winter |  | 2.18% | 0%
| 2043-11-01 | 1278312.5192 | 0 | 1278312.5192 | 13895.1009 | 91.9974 | 245 | 2043 | 2043-11-01 |  |  | 96.05% | 0.8632% | 94.38% |  |  |  |  | Winter |  | 2.18% | 0%
| 2043-12-01 | 1252914.1382 | 0 | 1252914.1382 | 15313.7561 | 81.8163 | 246 | 2043 | 2043-12-01 |  |  | 11.15% | -1.615% | 12.97% |  |  |  |  | Winter |  | 2.18% | 0%
| 2044-01-01 | 1014893.2952 | 0 | 1014893.2952 | 18859.187 | 53.8143 | 248 | 2044 | 2044-01-01 |  |  | 6.348% | 5.104% | 1.184% |  |  |  |  | Winter |  | 2.18% | 0%
| 2044-02-01 | 1265990.6195 | 0 | 1265990.6195 | 19304.1383 | 65.5813 | 249 | 2044 | 2044-02-01 |  |  | -0.3407% | -4.124% | 3.947% |  |  |  |  | Winter |  | 2.18% | 0%
| 2044-03-01 | 716156.8649 | 0 | 716156.8649 | 17956.0037 | 39.884 | 250 | 2044 | 2044-03-01 |  |  | 4.89% | -2.142% | 7.186% |  |  |  |  | Winter |  | 2.18% | 0%
| 2044-04-01 | 506106.5041 | 0 | 506106.5041 | 22296.2205 | 22.6992 | 251 | 2044 | 2044-04-01 |  |  | -5.02% | 7.912% | -11.98% |  |  |  |  | Winter |  | 2.18% | 0%
| 2044-05-01 | 476063.6084 | 0 | 476063.6084 | 22706.7884 | 20.9657 | 252 | 2044 | 2044-05-01 |  |  | -35.86% | 1.079% | -36.54% |  |  |  |  | Summer |  | 2.18% | 0%
| 2044-06-01 | 1003809.6714 | 0 | 1003809.6714 | 21745.8122 | 46.1611 | 253 | 2044 | 2044-06-01 |  |  | 33.12% | 1.03% | 31.77% |  |  |  |  | Summer |  | 2.18% | 0%
| 2044-07-01 | 747551.9208 | 0 | 747551.9208 | 13611.2778 | 54.9215 | 254 | 2044 | 2044-07-01 |  |  | -1.632% | -10.14% | 9.471% |  |  |  |  | Summer |  | 2.18% | 0%
| 2044-08-01 | 825890.6502 | 0 | 825890.6502 | 13189.1971 | 62.6187 | 255 | 2044 | 2044-08-01 |  |  | -5.734% | 5.105% | -10.31% |  |  |  |  | Summer |  | 2.18% | 0%
| 2044-09-01 | 621219.1207 | 0 | 621219.1207 | 11582.931 | 53.6323 | 256 | 2044 | 2044-09-01 |  |  | -0.6713% | -5.803% | 5.447% |  |  |  |  | Winter |  | 2.18% | 0%
| 2044-10-01 | 1700427.8475 | 0 | 1700427.8475 | 23195.8256 | 73.3075 | 257 | 2044 | 2044-10-01 |  |  | 120.7% | 1.785% | 116.9% |  |  |  |  | Winter |  | 2.18% | 0%
| 2044-11-01 | 679397.8616 | 0 | 679397.8616 | 14022.6062 | 48.4502 | 258 | 2044 | 2044-11-01 |  |  | -46.85% | 0.9176% | -47.34% |  |  |  |  | Winter |  | 2.18% | 0%
| 2044-12-01 | 1159680.0394 | 0 | 1159680.0394 | 14720.0414 | 78.7824 | 259 | 2044 | 2044-12-01 |  |  | -7.441% | -3.877% | -3.708% |  |  |  |  | Winter |  | 2.18% | 0%
| 2045-01-01 | 1037017.969 | 0 | 1037017.969 | 18859.187 | 54.9874 | 261 | 2045 | 2045-01-01 |  |  | 2.18% | 0% | 2.18% |  |  |  |  | Winter |  | 2.18% | 0%
| 2045-02-01 | 1293589.215 | 0 | 1293589.215 | 18638.4784 | 69.4042 | 262 | 2045 | 2045-02-01 |  |  | 2.18% | -3.448% | 5.829% |  |  |  |  | Winter |  | 2.18% | 0%
| 2045-03-01 | 731769.0846 | 0 | 731769.0846 | 17956.0037 | 40.7534 | 263 | 2045 | 2045-03-01 |  |  | 2.18% | 0% | 2.18% |  |  |  |  | Winter |  | 2.18% | 0%
| 2045-04-01 | 517139.6258 | 0 | 517139.6258 | 22296.2205 | 23.194 | 264 | 2045 | 2045-04-01 |  |  | 2.18% | 0% | 2.18% |  |  |  |  | Winter |  | 2.18% | 0%
| 2045-05-01 | 486441.7951 | 0 | 486441.7951 | 22706.7884 | 21.4227 | 265 | 2045 | 2045-05-01 |  |  | 2.18% | 0% | 2.18% |  |  |  |  | Summer |  | 2.18% | 0%
| 2045-06-01 | 1025692.7222 | 0 | 1025692.7222 | 21745.8122 | 47.1674 | 266 | 2045 | 2045-06-01 |  |  | 2.18% | 0% | 2.18% |  |  |  |  | Summer |  | 2.18% | 0%
| 2045-07-01 | 763848.5527 | 0 | 763848.5527 | 13611.2778 | 56.1188 | 267 | 2045 | 2045-07-01 |  |  | 2.18% | 0% | 2.18% |  |  |  |  | Summer |  | 2.18% | 0%
| 2045-08-01 | 843895.0664 | 0 | 843895.0664 | 13189.1971 | 63.9838 | 268 | 2045 | 2045-08-01 |  |  | 2.18% | 0% | 2.18% |  |  |  |  | Summer |  | 2.18% | 0%
| 2045-09-01 | 634761.6975 | 0 | 634761.6975 | 11582.931 | 54.8015 | 269 | 2045 | 2045-09-01 |  |  | 2.18% | 0% | 2.18% |  |  |  |  | Winter |  | 2.18% | 0%
| 2045-10-01 | 1737497.1746 | 0 | 1737497.1746 | 23195.8256 | 74.9056 | 270 | 2045 | 2045-10-01 |  |  | 2.18% | 0% | 2.18% |  |  |  |  | Winter |  | 2.18% | 0%
| 2045-11-01 | 694208.735 | 0 | 694208.735 | 14022.6062 | 49.5064 | 271 | 2045 | 2045-11-01 |  |  | 2.18% | 0% | 2.18% |  |  |  |  | Winter |  | 2.18% | 0%
| 2045-12-01 | 1184961.0642 | 0 | 1184961.0642 | 14720.0414 | 80.4998 | 272 | 2045 | 2045-12-01 |  |  | 2.18% | 0% | 2.18% |  |  |  |  | Winter |  | 2.18% | 0%
| 2046-01-01 | 1059624.9607 | 0 | 1059624.9607 | 18859.187 | 56.1861 | 274 | 2046 | 2046-01-01 |  |  | 2.18% | 0% | 2.18% |  |  |  |  | Winter |  | 2.18% | 0%
| 2046-02-01 | 1321789.4598 | 0 | 1321789.4598 | 18638.4784 | 70.9172 | 275 | 2046 | 2046-02-01 |  |  | 2.18% | 0% | 2.18% |  |  |  |  | Winter |  | 2.18% | 0%
| 2046-03-01 | 747721.6506 | 0 | 747721.6506 | 17956.0037 | 41.6419 | 276 | 2046 | 2046-03-01 |  |  | 2.18% | 0% | 2.18% |  |  |  |  | Winter |  | 2.18% | 0%
| 2046-04-01 | 528413.2697 | 0 | 528413.2697 | 22296.2205 | 23.6997 | 277 | 2046 | 2046-04-01 |  |  | 2.18% | 0% | 2.18% |  |  |  |  | Winter |  | 2.18% | 0%
| 2046-05-01 | 497046.2262 | 0 | 497046.2262 | 22706.7884 | 21.8898 | 278 | 2046 | 2046-05-01 |  |  | 2.18% | 0% | 2.18% |  |  |  |  | Summer |  | 2.18% | 0%
| 2046-06-01 | 1048052.8236 | 0 | 1048052.8236 | 21745.8122 | 48.1956 | 279 | 2046 | 2046-06-01 |  |  | 2.18% | 0% | 2.18% |  |  |  |  | Summer |  | 2.18% | 0%
| 2046-07-01 | 780500.4511 | 0 | 780500.4511 | 13611.2778 | 57.3422 | 280 | 2046 | 2046-07-01 |  |  | 2.18% | 0% | 2.18% |  |  |  |  | Summer |  | 2.18% | 0%
| 2046-08-01 | 862291.9788 | 0 | 862291.9788 | 13189.1971 | 65.3787 | 281 | 2046 | 2046-08-01 |  |  | 2.18% | 0% | 2.18% |  |  |  |  | Summer |  | 2.18% | 0%
| 2046-09-01 | 648599.5025 | 0 | 648599.5025 | 11582.931 | 55.9961 | 282 | 2046 | 2046-09-01 |  |  | 2.18% | 0% | 2.18% |  |  |  |  | Winter |  | 2.18% | 0%
| 2046-10-01 | 1775374.613 | 0 | 1775374.613 | 23195.8256 | 76.5385 | 283 | 2046 | 2046-10-01 |  |  | 2.18% | 0% | 2.18% |  |  |  |  | Winter |  | 2.18% | 0%
| 2046-11-01 | 709342.4854 | 0 | 709342.4854 | 14022.6062 | 50.5856 | 284 | 2046 | 2046-11-01 |  |  | 2.18% | 0% | 2.18% |  |  |  |  | Winter |  | 2.18% | 0%
| 2046-12-01 | 1210793.2154 | 0 | 1210793.2154 | 14720.0414 | 82.2547 | 285 | 2046 | 2046-12-01 |  |  | 2.18% | 0% | 2.18% |  |  |  |  | Winter |  | 2.18% | 0%
| 2047-01-01 | 1082724.7849 | 0 | 1082724.7849 | 18859.187 | 57.411 | 287 | 2047 | 2047-01-01 |  |  | 2.18% | 0% | 2.18% |  |  |  |  | Winter |  | 2.18% | 0%
| 2047-02-01 | 1350604.4701 | 0 | 1350604.4701 | 18638.4784 | 72.4632 | 288 | 2047 | 2047-02-01 |  |  | 2.18% | 0% | 2.18% |  |  |  |  | Winter |  | 2.18% | 0%
| 2047-03-01 | 764021.9826 | 0 | 764021.9826 | 17956.0037 | 42.5497 | 289 | 2047 | 2047-03-01 |  |  | 2.18% | 0% | 2.18% |  |  |  |  | Winter |  | 2.18% | 0%
| 2047-04-01 | 539932.679 | 0 | 539932.679 | 22296.2205 | 24.2163 | 290 | 2047 | 2047-04-01 |  |  | 2.18% | 0% | 2.18% |  |  |  |  | Winter |  | 2.18% | 0%
| 2047-05-01 | 507881.8339 | 0 | 507881.8339 | 22706.7884 | 22.367 | 291 | 2047 | 2047-05-01 |  |  | 2.18% | 0% | 2.18% |  |  |  |  | Summer |  | 2.18% | 0%
| 2047-06-01 | 1070900.3751 | 0 | 1070900.3751 | 21745.8122 | 49.2463 | 292 | 2047 | 2047-06-01 |  |  | 2.18% | 0% | 2.18% |  |  |  |  | Summer |  | 2.18% | 0%
| 2047-07-01 | 797515.361 | 0 | 797515.361 | 13611.2778 | 58.5922 | 293 | 2047 | 2047-07-01 |  |  | 2.18% | 0% | 2.18% |  |  |  |  | Summer |  | 2.18% | 0%
| 2047-08-01 | 881089.944 | 0 | 881089.944 | 13189.1971 | 66.8039 | 294 | 2047 | 2047-08-01 |  |  | 2.18% | 0% | 2.18% |  |  |  |  | Summer |  | 2.18% | 0%
| 2047-09-01 | 662738.9717 | 0 | 662738.9717 | 11582.931 | 57.2169 | 295 | 2047 | 2047-09-01 |  |  | 2.18% | 0% | 2.18% |  |  |  |  | Winter |  | 2.18% | 0%
| 2047-10-01 | 1814077.7795 | 0 | 1814077.7795 | 23195.8256 | 78.2071 | 296 | 2047 | 2047-10-01 |  |  | 2.18% | 0% | 2.18% |  |  |  |  | Winter |  | 2.18% | 0%
| 2047-11-01 | 724806.1516 | 0 | 724806.1516 | 14022.6062 | 51.6884 | 297 | 2047 | 2047-11-01 |  |  | 2.18% | 0% | 2.18% |  |  |  |  | Winter |  | 2.18% | 0%
| 2047-12-01 | 1237188.5075 | 0 | 1237188.5075 | 14720.0414 | 84.0479 | 298 | 2047 | 2047-12-01 |  |  | 2.18% | 0% | 2.18% |  |  |  |  | Winter |  | 2.18% | 0%
| 2048-01-01 | 1106328.1852 | 0 | 1106328.1852 | 18859.187 | 58.6626 | 300 | 2048 | 2048-01-01 |  |  | 2.18% | 0% | 2.18% |  |  |  |  | Winter |  | 2.18% | 0%
| 2048-02-01 | 1380047.6475 | 0 | 1380047.6475 | 19304.1383 | 71.4897 | 301 | 2048 | 2048-02-01 |  |  | 2.18% | 3.571% | -1.343% |  |  |  |  | Winter |  | 2.18% | 0%
| 2048-03-01 | 780677.6618 | 0 | 780677.6618 | 17956.0037 | 43.4773 | 302 | 2048 | 2048-03-01 |  |  | 2.18% | 0% | 2.18% |  |  |  |  | Winter |  | 2.18% | 0%
| 2048-04-01 | 551703.2114 | 0 | 551703.2114 | 22296.2205 | 24.7442 | 303 | 2048 | 2048-04-01 |  |  | 2.18% | 0% | 2.18% |  |  |  |  | Winter |  | 2.18% | 0%
| 2048-05-01 | 518953.6579 | 0 | 518953.6579 | 22706.7884 | 22.8546 | 304 | 2048 | 2048-05-01 |  |  | 2.18% | 0% | 2.18% |  |  |  |  | Summer |  | 2.18% | 0%
| 2048-06-01 | 1094246.0033 | 0 | 1094246.0033 | 21745.8122 | 50.3198 | 305 | 2048 | 2048-06-01 |  |  | 2.18% | 0% | 2.18% |  |  |  |  | Summer |  | 2.18% | 0%
| 2048-07-01 | 814901.1958 | 0 | 814901.1958 | 13611.2778 | 59.8696 | 306 | 2048 | 2048-07-01 |  |  | 2.18% | 0% | 2.18% |  |  |  |  | Summer |  | 2.18% | 0%
| 2048-08-01 | 900297.7048 | 0 | 900297.7048 | 13189.1971 | 68.2602 | 307 | 2048 | 2048-08-01 |  |  | 2.18% | 0% | 2.18% |  |  |  |  | Summer |  | 2.18% | 0%
| 2048-09-01 | 677186.6812 | 0 | 677186.6812 | 11582.931 | 58.4642 | 308 | 2048 | 2048-09-01 |  |  | 2.18% | 0% | 2.18% |  |  |  |  | Winter |  | 2.18% | 0%
| 2048-10-01 | 1853624.6751 | 0 | 1853624.6751 | 23195.8256 | 79.912 | 309 | 2048 | 2048-10-01 |  |  | 2.18% | 0% | 2.18% |  |  |  |  | Winter |  | 2.18% | 0%
| 2048-11-01 | 740606.9257 | 0 | 740606.9257 | 14022.6062 | 52.8152 | 310 | 2048 | 2048-11-01 |  |  | 2.18% | 0% | 2.18% |  |  |  |  | Winter |  | 2.18% | 0%
| 2048-12-01 | 1264159.217 | 0 | 1264159.217 | 14720.0414 | 85.8801 | 311 | 2048 | 2048-12-01 |  |  | 2.18% | 0% | 2.18% |  |  |  |  | Winter |  | 2.18% | 0%
| 2049-01-01 | 1130446.1396 | 0 | 1130446.1396 | 18859.187 | 59.9414 | 313 | 2049 | 2049-01-01 |  |  | 2.18% | 0% | 2.18% |  |  |  |  | Winter |  | 2.18% | 0%
| 2049-02-01 | 1410132.6862 | 0 | 1410132.6862 | 18638.4784 | 75.6571 | 314 | 2049 | 2049-02-01 |  |  | 2.18% | -3.448% | 5.829% |  |  |  |  | Winter |  | 2.18% | 0%
| 2049-03-01 | 797696.4349 | 0 | 797696.4349 | 17956.0037 | 44.4251 | 315 | 2049 | 2049-03-01 |  |  | 2.18% | 0% | 2.18% |  |  |  |  | Winter |  | 2.18% | 0%
| 2049-04-01 | 563730.3414 | 0 | 563730.3414 | 22296.2205 | 25.2837 | 316 | 2049 | 2049-04-01 |  |  | 2.18% | 0% | 2.18% |  |  |  |  | Winter |  | 2.18% | 0%
| 2049-05-01 | 530266.8477 | 0 | 530266.8477 | 22706.7884 | 23.3528 | 317 | 2049 | 2049-05-01 |  |  | 2.18% | 0% | 2.18% |  |  |  |  | Summer |  | 2.18% | 0%
| 2049-06-01 | 1118100.5662 | 0 | 1118100.5662 | 21745.8122 | 51.4168 | 318 | 2049 | 2049-06-01 |  |  | 2.18% | 0% | 2.18% |  |  |  |  | Summer |  | 2.18% | 0%
| 2049-07-01 | 832666.0419 | 0 | 832666.0419 | 13611.2778 | 61.1747 | 319 | 2049 | 2049-07-01 |  |  | 2.18% | 0% | 2.18% |  |  |  |  | Summer |  | 2.18% | 0%
| 2049-08-01 | 919924.1947 | 0 | 919924.1947 | 13189.1971 | 69.7483 | 320 | 2049 | 2049-08-01 |  |  | 2.18% | 0% | 2.18% |  |  |  |  | Summer |  | 2.18% | 0%
| 2049-09-01 | 691949.3509 | 0 | 691949.3509 | 11582.931 | 59.7387 | 321 | 2049 | 2049-09-01 |  |  | 2.18% | 0% | 2.18% |  |  |  |  | Winter |  | 2.18% | 0%
| 2049-10-01 | 1894033.693 | 0 | 1894033.693 | 23195.8256 | 81.6541 | 322 | 2049 | 2049-10-01 |  |  | 2.18% | 0% | 2.18% |  |  |  |  | Winter |  | 2.18% | 0%
| 2049-11-01 | 756752.1567 | 0 | 756752.1567 | 14022.6062 | 53.9666 | 323 | 2049 | 2049-11-01 |  |  | 2.18% | 0% | 2.18% |  |  |  |  | Winter |  | 2.18% | 0%
| 2049-12-01 | 1291717.8879 | 0 | 1291717.8879 | 14720.0414 | 87.7523 | 324 | 2049 | 2049-12-01 |  |  | 2.18% | 0% | 2.18% |  |  |  |  | Winter |  | 2.18% | 0%
| 2050-01-01 | 1155089.8655 | 0 | 1155089.8655 | 18859.187 | 61.2481 | 326 | 2050 | 2050-01-01 |  |  | 2.18% | 0% | 2.18% |  |  |  |  | Winter |  | 2.18% | 0%
| 2050-02-01 | 1440873.5788 | 0 | 1440873.5788 | 18638.4784 | 77.3064 | 327 | 2050 | 2050-02-01 |  |  | 2.18% | 0% | 2.18% |  |  |  |  | Winter |  | 2.18% | 0%
| 2050-03-01 | 815086.2172 | 0 | 815086.2172 | 17956.0037 | 45.3935 | 328 | 2050 | 2050-03-01 |  |  | 2.18% | 0% | 2.18% |  |  |  |  | Winter |  | 2.18% | 0%
| 2050-04-01 | 576019.6628 | 0 | 576019.6628 | 22296.2205 | 25.8349 | 329 | 2050 | 2050-04-01 |  |  | 2.18% | 0% | 2.18% |  |  |  |  | Winter |  | 2.18% | 0%
| 2050-05-01 | 541826.6649 | 0 | 541826.6649 | 22706.7884 | 23.8619 | 330 | 2050 | 2050-05-01 |  |  | 2.18% | 0% | 2.18% |  |  |  |  | Summer |  | 2.18% | 0%
| 2050-06-01 | 1142475.1585 | 0 | 1142475.1585 | 21745.8122 | 52.5377 | 331 | 2050 | 2050-06-01 |  |  | 2.18% | 0% | 2.18% |  |  |  |  | Summer |  | 2.18% | 0%
| 2050-07-01 | 850818.1616 | 0 | 850818.1616 | 13611.2778 | 62.5083 | 332 | 2050 | 2050-07-01 |  |  | 2.18% | 0% | 2.18% |  |  |  |  | Summer |  | 2.18% | 0%
| 2050-08-01 | 939978.5422 | 0 | 939978.5422 | 13189.1971 | 71.2688 | 333 | 2050 | 2050-08-01 |  |  | 2.18% | 0% | 2.18% |  |  |  |  | Summer |  | 2.18% | 0%
| 2050-09-01 | 707033.8467 | 0 | 707033.8467 | 11582.931 | 61.041 | 334 | 2050 | 2050-09-01 |  |  | 2.18% | 0% | 2.18% |  |  |  |  | Winter |  | 2.18% | 0%
| 2050-10-01 | 1935323.6275 | 0 | 1935323.6275 | 23195.8256 | 83.4341 | 335 | 2050 | 2050-10-01 |  |  | 2.18% | 0% | 2.18% |  |  |  |  | Winter |  | 2.18% | 0%
| 2050-11-01 | 773249.3537 | 0 | 773249.3537 | 14022.6062 | 55.1431 | 336 | 2050 | 2050-11-01 |  |  | 2.18% | 0% | 2.18% |  |  |  |  | Winter |  | 2.18% | 0%
| 2050-12-01 | 1319877.3379 | 0 | 1319877.3379 | 14720.0414 | 89.6653 | 337 | 2050 | 2050-12-01 |  |  | 2.18% | 0% | 2.18% |  |  |  |  | Winter |  | 2.18% | 0%
[21 empty] | 2.18% | 0%
[21 empty] | 2.18% | 0%
[21 empty] | 2.18% | 0%
[21 empty] | 2.18% | 0%
[21 empty] | 2.18% | 0%
[21 empty] | 2.18% | 0%
[21 empty] | 2.18% | 0%
[21 empty] | 2.18% | 0%
[21 empty] | 2.18% | 0%
[21 empty] | 2.18% | 0%
[21 empty] | 2.18% | 0%
[21 empty] | 2.18% | 0%
[21 empty] | 2.18% | 0%
[21 empty] | 2.18% | 0%
[21 empty] | 2.18% | 0%
[21 empty] | 2.18% | 0%
[21 empty] | 2.18% | 0%
[21 empty] | 2.18% | 0%
[21 empty] | 2.18% | 0%
[21 empty] | 2.18% | 0%
[21 empty] | 2.18% | 0%
2.18%
2.18%
2.18%
2.18%
2.18%
2.18%
2.18%
2.18%
2.18%
2.18%
2.18%
2.18%
2.18%
2.18%
2.18%
2.18%
2.18%
2.18%
2.18%
2.18%
2.18%
2.18%
2.18%
2.18%
2.18%
2.18%
2.18%
2.18%
2.18%
2.18%
2.18%
2.18%
2.18%
2.18%

## Table3Compare (hidden)
Total Fixed Cost
$/kW-yr | WD_.PX.BDG._.PTC.Utility_Scale | WD_.PX.BDG._.PTC.Utility_Scale | WD_.PX.BDG._.PTC.Utility_Scale | WD_.PX.DJW._.PTC.Utility_Scale | WD_.PX.DJW._.PTC.Utility_Scale | WD_.PX.DJW._.PTC.Utility_Scale | PV_.PX.BDG._.PTC.Utility_Scale | PV_.PX.HTG._.PTC.Utility_Scale | PV_.PX.NTN._.PTC.Utility_Scale | PV_.PX.UTS._.PTC.Utility_Scale
COD | 2029 | 2030 | 2031 | 2029 | 2030 | 2031 | 2031 | 2031 | 2031 | 2031
| WIND | WIND | WIND | WIND | WIND | WIND | Solar | Solar | Solar | Solar
| WD_.PX.BDG._.PTC.Utility_Scale2029 | WD_.PX.BDG._.PTC.Utility_Scale2030 | WD_.PX.BDG._.PTC.Utility_Scale2031 | WD_.PX.DJW._.PTC.Utility_Scale2029 | WD_.PX.DJW._.PTC.Utility_Scale2030 | WD_.PX.DJW._.PTC.Utility_Scale2031 | PV_.PX.BDG._.PTC.Utility_Scale2031 | PV_.PX.HTG._.PTC.Utility_Scale2031 | PV_.PX.NTN._.PTC.Utility_Scale2031 | PV_.PX.UTS._.PTC.Utility_Scale2031
2024 | 0 | 0 | 0 | 0 | 0 | 0 | 0 | 0 | 0 | 0
2025 | 0 | 0 | 0 | 0 | 0 | 0 | 0 | 0 | 0 | 0
2026 | 0 | 0 | 0 | 0 | 0 | 0 | 0 | 0 | 0 | 0
2027 | 0 | 0 | 0 | 0 | 0 | 0 | 0 | 0 | 0 | 0
2028 | 0 | 0 | 0 | 0 | 0 | 0 | 0 | 0 | 0 | 0
2029 | 123.3091 | 0 | 0 | 123.3091 | 0 | 0 | 0 | 0 | 0 | 0
2030 | 125.9973 | 123.9838 | 0 | 125.9973 | 123.9838 | 0 | 0 | 0 | 0 | 0
2031 | 128.744 | 126.6866 | 125.7513 | 128.744 | 126.6866 | 125.7513 | 100.775 | 100.775 | 100.775 | 100.775
2032 | 131.5506 | 129.4484 | 128.4926 | 131.5506 | 129.4484 | 128.4926 | 102.9719 | 102.9719 | 102.9719 | 102.9719
2033 | 134.4185 | 132.2704 | 131.2938 | 134.4185 | 132.2704 | 131.2938 | 105.2167 | 105.2167 | 105.2167 | 105.2167
2034 | 137.3488 | 135.1539 | 134.156 | 137.3488 | 135.1539 | 134.156 | 107.5104 | 107.5104 | 107.5104 | 107.5104
2035 | 140.343 | 138.1002 | 137.0806 | 140.343 | 138.1002 | 137.0806 | 109.8541 | 109.8541 | 109.8541 | 109.8541
2036 | 143.4025 | 141.1108 | 140.0689 | 143.4025 | 141.1108 | 140.0689 | 112.249 | 112.249 | 112.249 | 112.249
2037 | 146.5286 | 144.187 | 143.1225 | 146.5286 | 144.187 | 143.1225 | 114.696 | 114.696 | 114.696 | 114.696
2038 | 149.723 | 147.3303 | 146.2425 | 149.723 | 147.3303 | 146.2425 | 117.1964 | 117.1964 | 117.1964 | 117.1964
2039 | 152.9869 | 150.5421 | 149.4306 | 152.9869 | 150.5421 | 149.4306 | 119.7512 | 119.7512 | 119.7512 | 119.7512
2040 | 156.322 | 153.8239 | 152.6882 | 156.322 | 153.8239 | 152.6882 | 122.3618 | 122.3618 | 122.3618 | 122.3618
2041 | 159.7298 | 157.1773 | 156.0168 | 159.7298 | 157.1773 | 156.0168 | 125.0293 | 125.0293 | 125.0293 | 125.0293
2042 | 163.212 | 160.6037 | 159.418 | 163.212 | 160.6037 | 159.418 | 127.755 | 127.755 | 127.755 | 127.755
2043 | 166.77 | 164.1049 | 162.8933 | 166.77 | 164.1049 | 162.8933 | 130.54 | 130.54 | 130.54 | 130.54
2044 | 170.4056 | 167.6824 | 166.4443 | 170.4056 | 167.6824 | 166.4443 | 133.3858 | 133.3858 | 133.3858 | 133.3858
2045 | 174.1204 | 171.3379 | 170.0728 | 174.1204 | 171.3379 | 170.0728 | 136.2936 | 136.2936 | 136.2936 | 136.2936
2046 | 177.9162 | 175.073 | 173.7804 | 177.9162 | 175.073 | 173.7804 | 139.2648 | 139.2648 | 139.2648 | 139.2648
2047 | 181.7948 | 178.8896 | 177.5688 | 181.7948 | 178.8896 | 177.5688 | 142.3008 | 142.3008 | 142.3008 | 142.3008
2048 | 185.7579 | 182.7894 | 181.4398 | 185.7579 | 182.7894 | 181.4398 | 145.4029 | 145.4029 | 145.4029 | 145.4029
2049 | 189.8075 | 186.7742 | 185.3952 | 189.8075 | 186.7742 | 185.3952 | 148.5727 | 148.5727 | 148.5727 | 148.5727
2050 | 183.1889 | 190.8459 | 189.4368 | 193.9453 | 190.8459 | 189.4368 | 151.8116 | 151.8116 | 151.8116 | 151.8116
2051 | 0 | 195.0063 | 193.5666 | 198.1733 | 195.0063 | 193.5666 | 155.1211 | 155.1211 | 155.1211 | 155.1211
2052 | 0 | 199.2575 | 197.7863 | 202.4934 | 199.2575 | 197.7863 | 158.5027 | 158.5027 | 158.5027 | 158.5027
2053 | 0 | 203.6013 | 202.0981 | 206.9078 | 203.6013 | 202.0981 | 161.9581 | 161.9581 | 161.9581 | 161.9581
2054 | 0 | 208.0398 | 206.5038 | 211.4184 | 208.0398 | 206.5038 | 165.4888 | 165.4888 | 165.4888 | 165.4888
2055 | 0 | 212.5751 | 211.0056 | 216.0273 | 212.5751 | 211.0056 | 169.0964 | 169.0964 | 169.0964 | 169.0964
15 uear nominal levelized
$/kW-yr | 140.5139 | 141.2826 | 143.2967 | 140.5139 | 141.2826 | 143.2967 | 114.8357 | 114.8357 | 114.8357 | 114.8357
MW | 100 | 100 | 100 | 100 | 100 | 244.1898 | 88.5 | 405.9404 | 100 | 73.5
CC
Total Fixed Cost
Wind Sorted by $/kW-yr_CC_Adj | COD | $/kW-yr | MW | CC at COD
WD_.PX.BDG._.PTC.Utility_Scale2029 | 2029 | 140.5139 | 100 | 0
WD_.PX.BDG._.PTC.Utility_Scale2030 | 2030 | 141.2826 | 100 | 0
WD_.PX.BDG._.PTC.Utility_Scale2031 | 2031 | 143.2967 | 100 | 0
WD_.PX.DJW._.PTC.Utility_Scale2029 | 2029 | 140.5139 | 100 | 0
WD_.PX.DJW._.PTC.Utility_Scale2030 | 2030 | 141.2826 | 100 | 0
WD_.PX.DJW._.PTC.Utility_Scale2031 | 2031 | 143.2967 | 244.1898 | 0
PV_.PX.BDG._.PTC.Utility_Scale2031 | 2031 | 114.8357 | 88.5 | 0
PV_.PX.HTG._.PTC.Utility_Scale2031 | 2031 | 114.8357 | 405.9404 | 0
PV_.PX.NTN._.PTC.Utility_Scale2031 | 2031 | 114.8357 | 100 | 0
PV_.PX.UTS._.PTC.Utility_Scale2031 | 2031 | 114.8357 | 73.5 | 0
Solar Sorted by $/kW-yr_CC_Adj | COD | COD | COD | $/kW-yr | MW | MW | CC at COD
PV_.PX.WMV._.PTC.Utility_Scale2036 | #N/A | #N/A | #N/A | #N/A | #N/A | #N/A | #N/A
PV_.PX.WMV._.PTC.Utility_Scale2032 | #N/A | #N/A | #N/A | #N/A | #N/A | #N/A | #N/A
PV_.PX.YAK._.PTC.Utility_Scale2032 | #N/A | #N/A | #N/A | #N/A | #N/A | #N/A | #N/A

## 2025 IRP Assumptions (hidden)
Collection | Parent Object | Child Object | Property | Value | Data File | Units | Band | Date From | Date To | Timeslice | Action | Expression | Scenario | Memo | Category
Generators | System | PV_.PX.BDG._.PTC.Utility_Scale | Build Cost | 1216.55 |  | $/kW | 1 |  |  |  | × | IRPPVESC |  |  | New Solar
Generators | System | PV_.PX.BOR._.PTC.Utility_Scale | Build Cost | 1228.72 |  | $/kW | 1 |  |  |  | × | IRPPVESC |  |  | New Solar
Generators | System | PV_.PX.CLV._.PTC.Small_Scale | Build Cost | 1984.28 |  | $/kW | 1 |  |  |  | × | IRPPVESC_Small |  |  | New Solar
Generators | System | PV_.PX.COR._.PTC.Small_Scale | Build Cost | 2082.51 |  | $/kW | 1 |  |  |  | × | IRPPVESC_Small |  |  | New Solar
Generators | System | PV_.PX.COR._.PTC.Utility_Scale | Build Cost | 1289.55 |  | $/kW | 1 |  |  |  | × | IRPPVESC |  |  | New Solar
Generators | System | PV_.PX.DJW._.PTC.Utility_Scale | Build Cost | 1216.55 |  | $/kW | 1 |  |  |  | × | IRPPVESC |  |  | New Solar
Generators | System | PV_.PX.GOE._.PTC.Small_Scale | Build Cost | 1984.28 |  | $/kW | 1 |  |  |  | × | IRPPVESC_Small |  |  | New Solar
Generators | System | PV_.PX.GOE._.PTC.Utility_Scale | Build Cost | 1228.72 |  | $/kW | 1 |  |  |  | × | IRPPVESC |  |  | New Solar
Generators | System | PV_.PX.HTG._.PTC.Utility_Scale | Build Cost | 1216.55 |  | $/kW | 1 |  |  |  | × | IRPPVESC |  |  | New Solar
Generators | System | PV_.PX.NTN._.PTC.Utility_Scale | Build Cost | 1216.55 |  | $/kW | 1 |  |  |  | × | IRPPVESC |  |  | New Solar
Generators | System | PV_.PX.NUT._.PTC.Small_Scale | Build Cost | 1984.28 |  | $/kW | 1 |  |  |  | × | IRPPVESC_Small |  |  | New Solar
Generators | System | PV_.PX.NUT._.PTC.Utility_Scale | Build Cost | 1228.72 |  | $/kW | 1 |  |  |  | × | IRPPVESC |  |  | New Solar
Generators | System | PV_.PX.SOR._.PTC.Small_Scale | Build Cost | 2180.75 |  | $/kW | 1 |  |  |  | × | IRPPVESC_Small |  |  | New Solar
Generators | System | PV_.PX.SOR._.PTC.Utility_Scale | Build Cost | 1350.37 |  | $/kW | 1 |  |  |  | × | IRPPVESC |  |  | New Solar
Generators | System | PV_.PX.SUM._.PTC.Utility_Scale | Build Cost | 1289.55 |  | $/kW | 1 |  |  |  | × | IRPPVESC |  |  | New Solar
Generators | System | PV_.PX.UTS._.PTC.Small_Scale | Build Cost | 1964.64 |  | $/kW | 1 |  |  |  | × | IRPPVESC_Small |  |  | New Solar
Generators | System | PV_.PX.UTS._.PTC.Utility_Scale | Build Cost | 1216.55 |  | $/kW | 1 |  |  |  | × | IRPPVESC |  |  | New Solar
Generators | System | PV_.PX.WMV._.PTC.Small_Scale | Build Cost | 2082.51 |  | $/kW | 1 |  |  |  | × | IRPPVESC_Small |  |  | New Solar
Generators | System | PV_.PX.WMV._.PTC.Utility_Scale | Build Cost | 1289.55 |  | $/kW | 1 |  |  |  | × | IRPPVESC |  |  | New Solar
Generators | System | PV_.PX.WSF._.PTC.Small_Scale | Build Cost | 1964.64 |  | $/kW | 1 |  |  |  | × | IRPPVESC_Small |  |  | New Solar
Generators | System | PV_.PX.WWA._.PTC.Small_Scale | Build Cost | 2003.93 |  | $/kW | 1 |  |  |  | × | IRPPVESC_Small |  |  | New Solar
Generators | System | PV_.PX.WWA._.PTC.Utility_Scale | Build Cost | 1240.88 |  | $/kW | 1 |  |  |  | × | IRPPVESC |  |  | New Solar
Generators | System | PV_.PX.WYC._.PTC.Small_Scale | Build Cost | 1964.64 |  | $/kW | 1 |  |  |  | × | IRPPVESC_Small |  |  | New Solar
Generators | System | PV_.PX.WYE._.PTC.Small_Scale | Build Cost | 1964.64 |  | $/kW | 1 |  |  |  | × | IRPPVESC_Small |  |  | New Solar
Generators | System | PV_.PX.WYE._.PTC.Utility_Scale | Build Cost | 1216.55 |  | $/kW | 1 |  |  |  | × | IRPPVESC |  |  | New Solar
Generators | System | PV_.PX.WYN._.PTC.Small_Scale | Build Cost | 1964.64 |  | $/kW | 1 |  |  |  | × | IRPPVESC_Small |  |  | New Solar
Generators | System | PV_.PX.YAK._.PTC.Small_Scale | Build Cost | 2003.93 |  | $/kW | 1 |  |  |  | × | IRPPVESC_Small |  |  | New Solar
Generators | System | PV_.PX.YAK._.PTC.Utility_Scale | Build Cost | 1240.88 |  | $/kW | 1 |  |  |  | × | IRPPVESC |  |  | New Solar
Generators | System | WD_.PX.BDG._.PTC.Utility_Scale | Build Cost | 1392.68 |  | $/kW | 1 |  |  |  | × | IRPWDESC |  |  | New Wind
Generators | System | WD_.PX.BOR._.PTC.Utility_Scale | Build Cost | 1449.53 |  | $/kW | 1 |  |  |  | × | IRPWDESC |  |  | New Wind
Generators | System | WD_.PX.CLV._.PTC.Small_Scale | Build Cost | 2605.68 |  | $/kW | 1 |  |  |  | × | IRPWDESC_Small |  |  | New Wind
Generators | System | WD_.PX.COR._.PTC.Small_Scale | Build Cost | 2835.59 |  | $/kW | 1 |  |  |  | × | IRPWDESC_Small |  |  | New Wind
Generators | System | WD_.PX.COR._.PTC.Utility_Scale | Build Cost | 1577.43 |  | $/kW | 1 |  |  |  | × | IRPWDESC |  |  | New Wind
Generators | System | WD_.PX.DJW._.PTC.Utility_Scale | Build Cost | 1392.68 |  | $/kW | 1 |  |  |  | × | IRPWDESC |  |  | New Wind
Generators | System | WD_.PX.GOE._.PTC.Small_Scale | Build Cost | 2605.68 |  | $/kW | 1 |  |  |  | × | IRPWDESC_Small |  |  | New Wind
Generators | System | WD_.PX.GOE._.PTC.Utility_Scale | Build Cost | 1449.53 |  | $/kW | 1 |  |  |  | × | IRPWDESC |  |  | New Wind
Generators | System | WD_.PX.HTG._.PTC.Utility_Scale | Build Cost | 1435.32 |  | $/kW | 1 |  |  |  | × | IRPWDESC |  |  | New Wind
Generators | System | WD_.PX.NTN._.PTC.Utility_Scale | Build Cost | 1435.32 |  | $/kW | 1 |  |  |  | × | IRPWDESC |  |  | New Wind
Generators | System | WD_.PX.NUT._.PTC.Small_Scale | Build Cost | 2605.68 |  | $/kW | 1 |  |  |  | × | IRPWDESC_Small |  |  | New Wind
Generators | System | WD_.PX.NUT._.PTC.Utility_Scale | Build Cost | 1449.53 |  | $/kW | 1 |  |  |  | × | IRPWDESC |  |  | New Wind
Generators | System | WD_.PX.SOR._.PTC.Offshore | Build Cost | 9841.87 |  | $/kW | 1 |  |  |  | × | IRPWDESC_Offshore |  |  | New Wind
Generators | System | WD_.PX.SOR._.PTC.Small_Scale | Build Cost | 3014.41 |  | $/kW | 1 |  |  |  | × | IRPWDESC_Small |  |  | New Wind
Generators | System | WD_.PX.SOR._.PTC.Utility_Scale | Build Cost | 1676.9 |  | $/kW | 1 |  |  |  | × | IRPWDESC |  |  | New Wind
Generators | System | WD_.PX.SUM._.PTC.Utility_Scale | Build Cost | 1577.43 |  | $/kW | 1 |  |  |  | × | IRPWDESC |  |  | New Wind
Generators | System | WD_.PX.UTS._.PTC.Small_Scale | Build Cost | 2580.13 |  | $/kW | 1 |  |  |  | × | IRPWDESC_Small |  |  | New Wind
Generators | System | WD_.PX.UTS._.PTC.Utility_Scale | Build Cost | 1435.32 |  | $/kW | 1 |  |  |  | × | IRPWDESC |  |  | New Wind
Generators | System | WD_.PX.WMV._.PTC.Small_Scale | Build Cost | 2835.59 |  | $/kW | 1 |  |  |  | × | IRPWDESC_Small |  |  | New Wind
Generators | System | WD_.PX.WMV._.PTC.Utility_Scale | Build Cost | 1577.43 |  | $/kW | 1 |  |  |  | × | IRPWDESC |  |  | New Wind
Generators | System | WD_.PX.WSF._.PTC.Small_Scale | Build Cost | 2580.13 |  | $/kW | 1 |  |  |  | × | IRPWDESC_Small |  |  | New Wind
Generators | System | WD_.PX.WWA._.PTC.Small_Scale | Build Cost | 2656.77 |  | $/kW | 1 |  |  |  | × | IRPWDESC_Small |  |  | New Wind
Generators | System | WD_.PX.WWA._.PTC.Utility_Scale | Build Cost | 1477.95 |  | $/kW | 1 |  |  |  | × | IRPWDESC |  |  | New Wind
Generators | System | WD_.PX.WYC._.PTC.Small_Scale | Build Cost | 2503.49 |  | $/kW | 1 |  |  |  | × | IRPWDESC_Small |  |  | New Wind
Generators | System | WD_.PX.WYE._.PTC.Small_Scale | Build Cost | 2503.49 |  | $/kW | 1 |  |  |  | × | IRPWDESC_Small |  |  | New Wind
Generators | System | WD_.PX.WYE._.PTC.Utility_Scale | Build Cost | 1392.68 |  | $/kW | 1 |  |  |  | × | IRPWDESC |  |  | New Wind
Generators | System | WD_.PX.WYN._.PTC.Small_Scale | Build Cost | 2503.49 |  | $/kW | 1 |  |  |  | × | IRPWDESC_Small |  |  | New Wind
Generators | System | WD_.PX.YAK._.PTC.Small_Scale | Build Cost | 2656.77 |  | $/kW | 1 |  |  |  | × | IRPWDESC_Small |  |  | New Wind
Generators | System | WD_.PX.YAK._.PTC.Utility_Scale | Build Cost | 1477.95 |  | $/kW | 1 |  |  |  | × | IRPWDESC |  |  | New Wind
Generators | System | GSC.PX.BDG._.___.Frame | Build Cost | 1235.75 |  | $/kW | 1 |  |  |  | × | Inflation |  |  | New Gas
Generators | System | PV_.PX.BDG._.PTC.Utility_Scale | FO&M Charge | 20.52 |  | $/kW/yr | 1 |  |  |  | × | Inflation |  |  | New Solar
Generators | System | PV_.PX.BOR._.PTC.Utility_Scale | FO&M Charge | 20.52 |  | $/kW/yr | 1 |  |  |  | × | Inflation |  |  | New Solar
Generators | System | PV_.PX.CLV._.PTC.Small_Scale | FO&M Charge | 18.16 |  | $/kW/yr | 1 |  |  |  | × | Inflation |  |  | New Solar
Generators | System | PV_.PX.COR._.PTC.Small_Scale | FO&M Charge | 18.16 |  | $/kW/yr | 1 |  |  |  | × | Inflation |  |  | New Solar
Generators | System | PV_.PX.COR._.PTC.Utility_Scale | FO&M Charge | 20.52 |  | $/kW/yr | 1 |  |  |  | × | Inflation |  |  | New Solar
Generators | System | PV_.PX.DJW._.PTC.Utility_Scale | FO&M Charge | 20.52 |  | $/kW/yr | 1 |  |  |  | × | Inflation |  |  | New Solar
Generators | System | PV_.PX.GOE._.PTC.Small_Scale | FO&M Charge | 18.16 |  | $/kW/yr | 1 |  |  |  | × | Inflation |  |  | New Solar
Generators | System | PV_.PX.GOE._.PTC.Utility_Scale | FO&M Charge | 20.52 |  | $/kW/yr | 1 |  |  |  | × | Inflation |  |  | New Solar
Generators | System | PV_.PX.HTG._.PTC.Utility_Scale | FO&M Charge | 20.52 |  | $/kW/yr | 1 |  |  |  | × | Inflation |  |  | New Solar
Generators | System | PV_.PX.NTN._.PTC.Utility_Scale | FO&M Charge | 20.52 |  | $/kW/yr | 1 |  |  |  | × | Inflation |  |  | New Solar
Generators | System | PV_.PX.NUT._.PTC.Small_Scale | FO&M Charge | 18.16 |  | $/kW/yr | 1 |  |  |  | × | Inflation |  |  | New Solar
Generators | System | PV_.PX.NUT._.PTC.Utility_Scale | FO&M Charge | 20.52 |  | $/kW/yr | 1 |  |  |  | × | Inflation |  |  | New Solar
Generators | System | PV_.PX.SOR._.PTC.Small_Scale | FO&M Charge | 18.16 |  | $/kW/yr | 1 |  |  |  | × | Inflation |  |  | New Solar
Generators | System | PV_.PX.SOR._.PTC.Utility_Scale | FO&M Charge | 20.52 |  | $/kW/yr | 1 |  |  |  | × | Inflation |  |  | New Solar
Generators | System | PV_.PX.SUM._.PTC.Utility_Scale | FO&M Charge | 20.52 |  | $/kW/yr | 1 |  |  |  | × | Inflation |  |  | New Solar
Generators | System | PV_.PX.UTS._.PTC.Small_Scale | FO&M Charge | 18.16 |  | $/kW/yr | 1 |  |  |  | × | Inflation |  |  | New Solar
Generators | System | PV_.PX.UTS._.PTC.Utility_Scale | FO&M Charge | 20.52 |  | $/kW/yr | 1 |  |  |  | × | Inflation |  |  | New Solar
Generators | System | PV_.PX.WMV._.PTC.Small_Scale | FO&M Charge | 18.16 |  | $/kW/yr | 1 |  |  |  | × | Inflation |  |  | New Solar
Generators | System | PV_.PX.WMV._.PTC.Utility_Scale | FO&M Charge | 20.52 |  | $/kW/yr | 1 |  |  |  | × | Inflation |  |  | New Solar
Generators | System | PV_.PX.WSF._.PTC.Small_Scale | FO&M Charge | 18.16 |  | $/kW/yr | 1 |  |  |  | × | Inflation |  |  | New Solar
Generators | System | PV_.PX.WWA._.PTC.Small_Scale | FO&M Charge | 18.16 |  | $/kW/yr | 1 |  |  |  | × | Inflation |  |  | New Solar
Generators | System | PV_.PX.WWA._.PTC.Utility_Scale | FO&M Charge | 20.52 |  | $/kW/yr | 1 |  |  |  | × | Inflation |  |  | New Solar
Generators | System | PV_.PX.WYC._.PTC.Small_Scale | FO&M Charge | 18.16 |  | $/kW/yr | 1 |  |  |  | × | Inflation |  |  | New Solar
Generators | System | PV_.PX.WYE._.PTC.Small_Scale | FO&M Charge | 18.16 |  | $/kW/yr | 1 |  |  |  | × | Inflation |  |  | New Solar
Generators | System | PV_.PX.WYE._.PTC.Utility_Scale | FO&M Charge | 20.52 |  | $/kW/yr | 1 |  |  |  | × | Inflation |  |  | New Solar
Generators | System | PV_.PX.WYN._.PTC.Small_Scale | FO&M Charge | 18.16 |  | $/kW/yr | 1 |  |  |  | × | Inflation |  |  | New Solar
Generators | System | PV_.PX.YAK._.PTC.Small_Scale | FO&M Charge | 18.16 |  | $/kW/yr | 1 |  |  |  | × | Inflation |  |  | New Solar
Generators | System | PV_.PX.YAK._.PTC.Utility_Scale | FO&M Charge | 20.52 |  | $/kW/yr | 1 |  |  |  | × | Inflation |  |  | New Solar | Include
Generators | System | WD_.PX.BDG._.PTC.Utility_Scale | FO&M Charge | 31.65 |  | $/kW/yr | 1 |  |  |  | × | Inflation |  |  | New Wind
Generators | System | WD_.PX.BOR._.PTC.Utility_Scale | FO&M Charge | 31.65 |  | $/kW/yr | 1 |  |  |  | × | Inflation |  |  | New Wind
Generators | System | WD_.PX.CLV._.PTC.Small_Scale | FO&M Charge | 38.79 |  | $/kW/yr | 1 |  |  |  | × | Inflation |  |  | New Wind
Generators | System | WD_.PX.COR._.PTC.Small_Scale | FO&M Charge | 38.79 |  | $/kW/yr | 1 |  |  |  | × | Inflation |  |  | New Wind
Generators | System | WD_.PX.COR._.PTC.Utility_Scale | FO&M Charge | 31.65 |  | $/kW/yr | 1 |  |  |  | × | Inflation |  |  | New Wind
Generators | System | WD_.PX.DJW._.PTC.Utility_Scale | FO&M Charge | 31.65 |  | $/kW/yr | 1 |  |  |  | × | Inflation |  |  | New Wind
Generators | System | WD_.PX.GOE._.PTC.Small_Scale | FO&M Charge | 38.79 |  | $/kW/yr | 1 |  |  |  | × | Inflation |  |  | New Wind
Generators | System | WD_.PX.GOE._.PTC.Utility_Scale | FO&M Charge | 31.65 |  | $/kW/yr | 1 |  |  |  | × | Inflation |  |  | New Wind
Generators | System | WD_.PX.HTG._.PTC.Utility_Scale | FO&M Charge | 31.65 |  | $/kW/yr | 1 |  |  |  | × | Inflation |  |  | New Wind
Generators | System | WD_.PX.NTN._.PTC.Utility_Scale | FO&M Charge | 31.65 |  | $/kW/yr | 1 |  |  |  | × | Inflation |  |  | New Wind
Generators | System | WD_.PX.NUT._.PTC.Small_Scale | FO&M Charge | 38.79 |  | $/kW/yr | 1 |  |  |  | × | Inflation |  |  | New Wind
Generators | System | WD_.PX.NUT._.PTC.Utility_Scale | FO&M Charge | 31.65 |  | $/kW/yr | 1 |  |  |  | × | Inflation |  |  | New Wind
Generators | System | WD_.PX.SOR._.PTC.Offshore | FO&M Charge | 69.26 |  | $/kW/yr | 1 |  |  |  | × | Inflation |  |  | New Wind
Generators | System | WD_.PX.SOR._.PTC.Small_Scale | FO&M Charge | 38.79 |  | $/kW/yr | 1 |  |  |  | × | Inflation |  |  | New Wind
Generators | System | WD_.PX.SOR._.PTC.Utility_Scale | FO&M Charge | 31.65 |  | $/kW/yr | 1 |  |  |  | × | Inflation |  |  | New Wind
Generators | System | WD_.PX.SUM._.PTC.Utility_Scale | FO&M Charge | 31.65 |  | $/kW/yr | 1 |  |  |  | × | Inflation |  |  | New Wind
Generators | System | WD_.PX.UTS._.PTC.Small_Scale | FO&M Charge | 38.79 |  | $/kW/yr | 1 |  |  |  | × | Inflation |  |  | New Wind
Generators | System | WD_.PX.UTS._.PTC.Utility_Scale | FO&M Charge | 31.65 |  | $/kW/yr | 1 |  |  |  | × | Inflation |  |  | New Wind
Generators | System | WD_.PX.WMV._.PTC.Small_Scale | FO&M Charge | 38.79 |  | $/kW/yr | 1 |  |  |  | × | Inflation |  |  | New Wind
Generators | System | WD_.PX.WMV._.PTC.Utility_Scale | FO&M Charge | 31.65 |  | $/kW/yr | 1 |  |  |  | × | Inflation |  |  | New Wind
Generators | System | WD_.PX.WSF._.PTC.Small_Scale | FO&M Charge | 38.79 |  | $/kW/yr | 1 |  |  |  | × | Inflation |  |  | New Wind
Generators | System | WD_.PX.WWA._.PTC.Small_Scale | FO&M Charge | 38.79 |  | $/kW/yr | 1 |  |  |  | × | Inflation |  |  | New Wind
Generators | System | WD_.PX.WWA._.PTC.Utility_Scale | FO&M Charge | 31.65 |  | $/kW/yr | 1 |  |  |  | × | Inflation |  |  | New Wind
Generators | System | WD_.PX.WYC._.PTC.Small_Scale | FO&M Charge | 38.79 |  | $/kW/yr | 1 |  |  |  | × | Inflation |  |  | New Wind
Generators | System | WD_.PX.WYE._.PTC.Small_Scale | FO&M Charge | 38.79 |  | $/kW/yr | 1 |  |  |  | × | Inflation |  |  | New Wind
Generators | System | WD_.PX.WYE._.PTC.Utility_Scale | FO&M Charge | 31.65 |  | $/kW/yr | 1 |  |  |  | × | Inflation |  |  | New Wind
Generators | System | WD_.PX.WYN._.PTC.Small_Scale | FO&M Charge | 38.79 |  | $/kW/yr | 1 |  |  |  | × | Inflation |  |  | New Wind
Generators | System | WD_.PX.YAK._.PTC.Small_Scale | FO&M Charge | 38.79 |  | $/kW/yr | 1 |  |  |  | × | Inflation |  |  | New Wind
Generators | System | WD_.PX.YAK._.PTC.Utility_Scale | FO&M Charge | 31.65 |  | $/kW/yr | 1 |  |  |  | × | Inflation |  |  | New Wind
Generators | System | GSC.PX.BDG._.___.Frame | FO&M Charge | 54.56 |  | $/kW/yr | 1 |  |  |  | × | Inflation |  |  | New Gas
Variables | System | 25IRP LI BAT 200 FOM | Profile | 38.77 |  | - | 1 |  |  |  | × | Inflation |  |  | -
Variables | System | 25IRP LI BAT 200 8HR FOM | Profile | 69.78 |  | - | 1 |  |  |  | × | Inflation |  |  | -
Variables | System | 25IRP 100HR BAT FOM | Profile | 21.04 |  | - | 1 |  |  |  | × | Inflation |  |  | -
Collection | Parent Object | Child Object | Property | Value | Data File | Units | Band | Date From | Date To | Timeslice | Action | Expression | Scenario | Memo | Category
Generators | System | PV_.PX.COR._.PTC.Utility_Scale | Economic Life | 25 |  | yr | 1 |  |  |  | = |  |  |  | New Solar |  | Added NTC Econ life
Generators | System | PV_.PX.SOR._.PTC.Utility_Scale | Economic Life | 25 |  | yr | 1 |  |  |  | = |  |  |  | New Solar |  | Added NTC Econ life
Generators | System | PV_.PX.SUM._.PTC.Utility_Scale | Economic Life | 25 |  | yr | 1 |  |  |  | = |  |  |  | New Solar |  | Added NTC Econ life
Generators | System | PV_.PX.UTS._.PTC.Utility_Scale | Economic Life | 25 |  | yr | 1 |  |  |  | = |  |  |  | New Solar |  | Added NTC Econ life
Generators | System | PV_.PX.WMV._.PTC.Utility_Scale | Economic Life | 25 |  | yr | 1 |  |  |  | = |  |  |  | New Solar |  | Added NTC Econ life
Generators | System | PV_.PX.WWA._.PTC.Utility_Scale | Economic Life | 25 |  | yr | 1 |  |  |  | = |  |  |  | New Solar |  | Added NTC Econ life
Generators | System | PV_.PX.YAK._.PTC.Utility_Scale | Economic Life | 25 |  | yr | 1 |  |  |  | = |  |  |  | New Solar |  | Added NTC Econ life
Generators | System | PV_.PX.BDG._.PTC.Utility_Scale | Economic Life | 25 |  | yr | 1 |  |  |  | = |  |  |  | New Solar |  | Added NTC Econ life
Generators | System | PV_.PX.HTG._.PTC.Utility_Scale | Economic Life | 25 |  | yr | 1 |  |  |  | = |  |  |  | New Solar |  | Added NTC Econ life
Generators | System | PV_.PX.NTN._.PTC.Utility_Scale | Economic Life | 25 |  | yr | 1 |  |  |  | = |  |  |  | New Solar |  | Added NTC Econ life
Generators | System | WD_.PX.BDG._.PTC.Utility_Scale | Economic Life | 30 |  | yr | 1 |  |  |  | = |  |  |  | New Wind |  | Added NTC Econ life
Generators | System | WD_.PX.DJW._.PTC.Utility_Scale | Economic Life | 30 |  | yr | 1 |  |  |  | = |  |  |  | New Wind |  | Added NTC Econ life
Generators | System | WD_.PX.WMV._.PTC.Utility_Scale | Economic Life | 30 |  | yr | 1 |  |  |  | = |  |  |  | New Wind |  | Added NTC Econ life
Generators | System | WD_.PX.WYC._.PTC.Small_Scale | Economic Life | 30 |  | yr | 1 |  |  |  | = |  |  |  | New Wind |  | Added NTC Econ life
Generators | System | WD_.PX.WYE._.PTC.Small_Scale | Economic Life | 30 |  | yr | 1 |  |  |  | = |  |  |  | New Wind |  | Added NTC Econ life
Generators | System | WD_.PX.WYE._.PTC.Utility_Scale | Economic Life | 30 |  | yr | 1 |  |  |  | = |  |  |  | New Wind |  | Added NTC Econ life
Batteries | System | BAT.PX.CHE._.ITC.Li_ion_4hr | Economic Life | 20 |  | yr | 1 |  |  |  | = |  |  |  | New Battery
Batteries | System | BAT.PX.COR._.ITC.Li_ion_4hr | Economic Life | 20 |  | yr | 1 |  |  |  | = |  |  |  | New Battery
Batteries | System | BAT.PX.COR._.ITC.Li_ion_4hr_Local | Economic Life | 20 |  | yr | 1 |  |  |  | = |  |  |  | New Battery
Batteries | System | BAT.PX.HTG._.ITC.Li_ion_4hr | Economic Life | 20 |  | yr | 1 |  |  |  | = |  |  |  | New Battery
Batteries | System | BAT.PX.PNC._.ITC.Li_ion_4hr_Local | Economic Life | 20 |  | yr | 1 |  |  |  | = |  |  |  | New Battery
Batteries | System | BAT.PX.SOR._.ITC.Li_ion_4hr_Local | Economic Life | 20 |  | yr | 1 |  |  |  | = |  |  |  | New Battery
Batteries | System | BAT.PX.UTS._.ITC.Li_ion_4hr | Economic Life | 20 |  | yr | 1 |  |  |  | = |  |  |  | New Battery
Batteries | System | BAT.PX.WMV._.ITC.Li_ion_4hr | Economic Life | 20 |  | yr | 1 |  |  |  | = |  |  |  | New Battery
Batteries | System | BAT.PX.WWA._.ITC.Li_ion_4hr | Economic Life | 20 |  | yr | 1 |  |  |  | = |  |  |  | New Battery
Batteries | System | BAT.PX.WWA._.ITC.Li_ion_4hr_Local | Economic Life | 20 |  | yr | 1 |  |  |  | = |  |  |  | New Battery
Batteries | System | BAT.PX.YAK._.ITC.Li_ion_4hr | Economic Life | 20 |  | yr | 1 |  |  |  | = |  |  |  | New Battery
Batteries | System | BAT.PX.YAK._.ITC.Li_ion_4hr_Local | Economic Life | 20 |  | yr | 1 |  |  |  | = |  |  |  | New Battery
Batteries | System | BAT.PX.DJW._.ITC.Li_ion_8hr | Economic Life | 20 |  | yr | 1 |  |  |  | = |  |  |  | New Long Duration Storage
Batteries | System | BAT.PX.WSF._.ITC.IronAir_100hr | Economic Life | 20 |  | yr | 1 |  |  |  | = |  |  |  | New Long Duration Storage
Generators | System | GSC.PX.BDG._.___.Frame | Economic Life | 40 |  | yr | 1 |  |  |  | = |  |  | H:\2023 IRP\3 - Assumptions\12 - New Resources (SSR)\[23 IRP Nat Gas_2023 02 10.xlsx] | New Gas | FALSE
Collection | Parent Object | Child Object | Property | Value | Data File | Units | Band | Date From | Date To | Timeslice | Action | Expression | Scenario | Memo | Category
Generators | System | PV_.PX.COR._.PTC.Utility_Scale | Levelized Capital Carrying Rate | 8.589 |  | % | 1 |  |  |  | = |  |  |  | New Solar
Generators | System | PV_.PX.SOR._.PTC.Utility_Scale | Levelized Capital Carrying Rate | 8.589 |  | % | 1 |  |  |  | = |  |  |  | New Solar
Generators | System | PV_.PX.SUM._.PTC.Utility_Scale | Levelized Capital Carrying Rate | 8.589 |  | % | 1 |  |  |  | = |  |  |  | New Solar
Generators | System | PV_.PX.UTS._.PTC.Utility_Scale | Levelized Capital Carrying Rate | 8.589 |  | % | 1 |  |  |  | = |  |  |  | New Solar
Generators | System | PV_.PX.WMV._.PTC.Utility_Scale | Levelized Capital Carrying Rate | 8.589 |  | % | 1 |  |  |  | = |  |  |  | New Solar
Generators | System | PV_.PX.WWA._.PTC.Utility_Scale | Levelized Capital Carrying Rate | 8.589 |  | % | 1 |  |  |  | = |  |  |  | New Solar
Generators | System | PV_.PX.YAK._.PTC.Utility_Scale | Levelized Capital Carrying Rate | 8.589 |  | % | 1 |  |  |  | = |  |  |  | New Solar
Generators | System | WD_.PX.BDG._.PTC.Utility_Scale | Levelized Capital Carrying Rate | 8.15 |  | % | 1 |  |  |  | = |  |  |  | New Wind
Generators | System | WD_.PX.DJW._.PTC.Utility_Scale | Levelized Capital Carrying Rate | 8.15 |  | % | 1 |  |  |  | = |  |  |  | New Wind
Generators | System | WD_.PX.WMV._.PTC.Utility_Scale | Levelized Capital Carrying Rate | 8.15 |  | % | 1 |  |  |  | = |  |  |  | New Wind
Generators | System | WD_.PX.WYC._.PTC.Small_Scale | Levelized Capital Carrying Rate | 8.15 |  | % | 1 |  |  |  | = |  |  |  | New Wind
Generators | System | WD_.PX.WYE._.PTC.Small_Scale | Levelized Capital Carrying Rate | 8.119 |  | % | 1 |  |  |  | = |  |  |  | New Wind
Generators | System | WD_.PX.WYE._.PTC.Utility_Scale | Levelized Capital Carrying Rate | 8.15 |  | % | 1 |  |  |  | = |  |  |  | New Wind
Batteries | System | BAT.PX.CHE._.ITC.Li_ion_4hr | Levelized Capital Carrying Rate | 6.478 |  | % | 1 |  |  |  | = |  |  |  | New Battery
Batteries | System | BAT.PX.COR._.ITC.Li_ion_4hr | Levelized Capital Carrying Rate | 6.478 |  | % | 1 |  |  |  | = |  |  |  | New Battery
Batteries | System | BAT.PX.COR._.ITC.Li_ion_4hr_Local | Levelized Capital Carrying Rate | 6.478 |  | % | 1 |  |  |  | = |  |  |  | New Battery
Batteries | System | BAT.PX.HTG._.ITC.Li_ion_4hr | Levelized Capital Carrying Rate | 5.386 |  | % | 1 |  |  |  | = |  |  |  | New Battery
Batteries | System | BAT.PX.PNC._.ITC.Li_ion_4hr_Local | Levelized Capital Carrying Rate | 6.478 |  | % | 1 |  |  |  | = |  |  |  | New Battery
Batteries | System | BAT.PX.SOR._.ITC.Li_ion_4hr_Local | Levelized Capital Carrying Rate | 6.478 |  | % | 1 |  |  |  | = |  |  |  | New Battery
Batteries | System | BAT.PX.UTS._.ITC.Li_ion_4hr | Levelized Capital Carrying Rate | 5.386 |  | % | 1 |  |  |  | = |  |  |  | New Battery
Batteries | System | BAT.PX.WMV._.ITC.Li_ion_4hr | Levelized Capital Carrying Rate | 6.478 |  | % | 1 |  |  |  | = |  |  |  | New Battery
Batteries | System | BAT.PX.WWA._.ITC.Li_ion_4hr | Levelized Capital Carrying Rate | 6.478 |  | % | 1 |  |  |  | = |  |  |  | New Battery
Batteries | System | BAT.PX.WWA._.ITC.Li_ion_4hr_Local | Levelized Capital Carrying Rate | 6.478 |  | % | 1 |  |  |  | = |  |  |  | New Battery
Batteries | System | BAT.PX.YAK._.ITC.Li_ion_4hr | Levelized Capital Carrying Rate | 6.478 |  | % | 1 |  |  |  | = |  |  |  | New Battery
Batteries | System | BAT.PX.YAK._.ITC.Li_ion_4hr_Local | Levelized Capital Carrying Rate | 6.478 |  | % | 1 |  |  |  | = |  |  |  | New Battery
Batteries | System | BAT.PX.DJW._.ITC.Li_ion_8hr | Levelized Capital Carrying Rate | 5.387 |  | % | 1 |  |  |  | = |  |  |  | New Long Duration Storage
Batteries | System | BAT.PX.WSF._.ITC.IronAir_100hr | Levelized Capital Carrying Rate | 5.543 |  | % | 1 |  |  |  | = |  |  |  | New Long Duration Storage
Generators | System | GSC.PX.BDG._.___.Frame | Levelized Capital Carrying Rate | 8.275 |  | % | 1 |  |  |  | = |  |  |  | New Gas | FALSE
Collection | Parent Object | Child Object | Property | Value | Data File | Units | Band | Date From | Date To | Timeslice | Action | Expression | Scenario | Memo | Category |  |  | Year
Variables | System | IRPPVESC | Profile | 1.0651 |  | - | 1 | 2025-01-01 |  |  | = |  | Post 25 IRP Escalation Rates | H:\_Projects\2025\DJ Analysis\Assumptions\25 IRP Escalation Rates v2 Updated 04212025.xlsx | Escalation Rates |  |  | 2025
Variables | System | IRPPVESC | Profile | 1.0448 |  | - | 1 | 2026-01-01 |  |  | = |  | Post 25 IRP Escalation Rates | H:\_Projects\2025\DJ Analysis\Assumptions\25 IRP Escalation Rates v2 Updated 04212025.xlsx | Escalation Rates |  |  | 2026
Variables | System | IRPPVESC | Profile | 1.0231 |  | - | 1 | 2027-01-01 |  |  | = |  | Post 25 IRP Escalation Rates | H:\_Projects\2025\DJ Analysis\Assumptions\25 IRP Escalation Rates v2 Updated 04212025.xlsx | Escalation Rates |  |  | 2027
Variables | System | IRPPVESC | Profile | 1 |  | - | 1 | 2028-01-01 |  |  | = |  | Post 25 IRP Escalation Rates | H:\_Projects\2025\DJ Analysis\Assumptions\25 IRP Escalation Rates v2 Updated 04212025.xlsx | Escalation Rates |  |  | 2028
Variables | System | IRPPVESC | Profile | 0.97538 |  | - | 1 | 2029-01-01 |  |  | = |  | Post 25 IRP Escalation Rates | H:\_Projects\2025\DJ Analysis\Assumptions\25 IRP Escalation Rates v2 Updated 04212025.xlsx | Escalation Rates |  |  | 2029
Variables | System | IRPPVESC | Profile | 0.94922 |  | - | 1 | 2030-01-01 |  |  | = |  | Post 25 IRP Escalation Rates | H:\_Projects\2025\DJ Analysis\Assumptions\25 IRP Escalation Rates v2 Updated 04212025.xlsx | Escalation Rates |  |  | 2030
Variables | System | IRPPVESC | Profile | 0.92145 |  | - | 1 | 2031-01-01 |  |  | = |  | Post 25 IRP Escalation Rates | H:\_Projects\2025\DJ Analysis\Assumptions\25 IRP Escalation Rates v2 Updated 04212025.xlsx | Escalation Rates |  |  | 2031
Variables | System | IRPPVESC | Profile | 0.89202 |  | - | 1 | 2032-01-01 |  |  | = |  | Post 25 IRP Escalation Rates | H:\_Projects\2025\DJ Analysis\Assumptions\25 IRP Escalation Rates v2 Updated 04212025.xlsx | Escalation Rates |  |  | 2032
Variables | System | IRPPVESC | Profile | 0.86087 |  | - | 1 | 2033-01-01 |  |  | = |  | Post 25 IRP Escalation Rates | H:\_Projects\2025\DJ Analysis\Assumptions\25 IRP Escalation Rates v2 Updated 04212025.xlsx | Escalation Rates |  |  | 2033
Variables | System | IRPPVESC | Profile | 0.82794 |  | - | 1 | 2034-01-01 |  |  | = |  | Post 25 IRP Escalation Rates | H:\_Projects\2025\DJ Analysis\Assumptions\25 IRP Escalation Rates v2 Updated 04212025.xlsx | Escalation Rates |  |  | 2034
Variables | System | IRPPVESC | Profile | 0.79316 |  | - | 1 | 2035-01-01 |  |  | = |  | Post 25 IRP Escalation Rates | H:\_Projects\2025\DJ Analysis\Assumptions\25 IRP Escalation Rates v2 Updated 04212025.xlsx | Escalation Rates |  |  | 2035
Variables | System | IRPPVESC | Profile | 0.79763 |  | - | 1 | 2036-01-01 |  |  | = |  | Post 25 IRP Escalation Rates | H:\_Projects\2025\DJ Analysis\Assumptions\25 IRP Escalation Rates v2 Updated 04212025.xlsx | Escalation Rates |  |  | 2036
Variables | System | IRPPVESC | Profile | 0.80192 |  | - | 1 | 2037-01-01 |  |  | = |  | Post 25 IRP Escalation Rates | H:\_Projects\2025\DJ Analysis\Assumptions\25 IRP Escalation Rates v2 Updated 04212025.xlsx | Escalation Rates |  |  | 2037
Variables | System | IRPPVESC | Profile | 0.80602 |  | - | 1 | 2038-01-01 |  |  | = |  | Post 25 IRP Escalation Rates | H:\_Projects\2025\DJ Analysis\Assumptions\25 IRP Escalation Rates v2 Updated 04212025.xlsx | Escalation Rates |  |  | 2038
Variables | System | IRPPVESC | Profile | 0.80991 |  | - | 1 | 2039-01-01 |  |  | = |  | Post 25 IRP Escalation Rates | H:\_Projects\2025\DJ Analysis\Assumptions\25 IRP Escalation Rates v2 Updated 04212025.xlsx | Escalation Rates |  |  | 2039
Variables | System | IRPPVESC | Profile | 0.81359 |  | - | 1 | 2040-01-01 |  |  | = |  | Post 25 IRP Escalation Rates | H:\_Projects\2025\DJ Analysis\Assumptions\25 IRP Escalation Rates v2 Updated 04212025.xlsx | Escalation Rates |  |  | 2040
Variables | System | IRPPVESC | Profile | 0.81705 |  | - | 1 | 2041-01-01 |  |  | = |  | Post 25 IRP Escalation Rates | H:\_Projects\2025\DJ Analysis\Assumptions\25 IRP Escalation Rates v2 Updated 04212025.xlsx | Escalation Rates |  |  | 2041
Variables | System | IRPPVESC | Profile | 0.82027 |  | - | 1 | 2042-01-01 |  |  | = |  | Post 25 IRP Escalation Rates | H:\_Projects\2025\DJ Analysis\Assumptions\25 IRP Escalation Rates v2 Updated 04212025.xlsx | Escalation Rates |  |  | 2042
Variables | System | IRPPVESC | Profile | 0.82325 |  | - | 1 | 2043-01-01 |  |  | = |  | Post 25 IRP Escalation Rates | H:\_Projects\2025\DJ Analysis\Assumptions\25 IRP Escalation Rates v2 Updated 04212025.xlsx | Escalation Rates |  |  | 2043
Variables | System | IRPPVESC | Profile | 0.82596 |  | - | 1 | 2044-01-01 |  |  | = |  | Post 25 IRP Escalation Rates | H:\_Projects\2025\DJ Analysis\Assumptions\25 IRP Escalation Rates v2 Updated 04212025.xlsx | Escalation Rates |  |  | 2044
Variables | System | IRPPVESC | Profile | 0.8284 |  | - | 1 | 2045-01-01 |  |  | = |  | Post 25 IRP Escalation Rates | H:\_Projects\2025\DJ Analysis\Assumptions\25 IRP Escalation Rates v2 Updated 04212025.xlsx | Escalation Rates |  |  | 2045
Collection | Parent Object | Child Object | Property | Value | Data File | Units | Band | Date From | Date To | Timeslice | Action | Expression | Scenario | Memo | Category |  |  | Year
Variables | System | 25IRPBATESC | Profile | 1.0198 |  | - | 1 | 2025-01-01 |  |  | = |  | Post 25 IRP Escalation Rates | H:\_Projects\2025\DJ Analysis\Assumptions\25 IRP Escalation Rates v2 Updated 04212025.xlsx | Escalation Rates |  |  | 2025
Variables | System | 25IRPBATESC | Profile | 1.0103 |  | - | 1 | 2026-01-01 |  |  | = |  | Post 25 IRP Escalation Rates | H:\_Projects\2025\DJ Analysis\Assumptions\25 IRP Escalation Rates v2 Updated 04212025.xlsx | Escalation Rates |  |  | 2026
Variables | System | 25IRPBATESC | Profile | 1 |  | - | 1 | 2027-01-01 |  |  | = |  | Post 25 IRP Escalation Rates | H:\_Projects\2025\DJ Analysis\Assumptions\25 IRP Escalation Rates v2 Updated 04212025.xlsx | Escalation Rates |  |  | 2027
Variables | System | 25IRPBATESC | Profile | 0.98873 |  | - | 1 | 2028-01-01 |  |  | = |  | Post 25 IRP Escalation Rates | H:\_Projects\2025\DJ Analysis\Assumptions\25 IRP Escalation Rates v2 Updated 04212025.xlsx | Escalation Rates |  |  | 2028
Variables | System | 25IRPBATESC | Profile | 0.9765 |  | - | 1 | 2029-01-01 |  |  | = |  | Post 25 IRP Escalation Rates | H:\_Projects\2025\DJ Analysis\Assumptions\25 IRP Escalation Rates v2 Updated 04212025.xlsx | Escalation Rates |  |  | 2029
Variables | System | 25IRPBATESC | Profile | 0.96325 |  | - | 1 | 2030-01-01 |  |  | = |  | Post 25 IRP Escalation Rates | H:\_Projects\2025\DJ Analysis\Assumptions\25 IRP Escalation Rates v2 Updated 04212025.xlsx | Escalation Rates |  |  | 2030
Variables | System | 25IRPBATESC | Profile | 0.97016 |  | - | 1 | 2031-01-01 |  |  | = |  | Post 25 IRP Escalation Rates | H:\_Projects\2025\DJ Analysis\Assumptions\25 IRP Escalation Rates v2 Updated 04212025.xlsx | Escalation Rates |  |  | 2031
Variables | System | 25IRPBATESC | Profile | 0.9769 |  | - | 1 | 2032-01-01 |  |  | = |  | Post 25 IRP Escalation Rates | H:\_Projects\2025\DJ Analysis\Assumptions\25 IRP Escalation Rates v2 Updated 04212025.xlsx | Escalation Rates |  |  | 2032
Variables | System | 25IRPBATESC | Profile | 0.98348 |  | - | 1 | 2033-01-01 |  |  | = |  | Post 25 IRP Escalation Rates | H:\_Projects\2025\DJ Analysis\Assumptions\25 IRP Escalation Rates v2 Updated 04212025.xlsx | Escalation Rates |  |  | 2033
Variables | System | 25IRPBATESC | Profile | 0.98989 |  | - | 1 | 2034-01-01 |  |  | = |  | Post 25 IRP Escalation Rates | H:\_Projects\2025\DJ Analysis\Assumptions\25 IRP Escalation Rates v2 Updated 04212025.xlsx | Escalation Rates |  |  | 2034
Variables | System | 25IRPBATESC | Profile | 0.9961 |  | - | 1 | 2035-01-01 |  |  | = |  | Post 25 IRP Escalation Rates | H:\_Projects\2025\DJ Analysis\Assumptions\25 IRP Escalation Rates v2 Updated 04212025.xlsx | Escalation Rates |  |  | 2035
Variables | System | 25IRPBATESC | Profile | 1.0021 |  | - | 1 | 2036-01-01 |  |  | = |  | Post 25 IRP Escalation Rates | H:\_Projects\2025\DJ Analysis\Assumptions\25 IRP Escalation Rates v2 Updated 04212025.xlsx | Escalation Rates |  |  | 2036
Variables | System | 25IRPBATESC | Profile | 1.0079 |  | - | 1 | 2037-01-01 |  |  | = |  | Post 25 IRP Escalation Rates | H:\_Projects\2025\DJ Analysis\Assumptions\25 IRP Escalation Rates v2 Updated 04212025.xlsx | Escalation Rates |  |  | 2037
Variables | System | 25IRPBATESC | Profile | 1.0135 |  | - | 1 | 2038-01-01 |  |  | = |  | Post 25 IRP Escalation Rates | H:\_Projects\2025\DJ Analysis\Assumptions\25 IRP Escalation Rates v2 Updated 04212025.xlsx | Escalation Rates |  |  | 2038
Variables | System | 25IRPBATESC | Profile | 1.0189 |  | - | 1 | 2039-01-01 |  |  | = |  | Post 25 IRP Escalation Rates | H:\_Projects\2025\DJ Analysis\Assumptions\25 IRP Escalation Rates v2 Updated 04212025.xlsx | Escalation Rates |  |  | 2039
Variables | System | 25IRPBATESC | Profile | 1.024 |  | - | 1 | 2040-01-01 |  |  | = |  | Post 25 IRP Escalation Rates | H:\_Projects\2025\DJ Analysis\Assumptions\25 IRP Escalation Rates v2 Updated 04212025.xlsx | Escalation Rates |  |  | 2040
Variables | System | 25IRPBATESC | Profile | 1.0288 |  | - | 1 | 2041-01-01 |  |  | = |  | Post 25 IRP Escalation Rates | H:\_Projects\2025\DJ Analysis\Assumptions\25 IRP Escalation Rates v2 Updated 04212025.xlsx | Escalation Rates |  |  | 2041
Variables | System | 25IRPBATESC | Profile | 1.0334 |  | - | 1 | 2042-01-01 |  |  | = |  | Post 25 IRP Escalation Rates | H:\_Projects\2025\DJ Analysis\Assumptions\25 IRP Escalation Rates v2 Updated 04212025.xlsx | Escalation Rates |  |  | 2042
Variables | System | 25IRPBATESC | Profile | 1.0376 |  | - | 1 | 2043-01-01 |  |  | = |  | Post 25 IRP Escalation Rates | H:\_Projects\2025\DJ Analysis\Assumptions\25 IRP Escalation Rates v2 Updated 04212025.xlsx | Escalation Rates |  |  | 2043
Variables | System | 25IRPBATESC | Profile | 1.0416 |  | - | 1 | 2044-01-01 |  |  | = |  | Post 25 IRP Escalation Rates | H:\_Projects\2025\DJ Analysis\Assumptions\25 IRP Escalation Rates v2 Updated 04212025.xlsx | Escalation Rates |  |  | 2044
Variables | System | 25IRPBATESC | Profile | 1.0453 |  | - | 1 | 2045-01-01 |  |  | = |  | Post 25 IRP Escalation Rates | H:\_Projects\2025\DJ Analysis\Assumptions\25 IRP Escalation Rates v2 Updated 04212025.xlsx | Escalation Rates |  |  | 2045
Collection | Parent Object | Child Object | Property | Value | Data File | Units | Band | Date From | Date To | Timeslice | Action | Expression | Scenario | Memo | Category |  |  | Year
Variables | System | IRPWDESC | Profile | 1.0005 |  | - | 1 | 2025-01-01 |  |  | = |  | Post 25 IRP Escalation Rates | H:\_Projects\2025\DJ Analysis\Assumptions\25 IRP Escalation Rates v2 Updated 04212025.xlsx | Escalation Rates |  |  | 2025
Variables | System | IRPWDESC | Profile | 1.0013 |  | - | 1 | 2026-01-01 |  |  | = |  | Post 25 IRP Escalation Rates | H:\_Projects\2025\DJ Analysis\Assumptions\25 IRP Escalation Rates v2 Updated 04212025.xlsx | Escalation Rates |  |  | 2026
Variables | System | IRPWDESC | Profile | 1.0017 |  | - | 1 | 2027-01-01 |  |  | = |  | Post 25 IRP Escalation Rates | H:\_Projects\2025\DJ Analysis\Assumptions\25 IRP Escalation Rates v2 Updated 04212025.xlsx | Escalation Rates |  |  | 2027
Variables | System | IRPWDESC | Profile | 1.0016 |  | - | 1 | 2028-01-01 |  |  | = |  | Post 25 IRP Escalation Rates | H:\_Projects\2025\DJ Analysis\Assumptions\25 IRP Escalation Rates v2 Updated 04212025.xlsx | Escalation Rates |  |  | 2028
Variables | System | IRPWDESC | Profile | 1.0011 |  | - | 1 | 2029-01-01 |  |  | = |  | Post 25 IRP Escalation Rates | H:\_Projects\2025\DJ Analysis\Assumptions\25 IRP Escalation Rates v2 Updated 04212025.xlsx | Escalation Rates |  |  | 2029
Variables | System | IRPWDESC | Profile | 1 |  | - | 1 | 2030-01-01 |  |  | = |  | Post 25 IRP Escalation Rates | H:\_Projects\2025\DJ Analysis\Assumptions\25 IRP Escalation Rates v2 Updated 04212025.xlsx | Escalation Rates |  |  | 2030
Variables | System | IRPWDESC | Profile | 1.0112 |  | - | 1 | 2031-01-01 |  |  | = |  | Post 25 IRP Escalation Rates | H:\_Projects\2025\DJ Analysis\Assumptions\25 IRP Escalation Rates v2 Updated 04212025.xlsx | Escalation Rates |  |  | 2031
Variables | System | IRPWDESC | Profile | 1.0223 |  | - | 1 | 2032-01-01 |  |  | = |  | Post 25 IRP Escalation Rates | H:\_Projects\2025\DJ Analysis\Assumptions\25 IRP Escalation Rates v2 Updated 04212025.xlsx | Escalation Rates |  |  | 2032
Variables | System | IRPWDESC | Profile | 1.0335 |  | - | 1 | 2033-01-01 |  |  | = |  | Post 25 IRP Escalation Rates | H:\_Projects\2025\DJ Analysis\Assumptions\25 IRP Escalation Rates v2 Updated 04212025.xlsx | Escalation Rates |  |  | 2033
Variables | System | IRPWDESC | Profile | 1.0447 |  | - | 1 | 2034-01-01 |  |  | = |  | Post 25 IRP Escalation Rates | H:\_Projects\2025\DJ Analysis\Assumptions\25 IRP Escalation Rates v2 Updated 04212025.xlsx | Escalation Rates |  |  | 2034
Variables | System | IRPWDESC | Profile | 1.0559 |  | - | 1 | 2035-01-01 |  |  | = |  | Post 25 IRP Escalation Rates | H:\_Projects\2025\DJ Analysis\Assumptions\25 IRP Escalation Rates v2 Updated 04212025.xlsx | Escalation Rates |  |  | 2035
Variables | System | IRPWDESC | Profile | 1.0671 |  | - | 1 | 2036-01-01 |  |  | = |  | Post 25 IRP Escalation Rates | H:\_Projects\2025\DJ Analysis\Assumptions\25 IRP Escalation Rates v2 Updated 04212025.xlsx | Escalation Rates |  |  | 2036
Variables | System | IRPWDESC | Profile | 1.0782 |  | - | 1 | 2037-01-01 |  |  | = |  | Post 25 IRP Escalation Rates | H:\_Projects\2025\DJ Analysis\Assumptions\25 IRP Escalation Rates v2 Updated 04212025.xlsx | Escalation Rates |  |  | 2037
Variables | System | IRPWDESC | Profile | 1.0894 |  | - | 1 | 2038-01-01 |  |  | = |  | Post 25 IRP Escalation Rates | H:\_Projects\2025\DJ Analysis\Assumptions\25 IRP Escalation Rates v2 Updated 04212025.xlsx | Escalation Rates |  |  | 2038
Variables | System | IRPWDESC | Profile | 1.1005 |  | - | 1 | 2039-01-01 |  |  | = |  | Post 25 IRP Escalation Rates | H:\_Projects\2025\DJ Analysis\Assumptions\25 IRP Escalation Rates v2 Updated 04212025.xlsx | Escalation Rates |  |  | 2039
Variables | System | IRPWDESC | Profile | 1.1116 |  | - | 1 | 2040-01-01 |  |  | = |  | Post 25 IRP Escalation Rates | H:\_Projects\2025\DJ Analysis\Assumptions\25 IRP Escalation Rates v2 Updated 04212025.xlsx | Escalation Rates |  |  | 2040
Variables | System | IRPWDESC | Profile | 1.1226 |  | - | 1 | 2041-01-01 |  |  | = |  | Post 25 IRP Escalation Rates | H:\_Projects\2025\DJ Analysis\Assumptions\25 IRP Escalation Rates v2 Updated 04212025.xlsx | Escalation Rates |  |  | 2041
Variables | System | IRPWDESC | Profile | 1.1336 |  | - | 1 | 2042-01-01 |  |  | = |  | Post 25 IRP Escalation Rates | H:\_Projects\2025\DJ Analysis\Assumptions\25 IRP Escalation Rates v2 Updated 04212025.xlsx | Escalation Rates |  |  | 2042
Variables | System | IRPWDESC | Profile | 1.1445 |  | - | 1 | 2043-01-01 |  |  | = |  | Post 25 IRP Escalation Rates | H:\_Projects\2025\DJ Analysis\Assumptions\25 IRP Escalation Rates v2 Updated 04212025.xlsx | Escalation Rates |  |  | 2043
Variables | System | IRPWDESC | Profile | 1.1554 |  | - | 1 | 2044-01-01 |  |  | = |  | Post 25 IRP Escalation Rates | H:\_Projects\2025\DJ Analysis\Assumptions\25 IRP Escalation Rates v2 Updated 04212025.xlsx | Escalation Rates |  |  | 2044
Variables | System | IRPWDESC | Profile | 1.1662 |  | - | 1 | 2045-01-01 |  |  | = |  | Post 25 IRP Escalation Rates | H:\_Projects\2025\DJ Analysis\Assumptions\25 IRP Escalation Rates v2 Updated 04212025.xlsx | Escalation Rates |  |  | 2045
Collection | Parent Object | Child Object | Property | Value | Data File | Units | Band | Date From | Date To | Timeslice | Action | Expression | Scenario | Memo | Category |  |  | Year
Variables | System | IRPPVESC_Small | Profile | 1.0265 |  | - | 1 | 2025-01-01 |  |  | = |  | Post 25 IRP Escalation Rates | H:\_Projects\2025\DJ Analysis\Assumptions\25 IRP Escalation Rates v2 Updated 04212025.xlsx | Escalation Rates |  |  | 2025
Variables | System | IRPPVESC_Small | Profile | 1.0185 |  | - | 1 | 2026-01-01 |  |  | = |  | Post 25 IRP Escalation Rates | H:\_Projects\2025\DJ Analysis\Assumptions\25 IRP Escalation Rates v2 Updated 04212025.xlsx | Escalation Rates |  |  | 2026
Variables | System | IRPPVESC_Small | Profile | 1.0097 |  | - | 1 | 2027-01-01 |  |  | = |  | Post 25 IRP Escalation Rates | H:\_Projects\2025\DJ Analysis\Assumptions\25 IRP Escalation Rates v2 Updated 04212025.xlsx | Escalation Rates |  |  | 2027
Variables | System | IRPPVESC_Small | Profile | 1 |  | - | 1 | 2028-01-01 |  |  | = |  | Post 25 IRP Escalation Rates | H:\_Projects\2025\DJ Analysis\Assumptions\25 IRP Escalation Rates v2 Updated 04212025.xlsx | Escalation Rates |  |  | 2028
Variables | System | IRPPVESC_Small | Profile | 0.98941 |  | - | 1 | 2029-01-01 |  |  | = |  | Post 25 IRP Escalation Rates | H:\_Projects\2025\DJ Analysis\Assumptions\25 IRP Escalation Rates v2 Updated 04212025.xlsx | Escalation Rates |  |  | 2029
Variables | System | IRPPVESC_Small | Profile | 0.97788 |  | - | 1 | 2030-01-01 |  |  | = |  | Post 25 IRP Escalation Rates | H:\_Projects\2025\DJ Analysis\Assumptions\25 IRP Escalation Rates v2 Updated 04212025.xlsx | Escalation Rates |  |  | 2030
Variables | System | IRPPVESC_Small | Profile | 0.96538 |  | - | 1 | 2031-01-01 |  |  | = |  | Post 25 IRP Escalation Rates | H:\_Projects\2025\DJ Analysis\Assumptions\25 IRP Escalation Rates v2 Updated 04212025.xlsx | Escalation Rates |  |  | 2031
Variables | System | IRPPVESC_Small | Profile | 0.95188 |  | - | 1 | 2032-01-01 |  |  | = |  | Post 25 IRP Escalation Rates | H:\_Projects\2025\DJ Analysis\Assumptions\25 IRP Escalation Rates v2 Updated 04212025.xlsx | Escalation Rates |  |  | 2032
Variables | System | IRPPVESC_Small | Profile | 0.93732 |  | - | 1 | 2033-01-01 |  |  | = |  | Post 25 IRP Escalation Rates | H:\_Projects\2025\DJ Analysis\Assumptions\25 IRP Escalation Rates v2 Updated 04212025.xlsx | Escalation Rates |  |  | 2033
Variables | System | IRPPVESC_Small | Profile | 0.92167 |  | - | 1 | 2034-01-01 |  |  | = |  | Post 25 IRP Escalation Rates | H:\_Projects\2025\DJ Analysis\Assumptions\25 IRP Escalation Rates v2 Updated 04212025.xlsx | Escalation Rates |  |  | 2034
Variables | System | IRPPVESC_Small | Profile | 0.9049 |  | - | 1 | 2035-01-01 |  |  | = |  | Post 25 IRP Escalation Rates | H:\_Projects\2025\DJ Analysis\Assumptions\25 IRP Escalation Rates v2 Updated 04212025.xlsx | Escalation Rates |  |  | 2035
Variables | System | IRPPVESC_Small | Profile | 0.9092 |  | - | 1 | 2036-01-01 |  |  | = |  | Post 25 IRP Escalation Rates | H:\_Projects\2025\DJ Analysis\Assumptions\25 IRP Escalation Rates v2 Updated 04212025.xlsx | Escalation Rates |  |  | 2036
Variables | System | IRPPVESC_Small | Profile | 0.91326 |  | - | 1 | 2037-01-01 |  |  | = |  | Post 25 IRP Escalation Rates | H:\_Projects\2025\DJ Analysis\Assumptions\25 IRP Escalation Rates v2 Updated 04212025.xlsx | Escalation Rates |  |  | 2037
Variables | System | IRPPVESC_Small | Profile | 0.91707 |  | - | 1 | 2038-01-01 |  |  | = |  | Post 25 IRP Escalation Rates | H:\_Projects\2025\DJ Analysis\Assumptions\25 IRP Escalation Rates v2 Updated 04212025.xlsx | Escalation Rates |  |  | 2038
Variables | System | IRPPVESC_Small | Profile | 0.9206 |  | - | 1 | 2039-01-01 |  |  | = |  | Post 25 IRP Escalation Rates | H:\_Projects\2025\DJ Analysis\Assumptions\25 IRP Escalation Rates v2 Updated 04212025.xlsx | Escalation Rates |  |  | 2039
Variables | System | IRPPVESC_Small | Profile | 0.92385 |  | - | 1 | 2040-01-01 |  |  | = |  | Post 25 IRP Escalation Rates | H:\_Projects\2025\DJ Analysis\Assumptions\25 IRP Escalation Rates v2 Updated 04212025.xlsx | Escalation Rates |  |  | 2040
Variables | System | IRPPVESC_Small | Profile | 0.92681 |  | - | 1 | 2041-01-01 |  |  | = |  | Post 25 IRP Escalation Rates | H:\_Projects\2025\DJ Analysis\Assumptions\25 IRP Escalation Rates v2 Updated 04212025.xlsx | Escalation Rates |  |  | 2041
Variables | System | IRPPVESC_Small | Profile | 0.92946 |  | - | 1 | 2042-01-01 |  |  | = |  | Post 25 IRP Escalation Rates | H:\_Projects\2025\DJ Analysis\Assumptions\25 IRP Escalation Rates v2 Updated 04212025.xlsx | Escalation Rates |  |  | 2042
Variables | System | IRPPVESC_Small | Profile | 0.93178 |  | - | 1 | 2043-01-01 |  |  | = |  | Post 25 IRP Escalation Rates | H:\_Projects\2025\DJ Analysis\Assumptions\25 IRP Escalation Rates v2 Updated 04212025.xlsx | Escalation Rates |  |  | 2043
Variables | System | IRPPVESC_Small | Profile | 0.93377 |  | - | 1 | 2044-01-01 |  |  | = |  | Post 25 IRP Escalation Rates | H:\_Projects\2025\DJ Analysis\Assumptions\25 IRP Escalation Rates v2 Updated 04212025.xlsx | Escalation Rates |  |  | 2044
Variables | System | IRPPVESC_Small | Profile | 0.93539 |  | - | 1 | 2045-01-01 |  |  | = |  | Post 25 IRP Escalation Rates | H:\_Projects\2025\DJ Analysis\Assumptions\25 IRP Escalation Rates v2 Updated 04212025.xlsx | Escalation Rates |  |  | 2045
2025 IRP Discount Rate |  | 6.38%
Collection | Parent Object | Child Object | Property | Value | Data File | Units | Band | Date From | Date To | Timeslice | Action | Expression | Scenario | Memo | Category |  |  | Year
Variables | System | IRPWDESC_Small | Profile | 1.0153 |  | - | 1 | 2025-01-01 |  |  | = |  | Post 25 IRP Escalation Rates | H:\_Projects\2025\DJ Analysis\Assumptions\25 IRP Escalation Rates v2 Updated 04212025.xlsx | Escalation Rates |  |  | 2025
Variables | System | IRPWDESC_Small | Profile | 1.0135 |  | - | 1 | 2026-01-01 |  |  | = |  | Post 25 IRP Escalation Rates | H:\_Projects\2025\DJ Analysis\Assumptions\25 IRP Escalation Rates v2 Updated 04212025.xlsx | Escalation Rates |  |  | 2026
Variables | System | IRPWDESC_Small | Profile | 1.011 |  | - | 1 | 2027-01-01 |  |  | = |  | Post 25 IRP Escalation Rates | H:\_Projects\2025\DJ Analysis\Assumptions\25 IRP Escalation Rates v2 Updated 04212025.xlsx | Escalation Rates |  |  | 2027
Variables | System | IRPWDESC_Small | Profile | 1.008 |  | - | 1 | 2028-01-01 |  |  | = |  | Post 25 IRP Escalation Rates | H:\_Projects\2025\DJ Analysis\Assumptions\25 IRP Escalation Rates v2 Updated 04212025.xlsx | Escalation Rates |  |  | 2028
Variables | System | IRPWDESC_Small | Profile | 1.0043 |  | - | 1 | 2029-01-01 |  |  | = |  | Post 25 IRP Escalation Rates | H:\_Projects\2025\DJ Analysis\Assumptions\25 IRP Escalation Rates v2 Updated 04212025.xlsx | Escalation Rates |  |  | 2029
Variables | System | IRPWDESC_Small | Profile | 1 |  | - | 1 | 2030-01-01 |  |  | = |  | Post 25 IRP Escalation Rates | H:\_Projects\2025\DJ Analysis\Assumptions\25 IRP Escalation Rates v2 Updated 04212025.xlsx | Escalation Rates |  |  | 2030
Variables | System | IRPWDESC_Small | Profile | 0.99504 |  | - | 1 | 2031-01-01 |  |  | = |  | Post 25 IRP Escalation Rates | H:\_Projects\2025\DJ Analysis\Assumptions\25 IRP Escalation Rates v2 Updated 04212025.xlsx | Escalation Rates |  |  | 2031
Variables | System | IRPWDESC_Small | Profile | 1.0066 |  | - | 1 | 2032-01-01 |  |  | = |  | Post 25 IRP Escalation Rates | H:\_Projects\2025\DJ Analysis\Assumptions\25 IRP Escalation Rates v2 Updated 04212025.xlsx | Escalation Rates |  |  | 2032
Variables | System | IRPWDESC_Small | Profile | 1.0181 |  | - | 1 | 2033-01-01 |  |  | = |  | Post 25 IRP Escalation Rates | H:\_Projects\2025\DJ Analysis\Assumptions\25 IRP Escalation Rates v2 Updated 04212025.xlsx | Escalation Rates |  |  | 2033
Variables | System | IRPWDESC_Small | Profile | 1.0297 |  | - | 1 | 2034-01-01 |  |  | = |  | Post 25 IRP Escalation Rates | H:\_Projects\2025\DJ Analysis\Assumptions\25 IRP Escalation Rates v2 Updated 04212025.xlsx | Escalation Rates |  |  | 2034
Variables | System | IRPWDESC_Small | Profile | 1.0413 |  | - | 1 | 2035-01-01 |  |  | = |  | Post 25 IRP Escalation Rates | H:\_Projects\2025\DJ Analysis\Assumptions\25 IRP Escalation Rates v2 Updated 04212025.xlsx | Escalation Rates |  |  | 2035
Variables | System | IRPWDESC_Small | Profile | 1.0529 |  | - | 1 | 2036-01-01 |  |  | = |  | Post 25 IRP Escalation Rates | H:\_Projects\2025\DJ Analysis\Assumptions\25 IRP Escalation Rates v2 Updated 04212025.xlsx | Escalation Rates |  |  | 2036
Variables | System | IRPWDESC_Small | Profile | 1.0645 |  | - | 1 | 2037-01-01 |  |  | = |  | Post 25 IRP Escalation Rates | H:\_Projects\2025\DJ Analysis\Assumptions\25 IRP Escalation Rates v2 Updated 04212025.xlsx | Escalation Rates |  |  | 2037
Variables | System | IRPWDESC_Small | Profile | 1.0762 |  | - | 1 | 2038-01-01 |  |  | = |  | Post 25 IRP Escalation Rates | H:\_Projects\2025\DJ Analysis\Assumptions\25 IRP Escalation Rates v2 Updated 04212025.xlsx | Escalation Rates |  |  | 2038
Variables | System | IRPWDESC_Small | Profile | 1.0878 |  | - | 1 | 2039-01-01 |  |  | = |  | Post 25 IRP Escalation Rates | H:\_Projects\2025\DJ Analysis\Assumptions\25 IRP Escalation Rates v2 Updated 04212025.xlsx | Escalation Rates |  |  | 2039
Variables | System | IRPWDESC_Small | Profile | 1.0994 |  | - | 1 | 2040-01-01 |  |  | = |  | Post 25 IRP Escalation Rates | H:\_Projects\2025\DJ Analysis\Assumptions\25 IRP Escalation Rates v2 Updated 04212025.xlsx | Escalation Rates |  |  | 2040
Variables | System | IRPWDESC_Small | Profile | 1.1111 |  | - | 1 | 2041-01-01 |  |  | = |  | Post 25 IRP Escalation Rates | H:\_Projects\2025\DJ Analysis\Assumptions\25 IRP Escalation Rates v2 Updated 04212025.xlsx | Escalation Rates |  |  | 2041
Variables | System | IRPWDESC_Small | Profile | 1.1227 |  | - | 1 | 2042-01-01 |  |  | = |  | Post 25 IRP Escalation Rates | H:\_Projects\2025\DJ Analysis\Assumptions\25 IRP Escalation Rates v2 Updated 04212025.xlsx | Escalation Rates |  |  | 2042
Variables | System | IRPWDESC_Small | Profile | 1.1343 |  | - | 1 | 2043-01-01 |  |  | = |  | Post 25 IRP Escalation Rates | H:\_Projects\2025\DJ Analysis\Assumptions\25 IRP Escalation Rates v2 Updated 04212025.xlsx | Escalation Rates |  |  | 2043
Variables | System | IRPWDESC_Small | Profile | 1.1458 |  | - | 1 | 2044-01-01 |  |  | = |  | Post 25 IRP Escalation Rates | H:\_Projects\2025\DJ Analysis\Assumptions\25 IRP Escalation Rates v2 Updated 04212025.xlsx | Escalation Rates |  |  | 2044
Variables | System | IRPWDESC_Small | Profile | 1.1573 |  | - | 1 | 2045-01-01 |  |  | = |  | Post 25 IRP Escalation Rates | H:\_Projects\2025\DJ Analysis\Assumptions\25 IRP Escalation Rates v2 Updated 04212025.xlsx | Escalation Rates |  |  | 2045
Collection | Parent Object | Child Object | Property | Value | Data File | Units | Band | Date From | Date To | Timeslice | Action | Expression | Scenario | Memo | Category |  |  | Year
Variables | System | 100% PTC | Profile | 39.78 |  | - | 1 | 2025-01-01 |  |  | = |  |  |  | PTC Variables |  |  | 2025
Variables | System | 100% PTC | Profile | 39.78 |  | - | 1 | 2026-01-01 |  |  | = |  |  |  | PTC Variables |  |  | 2026
Variables | System | 100% PTC | Profile | 41.11 |  | - | 1 | 2027-01-01 |  |  | = |  |  |  | PTC Variables |  |  | 2027
Variables | System | 100% PTC | Profile | 42.43 |  | - | 1 | 2028-01-01 |  |  | = |  |  |  | PTC Variables |  |  | 2028
Variables | System | 100% PTC | Profile | 42.43 |  | - | 1 | 2029-01-01 |  |  | = |  |  |  | PTC Variables |  |  | 2029
Variables | System | 100% PTC | Profile | 43.76 |  | - | 1 | 2030-01-01 |  |  | = |  |  |  | PTC Variables |  |  | 2030
Variables | System | 100% PTC | Profile | 45.08 |  | - | 1 | 2031-01-01 |  |  | = |  |  |  | PTC Variables |  |  | 2031
Variables | System | 100% PTC | Profile | 45.08 |  | - | 1 | 2032-01-01 |  |  | = |  |  |  | PTC Variables |  |  | 2032
Variables | System | 100% PTC | Profile | 46.41 |  | - | 1 | 2033-01-01 |  |  | = |  |  |  | PTC Variables |  |  | 2033
Variables | System | 100% PTC | Profile | 47.74 |  | - | 1 | 2034-01-01 |  |  | = |  |  |  | PTC Variables |  |  | 2034
Variables | System | 100% PTC | Profile | 47.74 |  | - | 1 | 2035-01-01 |  |  | = |  |  |  | PTC Variables |  |  | 2035
Variables | System | 100% PTC | Profile | 49.06 |  | - | 1 | 2036-01-01 |  |  | = |  |  |  | PTC Variables |  |  | 2036
Variables | System | 100% PTC | Profile | 50.39 |  | - | 1 | 2037-01-01 |  |  | = |  |  |  | PTC Variables |  |  | 2037
Variables | System | 100% PTC | Profile | 51.71 |  | - | 1 | 2038-01-01 |  |  | = |  |  |  | PTC Variables |  |  | 2038
Variables | System | 100% PTC | Profile | 51.71 |  | - | 1 | 2039-01-01 |  |  | = |  |  |  | PTC Variables |  |  | 2039
Variables | System | 100% PTC | Profile | 53.04 |  | - | 1 | 2040-01-01 |  |  | = |  |  |  | PTC Variables |  |  | 2040
Variables | System | 100% PTC | Profile | 54.37 |  | - | 1 | 2041-01-01 |  |  | = |  |  |  | PTC Variables |  |  | 2041
Variables | System | 100% PTC | Profile | 55.69 |  | - | 1 | 2042-01-01 |  |  | = |  |  |  | PTC Variables |  |  | 2042
Variables | System | 100% PTC | Profile | 57.02 |  | - | 1 | 2043-01-01 |  |  | = |  |  |  | PTC Variables |  |  | 2043
Variables | System | 100% PTC | Profile | 57.02 |  | - | 1 | 2044-01-01 |  |  | = |  |  |  | PTC Variables |  |  | 2044
Variables | System | 100% PTC | Profile | 58.35 |  | - | 1 | 2045-01-01 |  |  | = |  |  |  | PTC Variables |  |  | 2045
Variables | System | 100% PTC | Profile | 59.67 |  | - | 1 | 2046-01-01 |  |  | = |  |  |  | PTC Variables |  |  | 2046
Variables | System | 100% PTC | Profile | 61 |  | - | 1 | 2047-01-01 |  |  | = |  |  |  | PTC Variables |  |  | 2047
Variables | System | 100% PTC | Profile | 61 |  | - | 1 | 2048-01-01 |  |  | = |  |  |  | PTC Variables |  |  | 2048
Variables | System | 100% PTC | Profile | 62.32 |  | - | 1 | 2049-01-01 |  |  | = |  |  |  | PTC Variables |  |  | 2049
Variables | System | 100% PTC | Profile | 63.65 |  | - | 1 | 2050-01-01 |  |  | = |  |  |  | PTC Variables |  |  | 2050
Variables | System | 100% PTC | Profile | 63.65 |  | - | 1 | 2051-01-01 |  |  | = |  |  |  | PTC Variables |  |  | 2051
Variables | System | 100% PTC | Profile | 64.98 |  | - | 1 | 2052-01-01 |  |  | = |  |  |  | PTC Variables |  |  | 2052
Variables | System | 100% PTC | Profile | 66.3 |  | - | 1 | 2053-01-01 |  |  | = |  |  |  | PTC Variables |  |  | 2053
Variables | System | 100% PTC | Profile | 67.63 |  | - | 1 | 2054-01-01 |  |  | = |  |  |  | PTC Variables |  |  | 2054
Collection | Parent Object | Child Object | Property | Value | Data File | Units | Band | Date From | Date To | Timeslice | Action | Expression | Scenario | Memo | Category |  |  | Year
| System | 110% PTC | Profile | 43.76 |  | - | 1 | 2025-01-01 |  |  | = |  |  |  | PTC Variables |  |  | 2025
| System | 110% PTC | Profile | 43.76 |  | - | 1 | 2026-01-01 |  |  | = |  |  |  | PTC Variables |  |  | 2026
| System | 110% PTC | Profile | 45.08 |  | - | 1 | 2027-01-01 |  |  | = |  |  |  | PTC Variables |  |  | 2027
| System | 110% PTC | Profile | 46.41 |  | - | 1 | 2028-01-01 |  |  | = |  |  |  | PTC Variables |  |  | 2028
| System | 110% PTC | Profile | 47.74 |  | - | 1 | 2029-01-01 |  |  | = |  |  |  | PTC Variables |  |  | 2029
| System | 110% PTC | Profile | 47.74 |  | - | 1 | 2030-01-01 |  |  | = |  |  |  | PTC Variables |  |  | 2030
| System | 110% PTC | Profile | 49.06 |  | - | 1 | 2031-01-01 |  |  | = |  |  |  | PTC Variables |  |  | 2031
| System | 110% PTC | Profile | 50.39 |  | - | 1 | 2032-01-01 |  |  | = |  |  |  | PTC Variables |  |  | 2032
| System | 110% PTC | Profile | 50.39 |  | - | 1 | 2033-01-01 |  |  | = |  |  |  | PTC Variables |  |  | 2033
| System | 110% PTC | Profile | 51.71 |  | - | 1 | 2034-01-01 |  |  | = |  |  |  | PTC Variables |  |  | 2034
| System | 110% PTC | Profile | 53.04 |  | - | 1 | 2035-01-01 |  |  | = |  |  |  | PTC Variables |  |  | 2035
| System | 110% PTC | Profile | 54.37 |  | - | 1 | 2036-01-01 |  |  | = |  |  |  | PTC Variables |  |  | 2036
| System | 110% PTC | Profile | 55.69 |  | - | 1 | 2037-01-01 |  |  | = |  |  |  | PTC Variables |  |  | 2037
| System | 110% PTC | Profile | 55.69 |  | - | 1 | 2038-01-01 |  |  | = |  |  |  | PTC Variables |  |  | 2038
| System | 110% PTC | Profile | 57.02 |  | - | 1 | 2039-01-01 |  |  | = |  |  |  | PTC Variables |  |  | 2039
| System | 110% PTC | Profile | 58.35 |  | - | 1 | 2040-01-01 |  |  | = |  |  |  | PTC Variables |  |  | 2040
| System | 110% PTC | Profile | 46.68 |  | - | 1 | 2041-01-01 |  |  | = |  |  |  | PTC Variables |  |  | 2041
| System | 110% PTC | Profile | 35.01 |  | - | 1 | 2042-01-01 |  |  | = |  |  |  | PTC Variables |  |  | 2042
| System | 110% PTC | Profile | 23.34 |  | - | 1 | 2043-01-01 |  |  | = |  |  |  | PTC Variables |  |  | 2043
| System | 110% PTC | Profile | 11.67 |  | - | 1 | 2044-01-01 |  |  | = |  |  |  | PTC Variables |  |  | 2044
| System | 110% PTC | Profile | 0 |  | - | 1 | 2045-01-01 |  |  | = |  |  |  | PTC Variables |  |  | 2045
Collection | Parent Object | Child Object | Property | Value | Data File | Units | Band | Date From | Date To | Timeslice | Action | Expression | Scenario | Memo | Category |  |  | Year
Variables | System | Inflation | Profile | 1 |  | - | 1 | 2024-01-01 |  |  | = |  |  | H:\2025 IRP\03. Assumptions\04. Financial\Inflation\25IRP Plexos Inflation inputs 3Q 092024 CONF.xlsb | - |  |  | 2024
Variables | System | Inflation | Profile | 1.0218 |  | - | 1 | 2025-01-01 |  |  | = |  |  | H:\2025 IRP\03. Assumptions\04. Financial\Inflation\25IRP Plexos Inflation inputs 3Q 092024 CONF.xlsb | - |  |  | 2025 | 0.0218
Variables | System | Inflation | Profile | 1.0441 |  | - | 1 | 2026-01-01 |  |  | = |  |  | H:\2025 IRP\03. Assumptions\04. Financial\Inflation\25IRP Plexos Inflation inputs 3Q 092024 CONF.xlsb | - |  |  | 2026 | 0.0218
Variables | System | Inflation | Profile | 1.0668 |  | - | 1 | 2027-01-01 |  |  | = |  |  | H:\2025 IRP\03. Assumptions\04. Financial\Inflation\25IRP Plexos Inflation inputs 3Q 092024 CONF.xlsb | - |  |  | 2027 | 0.0218
Variables | System | Inflation | Profile | 1.0901 |  | - | 1 | 2028-01-01 |  |  | = |  |  | H:\2025 IRP\03. Assumptions\04. Financial\Inflation\25IRP Plexos Inflation inputs 3Q 092024 CONF.xlsb | - |  |  | 2028 | 0.0218
Variables | System | Inflation | Profile | 1.1139 |  | - | 1 | 2029-01-01 |  |  | = |  |  | H:\2025 IRP\03. Assumptions\04. Financial\Inflation\25IRP Plexos Inflation inputs 3Q 092024 CONF.xlsb | - |  |  | 2029 | 0.0218
Variables | System | Inflation | Profile | 1.1381 |  | - | 1 | 2030-01-01 |  |  | = |  |  | H:\2025 IRP\03. Assumptions\04. Financial\Inflation\25IRP Plexos Inflation inputs 3Q 092024 CONF.xlsb | - |  |  | 2030 | 0.0218
Variables | System | Inflation | Profile | 1.163 |  | - | 1 | 2031-01-01 |  |  | = |  |  | H:\2025 IRP\03. Assumptions\04. Financial\Inflation\25IRP Plexos Inflation inputs 3Q 092024 CONF.xlsb | - |  |  | 2031 | 0.0218
Variables | System | Inflation | Profile | 1.1883 |  | - | 1 | 2032-01-01 |  |  | = |  |  | H:\2025 IRP\03. Assumptions\04. Financial\Inflation\25IRP Plexos Inflation inputs 3Q 092024 CONF.xlsb | - |  |  | 2032 | 0.0218
Variables | System | Inflation | Profile | 1.2142 |  | - | 1 | 2033-01-01 |  |  | = |  |  | H:\2025 IRP\03. Assumptions\04. Financial\Inflation\25IRP Plexos Inflation inputs 3Q 092024 CONF.xlsb | - |  |  | 2033 | 0.0218
Variables | System | Inflation | Profile | 1.2407 |  | - | 1 | 2034-01-01 |  |  | = |  |  | H:\2025 IRP\03. Assumptions\04. Financial\Inflation\25IRP Plexos Inflation inputs 3Q 092024 CONF.xlsb | - |  |  | 2034 | 0.0218
Variables | System | Inflation | Profile | 1.2677 |  | - | 1 | 2035-01-01 |  |  | = |  |  | H:\2025 IRP\03. Assumptions\04. Financial\Inflation\25IRP Plexos Inflation inputs 3Q 092024 CONF.xlsb | - |  |  | 2035 | 0.0218
Variables | System | Inflation | Profile | 1.2954 |  | - | 1 | 2036-01-01 |  |  | = |  |  | H:\2025 IRP\03. Assumptions\04. Financial\Inflation\25IRP Plexos Inflation inputs 3Q 092024 CONF.xlsb | - |  |  | 2036 | 0.0218
Variables | System | Inflation | Profile | 1.3236 |  | - | 1 | 2037-01-01 |  |  | = |  |  | H:\2025 IRP\03. Assumptions\04. Financial\Inflation\25IRP Plexos Inflation inputs 3Q 092024 CONF.xlsb | - |  |  | 2037 | 0.0218
Variables | System | Inflation | Profile | 1.3525 |  | - | 1 | 2038-01-01 |  |  | = |  |  | H:\2025 IRP\03. Assumptions\04. Financial\Inflation\25IRP Plexos Inflation inputs 3Q 092024 CONF.xlsb | - |  |  | 2038 | 0.0218
Variables | System | Inflation | Profile | 1.3819 |  | - | 1 | 2039-01-01 |  |  | = |  |  | H:\2025 IRP\03. Assumptions\04. Financial\Inflation\25IRP Plexos Inflation inputs 3Q 092024 CONF.xlsb | - |  |  | 2039 | 0.0218
Variables | System | Inflation | Profile | 1.4121 |  | - | 1 | 2040-01-01 |  |  | = |  |  | H:\2025 IRP\03. Assumptions\04. Financial\Inflation\25IRP Plexos Inflation inputs 3Q 092024 CONF.xlsb | - |  |  | 2040 | 0.0218
Variables | System | Inflation | Profile | 1.4428 |  | - | 1 | 2041-01-01 |  |  | = |  |  | H:\2025 IRP\03. Assumptions\04. Financial\Inflation\25IRP Plexos Inflation inputs 3Q 092024 CONF.xlsb | - |  |  | 2041 | 0.0218
Variables | System | Inflation | Profile | 1.4743 |  | - | 1 | 2042-01-01 |  |  | = |  |  | H:\2025 IRP\03. Assumptions\04. Financial\Inflation\25IRP Plexos Inflation inputs 3Q 092024 CONF.xlsb | - |  |  | 2042 | 0.0218
Variables | System | Inflation | Profile | 1.5064 |  | - | 1 | 2043-01-01 |  |  | = |  |  | H:\2025 IRP\03. Assumptions\04. Financial\Inflation\25IRP Plexos Inflation inputs 3Q 092024 CONF.xlsb | - |  |  | 2043 | 0.0218
Variables | System | Inflation | Profile | 1.5393 |  | - | 1 | 2044-01-01 |  |  | = |  |  | H:\2025 IRP\03. Assumptions\04. Financial\Inflation\25IRP Plexos Inflation inputs 3Q 092024 CONF.xlsb | - |  |  | 2044 | 0.0218
Variables | System | Inflation | Profile | 1.5728 |  | - | 1 | 2045-01-01 |  |  | = |  |  | H:\2025 IRP\03. Assumptions\04. Financial\Inflation\25IRP Plexos Inflation inputs 3Q 092024 CONF.xlsb | - |  |  | 2045 | 0.0218
Variables | System | Inflation | Profile | 1.6071 |  | - | 1 | 2046-01-01 |  |  | = |  |  | H:\2025 IRP\03. Assumptions\04. Financial\Inflation\25IRP Plexos Inflation inputs 3Q 092024 CONF.xlsb | - |  |  | 2046 | 0.0218
Variables | System | Inflation | Profile | 1.6422 |  | - | 1 | 2047-01-01 |  |  | = |  |  | H:\2025 IRP\03. Assumptions\04. Financial\Inflation\25IRP Plexos Inflation inputs 3Q 092024 CONF.xlsb | - |  |  | 2047 | 0.0218
2025 IRP Discount Rate |  | 6.38%
Collection | Parent Object | Child Object | Property | Value | Data File | Units | Band | Date From | Date To | Timeslice | Action | Expression | Scenario | Memo | Category
Generators | System | PV_.PX.BDG._.PTC.Utility_Scale | VO&M Charge | 0 |  | $/MWh | 1 |  |  |  | - | 110% PTC |  |  | New Solar
Generators | System | PV_.PX.BOR._.PTC.Utility_Scale | VO&M Charge | 0 |  | $/MWh | 1 |  |  |  | - | 100% PTC |  |  | New Solar
Generators | System | PV_.PX.CLV._.PTC.Small_Scale | VO&M Charge | 0 |  | $/MWh | 1 |  |  |  | - | 110% PTC |  |  | New Solar
Generators | System | PV_.PX.COR._.PTC.Small_Scale | VO&M Charge | 0 |  | $/MWh | 1 |  |  |  | - | 100% PTC |  |  | New Solar
Generators | System | PV_.PX.COR._.PTC.Utility_Scale | VO&M Charge | 0 |  | $/MWh | 1 |  |  |  | - | 100% PTC |  |  | New Solar
Generators | System | PV_.PX.DJW._.PTC.Utility_Scale | VO&M Charge | 0 |  | $/MWh | 1 |  |  |  | - | 110% PTC |  |  | New Solar
Generators | System | PV_.PX.GOE._.PTC.Small_Scale | VO&M Charge | 0 |  | $/MWh | 1 |  |  |  | - | 100% PTC |  |  | New Solar
Generators | System | PV_.PX.GOE._.PTC.Utility_Scale | VO&M Charge | 0 |  | $/MWh | 1 |  |  |  | - | 100% PTC |  |  | New Solar
Generators | System | PV_.PX.HTG._.PTC.Utility_Scale | VO&M Charge | 0 |  | $/MWh | 1 |  |  |  | - | 110% PTC |  |  | New Solar
Generators | System | PV_.PX.NTN._.PTC.Utility_Scale | VO&M Charge | 0 |  | $/MWh | 1 |  |  |  | - | 110% PTC |  |  | New Solar
Generators | System | PV_.PX.NUT._.PTC.Small_Scale | VO&M Charge | 0 |  | $/MWh | 1 |  |  |  | - | 100% PTC |  |  | New Solar
Generators | System | PV_.PX.NUT._.PTC.Utility_Scale | VO&M Charge | 0 |  | $/MWh | 1 |  |  |  | - | 100% PTC |  |  | New Solar
Generators | System | PV_.PX.SOR._.PTC.Small_Scale | VO&M Charge | 0 |  | $/MWh | 1 |  |  |  | - | 100% PTC |  |  | New Solar
Generators | System | PV_.PX.SOR._.PTC.Utility_Scale | VO&M Charge | 0 |  | $/MWh | 1 |  |  |  | - | 100% PTC |  |  | New Solar
Generators | System | PV_.PX.SUM._.PTC.Utility_Scale | VO&M Charge | 0 |  | $/MWh | 1 |  |  |  | - | 100% PTC |  |  | New Solar
Generators | System | PV_.PX.UTS._.PTC.Small_Scale | VO&M Charge | 0 |  | $/MWh | 1 |  |  |  | - | 110% PTC |  |  | New Solar
Generators | System | PV_.PX.UTS._.PTC.Utility_Scale | VO&M Charge | 0 |  | $/MWh | 1 |  |  |  | - | 110% PTC |  |  | New Solar
Generators | System | PV_.PX.WMV._.PTC.Small_Scale | VO&M Charge | 0 |  | $/MWh | 1 |  |  |  | - | 100% PTC |  |  | New Solar
Generators | System | PV_.PX.WMV._.PTC.Utility_Scale | VO&M Charge | 0 |  | $/MWh | 1 |  |  |  | - | 100% PTC |  |  | New Solar
Generators | System | PV_.PX.WSF._.PTC.Small_Scale | VO&M Charge | 0 |  | $/MWh | 1 |  |  |  | - | 110% PTC |  |  | New Solar
Generators | System | PV_.PX.WWA._.PTC.Small_Scale | VO&M Charge | 0 |  | $/MWh | 1 |  |  |  | - | 100% PTC |  |  | New Solar
Generators | System | PV_.PX.WWA._.PTC.Utility_Scale | VO&M Charge | 0 |  | $/MWh | 1 |  |  |  | - | 100% PTC |  |  | New Solar
Generators | System | PV_.PX.WYC._.PTC.Small_Scale | VO&M Charge | 0 |  | $/MWh | 1 |  |  |  | - | 110% PTC |  |  | New Solar
Generators | System | PV_.PX.WYE._.PTC.Small_Scale | VO&M Charge | 0 |  | $/MWh | 1 |  |  |  | - | 110% PTC |  |  | New Solar
Generators | System | PV_.PX.WYE._.PTC.Utility_Scale | VO&M Charge | 0 |  | $/MWh | 1 |  |  |  | - | 110% PTC |  |  | New Solar
Generators | System | PV_.PX.WYN._.PTC.Small_Scale | VO&M Charge | 0 |  | $/MWh | 1 |  |  |  | - | 110% PTC |  |  | New Solar
Generators | System | PV_.PX.YAK._.PTC.Small_Scale | VO&M Charge | 0 |  | $/MWh | 1 |  |  |  | - | 100% PTC |  |  | New Solar
Generators | System | PV_.PX.YAK._.PTC.Utility_Scale | VO&M Charge | 0 |  | $/MWh | 1 |  |  |  | - | 100% PTC |  |  | New Solar
Generators | System | WD_.PX.BDG._.PTC.Utility_Scale | VO&M Charge | 1 |  | $/MWh | 1 |  |  |  | - | 110% PTC |  |  | New Wind
Generators | System | WD_.PX.BOR._.PTC.Utility_Scale | VO&M Charge | 0 |  | $/MWh | 1 |  |  |  | - | 100% PTC |  |  | New Wind
Generators | System | WD_.PX.CLV._.PTC.Small_Scale | VO&M Charge | 0 |  | $/MWh | 1 |  |  |  | - | 110% PTC |  |  | New Wind
Generators | System | WD_.PX.COR._.PTC.Small_Scale | VO&M Charge | 0 |  | $/MWh | 1 |  |  |  | - | 100% PTC |  |  | New Wind
Generators | System | WD_.PX.COR._.PTC.Utility_Scale | VO&M Charge | 0 |  | $/MWh | 1 |  |  |  | - | 100% PTC |  |  | New Wind
Generators | System | WD_.PX.DJW._.PTC.Utility_Scale | VO&M Charge | 0 |  | $/MWh | 1 |  |  |  | - | 110% PTC |  |  | New Wind
Generators | System | WD_.PX.GOE._.PTC.Small_Scale | VO&M Charge | 0 |  | $/MWh | 1 |  |  |  | - | 100% PTC |  |  | New Wind
Generators | System | WD_.PX.GOE._.PTC.Utility_Scale | VO&M Charge | 0 |  | $/MWh | 1 |  |  |  | - | 100% PTC |  |  | New Wind
Generators | System | WD_.PX.HTG._.PTC.Utility_Scale | VO&M Charge | 0 |  | $/MWh | 1 |  |  |  | - | 110% PTC |  |  | New Wind
Generators | System | WD_.PX.NTN._.PTC.Utility_Scale | VO&M Charge | 0 |  | $/MWh | 1 |  |  |  | - | 110% PTC |  |  | New Wind
Generators | System | WD_.PX.NUT._.PTC.Small_Scale | VO&M Charge | 0 |  | $/MWh | 1 |  |  |  | - | 100% PTC |  |  | New Wind
Generators | System | WD_.PX.NUT._.PTC.Utility_Scale | VO&M Charge | 0 |  | $/MWh | 1 |  |  |  | - | 100% PTC |  |  | New Wind
Generators | System | WD_.PX.SOR._.PTC.Offshore | VO&M Charge | 0 |  | $/MWh | 1 |  |  |  | = |  |  |  | New Wind
Generators | System | WD_.PX.SOR._.PTC.Small_Scale | VO&M Charge | 0 |  | $/MWh | 1 |  |  |  | - | 100% PTC |  |  | New Wind
Generators | System | WD_.PX.SOR._.PTC.Utility_Scale | VO&M Charge | 0 |  | $/MWh | 1 |  |  |  | - | 100% PTC |  |  | New Wind
Generators | System | WD_.PX.SUM._.PTC.Utility_Scale | VO&M Charge | 0 |  | $/MWh | 1 |  |  |  | - | 100% PTC |  |  | New Wind
Generators | System | WD_.PX.UTS._.PTC.Small_Scale | VO&M Charge | 0 |  | $/MWh | 1 |  |  |  | - | 110% PTC |  |  | New Wind
Generators | System | WD_.PX.UTS._.PTC.Utility_Scale | VO&M Charge | 0 |  | $/MWh | 1 |  |  |  | - | 110% PTC |  |  | New Wind
Generators | System | WD_.PX.WMV._.PTC.Small_Scale | VO&M Charge | 0 |  | $/MWh | 1 |  |  |  | - | 100% PTC |  |  | New Wind
Generators | System | WD_.PX.WMV._.PTC.Utility_Scale | VO&M Charge | 0 |  | $/MWh | 1 |  |  |  | - | 100% PTC |  |  | New Wind
Generators | System | WD_.PX.WSF._.PTC.Small_Scale | VO&M Charge | 0 |  | $/MWh | 1 |  |  |  | - | 110% PTC |  |  | New Wind
Generators | System | WD_.PX.WWA._.PTC.Small_Scale | VO&M Charge | 0 |  | $/MWh | 1 |  |  |  | - | 100% PTC |  |  | New Wind
Generators | System | WD_.PX.WWA._.PTC.Utility_Scale | VO&M Charge | 0 |  | $/MWh | 1 |  |  |  | - | 100% PTC |  |  | New Wind
Generators | System | WD_.PX.WYC._.PTC.Small_Scale | VO&M Charge | 1 |  | $/MWh | 1 |  |  |  | - | 100% PTC |  |  | New Wind
Generators | System | WD_.PX.WYE._.PTC.Small_Scale | VO&M Charge | 1 |  | $/MWh | 1 |  |  |  | - | 110% PTC |  |  | New Wind
Generators | System | WD_.PX.WYE._.PTC.Utility_Scale | VO&M Charge | 1 |  | $/MWh | 1 |  |  |  | - | 110% PTC |  |  | New Wind
Generators | System | WD_.PX.WYN._.PTC.Small_Scale | VO&M Charge | 1 |  | $/MWh | 1 |  |  |  | - | 110% PTC |  |  | New Wind
Generators | System | WD_.PX.YAK._.PTC.Small_Scale | VO&M Charge | 0 |  | $/MWh | 1 |  |  |  | - | 100% PTC |  |  | New Wind
Generators | System | WD_.PX.YAK._.PTC.Utility_Scale | VO&M Charge | 0 |  | $/MWh | 1 |  |  |  | - | 100% PTC |  |  | New Wind
[9 empty] | TransCapRecovFct | 0.05279
[9 empty] | OATT | 0.21
| Export (MW) | Import (MW) | Interconnect (MW) | Build Investment ($m) | Build (%) | From | To | Build Investment $/kW-yr of Interconnect
2026 | Utah South - Wasatch Front: 138 kV reinforcement #1 | 250 | 250 | 29.5 | 1 | Utah South | Wasatch Front | 4.9211
2028 | Cluster 1 Area 11: Willamette Valley | 0 | 199 | 13.62 | 1 | n/a | n/a | 2.8543
2028 | Cluster 1 Area 14: Summer Lake | 400 | 400 | 110.63 | 1 | Summer Lake | Hemingway | 11.5343
2028 | Cluster 1/2/3: Walla Walla | 0 | 393 | 327.88 | 1 | n/a | n/a | 34.7937
2028 | Serial queue: Central Oregon | 0 | 152 | 3.56 | 1 | n/a | n/a | 0.97675
2028 | Serial/Cluster 1/2: Yakima | 0 | 628 | 63.84 | 1 | n/a | n/a | 4.2395
2028 | Utah South - Wasatch Front: 138 kV reinforcement #2 | 200 | 200 | 12.08 | 1 | Utah South | Wasatch Front | 2.5189
2029 | Cluster 2 Area 23: Willamette Valley | 0 | 393 | 2.21 | 1 | n/a | n/a | 0.23452
2030 | Cluster 2 Area 19: Summer Lake to Central Oregon 500 kV | 1500 | 670 | 1283.43 | 1 | Summer Lake | Central OR | 79.887
2030 | Walla Walla - Yakima 230 kV | 400 | 400 | 141.83 | 1 | Walla Walla | Yakima | 14.7872
2031 | Serial through Cluster 1 Area 13: Southern Oregon | 0 | 231 | 42.11 | 1 | n/a | n/a | 7.6024
2032 | Cluster 1 Area 12: Southern Oregon | 0 | 300 | 303.12 | 1 | n/a | n/a | 42.1378
2033 | Cluster 2 Area 18: Central Oregon 500 kV Substation | 0 | 518 | 372.32 | 1 | n/a | n/a | 29.9754
2039 | Walla Walla - Central Oregon 500 kV | 1500 | 670 | 1463.04 | 1 | Walla Walla | Central OR | 91.0668
Grand Total |  | 4250 | 5404 | 4169.17 | 14 |  |  | 32.1746

## Table 3 WD_.PX.BDG._.PTC.2029
Table 3
WD_.PX.BDG._.PTC.Utility_Scale
40% Capacity Factor
Year | Estimated Capital Cost | Fixed Capital Cost at Real Levelized Rate | Fixed O&M |  | Fixed Costs | Variable O&M | 110% PTC | Total Resource Cost | Total Resource Costs | Total Fixed Cost
| $/kW | $/kW-yr | $/kW-yr |  | $/MWh | $/MWh | $/MWh | $/MWh | $/kW-yr | $/kW-yr
| (a) | (b) | (c) |  | (e) | (f) | (g) | (g) | (h) | (i)
2024 | 1392.68 |  | 31.65
2025 | 1393.4262 |  | 32.34
2026 | 1394.5581 |  | 33.045
2027 | 1395.0772 |  | 33.7654
2028 | 1394.9561 |  | 34.5014
2029 | 1394.1667 | 88.0556 | 35.2536 |  | 35.3579 |  | -47.74 | -12.3821 | -43.18 | 123.3091
2030 |  | 89.9752 | 36.0221 |  | 36.1287 |  | -47.74 | -11.6113 | -40.49 | 125.9973
2031 |  | 91.9366 | 36.8074 |  | 36.9163 |  | -49.06 | -12.1437 | -42.35 | 128.744
2032 |  | 93.9409 | 37.6098 |  | 37.721 |  | -50.39 | -12.669 | -44.18 | 131.5506
2033 |  | 95.9888 | 38.4297 |  | 38.5434 |  | -50.39 | -11.8466 | -41.31 | 134.4185
2034 |  | 98.0813 | 39.2674 |  | 39.3836 |  | -51.71 | -12.3264 | -42.99 | 137.3488
2035 |  | 100.2195 | 40.1235 |  | 40.2422 |  | -53.04 | -12.7978 | -44.63 | 140.343
2036 |  | 102.4043 | 40.9982 |  | 41.1195 |  | -54.37 | -13.2505 | -46.21 | 143.4025
2037 |  | 104.6367 | 41.8919 |  | 42.0159 |  | -55.69 | -13.6741 | -47.69 | 146.5286
2038 |  | 106.9178 | 42.8052 |  | 42.9318 |  | -55.69 | -12.7582 | -44.49 | 149.723
2039 |  | 109.2486 | 43.7383 |  | 43.8677 |  |  | 43.8677 | 152.99 | 152.9869
2040 |  | 111.6302 | 44.6918 |  | 44.824 |  |  | 44.824 | 156.32 | 156.322
2041 |  | 114.0637 | 45.6661 |  | 45.8012 |  |  | 45.8012 | 159.73 | 159.7298
2042 |  | 116.5503 | 46.6616 |  | 46.7997 |  |  | 46.7997 | 163.21 | 163.212
2043 |  | 119.0911 | 47.6789 |  | 47.8199 |  |  | 47.8199 | 166.77 | 166.77
2044 |  | 121.6873 | 48.7183 |  | 48.8624 |  |  | 48.8624 | 170.41 | 170.4056
2045 |  | 124.3401 | 49.7803 |  | 49.9276 |  |  | 49.9276 | 174.12 | 174.1204
2046 |  | 127.0507 | 50.8655 |  | 51.016 |  |  | 51.016 | 177.92 | 177.9162
2047 |  | 129.8204 | 51.9744 |  | 52.1281 |  |  | 52.1281 | 181.79 | 181.7948
2048 |  | 132.6505 | 53.1074 |  | 53.2645 |  |  | 53.2645 | 185.76 | 185.7579
2049 |  | 135.5423 | 54.2652 |  | 54.4257 |  |  | 54.4257 | 189.81 | 189.8075
2050 |  | 138.4971 | 44.6918 |  | 52.5279 |  |  | 52.5279 | 183.19 | 183.1889
[8 empty] | 10.7033 | 37.3287 | 147.8436
Sources, Inputs and Assumptions
Source: | (c)(f) | Plant Costs - 2025 IRP - Table 7.1 & 7.2
| (a) | Plant capacity cost
| (b) | = (a) x 0.06316
| 0 | = ((b) + (c)) / (8.76 x 39.8%)
| (g) | = (e) + (f)
| (h) | Plant Costs - 2025 IRP - Table 7.1 & 7.2
[11 empty] | COD | 2029 | WD_.PX.BDG._.PTC.Utility_Scale
| 0 | Network Upgrade ($/kw-yr)
[11 empty] | MW Built | 100
| 6.316% | Payment Factor, 0% ITC |  | \\pacificorp.us\dfs\PDXCO\PaR\2025 IRP\03. Assumptions\12. New Resources (SSR)\Levelized\2025 IRP LFC_GM_2024E 2024.09.25 0% ITC.xlsb
| 39.81% | Capacity Factor
[6 empty] | 110% | % PTC
[7 empty] | $/MWh | $/kw-yr
[5 empty] | 2029-01-01 | 2029 | 47.74 | 166.4914
[5 empty] | 2030-01-01 | 2030 | 47.74 | 166.4914
[5 empty] | 2031-01-01 | 2031 | 49.06 | 171.0948
[5 empty] | 2032-01-01 | 2032 | 50.39 | 175.7331
[5 empty] | 2033-01-01 | 2033 | 50.39 | 175.7331
[5 empty] | 2034-01-01 | 2034 | 51.71 | 180.3366
[5 empty] | 2035-01-01 | 2035 | 53.04 | 184.9749
[5 empty] | 2036-01-01 | 2036 | 54.37 | 189.6132
[5 empty] | 2037-01-01 | 2037 | 55.69 | 194.2167
[5 empty] | 2038-01-01 | 2038 | 55.69 | 194.2167
[5 empty] | Economic Life |  |  | 30
[5 empty] | Nominal PTC 2028$ |  |  | 75.482

## WD_.PX.BDG._.PTC.2030 (hidden)
Table 3
WD_.PX.BDG._.PTC.Utility_Scale
40% Capacity Factor
Year | Estimated Capital Cost | Fixed Capital Cost at Real Levelized Rate | Fixed O&M |  | Fixed Costs | Variable O&M | 110% PTC | Total Resource Cost | Total Resource Costs | Total Fixed Cost
| $/kW | $/kW-yr | $/kW-yr |  | $/MWh | $/MWh | $/MWh | $/MWh | $/kW-yr | $/kW-yr
| (a) | (b) | (c) |  | (e) | (f) | (g) | (g) | (h) | (i)
2024 | 1392.68 |  | 31.65
2025 | 1393.4262 |  | 32.34
2026 | 1394.5581 |  | 33.045
2027 | 1395.0772 |  | 33.7654
2028 | 1394.9561 |  | 34.5014
2029 | 1394.1667 |  | 35.2536
2030 | 1392.68 | 87.9617 | 36.0221 |  | 35.5513 |  | -47.74 | -12.1887 | -42.51 | 123.9838
2031 |  | 89.8792 | 36.8074 |  | 36.3263 |  | -49.06 | -12.7337 | -44.41 | 126.6866
2032 |  | 91.8386 | 37.6098 |  | 37.1182 |  | -50.39 | -13.2718 | -46.28 | 129.4484
2033 |  | 93.8407 | 38.4297 |  | 37.9274 |  | -50.39 | -12.4626 | -43.46 | 132.2704
2034 |  | 95.8864 | 39.2674 |  | 38.7542 |  | -51.71 | -12.9558 | -45.18 | 135.1539
2035 |  | 97.9767 | 40.1235 |  | 39.5991 |  | -53.04 | -13.4409 | -46.87 | 138.1002
2036 |  | 100.1126 | 40.9982 |  | 40.4623 |  | -54.37 | -13.9077 | -48.5 | 141.1108
2037 |  | 102.2951 | 41.8919 |  | 41.3444 |  | -55.69 | -14.3456 | -50.03 | 144.187
2038 |  | 104.5251 | 42.8052 |  | 42.2457 |  | -55.69 | -13.4443 | -46.89 | 147.3303
2039 |  | 106.8038 | 43.7383 |  | 43.1667 |  | -57.02 | -13.8533 | -48.31 | 150.5421
2040 |  | 109.1321 | 44.6918 |  | 44.1077 |  |  | 44.1077 | 153.82 | 153.8239
2041 |  | 111.5112 | 45.6661 |  | 45.0693 |  |  | 45.0693 | 157.18 | 157.1773
2042 |  | 113.9421 | 46.6616 |  | 46.0518 |  |  | 46.0518 | 160.6 | 160.6037
2043 |  | 116.426 | 47.6789 |  | 47.0557 |  |  | 47.0557 | 164.1 | 164.1049
2044 |  | 118.9641 | 48.7183 |  | 48.0815 |  |  | 48.0815 | 167.68 | 167.6824
2045 |  | 121.5575 | 49.7803 |  | 49.1297 |  |  | 49.1297 | 171.34 | 171.3379
2046 |  | 124.2075 | 50.8655 |  | 50.2007 |  |  | 50.2007 | 175.07 | 175.073
2047 |  | 126.9152 | 51.9744 |  | 51.2951 |  |  | 51.2951 | 178.89 | 178.8896
2048 |  | 129.682 | 53.1074 |  | 52.4133 |  |  | 52.4133 | 182.79 | 182.7894
2049 |  | 132.509 | 54.2652 |  | 53.5559 |  |  | 53.5559 | 186.77 | 186.7742
2050 |  | 135.3977 | 55.4482 |  | 54.7235 |  |  | 54.7235 | 190.85 | 190.8459
2051 |  | 138.3494 | 56.6569 |  | 55.9164 |  |  | 55.9164 | 195.01 | 195.0063
2052 |  | 141.3654 | 57.892 |  | 57.1354 |  |  | 57.1354 | 199.26 | 199.2575
2053 |  | 144.4472 | 59.1541 |  | 58.381 |  |  | 58.381 | 203.6 | 203.6013
2054 |  | 147.5961 | 60.4436 |  | 59.6537 |  |  | 59.6537 | 208.04 | 208.0398
2055 |  | 150.8137 | 61.7613 |  | 60.9541 |  |  | 60.9541 | 212.58 | 212.5751
2056 |  | 154.1015 | 63.1077 |  | 62.2829 |  |  | 62.2829 | 217.21 | 217.2092
2057 |  | 157.4609 | 64.4835 |  | 63.6407 |  |  | 63.6407 | 221.94 | 221.9444
2058 |  | 160.8935 | 65.8892 |  | 65.0281 |  |  | 65.0281 | 226.78 | 226.7827
2059 |  | 164.401 | 67.3256 |  | 66.4457 |  |  | 66.4457 | 231.73 | 231.7266
2060 |  | 167.985 | 68.7933 |  | 67.8942 |  |  | 67.8942 | 236.78 | 236.7782
2061 |  | 171.647 | 70.293 |  | 69.3743 |  |  | 69.3743 | 241.94 | 241.94
NPV chck |  |  |  | 0 |  |  |  | 16.4727 | 57.4481 | 156.5746
Sources, Inputs and Assumptions
Source: | (c)(f) | Plant Costs - 2025 IRP - Table 7.1 & 7.2
| (a) | Plant capacity cost
| (b) | = (a) x 0.06316
| 0 | = ((b) + (c)) / (8.76 x 39.8%)
| (g) | = (e) + (f)
| (h) | Plant Costs - 2025 IRP - Table 7.1 & 7.2
[11 empty] | COD | 2030 | WD_.PX.BDG._.PTC.Utility_Scale
[11 empty] | MW Built | 100
| 6.316% | Payment Factor, 0% ITC |  | \\pacificorp.us\dfs\PDXCO\PaR\2025 IRP\03. Assumptions\12. New Resources (SSR)\Levelized\2025 IRP LFC_GM_2024E 2024.09.25 0% ITC.xlsb
| 39.81% | Capacity Factor
[6 empty] | 110% | % PTC
[7 empty] | $/MWh | $/kw-yr
[5 empty] | 2030-01-01 | 2030 | 47.74 | 166.4914
[5 empty] | 2031-01-01 | 2031 | 49.06 | 171.0948
[5 empty] | 2032-01-01 | 2032 | 50.39 | 175.7331
[5 empty] | 2033-01-01 | 2033 | 50.39 | 175.7331
[5 empty] | 2034-01-01 | 2034 | 51.71 | 180.3366
[5 empty] | 2035-01-01 | 2035 | 53.04 | 184.9749
[5 empty] | 2036-01-01 | 2036 | 54.37 | 189.6132
[5 empty] | 2037-01-01 | 2037 | 55.69 | 194.2167
[5 empty] | 2038-01-01 | 2038 | 55.69 | 194.2167
[5 empty] | 2039-01-01 | 2039 | 57.02 | 198.855
[5 empty] | Economic Life |  |  | 30
[5 empty] | Nominal PTC 2029$ |  |  | 76.8191

## WD_.PX.BDG._.PTC.2031 (hidden)
Table 3
WD_.PX.BDG._.PTC.Utility_Scale
40% Capacity Factor
Year | Estimated Capital Cost | Fixed Capital Cost at Real Levelized Rate | Fixed O&M |  | Fixed Costs | Variable O&M | 110% PTC | Total Resource Cost | Total Resource Costs | Total Fixed Cost
| $/kW | $/kW-yr | $/kW-yr |  | $/MWh | $/MWh | $/MWh | $/MWh | $/kW-yr | $/kW-yr
| (a) | (b) | (c) |  | (e) | (f) | (g) | (g) | (h) | (i)
2024 | 1392.68 |  | 31.65
2025 | 1393.4262 |  | 32.34
2026 | 1394.5581 |  | 33.045
2027 | 1395.0772 |  | 33.7654
2028 | 1394.9561 |  | 34.5014
2029 | 1394.1667 |  | 35.2536
2030 | 1392.68 |  | 36.0221
2031 | 1408.2312 | 88.9439 | 36.8074 |  | 36.0581 |  | -49.06 | -13.0019 | -45.34 | 125.7513
2032 |  | 90.8829 | 37.6098 |  | 36.8442 |  | -50.39 | -13.5458 | -47.24 | 128.4926
2033 |  | 92.8641 | 38.4297 |  | 37.6474 |  | -50.39 | -12.7426 | -44.44 | 131.2938
2034 |  | 94.8885 | 39.2674 |  | 38.4681 |  | -51.71 | -13.2419 | -46.18 | 134.156
2035 |  | 96.9571 | 40.1235 |  | 39.3067 |  | -53.04 | -13.7333 | -47.89 | 137.0806
2036 |  | 99.0708 | 40.9982 |  | 40.1636 |  | -54.37 | -14.2064 | -49.54 | 140.0689
2037 |  | 101.2305 | 41.8919 |  | 41.0392 |  | -55.69 | -14.6508 | -51.09 | 143.1225
2038 |  | 103.4373 | 42.8052 |  | 41.9338 |  | -55.69 | -13.7562 | -47.97 | 146.2425
2039 |  | 105.6923 | 43.7383 |  | 42.848 |  | -57.02 | -14.172 | -49.42 | 149.4306
2040 |  | 107.9964 | 44.6918 |  | 43.7821 |  | -58.35 | -14.5679 | -50.81 | 152.6882
2041 |  | 110.3507 | 45.6661 |  | 44.7365 |  |  | 44.7365 | 156.02 | 156.0168
2042 |  | 112.7563 | 46.6616 |  | 45.7118 |  |  | 45.7118 | 159.42 | 159.418
2043 |  | 115.2144 | 47.6789 |  | 46.7083 |  |  | 46.7083 | 162.89 | 162.8933
2044 |  | 117.7261 | 48.7183 |  | 47.7265 |  |  | 47.7265 | 166.44 | 166.4443
2045 |  | 120.2925 | 49.7803 |  | 48.767 |  |  | 48.767 | 170.07 | 170.0728
2046 |  | 122.9149 | 50.8655 |  | 49.8301 |  |  | 49.8301 | 173.78 | 173.7804
2047 |  | 125.5944 | 51.9744 |  | 50.9164 |  |  | 50.9164 | 177.57 | 177.5688
2048 |  | 128.3324 | 53.1074 |  | 52.0264 |  |  | 52.0264 | 181.44 | 181.4398
2049 |  | 131.1301 | 54.2652 |  | 53.1605 |  |  | 53.1605 | 185.4 | 185.3952
2050 |  | 133.9887 | 55.4482 |  | 54.3194 |  |  | 54.3194 | 189.44 | 189.4368
2051 |  | 136.9096 | 56.6569 |  | 55.5036 |  |  | 55.5036 | 193.57 | 193.5666
2052 |  | 139.8943 | 57.892 |  | 56.7136 |  |  | 56.7136 | 197.79 | 197.7863
2053 |  | 142.944 | 59.1541 |  | 57.9499 |  |  | 57.9499 | 202.1 | 202.0981
2054 |  | 146.0601 | 60.4436 |  | 59.2132 |  |  | 59.2132 | 206.5 | 206.5038
2055 |  | 149.2443 | 61.7613 |  | 60.5041 |  |  | 60.5041 | 211.01 | 211.0056
2056 |  | 152.4978 | 63.1077 |  | 61.8231 |  |  | 61.8231 | 215.61 | 215.6055
2057 |  | 155.8222 | 64.4835 |  | 63.1708 |  |  | 63.1708 | 220.31 | 220.3057
2058 |  | 159.2192 | 65.8892 |  | 64.5479 |  |  | 64.5479 | 225.11 | 225.1084
2059 |  | 162.6901 | 67.3256 |  | 65.9551 |  |  | 65.9551 | 230.02 | 230.0157
2060 |  | 166.2368 | 68.7933 |  | 67.3929 |  |  | 67.3929 | 235.03 | 235.0301
2061 |  | 169.8607 | 70.293 |  | 68.8621 |  |  | 68.8621 | 240.15 | 240.1537
NPV chck |  |  |  | 0 |  |  |  | 16.5322 | 57.657 | 158.8067
Sources, Inputs and Assumptions
Source: | (c)(f) | Plant Costs - 2025 IRP - Table 7.1 & 7.2
| (a) | Plant capacity cost
| (b) | = (a) x 0.06316
| 0 | = ((b) + (c)) / (8.76 x 39.8%)
| (g) | = (e) + (f)
| (h) | Plant Costs - 2025 IRP - Table 7.1 & 7.2
[11 empty] | COD | 2031 | WD_.PX.BDG._.PTC.Utility_Scale
[11 empty] | MW Built | 100
| 6.316% | Payment Factor, 0% ITC |  | \\pacificorp.us\dfs\PDXCO\PaR\2025 IRP\03. Assumptions\12. New Resources (SSR)\Levelized\2025 IRP LFC_GM_2024E 2024.09.25 0% ITC.xlsb
| 39.81% | Capacity Factor
[6 empty] | 110% | % PTC
[7 empty] | $/MWh | $/kw-yr
[5 empty] | 2031-01-01 | 2031 | 49.06 | 171.0948
[5 empty] | 2032-01-01 | 2032 | 50.39 | 175.7331
[5 empty] | 2033-01-01 | 2033 | 50.39 | 175.7331
[5 empty] | 2034-01-01 | 2034 | 51.71 | 180.3366
[5 empty] | 2035-01-01 | 2035 | 53.04 | 184.9749
[5 empty] | 2036-01-01 | 2036 | 54.37 | 189.6132
[5 empty] | 2037-01-01 | 2037 | 55.69 | 194.2167
[5 empty] | 2038-01-01 | 2038 | 55.69 | 194.2167
[5 empty] | 2039-01-01 | 2039 | 57.02 | 198.855
[5 empty] | 2040-01-01 | 2040 | 58.35 | 203.4933
[5 empty] | Economic Life |  |  | 30
[5 empty] | Nominal PTC 2030$ |  |  | 78.3879

## WD_.PX.DJW._.PTC.2029 (hidden)
Table 3
WD_.PX.DJW._.PTC.Utility_Scale
42% Capacity Factor
Year | Estimated Capital Cost | Fixed Capital Cost at Real Levelized Rate | Fixed O&M |  | Fixed Costs | Variable O&M | 110% PTC | Total Resource Cost | Total Resource Costs | Total Fixed Cost
| $/kW | $/kW-yr | $/kW-yr |  | $/MWh | $/MWh | $/MWh | $/MWh | $/kW-yr | $/kW-yr
| (a) | (b) | (c) |  | (e) | (f) | (g) | (g) | (h) | (i)
2024 | 1392.68 |  | 31.65
2025 | 1393.4262 |  | 32.34
2026 | 1394.5581 |  | 33.045
2027 | 1395.0772 |  | 33.7654
2028 | 1394.9561 |  | 34.5014
2029 | 1394.1667 | 88.0556 | 35.2536 |  | 33.826 |  | -47.74 | -13.914 | -50.72 | 123.3091
2030 |  | 89.9752 | 36.0221 |  | 34.5634 |  | -47.74 | -13.1766 | -48.03 | 125.9973
2031 |  | 91.9366 | 36.8074 |  | 35.3169 |  | -49.06 | -13.7431 | -50.1 | 128.744
2032 |  | 93.9409 | 37.6098 |  | 36.0868 |  | -50.39 | -14.3032 | -52.14 | 131.5506
2033 |  | 95.9888 | 38.4297 |  | 36.8735 |  | -50.39 | -13.5165 | -49.27 | 134.4185
2034 |  | 98.0813 | 39.2674 |  | 37.6773 |  | -51.71 | -14.0327 | -51.15 | 137.3488
2035 |  | 100.2195 | 40.1235 |  | 38.4987 |  | -53.04 | -14.5413 | -53.01 | 140.343
2036 |  | 102.4043 | 40.9982 |  | 39.3379 |  | -54.37 | -15.0321 | -54.8 | 143.4025
2037 |  | 104.6367 | 41.8919 |  | 40.1955 |  | -55.69 | -15.4945 | -56.48 | 146.5286
2038 |  | 106.9178 | 42.8052 |  | 41.0718 |  | -55.69 | -14.6182 | -53.29 | 149.723
2039 |  | 109.2486 | 43.7383 |  | 41.9671 |  |  | 41.9671 | 152.99 | 152.9869
2040 |  | 111.6302 | 44.6918 |  | 42.882 |  |  | 42.882 | 156.32 | 156.322
2041 |  | 114.0637 | 45.6661 |  | 43.8168 |  |  | 43.8168 | 159.73 | 159.7298
2042 |  | 116.5503 | 46.6616 |  | 44.772 |  |  | 44.772 | 163.21 | 163.212
2043 |  | 119.0911 | 47.6789 |  | 45.7481 |  |  | 45.7481 | 166.77 | 166.77
2044 |  | 121.6873 | 48.7183 |  | 46.7454 |  |  | 46.7454 | 170.41 | 170.4056
2045 |  | 124.3401 | 49.7803 |  | 47.7644 |  |  | 47.7644 | 174.12 | 174.1204
2046 |  | 127.0507 | 50.8655 |  | 48.8057 |  |  | 48.8057 | 177.92 | 177.9162
2047 |  | 129.8204 | 51.9744 |  | 49.8697 |  |  | 49.8697 | 181.79 | 181.7948
2048 |  | 132.6505 | 53.1074 |  | 50.9568 |  |  | 50.9568 | 185.76 | 185.7579
2049 |  | 135.5423 | 54.2652 |  | 52.0677 |  |  | 52.0677 | 189.81 | 189.8075
2050 |  | 138.4971 | 55.4482 |  | 53.2027 |  |  | 53.2027 | 193.95 | 193.9453
2051 |  | 141.5163 | 56.6569 |  | 54.3626 |  |  | 54.3626 | 198.17 | 198.1733
2052 |  | 144.6014 | 57.892 |  | 55.5477 |  |  | 55.5477 | 202.49 | 202.4934
2053 |  | 147.7537 | 59.1541 |  | 56.7586 |  |  | 56.7586 | 206.91 | 206.9078
2054 |  | 150.9747 | 60.4436 |  | 57.9959 |  |  | 57.9959 | 211.42 | 211.4184
2055 |  | 154.266 | 61.7613 |  | 59.2603 |  |  | 59.2603 | 216.03 | 216.0273
2056 |  | 157.629 | 63.1077 |  | 60.5521 |  |  | 60.5521 | 220.74 | 220.7367
2057 |  | 161.0653 | 64.4835 |  | 61.8722 |  |  | 61.8722 | 225.55 | 225.5488
2058 |  | 164.5765 | 65.8892 |  | 63.221 |  |  | 63.221 | 230.47 | 230.4657
2059 |  | 168.1643 | 67.3256 |  | 64.5992 |  |  | 64.5992 | 235.49 | 235.4899
2060 |  | 171.8303 | 68.7933 |  | 66.0075 |  |  | 66.0075 | 240.62 | 240.6236
2061 |  | 175.5762 | 70.293 |  | 67.4464 |  |  | 67.4464 | 245.87 | 245.8692
NPV chck |  |  |  | 0 |  |  |  | 14.7885 | 53.9113 | 155.7227
Sources, Inputs and Assumptions
Source: | (c)(f) | Plant Costs - 2025 IRP - Table 7.1 & 7.2
| (a) | Plant capacity cost
| (b) | = (a) x 0.06316
| 0 | = ((b) + (c)) / (8.76 x 41.6%)
| (g) | = (e) + (f)
| (h) | Plant Costs - 2025 IRP - Table 7.1 & 7.2
[11 empty] | COD | 2029 | WD_.PX.DJW._.PTC.Utility_Scale
[11 empty] | MW Built | 100
| 6.316% | Payment Factor, 0% ITC |  | \\pacificorp.us\dfs\PDXCO\PaR\2025 IRP\03. Assumptions\12. New Resources (SSR)\Levelized\2025 IRP LFC_GM_2024E 2024.09.25 0% ITC.xlsb
| 41.61% | Capacity Factor
[6 empty] | 110% | % PTC
[7 empty] | $/MWh | $/kw-yr
[5 empty] | 2029-01-01 | 2029 | 47.74 | 174.0314
[5 empty] | 2030-01-01 | 2030 | 47.74 | 174.0314
[5 empty] | 2031-01-01 | 2031 | 49.06 | 178.8433
[5 empty] | 2032-01-01 | 2032 | 50.39 | 183.6917
[5 empty] | 2033-01-01 | 2033 | 50.39 | 183.6917
[5 empty] | 2034-01-01 | 2034 | 51.71 | 188.5036
[5 empty] | 2035-01-01 | 2035 | 53.04 | 193.352
[5 empty] | 2036-01-01 | 2036 | 54.37 | 198.2004
[5 empty] | 2037-01-01 | 2037 | 55.69 | 203.0123
[5 empty] | 2038-01-01 | 2038 | 55.69 | 203.0123
[5 empty] | Economic Life |  |  | 30
[5 empty] | Nominal PTC 2028$ |  |  | 78.9004

## WD_.PX.DJW._.PTC.2030 (hidden)
Table 3
WD_.PX.DJW._.PTC.Utility_Scale
42% Capacity Factor
Year | Estimated Capital Cost | Fixed Capital Cost at Real Levelized Rate | Fixed O&M | Levelized PTC Offset | Fixed Costs | Variable O&M | 110% PTC | Total Resource Cost | Total Resource Costs | Total Fixed Cost
| $/kW | $/kW-yr | $/kW-yr | $/kW-yr | $/MWh | $/MWh | $/MWh | $/MWh | $/kW-yr | $/kW-yr
| (a) | (b) | (c) |  | (e) | (f) | (g) | (g) | (h) | (i)
2024 | 1392.68 |  | 31.65
2025 | 1393.4262 |  | 32.34
2026 | 1394.5581 |  | 33.045
2027 | 1395.0772 |  | 33.7654
2028 | 1394.9561 |  | 34.5014
2029 | 1394.1667 |  | 35.2536
2030 | 1392.68 | 87.9617 | 36.0221 |  | 34.011 |  | -47.74 | -13.729 | -50.05 | 123.9838
2031 |  | 89.8792 | 36.8074 |  | 34.7525 |  | -49.06 | -14.3075 | -52.16 | 126.6866
2032 |  | 91.8386 | 37.6098 |  | 35.5101 |  | -50.39 | -14.8799 | -54.24 | 129.4484
2033 |  | 93.8407 | 38.4297 |  | 36.2842 |  | -50.39 | -14.1058 | -51.42 | 132.2704
2034 |  | 95.8864 | 39.2674 |  | 37.0752 |  | -51.71 | -14.6348 | -53.35 | 135.1539
2035 |  | 97.9767 | 40.1235 |  | 37.8834 |  | -53.04 | -15.1566 | -55.25 | 138.1002
2036 |  | 100.1126 | 40.9982 |  | 38.7093 |  | -54.37 | -15.6607 | -57.09 | 141.1108
2037 |  | 102.2951 | 41.8919 |  | 39.5531 |  | -55.69 | -16.1369 | -58.83 | 144.187
2038 |  | 104.5251 | 42.8052 |  | 40.4154 |  | -55.69 | -15.2746 | -55.68 | 147.3303
2039 |  | 106.8038 | 43.7383 |  | 41.2965 |  | -57.02 | -15.7235 | -57.32 | 150.5421
2040 |  | 109.1321 | 44.6918 |  | 42.1967 |  |  | 42.1967 | 153.82 | 153.8239
2041 |  | 111.5112 | 45.6661 |  | 43.1166 |  |  | 43.1166 | 157.18 | 157.1773
2042 |  | 113.9421 | 46.6616 |  | 44.0566 |  |  | 44.0566 | 160.6 | 160.6037
2043 |  | 116.426 | 47.6789 |  | 45.017 |  |  | 45.017 | 164.1 | 164.1049
2044 |  | 118.9641 | 48.7183 |  | 45.9984 |  |  | 45.9984 | 167.68 | 167.6824
2045 |  | 121.5575 | 49.7803 |  | 47.0011 |  |  | 47.0011 | 171.34 | 171.3379
2046 |  | 124.2075 | 50.8655 |  | 48.0257 |  |  | 48.0257 | 175.07 | 175.073
2047 |  | 126.9152 | 51.9744 |  | 49.0727 |  |  | 49.0727 | 178.89 | 178.8896
2048 |  | 129.682 | 53.1074 |  | 50.1425 |  |  | 50.1425 | 182.79 | 182.7894
2049 |  | 132.509 | 54.2652 |  | 51.2356 |  |  | 51.2356 | 186.77 | 186.7742
2050 |  | 135.3977 | 55.4482 |  | 52.3525 |  |  | 52.3525 | 190.85 | 190.8459
2051 |  | 138.3494 | 56.6569 |  | 53.4938 |  |  | 53.4938 | 195.01 | 195.0063
2052 |  | 141.3654 | 57.892 |  | 54.66 |  |  | 54.66 | 199.26 | 199.2575
2053 |  | 144.4472 | 59.1541 |  | 55.8516 |  |  | 55.8516 | 203.6 | 203.6013
2054 |  | 147.5961 | 60.4436 |  | 57.0691 |  |  | 57.0691 | 208.04 | 208.0398
2055 |  | 150.8137 | 61.7613 |  | 58.3132 |  |  | 58.3132 | 212.58 | 212.5751
2056 |  | 154.1015 | 63.1077 |  | 59.5845 |  |  | 59.5845 | 217.21 | 217.2092
2057 |  | 157.4609 | 64.4835 |  | 60.8834 |  |  | 60.8834 | 221.94 | 221.9444
2058 |  | 160.8935 | 65.8892 |  | 62.2107 |  |  | 62.2107 | 226.78 | 226.7827
2059 |  | 164.401 | 67.3256 |  | 63.5669 |  |  | 63.5669 | 231.73 | 231.7266
2060 |  | 167.985 | 68.7933 |  | 64.9526 |  |  | 64.9526 | 236.78 | 236.7782
2061 |  | 171.647 | 70.293 |  | 66.3686 |  |  | 66.3686 | 241.94 | 241.94
NPV chck |  |  |  | 0 |  |  |  | 14.5275 | 52.958 | 156.5746
Sources, Inputs and Assumptions
Source: | (c)(f) | Plant Costs - 2025 IRP - Table 7.1 & 7.2
| (a) | Plant capacity cost
| (b) | = (a) x 0.06316
| 0 | = ((b) + (c)) / (8.76 x 41.6%)
| (g) | = (e) + (f)
| (h) | Plant Costs - 2025 IRP - Table 7.1 & 7.2
[11 empty] | COD | 2030 | WD_.PX.DJW._.PTC.Utility_Scale
[11 empty] | MW Built | 100
| 6.316% | Payment Factor, 0% ITC |  | \\pacificorp.us\dfs\PDXCO\PaR\2025 IRP\03. Assumptions\12. New Resources (SSR)\Levelized\2025 IRP LFC_GM_2024E 2024.09.25 0% ITC.xlsb
| 41.61% | Capacity Factor
[6 empty] | 110% | % PTC
[7 empty] | $/MWh | $/kw-yr
[5 empty] | 2030-01-01 | 2030 | 47.74 | 174.0314
[5 empty] | 2031-01-01 | 2031 | 49.06 | 178.8433
[5 empty] | 2032-01-01 | 2032 | 50.39 | 183.6917
[5 empty] | 2033-01-01 | 2033 | 50.39 | 183.6917
[5 empty] | 2034-01-01 | 2034 | 51.71 | 188.5036
[5 empty] | 2035-01-01 | 2035 | 53.04 | 193.352
[5 empty] | 2036-01-01 | 2036 | 54.37 | 198.2004
[5 empty] | 2037-01-01 | 2037 | 55.69 | 203.0123
[5 empty] | 2038-01-01 | 2038 | 55.69 | 203.0123
[5 empty] | 2039-01-01 | 2039 | 57.02 | 207.8607
[5 empty] | Economic Life |  |  | 30
[5 empty] | Nominal PTC 2029$ |  |  | 80.2981

## WD_.PX.DJW._.PTC.2031 (hidden)
Table 3
WD_.PX.DJW._.PTC.Utility_Scale
42% Capacity Factor
Year | Estimated Capital Cost | Fixed Capital Cost at Real Levelized Rate | Fixed O&M |  | Fixed Costs | Variable O&M | 110% PTC | Total Resource Cost | Total Resource Costs | Total Fixed Cost
| $/kW | $/kW-yr | $/kW-yr |  | $/MWh | $/MWh | $/MWh | $/MWh | $/kW-yr | $/kW-yr
| (a) | (b) | (c) |  | (e) | (f) | (g) | (g) | (h) | (i)
2024 | 1392.68 |  | 31.65
2025 | 1393.4262 |  | 32.34
2026 | 1394.5581 |  | 33.045
2027 | 1395.0772 |  | 33.7654
2028 | 1394.9561 |  | 34.5014
2029 | 1394.1667 |  | 35.2536
2030 | 1392.68 |  | 36.0221
2031 | 1408.2312 | 88.9439 | 36.8074 |  | 34.4959 |  | -49.06 | -14.5641 | -53.09 | 125.7513
2032 |  | 90.8829 | 37.6098 |  | 35.2479 |  | -50.39 | -15.1421 | -55.2 | 128.4926
2033 |  | 92.8641 | 38.4297 |  | 36.0163 |  | -50.39 | -14.3737 | -52.4 | 131.2938
2034 |  | 94.8885 | 39.2674 |  | 36.8015 |  | -51.71 | -14.9085 | -54.35 | 134.156
2035 |  | 96.9571 | 40.1235 |  | 37.6037 |  | -53.04 | -15.4363 | -56.27 | 137.0806
2036 |  | 99.0708 | 40.9982 |  | 38.4235 |  | -54.37 | -15.9465 | -58.13 | 140.0689
2037 |  | 101.2305 | 41.8919 |  | 39.2611 |  | -55.69 | -16.4289 | -59.89 | 143.1225
2038 |  | 103.4373 | 42.8052 |  | 40.117 |  | -55.69 | -15.573 | -56.77 | 146.2425
2039 |  | 105.6923 | 43.7383 |  | 40.9916 |  | -57.02 | -16.0284 | -58.43 | 149.4306
2040 |  | 107.9964 | 44.6918 |  | 41.8852 |  | -58.35 | -16.4648 | -60.02 | 152.6882
2041 |  | 110.3507 | 45.6661 |  | 42.7983 |  |  | 42.7983 | 156.02 | 156.0168
2042 |  | 112.7563 | 46.6616 |  | 43.7313 |  |  | 43.7313 | 159.42 | 159.418
2043 |  | 115.2144 | 47.6789 |  | 44.6846 |  |  | 44.6846 | 162.89 | 162.8933
2044 |  | 117.7261 | 48.7183 |  | 45.6587 |  |  | 45.6587 | 166.44 | 166.4443
2045 |  | 120.2925 | 49.7803 |  | 46.6541 |  |  | 46.6541 | 170.07 | 170.0728
2046 |  | 122.9149 | 50.8655 |  | 47.6712 |  |  | 47.6712 | 173.78 | 173.7804
2047 |  | 125.5944 | 51.9744 |  | 48.7104 |  |  | 48.7104 | 177.57 | 177.5688
2048 |  | 128.3324 | 53.1074 |  | 49.7723 |  |  | 49.7723 | 181.44 | 181.4398
2049 |  | 131.1301 | 54.2652 |  | 50.8573 |  |  | 50.8573 | 185.4 | 185.3952
2050 |  | 133.9887 | 55.4482 |  | 51.966 |  |  | 51.966 | 189.44 | 189.4368
2051 |  | 136.9096 | 56.6569 |  | 53.0989 |  |  | 53.0989 | 193.57 | 193.5666
2052 |  | 139.8943 | 57.892 |  | 54.2564 |  |  | 54.2564 | 197.79 | 197.7863
2053 |  | 142.944 | 59.1541 |  | 55.4392 |  |  | 55.4392 | 202.1 | 202.0981
2054 |  | 146.0601 | 60.4436 |  | 56.6478 |  |  | 56.6478 | 206.5 | 206.5038
2055 |  | 149.2443 | 61.7613 |  | 57.8827 |  |  | 57.8827 | 211.01 | 211.0056
2056 |  | 152.4978 | 63.1077 |  | 59.1445 |  |  | 59.1445 | 215.61 | 215.6055
2057 |  | 155.8222 | 64.4835 |  | 60.4339 |  |  | 60.4339 | 220.31 | 220.3057
2058 |  | 159.2192 | 65.8892 |  | 61.7514 |  |  | 61.7514 | 225.11 | 225.1084
2059 |  | 162.6901 | 67.3256 |  | 63.0975 |  |  | 63.0975 | 230.02 | 230.0157
2060 |  | 166.2368 | 68.7933 |  | 64.4731 |  |  | 64.4731 | 235.03 | 235.0301
2061 |  | 169.8607 | 70.293 |  | 65.8786 |  |  | 65.8786 | 240.15 | 240.1537
NPV chck |  |  |  | 0 |  |  |  | 14.5593 | 53.0749 | 158.8067
Sources, Inputs and Assumptions
Source: | (c)(f) | Plant Costs - 2025 IRP - Table 7.1 & 7.2
| (a) | Plant capacity cost
| (b) | = (a) x 0.06316
| 0 | = ((b) + (c)) / (8.76 x 41.6%)
| (g) | = (e) + (f)
| (h) | Plant Costs - 2025 IRP - Table 7.1 & 7.2
[11 empty] | COD | 2031 | WD_.PX.DJW._.PTC.Utility_Scale
[11 empty] | MW Built | 244.1898
| 6.316% | Payment Factor, 0% ITC |  | \\pacificorp.us\dfs\PDXCO\PaR\2025 IRP\03. Assumptions\12. New Resources (SSR)\Levelized\2025 IRP LFC_GM_2024E 2024.09.25 0% ITC.xlsb
| 41.61% | Capacity Factor
[6 empty] | 110% | % PTC
[7 empty] | $/MWh | $/kw-yr
[5 empty] | 2031-01-01 | 2031 | 49.06 | 178.8433
[5 empty] | 2032-01-01 | 2032 | 50.39 | 183.6917
[5 empty] | 2033-01-01 | 2033 | 50.39 | 183.6917
[5 empty] | 2034-01-01 | 2034 | 51.71 | 188.5036
[5 empty] | 2035-01-01 | 2035 | 53.04 | 193.352
[5 empty] | 2036-01-01 | 2036 | 54.37 | 198.2004
[5 empty] | 2037-01-01 | 2037 | 55.69 | 203.0123
[5 empty] | 2038-01-01 | 2038 | 55.69 | 203.0123
[5 empty] | 2039-01-01 | 2039 | 57.02 | 207.8607
[5 empty] | 2040-01-01 | 2040 | 58.35 | 212.7091
[5 empty] | Economic Life |  |  | 30
[5 empty] | Nominal PTC 2030$ |  |  | 81.938

## PV_.PX.NTN._.PTC.2031 (hidden)
Table 3
PV_.PX.NTN._.PTC.Utility_Scale
30% Capacity Factor
Year | Estimated Capital Cost | Fixed Capital Cost at Real Levelized Rate | Fixed O&M |  | Fixed Costs | Variable O&M | 110% PTC | Total Resource Cost | Total Resource Costs | Total Fixed Cost
| $/kW | $/kW-yr | $/kW-yr |  | $/MWh | $/MWh | $/MWh | $/MWh | $/kW-yr | $/kW-yr
| (a) | (b) | (c) |  | (e) | (f) | (g) | (g) | (h) | (i)
2024 | 1216.55 |  | 20.52
2025 | 1295.735 |  | 20.9673
2026 | 1271.0526 |  | 21.4244
2027 | 1244.6783 |  | 21.8915
2028 | 1216.55 |  | 22.3687
2029 | 1186.6038 |  | 22.8563
2030 | 1154.7738 |  | 23.3546
2031 | 1120.9921 | 76.9113 | 23.8637 |  | 38.0745 |  | -49.06 | -10.9855 | -29.08 | 100.775
2032 |  | 78.5879 | 24.384 |  | 38.9046 |  | -50.39 | -11.4854 | -30.4 | 102.9719
2033 |  | 80.3011 | 24.9155 |  | 39.7527 |  | -50.39 | -10.6373 | -28.15 | 105.2167
2034 |  | 82.0517 | 25.4587 |  | 40.6193 |  | -51.71 | -11.0907 | -29.35 | 107.5104
2035 |  | 83.8404 | 26.0137 |  | 41.5048 |  | -53.04 | -11.5352 | -30.53 | 109.8541
2036 |  | 85.6682 | 26.5808 |  | 42.4096 |  | -54.37 | -11.9604 | -31.66 | 112.249
2037 |  | 87.5357 | 27.1603 |  | 43.3341 |  | -55.69 | -12.3559 | -32.7 | 114.696
2038 |  | 89.444 | 27.7524 |  | 44.2788 |  | -55.69 | -11.4112 | -30.2 | 117.1964
2039 |  | 91.3939 | 28.3574 |  | 45.2441 |  | -57.02 | -11.7759 | -31.17 | 119.7512
2040 |  | 93.3863 | 28.9756 |  | 46.2304 |  | -58.35 | -12.1196 | -32.08 | 122.3618
2041 |  | 95.4221 | 29.6072 |  | 47.2382 |  |  | 47.2382 | 125.03 | 125.0293
2042 |  | 97.5023 | 30.2527 |  | 48.268 |  |  | 48.268 | 127.75 | 127.755
2043 |  | 99.6278 | 30.9122 |  | 49.3203 |  |  | 49.3203 | 130.54 | 130.54
2044 |  | 101.7997 | 31.5861 |  | 50.3955 |  |  | 50.3955 | 133.39 | 133.3858
2045 |  | 104.019 | 32.2746 |  | 51.4941 |  |  | 51.4941 | 136.29 | 136.2936
2046 |  | 106.2866 | 32.9782 |  | 52.6166 |  |  | 52.6166 | 139.26 | 139.2648
2047 |  | 108.6036 | 33.6971 |  | 53.7637 |  |  | 53.7637 | 142.3 | 142.3008
2048 |  | 110.9712 | 34.4317 |  | 54.9357 |  |  | 54.9357 | 145.4 | 145.4029
2049 |  | 113.3904 | 35.1823 |  | 56.1333 |  |  | 56.1333 | 148.57 | 148.5727
2050 |  | 115.8623 | 35.9493 |  | 57.357 |  |  | 57.357 | 151.81 | 151.8116
2051 |  | 118.3881 | 36.733 |  | 58.6074 |  |  | 58.6074 | 155.12 | 155.1211
2052 |  | 120.9689 | 37.5338 |  | 59.8851 |  |  | 59.8851 | 158.5 | 158.5027
2053 |  | 123.606 | 38.352 |  | 61.1906 |  |  | 61.1906 | 161.96 | 161.9581
2054 |  | 126.3007 | 39.1881 |  | 62.5245 |  |  | 62.5245 | 165.49 | 165.4888
2055 |  | 129.054 | 40.0424 |  | 63.8876 |  |  | 63.8876 | 169.1 | 169.0964
2056 |  | 131.8674 | 40.9153 |  | 65.2803 |  |  | 65.2803 | 172.78 | 172.7827
2057 |  | 134.7421 | 41.8073 |  | 66.7034 |  |  | 66.7034 | 176.55 | 176.5494
2058 |  | 137.6795 | 42.7187 |  | 68.1575 |  |  | 68.1575 | 180.4 | 180.3982
2059 |  | 140.6809 | 43.65 |  | 69.6434 |  |  | 69.6434 | 184.33 | 184.3308
2060 |  | 143.7477 | 44.6015 |  | 71.1616 |  |  | 71.1616 | 188.35 | 188.3493
2061 |  | 146.8814 | 45.5738 |  | 72.7129 |  |  | 72.7129 | 192.46 | 192.4553
NPV |  |  |  | 0 |  |  |  | 15.555 | 41.1705 | 123.4673
Sources, Inputs and Assumptions
Source: | (c)(f) | Plant Costs - 2025 IRP - Table 7.1 & 7.2
| (a) | Plant capacity cost
| (b) | = (a) x 0.06861
| 0 | = ((b) + (c)) / (8.76 x 30.2%)
| (g) | = (e) + (f)
| (h) | Plant Costs - 2025 IRP - Table 7.1 & 7.2
[11 empty] | COD | 2031 | PV_.PX.NTN._.PTC.Utility_Scale
[11 empty] | MW Built | 100
| 6.861% | Payment Factor, 0% ITC
| 30.21% | Capacity Factor
[6 empty] | 110% | % PTC
[7 empty] | $/MWh | $/kw-yr
[5 empty] | 2031-01-01 | 2031 | 49.06 | 129.8511
[5 empty] | 2032-01-01 | 2032 | 50.39 | 133.3713
[5 empty] | 2033-01-01 | 2033 | 50.39 | 133.3713
[5 empty] | 2034-01-01 | 2034 | 51.71 | 136.8651
[5 empty] | 2035-01-01 | 2035 | 53.04 | 140.3853
[5 empty] | 2036-01-01 | 2036 | 54.37 | 143.9055
[5 empty] | 2037-01-01 | 2037 | 55.69 | 147.3993
[5 empty] | 2038-01-01 | 2038 | 55.69 | 147.3993
[5 empty] | 2039-01-01 | 2039 | 57.02 | 150.9195
[5 empty] | 2040-01-01 | 2040 | 58.35 | 154.4397
[5 empty] | Economic Life |  |  | 25
[5 empty] | Nominal PTC 2030$ |  |  | 65.7381

## PV_.PX.BDG._.PTC.2031 (hidden)
Table 3
PV_.PX.BDG._.PTC.Utility_Scale
30% Capacity Factor
Year | Estimated Capital Cost | Fixed Capital Cost at Real Levelized Rate | Fixed O&M |  | Fixed Costs | Variable O&M | 110% PTC | Total Resource Cost | Total Resource Costs | Total Fixed Cost
| $/kW | $/kW-yr | $/kW-yr |  | $/MWh | $/MWh | $/MWh | $/MWh | $/kW-yr | $/kW-yr
| (a) | (b) | (c) |  | (e) | (f) | (g) | (g) | (h) | (i)
2024 | 1216.55 |  | 20.52
2025 | 1295.735 |  | 20.9673
2026 | 1271.0526 |  | 21.4244
2027 | 1244.6783 |  | 21.8915
2028 | 1216.55 |  | 22.3687
2029 | 1186.6038 |  | 22.8563
2030 | 1154.7738 |  | 23.3546
2031 | 1120.9921 | 76.9113 | 23.8637 |  | 38.4065 |  | -49.06 | -10.6535 | -27.95 | 100.775
2032 |  | 78.5879 | 24.384 |  | 39.2438 |  | -50.39 | -11.1462 | -29.25 | 102.9719
2033 |  | 80.3011 | 24.9155 |  | 40.0993 |  | -50.39 | -10.2907 | -27 | 105.2167
2034 |  | 82.0517 | 25.4587 |  | 40.9735 |  | -51.71 | -10.7365 | -28.17 | 107.5104
2035 |  | 83.8404 | 26.0137 |  | 41.8667 |  | -53.04 | -11.1733 | -29.32 | 109.8541
2036 |  | 85.6682 | 26.5808 |  | 42.7794 |  | -54.37 | -11.5906 | -30.41 | 112.249
2037 |  | 87.5357 | 27.1603 |  | 43.712 |  | -55.69 | -11.978 | -31.43 | 114.696
2038 |  | 89.444 | 27.7524 |  | 44.6649 |  | -55.69 | -11.0251 | -28.93 | 117.1964
2039 |  | 91.3939 | 28.3574 |  | 45.6386 |  | -57.02 | -11.3814 | -29.86 | 119.7512
2040 |  | 93.3863 | 28.9756 |  | 46.6335 |  | -58.35 | -11.7165 | -30.74 | 122.3618
2041 |  | 95.4221 | 29.6072 |  | 47.6501 |  |  | 47.6501 | 125.03 | 125.0293
2042 |  | 97.5023 | 30.2527 |  | 48.6889 |  |  | 48.6889 | 127.75 | 127.755
2043 |  | 99.6278 | 30.9122 |  | 49.7503 |  |  | 49.7503 | 130.54 | 130.54
2044 |  | 101.7997 | 31.5861 |  | 50.8348 |  |  | 50.8348 | 133.39 | 133.3858
2045 |  | 104.019 | 32.2746 |  | 51.943 |  |  | 51.943 | 136.29 | 136.2936
2046 |  | 106.2866 | 32.9782 |  | 53.0754 |  |  | 53.0754 | 139.26 | 139.2648
2047 |  | 108.6036 | 33.6971 |  | 54.2324 |  |  | 54.2324 | 142.3 | 142.3008
2048 |  | 110.9712 | 34.4317 |  | 55.4147 |  |  | 55.4147 | 145.4 | 145.4029
2049 |  | 113.3904 | 35.1823 |  | 56.6228 |  |  | 56.6228 | 148.57 | 148.5727
2050 |  | 115.8623 | 35.9493 |  | 57.8571 |  |  | 57.8571 | 151.81 | 151.8116
2051 |  | 118.3881 | 36.733 |  | 59.1184 |  |  | 59.1184 | 155.12 | 155.1211
2052 |  | 120.9689 | 37.5338 |  | 60.4072 |  |  | 60.4072 | 158.5 | 158.5027
2053 |  | 123.606 | 38.352 |  | 61.7241 |  |  | 61.7241 | 161.96 | 161.9581
2054 |  | 126.3007 | 39.1881 |  | 63.0697 |  |  | 63.0697 | 165.49 | 165.4888
2055 |  | 129.054 | 40.0424 |  | 64.4446 |  |  | 64.4446 | 169.1 | 169.0964
2056 |  | 131.8674 | 40.9153 |  | 65.8495 |  |  | 65.8495 | 172.78 | 172.7827
2057 |  | 134.7421 | 41.8073 |  | 67.285 |  |  | 67.285 | 176.55 | 176.5494
2058 |  | 137.6795 | 42.7187 |  | 68.7518 |  |  | 68.7518 | 180.4 | 180.3982
2059 |  | 140.6809 | 43.65 |  | 70.2506 |  |  | 70.2506 | 184.33 | 184.3308
2060 |  | 143.7477 | 44.6015 |  | 71.7821 |  |  | 71.7821 | 188.35 | 188.3493
2061 |  | 146.8814 | 45.5738 |  | 73.3469 |  |  | 73.3469 | 192.46 | 192.4553
NPV chck |  |  |  | 0 |  |  |  | 15.9617 | 41.882 | 123.4673
Sources, Inputs and Assumptions
Source: | (c)(f) | Plant Costs - 2025 IRP - Table 7.1 & 7.2
| (a) | Plant capacity cost
| (b) | = (a) x 0.06861
| 0 | = ((b) + (c)) / (8.76 x 30.0%)
| (g) | = (e) + (f)
| (h) | Plant Costs - 2025 IRP - Table 7.1 & 7.2
[11 empty] | COD | 2031 | PV_.PX.BDG._.PTC.Utility_Scale
2028$ |  | 0 | Network Upgrade ($/kw-yr)
[11 empty] | MW Built | 88.5
| 6.861% | Payment Factor, 0% ITC
| 29.95% | Capacity Factor
[6 empty] | 110% | % PTC
[7 empty] | $/MWh | $/kw-yr
[5 empty] | 2031-01-01 | 2031 | 49.06 | 128.7288
[5 empty] | 2032-01-01 | 2032 | 50.39 | 132.2185
[5 empty] | 2033-01-01 | 2033 | 50.39 | 132.2185
[5 empty] | 2034-01-01 | 2034 | 51.71 | 135.6821
[5 empty] | 2035-01-01 | 2035 | 53.04 | 139.1719
[5 empty] | 2036-01-01 | 2036 | 54.37 | 142.6617
[5 empty] | 2037-01-01 | 2037 | 55.69 | 146.1252
[5 empty] | 2038-01-01 | 2038 | 55.69 | 146.1252
[5 empty] | 2039-01-01 | 2039 | 57.02 | 149.615
[5 empty] | 2040-01-01 | 2040 | 58.35 | 153.1048
[5 empty] | Economic Life |  |  | 25
[5 empty] | Nominal PTC 2030$ |  |  | 65.1699

## PV_.PX.HTG._.PTC.2031 (hidden)
Table 3
PV_.PX.HTG._.PTC.Utility_Scale
33% Capacity Factor
Year | Estimated Capital Cost | Fixed Capital Cost at Real Levelized Rate | Fixed O&M |  | Fixed Costs | Variable O&M | 110% PTC | Total Resource Cost | Total Resource Costs | Total Fixed Cost
| $/kW | $/kW-yr | $/kW-yr |  | $/MWh | $/MWh | $/MWh | $/MWh | $/kW-yr | $/kW-yr
| (a) | (b) | (c) |  | (e) | (f) | (g) | (g) | (h) | (i)
2024 | 1216.55 |  | 20.52
2025 | 1295.735 |  | 20.9673
2026 | 1271.0526 |  | 21.4244
2027 | 1244.6783 |  | 21.8915
2028 | 1216.55 |  | 22.3687
2029 | 1186.6038 |  | 22.8563
2030 | 1154.7738 |  | 23.3546
2031 | 1120.9921 | 76.9113 | 23.8637 |  | 35.1969 |  | -49.06 | -13.8631 | -39.69 | 100.775
2032 |  | 78.5879 | 24.384 |  | 35.9642 |  | -50.39 | -14.4258 | -41.3 | 102.9719
2033 |  | 80.3011 | 24.9155 |  | 36.7482 |  | -50.39 | -13.6418 | -39.06 | 105.2167
2034 |  | 82.0517 | 25.4587 |  | 37.5493 |  | -51.71 | -14.1607 | -40.54 | 107.5104
2035 |  | 83.8404 | 26.0137 |  | 38.3679 |  | -53.04 | -14.6721 | -42.01 | 109.8541
2036 |  | 85.6682 | 26.5808 |  | 39.2043 |  | -54.37 | -15.1657 | -43.42 | 112.249
2037 |  | 87.5357 | 27.1603 |  | 40.059 |  | -55.69 | -15.631 | -44.75 | 114.696
2038 |  | 89.444 | 27.7524 |  | 40.9323 |  | -55.69 | -14.7577 | -42.25 | 117.1964
2039 |  | 91.3939 | 28.3574 |  | 41.8246 |  | -57.02 | -15.1954 | -43.51 | 119.7512
2040 |  | 93.3863 | 28.9756 |  | 42.7364 |  | -58.35 | -15.6136 | -44.7 | 122.3618
2041 |  | 95.4221 | 29.6072 |  | 43.668 |  |  | 43.668 | 125.03 | 125.0293
2042 |  | 97.5023 | 30.2527 |  | 44.62 |  |  | 44.62 | 127.75 | 127.755
2043 |  | 99.6278 | 30.9122 |  | 45.5927 |  |  | 45.5927 | 130.54 | 130.54
2044 |  | 101.7997 | 31.5861 |  | 46.5866 |  |  | 46.5866 | 133.39 | 133.3858
2045 |  | 104.019 | 32.2746 |  | 47.6022 |  |  | 47.6022 | 136.29 | 136.2936
2046 |  | 106.2866 | 32.9782 |  | 48.6399 |  |  | 48.6399 | 139.26 | 139.2648
2047 |  | 108.6036 | 33.6971 |  | 49.7003 |  |  | 49.7003 | 142.3 | 142.3008
2048 |  | 110.9712 | 34.4317 |  | 50.7837 |  |  | 50.7837 | 145.4 | 145.4029
2049 |  | 113.3904 | 35.1823 |  | 51.8908 |  |  | 51.8908 | 148.57 | 148.5727
2050 |  | 115.8623 | 35.9493 |  | 53.022 |  |  | 53.022 | 151.81 | 151.8116
2051 |  | 118.3881 | 36.733 |  | 54.1779 |  |  | 54.1779 | 155.12 | 155.1211
2052 |  | 120.9689 | 37.5338 |  | 55.359 |  |  | 55.359 | 158.5 | 158.5027
2053 |  | 123.606 | 38.352 |  | 56.5658 |  |  | 56.5658 | 161.96 | 161.9581
2054 |  | 126.3007 | 39.1881 |  | 57.799 |  |  | 57.799 | 165.49 | 165.4888
2055 |  | 129.054 | 40.0424 |  | 59.059 |  |  | 59.059 | 169.1 | 169.0964
2056 |  | 131.8674 | 40.9153 |  | 60.3465 |  |  | 60.3465 | 172.78 | 172.7827
2057 |  | 134.7421 | 41.8073 |  | 61.662 |  |  | 61.662 | 176.55 | 176.5494
2058 |  | 137.6795 | 42.7187 |  | 63.0062 |  |  | 63.0062 | 180.4 | 180.3982
2059 |  | 140.6809 | 43.65 |  | 64.3798 |  |  | 64.3798 | 184.33 | 184.3308
2060 |  | 143.7477 | 44.6015 |  | 65.7833 |  |  | 65.7833 | 188.35 | 188.3493
2061 |  | 146.8814 | 45.5738 |  | 67.2173 |  |  | 67.2173 | 192.46 | 192.4553
NPV |  |  |  | 0 |  |  |  | 12.0294 | 34.443 | 123.4673
Sources, Inputs and Assumptions
Source: | (c)(f) | Plant Costs - 2025 IRP - Table 7.1 & 7.2
| (a) | Plant capacity cost
| (b) | = (a) x 0.06861
| 0 | = ((b) + (c)) / (8.76 x 32.7%)
| (g) | = (e) + (f)
| (h) | Plant Costs - 2025 IRP - Table 7.1 & 7.2
[11 empty] | COD | 2031 | PV_.PX.HTG._.PTC.Utility_Scale
[11 empty] | MW Built | 405.9404
| 6.861% | Payment Factor, 0% ITC
| 32.68% | Capacity Factor
[6 empty] | 110% | % PTC
[7 empty] | $/MWh | $/kw-yr
[5 empty] | 2031-01-01 | 2031 | 49.06 | 140.4676
[5 empty] | 2032-01-01 | 2032 | 50.39 | 144.2756
[5 empty] | 2033-01-01 | 2033 | 50.39 | 144.2756
[5 empty] | 2034-01-01 | 2034 | 51.71 | 148.055
[5 empty] | 2035-01-01 | 2035 | 53.04 | 151.863
[5 empty] | 2036-01-01 | 2036 | 54.37 | 155.671
[5 empty] | 2037-01-01 | 2037 | 55.69 | 159.4504
[5 empty] | 2038-01-01 | 2038 | 55.69 | 159.4504
[5 empty] | 2039-01-01 | 2039 | 57.02 | 163.2585
[5 empty] | 2040-01-01 | 2040 | 58.35 | 167.0665
[5 empty] | Economic Life |  |  | 25
[5 empty] | Nominal PTC 2030$ |  |  | 71.1127

## PV_.PX.UTS._.PTC.2031 (hidden)
Table 3
PV_.PX.UTS._.PTC.Utility_Scale
33% Capacity Factor
Year | Estimated Capital Cost | Fixed Capital Cost at Real Levelized Rate | Fixed O&M | Network Upgrade |  | Fixed Costs | Variable O&M | 110% PTC | Total Resource Cost | Total Resource Costs | Total Fixed Cost
| $/kW | $/kW-yr | $/kW-yr | $/kW-yr |  | $/MWh | $/MWh | $/MWh | $/MWh | $/kW-yr | $/kW-yr
| (a) | (b) | (c) | (e) |  | (e) | (f) | (g) | (g) | (h) | (i)
2024 | 1216.55 |  | 20.52
2025 | 1295.735 |  | 20.9673
2026 | 1271.0526 |  | 21.4244
2027 | 1244.6783 |  | 21.8915
2028 | 1216.55 |  | 22.3687
2029 | 1186.6038 |  | 22.8563
2030 | 1154.7738 |  | 23.3546
2031 | 1120.9921 | 76.9113 | 23.8637 | 2.6873 |  | 35.1969 |  | -49.06 | -13.8631 | -39.69 | 100.775
2032 |  | 78.5879 | 24.384 | 2.7459 |  | 35.9642 |  | -50.39 | -14.4258 | -41.3 | 102.9719
2033 |  | 80.3011 | 24.9155 | 2.8057 |  | 36.7482 |  | -50.39 | -13.6418 | -39.06 | 105.2167
2034 |  | 82.0517 | 25.4587 | 2.8669 |  | 37.5493 |  | -51.71 | -14.1607 | -40.54 | 107.5104
2035 |  | 83.8404 | 26.0137 | 2.9294 |  | 38.3679 |  | -53.04 | -14.6721 | -42.01 | 109.8541
2036 |  | 85.6682 | 26.5808 | 2.9932 |  | 39.2043 |  | -54.37 | -15.1657 | -43.42 | 112.249
2037 |  | 87.5357 | 27.1603 | 3.0585 |  | 40.059 |  | -55.69 | -15.631 | -44.75 | 114.696
2038 |  | 89.444 | 27.7524 | 3.1252 |  | 40.9323 |  | -55.69 | -14.7577 | -42.25 | 117.1964
2039 |  | 91.3939 | 28.3574 | 3.1933 |  | 41.8246 |  | -57.02 | -15.1954 | -43.51 | 119.7512
2040 |  | 93.3863 | 28.9756 | 3.2629 |  | 42.7364 |  | -58.35 | -15.6136 | -44.7 | 122.3618
2041 |  | 95.4221 | 29.6072 | 3.3341 |  | 43.668 |  |  | 43.668 | 125.03 | 125.0293
2042 |  | 97.5023 | 30.2527 | 3.4067 |  | 44.62 |  |  | 44.62 | 127.75 | 127.755
2043 |  | 99.6278 | 30.9122 | 3.481 |  | 45.5927 |  |  | 45.5927 | 130.54 | 130.54
2044 |  | 101.7997 | 31.5861 | 3.5569 |  | 46.5866 |  |  | 46.5866 | 133.39 | 133.3858
2045 |  | 104.019 | 32.2746 | 3.6344 |  | 47.6022 |  |  | 47.6022 | 136.29 | 136.2936
2046 |  | 106.2866 | 32.9782 | 3.7137 |  | 48.6399 |  |  | 48.6399 | 139.26 | 139.2648
2047 |  | 108.6036 | 33.6971 | 3.7946 |  | 49.7003 |  |  | 49.7003 | 142.3 | 142.3008
2048 |  | 110.9712 | 34.4317 | 3.8773 |  | 50.7837 |  |  | 50.7837 | 145.4 | 145.4029
2049 |  | 113.3904 | 35.1823 | 3.9619 |  | 51.8908 |  |  | 51.8908 | 148.57 | 148.5727
2050 |  | 115.8623 | 35.9493 | 4.0482 |  | 53.022 |  |  | 53.022 | 151.81 | 151.8116
2051 |  | 118.3881 | 36.733 | 4.1365 |  | 54.1779 |  |  | 54.1779 | 155.12 | 155.1211
2052 |  | 120.9689 | 37.5338 | 4.2267 |  | 55.359 |  |  | 55.359 | 158.5 | 158.5027
2053 |  | 123.606 | 38.352 | 4.3188 |  | 56.5658 |  |  | 56.5658 | 161.96 | 161.9581
2054 |  | 126.3007 | 39.1881 | 4.413 |  | 57.799 |  |  | 57.799 | 165.49 | 165.4888
2055 |  | 129.054 | 40.0424 | 4.5092 |  | 59.059 |  |  | 59.059 | 169.1 | 169.0964
2056 |  | 131.8674 | 40.9153 | 4.6075 |  | 60.3465 |  |  | 60.3465 | 172.78 | 172.7827
2057 |  | 134.7421 | 41.8073 | 4.7079 |  | 61.662 |  |  | 61.662 | 176.55 | 176.5494
2058 |  | 137.6795 | 42.7187 | 4.8105 |  | 63.0062 |  |  | 63.0062 | 180.4 | 180.3982
2059 |  | 140.6809 | 43.65 | 4.9154 |  | 64.3798 |  |  | 64.3798 | 184.33 | 184.3308
2060 |  | 143.7477 | 44.6015 | 5.0226 |  | 65.7833 |  |  | 65.7833 | 188.35 | 188.3493
2061 |  | 146.8814 | 45.5738 | 5.132 |  | 67.2173 |  |  | 67.2173 | 192.46 | 192.4553
[5 empty] | 0 |  |  |  | 12.0294 | 34.443 | 123.4673
Sources, Inputs and Assumptions
Source: | (c)(f) | Plant Costs - 2025 IRP - Table 7.1 & 7.2
| (a) | Plant capacity cost
| (b) | = (a) x 0.06861
| 0 | = ((b) + (c)) / (8.76 x 32.7%)
| (g) | = (e) + (f)
| (h) | Plant Costs - 2025 IRP - Table 7.1 & 7.2
[12 empty] | COD | 2031 | PV_.PX.UTS._.PTC.Utility_Scale
2028$ |  | 2.5189 | Network Upgrade ($/kw-yr)
[12 empty] | MW Built | 73.5
| 6.861% | Payment Factor, 0% ITC
| 32.68% | Capacity Factor
[7 empty] | 110% | % PTC
[8 empty] | $/MWh | $/kw-yr
[6 empty] | 2031-01-01 | 2031 | 49.06 | 140.4676
[6 empty] | 2032-01-01 | 2032 | 50.39 | 144.2756
[6 empty] | 2033-01-01 | 2033 | 50.39 | 144.2756
[6 empty] | 2034-01-01 | 2034 | 51.71 | 148.055
[6 empty] | 2035-01-01 | 2035 | 53.04 | 151.863
[6 empty] | 2036-01-01 | 2036 | 54.37 | 155.671
[6 empty] | 2037-01-01 | 2037 | 55.69 | 159.4504
[6 empty] | 2038-01-01 | 2038 | 55.69 | 159.4504
[6 empty] | 2039-01-01 | 2039 | 57.02 | 163.2585
[6 empty] | 2040-01-01 | 2040 | 58.35 | 167.0665
[6 empty] | Economic Life |  |  | 25
[6 empty] | Nominal PTC 2030$ |  |  | 71.1127

## GSC.PX.BDG._.___.Frame 2030 (hidden)
Table 3
2025 IRP SCCT Frame -Wyoming East Brownfield
Year | Estimated Capital Cost | First Year Fixed Capital Cost at Real Levelized Rate | Network Upgrade | Fixed O&M + Pipeline | Total Resource Fixed Costs | Fuel Cost | Variable O&M | Total Resource Energy Cost | Total Resource Costs
| $/kW | $/kW-yr | $/kW-yr | $/kW-yr | $/kW-yr | $/MMBtu | $/MWh | $/MWh | $/MWh
| (a) | (b) | (c) | (d) | (e) | (f) | (g) | (h) | (i)
Wyoming East Brownfield SCCT Frame "F" x1 (6,130')
2024 | 1235.7477 |  |  | 54.4522 | 54.45 | 5.6148 | 7.98
2025 | 1262.687 |  |  | 55.6392 | 55.64 | 5.7372 | 7.98
2026 | 1290.2135 |  |  | 56.8522 | 56.85 | 5.8622 | 7.98
2027 | 1318.3402 |  |  | 58.0915 | 58.09 | 5.99 | 7.98
2028 | 1347.08 |  |  | 59.3579 | 59.36 | 6.1206 | 7.98
2029 | 1376.4463 |  |  | 60.6519 | 60.65 | 6.254 | 7.98
2030 | 1406.4529 | 85.79 |  | 61.9741 | 147.76 | 6.3904 | 7.98 | 69.33 | 120.44
2031 |  | 87.6602 |  | 63.3252 | 150.99 | 6.5297 | 7.98 | 70.66 | 122.89
2032 |  | 89.5712 |  | 64.7057 | 154.28 | 6.672 | 7.98 | 72.03 | 125.4
2033 |  | 91.5239 |  | 66.1163 | 157.64 | 6.8175 | 7.98 | 73.43 | 127.96
2034 |  | 93.5191 |  | 67.5576 | 161.08 | 6.9661 | 7.98 | 74.85 | 130.57
2035 |  | 95.5578 |  | 69.0303 | 164.59 | 7.118 | 7.98 | 76.31 | 133.25
2036 |  | 97.641 |  | 70.5352 | 168.18 | 7.2731 | 7.98 | 77.8 | 135.98
2037 |  | 99.7695 |  | 72.0729 | 171.84 | 7.4317 | 7.98 | 79.32 | 138.76
2038 |  | 101.9445 |  | 73.6441 | 175.59 | 7.5937 | 7.98 | 80.88 | 141.62
2039 |  | 104.1669 |  | 75.2495 | 179.42 | 7.7592 | 7.98 | 82.47 | 144.54
2040 |  | 106.4377 |  | 76.8899 | 183.33 | 7.9284 | 7.98 | 84.09 | 147.51
2041 |  | 108.7581 |  | 78.5661 | 187.32 | 8.1012 | 7.98 | 85.75 | 150.55
2042 |  | 111.129 |  | 80.2789 | 191.41 | 8.2778 | 7.98 | 87.45 | 153.66
2043 |  | 113.5516 |  | 82.029 | 195.58 | 8.4583 | 7.98 | 89.18 | 156.84
2044 |  | 116.027 |  | 83.8172 | 199.84 | 8.6427 | 7.98 | 90.95 | 160.08
2045 |  | 118.5564 |  | 85.6444 | 204.2 | 8.8311 | 7.98 | 92.76 | 163.4
2046 |  | 121.141 |  | 87.5115 | 208.65 | 9.0236 | 7.98 | 94.61 | 166.79
2047 |  | 123.7818 |  | 89.4192 | 213.2 | 9.2203 | 7.98 | 96.5 | 170.25
2048 |  | 126.4803 |  | 91.3685 | 217.85 | 9.4213 | 7.98 | 98.42 | 173.78
2049 |  | 129.2376 |  | 93.3604 | 222.6 | 9.6267 | 7.98 | 100.4 | 177.4
2050 |  | 132.0549 |  | 95.3956 | 227.45 | 9.8366 | 7.98 | 102.41 | 181.09
2051 |  | 134.9337 |  | 97.4753 | 232.41 | 10.051 | 7.98 | 104.47 | 184.87
2052 |  | 137.8753 |  | 99.6002 | 237.48 | 10.2701 | 7.98 | 106.57 | 188.72
2053 |  | 140.881 |  | 101.7715 | 242.65 | 10.494 | 7.98 | 108.72 | 192.66
2054 |  | 143.9522 |  | 103.9901 | 247.94 | 10.7228 | 7.98 | 110.92 | 196.69
2055 |  | 147.0903 |  | 106.2571 | 253.35 | 10.9565 | 7.98 | 113.16 | 200.8
2056 |  | 150.2969 |  | 108.5735 | 258.87 | 11.1954 | 7.98 | 115.46 | 205.01
2057 |  | 153.5734 |  | 110.9404 | 264.51 | 11.4395 | 7.98 | 117.8 | 209.3
2058 |  | 156.9213 |  | 113.3589 | 270.28 | 11.6888 | 7.98 | 120.19 | 213.69
2059 |  | 160.3422 |  | 115.8301 | 276.17 | 11.9436 | 7.98 | 122.64 | 218.17
2060 |  | 163.8376 |  | 118.3552 | 282.19 | 12.204 | 7.98 | 125.14 | 222.76
2061 |  | 167.4093 |  | 120.9354 | 288.34 | 12.4701 | 7.98 | 127.69 | 227.43
2062 |  | 171.0588 |  | 123.5718 | 294.63 | 12.7419 | 7.98 | 130.3 | 232.22
2063 |  | 174.7879 |  | 126.2656 | 301.05 | 13.0197 | 7.98 | 132.97 | 237.11
2064 |  | 178.5983 |  | 129.0182 | 307.62 | 13.3035 | 7.98 | 135.69 | 242.1
2065 |  | 182.4917 |  | 131.8308 | 314.32 | 13.5935 | 7.98 | 138.48 | 247.21
2066 |  | 186.47 |  | 134.7047 | 321.17 | 13.8899 | 7.98 | 141.32 | 252.42
2067 |  | 190.5351 |  | 137.6413 | 328.18 | 14.1927 | 7.98 | 144.23 | 257.76
2068 |  | 194.6887 |  | 140.6419 | 335.33 | 14.5021 | 7.98 | 147.2 | 263.2
2069 |  | 198.9329 |  | 143.7079 | 342.64 | 14.8182 | 7.98 | 150.23 | 268.76
2070 |  | 203.2697 |  | 146.8407 | 350.11 | 15.1413 | 7.98 | 153.34 | 274.45
Nominal 40 year Levelized |  |  |  |  | 196.1803 |  |  |  | 157.2915 | 13.1076
Sources, Inputs and Assumptions
Source: (a)(d)(e)(g) |  | Plant Costs - 2025 IRP
| (a) | First year real levelized costs
| (b) | = (a) x 6.100% Real Payment Factor@ 00% ITC
| (f) | Gas Price Forecast (Sept 2024 MM)
| (h) | = (f) / (8.76 x 'Capacity Factor' ) + (g)
Wyoming East Brownfield SCCT Frame "F" x1 (6,130')
| Statistics |  |  | MW | Percent | Cap Cost | Fixed
| SCCT Frame "F" x1 (6,130') |  |  | 191.759 | 100% | 1235.7477 | 54.4522
| Capacity Weighted |  |  | 191.759 | 100% | 1236 | 54.45
| Statistics |  |  | MW | CF | aMW | Percent | Variable | Heat Rate
| SCCT Frame "F" x1 (6,130') |  |  | 191.759 | 33% | 63.2805 | 100% | 7.98 | 9600.396
| 0 |  |  | 0 | 0% | 0 | 0% | 0 | 0
| Energy Weighted |  |  | 191.759 | 33% | 63.2805 | 100% | 7.98 | 9600
Rounded
| SCCT |  | Plant Costs - 2025 IRP
| 191.759 |  | MW Plant Capacity
2024 $ | 1235.7477 |  | SCCT Frame "J" X1, Natural Gas
2024 $ | 28.653 |  | Fixed O&M & Capitalized O&M ($/kW-Yr)
2024 $ | 25.7991 |  | Fixed Pipeline ($/kW-Yr) |  |  | $/MMBTU-Day
2024 $ | 54.4522 |  | Fixed O&M Including Fixed Pipeline & Capitalized O&M ($/kW-Yr)
2024 $ | 7.98 |  | Variable O&M Costs & Capitalized Variable O&M ($/MWh)
| 9600.396 |  | Heat Rate in btu/kWh
| 0% |  | Assumed ITC
| 6.1% |  | Real Payment Factor@ 00% ITC
| 33% |  | Capacity Factor
|  | 33% | Energy Weighted Capacity Factor
2024 $ |  |  | Network Upgrade ($/kw-yr)
|  | 5.6148 | Fuel Cost ($/mmBtu )
|  | 53.9038 | Fuel Cost ($/MWH)