## Appendix D.1
Appendix D.1
Avoided Cost Prices $/MWh
Utah 2025.Q4 Sch 38
|  | Thermal | Solar Tracking | Wind | Thermal | Solar Tracking | Wind | Thermal | Solar Tracking | Wind
| Year | UT 2025.Q4 | UT 2025.Q4 | UT 2025.Q4 | UT 2025.Q3 | UT 2025.Q3 | UT 2025.Q3
|  | 100% CF (2) | 32.25% CF (2) | 29.5% CF (2) | 100% CF (2) | 32.25% CF (2) | 29.5% CF (2) | Difference | Difference | Difference
|  | Final 2025 IRP Preferred Portfolio (OFPC Sep 2025) (Non-Routine) |  |  | Final 2025 IRP Preferred Portfolio (OFPC Jun 2025) (Non-Routine) |  |  | Non-Routine OFPC Update
| 2026 | 23.3253 | 15.2059 | 17.6022 | 27.4079 | 17.6934 | 21.1723 | -4.0826 | -2.4875 | -3.5701
| 2027 | 28.5402 | 19.5745 | 22.2739 | 30.5492 | 20.6875 | 24.2521 | -2.0091 | -1.113 | -1.9781
| 2028 | 30.31 | 20.8559 | 23.677 | 32.0917 | 22.0254 | 25.3813 | -1.7817 | -1.1695 | -1.7043
| 2029 | 35.1257 | 25.093 | -4.8278 | 35.391 | 24.7809 | -4.9684 | -0.26525 | 0.31212 | 0.14067
| 2030 | 40.235 | 25.3445 | -6.9182 | 38.4614 | 24.0298 | -6.7749 | 1.7735 | 1.3147 | -0.14334
| 2031 | 40.9998 | -10.9735 | -8.7701 | 38.962 | -11.3098 | -8.5523 | 2.0378 | 0.33629 | -0.21785
| 2032 | 39.542 | -10.9782 | -11.1537 | 37.8026 | -11.1215 | -10.334 | 1.7394 | 0.14331 | -0.81969
| 2033 | 40.699 | -10.9226 | -9.5732 | 38.3644 | -11.3544 | -9.0612 | 2.3346 | 0.43176 | -0.51202
| 2034 | 41.843 | -10.6203 | -9.5472 | 39.7126 | -11.5625 | -9.0787 | 2.1304 | 0.94216 | -0.46858
| 2035 | 42.2606 | -11.867 | -10.4972 | 40.4461 | -12.3606 | -9.734 | 1.8145 | 0.49359 | -0.76319
| 2036 | 43.6265 | -12.6102 | -11.6606 | 41.6982 | -12.8445 | -12.5096 | 1.9283 | 0.23432 | 0.84895
| 2037 | 45.3605 | -13.4043 | -11.2035 | 43.6816 | -13.4549 | -11.1487 | 1.6789 | 0.050571 | -0.054863
| 2038 | 47.7621 | -12.2175 | -9.0599 | 45.3308 | -12.7645 | -9.7568 | 2.4312 | 0.547 | 0.69689
| 2039 | 48.2901 | -12.6805 | 44.9654 | 46.47 | -12.7608 | 45.2747 | 1.82 | 0.080266 | -0.30939
| 2040 | 49.9676 | -13.9013 | 44.798 | 47.1858 | -14.2575 | 44.468 | 2.7818 | 0.35613 | 0.32999
| 2041 | 52.3077 | 48.2791 | 44.6324 | 49.1822 | 47.8691 | 44.1182 | 3.1255 | 0.41002 | 0.5142
| 2042 | 56.3383 | 48.7372 | 46.3907 | 54.1419 | 49.0888 | 46.2729 | 2.1964 | -0.3516 | 0.1178
15-Year Levelized Prices (Nominal) @ 6.38% Discount Rate (1) (3)
2026-2040 | $/MWh | 37.91 | 2.79 | 4.12 | 37.4 | 2.93 | 4.9 | 0.51 | -0.14 | -0.78
[8 empty] | 1.364% | -4.778% | -15.92%
2027-2041 | $/MWh | 40.05 | 3.26 | 4.39 | 38.95 | 3.12 | 4.83 | 1.1 | 0.14 | -0.44
[8 empty] | 2.824% | 4.487% | -9.11%
Footnotes:
(1) Discount Rate - 2025 IRP
(2) Total Avoided Costs with Capacity, based on stated CF
(3) 15-Years: 2026 - 2040, levelized monthly

## Table 1
Appendix B
| Table 1 | [5 empty] | 13
| Avoided Cost Prices | [5 empty] | 312 |  |  | Capacity Contribution
| Avoided Cost Resource - 100.0 MW and 100.0% CF | [8 empty] | 39.34% | 39.34% | 39.34% | 25.79% | 25.79% | 25.79% | 7.372% | 7.183% | 10.79% | 8.805% | [76 empty] | Transmission Deferral (MW)
[8 empty] | llokup |  | WD_.PX.BDG._.PTC.Utility_Scale | WD_.PX.BDG._.PTC.Utility_Scale | WD_.PX.BDG._.PTC.Utility_Scale | WD_.PX.WYE._.PTC.Utility_Scale | WD_.PX.WYE._.PTC.Utility_Scale | WD_.PX.WYE._.PTC.Utility_Scale | PV_.PX.BDG._.PTC.Utility_Scale | PV_.PX.HTG._.PTC.Utility_Scale | PV_.PX.NUT._.PTC.Utility_Scale | PV_.PX.UTS._.PTC.Utility_Scale | 0 | 0 | 0 | 0 | 0 | 0 | 0 | 0 | 0 | 0 | 0 | 0 | 0 | 0 | 0 | 0 | 0 | 0 | 0 | 0 | 0 | 0 | Deferral (Nameplate MW) | WD_.PX.BDG._.PTC.Utility_Scale | WD_.PX.BDG._.PTC.Utility_Scale | WD_.PX.BDG._.PTC.Utility_Scale | WD_.PX.DJW._.PTC.Utility_Scale | WD_.PX.DJW._.PTC.Utility_Scale | WD_.PX.DJW._.PTC.Utility_Scale | PV_.PX.BDG._.PTC.Utility_Scale | PV_.PX.HTG._.PTC.Utility_Scale | PV_.PX.NTN._.PTC.Utility_Scale | PV_.PX.UTS._.PTC.Utility_Scale | mapping to CC_LOLP | WD_.PX.BDG._.PTC.Utility_Scale | WD_.PX.BDG._.PTC.Utility_Scale | WD_.PX.BDG._.PTC.Utility_Scale | WD_.PX.DJW._.PTC.Utility_Scale | WD_.PX.DJW._.PTC.Utility_Scale | WD_.PX.DJW._.PTC.Utility_Scale | PV_.PX.BDG._.PTC.Utility_Scale | PV_.PX.HTG._.PTC.Utility_Scale | PV_.PX.NTN._.PTC.Utility_Scale | PV_.PX.UTS._.PTC.Utility_Scale
|  |  |  | Total Price @ | [5 empty] | WD_.PX.BDG._.PTC.Utility_Scale | WD_.PX.BDG._.PTC.Utility_Scale | WD_.PX.BDG._.PTC.Utility_Scale | WD_.PX.DJW._.PTC.Utility_Scale | WD_.PX.DJW._.PTC.Utility_Scale | WD_.PX.DJW._.PTC.Utility_Scale | PV_.PX.BDG._.PTC.Utility_Scale | PV_.PX.HTG._.PTC.Utility_Scale | PV_.PX.NTN._.PTC.Utility_Scale | PV_.PX.UTS._.PTC.Utility_Scale | 0 | 0 | 0 | 0 | 0 | 0 | 0 | 0 | 0 | 0 | 0 | 0 | 0 | 0 | 0 | 0 | 0 | 0 | 0 | 0 | 0 | 0 |  | WD_.PX.BDG._.PTC.Utility_Scale | WD_.PX.BDG._.PTC.Utility_Scale | WD_.PX.BDG._.PTC.Utility_Scale | WD_.PX.DJW._.PTC.Utility_Scale | WD_.PX.DJW._.PTC.Utility_Scale | WD_.PX.DJW._.PTC.Utility_Scale | PV_.PX.BDG._.PTC.Utility_Scale | PV_.PX.HTG._.PTC.Utility_Scale | PV_.PX.NTN._.PTC.Utility_Scale | PV_.PX.UTS._.PTC.Utility_Scale | Resource Cost ($/kw-year) | WD_.PX.BDG._.PTC.Utility_Scale | WD_.PX.BDG._.PTC.Utility_Scale | WD_.PX.BDG._.PTC.Utility_Scale | WD_.PX.DJW._.PTC.Utility_Scale | WD_.PX.DJW._.PTC.Utility_Scale | WD_.PX.DJW._.PTC.Utility_Scale | PV_.PX.BDG._.PTC.Utility_Scale | PV_.PX.HTG._.PTC.Utility_Scale | PV_.PX.NTN._.PTC.Utility_Scale | PV_.PX.UTS._.PTC.Utility_Scale | Deferred Cost (Millions $/year) | [30 empty] | Resource Cost ($/kw-year) | Deferred Cost (Millions $/year)
|  | Capacity | Energy | 100% | [5 empty] | WD_.PX.BDG._.PTC.Utility_Scale2029 | WD_.PX.BDG._.PTC.Utility_Scale2030 | WD_.PX.BDG._.PTC.Utility_Scale2031 | WD_.PX.DJW._.PTC.Utility_Scale2029 | WD_.PX.DJW._.PTC.Utility_Scale2030 | WD_.PX.DJW._.PTC.Utility_Scale2031 | PV_.PX.BDG._.PTC.Utility_Scale2031 | PV_.PX.HTG._.PTC.Utility_Scale2031 | PV_.PX.NTN._.PTC.Utility_Scale2031 | PV_.PX.UTS._.PTC.Utility_Scale2031 | 0 | 0 | 0 | 0 | 0 | 0 | 0 | 0 | 0 | 0 | 0 | 0 | 0 | 0 | 0 | 0 | 0 | 0 | 0 | 0 | 0 | 0 |  | WD_.PX.BDG._.PTC.Utility_Scale2029 | WD_.PX.BDG._.PTC.Utility_Scale2030 | WD_.PX.BDG._.PTC.Utility_Scale2031 | WD_.PX.DJW._.PTC.Utility_Scale2029 | WD_.PX.DJW._.PTC.Utility_Scale2030 | WD_.PX.DJW._.PTC.Utility_Scale2031 | PV_.PX.BDG._.PTC.Utility_Scale2031 | PV_.PX.HTG._.PTC.Utility_Scale2031 | PV_.PX.NTN._.PTC.Utility_Scale2031 | PV_.PX.UTS._.PTC.Utility_Scale2031 |  | WD_.PX.BDG._.PTC.Utility_Scale2029 | WD_.PX.BDG._.PTC.Utility_Scale2030 | WD_.PX.BDG._.PTC.Utility_Scale2031 | WD_.PX.DJW._.PTC.Utility_Scale2029 | WD_.PX.DJW._.PTC.Utility_Scale2030 | WD_.PX.DJW._.PTC.Utility_Scale2031 | PV_.PX.BDG._.PTC.Utility_Scale2031 | PV_.PX.HTG._.PTC.Utility_Scale2031 | PV_.PX.NTN._.PTC.Utility_Scale2031 | PV_.PX.UTS._.PTC.Utility_Scale2031 | WD_.PX.BDG._.PTC.Utility_Scale2029 | WD_.PX.BDG._.PTC.Utility_Scale2030 | WD_.PX.BDG._.PTC.Utility_Scale2031 | WD_.PX.DJW._.PTC.Utility_Scale2029 | WD_.PX.DJW._.PTC.Utility_Scale2030 | WD_.PX.DJW._.PTC.Utility_Scale2031 | PV_.PX.BDG._.PTC.Utility_Scale2031 | PV_.PX.HTG._.PTC.Utility_Scale2031 | PV_.PX.NTN._.PTC.Utility_Scale2031 | PV_.PX.UTS._.PTC.Utility_Scale2031 | 0 | 0 | 0 | 0 | 0 | 0 | 0 | 0 | 0 | 0 | 0 | 0 | 0 | 0 | 0 | 0 | 0 | 0 | 0 | Total Capacity Deferral |  | Cluster 2/3 - Willamette Valley - Fry-Full Circle 230 kV | Cluster 2/3 - Willamette Valley - Fry-Full Circle 230 kV
| Year | Price | Only Price | Capacity Factor
|  | $/kW-yr | $/MWh (2) | $/MWh | [5 empty] | MW | MW | MW | MW | MW | MW | MW | MW | MW | MW | MW | MW | MW | MW | MW | MW | MW | MW | MW | MW | MW | MW | MW | MW | MW | MW | MW | MW | MW | MW | MW | MW |  | MW | MW |  |  |  | MW | [5 empty] | $/kw-year | $/kw-year | $/kw-year | $/kw-year | $/kw-year | $/kw-year | $/kw-year | $/kw-year | $/kw-year | $/kw-year | Millions $/year | Millions $/year | Millions $/year | Millions $/year | Millions $/year | Millions $/year | Millions $/year | Millions $/year | Millions $/year | Millions $/year | Millions $/year | Millions $/year | Millions $/year | Millions $/year | Millions $/year | Millions $/year | Millions $/year | Millions $/year | Millions $/year | Millions $/year | Millions $/year | Millions $/year | Millions $/year | Millions $/year | Millions $/year | Millions $/year | Millions $/year | Millions $/year | Millions $/year | Millions $/year |  | $/kw-year | Millions $/year
| 2026 | 0 | 23.3253 | 23.3253 |  |  |  |  | 2026 | 0 | 0 | 0 | 0 | 0 | 0 | 0 | 0 | 0 | 0 | 0 | 0 | 0 | 0 | 0 | 0 | 0 | 0 | 0 | 0 | 0 | 0 | 0 | 0 | 0 | 0 | 0 | 0 | 0 | 0 | 0 | 0 |  | 0 | 0 | 0 | 0 | 0 | 0 | 0 | 0 | 0 | 0 | 2026 | 0 | 0 | 0 | 0 | 0 | 0 | 0 | 0 | 0 | 0 | 0 | 0 | 0 | 0 | 0 | 0 | 0 | 0 | 0 | 0 | 0 | 0 | 0 | 0 | 0 | 0 | 0 | 0 | 0 | 0 | 0 | 0 | 0 | 0 | 0 | 0 | 0 | 0 | 0 | 0 | 2026 |  | 0
| 2027 | 0 | 28.5402 | 28.5402 |  |  |  |  | 2027 | 0 | 0 | 0 | 0 | 0 | 0 | 0 | 0 | 0 | 0 | 0 | 0 | 0 | 0 | 0 | 0 | 0 | 0 | 0 | 0 | 0 | 0 | 0 | 0 | 0 | 0 | 0 | 0 | 0 | 0 | 0 | 0 |  | 0 | 0 | 0 | 0 | 0 | 0 | 0 | 0 | 0 | 0 | 2027 | 0 | 0 | 0 | 0 | 0 | 0 | 0 | 0 | 0 | 0 | 0 | 0 | 0 | 0 | 0 | 0 | 0 | 0 | 0 | 0 | 0 | 0 | 0 | 0 | 0 | 0 | 0 | 0 | 0 | 0 | 0 | 0 | 0 | 0 | 0 | 0 | 0 | 0 | 0 | 0 | 2027 |  | 0
| 2028 | 0 | 30.31 | 30.31 |  |  |  |  | 2028 | 0 | 0 | 0 | 0 | 0 | 0 | 0 | 0 | 0 | 0 | 0 | 0 | 0 | 0 | 0 | 0 | 0 | 0 | 0 | 0 | 0 | 0 | 0 | 0 | 0 | 0 | 0 | 0 | 0 | 0 | 0 | 0 |  | 0 | 0 | 0 | 0 | 0 | 0 | 0 | 0 | 0 | 0 | 2028 | 0 | 0 | 0 | 0 | 0 | 0 | 0 | 0 | 0 | 0 | 0 | 0 | 0 | 0 | 0 | 0 | 0 | 0 | 0 | 0 | 0 | 0 | 0 | 0 | 0 | 0 | 0 | 0 | 0 | 0 | 0 | 0 | 0 | 0 | 0 | 0 | 0 | 0 | 0 | 0 | 2028 |  | 0
| 2029 | 0 | 35.1257 | 35.1257 |  |  |  |  | 2029 | 0 | 0 | 0 | 0 | 0 | 0 | 0 | 0 | 0 | 0 | 0 | 0 | 0 | 0 | 0 | 0 | 0 | 0 | 0 | 0 | 0 | 0 | 0 | 0 | 0 | 0 | 0 | 0 | 0 | 0 | 0 | 0 |  | 0 | 0 | 0 | 0 | 0 | 0 | 0 | 0 | 0 | 0 | 2029 | 123.3091 | 0 | 0 | 123.3091 | 0 | 0 | 0 | 0 | 0 | 0 | 0 | 0 | 0 | 0 | 0 | 0 | 0 | 0 | 0 | 0 | 0 | 0 | 0 | 0 | 0 | 0 | 0 | 0 | 0 | 0 | 0 | 0 | 0 | 0 | 0 | 0 | 0 | 0 | 0 | 0 | 2029 |  | 0
| 2030 | 0 | 40.235 | 40.235 |  |  |  |  | 2030 | 0 | 0 | 0 | 0 | 0 | 0 | 0 | 0 | 0 | 0 | 0 | 0 | 0 | 0 | 0 | 0 | 0 | 0 | 0 | 0 | 0 | 0 | 0 | 0 | 0 | 0 | 0 | 0 | 0 | 0 | 0 | 0 |  | 0 | 0 | 0 | 0 | 0 | 0 | 0 | 0 | 0 | 0 | 2030 | 125.9973 | 123.9838 | 0 | 125.9973 | 123.9838 | 0 | 0 | 0 | 0 | 0 | 0 | 0 | 0 | 0 | 0 | 0 | 0 | 0 | 0 | 0 | 0 | 0 | 0 | 0 | 0 | 0 | 0 | 0 | 0 | 0 | 0 | 0 | 0 | 0 | 0 | 0 | 0 | 0 | 0 | 0 | 2030 |  | 0
| 2031 | 0 | 40.9998 | 40.9998 |  |  |  |  | 2031 | 0 | 0 | 0 | 0 | 0 | 0 | 0 | 0 | 0 | 0 | 0 | 0 | 0 | 0 | 0 | 0 | 0 | 0 | 0 | 0 | 0 | 0 | 0 | 0 | 0 | 0 | 0 | 0 | 0 | 0 | 0 | 0 |  | 0 | 0 | 0 | 0 | 0 | 0 | 0 | 0 | 0 | 0 | 2031 | 128.744 | 126.6866 | 125.7513 | 128.744 | 126.6866 | 125.7513 | 100.775 | 100.775 | 100.775 | 100.775 | 0 | 0 | 0 | 0 | 0 | 0 | 0 | 0 | 0 | 0 | 0 | 0 | 0 | 0 | 0 | 0 | 0 | 0 | 0 | 0 | 0 | 0 | 0 | 0 | 0 | 0 | 0 | 0 | 0 | 0 | 2031 |  | 0
| 2032 | 0 | 39.542 | 39.542 |  |  |  |  | 2032 | 0 | 0 | 0 | 0 | 0 | 0 | 0 | 0 | 0 | 0 | 0 | 0 | 0 | 0 | 0 | 0 | 0 | 0 | 0 | 0 | 0 | 0 | 0 | 0 | 0 | 0 | 0 | 0 | 0 | 0 | 0 | 0 |  | 0 | 0 | 0 | 0 | 0 | 0 | 0 | 0 | 0 | 0 | 2032 | 131.5506 | 129.4484 | 128.4926 | 131.5506 | 129.4484 | 128.4926 | 102.9719 | 102.9719 | 102.9719 | 102.9719 | 0 | 0 | 0 | 0 | 0 | 0 | 0 | 0 | 0 | 0 | 0 | 0 | 0 | 0 | 0 | 0 | 0 | 0 | 0 | 0 | 0 | 0 | 0 | 0 | 0 | 0 | 0 | 0 | 0 | 0 | 2032 |  | 0
| 2033 | 0 | 40.699 | 40.699 |  |  |  |  | 2033 | 0 | 0 | 0 | 0 | 0 | 0 | 0 | 0 | 0 | 0 | 0 | 0 | 0 | 0 | 0 | 0 | 0 | 0 | 0 | 0 | 0 | 0 | 0 | 0 | 0 | 0 | 0 | 0 | 0 | 0 | 0 | 0 |  | 0 | 0 | 0 | 0 | 0 | 0 | 0 | 0 | 0 | 0 | 2033 | 134.4185 | 132.2704 | 131.2938 | 134.4185 | 132.2704 | 131.2938 | 105.2167 | 105.2167 | 105.2167 | 105.2167 | 0 | 0 | 0 | 0 | 0 | 0 | 0 | 0 | 0 | 0 | 0 | 0 | 0 | 0 | 0 | 0 | 0 | 0 | 0 | 0 | 0 | 0 | 0 | 0 | 0 | 0 | 0 | 0 | 0 | 0 | 2033 |  | 0
| 2034 | 0 | 41.843 | 41.843 |  |  |  |  | 2034 | 0 | 0 | 0 | 0 | 0 | 0 | 0 | 0 | 0 | 0 | 0 | 0 | 0 | 0 | 0 | 0 | 0 | 0 | 0 | 0 | 0 | 0 | 0 | 0 | 0 | 0 | 0 | 0 | 0 | 0 | 0 | 0 |  | 0 | 0 | 0 | 0 | 0 | 0 | 0 | 0 | 0 | 0 | 2034 | 137.3488 | 135.1539 | 134.156 | 137.3488 | 135.1539 | 134.156 | 107.5104 | 107.5104 | 107.5104 | 107.5104 | 0 | 0 | 0 | 0 | 0 | 0 | 0 | 0 | 0 | 0 | 0 | 0 | 0 | 0 | 0 | 0 | 0 | 0 | 0 | 0 | 0 | 0 | 0 | 0 | 0 | 0 | 0 | 0 | 0 | 0 | 2034 |  | 0
| 2035 | 0 | 42.2606 | 42.2606 |  |  |  |  | 2035 | 0 | 0 | 0 | 0 | 0 | 0 | 0 | 0 | 0 | 0 | 0 | 0 | 0 | 0 | 0 | 0 | 0 | 0 | 0 | 0 | 0 | 0 | 0 | 0 | 0 | 0 | 0 | 0 | 0 | 0 | 0 | 0 |  | 0 | 0 | 0 | 0 | 0 | 0 | 0 | 0 | 0 | 0 | 2035 | 140.343 | 138.1002 | 137.0806 | 140.343 | 138.1002 | 137.0806 | 109.8541 | 109.8541 | 109.8541 | 109.8541 | 0 | 0 | 0 | 0 | 0 | 0 | 0 | 0 | 0 | 0 | 0 | 0 | 0 | 0 | 0 | 0 | 0 | 0 | 0 | 0 | 0 | 0 | 0 | 0 | 0 | 0 | 0 | 0 | 0 | 0 | 2035 |  | 0
| 2036 | 0 | 43.6265 | 43.6265 |  |  |  |  | 2036 | 0 | 0 | 0 | 0 | 0 | 0 | 0 | 0 | 0 | 0 | 0 | 0 | 0 | 0 | 0 | 0 | 0 | 0 | 0 | 0 | 0 | 0 | 0 | 0 | 0 | 0 | 0 | 0 | 0 | 0 | 0 | 0 |  | 0 | 0 | 0 | 0 | 0 | 0 | 0 | 0 | 0 | 0 | 2036 | 143.4025 | 141.1108 | 140.0689 | 143.4025 | 141.1108 | 140.0689 | 112.249 | 112.249 | 112.249 | 112.249 | 0 | 0 | 0 | 0 | 0 | 0 | 0 | 0 | 0 | 0 | 0 | 0 | 0 | 0 | 0 | 0 | 0 | 0 | 0 | 0 | 0 | 0 | 0 | 0 | 0 | 0 | 0 | 0 | 0 | 0 | 2036 |  | 0
| 2037 | 0 | 45.3605 | 45.3605 |  |  |  |  | 2037 | 0 | 0 | 0 | 0 | 0 | 0 | 0 | 0 | 0 | 0 | 0 | 0 | 0 | 0 | 0 | 0 | 0 | 0 | 0 | 0 | 0 | 0 | 0 | 0 | 0 | 0 | 0 | 0 | 0 | 0 | 0 | 0 |  | 0 | 0 | 0 | 0 | 0 | 0 | 0 | 0 | 0 | 0 | 2037 | 146.5286 | 144.187 | 143.1225 | 146.5286 | 144.187 | 143.1225 | 114.696 | 114.696 | 114.696 | 114.696 | 0 | 0 | 0 | 0 | 0 | 0 | 0 | 0 | 0 | 0 | 0 | 0 | 0 | 0 | 0 | 0 | 0 | 0 | 0 | 0 | 0 | 0 | 0 | 0 | 0 | 0 | 0 | 0 | 0 | 0 | 2037 |  | 0
| 2038 | 0 | 47.7621 | 47.7621 |  |  |  |  | 2038 | 0 | 0 | 0 | 0 | 0 | 0 | 0 | 0 | 0 | 0 | 0 | 0 | 0 | 0 | 0 | 0 | 0 | 0 | 0 | 0 | 0 | 0 | 0 | 0 | 0 | 0 | 0 | 0 | 0 | 0 | 0 | 0 |  | 0 | 0 | 0 | 0 | 0 | 0 | 0 | 0 | 0 | 0 | 2038 | 149.723 | 147.3303 | 146.2425 | 149.723 | 147.3303 | 146.2425 | 117.1964 | 117.1964 | 117.1964 | 117.1964 | 0 | 0 | 0 | 0 | 0 | 0 | 0 | 0 | 0 | 0 | 0 | 0 | 0 | 0 | 0 | 0 | 0 | 0 | 0 | 0 | 0 | 0 | 0 | 0 | 0 | 0 | 0 | 0 | 0 | 0 | 2038 |  | 0
| 2039 | 0 | 48.2901 | 48.2901 |  |  |  |  | 2039 | 0 | 0 | 0 | 0 | 0 | 0 | 0 | 0 | 0 | 0 | 0 | 0 | 0 | 0 | 0 | 0 | 0 | 0 | 0 | 0 | 0 | 0 | 0 | 0 | 0 | 0 | 0 | 0 | 0 | 0 | 0 | 0 |  | 0 | 0 | 0 | 0 | 0 | 0 | 0 | 0 | 0 | 0 | 2039 | 152.9869 | 150.5421 | 149.4306 | 152.9869 | 150.5421 | 149.4306 | 119.7512 | 119.7512 | 119.7512 | 119.7512 | 0 | 0 | 0 | 0 | 0 | 0 | 0 | 0 | 0 | 0 | 0 | 0 | 0 | 0 | 0 | 0 | 0 | 0 | 0 | 0 | 0 | 0 | 0 | 0 | 0 | 0 | 0 | 0 | 0 | 0 | 2039 |  | 0
| 2040 | 0 | 49.9676 | 49.9676 |  |  |  |  | 2040 | 0 | 0 | 0 | 0 | 0 | 0 | 0 | 0 | 0 | 0 | 0 | 0 | 0 | 0 | 0 | 0 | 0 | 0 | 0 | 0 | 0 | 0 | 0 | 0 | 0 | 0 | 0 | 0 | 0 | 0 | 0 | 0 |  | 0 | 0 | 0 | 0 | 0 | 0 | 0 | 0 | 0 | 0 | 2040 | 156.322 | 153.8239 | 152.6882 | 156.322 | 153.8239 | 152.6882 | 122.3618 | 122.3618 | 122.3618 | 122.3618 | 0 | 0 | 0 | 0 | 0 | 0 | 0 | 0 | 0 | 0 | 0 | 0 | 0 | 0 | 0 | 0 | 0 | 0 | 0 | 0 | 0 | 0 | 0 | 0 | 0 | 0 | 0 | 0 | 0 | 0 | 2040 |  | 0
| 2041 | 0 | 52.3077 | 52.3077 |  |  |  |  | 2041 | 0 | 0 | 0 | 0 | 0 | 0 | 0 | 0 | 0 | 0 | 0 | 0 | 0 | 0 | 0 | 0 | 0 | 0 | 0 | 0 | 0 | 0 | 0 | 0 | 0 | 0 | 0 | 0 | 0 | 0 | 0 | 0 |  | 0 | 0 | 0 | 0 | 0 | 0 | 0 | 0 | 0 | 0 | 2041 | 159.7298 | 157.1773 | 156.0168 | 159.7298 | 157.1773 | 156.0168 | 125.0293 | 125.0293 | 125.0293 | 125.0293 | 0 | 0 | 0 | 0 | 0 | 0 | 0 | 0 | 0 | 0 | 0 | 0 | 0 | 0 | 0 | 0 | 0 | 0 | 0 | 0 | 0 | 0 | 0 | 0 | 0 | 0 | 0 | 0 | 0 | 0 | 2041 |  | 0
| 2042 | 0 | 56.3383 | 56.3383 |  |  |  |  | 2042 | 0 | 0 | 0 | 0 | 0 | 0 | 0 | 0 | 0 | 0 | 0 | 0 | 0 | 0 | 0 | 0 | 0 | 0 | 0 | 0 | 0 | 0 | 0 | 0 | 0 | 0 | 0 | 0 | 0 | 0 | 0 | 0 |  | 0 | 0 | 0 | 0 | 0 | 0 | 0 | 0 | 0 | 0 | 2042 | 163.212 | 160.6037 | 159.418 | 163.212 | 160.6037 | 159.418 | 127.755 | 127.755 | 127.755 | 127.755 | 0 | 0 | 0 | 0 | 0 | 0 | 0 | 0 | 0 | 0 | 0 | 0 | 0 | 0 | 0 | 0 | 0 | 0 | 0 | 0 | 0 | 0 | 0 | 0 | 0 | 0 | 0 | 0 | 0 | 0 | 2042 |  | 0
| 2043 | 0 | 62.5911 | 62.5911 |  |  |  |  | 2043 | 0 | 0 | 0 | 0 | 0 | 0 | 0 | 0 | 0 | 0 | 0 | 0 | 0 | 0 | 0 | 0 | 0 | 0 | 0 | 0 | 0 | 0 | 0 | 0 | 0 | 0 | 0 | 0 | 0 | 0 | 0 | 0 |  | 0 | 0 | 0 | 0 | 0 | 0 | 0 | 0 | 0 | 0 | 2043 | 166.77 | 164.1049 | 162.8933 | 166.77 | 164.1049 | 162.8933 | 130.54 | 130.54 | 130.54 | 130.54 | 0 | 0 | 0 | 0 | 0 | 0 | 0 | 0 | 0 | 0 | 0 | 0 | 0 | 0 | 0 | 0 | 0 | 0 | 0 | 0 | 0 | 0 | 0 | 0 | 0 | 0 | 0 | 0 | 0 | 0 | 2043 |  | 0
| 2044 | 0 | 66.3147 | 66.3147 |  |  |  |  | 2044 | 0 | 0 | 0 | 0 | 0 | 0 | 0 | 0 | 0 | 0 | 0 | 0 | 0 | 0 | 0 | 0 | 0 | 0 | 0 | 0 | 0 | 0 | 0 | 0 | 0 | 0 | 0 | 0 | 0 | 0 | 0 | 0 |  | 0 | 0 | 0 | 0 | 0 | 0 | 0 | 0 | 0 | 0 | 2044 | 170.4056 | 167.6824 | 166.4443 | 170.4056 | 167.6824 | 166.4443 | 133.3858 | 133.3858 | 133.3858 | 133.3858 | 0 | 0 | 0 | 0 | 0 | 0 | 0 | 0 | 0 | 0 | 0 | 0 | 0 | 0 | 0 | 0 | 0 | 0 | 0 | 0 | 0 | 0 | 0 | 0 | 0 | 0 | 0 | 0 | 0 | 0 | 2044 |  | 0
| 2045 | 0 | 68.2874 | 68.2874 |  |  |  |  | 2045 | 0 | 0 | 0 | 0 | 0 | 0 | 0 | 0 | 0 | 0 | 0 | 0 | 0 | 0 | 0 | 0 | 0 | 0 | 0 | 0 | 0 | 0 | 0 | 0 | 0 | 0 | 0 | 0 | 0 | 0 | 0 | 0 |  | 0 | 0 | 0 | 0 | 0 | 0 | 0 | 0 | 0 | 0 | 2045 | 174.1204 | 171.3379 | 170.0728 | 174.1204 | 171.3379 | 170.0728 | 136.2936 | 136.2936 | 136.2936 | 136.2936 | 0 | 0 | 0 | 0 | 0 | 0 | 0 | 0 | 0 | 0 | 0 | 0 | 0 | 0 | 0 | 0 | 0 | 0 | 0 | 0 | 0 | 0 | 0 | 0 | 0 | 0 | 0 | 0 | 0 | 0 | 2045 |  | 0
| 2046 | 0 | 70.1267 | 70.1267 |  |  |  |  | 2046 | 0 | 0 | 0 | 0 | 0 | 0 | 0 | 0 | 0 | 0 | 0 | 0 | 0 | 0 | 0 | 0 | 0 | 0 | 0 | 0 | 0 | 0 | 0 | 0 | 0 | 0 | 0 | 0 | 0 | 0 | 0 | 0 |  | 0 | 0 | 0 | 0 | 0 | 0 | 0 | 0 | 0 | 0 | 2046 | 177.9162 | 175.073 | 173.7804 | 177.9162 | 175.073 | 173.7804 | 139.2648 | 139.2648 | 139.2648 | 139.2648 | 0 | 0 | 0 | 0 | 0 | 0 | 0 | 0 | 0 | 0 | 0 | 0 | 0 | 0 | 0 | 0 | 0 | 0 | 0 | 0 | 0 | 0 | 0 | 0 | 0 | 0 | 0 | 0 | 0 | 0 | 2046 |  | 0
| 2047 | 0 | 72.0156 | 72.0156 |  |  |  |  | 2047 | 0 | 0 | 0 | 0 | 0 | 0 | 0 | 0 | 0 | 0 | 0 | 0 | 0 | 0 | 0 | 0 | 0 | 0 | 0 | 0 | 0 | 0 | 0 | 0 | 0 | 0 | 0 | 0 | 0 | 0 | 0 | 0 |  | 0 | 0 | 0 | 0 | 0 | 0 | 0 | 0 | 0 | 0 | 2047 | 181.7948 | 178.8896 | 177.5688 | 181.7948 | 178.8896 | 177.5688 | 142.3008 | 142.3008 | 142.3008 | 142.3008 | 0 | 0 | 0 | 0 | 0 | 0 | 0 | 0 | 0 | 0 | 0 | 0 | 0 | 0 | 0 | 0 | 0 | 0 | 0 | 0 | 0 | 0 | 0 | 0 | 0 | 0 | 0 | 0 | 0 | 0 | 2047
| 2048 | 0 | #DIV/0! | #DIV/0! |  |  |  |  | 2048 | 0 | 0 | 0 | 0 | 0 | 0 | 0 | 0 | 0 | 0 | 0 | 0 | 0 | 0 | 0 | 0 | 0 | 0 | 0 | 0 | 0 | 0 | 0 | 0 | 0 | 0 | 0 | 0 | 0 | 0 | 0 | 0 |  | 0 | 0 | 0 | 0 | 0 | 0 | 0 | 0 | 0 | 0 | 2048 | 185.7579 | 182.7894 | 181.4398 | 185.7579 | 182.7894 | 181.4398 | 145.4029 | 145.4029 | 145.4029 | 145.4029 | 0 | 0 | 0 | 0 | 0 | 0 | 0 | 0 | 0 | 0 | 0 | 0 | 0 | 0 | 0 | 0 | 0 | 0 | 0 | 0 | 0 | 0 | 0 | 0 | 0 | 0 | 0 | 0 | 0 | 0 | 2048
| 2049 | 0 | #DIV/0! | #DIV/0! |  |  |  |  | 2049 | 0 | 0 | 0 | 0 | 0 | 0 | 0 | 0 | 0 | 0 | 0 | 0 | 0 | 0 | 0 | 0 | 0 | 0 | 0 | 0 | 0 | 0 | 0 | 0 | 0 | 0 | 0 | 0 | 0 | 0 | 0 | 0 |  | 0 | 0 | 0 | 0 | 0 | 0 | 0 | 0 | 0 | 0 | 2049 | 189.8075 | 186.7742 | 185.3952 | 189.8075 | 186.7742 | 185.3952 | 148.5727 | 148.5727 | 148.5727 | 148.5727 | 0 | 0 | 0 | 0 | 0 | 0 | 0 | 0 | 0 | 0 | 0 | 0 | 0 | 0 | 0 | 0 | 0 | 0 | 0 | 0 | 0 | 0 | 0 | 0 | 0 | 0 | 0 | 0 | 0 | 0 | 2049
| 2050 | 0 | #DIV/0! | #DIV/0! |  |  |  |  | 2050 | 0 | 0 | 0 | 0 | 0 | 0 | 0 | 0 | 0 | 0 | 0 | 0 | 0 | 0 | 0 | 0 | 0 | 0 | 0 | 0 | 0 | 0 | 0 | 0 | 0 | 0 | 0 | 0 | 0 | 0 | 0 | 0 |  | 0 | 0 | 0 | 0 | 0 | 0 | 0 | 0 | 0 | 0 | 2050 | 183.1889 | 190.8459 | 189.4368 | 193.9453 | 190.8459 | 189.4368 | 151.8116 | 151.8116 | 151.8116 | 151.8116 | 0 | 0 | 0 | 0 | 0 | 0 | 0 | 0 | 0 | 0 | 0 | 0 | 0 | 0 | 0 | 0 | 0 | 0 | 0 | 0 | 0 | 0 | 0 | 0 | 0 | 0 | 0 | 0 | 0 | 0 | 2050
| 2051 | 0 | #DIV/0! | #DIV/0! |  |  |  |  | 2051 | 0 | 0 | 0 | 0 | 0 | 0 | 0 | 0 | 0 | 0 | 0 | 0 | 0 | 0 | 0 | 0 | 0 | 0 | 0 | 0 | 0 | 0 | 0 | 0 | 0 | 0 | 0 | 0 | 0 | 0 | 0 | 0 |  | 0 | 0 | 0 | 0 | 0 | 0 | 0 | 0 | 0 | 0 | 2051 | 187.1824 | 195.0063 | 193.5666 | 198.1733 | 195.0063 | 193.5666 | 155.1211 | 155.1211 | 0 | 155.1211 | 0 | 0 | 0 | 0 | 0 | 0 | 0 | 0 | 0 | 0 | 0 | 0 | 0 | 0 | 0 | 0 | 0 | 0 | 0 | 0 | 0 | 0 | 0 | 0 | 0 | 0 | 0 | 0 | 0 | 0 | 2051
| 2052 | 0 | #DIV/0! | #DIV/0! |  |  |  |  | 2052 | 0 | 0 | 0 | 0 | 0 | 0 | 0 | 0 | 0 | 0 | 0 | 0 | 0 | 0 | 0 | 0 | 0 | 0 | 0 | 0 | 0 | 0 | 0 | 0 | 0 | 0 | 0 | 0 | 0 | 0 | 0 | 0 |  | 0 | 0 | 0 | 0 | 0 | 0 | 0 | 0 | 0 | 0 | 2052 | 191.263 | 199.2575 | 197.7863 | 202.4934 | 199.2575 | 197.7863 | 158.5027 | 158.5027 | 0 | 158.5027 | 0 | 0 | 0 | 0 | 0 | 0 | 0 | 0 | 0 | 0 | 0 | 0 | 0 | 0 | 0 | 0 | 0 | 0 | 0 | 0 | 0 | 0 | 0 | 0 | 0 | 0 | 0 | 0 | 0 | 0 | 2052
| 2053 | 0 | #DIV/0! | #DIV/0! |  |  |  |  | 2053 | 0 | 0 | 0 | 0 | 0 | 0 | 0 | 0 | 0 | 0 | 0 | 0 | 0 | 0 | 0 | 0 | 0 | 0 | 0 | 0 | 0 | 0 | 0 | 0 | 0 | 0 | 0 | 0 | 0 | 0 | 0 | 0 |  | 0 | 0 | 0 | 0 | 0 | 0 | 0 | 0 | 0 | 0 | 2053 | 195.4326 | 203.6013 | 202.0981 | 206.9078 | 203.6013 | 202.0981 | 161.9581 | 161.9581 | 0 | 161.9581 | 0 | 0 | 0 | 0 | 0 | 0 | 0 | 0 | 0 | 0 | 0 | 0 | 0 | 0 | 0 | 0 | 0 | 0 | 0 | 0 | 0 | 0 | 0 | 0 | 0 | 0 | 0 | 0 | 0 | 0 | 2053
| 2054 | 0 | #DIV/0! | #DIV/0! |  |  |  |  | 2054 | 0 | 0 | 0 | 0 | 0 | 0 | 0 | 0 | 0 | 0 | 0 | 0 | 0 | 0 | 0 | 0 | 0 | 0 | 0 | 0 | 0 | 0 | 0 | 0 | 0 | 0 | 0 | 0 | 0 | 0 | 0 | 0 |  | 0 | 0 | 0 | 0 | 0 | 0 | 0 | 0 | 0 | 0 | 2054 | 199.693 | 208.0398 | 206.5038 | 211.4184 | 208.0398 | 206.5038 | 165.4888 | 165.4888 | 0 | 165.4888 | 0 | 0 | 0 | 0 | 0 | 0 | 0 | 0 | 0 | 0 | 0 | 0 | 0 | 0 | 0 | 0 | 0 | 0 | 0 | 0 | 0 | 0 | 0 | 0 | 0 | 0 | 0 | 0 | 0 | 0 | 2054
[8 empty] | Year of deferral |  | 2029 | 2030 | 2031 | 2029 | 2030 | 2031 | 2031 | 2031 | 2031 | 2031
[8 empty] | if Deferred 1 |  | 0 | 0 | 0 | 0 | 0 | 0 | 0 | 0 | 0 | 0
Discount Rate - 2025 IRP
6.38%
[5 empty] | Inflation rate | 2.18%
15 Year Starting 2026 |  |  |  |  | Real Discount Rate | 4.11%
Levelized Prices (Nominal) @ 6.38% Discount Rate (1) (3)
| $/kW | 0
| $/MWh |  | 37.9132 | 37.9132
15 Year Starting 2027
Levelized Prices (Nominal) @ 6.38% Discount Rate (1) (3)
| $/kW | 0 | 40.0539
| $/MWh |  |  | 40.0539
15 Year Starting 2028
Levelized Prices (Nominal) @ 6.38% Discount Rate (1) (3)
| $/kW | 0
| $/MWh |  | 41.9462 | 41.9462
<---- Calculated Monthly
Avoided Costs calculated annually are $37.98/MWH
Avoided Costs calculated monthly are $37.91/MWH

## Table 2
Appendix B
Table 2
Avoided Energy Costs - Scheduled Hours ($/MWh)
Avoided Cost Resource - 100.0 MW and 100.0% CF
|  | Winter Season |  |  |  |  | Summer Season |  |  |  | Winter Season
Year | Annual | Jan | Feb | Mar | Apr | May | Jun | Jul | Aug | Sep | Oct | Nov | Dec
Energy Only
2026 | 23.3006 | 22.7241 | 21.8713 | 14.307 | 15.1569 | 16.9523 | 19.7649 | 29.4271 | 33.8564 | 26.0337 | 20.2516 | 26.9185 | 32.3239
2027 | 28.5155 | 33.8864 | 33.786 | 20.1405 | 17.4246 | 21.3011 | 23.3268 | 34.7582 | 40.1204 | 29.4181 | 22.164 | 28.6399 | 37.5285
2028 | 30.2455 | 39.9959 | 34.6849 | 20.8775 | 19.458 | 20.0782 | 22.0014 | 36.7768 | 41.1609 | 34.6017 | 22.4893 | 29.3231 | 42.0427
2029 | 35.0962 | 35.7657 | 40.2879 | 26.8607 | 21.7832 | 23.4529 | 29.8088 | 44.6 | 46.0576 | 40.2633 | 29.8631 | 37.0214 | 45.8688
2030 | 40.1994 | 42.4414 | 40.8744 | 30.137 | 23.6379 | 22.9432 | 37.0712 | 47.9944 | 53.3587 | 43.0682 | 43.9067 | 43.8323 | 53.1859
2031 | 40.9745 | 46.9963 | 41.1971 | 31.8278 | 28.6577 | 26.9401 | 33.197 | 50.0745 | 50.7475 | 47.5021 | 35.9778 | 48.5027 | 50.1982
2032 | 39.4818 | 43.8784 | 42.2913 | 28.3451 | 24.9716 | 27.8668 | 30.8187 | 45.9029 | 49.0157 | 45.8874 | 35.6196 | 49.3498 | 50.5042
2033 | 40.6644 | 47.339 | 44.0763 | 29.4996 | 26.5632 | 27.8282 | 29.5799 | 44.7167 | 52.7268 | 48.0086 | 33.729 | 51.1221 | 53.2826
2034 | 41.8049 | 48.3482 | 42.0637 | 31.9452 | 25.6798 | 30.7692 | 29.8688 | 45.8965 | 50.8955 | 53.0455 | 37.1504 | 50.4946 | 55.7122
2035 | 42.2123 | 43.3185 | 44.8803 | 31.9152 | 27.1735 | 29.8785 | 33.2019 | 48.2125 | 54.5695 | 46.0632 | 37.9336 | 49.9756 | 59.8508
2036 | 43.5452 | 47.9551 | 43.8897 | 35.3425 | 26.0557 | 28.0825 | 36.9583 | 50.9514 | 57.8218 | 47.2042 | 40.6785 | 49.7016 | 58.4231
2037 | 45.3363 | 49.2821 | 46.6391 | 38.618 | 30.7865 | 34.8652 | 34.6853 | 49.0044 | 59.3917 | 51.9924 | 39.6917 | 55.0467 | 54.1583
2038 | 47.7219 | 52.2458 | 52.1748 | 39.2683 | 27.6292 | 35.313 | 34.2245 | 53.7409 | 59.5532 | 55.0591 | 41.6163 | 59.9185 | 62.3694
2039 | 48.2436 | 53.3645 | 52.2464 | 40.5749 | 30.9 | 33.962 | 35.4182 | 55.5148 | 57.3466 | 54.9735 | 42.2548 | 57.6464 | 65.2025
2040 | 49.8656 | 49.6892 | 51.9957 | 43.0187 | 28.6165 | 34.8309 | 39.8924 | 52.5563 | 61.4821 | 62.5997 | 44.4186 | 61.8877 | 68.5324
2041 | 52.2475 | 54.9799 | 56.3113 | 43.1605 | 33.651 | 29.7154 | 43.4985 | 60.4185 | 58.4377 | 63.5174 | 46.1519 | 63.8568 | 74.2288
2042 | 56.2933 | 62.2394 | 59.2183 | 51.3727 | 38.062 | 34.4318 | 45.0708 | 59.4851 | 66.8148 | 67.5278 | 53.5111 | 65.5907 | 72.7209
2043 | 62.5563 | 74.5513 | 68.3926 | 55.2211 | 40.5289 | 43.3247 | 48.2754 | 65.3989 | 75.9453 | 68.9993 | 57.3284 | 77.9433 | 75.2742
|  | 31 | 28 | 31 | 30 | 31 | 30 | 31 | 31 | 30 | 31 | 30 | 31

## Table 4
Appendix B
Table 4
Burnertip Natural Gas Price Forecast |  |  |  |  | Quote Date
Avoided Cost Resource - 100.0 MW and 100.0% CF |  |  |  |  | 2025-12-31
PacifiCorp
| Delivered | Delivered | Delivered | Delivered
Year | IRP - Utah Greenfield | Naughton | IRP West Side | IRP - Wyo NE
| Fuel Cost | Fuel Cost | Fuel Cost | Fuel Cost
[6 empty] | IRP - Utah Greenfield |  | IRP West Side | IRP - Wyo NE |  |  | IRP West Side |  | Burner tip
[5 empty] | Peak Type: | Delivered | Naughton | Delivered | Delivered | Year | IRP - Utah Greenfield | West Side | IRP - Wyo NE | Naughton
2025 | 2.78 | 2.76 | 2.18 | 2.76 | 2025-01-01 | 4.1297 | 4.1012 | 3.6667 | 4.1265 | 2025 | 47 | 43 | 46 | 42
2026 | 3.04 | 2.98 | 2.72 | 2.85 | 2025-02-01 | 3.4435 | 3.4192 | 3.2332 | 3.4317 | 2025
2027 | 3.62 | 3.59 | 3.61 | 3.39 | 2025-03-01 | 2.6848 | 2.6655 | 2.0537 | 2.7211 | 2025
2028 | 3.56 | 3.53 | 3.7 | 3.32 | 2025-04-01 | 1.9318 | 1.917 | 1.5165 | 1.9378 | 2025
2029 | 4.38 | 4.34 | 4.5 | 4.19 | 2025-05-01 | 2.1744 | 2.1585 | 1.6603 | 2.1166 | 2025
2030 | 5.35 | 5.28 | 5.32 | 5.14 | 2025-06-01 | 2.5624 | 2.5442 | 1.5135 | 2.5327 | 2025
2031 | 5.65 | 5.59 | 5.52 | 5.44 | 2025-07-01 | 2.8296 | 2.8098 | 1.2723 | 2.7603 | 2025
2032 | 5.76 | 5.69 | 5.59 | 5.54 | 2025-08-01 | 2.5406 | 2.5223 | 1.8363 | 2.4552 | 2025
2033 | 5.86 | 5.79 | 5.61 | 5.64 | 2025-09-01 | 2.6151 | 2.5965 | 1.537 | 2.5551 | 2025
2034 | 6.03 | 5.96 | 5.76 | 5.81 | 2025-10-01 | 2.2421 | 2.2255 | 2.181 | 2.2831 | 2025
2035 | 6.2 | 6.12 | 5.89 | 5.98 | 2025-11-01 | 3.0975 | 3.0762 | 2.6906 | 3.0824 | 2025
2036 | 6.38 | 6.3 | 6.04 | 6.16 | 2025-12-01 | 3.0588 | 3.0371 | 2.9402 | 3.0579 | 2025
2037 | 6.56 | 6.48 | 6.19 | 6.34 | 2026-01-01 | 4.0246 | 3.625 | 3.6089 | 3.7 | 2026
2038 | 6.79 | 6.7 | 6.38 | 6.56 | 2026-02-01 | 3.1495 | 3.1282 | 2.8189 | 3.035 | 2026
2039 | 7.04 | 6.95 | 6.59 | 6.81 | 2026-03-01 | 2.2731 | 2.2575 | 1.9422 | 2.0966 | 2026
2040 | 7.35 | 7.25 | 6.86 | 7.11 | 2026-04-01 | 2.1568 | 2.1419 | 1.9073 | 2.0733 | 2026
2041 | 7.61 | 7.5 | 7.08 | 7.36 | 2026-05-01 | 2.0262 | 2.0121 | 1.6644 | 1.9485 | 2026
2042 | 8.01 | 7.9 | 7.43 | 7.76 | 2026-06-01 | 2.2287 | 2.2133 | 1.7521 | 2.1595 | 2026
2043 | 8.4 | 8.28 | 7.76 | 8.14 | 2026-07-01 | 3.019 | 2.9986 | 2.4821 | 2.8403 | 2026
2044 | 8.78 | 8.66 | 8.08 | 8.52 | 2026-08-01 | 3.2123 | 3.1907 | 2.6697 | 2.9787 | 2026
2045 | 9.18 | 9.04 | 8.42 | 8.91 | 2026-09-01 | 3.0504 | 3.0298 | 2.5669 | 2.825 | 2026
[5 empty] | 2026-10-01 | 2.9898 | 2.9696 | 2.5757 | 2.7853 | 2026
[5 empty] | 2026-11-01 | 3.6221 | 3.5979 | 3.6833 | 3.3681 | 2026
[5 empty] | 2026-12-01 | 4.6822 | 4.6512 | 4.9701 | 4.3545 | 2026
[5 empty] | 2027-01-01 | 5.1279 | 5.0941 | 5.4568 | 4.8428 | 2027
[5 empty] | 2027-02-01 | 4.7501 | 4.7186 | 4.8483 | 4.4698 | 2027
[5 empty] | 2027-03-01 | 3.1037 | 3.0827 | 3.2313 | 2.9512 | 2027
[5 empty] | 2027-04-01 | 2.6996 | 2.6812 | 2.5029 | 2.5633 | 2027
[5 empty] | 2027-05-01 | 2.6598 | 2.6417 | 2.4472 | 2.5467 | 2027
[5 empty] | 2027-06-01 | 2.795 | 2.776 | 2.5445 | 2.7352 | 2027
[5 empty] | 2027-07-01 | 3.4348 | 3.4117 | 3.0272 | 3.1643 | 2027
[5 empty] | 2027-08-01 | 3.4827 | 3.4594 | 3.1034 | 3.2618 | 2027
[5 empty] | 2027-09-01 | 3.446 | 3.4229 | 3.072 | 3.1678 | 2027
[5 empty] | 2027-10-01 | 3.2302 | 3.2084 | 3.0402 | 3.1211 | 2027
[5 empty] | 2027-11-01 | 3.669 | 3.6444 | 4.1729 | 3.3874 | 2027
[5 empty] | 2027-12-01 | 5.0195 | 4.9863 | 5.8195 | 4.4211 | 2027
Official Forward Price Curve Forecast dated Dec 31, 2025 |  |  |  |  | 2028-01-01 | 5.596 | 5.5591 | 6.2737 | 5.0291 | 2028
[5 empty] | 2028-02-01 | 4.7348 | 4.7034 | 5.3199 | 4.5553 | 2028
[5 empty] | 2028-03-01 | 3.0108 | 2.9904 | 3.4262 | 3.0935 | 2028
[5 empty] | 2028-04-01 | 2.5889 | 2.5712 | 2.516 | 2.5045 | 2028
[5 empty] | 2028-05-01 | 2.5868 | 2.5692 | 2.3496 | 2.4372 | 2028
[5 empty] | 2028-06-01 | 2.7001 | 2.6817 | 2.5195 | 2.5764 | 2028
[5 empty] | 2028-07-01 | 3.2797 | 3.2576 | 3.0122 | 3.0417 | 2028
[5 empty] | 2028-08-01 | 3.3475 | 3.325 | 3.0898 | 3.1085 | 2028
[5 empty] | 2028-09-01 | 3.3052 | 3.283 | 3.0761 | 3.0869 | 2028
[5 empty] | 2028-10-01 | 3.094 | 3.0731 | 2.9754 | 3.0196 | 2028
[5 empty] | 2028-11-01 | 3.496 | 3.4725 | 4.1985 | 3.2045 | 2028
[5 empty] | 2028-12-01 | 4.9435 | 4.9108 | 5.6641 | 4.1854 | 2028
[5 empty] | 2029-01-01 | 4.715 | 4.6837 | 6.0387 | 4.8 | 2029
[5 empty] | 2029-02-01 | 5.2813 | 5.239 | 5.5885 | 5.0936 | 2029
[5 empty] | 2029-03-01 | 4.0496 | 4.0084 | 4.2521 | 4.1166 | 2029
[5 empty] | 2029-04-01 | 3.7266 | 3.6862 | 3.6189 | 3.6251 | 2029
[5 empty] | 2029-05-01 | 3.7402 | 3.6995 | 3.494 | 3.5732 | 2029
[5 empty] | 2029-06-01 | 3.8285 | 3.7875 | 3.5926 | 3.6877 | 2029
[5 empty] | 2029-07-01 | 4.2617 | 4.22 | 3.973 | 4.0089 | 2029
[5 empty] | 2029-08-01 | 4.3213 | 4.2793 | 4.1524 | 4.0676 | 2029
[5 empty] | 2029-09-01 | 4.3663 | 4.3228 | 4.2154 | 4.1321 | 2029
[5 empty] | 2029-10-01 | 4.2799 | 4.2353 | 4.1845 | 4.1876 | 2029
[5 empty] | 2029-11-01 | 4.5848 | 4.5395 | 4.9679 | 4.2769 | 2029
[5 empty] | 2029-12-01 | 5.4525 | 5.4097 | 5.8902 | 4.6868 | 2029
[5 empty] | 2030-01-01 | 5.4488 | 5.4029 | 6.1639 | 5.5227 | 2030
[5 empty] | 2030-02-01 | 5.8278 | 5.7746 | 5.8571 | 5.6319 | 2030
[5 empty] | 2030-03-01 | 5.0883 | 5.0264 | 5.0781 | 5.1396 | 2030
[5 empty] | 2030-04-01 | 4.8644 | 4.8012 | 4.7217 | 4.7457 | 2030
[5 empty] | 2030-05-01 | 4.8936 | 4.8297 | 4.6384 | 4.7091 | 2030
[5 empty] | 2030-06-01 | 4.9568 | 4.8933 | 4.6659 | 4.7991 | 2030
[5 empty] | 2030-07-01 | 5.2438 | 5.1824 | 4.9337 | 4.9762 | 2030
[5 empty] | 2030-08-01 | 5.295 | 5.2335 | 5.2149 | 5.0266 | 2030
[5 empty] | 2030-09-01 | 5.4273 | 5.3627 | 5.3547 | 5.1771 | 2030
[5 empty] | 2030-10-01 | 5.4658 | 5.3975 | 5.3936 | 5.3557 | 2030
[5 empty] | 2030-11-01 | 5.6736 | 5.6065 | 5.7371 | 5.3492 | 2030
[5 empty] | 2030-12-01 | 5.9617 | 5.9086 | 6.1164 | 5.1883 | 2030
[5 empty] | 2031-01-01 | 6.1826 | 6.122 | 6.2892 | 6.2455 | 2031
[5 empty] | 2031-02-01 | 6.1181 | 6.0592 | 6.12 | 5.9178 | 2031
[5 empty] | 2031-03-01 | 5.3818 | 5.3141 | 5.2821 | 5.4287 | 2031
[5 empty] | 2031-04-01 | 5.1902 | 5.1205 | 4.9477 | 5.0666 | 2031
[5 empty] | 2031-05-01 | 5.2212 | 5.1509 | 4.9037 | 5.0319 | 2031
[5 empty] | 2031-06-01 | 5.3005 | 5.2301 | 4.9332 | 5.1376 | 2031
[5 empty] | 2031-07-01 | 5.5147 | 5.4479 | 5.1445 | 5.243 | 2031
[5 empty] | 2031-08-01 | 5.5848 | 5.5176 | 5.3882 | 5.3121 | 2031
[5 empty] | 2031-09-01 | 5.6185 | 5.5499 | 5.4661 | 5.3653 | 2031
[5 empty] | 2031-10-01 | 5.6713 | 5.5988 | 5.5526 | 5.5581 | 2031
[5 empty] | 2031-11-01 | 5.8775 | 5.8065 | 5.9405 | 5.5501 | 2031
[5 empty] | 2031-12-01 | 6.1629 | 6.1058 | 6.2993 | 5.3865 | 2031
[5 empty] | 2032-01-01 | 6.3623 | 6.2981 | 6.4803 | 6.4225 | 2032
[5 empty] | 2032-02-01 | 6.0585 | 6.0006 | 6.0601 | 5.859 | 2032
[5 empty] | 2032-03-01 | 5.5028 | 5.4326 | 5.3447 | 5.5479 | 2032
[5 empty] | 2032-04-01 | 5.3003 | 5.2284 | 5.0155 | 5.1751 | 2032
[5 empty] | 2032-05-01 | 5.3319 | 5.2594 | 4.96 | 5.1409 | 2032
[5 empty] | 2032-06-01 | 5.3742 | 5.3023 | 4.9898 | 5.2101 | 2032
[5 empty] | 2032-07-01 | 5.6242 | 5.5552 | 5.2319 | 5.3508 | 2032
[5 empty] | 2032-08-01 | 5.6865 | 5.6172 | 5.4355 | 5.4123 | 2032
[5 empty] | 2032-09-01 | 5.7339 | 5.6631 | 5.5711 | 5.479 | 2032
[5 empty] | 2032-10-01 | 5.7916 | 5.7167 | 5.6099 | 5.6766 | 2032
[5 empty] | 2032-11-01 | 6.0146 | 5.9408 | 6.0394 | 5.6851 | 2032
[5 empty] | 2032-12-01 | 6.287 | 6.2274 | 6.3517 | 5.5087 | 2032
[5 empty] | 2033-01-01 | 6.4033 | 6.3382 | 6.3327 | 6.4628 | 2033
[5 empty] | 2033-02-01 | 6.3542 | 6.2904 | 6.2551 | 6.1502 | 2033
[5 empty] | 2033-03-01 | 5.6363 | 5.5635 | 5.3915 | 5.6794 | 2033
[5 empty] | 2033-04-01 | 5.3853 | 5.3117 | 5.0554 | 5.2588 | 2033
[5 empty] | 2033-05-01 | 5.4175 | 5.3432 | 5.0006 | 5.2252 | 2033
[5 empty] | 2033-06-01 | 5.4772 | 5.4033 | 5.0253 | 5.3117 | 2033
[5 empty] | 2033-07-01 | 5.7156 | 5.6448 | 5.2611 | 5.4409 | 2033
[5 empty] | 2033-08-01 | 5.7807 | 5.7095 | 5.4349 | 5.505 | 2033
[5 empty] | 2033-09-01 | 5.8151 | 5.7427 | 5.5427 | 5.559 | 2033
[5 empty] | 2033-10-01 | 5.8675 | 5.7912 | 5.6332 | 5.7513 | 2033
[5 empty] | 2033-11-01 | 6.1227 | 6.0467 | 6.0984 | 5.7917 | 2033
[5 empty] | 2033-12-01 | 6.3665 | 6.3053 | 6.3488 | 5.587 | 2033
[5 empty] | 2034-01-01 | 6.5812 | 6.5127 | 6.5327 | 6.6382 | 2034
[5 empty] | 2034-02-01 | 6.5337 | 6.4663 | 6.3761 | 6.327 | 2034
[5 empty] | 2034-03-01 | 5.809 | 5.7326 | 5.5717 | 5.8494 | 2034
[5 empty] | 2034-04-01 | 5.5653 | 5.4881 | 5.212 | 5.4361 | 2034
[5 empty] | 2034-05-01 | 5.5986 | 5.5206 | 5.1536 | 5.4035 | 2034
[5 empty] | 2034-06-01 | 5.643 | 5.5658 | 5.1704 | 5.475 | 2034
[5 empty] | 2034-07-01 | 5.8775 | 5.8035 | 5.3771 | 5.6004 | 2034
[5 empty] | 2034-08-01 | 5.9405 | 5.8661 | 5.5584 | 5.6624 | 2034
[5 empty] | 2034-09-01 | 5.9787 | 5.903 | 5.7256 | 5.7201 | 2034
[5 empty] | 2034-10-01 | 6.031 | 5.9514 | 5.7734 | 5.9124 | 2034
[5 empty] | 2034-11-01 | 6.2827 | 6.2035 | 6.208 | 5.9492 | 2034
[5 empty] | 2034-12-01 | 6.514 | 6.4498 | 6.4957 | 5.7323 | 2034
[5 empty] | 2035-01-01 | 6.7353 | 6.6637 | 6.6776 | 6.7899 | 2035
[5 empty] | 2035-02-01 | 6.6404 | 6.5709 | 6.4729 | 6.4322 | 2035
[5 empty] | 2035-03-01 | 6.0013 | 5.9212 | 5.6928 | 6.0389 | 2035
[5 empty] | 2035-04-01 | 5.7464 | 5.6656 | 5.349 | 5.6145 | 2035
[5 empty] | 2035-05-01 | 5.7808 | 5.6992 | 5.2774 | 5.583 | 2035
[5 empty] | 2035-06-01 | 5.8168 | 5.7361 | 5.2182 | 5.6461 | 2035
[5 empty] | 2035-07-01 | 6.0387 | 5.9614 | 5.5602 | 5.7591 | 2035
[5 empty] | 2035-08-01 | 6.125 | 6.047 | 5.7363 | 5.8441 | 2035
[5 empty] | 2035-09-01 | 6.1531 | 6.074 | 5.8281 | 5.892 | 2035
[5 empty] | 2035-10-01 | 6.1969 | 6.1139 | 5.8695 | 6.0758 | 2035
[5 empty] | 2035-11-01 | 6.4619 | 6.3791 | 6.3331 | 6.1257 | 2035
[5 empty] | 2035-12-01 | 6.6907 | 6.6231 | 6.6535 | 5.9063 | 2035
[5 empty] | 2036-01-01 | 6.9356 | 6.86 | 6.8398 | 6.9871 | 2036
[5 empty] | 2036-02-01 | 6.6821 | 6.6118 | 6.4722 | 6.4733 | 2036
[5 empty] | 2036-03-01 | 6.2183 | 6.1337 | 5.8688 | 6.2526 | 2036
[5 empty] | 2036-04-01 | 5.9328 | 5.8483 | 5.5159 | 5.7981 | 2036
[5 empty] | 2036-05-01 | 5.9683 | 5.883 | 5.3885 | 5.7676 | 2036
[5 empty] | 2036-06-01 | 6.0055 | 5.921 | 5.3874 | 5.832 | 2036
[5 empty] | 2036-07-01 | 6.2487 | 6.1672 | 5.7088 | 5.9659 | 2036
[5 empty] | 2036-08-01 | 6.3246 | 6.2426 | 5.9201 | 6.0407 | 2036
[5 empty] | 2036-09-01 | 6.3529 | 6.2698 | 5.997 | 6.0887 | 2036
[5 empty] | 2036-10-01 | 6.3912 | 6.3044 | 6.0319 | 6.2671 | 2036
[5 empty] | 2036-11-01 | 6.6435 | 6.5571 | 6.4723 | 6.3045 | 2036
[5 empty] | 2036-12-01 | 6.9022 | 6.8304 | 6.8494 | 6.1147 | 2036
[5 empty] | 2037-01-01 | 7.0607 | 6.9826 | 6.932 | 7.1103 | 2037
[5 empty] | 2037-02-01 | 7.0292 | 6.9519 | 6.7544 | 6.8151 | 2037
[5 empty] | 2037-03-01 | 6.3955 | 6.3075 | 6.0042 | 6.4271 | 2037
[5 empty] | 2037-04-01 | 6.0875 | 5.9999 | 5.6483 | 5.9504 | 2037
[5 empty] | 2037-05-01 | 6.1239 | 6.0355 | 5.5096 | 5.9209 | 2037
[5 empty] | 2037-06-01 | 6.18 | 6.0921 | 5.5426 | 6.0038 | 2037
[5 empty] | 2037-07-01 | 6.4408 | 6.3555 | 5.9001 | 6.1552 | 2037
[5 empty] | 2037-08-01 | 6.5019 | 6.4164 | 6.0825 | 6.2154 | 2037
[5 empty] | 2037-09-01 | 6.541 | 6.4541 | 6.1562 | 6.274 | 2037
[5 empty] | 2037-10-01 | 6.5804 | 6.4898 | 6.192 | 6.4535 | 2037
[5 empty] | 2037-11-01 | 6.7996 | 6.7101 | 6.6103 | 6.4583 | 2037
[5 empty] | 2037-12-01 | 7.0353 | 6.9608 | 6.9817 | 6.2457 | 2037
[5 empty] | 2038-01-01 | 7.3127 | 7.2295 | 7.1799 | 7.3586 | 2038
[5 empty] | 2038-02-01 | 7.2162 | 7.1352 | 6.9095 | 6.9993 | 2038
[5 empty] | 2038-03-01 | 6.5933 | 6.5013 | 6.1863 | 6.6219 | 2038
[5 empty] | 2038-04-01 | 6.3205 | 6.2282 | 5.7739 | 6.1799 | 2038
[5 empty] | 2038-05-01 | 6.3581 | 6.2651 | 5.6932 | 6.1517 | 2038
[5 empty] | 2038-06-01 | 6.4113 | 6.3187 | 5.7275 | 6.2317 | 2038
[5 empty] | 2038-07-01 | 6.6709 | 6.581 | 6.0741 | 6.3818 | 2038
[5 empty] | 2038-08-01 | 6.7384 | 6.648 | 6.3049 | 6.4482 | 2038
[5 empty] | 2038-09-01 | 6.7684 | 6.6768 | 6.3471 | 6.4979 | 2038
[5 empty] | 2038-10-01 | 6.8087 | 6.7134 | 6.384 | 6.6783 | 2038
[5 empty] | 2038-11-01 | 7.0263 | 6.9323 | 6.8164 | 6.6816 | 2038
[5 empty] | 2038-12-01 | 7.278 | 7.1986 | 7.1666 | 6.4848 | 2038
[5 empty] | 2039-01-01 | 7.492 | 7.4052 | 7.3674 | 7.5352 | 2039
[5 empty] | 2039-02-01 | 7.4065 | 7.3217 | 7.074 | 7.1867 | 2039
[5 empty] | 2039-03-01 | 6.7867 | 6.6909 | 6.3681 | 6.8125 | 2039
[5 empty] | 2039-04-01 | 6.5168 | 6.4206 | 5.9111 | 6.3733 | 2039
[5 empty] | 2039-05-01 | 6.5556 | 6.4586 | 5.8634 | 6.3461 | 2039
[5 empty] | 2039-06-01 | 6.6157 | 6.519 | 5.8987 | 6.433 | 2039
[5 empty] | 2039-07-01 | 6.9393 | 6.844 | 6.3219 | 6.6461 | 2039
[5 empty] | 2039-08-01 | 7.0359 | 6.9396 | 6.5642 | 6.7413 | 2039
[5 empty] | 2039-09-01 | 7.0781 | 6.9805 | 6.6037 | 6.803 | 2039
[5 empty] | 2039-10-01 | 7.1203 | 7.0189 | 6.6421 | 6.9852 | 2039
[5 empty] | 2039-11-01 | 7.3692 | 7.2683 | 7.0656 | 7.0193 | 2039
[5 empty] | 2039-12-01 | 7.6087 | 7.5226 | 7.4263 | 6.8104 | 2039
[5 empty] | 2040-01-01 | 7.8797 | 7.7852 | 7.6343 | 7.9171 | 2040
[5 empty] | 2040-02-01 | 7.4746 | 7.3884 | 7.1352 | 7.2538 | 2040
[5 empty] | 2040-03-01 | 7.0731 | 6.9715 | 6.6381 | 7.0946 | 2040
[5 empty] | 2040-04-01 | 6.8227 | 6.7204 | 6.1897 | 6.6746 | 2040
[5 empty] | 2040-05-01 | 6.8635 | 6.7602 | 6.1324 | 6.6493 | 2040
[5 empty] | 2040-06-01 | 6.9405 | 6.8374 | 6.1692 | 6.7529 | 2040
[5 empty] | 2040-07-01 | 7.2845 | 7.1823 | 6.595 | 6.9861 | 2040
[5 empty] | 2040-08-01 | 7.3429 | 7.2406 | 6.8466 | 7.0437 | 2040
[5 empty] | 2040-09-01 | 7.3902 | 7.2863 | 6.8877 | 7.1103 | 2040
[5 empty] | 2040-10-01 | 7.4346 | 7.3269 | 6.9277 | 7.2948 | 2040
[5 empty] | 2040-11-01 | 7.7211 | 7.6131 | 7.3603 | 7.3659 | 2040
[5 empty] | 2040-12-01 | 8.007 | 7.9131 | 7.7764 | 7.2028 | 2040
[5 empty] | 2041-01-01 | 8.0602 | 7.9621 | 7.8026 | 8.0948 | 2041
[5 empty] | 2041-02-01 | 7.9226 | 7.8275 | 7.5246 | 7.6951 | 2041
[5 empty] | 2041-03-01 | 7.3374 | 7.2305 | 6.8744 | 7.3549 | 2041
[5 empty] | 2041-04-01 | 7.0578 | 6.9508 | 6.4245 | 6.9061 | 2041
[5 empty] | 2041-05-01 | 7.0999 | 6.9919 | 6.3442 | 6.8822 | 2041
[5 empty] | 2041-06-01 | 7.1996 | 7.0912 | 6.3381 | 7.008 | 2041
[5 empty] | 2041-07-01 | 7.544 | 7.4366 | 6.8053 | 7.2417 | 2041
[5 empty] | 2041-08-01 | 7.5999 | 7.4923 | 7.0679 | 7.2968 | 2041
[5 empty] | 2041-09-01 | 7.6452 | 7.5362 | 7.1103 | 7.3615 | 2041
[5 empty] | 2041-10-01 | 7.6911 | 7.5783 | 7.158 | 7.5474 | 2041
[5 empty] | 2041-11-01 | 7.9404 | 7.8281 | 7.5419 | 7.5819 | 2041
[5 empty] | 2041-12-01 | 8.2148 | 8.1166 | 7.9231 | 7.4074 | 2041
[5 empty] | 2042-01-01 | 8.4663 | 8.36 | 8.1453 | 8.4948 | 2042
[5 empty] | 2042-02-01 | 8.2623 | 8.1604 | 7.8373 | 8.0296 | 2042
[5 empty] | 2042-03-01 | 7.6888 | 7.5748 | 7.1921 | 7.7009 | 2042
[5 empty] | 2042-04-01 | 7.484 | 7.3684 | 6.7204 | 7.3258 | 2042
[5 empty] | 2042-05-01 | 7.5286 | 7.412 | 6.6766 | 7.3044 | 2042
[5 empty] | 2042-06-01 | 7.6353 | 7.5182 | 6.7634 | 7.4372 | 2042
[5 empty] | 2042-07-01 | 7.9561 | 7.8405 | 7.1873 | 7.6476 | 2042
[5 empty] | 2042-08-01 | 8.0044 | 7.8887 | 7.4291 | 7.6952 | 2042
[5 empty] | 2042-09-01 | 8.0447 | 7.9276 | 7.4737 | 7.755 | 2042
[5 empty] | 2042-10-01 | 8.0924 | 7.9715 | 7.5224 | 7.9427 | 2042
[5 empty] | 2042-11-01 | 8.3479 | 8.2274 | 7.8794 | 7.9833 | 2042
[5 empty] | 2042-12-01 | 8.64 | 8.5333 | 8.2822 | 7.8262 | 2042
[5 empty] | 2043-01-01 | 8.8923 | 8.7775 | 8.5419 | 8.9144 | 2043
[5 empty] | 2043-02-01 | 8.6831 | 8.5729 | 8.2203 | 8.4441 | 2043
[5 empty] | 2043-03-01 | 8.0914 | 7.9695 | 7.5489 | 8.0975 | 2043
[5 empty] | 2043-04-01 | 7.8352 | 7.7126 | 7.035 | 7.6718 | 2043
[5 empty] | 2043-05-01 | 7.8818 | 7.7582 | 6.9493 | 7.6524 | 2043
[5 empty] | 2043-06-01 | 8.0316 | 7.9066 | 6.9911 | 7.8275 | 2043
[5 empty] | 2043-07-01 | 8.3188 | 8.1959 | 7.521 | 8.0048 | 2043
[5 empty] | 2043-08-01 | 8.3692 | 8.2462 | 7.7269 | 8.0545 | 2043
[5 empty] | 2043-09-01 | 8.4188 | 8.2942 | 7.7961 | 8.1234 | 2043
[5 empty] | 2043-10-01 | 8.4692 | 8.3408 | 7.8652 | 8.3138 | 2043
[5 empty] | 2043-11-01 | 8.7336 | 8.6053 | 8.2247 | 8.3631 | 2043
[5 empty] | 2043-12-01 | 9.0522 | 8.9373 | 8.6698 | 8.2323 | 2043
[5 empty] | 2044-01-01 | 9.2443 | 9.1225 | 8.8255 | 9.261 | 2044
[5 empty] | 2044-02-01 | 8.8902 | 8.7757 | 8.3286 | 8.648 | 2044
[5 empty] | 2044-03-01 | 8.4743 | 8.3447 | 7.8895 | 8.4746 | 2044
[5 empty] | 2044-04-01 | 8.2643 | 8.1331 | 7.4729 | 8.0944 | 2044
[5 empty] | 2044-05-01 | 8.3134 | 8.1812 | 7.2834 | 8.0774 | 2044
[5 empty] | 2044-06-01 | 8.4652 | 8.3315 | 7.3239 | 8.2546 | 2044
[5 empty] | 2044-07-01 | 8.7526 | 8.6211 | 7.8648 | 8.4322 | 2044
[5 empty] | 2044-08-01 | 8.8056 | 8.674 | 8.0596 | 8.4843 | 2044
[5 empty] | 2044-09-01 | 8.7998 | 8.6677 | 8.1079 | 8.4987 | 2044
[5 empty] | 2044-10-01 | 8.8519 | 8.7159 | 8.215 | 8.6907 | 2044
[5 empty] | 2044-11-01 | 9.1137 | 8.9779 | 8.5609 | 8.7375 | 2044
[5 empty] | 2044-12-01 | 9.4396 | 9.3169 | 8.9753 | 8.6138 | 2044
[5 empty] | 2045-01-01 | 9.7058 | 9.5747 | 9.2683 | 9.7156 | 2045
[5 empty] | 2045-02-01 | 9.4592 | 9.3333 | 8.874 | 9.2084 | 2045
[5 empty] | 2045-03-01 | 8.8015 | 8.6654 | 8.1781 | 8.7969 | 2045
[5 empty] | 2045-04-01 | 8.6296 | 8.4912 | 7.7539 | 8.4542 | 2045
[5 empty] | 2045-05-01 | 8.6808 | 8.5413 | 7.6169 | 8.4393 | 2045
[5 empty] | 2045-06-01 | 8.8162 | 8.6755 | 7.6627 | 8.6003 | 2045
[5 empty] | 2045-07-01 | 9.1388 | 8.9996 | 8.1664 | 8.8125 | 2045
[5 empty] | 2045-08-01 | 9.1937 | 9.0542 | 8.3682 | 8.8665 | 2045
[5 empty] | 2045-09-01 | 9.1897 | 9.0498 | 8.4184 | 8.8827 | 2045
[5 empty] | 2045-10-01 | 9.2442 | 9.1002 | 8.5252 | 9.0771 | 2045
[5 empty] | 2045-11-01 | 9.4912 | 9.3479 | 8.9131 | 9.1093 | 2045
[5 empty] | 2045-12-01 | 9.8012 | 9.6713 | 9.3203 | 8.9699 | 2045
[5 empty] | 2046-01-01 | 10.0776 | 9.9391 | 9.6245 | 10.0818 | 2046
[5 empty] | 2046-02-01 | 9.8412 | 9.7077 | 9.2059 | 9.5847 | 2046
[5 empty] | 2046-03-01 | 9.1434 | 9.0003 | 8.4776 | 9.1336 | 2046
[5 empty] | 2046-04-01 | 8.9118 | 8.7677 | 7.9585 | 8.7322 | 2046
[5 empty] | 2046-05-01 | 8.9647 | 8.8195 | 7.8159 | 8.7189 | 2046
[5 empty] | 2046-06-01 | 9.1158 | 8.9691 | 7.8628 | 8.8954 | 2046
[5 empty] | 2046-07-01 | 9.398 | 9.2536 | 8.3753 | 9.0678 | 2046
[5 empty] | 2046-08-01 | 9.455 | 9.3103 | 8.6155 | 9.1239 | 2046
[5 empty] | 2046-09-01 | 9.4919 | 9.3459 | 8.6748 | 9.1804 | 2046
[5 empty] | 2046-10-01 | 9.5481 | 9.3982 | 8.7605 | 9.3765 | 2046
[5 empty] | 2046-11-01 | 9.7734 | 9.6243 | 9.1646 | 9.3872 | 2046
[5 empty] | 2046-12-01 | 10.184 | 10.0464 | 9.6856 | 9.3469 | 2046
[5 empty] | 2047-01-01 | 10.495 | 10.3481 | 9.9791 | 10.4929 | 2047
[5 empty] | 2047-02-01 | 10.1451 | 10.0055 | 9.4912 | 9.884 | 2047
[5 empty] | 2047-03-01 | 9.4726 | 9.3231 | 8.7722 | 9.4579 | 2047
[5 empty] | 2047-04-01 | 9.2481 | 9.0973 | 8.233 | 9.0634 | 2047
[5 empty] | 2047-05-01 | 9.3029 | 9.151 | 8.0753 | 9.0521 | 2047
[5 empty] | 2047-06-01 | 9.4689 | 9.3151 | 8.1794 | 9.2431 | 2047
[5 empty] | 2047-07-01 | 9.7538 | 9.6022 | 8.6967 | 9.4182 | 2047
[5 empty] | 2047-08-01 | 9.8128 | 9.661 | 8.9525 | 9.4764 | 2047
[5 empty] | 2047-09-01 | 9.8689 | 9.7153 | 9.0062 | 9.5517 | 2047
[5 empty] | 2047-10-01 | 9.9272 | 9.7697 | 9.082 | 9.7498 | 2047
[5 empty] | 2047-11-01 | 10.1835 | 10.0263 | 9.5518 | 9.7911 | 2047
[5 empty] | 2047-12-01 | 10.6418 | 10.4951 | 10.1069 | 9.7979 | 2047
[5 empty] | 2048-01-01 | 10.6479 | 10.498 | 10.1196 | 10.6435 | 2048
[5 empty] | 2048-02-01 | 10.3177 | 10.1747 | 9.6215 | 10.0541 | 2048
[5 empty] | 2048-03-01 | 9.8488 | 9.6917 | 9.1049 | 9.8283 | 2048
[5 empty] | 2048-04-01 | 9.7075 | 9.5475 | 8.5914 | 9.5159 | 2048
[5 empty] | 2048-05-01 | 9.7651 | 9.6039 | 8.5024 | 9.5072 | 2048
[5 empty] | 2048-06-01 | 9.8924 | 9.7302 | 8.5534 | 9.6603 | 2048
[5 empty] | 2048-07-01 | 10.2136 | 10.0528 | 9.0978 | 9.871 | 2048
[5 empty] | 2048-08-01 | 10.2753 | 10.1143 | 9.3434 | 9.9319 | 2048
[5 empty] | 2048-09-01 | 10.2983 | 10.1362 | 9.3995 | 9.9746 | 2048
[5 empty] | 2048-10-01 | 10.3592 | 10.193 | 9.5167 | 10.1753 | 2048
[5 empty] | 2048-11-01 | 10.6417 | 10.4754 | 9.9751 | 10.2425 | 2048
[5 empty] | 2048-12-01 | 11.0442 | 10.8895 | 10.4287 | 10.1942 | 2048
[5 empty] | 2049-01-01 | 11.3667 | 11.2024 | 10.7834 | 11.3514 | 2049
[5 empty] | 2049-02-01 | 11.0606 | 10.9027 | 10.3248 | 10.7857 | 2049
[5 empty] | 2049-03-01 | 10.4392 | 10.2703 | 9.599 | 10.4098 | 2049
[5 empty] | 2049-04-01 | 10.2255 | 10.0551 | 8.9644 | 10.026 | 2049
[5 empty] | 2049-05-01 | 10.2861 | 10.1144 | 8.9163 | 10.0204 | 2049
[5 empty] | 2049-06-01 | 10.3946 | 10.2223 | 8.9698 | 10.1549 | 2049
[5 empty] | 2049-07-01 | 10.6718 | 10.502 | 9.4434 | 10.3224 | 2049
[5 empty] | 2049-08-01 | 10.7352 | 10.5649 | 9.7056 | 10.3848 | 2049
[5 empty] | 2049-09-01 | 10.7587 | 10.5874 | 9.7793 | 10.428 | 2049
[5 empty] | 2049-10-01 | 10.8223 | 10.6468 | 9.9731 | 10.6314 | 2049
[5 empty] | 2049-11-01 | 11.0056 | 10.832 | 10.3076 | 10.6009 | 2049
[5 empty] | 2049-12-01 | 11.4235 | 11.2611 | 10.7468 | 10.5677 | 2049
[5 empty] | 2050-01-01 | 11.757 | 11.5849 | 11.1454 | 11.7359 | 2050
[5 empty] | 2050-02-01 | 11.4522 | 11.2865 | 10.6929 | 11.1714 | 2050
[5 empty] | 2050-03-01 | 10.8988 | 10.7206 | 9.9575 | 10.8625 | 2050
[5 empty] | 2050-04-01 | 10.7405 | 10.5598 | 9.4615 | 10.5333 | 2050
[5 empty] | 2050-05-01 | 10.8041 | 10.622 | 9.2714 | 10.5305 | 2050
[5 empty] | 2050-06-01 | 10.9259 | 10.7431 | 9.3904 | 10.6782 | 2050
[5 empty] | 2050-07-01 | 11.2701 | 11.0882 | 9.9668 | 10.9117 | 2050
[5 empty] | 2050-08-01 | 11.3383 | 11.1559 | 10.2603 | 10.9788 | 2050
[5 empty] | 2050-09-01 | 11.3766 | 11.1929 | 10.3219 | 11.0367 | 2050
[5 empty] | 2050-10-01 | 11.4444 | 11.2565 | 10.5119 | 11.2441 | 2050
[5 empty] | 2050-11-01 | 11.8008 | 11.6113 | 11.0149 | 11.3841 | 2050
[5 empty] | 2050-12-01 | 12.1935 | 12.0158 | 11.4942 | 11.3261 | 2050
[5 empty] | 2051-01-01 | 12.0276 | 11.8502 | 11.4015 | 12.0025 | 2051
[5 empty] | 2051-02-01 | 11.7158 | 11.5448 | 10.9385 | 11.431 | 2051
[5 empty] | 2051-03-01 | 11.1497 | 10.9666 | 10.1863 | 11.1096 | 2051
[5 empty] | 2051-04-01 | 10.9877 | 10.8021 | 9.6789 | 10.7768 | 2051
[5 empty] | 2051-05-01 | 11.0527 | 10.8658 | 9.4844 | 10.7755 | 2051
[5 empty] | 2051-06-01 | 11.1775 | 10.9896 | 9.6061 | 10.926 | 2051
[5 empty] | 2051-07-01 | 11.5296 | 11.3425 | 10.1957 | 11.1672 | 2051
[5 empty] | 2051-08-01 | 11.5993 | 11.4117 | 10.4961 | 11.2359 | 2051
[5 empty] | 2051-09-01 | 11.6385 | 11.4496 | 10.559 | 11.2946 | 2051
[5 empty] | 2051-10-01 | 11.7078 | 11.5147 | 10.7535 | 11.5036 | 2051
[5 empty] | 2051-11-01 | 12.0725 | 11.8775 | 11.268 | 11.6518 | 2051
[5 empty] | 2051-12-01 | 12.4742 | 12.2909 | 11.7583 | 11.6026 | 2051
[5 empty] | 2052-01-01 | 12.3046 | 12.1215 | 11.6635 | 12.2752 | 2052
[5 empty] | 2052-02-01 | 11.9856 | 11.8092 | 11.1899 | 11.6968 | 2052
[5 empty] | 2052-03-01 | 11.4064 | 11.2181 | 10.4204 | 11.3625 | 2052
[5 empty] | 2052-04-01 | 11.2407 | 11.05 | 9.9012 | 11.0259 | 2052
[5 empty] | 2052-05-01 | 11.3072 | 11.1152 | 9.7023 | 11.0261 | 2052
[5 empty] | 2052-06-01 | 11.4348 | 11.2418 | 9.8268 | 11.1794 | 2052
[5 empty] | 2052-07-01 | 11.795 | 11.6026 | 10.43 | 11.4286 | 2052
[5 empty] | 2052-08-01 | 11.8663 | 11.6734 | 10.7372 | 11.4989 | 2052
[5 empty] | 2052-09-01 | 11.9064 | 11.7122 | 10.8016 | 11.5585 | 2052
[5 empty] | 2052-10-01 | 11.9773 | 11.7788 | 11.0006 | 11.769 | 2052
[5 empty] | 2052-11-01 | 12.3505 | 12.1499 | 11.5269 | 11.9255 | 2052
[5 empty] | 2052-12-01 | 12.7613 | 12.5723 | 12.0285 | 11.8854 | 2052
[5 empty] | 2053-01-01 | 12.5878 | 12.3991 | 11.9315 | 12.5542 | 2053
[5 empty] | 2053-02-01 | 12.2615 | 12.0796 | 11.447 | 11.9685 | 2053
[5 empty] | 2053-03-01 | 11.669 | 11.4755 | 10.6598 | 11.6211 | 2053
[5 empty] | 2053-04-01 | 11.4995 | 11.3036 | 10.1287 | 11.2808 | 2053
[5 empty] | 2053-05-01 | 11.5675 | 11.3703 | 9.9252 | 11.2825 | 2053
[5 empty] | 2053-06-01 | 11.698 | 11.4998 | 10.0525 | 11.4387 | 2053
[5 empty] | 2053-07-01 | 12.0665 | 11.8688 | 10.6696 | 11.6961 | 2053
[5 empty] | 2053-08-01 | 12.1395 | 11.9411 | 10.9839 | 11.7679 | 2053
[5 empty] | 2053-09-01 | 12.1806 | 11.9808 | 11.0498 | 11.8285 | 2053
[5 empty] | 2053-10-01 | 12.2531 | 12.049 | 11.2533 | 12.0407 | 2053
[5 empty] | 2053-11-01 | 12.6348 | 12.4285 | 11.7917 | 12.2055 | 2053
[5 empty] | 2053-12-01 | 13.0551 | 12.8602 | 12.3049 | 12.1748 | 2053
[5 empty] | 0 | #N/A | #N/A | #N/A | #N/A | 1900
Note on H5: PacifiCorp: Date that deal is evaluated.

## Table 5
| Appendix D | [20 empty] | laST Plexos Model Year | 2044
| Table 5 | [9 empty] | Study_Name:
| Avoided Cost Resource - 100.0 MW and 100.0% CF | [7 empty] | 2026-01-01 |  | Avoided Cost Resource |  |  |  | 15 Year Starting 2028 | 15 Year Starting 2027 | 15 Year Starting 2026
| January 2026 through December 2045 | [6 empty] | Start | 2026-01-01 |  | Resource Capacity |  | start |  | 37 | 25 | 13
| Nominal Avoided Costs Calculated Monthly | [6 empty] | End | 2045-12-01 |  | 100 | MW | end |  | 216 | 204 | 192
15 Year Starting 2028 |  | 358484350.9141 | 0 | 358484350.9141 | 8546283.8832 | 41.9462 | [15 empty] | Resource type
15 Year Starting 2027 |  | 342295285.2222 | 0 | 342295285.2222 | 8545875.502 | 40.0539 |  |  |  |  | 100% | CF | [9 empty] | Solar
| Nominal NPV at 6.38% Discount Rate | [6 empty] | Discount Rate - 2025 IRP | [13 empty] | THM_QF_UTN_QF_Sch38_UT
15 Year Starting 2026 |  | 323986696.6118 | 0 | 323986696.6118 | 8545491.613 | 37.9132 |  | 6.38% | 0.5167%
|  | Energy | Capacity $ | Total | Total | AC Price | [10 empty] | Summer | Summer |  |  | Inflation | Degradation for Adj beyond 2046
| Month | Avoided $ | 100.0% CF | Dollars | MWH | 100.0% CF | Offset | Year | Date Test | Offset |  |  |  | Total | energy | capacity | Energy | Capacity | Winter
| 2026-01-01 | 1690673.2759 | 0 | 1690673.2759 | 74400 | 22.7241 | 14 | 2026 | 2026-01-01 | 840 | Total Net Power Cost ($ 000) | [7 empty] | Winter |  | 2.18% | 0%
| 2026-02-01 | 1469749.9256 | 0 | 1469749.9256 | 67200 | 21.8713 | 15 | 2026 | 2026-02-01 | 1151 | THM_QF_UTN_QF_Sch38_UT | [7 empty] | Winter |  | 2.18% | 0%
| 2026-03-01 | 1064440.9527 | 0 | 1064440.9527 | 74400 | 14.307 | 16 | 2026 | 2026-03-01 | [9 empty] | Winter |  | 2.18% | 0%
| 2026-04-01 | 1091295.5765 | 0 | 1091295.5765 | 72000 | 15.1569 | 17 | 2026 | 2026-04-01 | 2026 | 20432945.598 | 0 | 876000 | 23.3253 | 23.3253 | 0 | 7392612.6817 | 0 | Winter | 20432945.598 | 2.18% | 0%
| 2026-05-01 | 1261249.4131 | 0 | 1261249.4131 | 74400 | 16.9523 | 18 | 2026 | 2026-05-01 | 2027 | 25001180.4792 | 0 | 876000 | 28.5402 | 28.5402 | 0 | 8835300.2696 | 0 | Summer | 25001180.4792 | 2.18% | 0%
| 2026-06-01 | 1423071.8371 | 0 | 1423071.8371 | 72000 | 19.7649 | 19 | 2026 | 2026-06-01 | 2028 | 26624277.899 | 0 | 878400 | 30.31 | 30.31 | 0 | 8876481.0272 | 0 | Summer | 26624277.899 | 2.18% | 0%
| 2026-07-01 | 2189374.5649 | 0 | 2189374.5649 | 74400 | 29.4271 | 20 | 2026 | 2026-07-01 | 2029 | 30770147.0628 | 0 | 876000 | 35.1257 | 35.1257 | 0 | 10636050.8684 | 0 | Summer | 30770147.0628 | 2.18% | 0%
| 2026-08-01 | 2518916.8666 | 0 | 2518916.8666 | 74400 | 33.8564 | 21 | 2026 | 2026-08-01 | 2030 | 35245817.8703 | 0 | 876000 | 40.235 | 40.235 | 0 | 11916767.2513 | 0 | Summer | 35245817.8703 | 2.18% | 0%
| 2026-09-01 | 1874424.9947 | 0 | 1874424.9947 | 72000 | 26.0337 | 22 | 2026 | 2026-09-01 | 2031 | 35915831.0868 | 0 | 876000 | 40.9998 | 40.9998 | 0 | 11895678.314 | 0 | Winter | 35915831.0868 | 2.18% | 0%
| 2026-10-01 | 1506716.5719 | 0 | 1506716.5719 | 74400 | 20.2516 | 23 | 2026 | 2026-10-01 | 2032 | 34733727.0046 | 0 | 878400 | 39.542 | 39.542 | 0 | 11354184.7899 | 0 | Winter | 34733727.0046 | 2.18% | 0%
| 2026-11-01 | 1938130.3222 | 0 | 1938130.3222 | 72000 | 26.9185 | 24 | 2026 | 2026-11-01 | 2033 | 35652317.1261 | 0 | 876000 | 40.699 | 40.699 | 0 | 11449970.5547 | 0 | Winter | 35652317.1261 | 2.18% | 0%
| 2026-12-01 | 2404901.2968 | 0 | 2404901.2968 | 74400 | 32.3239 | 25 | 2026 | 2026-12-01 | 2034 | 36654437.9351 | 0 | 876000 | 41.843 | 41.843 | 0 | 11641111.027 | 0 | Winter | 36654437.9351 | 2.18% | 0%
| 2027-01-01 | 2521146.4115 | 0 | 2521146.4115 | 74400 | 33.8864 | 27 | 2027 | 2027-01-01 | 2035 | 37020272.7692 | 0 | 876000 | 42.2606 | 42.2606 | 0 | 12260478.5666 | 0 | Winter | 37020272.7692 | 2.18% | 0%
| 2027-02-01 | 2270417.3468 | 0 | 2270417.3468 | 67200 | 33.786 | 28 | 2027 | 2027-02-01 | 2036 | 38321511.3315 | 0 | 878400 | 43.6265 | 43.6265 | 0 | 12843057.1238 | 0 | Winter | 38321511.3315 | 2.18% | 0%
| 2027-03-01 | 1498453.3459 | 0 | 1498453.3459 | 74400 | 20.1405 | 29 | 2027 | 2027-03-01 | 2037 | 39735784.8578 | 0 | 876000 | 45.3605 | 45.3605 | 0 | 13155984.2253 | 0 | Winter | 39735784.8578 | 2.18% | 0%
| 2027-04-01 | 1254573.7644 | 0 | 1254573.7644 | 72000 | 17.4246 | 30 | 2027 | 2027-04-01 | 2038 | 41839562.5495 | 0 | 876000 | 47.7621 | 47.7621 | 0 | 13520538.2593 | 0 | Winter | 41839562.5495 | 2.18% | 0%
| 2027-05-01 | 1584800.2413 | 0 | 1584800.2413 | 74400 | 21.3011 | 31 | 2027 | 2027-05-01 | 2039 | 42302084.4306 | 0 | 876000 | 48.2901 | 48.2901 | 0 | 13473777.6323 | 0 | Summer | 42302084.4306 | 2.18% | 0%
| 2027-06-01 | 1679531.6412 | 0 | 1679531.6412 | 72000 | 23.3268 | 32 | 2027 | 2027-06-01 | 2040 | 43891528.3655 | 0 | 878400 | 49.9676 | 49.9676 | 0 | 13948124.8242 | 0 | Summer | 43891528.3655 | 2.18% | 0%
| 2027-07-01 | 2586010.0501 | 0 | 2586010.0501 | 74400 | 34.7582 | 33 | 2027 | 2027-07-01 | 2041 | 45821533.3585 | 0 | 876000 | 52.3077 | 52.3077 | 0 | 14185629.415 | 0 | Summer | 45821533.3585 | 2.18% | 0%
| 2027-08-01 | 2984958.3369 | 0 | 2984958.3369 | 74400 | 40.1204 | 34 | 2027 | 2027-08-01 | 2042 | 49352392.4865 | 0 | 876000 | 56.3383 | 56.3383 | 0 | 15203533.7073 | 0 | Summer | 49352392.4865 | 2.18% | 0%
| 2027-09-01 | 2118102.1076 | 0 | 2118102.1076 | 72000 | 29.4181 | 35 | 2027 | 2027-09-01 | 2043 | 54829814.834 | 0 | 876000 | 62.5911 | 62.5911 | 0 | 17215192.5803 | 0 | Winter | 54829814.834 | 2.18% | 0%
| 2027-10-01 | 1648997.8874 | 0 | 1648997.8874 | 74400 | 22.164 | 36 | 2027 | 2027-10-01 | 2044 | 58250819.7015 | 0 | 878400 | 66.3147 | 66.3147 | 0 | 18226422.2915 | 0 | Winter | 58250819.7015 | 2.18% | 0%
| 2027-11-01 | 2062071.6164 | 0 | 2062071.6164 | 72000 | 28.6399 | 37 | 2027 | 2027-11-01 | 2045 | 59520687.571 | 0 | 871620 | 68.2874 | 68.2874 | 0 | 18623758.2975 | 0 | Winter | 59520687.571 | 2.18% | 0%
| 2027-12-01 | 2792117.7297 | 0 | 2792117.7297 | 74400 | 37.5285 | 38 | 2027 | 2027-12-01 | 2046 | 60818238.5601 | 0 | 867261.9 | 70.1267 | 70.1267 | 0 | 19029756.2283 | 0 | Winter | 60818238.5601 | 2.18% | 0%
| 2028-01-01 | 2975693.9511 | 0 | 2975693.9511 | 74400 | 39.9959 | 40 | 2028 | 2028-01-01 | 2047 | 62144076.1607 | 0 | 862925.5905 | 72.0156 | 72.0156 | 0 | 19444604.9141 | 0 | Winter | 62144076.1607 | 2.18% | 0%
| 2028-02-01 | 2414071.9783 | 0 | 2414071.9783 | 69600 | 34.6849 | 41 | 2028 | 2028-02-01 | 2048 | 0 | 0 | 0 | #DIV/0! | #DIV/0! | 0 | 0 | 0 | Winter | 0 | 2.18% | 0%
| 2028-03-01 | 1553284.4098 | 0 | 1553284.4098 | 74400 | 20.8775 | 42 | 2028 | 2028-03-01 | 2049 | 0 | 0 | 0 | #DIV/0! | #DIV/0! | 0 | 0 | 0 | Winter | 0 | 2.18% | 0%
| 2028-04-01 | 1400977.8295 | 0 | 1400977.8295 | 72000 | 19.458 | 43 | 2028 | 2028-04-01 | 2050 | 0 | 0 | 0 | #DIV/0! | #DIV/0! | 0 | 0 | 0 | Winter | 0 | 2.18% | 0%
| 2028-05-01 | 1493819.6566 | 0 | 1493819.6566 | 74400 | 20.0782 | 44 | 2028 | 2028-05-01 | 2051 | 0 | 0 | 0 | #DIV/0! | #DIV/0! | 0 | 0 | 0 | Summer | 0 | 2.18% | 0%
| 2028-06-01 | 1584100.2453 | 0 | 1584100.2453 | 72000 | 22.0014 | 45 | 2028 | 2028-06-01 | 2052 | [8 empty] | Summer | 0 | 2.18% | 0%
| 2028-07-01 | 2736192.9661 | 0 | 2736192.9661 | 74400 | 36.7768 | 46 | 2028 | 2028-07-01 | [9 empty] | Summer | 0 | 2.18% | 0%
| 2028-08-01 | 3062368.1592 | 0 | 3062368.1592 | 74400 | 41.1609 | 47 | 2028 | 2028-08-01 | [9 empty] | Summer | 0 | 2.18% | 0%
| 2028-09-01 | 2491323.7053 | 0 | 2491323.7053 | 72000 | 34.6017 | 48 | 2028 | 2028-09-01 | [9 empty] | Winter | 0 | 2.18% | 0%
| 2028-10-01 | 1673206.844 | 0 | 1673206.844 | 74400 | 22.4893 | 49 | 2028 | 2028-10-01 | [9 empty] | Winter | 0 | 2.18% | 0%
| 2028-11-01 | 2111264.5557 | 0 | 2111264.5557 | 72000 | 29.3231 | 50 | 2028 | 2028-11-01 | [9 empty] | Winter | 0 | 2.18% | 0%
| 2028-12-01 | 3127973.5981 | 0 | 3127973.5981 | 74400 | 42.0427 | 51 | 2028 | 2028-12-01 | [9 empty] | Winter | 0 | 2.18% | 0%
| 2029-01-01 | 2660971.1846 | 0 | 2660971.1846 | 74400 | 35.7657 | 53 | 2029 | 2029-01-01 | [9 empty] | Winter | 0 | 2.18% | 0%
| 2029-02-01 | 2707345.1598 | 0 | 2707345.1598 | 67200 | 40.2879 | 54 | 2029 | 2029-02-01 | [9 empty] | Winter | 0 | 2.18% | 0%
| 2029-03-01 | 1998433.5032 | 0 | 1998433.5032 | 74400 | 26.8607 | 55 | 2029 | 2029-03-01 | [9 empty] | Winter |  | 2.18% | 0%
| 2029-04-01 | 1568392.3131 | 0 | 1568392.3131 | 72000 | 21.7832 | 56 | 2029 | 2029-04-01 | [9 empty] | Winter |  | 2.18% | 0%
| 2029-05-01 | 1744893.5034 | 0 | 1744893.5034 | 74400 | 23.4529 | 57 | 2029 | 2029-05-01 | [9 empty] | Summer |  | 2.18% | 0%
| 2029-06-01 | 2146232.7614 | 0 | 2146232.7614 | 72000 | 29.8088 | 58 | 2029 | 2029-06-01 | [9 empty] | Summer |  | 2.18% | 0%
| 2029-07-01 | 3318240.0489 | 0 | 3318240.0489 | 74400 | 44.6 | 59 | 2029 | 2029-07-01 | [9 empty] | Summer |  | 2.18% | 0%
| 2029-08-01 | 3426684.5547 | 0 | 3426684.5547 | 74400 | 46.0576 | 60 | 2029 | 2029-08-01 | [9 empty] | Summer |  | 2.18% | 0%
| 2029-09-01 | 2898954.3255 | 0 | 2898954.3255 | 72000 | 40.2633 | 61 | 2029 | 2029-09-01 | [9 empty] | Winter |  | 2.18% | 0%
| 2029-10-01 | 2221817.8131 | 0 | 2221817.8131 | 74400 | 29.8631 | 62 | 2029 | 2029-10-01 | [9 empty] | Winter |  | 2.18% | 0%
| 2029-11-01 | 2665541.3117 | 0 | 2665541.3117 | 72000 | 37.0214 | 63 | 2029 | 2029-11-01 | [9 empty] | Winter |  | 2.18% | 0%
| 2029-12-01 | 3412640.5834 | 0 | 3412640.5834 | 74400 | 45.8688 | 64 | 2029 | 2029-12-01 | [9 empty] | Winter |  | 2.18% | 0%
| 2030-01-01 | 3157640.3345 | 0 | 3157640.3345 | 74400 | 42.4414 | 66 | 2030 | 2030-01-01 | [9 empty] | Winter |  | 2.18% | 0%
| 2030-02-01 | 2746761.9381 | 0 | 2746761.9381 | 67200 | 40.8744 | 67 | 2030 | 2030-02-01 | [9 empty] | Winter |  | 2.18% | 0%
| 2030-03-01 | 2242194.0618 | 0 | 2242194.0618 | 74400 | 30.137 | 68 | 2030 | 2030-03-01 | [9 empty] | Winter |  | 2.18% | 0%
| 2030-04-01 | 1701925.372 | 0 | 1701925.372 | 72000 | 23.6379 | 69 | 2030 | 2030-04-01 | [9 empty] | Winter |  | 2.18% | 0%
| 2030-05-01 | 1706972.4616 | 0 | 1706972.4616 | 74400 | 22.9432 | 70 | 2030 | 2030-05-01 | [9 empty] | Summer |  | 2.18% | 0%
| 2030-06-01 | 2669126.8091 | 0 | 2669126.8091 | 72000 | 37.0712 | 71 | 2030 | 2030-06-01 | [9 empty] | Summer |  | 2.18% | 0%
| 2030-07-01 | 3570780.9522 | 0 | 3570780.9522 | 74400 | 47.9944 | 72 | 2030 | 2030-07-01 | [9 empty] | Summer |  | 2.18% | 0%
| 2030-08-01 | 3969887.0284 | 0 | 3969887.0284 | 74400 | 53.3587 | 73 | 2030 | 2030-08-01 | [9 empty] | Summer |  | 2.18% | 0%
| 2030-09-01 | 3100910.9664 | 0 | 3100910.9664 | 72000 | 43.0682 | 74 | 2030 | 2030-09-01 | [9 empty] | Winter |  | 2.18% | 0%
| 2030-10-01 | 3266659.1898 | 0 | 3266659.1898 | 74400 | 43.9067 | 75 | 2030 | 2030-10-01 | [9 empty] | Winter |  | 2.18% | 0%
| 2030-11-01 | 3155927.6731 | 0 | 3155927.6731 | 72000 | 43.8323 | 76 | 2030 | 2030-11-01 | [9 empty] | Winter |  | 2.18% | 0%
| 2030-12-01 | 3957031.0833 | 0 | 3957031.0833 | 74400 | 53.1859 | 77 | 2030 | 2030-12-01 | [9 empty] | Winter |  | 2.18% | 0%
| 2031-01-01 | 3496528.3033 | 0 | 3496528.3033 | 74400 | 46.9963 | 79 | 2031 | 2031-01-01 | [9 empty] | Winter |  | 2.18% | 0%
| 2031-02-01 | 2768442.0722 | 0 | 2768442.0722 | 67200 | 41.1971 | 80 | 2031 | 2031-02-01 | [9 empty] | Winter |  | 2.18% | 0%
| 2031-03-01 | 2367987.551 | 0 | 2367987.551 | 74400 | 31.8278 | 81 | 2031 | 2031-03-01 | [9 empty] | Winter |  | 2.18% | 0%
| 2031-04-01 | 2063352.631 | 0 | 2063352.631 | 72000 | 28.6577 | 82 | 2031 | 2031-04-01 | [9 empty] | Winter |  | 2.18% | 0%
| 2031-05-01 | 2004341.0687 | 0 | 2004341.0687 | 74400 | 26.9401 | 83 | 2031 | 2031-05-01 | [9 empty] | Summer |  | 2.18% | 0%
| 2031-06-01 | 2390186.8039 | 0 | 2390186.8039 | 72000 | 33.197 | 84 | 2031 | 2031-06-01 | [9 empty] | Summer |  | 2.18% | 0%
| 2031-07-01 | 3725539.4954 | 0 | 3725539.4954 | 74400 | 50.0745 | 85 | 2031 | 2031-07-01 | [9 empty] | Summer |  | 2.18% | 0%
| 2031-08-01 | 3775610.9461 | 0 | 3775610.9461 | 74400 | 50.7475 | 86 | 2031 | 2031-08-01 | [9 empty] | Summer |  | 2.18% | 0%
| 2031-09-01 | 3420150.7216 | 0 | 3420150.7216 | 72000 | 47.5021 | 87 | 2031 | 2031-09-01 | [9 empty] | Winter |  | 2.18% | 0%
| 2031-10-01 | 2676745.853 | 0 | 2676745.853 | 74400 | 35.9778 | 88 | 2031 | 2031-10-01 | [9 empty] | Winter |  | 2.18% | 0%
| 2031-11-01 | 3492196.8108 | 0 | 3492196.8108 | 72000 | 48.5027 | 89 | 2031 | 2031-11-01 | [9 empty] | Winter |  | 2.18% | 0%
| 2031-12-01 | 3734748.8299 | 0 | 3734748.8299 | 74400 | 50.1982 | 90 | 2031 | 2031-12-01 | [9 empty] | Winter |  | 2.18% | 0%
| 2032-01-01 | 3264550.654 | 0 | 3264550.654 | 74400 | 43.8784 | 92 | 2032 | 2032-01-01 | [9 empty] | Winter |  | 2.18% | 0%
| 2032-02-01 | 2943473.6294 | 0 | 2943473.6294 | 69600 | 42.2913 | 93 | 2032 | 2032-02-01 | [9 empty] | Winter |  | 2.18% | 0%
| 2032-03-01 | 2108873.0554 | 0 | 2108873.0554 | 74400 | 28.3451 | 94 | 2032 | 2032-03-01 | [9 empty] | Winter |  | 2.18% | 0%
| 2032-04-01 | 1797958.0902 | 0 | 1797958.0902 | 72000 | 24.9716 | 95 | 2032 | 2032-04-01 | [9 empty] | Winter |  | 2.18% | 0%
| 2032-05-01 | 2073286.6566 | 0 | 2073286.6566 | 74400 | 27.8668 | 96 | 2032 | 2032-05-01 | [9 empty] | Summer |  | 2.18% | 0%
| 2032-06-01 | 2218949.7748 | 0 | 2218949.7748 | 72000 | 30.8187 | 97 | 2032 | 2032-06-01 | [9 empty] | Summer |  | 2.18% | 0%
| 2032-07-01 | 3415177.7695 | 0 | 3415177.7695 | 74400 | 45.9029 | 98 | 2032 | 2032-07-01 | [9 empty] | Summer |  | 2.18% | 0%
| 2032-08-01 | 3646770.5889 | 0 | 3646770.5889 | 74400 | 49.0157 | 99 | 2032 | 2032-08-01 | [9 empty] | Summer |  | 2.18% | 0%
| 2032-09-01 | 3303890.3433 | 0 | 3303890.3433 | 72000 | 45.8874 | 100 | 2032 | 2032-09-01 | [9 empty] | Winter |  | 2.18% | 0%
| 2032-10-01 | 2650099.7686 | 0 | 2650099.7686 | 74400 | 35.6196 | 101 | 2032 | 2032-10-01 | [9 empty] | Winter |  | 2.18% | 0%
| 2032-11-01 | 3553186.7871 | 0 | 3553186.7871 | 72000 | 49.3498 | 102 | 2032 | 2032-11-01 | [9 empty] | Winter |  | 2.18% | 0%
| 2032-12-01 | 3757509.8868 | 0 | 3757509.8868 | 74400 | 50.5042 | 103 | 2032 | 2032-12-01 | [9 empty] | Winter |  | 2.18% | 0%
| 2033-01-01 | 3522022.4913 | 0 | 3522022.4913 | 74400 | 47.339 | 105 | 2033 | 2033-01-01 | [9 empty] | Winter |  | 2.18% | 0%
| 2033-02-01 | 2961924.3502 | 0 | 2961924.3502 | 67200 | 44.0763 | 106 | 2033 | 2033-02-01 | [9 empty] | Winter |  | 2.18% | 0%
| 2033-03-01 | 2194771.8846 | 0 | 2194771.8846 | 74400 | 29.4996 | 107 | 2033 | 2033-03-01 | [9 empty] | Winter |  | 2.18% | 0%
| 2033-04-01 | 1912546.8373 | 0 | 1912546.8373 | 72000 | 26.5632 | 108 | 2033 | 2033-04-01 | [9 empty] | Winter |  | 2.18% | 0%
| 2033-05-01 | 2070421.0281 | 0 | 2070421.0281 | 74400 | 27.8282 | 109 | 2033 | 2033-05-01 | [9 empty] | Summer |  | 2.18% | 0%
| 2033-06-01 | 2129754.8262 | 0 | 2129754.8262 | 72000 | 29.5799 | 110 | 2033 | 2033-06-01 | [9 empty] | Summer |  | 2.18% | 0%
| 2033-07-01 | 3326919.7703 | 0 | 3326919.7703 | 74400 | 44.7167 | 111 | 2033 | 2033-07-01 | [9 empty] | Summer |  | 2.18% | 0%
| 2033-08-01 | 3922874.9301 | 0 | 3922874.9301 | 74400 | 52.7268 | 112 | 2033 | 2033-08-01 | [9 empty] | Summer |  | 2.18% | 0%
| 2033-09-01 | 3456622.7685 | 0 | 3456622.7685 | 72000 | 48.0086 | 113 | 2033 | 2033-09-01 | [9 empty] | Winter |  | 2.18% | 0%
| 2033-10-01 | 2509439.6988 | 0 | 2509439.6988 | 74400 | 33.729 | 114 | 2033 | 2033-10-01 | [9 empty] | Winter |  | 2.18% | 0%
| 2033-11-01 | 3680791.9425 | 0 | 3680791.9425 | 72000 | 51.1221 | 115 | 2033 | 2033-11-01 | [9 empty] | Winter |  | 2.18% | 0%
| 2033-12-01 | 3964226.5983 | 0 | 3964226.5983 | 74400 | 53.2826 | 116 | 2033 | 2033-12-01 | [9 empty] | Winter |  | 2.18% | 0%
| 2034-01-01 | 3597103.8446 | 0 | 3597103.8446 | 74400 | 48.3482 | 118 | 2034 | 2034-01-01 | [9 empty] | Winter |  | 2.18% | 0%
| 2034-02-01 | 2826678.9263 | 0 | 2826678.9263 | 67200 | 42.0637 | 119 | 2034 | 2034-02-01 | [9 empty] | Winter |  | 2.18% | 0%
| 2034-03-01 | 2376724.4063 | 0 | 2376724.4063 | 74400 | 31.9452 | 120 | 2034 | 2034-03-01 | [9 empty] | Winter |  | 2.18% | 0%
| 2034-04-01 | 1848945.3141 | 0 | 1848945.3141 | 72000 | 25.6798 | 121 | 2034 | 2034-04-01 | [9 empty] | Winter |  | 2.18% | 0%
| 2034-05-01 | 2289231.3519 | 0 | 2289231.3519 | 74400 | 30.7692 | 122 | 2034 | 2034-05-01 | [9 empty] | Summer |  | 2.18% | 0%
| 2034-06-01 | 2150556.6414 | 0 | 2150556.6414 | 72000 | 29.8688 | 123 | 2034 | 2034-06-01 | [9 empty] | Summer |  | 2.18% | 0%
| 2034-07-01 | 3414700.7041 | 0 | 3414700.7041 | 74400 | 45.8965 | 124 | 2034 | 2034-07-01 | [9 empty] | Summer |  | 2.18% | 0%
| 2034-08-01 | 3786622.3296 | 0 | 3786622.3296 | 74400 | 50.8955 | 125 | 2034 | 2034-08-01 | [9 empty] | Summer |  | 2.18% | 0%
| 2034-09-01 | 3819279.3025 | 0 | 3819279.3025 | 72000 | 53.0455 | 126 | 2034 | 2034-09-01 | [9 empty] | Winter |  | 2.18% | 0%
| 2034-10-01 | 2763990.2229 | 0 | 2763990.2229 | 74400 | 37.1504 | 127 | 2034 | 2034-10-01 | [9 empty] | Winter |  | 2.18% | 0%
| 2034-11-01 | 3635613.7448 | 0 | 3635613.7448 | 72000 | 50.4946 | 128 | 2034 | 2034-11-01 | [9 empty] | Winter |  | 2.18% | 0%
| 2034-12-01 | 4144991.1466 | 0 | 4144991.1466 | 74400 | 55.7122 | 129 | 2034 | 2034-12-01 | [9 empty] | Winter |  | 2.18% | 0%
| 2035-01-01 | 3222897.8091 | 0 | 3222897.8091 | 74400 | 43.3185 | 131 | 2035 | 2035-01-01 | [9 empty] | Winter |  | 2.18% | 0%
| 2035-02-01 | 3015952.8227 | 0 | 3015952.8227 | 67200 | 44.8803 | 132 | 2035 | 2035-02-01 | [9 empty] | Winter |  | 2.18% | 0%
| 2035-03-01 | 2374491.1447 | 0 | 2374491.1447 | 74400 | 31.9152 | 133 | 2035 | 2035-03-01 | [9 empty] | Winter |  | 2.18% | 0%
| 2035-04-01 | 1956493.9136 | 0 | 1956493.9136 | 72000 | 27.1735 | 134 | 2035 | 2035-04-01 | [9 empty] | Winter |  | 2.18% | 0%
| 2035-05-01 | 2222960.6841 | 0 | 2222960.6841 | 74400 | 29.8785 | 135 | 2035 | 2035-05-01 | [9 empty] | Summer |  | 2.18% | 0%
| 2035-06-01 | 2390538.7943 | 0 | 2390538.7943 | 72000 | 33.2019 | 136 | 2035 | 2035-06-01 | [9 empty] | Summer |  | 2.18% | 0%
| 2035-07-01 | 3587008.9359 | 0 | 3587008.9359 | 74400 | 48.2125 | 137 | 2035 | 2035-07-01 | [9 empty] | Summer |  | 2.18% | 0%
| 2035-08-01 | 4059970.1523 | 0 | 4059970.1523 | 74400 | 54.5695 | 138 | 2035 | 2035-08-01 | [9 empty] | Summer |  | 2.18% | 0%
| 2035-09-01 | 3316548.3316 | 0 | 3316548.3316 | 72000 | 46.0632 | 139 | 2035 | 2035-09-01 | [9 empty] | Winter |  | 2.18% | 0%
| 2035-10-01 | 2822263.5486 | 0 | 2822263.5486 | 74400 | 37.9336 | 140 | 2035 | 2035-10-01 | [9 empty] | Winter |  | 2.18% | 0%
| 2035-11-01 | 3598244.6544 | 0 | 3598244.6544 | 72000 | 49.9756 | 141 | 2035 | 2035-11-01 | [9 empty] | Winter |  | 2.18% | 0%
| 2035-12-01 | 4452901.978 | 0 | 4452901.978 | 74400 | 59.8508 | 142 | 2035 | 2035-12-01 | [9 empty] | Winter |  | 2.18% | 0%
| 2036-01-01 | 3567862.9592 | 0 | 3567862.9592 | 74400 | 47.9551 | 144 | 2036 | 2036-01-01 | [9 empty] | Winter |  | 2.18% | 0%
| 2036-02-01 | 3054723.7744 | 0 | 3054723.7744 | 69600 | 43.8897 | 145 | 2036 | 2036-02-01 | [9 empty] | Winter |  | 2.18% | 0%
| 2036-03-01 | 2629483.1195 | 0 | 2629483.1195 | 74400 | 35.3425 | 146 | 2036 | 2036-03-01 | [9 empty] | Winter |  | 2.18% | 0%
| 2036-04-01 | 1876009.5956 | 0 | 1876009.5956 | 72000 | 26.0557 | 147 | 2036 | 2036-04-01 | [9 empty] | Winter |  | 2.18% | 0%
| 2036-05-01 | 2089339.4351 | 0 | 2089339.4351 | 74400 | 28.0825 | 148 | 2036 | 2036-05-01 | [9 empty] | Summer |  | 2.18% | 0%
| 2036-06-01 | 2660995.3886 | 0 | 2660995.3886 | 72000 | 36.9583 | 149 | 2036 | 2036-06-01 | [9 empty] | Summer |  | 2.18% | 0%
| 2036-07-01 | 3790780.66 | 0 | 3790780.66 | 74400 | 50.9514 | 150 | 2036 | 2036-07-01 | [9 empty] | Summer |  | 2.18% | 0%
| 2036-08-01 | 4301941.6401 | 0 | 4301941.6401 | 74400 | 57.8218 | 151 | 2036 | 2036-08-01 | [9 empty] | Summer |  | 2.18% | 0%
| 2036-09-01 | 3398702.7972 | 0 | 3398702.7972 | 72000 | 47.2042 | 152 | 2036 | 2036-09-01 | [9 empty] | Winter |  | 2.18% | 0%
| 2036-10-01 | 3026481.7609 | 0 | 3026481.7609 | 74400 | 40.6785 | 153 | 2036 | 2036-10-01 | [9 empty] | Winter |  | 2.18% | 0%
| 2036-11-01 | 3578513.3427 | 0 | 3578513.3427 | 72000 | 49.7016 | 154 | 2036 | 2036-11-01 | [9 empty] | Winter |  | 2.18% | 0%
| 2036-12-01 | 4346676.8583 | 0 | 4346676.8583 | 74400 | 58.4231 | 155 | 2036 | 2036-12-01 | [9 empty] | Winter |  | 2.18% | 0%
| 2037-01-01 | 3666586.9621 | 0 | 3666586.9621 | 74400 | 49.2821 | 157 | 2037 | 2037-01-01 | [9 empty] | Winter |  | 2.18% | 0%
| 2037-02-01 | 3134147.3983 | 0 | 3134147.3983 | 67200 | 46.6391 | 158 | 2037 | 2037-02-01 | [9 empty] | Winter |  | 2.18% | 0%
| 2037-03-01 | 2873179.3563 | 0 | 2873179.3563 | 74400 | 38.618 | 159 | 2037 | 2037-03-01 | [9 empty] | Winter |  | 2.18% | 0%
| 2037-04-01 | 2216628.1151 | 0 | 2216628.1151 | 72000 | 30.7865 | 160 | 2037 | 2037-04-01 | [9 empty] | Winter |  | 2.18% | 0%
| 2037-05-01 | 2593973.3712 | 0 | 2593973.3712 | 74400 | 34.8652 | 161 | 2037 | 2037-05-01 | [9 empty] | Summer |  | 2.18% | 0%
| 2037-06-01 | 2497339.7228 | 0 | 2497339.7228 | 72000 | 34.6853 | 162 | 2037 | 2037-06-01 | [9 empty] | Summer |  | 2.18% | 0%
| 2037-07-01 | 3645930.9269 | 0 | 3645930.9269 | 74400 | 49.0044 | 163 | 2037 | 2037-07-01 | [9 empty] | Summer |  | 2.18% | 0%
| 2037-08-01 | 4418740.2044 | 0 | 4418740.2044 | 74400 | 59.3917 | 164 | 2037 | 2037-08-01 | [9 empty] | Summer |  | 2.18% | 0%
| 2037-09-01 | 3743453.3225 | 0 | 3743453.3225 | 72000 | 51.9924 | 165 | 2037 | 2037-09-01 | [9 empty] | Winter |  | 2.18% | 0%
| 2037-10-01 | 2953063.1836 | 0 | 2953063.1836 | 74400 | 39.6917 | 166 | 2037 | 2037-10-01 | [9 empty] | Winter |  | 2.18% | 0%
| 2037-11-01 | 3963364.3967 | 0 | 3963364.3967 | 72000 | 55.0467 | 167 | 2037 | 2037-11-01 | [9 empty] | Winter |  | 2.18% | 0%
| 2037-12-01 | 4029377.898 | 0 | 4029377.898 | 74400 | 54.1583 | 168 | 2037 | 2037-12-01 | [9 empty] | Winter |  | 2.18% | 0%
| 2038-01-01 | 3887085.4682 | 0 | 3887085.4682 | 74400 | 52.2458 | 170 | 2038 | 2038-01-01 | [9 empty] | Winter |  | 2.18% | 0%
| 2038-02-01 | 3506146.6857 | 0 | 3506146.6857 | 67200 | 52.1748 | 171 | 2038 | 2038-02-01 | [9 empty] | Winter |  | 2.18% | 0%
| 2038-03-01 | 2921564.4654 | 0 | 2921564.4654 | 74400 | 39.2683 | 172 | 2038 | 2038-03-01 | [9 empty] | Winter |  | 2.18% | 0%
| 2038-04-01 | 1989304.5464 | 0 | 1989304.5464 | 72000 | 27.6292 | 173 | 2038 | 2038-04-01 | [9 empty] | Winter |  | 2.18% | 0%
| 2038-05-01 | 2627289.795 | 0 | 2627289.795 | 74400 | 35.313 | 174 | 2038 | 2038-05-01 | [9 empty] | Summer |  | 2.18% | 0%
| 2038-06-01 | 2464167.2472 | 0 | 2464167.2472 | 72000 | 34.2245 | 175 | 2038 | 2038-06-01 | [9 empty] | Summer |  | 2.18% | 0%
| 2038-07-01 | 3998320.9492 | 0 | 3998320.9492 | 74400 | 53.7409 | 176 | 2038 | 2038-07-01 | [9 empty] | Summer |  | 2.18% | 0%
| 2038-08-01 | 4430760.2679 | 0 | 4430760.2679 | 74400 | 59.5532 | 177 | 2038 | 2038-08-01 | [9 empty] | Summer |  | 2.18% | 0%
| 2038-09-01 | 3964257.1522 | 0 | 3964257.1522 | 72000 | 55.0591 | 178 | 2038 | 2038-09-01 | [9 empty] | Winter |  | 2.18% | 0%
| 2038-10-01 | 3096253.5944 | 0 | 3096253.5944 | 74400 | 41.6163 | 179 | 2038 | 2038-10-01 | [9 empty] | Winter |  | 2.18% | 0%
| 2038-11-01 | 4314131.7837 | 0 | 4314131.7837 | 72000 | 59.9185 | 180 | 2038 | 2038-11-01 | [9 empty] | Winter |  | 2.18% | 0%
| 2038-12-01 | 4640280.5941 | 0 | 4640280.5941 | 74400 | 62.3694 | 181 | 2038 | 2038-12-01 | [9 empty] | Winter |  | 2.18% | 0%
| 2039-01-01 | 3970319.3878 | 0 | 3970319.3878 | 74400 | 53.3645 | 183 | 2039 | 2039-01-01 | [9 empty] | Winter |  | 2.18% | 0%
| 2039-02-01 | 3510960.0162 | 0 | 3510960.0162 | 67200 | 52.2464 | 184 | 2039 | 2039-02-01 | [9 empty] | Winter |  | 2.18% | 0%
| 2039-03-01 | 3018770.9024 | 0 | 3018770.9024 | 74400 | 40.5749 | 185 | 2039 | 2039-03-01 | [9 empty] | Winter |  | 2.18% | 0%
| 2039-04-01 | 2224801.759 | 0 | 2224801.759 | 72000 | 30.9 | 186 | 2039 | 2039-04-01 | [9 empty] | Winter |  | 2.18% | 0%
| 2039-05-01 | 2526775.4315 | 0 | 2526775.4315 | 74400 | 33.962 | 187 | 2039 | 2039-05-01 | [9 empty] | Summer |  | 2.18% | 0%
| 2039-06-01 | 2550113.1174 | 0 | 2550113.1174 | 72000 | 35.4182 | 188 | 2039 | 2039-06-01 | [9 empty] | Summer |  | 2.18% | 0%
| 2039-07-01 | 4130302.5764 | 0 | 4130302.5764 | 74400 | 55.5148 | 189 | 2039 | 2039-07-01 | [9 empty] | Summer |  | 2.18% | 0%
| 2039-08-01 | 4266586.507 | 0 | 4266586.507 | 74400 | 57.3466 | 190 | 2039 | 2039-08-01 | [9 empty] | Summer |  | 2.18% | 0%
| 2039-09-01 | 3958095.2006 | 0 | 3958095.2006 | 72000 | 54.9735 | 191 | 2039 | 2039-09-01 | [9 empty] | Winter |  | 2.18% | 0%
| 2039-10-01 | 3143756.9318 | 0 | 3143756.9318 | 74400 | 42.2548 | 192 | 2039 | 2039-10-01 | [9 empty] | Winter |  | 2.18% | 0%
| 2039-11-01 | 4150539.8525 | 0 | 4150539.8525 | 72000 | 57.6464 | 193 | 2039 | 2039-11-01 | [9 empty] | Winter |  | 2.18% | 0%
| 2039-12-01 | 4851062.7481 | 0 | 4851062.7481 | 74400 | 65.2025 | 194 | 2039 | 2039-12-01 | [9 empty] | Winter |  | 2.18% | 0%
| 2040-01-01 | 3696877.0187 | 0 | 3696877.0187 | 74400 | 49.6892 | 196 | 2040 | 2040-01-01 | [9 empty] | Winter |  | 2.18% | 0%
| 2040-02-01 | 3618899.7462 | 0 | 3618899.7462 | 69600 | 51.9957 | 197 | 2040 | 2040-02-01 | [9 empty] | Winter |  | 2.18% | 0%
| 2040-03-01 | 3200589.377 | 0 | 3200589.377 | 74400 | 43.0187 | 198 | 2040 | 2040-03-01 | [9 empty] | Winter |  | 2.18% | 0%
| 2040-04-01 | 2060388.4974 | 0 | 2060388.4974 | 72000 | 28.6165 | 199 | 2040 | 2040-04-01 | [9 empty] | Winter |  | 2.18% | 0%
| 2040-05-01 | 2591417.5174 | 0 | 2591417.5174 | 74400 | 34.8309 | 200 | 2040 | 2040-05-01 | [9 empty] | Summer |  | 2.18% | 0%
| 2040-06-01 | 2872251.582 | 0 | 2872251.582 | 72000 | 39.8924 | 201 | 2040 | 2040-06-01 | [9 empty] | Summer |  | 2.18% | 0%
| 2040-07-01 | 3910189.1956 | 0 | 3910189.1956 | 74400 | 52.5563 | 202 | 2040 | 2040-07-01 | [9 empty] | Summer |  | 2.18% | 0%
| 2040-08-01 | 4574266.5292 | 0 | 4574266.5292 | 74400 | 61.4821 | 203 | 2040 | 2040-08-01 | [9 empty] | Summer |  | 2.18% | 0%
| 2040-09-01 | 4507177.5315 | 0 | 4507177.5315 | 72000 | 62.5997 | 204 | 2040 | 2040-09-01 | [9 empty] | Winter |  | 2.18% | 0%
| 2040-10-01 | 3304743.1572 | 0 | 3304743.1572 | 74400 | 44.4186 | 205 | 2040 | 2040-10-01 | [9 empty] | Winter |  | 2.18% | 0%
| 2040-11-01 | 4455917.2512 | 0 | 4455917.2512 | 72000 | 61.8877 | 206 | 2040 | 2040-11-01 | [9 empty] | Winter |  | 2.18% | 0%
| 2040-12-01 | 5098810.9621 | 0 | 5098810.9621 | 74400 | 68.5324 | 207 | 2040 | 2040-12-01 | [9 empty] | Winter |  | 2.18% | 0%
| 2041-01-01 | 4090507.6974 | 0 | 4090507.6974 | 74400 | 54.9799 | 209 | 2041 | 2041-01-01 |  | 7440000% | [7 empty] | Winter |  | 2.18% | 0%
| 2041-02-01 | 3784122.1839 | 0 | 3784122.1839 | 67200 | 56.3113 | 210 | 2041 | 2041-02-01 | [9 empty] | Winter |  | 2.18% | 0%
| 2041-03-01 | 3211139.1279 | 0 | 3211139.1279 | 74400 | 43.1605 | 211 | 2041 | 2041-03-01 | [9 empty] | Winter |  | 2.18% | 0%
| 2041-04-01 | 2422874.5583 | 0 | 2422874.5583 | 72000 | 33.651 | 212 | 2041 | 2041-04-01 | [9 empty] | Winter |  | 2.18% | 0%
| 2041-05-01 | 2210828.7372 | 0 | 2210828.7372 | 74400 | 29.7154 | 213 | 2041 | 2041-05-01 | [9 empty] | Summer |  | 2.18% | 0%
| 2041-06-01 | 3131894.6776 | 0 | 3131894.6776 | 72000 | 43.4985 | 214 | 2041 | 2041-06-01 | [9 empty] | Summer |  | 2.18% | 0%
| 2041-07-01 | 4495138.9713 | 0 | 4495138.9713 | 74400 | 60.4185 | 215 | 2041 | 2041-07-01 | [9 empty] | Summer |  | 2.18% | 0%
| 2041-08-01 | 4347767.0288 | 0 | 4347767.0288 | 74400 | 58.4377 | 216 | 2041 | 2041-08-01 | [9 empty] | Summer |  | 2.18% | 0%
| 2041-09-01 | 4573251.8401 | 0 | 4573251.8401 | 72000 | 63.5174 | 217 | 2041 | 2041-09-01 | [9 empty] | Winter |  | 2.18% | 0%
| 2041-10-01 | 3433698.9288 | 0 | 3433698.9288 | 74400 | 46.1519 | 218 | 2041 | 2041-10-01 | [9 empty] | Winter |  | 2.18% | 0%
| 2041-11-01 | 4597688.6777 | 0 | 4597688.6777 | 72000 | 63.8568 | 219 | 2041 | 2041-11-01 | [9 empty] | Winter |  | 2.18% | 0%
| 2041-12-01 | 5522620.9295 | 0 | 5522620.9295 | 74400 | 74.2288 | 220 | 2041 | 2041-12-01 | [9 empty] | Winter |  | 2.18% | 0%
| 2042-01-01 | 4630608.3828 | 0 | 4630608.3828 | 74400 | 62.2394 | 222 | 2042 | 2042-01-01 |  |  | 13.2% | 0% | 13.2% |  |  |  |  | Winter |  | 2.18% | 0%
| 2042-02-01 | 3979466.5261 | 0 | 3979466.5261 | 67200 | 59.2183 | 223 | 2042 | 2042-02-01 |  |  | 5.162% | 0% | 5.162% |  |  |  |  | Winter |  | 2.18% | 0%
| 2042-03-01 | 3822125.9656 | 0 | 3822125.9656 | 74400 | 51.3727 | 224 | 2042 | 2042-03-01 |  |  | 19.03% | 0% | 19.03% |  |  |  |  | Winter |  | 2.18% | 0%
| 2042-04-01 | 2740461.8585 | 0 | 2740461.8585 | 72000 | 38.062 | 225 | 2042 | 2042-04-01 |  |  | 13.11% | 0% | 13.11% |  |  |  |  | Winter |  | 2.18% | 0%
| 2042-05-01 | 2561723.6486 | 0 | 2561723.6486 | 74400 | 34.4318 | 226 | 2042 | 2042-05-01 |  |  | 15.87% | 0% | 15.87% |  |  |  |  | Summer |  | 2.18% | 0%
| 2042-06-01 | 3245095.6797 | 0 | 3245095.6797 | 72000 | 45.0708 | 227 | 2042 | 2042-06-01 |  |  | 3.614% | 0% | 3.614% |  |  |  |  | Summer |  | 2.18% | 0%
| 2042-07-01 | 4425692.2159 | 0 | 4425692.2159 | 74400 | 59.4851 | 228 | 2042 | 2042-07-01 |  |  | -1.545% | 0% | -1.545% |  |  |  |  | Summer |  | 2.18% | 0%
| 2042-08-01 | 4971022.163 | 0 | 4971022.163 | 74400 | 66.8148 | 229 | 2042 | 2042-08-01 |  |  | 14.34% | 0% | 14.34% |  |  |  |  | Summer |  | 2.18% | 0%
| 2042-09-01 | 4862004.6387 | 0 | 4862004.6387 | 72000 | 67.5278 | 230 | 2042 | 2042-09-01 |  |  | 6.314% | 0% | 6.314% |  |  |  |  | Winter |  | 2.18% | 0%
| 2042-10-01 | 3981226.2343 | 0 | 3981226.2343 | 74400 | 53.5111 | 231 | 2042 | 2042-10-01 |  |  | 15.95% | 0% | 15.95% |  |  |  |  | Winter |  | 2.18% | 0%
| 2042-11-01 | 4722533.0027 | 0 | 4722533.0027 | 72000 | 65.5907 | 232 | 2042 | 2042-11-01 |  |  | 2.715% | 0% | 2.715% |  |  |  |  | Winter |  | 2.18% | 0%
| 2042-12-01 | 5410432.1705 | 0 | 5410432.1705 | 74400 | 72.7209 | 233 | 2042 | 2042-12-01 |  |  | -2.031% | 0% | -2.031% |  |  |  |  | Winter |  | 2.18% | 0%
| 2043-01-01 | 5546613.2235 | 0 | 5546613.2235 | 74400 | 74.5513 | 235 | 2043 | 2043-01-01 |  |  | 19.78% | 0% | 19.78% |  |  |  |  | Winter |  | 2.18% | 0%
| 2043-02-01 | 4595983.3007 | 0 | 4595983.3007 | 67200 | 68.3926 | 236 | 2043 | 2043-02-01 |  |  | 15.49% | 0% | 15.49% |  |  |  |  | Winter |  | 2.18% | 0%
| 2043-03-01 | 4108449.6544 | 0 | 4108449.6544 | 74400 | 55.2211 | 237 | 2043 | 2043-03-01 |  |  | 7.491% | 0% | 7.491% |  |  |  |  | Winter |  | 2.18% | 0%
| 2043-04-01 | 2918079.9364 | 0 | 2918079.9364 | 72000 | 40.5289 | 238 | 2043 | 2043-04-01 |  |  | 6.481% | 0% | 6.481% |  |  |  |  | Winter |  | 2.18% | 0%
| 2043-05-01 | 3223358.2295 | 0 | 3223358.2295 | 74400 | 43.3247 | 239 | 2043 | 2043-05-01 |  |  | 25.83% | 0% | 25.83% |  |  |  |  | Summer |  | 2.18% | 0%
| 2043-06-01 | 3475831.1587 | 0 | 3475831.1587 | 72000 | 48.2754 | 240 | 2043 | 2043-06-01 |  |  | 7.11% | 0% | 7.11% |  |  |  |  | Summer |  | 2.18% | 0%
| 2043-07-01 | 4865674.7169 | 0 | 4865674.7169 | 74400 | 65.3989 | 241 | 2043 | 2043-07-01 |  |  | 9.942% | 0% | 9.942% |  |  |  |  | Summer |  | 2.18% | 0%
| 2043-08-01 | 5650328.4752 | 0 | 5650328.4752 | 74400 | 75.9453 | 242 | 2043 | 2043-08-01 |  |  | 13.67% | 0% | 13.67% |  |  |  |  | Summer |  | 2.18% | 0%
| 2043-09-01 | 4967951.4022 | 0 | 4967951.4022 | 72000 | 68.9993 | 243 | 2043 | 2043-09-01 |  |  | 2.179% | 0% | 2.179% |  |  |  |  | Winter |  | 2.18% | 0%
| 2043-10-01 | 4265231.8347 | 0 | 4265231.8347 | 74400 | 57.3284 | 244 | 2043 | 2043-10-01 |  |  | 7.134% | 0% | 7.134% |  |  |  |  | Winter |  | 2.18% | 0%
| 2043-11-01 | 5611914.88 | 0 | 5611914.88 | 72000 | 77.9433 | 245 | 2043 | 2043-11-01 |  |  | 18.83% | 0% | 18.83% |  |  |  |  | Winter |  | 2.18% | 0%
| 2043-12-01 | 5600398.0218 | 0 | 5600398.0218 | 74400 | 75.2742 | 246 | 2043 | 2043-12-01 |  |  | 3.511% | 0% | 3.511% |  |  |  |  | Winter |  | 2.18% | 0%
| 2044-01-01 | 5388265.1873 | 0 | 5388265.1873 | 74400 | 72.4229 | 248 | 2044 | 2044-01-01 |  |  | -2.855% | 0% | -2.855% |  |  |  |  | Winter |  | 2.18% | 0%
| 2044-02-01 | 5345564.4068 | 0 | 5345564.4068 | 69600 | 76.8041 | 249 | 2044 | 2044-02-01 |  |  | 16.31% | 3.571% | 12.3% |  |  |  |  | Winter |  | 2.18% | 0%
| 2044-03-01 | 4014161.8425 | 0 | 4014161.8425 | 74400 | 53.9538 | 250 | 2044 | 2044-03-01 |  |  | -2.295% | 0% | -2.295% |  |  |  |  | Winter |  | 2.18% | 0%
| 2044-04-01 | 2968467.5193 | 0 | 2968467.5193 | 72000 | 41.2287 | 251 | 2044 | 2044-04-01 |  |  | 1.727% | 0% | 1.727% |  |  |  |  | Winter |  | 2.18% | 0%
| 2044-05-01 | 3388116.5738 | 0 | 3388116.5738 | 74400 | 45.5392 | 252 | 2044 | 2044-05-01 |  |  | 5.111% | 0% | 5.111% |  |  |  |  | Summer |  | 2.18% | 0%
| 2044-06-01 | 3555034.2471 | 0 | 3555034.2471 | 72000 | 49.3755 | 253 | 2044 | 2044-06-01 |  |  | 2.279% | 0% | 2.279% |  |  |  |  | Summer |  | 2.18% | 0%
| 2044-07-01 | 5354270.3582 | 0 | 5354270.3582 | 74400 | 71.966 | 254 | 2044 | 2044-07-01 |  |  | 10.04% | 0% | 10.04% |  |  |  |  | Summer |  | 2.18% | 0%
| 2044-08-01 | 5929001.1124 | 0 | 5929001.1124 | 74400 | 79.6909 | 255 | 2044 | 2044-08-01 |  |  | 4.932% | 0% | 4.932% |  |  |  |  | Summer |  | 2.18% | 0%
| 2044-09-01 | 5292188.7365 | 0 | 5292188.7365 | 72000 | 73.5026 | 256 | 2044 | 2044-09-01 |  |  | 6.527% | 0% | 6.527% |  |  |  |  | Winter |  | 2.18% | 0%
| 2044-10-01 | 4882459.0696 | 0 | 4882459.0696 | 74400 | 65.6244 | 257 | 2044 | 2044-10-01 |  |  | 14.47% | 0% | 14.47% |  |  |  |  | Winter |  | 2.18% | 0%
| 2044-11-01 | 5815783.2166 | 0 | 5815783.2166 | 72000 | 80.7748 | 258 | 2044 | 2044-11-01 |  |  | 3.633% | 0% | 3.633% |  |  |  |  | Winter |  | 2.18% | 0%
| 2044-12-01 | 6317507.4316 | 0 | 6317507.4316 | 74400 | 84.9127 | 259 | 2044 | 2044-12-01 |  |  | 12.8% | 0% | 12.8% |  |  |  |  | Winter |  | 2.18% | 0%
| 2045-01-01 | 5505729.3683 | 0 | 5505729.3683 | 74028 | 74.3736 | 261 | 2045 | 2045-01-01 |  |  | 2.18% | -0.5% | 2.693% |  |  |  |  | Winter |  | 2.18% | -0.5%
| 2045-02-01 | 5462097.7109 | 0 | 5462097.7109 | 66864 | 81.6897 | 262 | 2045 | 2045-02-01 |  |  | 2.18% | -3.931% | 6.361% |  |  |  |  | Winter |  | 2.18% | -0.5%
| 2045-03-01 | 4101670.5707 | 0 | 4101670.5707 | 74028 | 55.407 | 263 | 2045 | 2045-03-01 |  |  | 2.18% | -0.5% | 2.693% |  |  |  |  | Winter |  | 2.18% | -0.5%
| 2045-04-01 | 3033180.1112 | 0 | 3033180.1112 | 71640 | 42.3392 | 264 | 2045 | 2045-04-01 |  |  | 2.18% | -0.5% | 2.693% |  |  |  |  | Winter |  | 2.18% | -0.5%
| 2045-05-01 | 3461977.5151 | 0 | 3461977.5151 | 74028 | 46.7658 | 265 | 2045 | 2045-05-01 |  |  | 2.18% | -0.5% | 2.693% |  |  |  |  | Summer |  | 2.18% | -0.5%
| 2045-06-01 | 3632533.9937 | 0 | 3632533.9937 | 71640 | 50.7054 | 266 | 2045 | 2045-06-01 |  |  | 2.18% | -0.5% | 2.693% |  |  |  |  | Summer |  | 2.18% | -0.5%
| 2045-07-01 | 5470993.452 | 0 | 5470993.452 | 74028 | 73.9044 | 267 | 2045 | 2045-07-01 |  |  | 2.18% | -0.5% | 2.693% |  |  |  |  | Summer |  | 2.18% | -0.5%
| 2045-08-01 | 6058253.3367 | 0 | 6058253.3367 | 74028 | 81.8373 | 268 | 2045 | 2045-08-01 |  |  | 2.18% | -0.5% | 2.693% |  |  |  |  | Summer |  | 2.18% | -0.5%
| 2045-09-01 | 5407558.4509 | 0 | 5407558.4509 | 71640 | 75.4824 | 269 | 2045 | 2045-09-01 |  |  | 2.18% | -0.5% | 2.693% |  |  |  |  | Winter |  | 2.18% | -0.5%
| 2045-10-01 | 4988896.6773 | 0 | 4988896.6773 | 74028 | 67.392 | 270 | 2045 | 2045-10-01 |  |  | 2.18% | -0.5% | 2.693% |  |  |  |  | Winter |  | 2.18% | -0.5%
| 2045-11-01 | 5942567.2907 | 0 | 5942567.2907 | 71640 | 82.9504 | 271 | 2045 | 2045-11-01 |  |  | 2.18% | -0.5% | 2.693% |  |  |  |  | Winter |  | 2.18% | -0.5%
| 2045-12-01 | 6455229.0936 | 0 | 6455229.0936 | 74028 | 87.1998 | 272 | 2045 | 2045-12-01 |  |  | 2.18% | -0.5% | 2.693% |  |  |  |  | Winter |  | 2.18% | -0.5%
| 2046-01-01 | 5625754.2686 | 0 | 5625754.2686 | 73657.86 | 76.3768 | 274 | 2046 | 2046-01-01 |  |  | 2.18% | -0.5% | 2.693% |  |  |  |  | Winter |  | 2.18% | -0.5%
| 2046-02-01 | 5581171.441 | 0 | 5581171.441 | 66529.68 | 83.8899 | 275 | 2046 | 2046-02-01 |  |  | 2.18% | -0.5% | 2.693% |  |  |  |  | Winter |  | 2.18% | -0.5%
| 2046-03-01 | 4191086.9891 | 0 | 4191086.9891 | 73657.86 | 56.8994 | 276 | 2046 | 2046-03-01 |  |  | 2.18% | -0.5% | 2.693% |  |  |  |  | Winter |  | 2.18% | -0.5%
| 2046-04-01 | 3099303.4376 | 0 | 3099303.4376 | 71281.8 | 43.4796 | 277 | 2046 | 2046-04-01 |  |  | 2.18% | -0.5% | 2.693% |  |  |  |  | Winter |  | 2.18% | -0.5%
| 2046-05-01 | 3537448.6249 | 0 | 3537448.6249 | 73657.86 | 48.0254 | 278 | 2046 | 2046-05-01 |  |  | 2.18% | -0.5% | 2.693% |  |  |  |  | Summer |  | 2.18% | -0.5%
| 2046-06-01 | 3711723.2347 | 0 | 3711723.2347 | 71281.8 | 52.0711 | 279 | 2046 | 2046-06-01 |  |  | 2.18% | -0.5% | 2.693% |  |  |  |  | Summer |  | 2.18% | -0.5%
| 2046-07-01 | 5590261.1093 | 0 | 5590261.1093 | 73657.86 | 75.895 | 280 | 2046 | 2046-07-01 |  |  | 2.18% | -0.5% | 2.693% |  |  |  |  | Summer |  | 2.18% | -0.5%
| 2046-08-01 | 6190323.2594 | 0 | 6190323.2594 | 73657.86 | 84.0416 | 281 | 2046 | 2046-08-01 |  |  | 2.18% | -0.5% | 2.693% |  |  |  |  | Summer |  | 2.18% | -0.5%
| 2046-09-01 | 5525443.2252 | 0 | 5525443.2252 | 71281.8 | 77.5155 | 282 | 2046 | 2046-09-01 |  |  | 2.18% | -0.5% | 2.693% |  |  |  |  | Winter |  | 2.18% | -0.5%
| 2046-10-01 | 5097654.6249 | 0 | 5097654.6249 | 73657.86 | 69.2072 | 283 | 2046 | 2046-10-01 |  |  | 2.18% | -0.5% | 2.693% |  |  |  |  | Winter |  | 2.18% | -0.5%
| 2046-11-01 | 6072115.2576 | 0 | 6072115.2576 | 71281.8 | 85.1847 | 284 | 2046 | 2046-11-01 |  |  | 2.18% | -0.5% | 2.693% |  |  |  |  | Winter |  | 2.18% | -0.5%
| 2046-12-01 | 6595953.0878 | 0 | 6595953.0878 | 73657.86 | 89.5485 | 285 | 2046 | 2046-12-01 |  |  | 2.18% | -0.5% | 2.693% |  |  |  |  | Winter |  | 2.18% | -0.5%
| 2047-01-01 | 5748395.7116 | 0 | 5748395.7116 | 73289.5707 | 78.434 | 287 | 2047 | 2047-01-01 |  |  | 2.18% | -0.5% | 2.693% |  |  |  |  | Winter |  | 2.18% | -0.5%
| 2047-02-01 | 5702840.9784 | 0 | 5702840.9784 | 66197.0316 | 86.1495 | 288 | 2047 | 2047-02-01 |  |  | 2.18% | -0.5% | 2.693% |  |  |  |  | Winter |  | 2.18% | -0.5%
| 2047-03-01 | 4282452.6855 | 0 | 4282452.6855 | 73289.5707 | 58.432 | 289 | 2047 | 2047-03-01 |  |  | 2.18% | -0.5% | 2.693% |  |  |  |  | Winter |  | 2.18% | -0.5%
| 2047-04-01 | 3166868.2526 | 0 | 3166868.2526 | 70925.391 | 44.6507 | 290 | 2047 | 2047-04-01 |  |  | 2.18% | -0.5% | 2.693% |  |  |  |  | Winter |  | 2.18% | -0.5%
| 2047-05-01 | 3614565.0049 | 0 | 3614565.0049 | 73289.5707 | 49.319 | 291 | 2047 | 2047-05-01 |  |  | 2.18% | -0.5% | 2.693% |  |  |  |  | Summer |  | 2.18% | -0.5%
| 2047-06-01 | 3792638.8013 | 0 | 3792638.8013 | 70925.391 | 53.4736 | 292 | 2047 | 2047-06-01 |  |  | 2.18% | -0.5% | 2.693% |  |  |  |  | Summer |  | 2.18% | -0.5%
| 2047-07-01 | 5712128.8015 | 0 | 5712128.8015 | 73289.5707 | 77.9392 | 293 | 2047 | 2047-07-01 |  |  | 2.18% | -0.5% | 2.693% |  |  |  |  | Summer |  | 2.18% | -0.5%
| 2047-08-01 | 6325272.3065 | 0 | 6325272.3065 | 73289.5707 | 86.3052 | 294 | 2047 | 2047-08-01 |  |  | 2.18% | -0.5% | 2.693% |  |  |  |  | Summer |  | 2.18% | -0.5%
| 2047-09-01 | 5645897.8875 | 0 | 5645897.8875 | 70925.391 | 79.6033 | 295 | 2047 | 2047-09-01 |  |  | 2.18% | -0.5% | 2.693% |  |  |  |  | Winter |  | 2.18% | -0.5%
| 2047-10-01 | 5208783.4957 | 0 | 5208783.4957 | 73289.5707 | 71.0713 | 296 | 2047 | 2047-10-01 |  |  | 2.18% | -0.5% | 2.693% |  |  |  |  | Winter |  | 2.18% | -0.5%
| 2047-11-01 | 6204487.3703 | 0 | 6204487.3703 | 70925.391 | 87.4791 | 297 | 2047 | 2047-11-01 |  |  | 2.18% | -0.5% | 2.693% |  |  |  |  | Winter |  | 2.18% | -0.5%
| 2047-12-01 | 6739744.8651 | 0 | 6739744.8651 | 73289.5707 | 91.9605 | 298 | 2047 | 2047-12-01 |  |  | 2.18% | -0.5% | 2.693% |  |  |  |  | Winter |  | 2.18% | -0.5%
[21 empty] | 2.18% | 0%
[21 empty] | 2.18% | 0%
[21 empty] | 2.18% | 0%
[21 empty] | 2.18% | 0%
[21 empty] | 2.18% | 0%
[21 empty] | 2.18% | 0%
[21 empty] | 2.18% | 0%
[21 empty] | 2.18% | 0%
[21 empty] | 2.18% | 0%
[21 empty] | 2.18% | 0%
[21 empty] | 2.18% | 0%
[21 empty] | 2.18% | 0%
[21 empty] | 2.18% | 0%
[21 empty] | 2.18% | 0%
[21 empty] | 2.18% | 0%
[21 empty] | 2.18% | 0%
[21 empty] | 2.18% | 0%
[21 empty] | 2.18% | 0%
[21 empty] | 2.18% | 0%
[21 empty] | 2.18% | 0%
[21 empty] | 2.18% | 0%
2.18%
2.18%
2.18%
2.18%
2.18%
2.18%
2.18%
2.18%
2.18%
2.18%
2.18%
2.18%
2.18%
2.18%
2.18%
2.18%
2.18%
2.18%
2.18%
2.18%
2.18%
2.18%
2.18%
2.18%
2.18%
2.18%
2.18%
2.18%
2.18%
2.18%
2.18%
2.18%
2.18%
2.18%

## Table3Compare (hidden)
Total Fixed Cost
$/kW-yr | WD_.PX.BDG._.PTC.Utility_Scale | WD_.PX.BDG._.PTC.Utility_Scale | WD_.PX.BDG._.PTC.Utility_Scale | WD_.PX.DJW._.PTC.Utility_Scale | WD_.PX.DJW._.PTC.Utility_Scale | WD_.PX.DJW._.PTC.Utility_Scale | PV_.PX.BDG._.PTC.Utility_Scale | PV_.PX.HTG._.PTC.Utility_Scale | PV_.PX.NTN._.PTC.Utility_Scale | PV_.PX.UTS._.PTC.Utility_Scale
COD | 2029 | 2030 | 2031 | 2029 | 2030 | 2031 | 2031 | 2031 | 2031 | 2031
| WIND | WIND | WIND | WIND | WIND | WIND | Solar | Solar | Solar | Solar
| WD_.PX.BDG._.PTC.Utility_Scale2029 | WD_.PX.BDG._.PTC.Utility_Scale2030 | WD_.PX.BDG._.PTC.Utility_Scale2031 | WD_.PX.DJW._.PTC.Utility_Scale2029 | WD_.PX.DJW._.PTC.Utility_Scale2030 | WD_.PX.DJW._.PTC.Utility_Scale2031 | PV_.PX.BDG._.PTC.Utility_Scale2031 | PV_.PX.HTG._.PTC.Utility_Scale2031 | PV_.PX.NTN._.PTC.Utility_Scale2031 | PV_.PX.UTS._.PTC.Utility_Scale2031
2024 | 0 | 0 | 0 | 0 | 0 | 0 | 0 | 0 | 0 | 0
2025 | 0 | 0 | 0 | 0 | 0 | 0 | 0 | 0 | 0 | 0
2026 | 0 | 0 | 0 | 0 | 0 | 0 | 0 | 0 | 0 | 0
2027 | 0 | 0 | 0 | 0 | 0 | 0 | 0 | 0 | 0 | 0
2028 | 0 | 0 | 0 | 0 | 0 | 0 | 0 | 0 | 0 | 0
2029 | 123.3091 | 0 | 0 | 123.3091 | 0 | 0 | 0 | 0 | 0 | 0
2030 | 125.9973 | 123.9838 | 0 | 125.9973 | 123.9838 | 0 | 0 | 0 | 0 | 0
2031 | 128.744 | 126.6866 | 125.7513 | 128.744 | 126.6866 | 125.7513 | 100.775 | 100.775 | 100.775 | 100.775
2032 | 131.5506 | 129.4484 | 128.4926 | 131.5506 | 129.4484 | 128.4926 | 102.9719 | 102.9719 | 102.9719 | 102.9719
2033 | 134.4185 | 132.2704 | 131.2938 | 134.4185 | 132.2704 | 131.2938 | 105.2167 | 105.2167 | 105.2167 | 105.2167
2034 | 137.3488 | 135.1539 | 134.156 | 137.3488 | 135.1539 | 134.156 | 107.5104 | 107.5104 | 107.5104 | 107.5104
2035 | 140.343 | 138.1002 | 137.0806 | 140.343 | 138.1002 | 137.0806 | 109.8541 | 109.8541 | 109.8541 | 109.8541
2036 | 143.4025 | 141.1108 | 140.0689 | 143.4025 | 141.1108 | 140.0689 | 112.249 | 112.249 | 112.249 | 112.249
2037 | 146.5286 | 144.187 | 143.1225 | 146.5286 | 144.187 | 143.1225 | 114.696 | 114.696 | 114.696 | 114.696
2038 | 149.723 | 147.3303 | 146.2425 | 149.723 | 147.3303 | 146.2425 | 117.1964 | 117.1964 | 117.1964 | 117.1964
2039 | 152.9869 | 150.5421 | 149.4306 | 152.9869 | 150.5421 | 149.4306 | 119.7512 | 119.7512 | 119.7512 | 119.7512
2040 | 156.322 | 153.8239 | 152.6882 | 156.322 | 153.8239 | 152.6882 | 122.3618 | 122.3618 | 122.3618 | 122.3618
2041 | 159.7298 | 157.1773 | 156.0168 | 159.7298 | 157.1773 | 156.0168 | 125.0293 | 125.0293 | 125.0293 | 125.0293
2042 | 163.212 | 160.6037 | 159.418 | 163.212 | 160.6037 | 159.418 | 127.755 | 127.755 | 127.755 | 127.755
2043 | 166.77 | 164.1049 | 162.8933 | 166.77 | 164.1049 | 162.8933 | 130.54 | 130.54 | 130.54 | 130.54
2044 | 170.4056 | 167.6824 | 166.4443 | 170.4056 | 167.6824 | 166.4443 | 133.3858 | 133.3858 | 133.3858 | 133.3858
2045 | 174.1204 | 171.3379 | 170.0728 | 174.1204 | 171.3379 | 170.0728 | 136.2936 | 136.2936 | 136.2936 | 136.2936
2046 | 177.9162 | 175.073 | 173.7804 | 177.9162 | 175.073 | 173.7804 | 139.2648 | 139.2648 | 139.2648 | 139.2648
2047 | 181.7948 | 178.8896 | 177.5688 | 181.7948 | 178.8896 | 177.5688 | 142.3008 | 142.3008 | 142.3008 | 142.3008
2048 | 185.7579 | 182.7894 | 181.4398 | 185.7579 | 182.7894 | 181.4398 | 145.4029 | 145.4029 | 145.4029 | 145.4029
2049 | 189.8075 | 186.7742 | 185.3952 | 189.8075 | 186.7742 | 185.3952 | 148.5727 | 148.5727 | 148.5727 | 148.5727
2050 | 183.1889 | 190.8459 | 189.4368 | 193.9453 | 190.8459 | 189.4368 | 151.8116 | 151.8116 | 151.8116 | 151.8116
2051 | 187.1824 | 195.0063 | 193.5666 | 198.1733 | 195.0063 | 193.5666 | 155.1211 | 155.1211 | 0 | 155.1211
2052 | 191.263 | 199.2575 | 197.7863 | 202.4934 | 199.2575 | 197.7863 | 158.5027 | 158.5027 | 0 | 158.5027
2053 | 195.4326 | 203.6013 | 202.0981 | 206.9078 | 203.6013 | 202.0981 | 161.9581 | 161.9581 | 0 | 161.9581
2054 | 199.693 | 208.0398 | 206.5038 | 211.4184 | 208.0398 | 206.5038 | 165.4888 | 165.4888 | 0 | 165.4888
2055 | 204.0463 | 212.5751 | 211.0056 | 216.0273 | 212.5751 | 211.0056 | 169.0964 | 169.0964 | 0 | 169.0964
15 uear nominal levelized
$/kW-yr | 140.5139 | 141.2826 | 143.2967 | 140.5139 | 141.2826 | 143.2967 | 114.8357 | 114.8357 | 114.8357 | 114.8357
MW | 100 | 100 | 100 | 100 | 100 | 244.1898 | 88.5 | 405.9404 | 100 | 73.5
CC
Total Fixed Cost
Wind Sorted by $/kW-yr_CC_Adj | COD | $/kW-yr | MW | CC at COD
WD_.PX.BDG._.PTC.Utility_Scale2029 | 2029 | 140.5139 | 100 | 0
WD_.PX.BDG._.PTC.Utility_Scale2030 | 2030 | 141.2826 | 100 | 0
WD_.PX.BDG._.PTC.Utility_Scale2031 | 2031 | 143.2967 | 100 | 0
WD_.PX.DJW._.PTC.Utility_Scale2029 | 2029 | 140.5139 | 100 | 0
WD_.PX.DJW._.PTC.Utility_Scale2030 | 2030 | 141.2826 | 100 | 0
WD_.PX.DJW._.PTC.Utility_Scale2031 | 2031 | 143.2967 | 244.1898 | 0
PV_.PX.BDG._.PTC.Utility_Scale2031 | 2031 | 114.8357 | 88.5 | 0
PV_.PX.HTG._.PTC.Utility_Scale2031 | 2031 | 114.8357 | 405.9404 | 0
PV_.PX.NTN._.PTC.Utility_Scale2031 | 2031 | 114.8357 | 100 | 0
PV_.PX.UTS._.PTC.Utility_Scale2031 | 2031 | 114.8357 | 73.5 | 0
Solar Sorted by $/kW-yr_CC_Adj | COD | COD | COD | $/kW-yr | MW | MW | CC at COD
PV_.PX.WMV._.PTC.Utility_Scale2036 | #N/A | #N/A | #N/A | #N/A | #N/A | #N/A | #N/A
PV_.PX.WMV._.PTC.Utility_Scale2032 | #N/A | #N/A | #N/A | #N/A | #N/A | #N/A | #N/A
PV_.PX.YAK._.PTC.Utility_Scale2032 | #N/A | #N/A | #N/A | #N/A | #N/A | #N/A | #N/A

## 2025 IRP Assumptions (hidden)
Collection | Parent Object | Child Object | Property | Value | Data File | Units | Band | Date From | Date To | Timeslice | Action | Expression | Scenario | Memo | Category
Generators | System | PV_.PX.BDG._.PTC.Utility_Scale | Build Cost | 1216.55 |  | $/kW | 1 |  |  |  | × | IRPPVESC |  |  | New Solar
Generators | System | PV_.PX.BOR._.PTC.Utility_Scale | Build Cost | 1228.72 |  | $/kW | 1 |  |  |  | × | IRPPVESC |  |  | New Solar
Generators | System | PV_.PX.CLV._.PTC.Small_Scale | Build Cost | 1984.28 |  | $/kW | 1 |  |  |  | × | IRPPVESC_Small |  |  | New Solar
Generators | System | PV_.PX.COR._.PTC.Small_Scale | Build Cost | 2082.51 |  | $/kW | 1 |  |  |  | × | IRPPVESC_Small |  |  | New Solar
Generators | System | PV_.PX.COR._.PTC.Utility_Scale | Build Cost | 1289.55 |  | $/kW | 1 |  |  |  | × | IRPPVESC |  |  | New Solar
Generators | System | PV_.PX.DJW._.PTC.Utility_Scale | Build Cost | 1216.55 |  | $/kW | 1 |  |  |  | × | IRPPVESC |  |  | New Solar
Generators | System | PV_.PX.GOE._.PTC.Small_Scale | Build Cost | 1984.28 |  | $/kW | 1 |  |  |  | × | IRPPVESC_Small |  |  | New Solar
Generators | System | PV_.PX.GOE._.PTC.Utility_Scale | Build Cost | 1228.72 |  | $/kW | 1 |  |  |  | × | IRPPVESC |  |  | New Solar
Generators | System | PV_.PX.HTG._.PTC.Utility_Scale | Build Cost | 1216.55 |  | $/kW | 1 |  |  |  | × | IRPPVESC |  |  | New Solar
Generators | System | PV_.PX.NTN._.PTC.Utility_Scale | Build Cost | 1216.55 |  | $/kW | 1 |  |  |  | × | IRPPVESC |  |  | New Solar
Generators | System | PV_.PX.NUT._.PTC.Small_Scale | Build Cost | 1984.28 |  | $/kW | 1 |  |  |  | × | IRPPVESC_Small |  |  | New Solar
Generators | System | PV_.PX.NUT._.PTC.Utility_Scale | Build Cost | 1228.72 |  | $/kW | 1 |  |  |  | × | IRPPVESC |  |  | New Solar
Generators | System | PV_.PX.SOR._.PTC.Small_Scale | Build Cost | 2180.75 |  | $/kW | 1 |  |  |  | × | IRPPVESC_Small |  |  | New Solar
Generators | System | PV_.PX.SOR._.PTC.Utility_Scale | Build Cost | 1350.37 |  | $/kW | 1 |  |  |  | × | IRPPVESC |  |  | New Solar
Generators | System | PV_.PX.SUM._.PTC.Utility_Scale | Build Cost | 1289.55 |  | $/kW | 1 |  |  |  | × | IRPPVESC |  |  | New Solar
Generators | System | PV_.PX.UTS._.PTC.Small_Scale | Build Cost | 1964.64 |  | $/kW | 1 |  |  |  | × | IRPPVESC_Small |  |  | New Solar
Generators | System | PV_.PX.UTS._.PTC.Utility_Scale | Build Cost | 1216.55 |  | $/kW | 1 |  |  |  | × | IRPPVESC |  |  | New Solar
Generators | System | PV_.PX.WMV._.PTC.Small_Scale | Build Cost | 2082.51 |  | $/kW | 1 |  |  |  | × | IRPPVESC_Small |  |  | New Solar
Generators | System | PV_.PX.WMV._.PTC.Utility_Scale | Build Cost | 1289.55 |  | $/kW | 1 |  |  |  | × | IRPPVESC |  |  | New Solar
Generators | System | PV_.PX.WSF._.PTC.Small_Scale | Build Cost | 1964.64 |  | $/kW | 1 |  |  |  | × | IRPPVESC_Small |  |  | New Solar
Generators | System | PV_.PX.WWA._.PTC.Small_Scale | Build Cost | 2003.93 |  | $/kW | 1 |  |  |  | × | IRPPVESC_Small |  |  | New Solar
Generators | System | PV_.PX.WWA._.PTC.Utility_Scale | Build Cost | 1240.88 |  | $/kW | 1 |  |  |  | × | IRPPVESC |  |  | New Solar
Generators | System | PV_.PX.WYC._.PTC.Small_Scale | Build Cost | 1964.64 |  | $/kW | 1 |  |  |  | × | IRPPVESC_Small |  |  | New Solar
Generators | System | PV_.PX.WYE._.PTC.Small_Scale | Build Cost | 1964.64 |  | $/kW | 1 |  |  |  | × | IRPPVESC_Small |  |  | New Solar
Generators | System | PV_.PX.WYE._.PTC.Utility_Scale | Build Cost | 1216.55 |  | $/kW | 1 |  |  |  | × | IRPPVESC |  |  | New Solar
Generators | System | PV_.PX.WYN._.PTC.Small_Scale | Build Cost | 1964.64 |  | $/kW | 1 |  |  |  | × | IRPPVESC_Small |  |  | New Solar
Generators | System | PV_.PX.YAK._.PTC.Small_Scale | Build Cost | 2003.93 |  | $/kW | 1 |  |  |  | × | IRPPVESC_Small |  |  | New Solar
Generators | System | PV_.PX.YAK._.PTC.Utility_Scale | Build Cost | 1240.88 |  | $/kW | 1 |  |  |  | × | IRPPVESC |  |  | New Solar
Generators | System | WD_.PX.BDG._.PTC.Utility_Scale | Build Cost | 1392.68 |  | $/kW | 1 |  |  |  | × | IRPWDESC |  |  | New Wind
Generators | System | WD_.PX.BOR._.PTC.Utility_Scale | Build Cost | 1449.53 |  | $/kW | 1 |  |  |  | × | IRPWDESC |  |  | New Wind
Generators | System | WD_.PX.CLV._.PTC.Small_Scale | Build Cost | 2605.68 |  | $/kW | 1 |  |  |  | × | IRPWDESC_Small |  |  | New Wind
Generators | System | WD_.PX.COR._.PTC.Small_Scale | Build Cost | 2835.59 |  | $/kW | 1 |  |  |  | × | IRPWDESC_Small |  |  | New Wind
Generators | System | WD_.PX.COR._.PTC.Utility_Scale | Build Cost | 1577.43 |  | $/kW | 1 |  |  |  | × | IRPWDESC |  |  | New Wind
Generators | System | WD_.PX.DJW._.PTC.Utility_Scale | Build Cost | 1392.68 |  | $/kW | 1 |  |  |  | × | IRPWDESC |  |  | New Wind
Generators | System | WD_.PX.GOE._.PTC.Small_Scale | Build Cost | 2605.68 |  | $/kW | 1 |  |  |  | × | IRPWDESC_Small |  |  | New Wind
Generators | System | WD_.PX.GOE._.PTC.Utility_Scale | Build Cost | 1449.53 |  | $/kW | 1 |  |  |  | × | IRPWDESC |  |  | New Wind
Generators | System | WD_.PX.HTG._.PTC.Utility_Scale | Build Cost | 1435.32 |  | $/kW | 1 |  |  |  | × | IRPWDESC |  |  | New Wind
Generators | System | WD_.PX.NTN._.PTC.Utility_Scale | Build Cost | 1435.32 |  | $/kW | 1 |  |  |  | × | IRPWDESC |  |  | New Wind
Generators | System | WD_.PX.NUT._.PTC.Small_Scale | Build Cost | 2605.68 |  | $/kW | 1 |  |  |  | × | IRPWDESC_Small |  |  | New Wind
Generators | System | WD_.PX.NUT._.PTC.Utility_Scale | Build Cost | 1449.53 |  | $/kW | 1 |  |  |  | × | IRPWDESC |  |  | New Wind
Generators | System | WD_.PX.SOR._.PTC.Offshore | Build Cost | 9841.87 |  | $/kW | 1 |  |  |  | × | IRPWDESC_Offshore |  |  | New Wind
Generators | System | WD_.PX.SOR._.PTC.Small_Scale | Build Cost | 3014.41 |  | $/kW | 1 |  |  |  | × | IRPWDESC_Small |  |  | New Wind
Generators | System | WD_.PX.SOR._.PTC.Utility_Scale | Build Cost | 1676.9 |  | $/kW | 1 |  |  |  | × | IRPWDESC |  |  | New Wind
Generators | System | WD_.PX.SUM._.PTC.Utility_Scale | Build Cost | 1577.43 |  | $/kW | 1 |  |  |  | × | IRPWDESC |  |  | New Wind
Generators | System | WD_.PX.UTS._.PTC.Small_Scale | Build Cost | 2580.13 |  | $/kW | 1 |  |  |  | × | IRPWDESC_Small |  |  | New Wind
Generators | System | WD_.PX.UTS._.PTC.Utility_Scale | Build Cost | 1435.32 |  | $/kW | 1 |  |  |  | × | IRPWDESC |  |  | New Wind
Generators | System | WD_.PX.WMV._.PTC.Small_Scale | Build Cost | 2835.59 |  | $/kW | 1 |  |  |  | × | IRPWDESC_Small |  |  | New Wind
Generators | System | WD_.PX.WMV._.PTC.Utility_Scale | Build Cost | 1577.43 |  | $/kW | 1 |  |  |  | × | IRPWDESC |  |  | New Wind
Generators | System | WD_.PX.WSF._.PTC.Small_Scale | Build Cost | 2580.13 |  | $/kW | 1 |  |  |  | × | IRPWDESC_Small |  |  | New Wind
Generators | System | WD_.PX.WWA._.PTC.Small_Scale | Build Cost | 2656.77 |  | $/kW | 1 |  |  |  | × | IRPWDESC_Small |  |  | New Wind
Generators | System | WD_.PX.WWA._.PTC.Utility_Scale | Build Cost | 1477.95 |  | $/kW | 1 |  |  |  | × | IRPWDESC |  |  | New Wind
Generators | System | WD_.PX.WYC._.PTC.Small_Scale | Build Cost | 2503.49 |  | $/kW | 1 |  |  |  | × | IRPWDESC_Small |  |  | New Wind
Generators | System | WD_.PX.WYE._.PTC.Small_Scale | Build Cost | 2503.49 |  | $/kW | 1 |  |  |  | × | IRPWDESC_Small |  |  | New Wind
Generators | System | WD_.PX.WYE._.PTC.Utility_Scale | Build Cost | 1392.68 |  | $/kW | 1 |  |  |  | × | IRPWDESC |  |  | New Wind
Generators | System | WD_.PX.WYN._.PTC.Small_Scale | Build Cost | 2503.49 |  | $/kW | 1 |  |  |  | × | IRPWDESC_Small |  |  | New Wind
Generators | System | WD_.PX.YAK._.PTC.Small_Scale | Build Cost | 2656.77 |  | $/kW | 1 |  |  |  | × | IRPWDESC_Small |  |  | New Wind
Generators | System | WD_.PX.YAK._.PTC.Utility_Scale | Build Cost | 1477.95 |  | $/kW | 1 |  |  |  | × | IRPWDESC |  |  | New Wind
Generators | System | GSC.PX.BDG._.___.Frame | Build Cost | 1235.75 |  | $/kW | 1 |  |  |  | × | Inflation |  |  | New Gas
Generators | System | PV_.PX.BDG._.PTC.Utility_Scale | FO&M Charge | 20.52 |  | $/kW/yr | 1 |  |  |  | × | Inflation |  |  | New Solar
Generators | System | PV_.PX.BOR._.PTC.Utility_Scale | FO&M Charge | 20.52 |  | $/kW/yr | 1 |  |  |  | × | Inflation |  |  | New Solar
Generators | System | PV_.PX.CLV._.PTC.Small_Scale | FO&M Charge | 18.16 |  | $/kW/yr | 1 |  |  |  | × | Inflation |  |  | New Solar
Generators | System | PV_.PX.COR._.PTC.Small_Scale | FO&M Charge | 18.16 |  | $/kW/yr | 1 |  |  |  | × | Inflation |  |  | New Solar
Generators | System | PV_.PX.COR._.PTC.Utility_Scale | FO&M Charge | 20.52 |  | $/kW/yr | 1 |  |  |  | × | Inflation |  |  | New Solar
Generators | System | PV_.PX.DJW._.PTC.Utility_Scale | FO&M Charge | 20.52 |  | $/kW/yr | 1 |  |  |  | × | Inflation |  |  | New Solar
Generators | System | PV_.PX.GOE._.PTC.Small_Scale | FO&M Charge | 18.16 |  | $/kW/yr | 1 |  |  |  | × | Inflation |  |  | New Solar
Generators | System | PV_.PX.GOE._.PTC.Utility_Scale | FO&M Charge | 20.52 |  | $/kW/yr | 1 |  |  |  | × | Inflation |  |  | New Solar
Generators | System | PV_.PX.HTG._.PTC.Utility_Scale | FO&M Charge | 20.52 |  | $/kW/yr | 1 |  |  |  | × | Inflation |  |  | New Solar
Generators | System | PV_.PX.NTN._.PTC.Utility_Scale | FO&M Charge | 20.52 |  | $/kW/yr | 1 |  |  |  | × | Inflation |  |  | New Solar
Generators | System | PV_.PX.NUT._.PTC.Small_Scale | FO&M Charge | 18.16 |  | $/kW/yr | 1 |  |  |  | × | Inflation |  |  | New Solar
Generators | System | PV_.PX.NUT._.PTC.Utility_Scale | FO&M Charge | 20.52 |  | $/kW/yr | 1 |  |  |  | × | Inflation |  |  | New Solar
Generators | System | PV_.PX.SOR._.PTC.Small_Scale | FO&M Charge | 18.16 |  | $/kW/yr | 1 |  |  |  | × | Inflation |  |  | New Solar
Generators | System | PV_.PX.SOR._.PTC.Utility_Scale | FO&M Charge | 20.52 |  | $/kW/yr | 1 |  |  |  | × | Inflation |  |  | New Solar
Generators | System | PV_.PX.SUM._.PTC.Utility_Scale | FO&M Charge | 20.52 |  | $/kW/yr | 1 |  |  |  | × | Inflation |  |  | New Solar
Generators | System | PV_.PX.UTS._.PTC.Small_Scale | FO&M Charge | 18.16 |  | $/kW/yr | 1 |  |  |  | × | Inflation |  |  | New Solar
Generators | System | PV_.PX.UTS._.PTC.Utility_Scale | FO&M Charge | 20.52 |  | $/kW/yr | 1 |  |  |  | × | Inflation |  |  | New Solar
Generators | System | PV_.PX.WMV._.PTC.Small_Scale | FO&M Charge | 18.16 |  | $/kW/yr | 1 |  |  |  | × | Inflation |  |  | New Solar
Generators | System | PV_.PX.WMV._.PTC.Utility_Scale | FO&M Charge | 20.52 |  | $/kW/yr | 1 |  |  |  | × | Inflation |  |  | New Solar
Generators | System | PV_.PX.WSF._.PTC.Small_Scale | FO&M Charge | 18.16 |  | $/kW/yr | 1 |  |  |  | × | Inflation |  |  | New Solar
Generators | System | PV_.PX.WWA._.PTC.Small_Scale | FO&M Charge | 18.16 |  | $/kW/yr | 1 |  |  |  | × | Inflation |  |  | New Solar
Generators | System | PV_.PX.WWA._.PTC.Utility_Scale | FO&M Charge | 20.52 |  | $/kW/yr | 1 |  |  |  | × | Inflation |  |  | New Solar
Generators | System | PV_.PX.WYC._.PTC.Small_Scale | FO&M Charge | 18.16 |  | $/kW/yr | 1 |  |  |  | × | Inflation |  |  | New Solar
Generators | System | PV_.PX.WYE._.PTC.Small_Scale | FO&M Charge | 18.16 |  | $/kW/yr | 1 |  |  |  | × | Inflation |  |  | New Solar
Generators | System | PV_.PX.WYE._.PTC.Utility_Scale | FO&M Charge | 20.52 |  | $/kW/yr | 1 |  |  |  | × | Inflation |  |  | New Solar
Generators | System | PV_.PX.WYN._.PTC.Small_Scale | FO&M Charge | 18.16 |  | $/kW/yr | 1 |  |  |  | × | Inflation |  |  | New Solar
Generators | System | PV_.PX.YAK._.PTC.Small_Scale | FO&M Charge | 18.16 |  | $/kW/yr | 1 |  |  |  | × | Inflation |  |  | New Solar
Generators | System | PV_.PX.YAK._.PTC.Utility_Scale | FO&M Charge | 20.52 |  | $/kW/yr | 1 |  |  |  | × | Inflation |  |  | New Solar | Include
Generators | System | WD_.PX.BDG._.PTC.Utility_Scale | FO&M Charge | 31.65 |  | $/kW/yr | 1 |  |  |  | × | Inflation |  |  | New Wind
Generators | System | WD_.PX.BOR._.PTC.Utility_Scale | FO&M Charge | 31.65 |  | $/kW/yr | 1 |  |  |  | × | Inflation |  |  | New Wind
Generators | System | WD_.PX.CLV._.PTC.Small_Scale | FO&M Charge | 38.79 |  | $/kW/yr | 1 |  |  |  | × | Inflation |  |  | New Wind
Generators | System | WD_.PX.COR._.PTC.Small_Scale | FO&M Charge | 38.79 |  | $/kW/yr | 1 |  |  |  | × | Inflation |  |  | New Wind
Generators | System | WD_.PX.COR._.PTC.Utility_Scale | FO&M Charge | 31.65 |  | $/kW/yr | 1 |  |  |  | × | Inflation |  |  | New Wind
Generators | System | WD_.PX.DJW._.PTC.Utility_Scale | FO&M Charge | 31.65 |  | $/kW/yr | 1 |  |  |  | × | Inflation |  |  | New Wind
Generators | System | WD_.PX.GOE._.PTC.Small_Scale | FO&M Charge | 38.79 |  | $/kW/yr | 1 |  |  |  | × | Inflation |  |  | New Wind
Generators | System | WD_.PX.GOE._.PTC.Utility_Scale | FO&M Charge | 31.65 |  | $/kW/yr | 1 |  |  |  | × | Inflation |  |  | New Wind
Generators | System | WD_.PX.HTG._.PTC.Utility_Scale | FO&M Charge | 31.65 |  | $/kW/yr | 1 |  |  |  | × | Inflation |  |  | New Wind
Generators | System | WD_.PX.NTN._.PTC.Utility_Scale | FO&M Charge | 31.65 |  | $/kW/yr | 1 |  |  |  | × | Inflation |  |  | New Wind
Generators | System | WD_.PX.NUT._.PTC.Small_Scale | FO&M Charge | 38.79 |  | $/kW/yr | 1 |  |  |  | × | Inflation |  |  | New Wind
Generators | System | WD_.PX.NUT._.PTC.Utility_Scale | FO&M Charge | 31.65 |  | $/kW/yr | 1 |  |  |  | × | Inflation |  |  | New Wind
Generators | System | WD_.PX.SOR._.PTC.Offshore | FO&M Charge | 69.26 |  | $/kW/yr | 1 |  |  |  | × | Inflation |  |  | New Wind
Generators | System | WD_.PX.SOR._.PTC.Small_Scale | FO&M Charge | 38.79 |  | $/kW/yr | 1 |  |  |  | × | Inflation |  |  | New Wind
Generators | System | WD_.PX.SOR._.PTC.Utility_Scale | FO&M Charge | 31.65 |  | $/kW/yr | 1 |  |  |  | × | Inflation |  |  | New Wind
Generators | System | WD_.PX.SUM._.PTC.Utility_Scale | FO&M Charge | 31.65 |  | $/kW/yr | 1 |  |  |  | × | Inflation |  |  | New Wind
Generators | System | WD_.PX.UTS._.PTC.Small_Scale | FO&M Charge | 38.79 |  | $/kW/yr | 1 |  |  |  | × | Inflation |  |  | New Wind
Generators | System | WD_.PX.UTS._.PTC.Utility_Scale | FO&M Charge | 31.65 |  | $/kW/yr | 1 |  |  |  | × | Inflation |  |  | New Wind
Generators | System | WD_.PX.WMV._.PTC.Small_Scale | FO&M Charge | 38.79 |  | $/kW/yr | 1 |  |  |  | × | Inflation |  |  | New Wind
Generators | System | WD_.PX.WMV._.PTC.Utility_Scale | FO&M Charge | 31.65 |  | $/kW/yr | 1 |  |  |  | × | Inflation |  |  | New Wind
Generators | System | WD_.PX.WSF._.PTC.Small_Scale | FO&M Charge | 38.79 |  | $/kW/yr | 1 |  |  |  | × | Inflation |  |  | New Wind
Generators | System | WD_.PX.WWA._.PTC.Small_Scale | FO&M Charge | 38.79 |  | $/kW/yr | 1 |  |  |  | × | Inflation |  |  | New Wind
Generators | System | WD_.PX.WWA._.PTC.Utility_Scale | FO&M Charge | 31.65 |  | $/kW/yr | 1 |  |  |  | × | Inflation |  |  | New Wind
Generators | System | WD_.PX.WYC._.PTC.Small_Scale | FO&M Charge | 38.79 |  | $/kW/yr | 1 |  |  |  | × | Inflation |  |  | New Wind
Generators | System | WD_.PX.WYE._.PTC.Small_Scale | FO&M Charge | 38.79 |  | $/kW/yr | 1 |  |  |  | × | Inflation |  |  | New Wind
Generators | System | WD_.PX.WYE._.PTC.Utility_Scale | FO&M Charge | 31.65 |  | $/kW/yr | 1 |  |  |  | × | Inflation |  |  | New Wind
Generators | System | WD_.PX.WYN._.PTC.Small_Scale | FO&M Charge | 38.79 |  | $/kW/yr | 1 |  |  |  | × | Inflation |  |  | New Wind
Generators | System | WD_.PX.YAK._.PTC.Small_Scale | FO&M Charge | 38.79 |  | $/kW/yr | 1 |  |  |  | × | Inflation |  |  | New Wind
Generators | System | WD_.PX.YAK._.PTC.Utility_Scale | FO&M Charge | 31.65 |  | $/kW/yr | 1 |  |  |  | × | Inflation |  |  | New Wind
Generators | System | GSC.PX.BDG._.___.Frame | FO&M Charge | 54.56 |  | $/kW/yr | 1 |  |  |  | × | Inflation |  |  | New Gas
Variables | System | 25IRP LI BAT 200 FOM | Profile | 38.77 |  | - | 1 |  |  |  | × | Inflation |  |  | -
Variables | System | 25IRP LI BAT 200 8HR FOM | Profile | 69.78 |  | - | 1 |  |  |  | × | Inflation |  |  | -
Variables | System | 25IRP 100HR BAT FOM | Profile | 21.04 |  | - | 1 |  |  |  | × | Inflation |  |  | -
Collection | Parent Object | Child Object | Property | Value | Data File | Units | Band | Date From | Date To | Timeslice | Action | Expression | Scenario | Memo | Category
Generators | System | PV_.PX.COR._.PTC.Utility_Scale | Economic Life | 25 |  | yr | 1 |  |  |  | = |  |  |  | New Solar |  | Added NTC Econ life
Generators | System | PV_.PX.SOR._.PTC.Utility_Scale | Economic Life | 25 |  | yr | 1 |  |  |  | = |  |  |  | New Solar |  | Added NTC Econ life
Generators | System | PV_.PX.SUM._.PTC.Utility_Scale | Economic Life | 25 |  | yr | 1 |  |  |  | = |  |  |  | New Solar |  | Added NTC Econ life
Generators | System | PV_.PX.UTS._.PTC.Utility_Scale | Economic Life | 25 |  | yr | 1 |  |  |  | = |  |  |  | New Solar |  | Added NTC Econ life
Generators | System | PV_.PX.WMV._.PTC.Utility_Scale | Economic Life | 25 |  | yr | 1 |  |  |  | = |  |  |  | New Solar |  | Added NTC Econ life
Generators | System | PV_.PX.WWA._.PTC.Utility_Scale | Economic Life | 25 |  | yr | 1 |  |  |  | = |  |  |  | New Solar |  | Added NTC Econ life
Generators | System | PV_.PX.YAK._.PTC.Utility_Scale | Economic Life | 25 |  | yr | 1 |  |  |  | = |  |  |  | New Solar |  | Added NTC Econ life
Generators | System | PV_.PX.BDG._.PTC.Utility_Scale | Economic Life | 25 |  | yr | 1 |  |  |  | = |  |  |  | New Solar |  | Added NTC Econ life
Generators | System | PV_.PX.HTG._.PTC.Utility_Scale | Economic Life | 25 |  | yr | 1 |  |  |  | = |  |  |  | New Solar |  | Added NTC Econ life
Generators | System | PV_.PX.NTN._.PTC.Utility_Scale | Economic Life | 25 |  | yr | 1 |  |  |  | = |  |  |  | New Solar |  | Added NTC Econ life
Generators | System | WD_.PX.BDG._.PTC.Utility_Scale | Economic Life | 30 |  | yr | 1 |  |  |  | = |  |  |  | New Wind |  | Added NTC Econ life
Generators | System | WD_.PX.DJW._.PTC.Utility_Scale | Economic Life | 30 |  | yr | 1 |  |  |  | = |  |  |  | New Wind |  | Added NTC Econ life
Generators | System | WD_.PX.WMV._.PTC.Utility_Scale | Economic Life | 30 |  | yr | 1 |  |  |  | = |  |  |  | New Wind |  | Added NTC Econ life
Generators | System | WD_.PX.WYC._.PTC.Small_Scale | Economic Life | 30 |  | yr | 1 |  |  |  | = |  |  |  | New Wind |  | Added NTC Econ life
Generators | System | WD_.PX.WYE._.PTC.Small_Scale | Economic Life | 30 |  | yr | 1 |  |  |  | = |  |  |  | New Wind |  | Added NTC Econ life
Generators | System | WD_.PX.WYE._.PTC.Utility_Scale | Economic Life | 30 |  | yr | 1 |  |  |  | = |  |  |  | New Wind |  | Added NTC Econ life
Batteries | System | BAT.PX.CHE._.ITC.Li_ion_4hr | Economic Life | 20 |  | yr | 1 |  |  |  | = |  |  |  | New Battery
Batteries | System | BAT.PX.COR._.ITC.Li_ion_4hr | Economic Life | 20 |  | yr | 1 |  |  |  | = |  |  |  | New Battery
Batteries | System | BAT.PX.COR._.ITC.Li_ion_4hr_Local | Economic Life | 20 |  | yr | 1 |  |  |  | = |  |  |  | New Battery
Batteries | System | BAT.PX.HTG._.ITC.Li_ion_4hr | Economic Life | 20 |  | yr | 1 |  |  |  | = |  |  |  | New Battery
Batteries | System | BAT.PX.PNC._.ITC.Li_ion_4hr_Local | Economic Life | 20 |  | yr | 1 |  |  |  | = |  |  |  | New Battery
Batteries | System | BAT.PX.SOR._.ITC.Li_ion_4hr_Local | Economic Life | 20 |  | yr | 1 |  |  |  | = |  |  |  | New Battery
Batteries | System | BAT.PX.UTS._.ITC.Li_ion_4hr | Economic Life | 20 |  | yr | 1 |  |  |  | = |  |  |  | New Battery
Batteries | System | BAT.PX.WMV._.ITC.Li_ion_4hr | Economic Life | 20 |  | yr | 1 |  |  |  | = |  |  |  | New Battery
Batteries | System | BAT.PX.WWA._.ITC.Li_ion_4hr | Economic Life | 20 |  | yr | 1 |  |  |  | = |  |  |  | New Battery
Batteries | System | BAT.PX.WWA._.ITC.Li_ion_4hr_Local | Economic Life | 20 |  | yr | 1 |  |  |  | = |  |  |  | New Battery
Batteries | System | BAT.PX.YAK._.ITC.Li_ion_4hr | Economic Life | 20 |  | yr | 1 |  |  |  | = |  |  |  | New Battery
Batteries | System | BAT.PX.YAK._.ITC.Li_ion_4hr_Local | Economic Life | 20 |  | yr | 1 |  |  |  | = |  |  |  | New Battery
Batteries | System | BAT.PX.DJW._.ITC.Li_ion_8hr | Economic Life | 20 |  | yr | 1 |  |  |  | = |  |  |  | New Long Duration Storage
Batteries | System | BAT.PX.WSF._.ITC.IronAir_100hr | Economic Life | 20 |  | yr | 1 |  |  |  | = |  |  |  | New Long Duration Storage
Generators | System | GSC.PX.BDG._.___.Frame | Economic Life | 40 |  | yr | 1 |  |  |  | = |  |  | H:\2023 IRP\3 - Assumptions\12 - New Resources (SSR)\[23 IRP Nat Gas_2023 02 10.xlsx] | New Gas | FALSE
Collection | Parent Object | Child Object | Property | Value | Data File | Units | Band | Date From | Date To | Timeslice | Action | Expression | Scenario | Memo | Category
Generators | System | PV_.PX.COR._.PTC.Utility_Scale | Levelized Capital Carrying Rate | 8.589 |  | % | 1 |  |  |  | = |  |  |  | New Solar
Generators | System | PV_.PX.SOR._.PTC.Utility_Scale | Levelized Capital Carrying Rate | 8.589 |  | % | 1 |  |  |  | = |  |  |  | New Solar
Generators | System | PV_.PX.SUM._.PTC.Utility_Scale | Levelized Capital Carrying Rate | 8.589 |  | % | 1 |  |  |  | = |  |  |  | New Solar
Generators | System | PV_.PX.UTS._.PTC.Utility_Scale | Levelized Capital Carrying Rate | 8.589 |  | % | 1 |  |  |  | = |  |  |  | New Solar
Generators | System | PV_.PX.WMV._.PTC.Utility_Scale | Levelized Capital Carrying Rate | 8.589 |  | % | 1 |  |  |  | = |  |  |  | New Solar
Generators | System | PV_.PX.WWA._.PTC.Utility_Scale | Levelized Capital Carrying Rate | 8.589 |  | % | 1 |  |  |  | = |  |  |  | New Solar
Generators | System | PV_.PX.YAK._.PTC.Utility_Scale | Levelized Capital Carrying Rate | 8.589 |  | % | 1 |  |  |  | = |  |  |  | New Solar
Generators | System | WD_.PX.BDG._.PTC.Utility_Scale | Levelized Capital Carrying Rate | 8.15 |  | % | 1 |  |  |  | = |  |  |  | New Wind
Generators | System | WD_.PX.DJW._.PTC.Utility_Scale | Levelized Capital Carrying Rate | 8.15 |  | % | 1 |  |  |  | = |  |  |  | New Wind
Generators | System | WD_.PX.WMV._.PTC.Utility_Scale | Levelized Capital Carrying Rate | 8.15 |  | % | 1 |  |  |  | = |  |  |  | New Wind
Generators | System | WD_.PX.WYC._.PTC.Small_Scale | Levelized Capital Carrying Rate | 8.15 |  | % | 1 |  |  |  | = |  |  |  | New Wind
Generators | System | WD_.PX.WYE._.PTC.Small_Scale | Levelized Capital Carrying Rate | 8.119 |  | % | 1 |  |  |  | = |  |  |  | New Wind
Generators | System | WD_.PX.WYE._.PTC.Utility_Scale | Levelized Capital Carrying Rate | 8.15 |  | % | 1 |  |  |  | = |  |  |  | New Wind
Batteries | System | BAT.PX.CHE._.ITC.Li_ion_4hr | Levelized Capital Carrying Rate | 6.478 |  | % | 1 |  |  |  | = |  |  |  | New Battery
Batteries | System | BAT.PX.COR._.ITC.Li_ion_4hr | Levelized Capital Carrying Rate | 6.478 |  | % | 1 |  |  |  | = |  |  |  | New Battery
Batteries | System | BAT.PX.COR._.ITC.Li_ion_4hr_Local | Levelized Capital Carrying Rate | 6.478 |  | % | 1 |  |  |  | = |  |  |  | New Battery
Batteries | System | BAT.PX.HTG._.ITC.Li_ion_4hr | Levelized Capital Carrying Rate | 5.386 |  | % | 1 |  |  |  | = |  |  |  | New Battery
Batteries | System | BAT.PX.PNC._.ITC.Li_ion_4hr_Local | Levelized Capital Carrying Rate | 6.478 |  | % | 1 |  |  |  | = |  |  |  | New Battery
Batteries | System | BAT.PX.SOR._.ITC.Li_ion_4hr_Local | Levelized Capital Carrying Rate | 6.478 |  | % | 1 |  |  |  | = |  |  |  | New Battery
Batteries | System | BAT.PX.UTS._.ITC.Li_ion_4hr | Levelized Capital Carrying Rate | 5.386 |  | % | 1 |  |  |  | = |  |  |  | New Battery
Batteries | System | BAT.PX.WMV._.ITC.Li_ion_4hr | Levelized Capital Carrying Rate | 6.478 |  | % | 1 |  |  |  | = |  |  |  | New Battery
Batteries | System | BAT.PX.WWA._.ITC.Li_ion_4hr | Levelized Capital Carrying Rate | 6.478 |  | % | 1 |  |  |  | = |  |  |  | New Battery
Batteries | System | BAT.PX.WWA._.ITC.Li_ion_4hr_Local | Levelized Capital Carrying Rate | 6.478 |  | % | 1 |  |  |  | = |  |  |  | New Battery
Batteries | System | BAT.PX.YAK._.ITC.Li_ion_4hr | Levelized Capital Carrying Rate | 6.478 |  | % | 1 |  |  |  | = |  |  |  | New Battery
Batteries | System | BAT.PX.YAK._.ITC.Li_ion_4hr_Local | Levelized Capital Carrying Rate | 6.478 |  | % | 1 |  |  |  | = |  |  |  | New Battery
Batteries | System | BAT.PX.DJW._.ITC.Li_ion_8hr | Levelized Capital Carrying Rate | 5.387 |  | % | 1 |  |  |  | = |  |  |  | New Long Duration Storage
Batteries | System | BAT.PX.WSF._.ITC.IronAir_100hr | Levelized Capital Carrying Rate | 5.543 |  | % | 1 |  |  |  | = |  |  |  | New Long Duration Storage
Generators | System | GSC.PX.BDG._.___.Frame | Levelized Capital Carrying Rate | 8.275 |  | % | 1 |  |  |  | = |  |  |  | New Gas | FALSE
Collection | Parent Object | Child Object | Property | Value | Data File | Units | Band | Date From | Date To | Timeslice | Action | Expression | Scenario | Memo | Category |  |  | Year
Variables | System | IRPPVESC | Profile | 1.0651 |  | - | 1 | 2025-01-01 |  |  | = |  | Post 25 IRP Escalation Rates | H:\_Projects\2025\DJ Analysis\Assumptions\25 IRP Escalation Rates v2 Updated 04212025.xlsx | Escalation Rates |  |  | 2025
Variables | System | IRPPVESC | Profile | 1.0448 |  | - | 1 | 2026-01-01 |  |  | = |  | Post 25 IRP Escalation Rates | H:\_Projects\2025\DJ Analysis\Assumptions\25 IRP Escalation Rates v2 Updated 04212025.xlsx | Escalation Rates |  |  | 2026
Variables | System | IRPPVESC | Profile | 1.0231 |  | - | 1 | 2027-01-01 |  |  | = |  | Post 25 IRP Escalation Rates | H:\_Projects\2025\DJ Analysis\Assumptions\25 IRP Escalation Rates v2 Updated 04212025.xlsx | Escalation Rates |  |  | 2027
Variables | System | IRPPVESC | Profile | 1 |  | - | 1 | 2028-01-01 |  |  | = |  | Post 25 IRP Escalation Rates | H:\_Projects\2025\DJ Analysis\Assumptions\25 IRP Escalation Rates v2 Updated 04212025.xlsx | Escalation Rates |  |  | 2028
Variables | System | IRPPVESC | Profile | 0.97538 |  | - | 1 | 2029-01-01 |  |  | = |  | Post 25 IRP Escalation Rates | H:\_Projects\2025\DJ Analysis\Assumptions\25 IRP Escalation Rates v2 Updated 04212025.xlsx | Escalation Rates |  |  | 2029
Variables | System | IRPPVESC | Profile | 0.94922 |  | - | 1 | 2030-01-01 |  |  | = |  | Post 25 IRP Escalation Rates | H:\_Projects\2025\DJ Analysis\Assumptions\25 IRP Escalation Rates v2 Updated 04212025.xlsx | Escalation Rates |  |  | 2030
Variables | System | IRPPVESC | Profile | 0.92145 |  | - | 1 | 2031-01-01 |  |  | = |  | Post 25 IRP Escalation Rates | H:\_Projects\2025\DJ Analysis\Assumptions\25 IRP Escalation Rates v2 Updated 04212025.xlsx | Escalation Rates |  |  | 2031
Variables | System | IRPPVESC | Profile | 0.89202 |  | - | 1 | 2032-01-01 |  |  | = |  | Post 25 IRP Escalation Rates | H:\_Projects\2025\DJ Analysis\Assumptions\25 IRP Escalation Rates v2 Updated 04212025.xlsx | Escalation Rates |  |  | 2032
Variables | System | IRPPVESC | Profile | 0.86087 |  | - | 1 | 2033-01-01 |  |  | = |  | Post 25 IRP Escalation Rates | H:\_Projects\2025\DJ Analysis\Assumptions\25 IRP Escalation Rates v2 Updated 04212025.xlsx | Escalation Rates |  |  | 2033
Variables | System | IRPPVESC | Profile | 0.82794 |  | - | 1 | 2034-01-01 |  |  | = |  | Post 25 IRP Escalation Rates | H:\_Projects\2025\DJ Analysis\Assumptions\25 IRP Escalation Rates v2 Updated 04212025.xlsx | Escalation Rates |  |  | 2034
Variables | System | IRPPVESC | Profile | 0.79316 |  | - | 1 | 2035-01-01 |  |  | = |  | Post 25 IRP Escalation Rates | H:\_Projects\2025\DJ Analysis\Assumptions\25 IRP Escalation Rates v2 Updated 04212025.xlsx | Escalation Rates |  |  | 2035
Variables | System | IRPPVESC | Profile | 0.79763 |  | - | 1 | 2036-01-01 |  |  | = |  | Post 25 IRP Escalation Rates | H:\_Projects\2025\DJ Analysis\Assumptions\25 IRP Escalation Rates v2 Updated 04212025.xlsx | Escalation Rates |  |  | 2036
Variables | System | IRPPVESC | Profile | 0.80192 |  | - | 1 | 2037-01-01 |  |  | = |  | Post 25 IRP Escalation Rates | H:\_Projects\2025\DJ Analysis\Assumptions\25 IRP Escalation Rates v2 Updated 04212025.xlsx | Escalation Rates |  |  | 2037
Variables | System | IRPPVESC | Profile | 0.80602 |  | - | 1 | 2038-01-01 |  |  | = |  | Post 25 IRP Escalation Rates | H:\_Projects\2025\DJ Analysis\Assumptions\25 IRP Escalation Rates v2 Updated 04212025.xlsx | Escalation Rates |  |  | 2038
Variables | System | IRPPVESC | Profile | 0.80991 |  | - | 1 | 2039-01-01 |  |  | = |  | Post 25 IRP Escalation Rates | H:\_Projects\2025\DJ Analysis\Assumptions\25 IRP Escalation Rates v2 Updated 04212025.xlsx | Escalation Rates |  |  | 2039
Variables | System | IRPPVESC | Profile | 0.81359 |  | - | 1 | 2040-01-01 |  |  | = |  | Post 25 IRP Escalation Rates | H:\_Projects\2025\DJ Analysis\Assumptions\25 IRP Escalation Rates v2 Updated 04212025.xlsx | Escalation Rates |  |  | 2040
Variables | System | IRPPVESC | Profile | 0.81705 |  | - | 1 | 2041-01-01 |  |  | = |  | Post 25 IRP Escalation Rates | H:\_Projects\2025\DJ Analysis\Assumptions\25 IRP Escalation Rates v2 Updated 04212025.xlsx | Escalation Rates |  |  | 2041
Variables | System | IRPPVESC | Profile | 0.82027 |  | - | 1 | 2042-01-01 |  |  | = |  | Post 25 IRP Escalation Rates | H:\_Projects\2025\DJ Analysis\Assumptions\25 IRP Escalation Rates v2 Updated 04212025.xlsx | Escalation Rates |  |  | 2042
Variables | System | IRPPVESC | Profile | 0.82325 |  | - | 1 | 2043-01-01 |  |  | = |  | Post 25 IRP Escalation Rates | H:\_Projects\2025\DJ Analysis\Assumptions\25 IRP Escalation Rates v2 Updated 04212025.xlsx | Escalation Rates |  |  | 2043
Variables | System | IRPPVESC | Profile | 0.82596 |  | - | 1 | 2044-01-01 |  |  | = |  | Post 25 IRP Escalation Rates | H:\_Projects\2025\DJ Analysis\Assumptions\25 IRP Escalation Rates v2 Updated 04212025.xlsx | Escalation Rates |  |  | 2044
Variables | System | IRPPVESC | Profile | 0.8284 |  | - | 1 | 2045-01-01 |  |  | = |  | Post 25 IRP Escalation Rates | H:\_Projects\2025\DJ Analysis\Assumptions\25 IRP Escalation Rates v2 Updated 04212025.xlsx | Escalation Rates |  |  | 2045
Collection | Parent Object | Child Object | Property | Value | Data File | Units | Band | Date From | Date To | Timeslice | Action | Expression | Scenario | Memo | Category |  |  | Year
Variables | System | 25IRPBATESC | Profile | 1.0198 |  | - | 1 | 2025-01-01 |  |  | = |  | Post 25 IRP Escalation Rates | H:\_Projects\2025\DJ Analysis\Assumptions\25 IRP Escalation Rates v2 Updated 04212025.xlsx | Escalation Rates |  |  | 2025
Variables | System | 25IRPBATESC | Profile | 1.0103 |  | - | 1 | 2026-01-01 |  |  | = |  | Post 25 IRP Escalation Rates | H:\_Projects\2025\DJ Analysis\Assumptions\25 IRP Escalation Rates v2 Updated 04212025.xlsx | Escalation Rates |  |  | 2026
Variables | System | 25IRPBATESC | Profile | 1 |  | - | 1 | 2027-01-01 |  |  | = |  | Post 25 IRP Escalation Rates | H:\_Projects\2025\DJ Analysis\Assumptions\25 IRP Escalation Rates v2 Updated 04212025.xlsx | Escalation Rates |  |  | 2027
Variables | System | 25IRPBATESC | Profile | 0.98873 |  | - | 1 | 2028-01-01 |  |  | = |  | Post 25 IRP Escalation Rates | H:\_Projects\2025\DJ Analysis\Assumptions\25 IRP Escalation Rates v2 Updated 04212025.xlsx | Escalation Rates |  |  | 2028
Variables | System | 25IRPBATESC | Profile | 0.9765 |  | - | 1 | 2029-01-01 |  |  | = |  | Post 25 IRP Escalation Rates | H:\_Projects\2025\DJ Analysis\Assumptions\25 IRP Escalation Rates v2 Updated 04212025.xlsx | Escalation Rates |  |  | 2029
Variables | System | 25IRPBATESC | Profile | 0.96325 |  | - | 1 | 2030-01-01 |  |  | = |  | Post 25 IRP Escalation Rates | H:\_Projects\2025\DJ Analysis\Assumptions\25 IRP Escalation Rates v2 Updated 04212025.xlsx | Escalation Rates |  |  | 2030
Variables | System | 25IRPBATESC | Profile | 0.97016 |  | - | 1 | 2031-01-01 |  |  | = |  | Post 25 IRP Escalation Rates | H:\_Projects\2025\DJ Analysis\Assumptions\25 IRP Escalation Rates v2 Updated 04212025.xlsx | Escalation Rates |  |  | 2031
Variables | System | 25IRPBATESC | Profile | 0.9769 |  | - | 1 | 2032-01-01 |  |  | = |  | Post 25 IRP Escalation Rates | H:\_Projects\2025\DJ Analysis\Assumptions\25 IRP Escalation Rates v2 Updated 04212025.xlsx | Escalation Rates |  |  | 2032
Variables | System | 25IRPBATESC | Profile | 0.98348 |  | - | 1 | 2033-01-01 |  |  | = |  | Post 25 IRP Escalation Rates | H:\_Projects\2025\DJ Analysis\Assumptions\25 IRP Escalation Rates v2 Updated 04212025.xlsx | Escalation Rates |  |  | 2033
Variables | System | 25IRPBATESC | Profile | 0.98989 |  | - | 1 | 2034-01-01 |  |  | = |  | Post 25 IRP Escalation Rates | H:\_Projects\2025\DJ Analysis\Assumptions\25 IRP Escalation Rates v2 Updated 04212025.xlsx | Escalation Rates |  |  | 2034
Variables | System | 25IRPBATESC | Profile | 0.9961 |  | - | 1 | 2035-01-01 |  |  | = |  | Post 25 IRP Escalation Rates | H:\_Projects\2025\DJ Analysis\Assumptions\25 IRP Escalation Rates v2 Updated 04212025.xlsx | Escalation Rates |  |  | 2035
Variables | System | 25IRPBATESC | Profile | 1.0021 |  | - | 1 | 2036-01-01 |  |  | = |  | Post 25 IRP Escalation Rates | H:\_Projects\2025\DJ Analysis\Assumptions\25 IRP Escalation Rates v2 Updated 04212025.xlsx | Escalation Rates |  |  | 2036
Variables | System | 25IRPBATESC | Profile | 1.0079 |  | - | 1 | 2037-01-01 |  |  | = |  | Post 25 IRP Escalation Rates | H:\_Projects\2025\DJ Analysis\Assumptions\25 IRP Escalation Rates v2 Updated 04212025.xlsx | Escalation Rates |  |  | 2037
Variables | System | 25IRPBATESC | Profile | 1.0135 |  | - | 1 | 2038-01-01 |  |  | = |  | Post 25 IRP Escalation Rates | H:\_Projects\2025\DJ Analysis\Assumptions\25 IRP Escalation Rates v2 Updated 04212025.xlsx | Escalation Rates |  |  | 2038
Variables | System | 25IRPBATESC | Profile | 1.0189 |  | - | 1 | 2039-01-01 |  |  | = |  | Post 25 IRP Escalation Rates | H:\_Projects\2025\DJ Analysis\Assumptions\25 IRP Escalation Rates v2 Updated 04212025.xlsx | Escalation Rates |  |  | 2039
Variables | System | 25IRPBATESC | Profile | 1.024 |  | - | 1 | 2040-01-01 |  |  | = |  | Post 25 IRP Escalation Rates | H:\_Projects\2025\DJ Analysis\Assumptions\25 IRP Escalation Rates v2 Updated 04212025.xlsx | Escalation Rates |  |  | 2040
Variables | System | 25IRPBATESC | Profile | 1.0288 |  | - | 1 | 2041-01-01 |  |  | = |  | Post 25 IRP Escalation Rates | H:\_Projects\2025\DJ Analysis\Assumptions\25 IRP Escalation Rates v2 Updated 04212025.xlsx | Escalation Rates |  |  | 2041
Variables | System | 25IRPBATESC | Profile | 1.0334 |  | - | 1 | 2042-01-01 |  |  | = |  | Post 25 IRP Escalation Rates | H:\_Projects\2025\DJ Analysis\Assumptions\25 IRP Escalation Rates v2 Updated 04212025.xlsx | Escalation Rates |  |  | 2042
Variables | System | 25IRPBATESC | Profile | 1.0376 |  | - | 1 | 2043-01-01 |  |  | = |  | Post 25 IRP Escalation Rates | H:\_Projects\2025\DJ Analysis\Assumptions\25 IRP Escalation Rates v2 Updated 04212025.xlsx | Escalation Rates |  |  | 2043
Variables | System | 25IRPBATESC | Profile | 1.0416 |  | - | 1 | 2044-01-01 |  |  | = |  | Post 25 IRP Escalation Rates | H:\_Projects\2025\DJ Analysis\Assumptions\25 IRP Escalation Rates v2 Updated 04212025.xlsx | Escalation Rates |  |  | 2044
Variables | System | 25IRPBATESC | Profile | 1.0453 |  | - | 1 | 2045-01-01 |  |  | = |  | Post 25 IRP Escalation Rates | H:\_Projects\2025\DJ Analysis\Assumptions\25 IRP Escalation Rates v2 Updated 04212025.xlsx | Escalation Rates |  |  | 2045
Collection | Parent Object | Child Object | Property | Value | Data File | Units | Band | Date From | Date To | Timeslice | Action | Expression | Scenario | Memo | Category |  |  | Year
Variables | System | IRPWDESC | Profile | 1.0005 |  | - | 1 | 2025-01-01 |  |  | = |  | Post 25 IRP Escalation Rates | H:\_Projects\2025\DJ Analysis\Assumptions\25 IRP Escalation Rates v2 Updated 04212025.xlsx | Escalation Rates |  |  | 2025
Variables | System | IRPWDESC | Profile | 1.0013 |  | - | 1 | 2026-01-01 |  |  | = |  | Post 25 IRP Escalation Rates | H:\_Projects\2025\DJ Analysis\Assumptions\25 IRP Escalation Rates v2 Updated 04212025.xlsx | Escalation Rates |  |  | 2026
Variables | System | IRPWDESC | Profile | 1.0017 |  | - | 1 | 2027-01-01 |  |  | = |  | Post 25 IRP Escalation Rates | H:\_Projects\2025\DJ Analysis\Assumptions\25 IRP Escalation Rates v2 Updated 04212025.xlsx | Escalation Rates |  |  | 2027
Variables | System | IRPWDESC | Profile | 1.0016 |  | - | 1 | 2028-01-01 |  |  | = |  | Post 25 IRP Escalation Rates | H:\_Projects\2025\DJ Analysis\Assumptions\25 IRP Escalation Rates v2 Updated 04212025.xlsx | Escalation Rates |  |  | 2028
Variables | System | IRPWDESC | Profile | 1.0011 |  | - | 1 | 2029-01-01 |  |  | = |  | Post 25 IRP Escalation Rates | H:\_Projects\2025\DJ Analysis\Assumptions\25 IRP Escalation Rates v2 Updated 04212025.xlsx | Escalation Rates |  |  | 2029
Variables | System | IRPWDESC | Profile | 1 |  | - | 1 | 2030-01-01 |  |  | = |  | Post 25 IRP Escalation Rates | H:\_Projects\2025\DJ Analysis\Assumptions\25 IRP Escalation Rates v2 Updated 04212025.xlsx | Escalation Rates |  |  | 2030
Variables | System | IRPWDESC | Profile | 1.0112 |  | - | 1 | 2031-01-01 |  |  | = |  | Post 25 IRP Escalation Rates | H:\_Projects\2025\DJ Analysis\Assumptions\25 IRP Escalation Rates v2 Updated 04212025.xlsx | Escalation Rates |  |  | 2031
Variables | System | IRPWDESC | Profile | 1.0223 |  | - | 1 | 2032-01-01 |  |  | = |  | Post 25 IRP Escalation Rates | H:\_Projects\2025\DJ Analysis\Assumptions\25 IRP Escalation Rates v2 Updated 04212025.xlsx | Escalation Rates |  |  | 2032
Variables | System | IRPWDESC | Profile | 1.0335 |  | - | 1 | 2033-01-01 |  |  | = |  | Post 25 IRP Escalation Rates | H:\_Projects\2025\DJ Analysis\Assumptions\25 IRP Escalation Rates v2 Updated 04212025.xlsx | Escalation Rates |  |  | 2033
Variables | System | IRPWDESC | Profile | 1.0447 |  | - | 1 | 2034-01-01 |  |  | = |  | Post 25 IRP Escalation Rates | H:\_Projects\2025\DJ Analysis\Assumptions\25 IRP Escalation Rates v2 Updated 04212025.xlsx | Escalation Rates |  |  | 2034
Variables | System | IRPWDESC | Profile | 1.0559 |  | - | 1 | 2035-01-01 |  |  | = |  | Post 25 IRP Escalation Rates | H:\_Projects\2025\DJ Analysis\Assumptions\25 IRP Escalation Rates v2 Updated 04212025.xlsx | Escalation Rates |  |  | 2035
Variables | System | IRPWDESC | Profile | 1.0671 |  | - | 1 | 2036-01-01 |  |  | = |  | Post 25 IRP Escalation Rates | H:\_Projects\2025\DJ Analysis\Assumptions\25 IRP Escalation Rates v2 Updated 04212025.xlsx | Escalation Rates |  |  | 2036
Variables | System | IRPWDESC | Profile | 1.0782 |  | - | 1 | 2037-01-01 |  |  | = |  | Post 25 IRP Escalation Rates | H:\_Projects\2025\DJ Analysis\Assumptions\25 IRP Escalation Rates v2 Updated 04212025.xlsx | Escalation Rates |  |  | 2037
Variables | System | IRPWDESC | Profile | 1.0894 |  | - | 1 | 2038-01-01 |  |  | = |  | Post 25 IRP Escalation Rates | H:\_Projects\2025\DJ Analysis\Assumptions\25 IRP Escalation Rates v2 Updated 04212025.xlsx | Escalation Rates |  |  | 2038
Variables | System | IRPWDESC | Profile | 1.1005 |  | - | 1 | 2039-01-01 |  |  | = |  | Post 25 IRP Escalation Rates | H:\_Projects\2025\DJ Analysis\Assumptions\25 IRP Escalation Rates v2 Updated 04212025.xlsx | Escalation Rates |  |  | 2039
Variables | System | IRPWDESC | Profile | 1.1116 |  | - | 1 | 2040-01-01 |  |  | = |  | Post 25 IRP Escalation Rates | H:\_Projects\2025\DJ Analysis\Assumptions\25 IRP Escalation Rates v2 Updated 04212025.xlsx | Escalation Rates |  |  | 2040
Variables | System | IRPWDESC | Profile | 1.1226 |  | - | 1 | 2041-01-01 |  |  | = |  | Post 25 IRP Escalation Rates | H:\_Projects\2025\DJ Analysis\Assumptions\25 IRP Escalation Rates v2 Updated 04212025.xlsx | Escalation Rates |  |  | 2041
Variables | System | IRPWDESC | Profile | 1.1336 |  | - | 1 | 2042-01-01 |  |  | = |  | Post 25 IRP Escalation Rates | H:\_Projects\2025\DJ Analysis\Assumptions\25 IRP Escalation Rates v2 Updated 04212025.xlsx | Escalation Rates |  |  | 2042
Variables | System | IRPWDESC | Profile | 1.1445 |  | - | 1 | 2043-01-01 |  |  | = |  | Post 25 IRP Escalation Rates | H:\_Projects\2025\DJ Analysis\Assumptions\25 IRP Escalation Rates v2 Updated 04212025.xlsx | Escalation Rates |  |  | 2043
Variables | System | IRPWDESC | Profile | 1.1554 |  | - | 1 | 2044-01-01 |  |  | = |  | Post 25 IRP Escalation Rates | H:\_Projects\2025\DJ Analysis\Assumptions\25 IRP Escalation Rates v2 Updated 04212025.xlsx | Escalation Rates |  |  | 2044
Variables | System | IRPWDESC | Profile | 1.1662 |  | - | 1 | 2045-01-01 |  |  | = |  | Post 25 IRP Escalation Rates | H:\_Projects\2025\DJ Analysis\Assumptions\25 IRP Escalation Rates v2 Updated 04212025.xlsx | Escalation Rates |  |  | 2045
Collection | Parent Object | Child Object | Property | Value | Data File | Units | Band | Date From | Date To | Timeslice | Action | Expression | Scenario | Memo | Category |  |  | Year
Variables | System | IRPPVESC_Small | Profile | 1.0265 |  | - | 1 | 2025-01-01 |  |  | = |  | Post 25 IRP Escalation Rates | H:\_Projects\2025\DJ Analysis\Assumptions\25 IRP Escalation Rates v2 Updated 04212025.xlsx | Escalation Rates |  |  | 2025
Variables | System | IRPPVESC_Small | Profile | 1.0185 |  | - | 1 | 2026-01-01 |  |  | = |  | Post 25 IRP Escalation Rates | H:\_Projects\2025\DJ Analysis\Assumptions\25 IRP Escalation Rates v2 Updated 04212025.xlsx | Escalation Rates |  |  | 2026
Variables | System | IRPPVESC_Small | Profile | 1.0097 |  | - | 1 | 2027-01-01 |  |  | = |  | Post 25 IRP Escalation Rates | H:\_Projects\2025\DJ Analysis\Assumptions\25 IRP Escalation Rates v2 Updated 04212025.xlsx | Escalation Rates |  |  | 2027
Variables | System | IRPPVESC_Small | Profile | 1 |  | - | 1 | 2028-01-01 |  |  | = |  | Post 25 IRP Escalation Rates | H:\_Projects\2025\DJ Analysis\Assumptions\25 IRP Escalation Rates v2 Updated 04212025.xlsx | Escalation Rates |  |  | 2028
Variables | System | IRPPVESC_Small | Profile | 0.98941 |  | - | 1 | 2029-01-01 |  |  | = |  | Post 25 IRP Escalation Rates | H:\_Projects\2025\DJ Analysis\Assumptions\25 IRP Escalation Rates v2 Updated 04212025.xlsx | Escalation Rates |  |  | 2029
Variables | System | IRPPVESC_Small | Profile | 0.97788 |  | - | 1 | 2030-01-01 |  |  | = |  | Post 25 IRP Escalation Rates | H:\_Projects\2025\DJ Analysis\Assumptions\25 IRP Escalation Rates v2 Updated 04212025.xlsx | Escalation Rates |  |  | 2030
Variables | System | IRPPVESC_Small | Profile | 0.96538 |  | - | 1 | 2031-01-01 |  |  | = |  | Post 25 IRP Escalation Rates | H:\_Projects\2025\DJ Analysis\Assumptions\25 IRP Escalation Rates v2 Updated 04212025.xlsx | Escalation Rates |  |  | 2031
Variables | System | IRPPVESC_Small | Profile | 0.95188 |  | - | 1 | 2032-01-01 |  |  | = |  | Post 25 IRP Escalation Rates | H:\_Projects\2025\DJ Analysis\Assumptions\25 IRP Escalation Rates v2 Updated 04212025.xlsx | Escalation Rates |  |  | 2032
Variables | System | IRPPVESC_Small | Profile | 0.93732 |  | - | 1 | 2033-01-01 |  |  | = |  | Post 25 IRP Escalation Rates | H:\_Projects\2025\DJ Analysis\Assumptions\25 IRP Escalation Rates v2 Updated 04212025.xlsx | Escalation Rates |  |  | 2033
Variables | System | IRPPVESC_Small | Profile | 0.92167 |  | - | 1 | 2034-01-01 |  |  | = |  | Post 25 IRP Escalation Rates | H:\_Projects\2025\DJ Analysis\Assumptions\25 IRP Escalation Rates v2 Updated 04212025.xlsx | Escalation Rates |  |  | 2034
Variables | System | IRPPVESC_Small | Profile | 0.9049 |  | - | 1 | 2035-01-01 |  |  | = |  | Post 25 IRP Escalation Rates | H:\_Projects\2025\DJ Analysis\Assumptions\25 IRP Escalation Rates v2 Updated 04212025.xlsx | Escalation Rates |  |  | 2035
Variables | System | IRPPVESC_Small | Profile | 0.9092 |  | - | 1 | 2036-01-01 |  |  | = |  | Post 25 IRP Escalation Rates | H:\_Projects\2025\DJ Analysis\Assumptions\25 IRP Escalation Rates v2 Updated 04212025.xlsx | Escalation Rates |  |  | 2036
Variables | System | IRPPVESC_Small | Profile | 0.91326 |  | - | 1 | 2037-01-01 |  |  | = |  | Post 25 IRP Escalation Rates | H:\_Projects\2025\DJ Analysis\Assumptions\25 IRP Escalation Rates v2 Updated 04212025.xlsx | Escalation Rates |  |  | 2037
Variables | System | IRPPVESC_Small | Profile | 0.91707 |  | - | 1 | 2038-01-01 |  |  | = |  | Post 25 IRP Escalation Rates | H:\_Projects\2025\DJ Analysis\Assumptions\25 IRP Escalation Rates v2 Updated 04212025.xlsx | Escalation Rates |  |  | 2038
Variables | System | IRPPVESC_Small | Profile | 0.9206 |  | - | 1 | 2039-01-01 |  |  | = |  | Post 25 IRP Escalation Rates | H:\_Projects\2025\DJ Analysis\Assumptions\25 IRP Escalation Rates v2 Updated 04212025.xlsx | Escalation Rates |  |  | 2039
Variables | System | IRPPVESC_Small | Profile | 0.92385 |  | - | 1 | 2040-01-01 |  |  | = |  | Post 25 IRP Escalation Rates | H:\_Projects\2025\DJ Analysis\Assumptions\25 IRP Escalation Rates v2 Updated 04212025.xlsx | Escalation Rates |  |  | 2040
Variables | System | IRPPVESC_Small | Profile | 0.92681 |  | - | 1 | 2041-01-01 |  |  | = |  | Post 25 IRP Escalation Rates | H:\_Projects\2025\DJ Analysis\Assumptions\25 IRP Escalation Rates v2 Updated 04212025.xlsx | Escalation Rates |  |  | 2041
Variables | System | IRPPVESC_Small | Profile | 0.92946 |  | - | 1 | 2042-01-01 |  |  | = |  | Post 25 IRP Escalation Rates | H:\_Projects\2025\DJ Analysis\Assumptions\25 IRP Escalation Rates v2 Updated 04212025.xlsx | Escalation Rates |  |  | 2042
Variables | System | IRPPVESC_Small | Profile | 0.93178 |  | - | 1 | 2043-01-01 |  |  | = |  | Post 25 IRP Escalation Rates | H:\_Projects\2025\DJ Analysis\Assumptions\25 IRP Escalation Rates v2 Updated 04212025.xlsx | Escalation Rates |  |  | 2043
Variables | System | IRPPVESC_Small | Profile | 0.93377 |  | - | 1 | 2044-01-01 |  |  | = |  | Post 25 IRP Escalation Rates | H:\_Projects\2025\DJ Analysis\Assumptions\25 IRP Escalation Rates v2 Updated 04212025.xlsx | Escalation Rates |  |  | 2044
Variables | System | IRPPVESC_Small | Profile | 0.93539 |  | - | 1 | 2045-01-01 |  |  | = |  | Post 25 IRP Escalation Rates | H:\_Projects\2025\DJ Analysis\Assumptions\25 IRP Escalation Rates v2 Updated 04212025.xlsx | Escalation Rates |  |  | 2045
2025 IRP Discount Rate |  | 6.38%
Collection | Parent Object | Child Object | Property | Value | Data File | Units | Band | Date From | Date To | Timeslice | Action | Expression | Scenario | Memo | Category |  |  | Year
Variables | System | IRPWDESC_Small | Profile | 1.0153 |  | - | 1 | 2025-01-01 |  |  | = |  | Post 25 IRP Escalation Rates | H:\_Projects\2025\DJ Analysis\Assumptions\25 IRP Escalation Rates v2 Updated 04212025.xlsx | Escalation Rates |  |  | 2025
Variables | System | IRPWDESC_Small | Profile | 1.0135 |  | - | 1 | 2026-01-01 |  |  | = |  | Post 25 IRP Escalation Rates | H:\_Projects\2025\DJ Analysis\Assumptions\25 IRP Escalation Rates v2 Updated 04212025.xlsx | Escalation Rates |  |  | 2026
Variables | System | IRPWDESC_Small | Profile | 1.011 |  | - | 1 | 2027-01-01 |  |  | = |  | Post 25 IRP Escalation Rates | H:\_Projects\2025\DJ Analysis\Assumptions\25 IRP Escalation Rates v2 Updated 04212025.xlsx | Escalation Rates |  |  | 2027
Variables | System | IRPWDESC_Small | Profile | 1.008 |  | - | 1 | 2028-01-01 |  |  | = |  | Post 25 IRP Escalation Rates | H:\_Projects\2025\DJ Analysis\Assumptions\25 IRP Escalation Rates v2 Updated 04212025.xlsx | Escalation Rates |  |  | 2028
Variables | System | IRPWDESC_Small | Profile | 1.0043 |  | - | 1 | 2029-01-01 |  |  | = |  | Post 25 IRP Escalation Rates | H:\_Projects\2025\DJ Analysis\Assumptions\25 IRP Escalation Rates v2 Updated 04212025.xlsx | Escalation Rates |  |  | 2029
Variables | System | IRPWDESC_Small | Profile | 1 |  | - | 1 | 2030-01-01 |  |  | = |  | Post 25 IRP Escalation Rates | H:\_Projects\2025\DJ Analysis\Assumptions\25 IRP Escalation Rates v2 Updated 04212025.xlsx | Escalation Rates |  |  | 2030
Variables | System | IRPWDESC_Small | Profile | 0.99504 |  | - | 1 | 2031-01-01 |  |  | = |  | Post 25 IRP Escalation Rates | H:\_Projects\2025\DJ Analysis\Assumptions\25 IRP Escalation Rates v2 Updated 04212025.xlsx | Escalation Rates |  |  | 2031
Variables | System | IRPWDESC_Small | Profile | 1.0066 |  | - | 1 | 2032-01-01 |  |  | = |  | Post 25 IRP Escalation Rates | H:\_Projects\2025\DJ Analysis\Assumptions\25 IRP Escalation Rates v2 Updated 04212025.xlsx | Escalation Rates |  |  | 2032
Variables | System | IRPWDESC_Small | Profile | 1.0181 |  | - | 1 | 2033-01-01 |  |  | = |  | Post 25 IRP Escalation Rates | H:\_Projects\2025\DJ Analysis\Assumptions\25 IRP Escalation Rates v2 Updated 04212025.xlsx | Escalation Rates |  |  | 2033
Variables | System | IRPWDESC_Small | Profile | 1.0297 |  | - | 1 | 2034-01-01 |  |  | = |  | Post 25 IRP Escalation Rates | H:\_Projects\2025\DJ Analysis\Assumptions\25 IRP Escalation Rates v2 Updated 04212025.xlsx | Escalation Rates |  |  | 2034
Variables | System | IRPWDESC_Small | Profile | 1.0413 |  | - | 1 | 2035-01-01 |  |  | = |  | Post 25 IRP Escalation Rates | H:\_Projects\2025\DJ Analysis\Assumptions\25 IRP Escalation Rates v2 Updated 04212025.xlsx | Escalation Rates |  |  | 2035
Variables | System | IRPWDESC_Small | Profile | 1.0529 |  | - | 1 | 2036-01-01 |  |  | = |  | Post 25 IRP Escalation Rates | H:\_Projects\2025\DJ Analysis\Assumptions\25 IRP Escalation Rates v2 Updated 04212025.xlsx | Escalation Rates |  |  | 2036
Variables | System | IRPWDESC_Small | Profile | 1.0645 |  | - | 1 | 2037-01-01 |  |  | = |  | Post 25 IRP Escalation Rates | H:\_Projects\2025\DJ Analysis\Assumptions\25 IRP Escalation Rates v2 Updated 04212025.xlsx | Escalation Rates |  |  | 2037
Variables | System | IRPWDESC_Small | Profile | 1.0762 |  | - | 1 | 2038-01-01 |  |  | = |  | Post 25 IRP Escalation Rates | H:\_Projects\2025\DJ Analysis\Assumptions\25 IRP Escalation Rates v2 Updated 04212025.xlsx | Escalation Rates |  |  | 2038
Variables | System | IRPWDESC_Small | Profile | 1.0878 |  | - | 1 | 2039-01-01 |  |  | = |  | Post 25 IRP Escalation Rates | H:\_Projects\2025\DJ Analysis\Assumptions\25 IRP Escalation Rates v2 Updated 04212025.xlsx | Escalation Rates |  |  | 2039
Variables | System | IRPWDESC_Small | Profile | 1.0994 |  | - | 1 | 2040-01-01 |  |  | = |  | Post 25 IRP Escalation Rates | H:\_Projects\2025\DJ Analysis\Assumptions\25 IRP Escalation Rates v2 Updated 04212025.xlsx | Escalation Rates |  |  | 2040
Variables | System | IRPWDESC_Small | Profile | 1.1111 |  | - | 1 | 2041-01-01 |  |  | = |  | Post 25 IRP Escalation Rates | H:\_Projects\2025\DJ Analysis\Assumptions\25 IRP Escalation Rates v2 Updated 04212025.xlsx | Escalation Rates |  |  | 2041
Variables | System | IRPWDESC_Small | Profile | 1.1227 |  | - | 1 | 2042-01-01 |  |  | = |  | Post 25 IRP Escalation Rates | H:\_Projects\2025\DJ Analysis\Assumptions\25 IRP Escalation Rates v2 Updated 04212025.xlsx | Escalation Rates |  |  | 2042
Variables | System | IRPWDESC_Small | Profile | 1.1343 |  | - | 1 | 2043-01-01 |  |  | = |  | Post 25 IRP Escalation Rates | H:\_Projects\2025\DJ Analysis\Assumptions\25 IRP Escalation Rates v2 Updated 04212025.xlsx | Escalation Rates |  |  | 2043
Variables | System | IRPWDESC_Small | Profile | 1.1458 |  | - | 1 | 2044-01-01 |  |  | = |  | Post 25 IRP Escalation Rates | H:\_Projects\2025\DJ Analysis\Assumptions\25 IRP Escalation Rates v2 Updated 04212025.xlsx | Escalation Rates |  |  | 2044
Variables | System | IRPWDESC_Small | Profile | 1.1573 |  | - | 1 | 2045-01-01 |  |  | = |  | Post 25 IRP Escalation Rates | H:\_Projects\2025\DJ Analysis\Assumptions\25 IRP Escalation Rates v2 Updated 04212025.xlsx | Escalation Rates |  |  | 2045
Collection | Parent Object | Child Object | Property | Value | Data File | Units | Band | Date From | Date To | Timeslice | Action | Expression | Scenario | Memo | Category |  |  | Year
Variables | System | 100% PTC | Profile | 39.78 |  | - | 1 | 2025-01-01 |  |  | = |  |  |  | PTC Variables |  |  | 2025
Variables | System | 100% PTC | Profile | 39.78 |  | - | 1 | 2026-01-01 |  |  | = |  |  |  | PTC Variables |  |  | 2026
Variables | System | 100% PTC | Profile | 41.11 |  | - | 1 | 2027-01-01 |  |  | = |  |  |  | PTC Variables |  |  | 2027
Variables | System | 100% PTC | Profile | 42.43 |  | - | 1 | 2028-01-01 |  |  | = |  |  |  | PTC Variables |  |  | 2028
Variables | System | 100% PTC | Profile | 42.43 |  | - | 1 | 2029-01-01 |  |  | = |  |  |  | PTC Variables |  |  | 2029
Variables | System | 100% PTC | Profile | 43.76 |  | - | 1 | 2030-01-01 |  |  | = |  |  |  | PTC Variables |  |  | 2030
Variables | System | 100% PTC | Profile | 45.08 |  | - | 1 | 2031-01-01 |  |  | = |  |  |  | PTC Variables |  |  | 2031
Variables | System | 100% PTC | Profile | 45.08 |  | - | 1 | 2032-01-01 |  |  | = |  |  |  | PTC Variables |  |  | 2032
Variables | System | 100% PTC | Profile | 46.41 |  | - | 1 | 2033-01-01 |  |  | = |  |  |  | PTC Variables |  |  | 2033
Variables | System | 100% PTC | Profile | 47.74 |  | - | 1 | 2034-01-01 |  |  | = |  |  |  | PTC Variables |  |  | 2034
Variables | System | 100% PTC | Profile | 47.74 |  | - | 1 | 2035-01-01 |  |  | = |  |  |  | PTC Variables |  |  | 2035
Variables | System | 100% PTC | Profile | 49.06 |  | - | 1 | 2036-01-01 |  |  | = |  |  |  | PTC Variables |  |  | 2036
Variables | System | 100% PTC | Profile | 50.39 |  | - | 1 | 2037-01-01 |  |  | = |  |  |  | PTC Variables |  |  | 2037
Variables | System | 100% PTC | Profile | 51.71 |  | - | 1 | 2038-01-01 |  |  | = |  |  |  | PTC Variables |  |  | 2038
Variables | System | 100% PTC | Profile | 51.71 |  | - | 1 | 2039-01-01 |  |  | = |  |  |  | PTC Variables |  |  | 2039
Variables | System | 100% PTC | Profile | 53.04 |  | - | 1 | 2040-01-01 |  |  | = |  |  |  | PTC Variables |  |  | 2040
Variables | System | 100% PTC | Profile | 54.37 |  | - | 1 | 2041-01-01 |  |  | = |  |  |  | PTC Variables |  |  | 2041
Variables | System | 100% PTC | Profile | 55.69 |  | - | 1 | 2042-01-01 |  |  | = |  |  |  | PTC Variables |  |  | 2042
Variables | System | 100% PTC | Profile | 57.02 |  | - | 1 | 2043-01-01 |  |  | = |  |  |  | PTC Variables |  |  | 2043
Variables | System | 100% PTC | Profile | 57.02 |  | - | 1 | 2044-01-01 |  |  | = |  |  |  | PTC Variables |  |  | 2044
Variables | System | 100% PTC | Profile | 58.35 |  | - | 1 | 2045-01-01 |  |  | = |  |  |  | PTC Variables |  |  | 2045
Variables | System | 100% PTC | Profile | 59.67 |  | - | 1 | 2046-01-01 |  |  | = |  |  |  | PTC Variables |  |  | 2046
Variables | System | 100% PTC | Profile | 61 |  | - | 1 | 2047-01-01 |  |  | = |  |  |  | PTC Variables |  |  | 2047
Variables | System | 100% PTC | Profile | 61 |  | - | 1 | 2048-01-01 |  |  | = |  |  |  | PTC Variables |  |  | 2048
Variables | System | 100% PTC | Profile | 62.32 |  | - | 1 | 2049-01-01 |  |  | = |  |  |  | PTC Variables |  |  | 2049
Variables | System | 100% PTC | Profile | 63.65 |  | - | 1 | 2050-01-01 |  |  | = |  |  |  | PTC Variables |  |  | 2050
Variables | System | 100% PTC | Profile | 63.65 |  | - | 1 | 2051-01-01 |  |  | = |  |  |  | PTC Variables |  |  | 2051
Variables | System | 100% PTC | Profile | 64.98 |  | - | 1 | 2052-01-01 |  |  | = |  |  |  | PTC Variables |  |  | 2052
Variables | System | 100% PTC | Profile | 66.3 |  | - | 1 | 2053-01-01 |  |  | = |  |  |  | PTC Variables |  |  | 2053
Variables | System | 100% PTC | Profile | 67.63 |  | - | 1 | 2054-01-01 |  |  | = |  |  |  | PTC Variables |  |  | 2054
Collection | Parent Object | Child Object | Property | Value | Data File | Units | Band | Date From | Date To | Timeslice | Action | Expression | Scenario | Memo | Category |  |  | Year
| System | 110% PTC | Profile | 43.76 |  | - | 1 | 2025-01-01 |  |  | = |  |  |  | PTC Variables |  |  | 2025
| System | 110% PTC | Profile | 43.76 |  | - | 1 | 2026-01-01 |  |  | = |  |  |  | PTC Variables |  |  | 2026
| System | 110% PTC | Profile | 45.08 |  | - | 1 | 2027-01-01 |  |  | = |  |  |  | PTC Variables |  |  | 2027
| System | 110% PTC | Profile | 46.41 |  | - | 1 | 2028-01-01 |  |  | = |  |  |  | PTC Variables |  |  | 2028
| System | 110% PTC | Profile | 47.74 |  | - | 1 | 2029-01-01 |  |  | = |  |  |  | PTC Variables |  |  | 2029
| System | 110% PTC | Profile | 47.74 |  | - | 1 | 2030-01-01 |  |  | = |  |  |  | PTC Variables |  |  | 2030
| System | 110% PTC | Profile | 49.06 |  | - | 1 | 2031-01-01 |  |  | = |  |  |  | PTC Variables |  |  | 2031
| System | 110% PTC | Profile | 50.39 |  | - | 1 | 2032-01-01 |  |  | = |  |  |  | PTC Variables |  |  | 2032
| System | 110% PTC | Profile | 50.39 |  | - | 1 | 2033-01-01 |  |  | = |  |  |  | PTC Variables |  |  | 2033
| System | 110% PTC | Profile | 51.71 |  | - | 1 | 2034-01-01 |  |  | = |  |  |  | PTC Variables |  |  | 2034
| System | 110% PTC | Profile | 53.04 |  | - | 1 | 2035-01-01 |  |  | = |  |  |  | PTC Variables |  |  | 2035
| System | 110% PTC | Profile | 54.37 |  | - | 1 | 2036-01-01 |  |  | = |  |  |  | PTC Variables |  |  | 2036
| System | 110% PTC | Profile | 55.69 |  | - | 1 | 2037-01-01 |  |  | = |  |  |  | PTC Variables |  |  | 2037
| System | 110% PTC | Profile | 55.69 |  | - | 1 | 2038-01-01 |  |  | = |  |  |  | PTC Variables |  |  | 2038
| System | 110% PTC | Profile | 57.02 |  | - | 1 | 2039-01-01 |  |  | = |  |  |  | PTC Variables |  |  | 2039
| System | 110% PTC | Profile | 58.35 |  | - | 1 | 2040-01-01 |  |  | = |  |  |  | PTC Variables |  |  | 2040
| System | 110% PTC | Profile | 46.68 |  | - | 1 | 2041-01-01 |  |  | = |  |  |  | PTC Variables |  |  | 2041
| System | 110% PTC | Profile | 35.01 |  | - | 1 | 2042-01-01 |  |  | = |  |  |  | PTC Variables |  |  | 2042
| System | 110% PTC | Profile | 23.34 |  | - | 1 | 2043-01-01 |  |  | = |  |  |  | PTC Variables |  |  | 2043
| System | 110% PTC | Profile | 11.67 |  | - | 1 | 2044-01-01 |  |  | = |  |  |  | PTC Variables |  |  | 2044
| System | 110% PTC | Profile | 0 |  | - | 1 | 2045-01-01 |  |  | = |  |  |  | PTC Variables |  |  | 2045
Collection | Parent Object | Child Object | Property | Value | Data File | Units | Band | Date From | Date To | Timeslice | Action | Expression | Scenario | Memo | Category |  |  | Year
Variables | System | Inflation | Profile | 1 |  | - | 1 | 2024-01-01 |  |  | = |  |  | H:\2025 IRP\03. Assumptions\04. Financial\Inflation\25IRP Plexos Inflation inputs 3Q 092024 CONF.xlsb | - |  |  | 2024
Variables | System | Inflation | Profile | 1.0218 |  | - | 1 | 2025-01-01 |  |  | = |  |  | H:\2025 IRP\03. Assumptions\04. Financial\Inflation\25IRP Plexos Inflation inputs 3Q 092024 CONF.xlsb | - |  |  | 2025 | 0.0218
Variables | System | Inflation | Profile | 1.0441 |  | - | 1 | 2026-01-01 |  |  | = |  |  | H:\2025 IRP\03. Assumptions\04. Financial\Inflation\25IRP Plexos Inflation inputs 3Q 092024 CONF.xlsb | - |  |  | 2026 | 0.0218
Variables | System | Inflation | Profile | 1.0668 |  | - | 1 | 2027-01-01 |  |  | = |  |  | H:\2025 IRP\03. Assumptions\04. Financial\Inflation\25IRP Plexos Inflation inputs 3Q 092024 CONF.xlsb | - |  |  | 2027 | 0.0218
Variables | System | Inflation | Profile | 1.0901 |  | - | 1 | 2028-01-01 |  |  | = |  |  | H:\2025 IRP\03. Assumptions\04. Financial\Inflation\25IRP Plexos Inflation inputs 3Q 092024 CONF.xlsb | - |  |  | 2028 | 0.0218
Variables | System | Inflation | Profile | 1.1139 |  | - | 1 | 2029-01-01 |  |  | = |  |  | H:\2025 IRP\03. Assumptions\04. Financial\Inflation\25IRP Plexos Inflation inputs 3Q 092024 CONF.xlsb | - |  |  | 2029 | 0.0218
Variables | System | Inflation | Profile | 1.1381 |  | - | 1 | 2030-01-01 |  |  | = |  |  | H:\2025 IRP\03. Assumptions\04. Financial\Inflation\25IRP Plexos Inflation inputs 3Q 092024 CONF.xlsb | - |  |  | 2030 | 0.0218
Variables | System | Inflation | Profile | 1.163 |  | - | 1 | 2031-01-01 |  |  | = |  |  | H:\2025 IRP\03. Assumptions\04. Financial\Inflation\25IRP Plexos Inflation inputs 3Q 092024 CONF.xlsb | - |  |  | 2031 | 0.0218
Variables | System | Inflation | Profile | 1.1883 |  | - | 1 | 2032-01-01 |  |  | = |  |  | H:\2025 IRP\03. Assumptions\04. Financial\Inflation\25IRP Plexos Inflation inputs 3Q 092024 CONF.xlsb | - |  |  | 2032 | 0.0218
Variables | System | Inflation | Profile | 1.2142 |  | - | 1 | 2033-01-01 |  |  | = |  |  | H:\2025 IRP\03. Assumptions\04. Financial\Inflation\25IRP Plexos Inflation inputs 3Q 092024 CONF.xlsb | - |  |  | 2033 | 0.0218
Variables | System | Inflation | Profile | 1.2407 |  | - | 1 | 2034-01-01 |  |  | = |  |  | H:\2025 IRP\03. Assumptions\04. Financial\Inflation\25IRP Plexos Inflation inputs 3Q 092024 CONF.xlsb | - |  |  | 2034 | 0.0218
Variables | System | Inflation | Profile | 1.2677 |  | - | 1 | 2035-01-01 |  |  | = |  |  | H:\2025 IRP\03. Assumptions\04. Financial\Inflation\25IRP Plexos Inflation inputs 3Q 092024 CONF.xlsb | - |  |  | 2035 | 0.0218
Variables | System | Inflation | Profile | 1.2954 |  | - | 1 | 2036-01-01 |  |  | = |  |  | H:\2025 IRP\03. Assumptions\04. Financial\Inflation\25IRP Plexos Inflation inputs 3Q 092024 CONF.xlsb | - |  |  | 2036 | 0.0218
Variables | System | Inflation | Profile | 1.3236 |  | - | 1 | 2037-01-01 |  |  | = |  |  | H:\2025 IRP\03. Assumptions\04. Financial\Inflation\25IRP Plexos Inflation inputs 3Q 092024 CONF.xlsb | - |  |  | 2037 | 0.0218
Variables | System | Inflation | Profile | 1.3525 |  | - | 1 | 2038-01-01 |  |  | = |  |  | H:\2025 IRP\03. Assumptions\04. Financial\Inflation\25IRP Plexos Inflation inputs 3Q 092024 CONF.xlsb | - |  |  | 2038 | 0.0218
Variables | System | Inflation | Profile | 1.3819 |  | - | 1 | 2039-01-01 |  |  | = |  |  | H:\2025 IRP\03. Assumptions\04. Financial\Inflation\25IRP Plexos Inflation inputs 3Q 092024 CONF.xlsb | - |  |  | 2039 | 0.0218
Variables | System | Inflation | Profile | 1.4121 |  | - | 1 | 2040-01-01 |  |  | = |  |  | H:\2025 IRP\03. Assumptions\04. Financial\Inflation\25IRP Plexos Inflation inputs 3Q 092024 CONF.xlsb | - |  |  | 2040 | 0.0218
Variables | System | Inflation | Profile | 1.4428 |  | - | 1 | 2041-01-01 |  |  | = |  |  | H:\2025 IRP\03. Assumptions\04. Financial\Inflation\25IRP Plexos Inflation inputs 3Q 092024 CONF.xlsb | - |  |  | 2041 | 0.0218
Variables | System | Inflation | Profile | 1.4743 |  | - | 1 | 2042-01-01 |  |  | = |  |  | H:\2025 IRP\03. Assumptions\04. Financial\Inflation\25IRP Plexos Inflation inputs 3Q 092024 CONF.xlsb | - |  |  | 2042 | 0.0218
Variables | System | Inflation | Profile | 1.5064 |  | - | 1 | 2043-01-01 |  |  | = |  |  | H:\2025 IRP\03. Assumptions\04. Financial\Inflation\25IRP Plexos Inflation inputs 3Q 092024 CONF.xlsb | - |  |  | 2043 | 0.0218
Variables | System | Inflation | Profile | 1.5393 |  | - | 1 | 2044-01-01 |  |  | = |  |  | H:\2025 IRP\03. Assumptions\04. Financial\Inflation\25IRP Plexos Inflation inputs 3Q 092024 CONF.xlsb | - |  |  | 2044 | 0.0218
Variables | System | Inflation | Profile | 1.5728 |  | - | 1 | 2045-01-01 |  |  | = |  |  | H:\2025 IRP\03. Assumptions\04. Financial\Inflation\25IRP Plexos Inflation inputs 3Q 092024 CONF.xlsb | - |  |  | 2045 | 0.0218
Variables | System | Inflation | Profile | 1.6071 |  | - | 1 | 2046-01-01 |  |  | = |  |  | H:\2025 IRP\03. Assumptions\04. Financial\Inflation\25IRP Plexos Inflation inputs 3Q 092024 CONF.xlsb | - |  |  | 2046 | 0.0218
Variables | System | Inflation | Profile | 1.6422 |  | - | 1 | 2047-01-01 |  |  | = |  |  | H:\2025 IRP\03. Assumptions\04. Financial\Inflation\25IRP Plexos Inflation inputs 3Q 092024 CONF.xlsb | - |  |  | 2047 | 0.0218
2025 IRP Discount Rate |  | 6.38%
Collection | Parent Object | Child Object | Property | Value | Data File | Units | Band | Date From | Date To | Timeslice | Action | Expression | Scenario | Memo | Category
Generators | System | PV_.PX.BDG._.PTC.Utility_Scale | VO&M Charge | 0 |  | $/MWh | 1 |  |  |  | - | 110% PTC |  |  | New Solar
Generators | System | PV_.PX.BOR._.PTC.Utility_Scale | VO&M Charge | 0 |  | $/MWh | 1 |  |  |  | - | 100% PTC |  |  | New Solar
Generators | System | PV_.PX.CLV._.PTC.Small_Scale | VO&M Charge | 0 |  | $/MWh | 1 |  |  |  | - | 110% PTC |  |  | New Solar
Generators | System | PV_.PX.COR._.PTC.Small_Scale | VO&M Charge | 0 |  | $/MWh | 1 |  |  |  | - | 100% PTC |  |  | New Solar
Generators | System | PV_.PX.COR._.PTC.Utility_Scale | VO&M Charge | 0 |  | $/MWh | 1 |  |  |  | - | 100% PTC |  |  | New Solar
Generators | System | PV_.PX.DJW._.PTC.Utility_Scale | VO&M Charge | 0 |  | $/MWh | 1 |  |  |  | - | 110% PTC |  |  | New Solar
Generators | System | PV_.PX.GOE._.PTC.Small_Scale | VO&M Charge | 0 |  | $/MWh | 1 |  |  |  | - | 100% PTC |  |  | New Solar
Generators | System | PV_.PX.GOE._.PTC.Utility_Scale | VO&M Charge | 0 |  | $/MWh | 1 |  |  |  | - | 100% PTC |  |  | New Solar
Generators | System | PV_.PX.HTG._.PTC.Utility_Scale | VO&M Charge | 0 |  | $/MWh | 1 |  |  |  | - | 110% PTC |  |  | New Solar
Generators | System | PV_.PX.NTN._.PTC.Utility_Scale | VO&M Charge | 0 |  | $/MWh | 1 |  |  |  | - | 110% PTC |  |  | New Solar
Generators | System | PV_.PX.NUT._.PTC.Small_Scale | VO&M Charge | 0 |  | $/MWh | 1 |  |  |  | - | 100% PTC |  |  | New Solar
Generators | System | PV_.PX.NUT._.PTC.Utility_Scale | VO&M Charge | 0 |  | $/MWh | 1 |  |  |  | - | 100% PTC |  |  | New Solar
Generators | System | PV_.PX.SOR._.PTC.Small_Scale | VO&M Charge | 0 |  | $/MWh | 1 |  |  |  | - | 100% PTC |  |  | New Solar
Generators | System | PV_.PX.SOR._.PTC.Utility_Scale | VO&M Charge | 0 |  | $/MWh | 1 |  |  |  | - | 100% PTC |  |  | New Solar
Generators | System | PV_.PX.SUM._.PTC.Utility_Scale | VO&M Charge | 0 |  | $/MWh | 1 |  |  |  | - | 100% PTC |  |  | New Solar
Generators | System | PV_.PX.UTS._.PTC.Small_Scale | VO&M Charge | 0 |  | $/MWh | 1 |  |  |  | - | 110% PTC |  |  | New Solar
Generators | System | PV_.PX.UTS._.PTC.Utility_Scale | VO&M Charge | 0 |  | $/MWh | 1 |  |  |  | - | 110% PTC |  |  | New Solar
Generators | System | PV_.PX.WMV._.PTC.Small_Scale | VO&M Charge | 0 |  | $/MWh | 1 |  |  |  | - | 100% PTC |  |  | New Solar
Generators | System | PV_.PX.WMV._.PTC.Utility_Scale | VO&M Charge | 0 |  | $/MWh | 1 |  |  |  | - | 100% PTC |  |  | New Solar
Generators | System | PV_.PX.WSF._.PTC.Small_Scale | VO&M Charge | 0 |  | $/MWh | 1 |  |  |  | - | 110% PTC |  |  | New Solar
Generators | System | PV_.PX.WWA._.PTC.Small_Scale | VO&M Charge | 0 |  | $/MWh | 1 |  |  |  | - | 100% PTC |  |  | New Solar
Generators | System | PV_.PX.WWA._.PTC.Utility_Scale | VO&M Charge | 0 |  | $/MWh | 1 |  |  |  | - | 100% PTC |  |  | New Solar
Generators | System | PV_.PX.WYC._.PTC.Small_Scale | VO&M Charge | 0 |  | $/MWh | 1 |  |  |  | - | 110% PTC |  |  | New Solar
Generators | System | PV_.PX.WYE._.PTC.Small_Scale | VO&M Charge | 0 |  | $/MWh | 1 |  |  |  | - | 110% PTC |  |  | New Solar
Generators | System | PV_.PX.WYE._.PTC.Utility_Scale | VO&M Charge | 0 |  | $/MWh | 1 |  |  |  | - | 110% PTC |  |  | New Solar
Generators | System | PV_.PX.WYN._.PTC.Small_Scale | VO&M Charge | 0 |  | $/MWh | 1 |  |  |  | - | 110% PTC |  |  | New Solar
Generators | System | PV_.PX.YAK._.PTC.Small_Scale | VO&M Charge | 0 |  | $/MWh | 1 |  |  |  | - | 100% PTC |  |  | New Solar
Generators | System | PV_.PX.YAK._.PTC.Utility_Scale | VO&M Charge | 0 |  | $/MWh | 1 |  |  |  | - | 100% PTC |  |  | New Solar
Generators | System | WD_.PX.BDG._.PTC.Utility_Scale | VO&M Charge | 1 |  | $/MWh | 1 |  |  |  | - | 110% PTC |  |  | New Wind
Generators | System | WD_.PX.BOR._.PTC.Utility_Scale | VO&M Charge | 0 |  | $/MWh | 1 |  |  |  | - | 100% PTC |  |  | New Wind
Generators | System | WD_.PX.CLV._.PTC.Small_Scale | VO&M Charge | 0 |  | $/MWh | 1 |  |  |  | - | 110% PTC |  |  | New Wind
Generators | System | WD_.PX.COR._.PTC.Small_Scale | VO&M Charge | 0 |  | $/MWh | 1 |  |  |  | - | 100% PTC |  |  | New Wind
Generators | System | WD_.PX.COR._.PTC.Utility_Scale | VO&M Charge | 0 |  | $/MWh | 1 |  |  |  | - | 100% PTC |  |  | New Wind
Generators | System | WD_.PX.DJW._.PTC.Utility_Scale | VO&M Charge | 0 |  | $/MWh | 1 |  |  |  | - | 110% PTC |  |  | New Wind
Generators | System | WD_.PX.GOE._.PTC.Small_Scale | VO&M Charge | 0 |  | $/MWh | 1 |  |  |  | - | 100% PTC |  |  | New Wind
Generators | System | WD_.PX.GOE._.PTC.Utility_Scale | VO&M Charge | 0 |  | $/MWh | 1 |  |  |  | - | 100% PTC |  |  | New Wind
Generators | System | WD_.PX.HTG._.PTC.Utility_Scale | VO&M Charge | 0 |  | $/MWh | 1 |  |  |  | - | 110% PTC |  |  | New Wind
Generators | System | WD_.PX.NTN._.PTC.Utility_Scale | VO&M Charge | 0 |  | $/MWh | 1 |  |  |  | - | 110% PTC |  |  | New Wind
Generators | System | WD_.PX.NUT._.PTC.Small_Scale | VO&M Charge | 0 |  | $/MWh | 1 |  |  |  | - | 100% PTC |  |  | New Wind
Generators | System | WD_.PX.NUT._.PTC.Utility_Scale | VO&M Charge | 0 |  | $/MWh | 1 |  |  |  | - | 100% PTC |  |  | New Wind
Generators | System | WD_.PX.SOR._.PTC.Offshore | VO&M Charge | 0 |  | $/MWh | 1 |  |  |  | = |  |  |  | New Wind
Generators | System | WD_.PX.SOR._.PTC.Small_Scale | VO&M Charge | 0 |  | $/MWh | 1 |  |  |  | - | 100% PTC |  |  | New Wind
Generators | System | WD_.PX.SOR._.PTC.Utility_Scale | VO&M Charge | 0 |  | $/MWh | 1 |  |  |  | - | 100% PTC |  |  | New Wind
Generators | System | WD_.PX.SUM._.PTC.Utility_Scale | VO&M Charge | 0 |  | $/MWh | 1 |  |  |  | - | 100% PTC |  |  | New Wind
Generators | System | WD_.PX.UTS._.PTC.Small_Scale | VO&M Charge | 0 |  | $/MWh | 1 |  |  |  | - | 110% PTC |  |  | New Wind
Generators | System | WD_.PX.UTS._.PTC.Utility_Scale | VO&M Charge | 0 |  | $/MWh | 1 |  |  |  | - | 110% PTC |  |  | New Wind
Generators | System | WD_.PX.WMV._.PTC.Small_Scale | VO&M Charge | 0 |  | $/MWh | 1 |  |  |  | - | 100% PTC |  |  | New Wind
Generators | System | WD_.PX.WMV._.PTC.Utility_Scale | VO&M Charge | 0 |  | $/MWh | 1 |  |  |  | - | 100% PTC |  |  | New Wind
Generators | System | WD_.PX.WSF._.PTC.Small_Scale | VO&M Charge | 0 |  | $/MWh | 1 |  |  |  | - | 110% PTC |  |  | New Wind
Generators | System | WD_.PX.WWA._.PTC.Small_Scale | VO&M Charge | 0 |  | $/MWh | 1 |  |  |  | - | 100% PTC |  |  | New Wind
Generators | System | WD_.PX.WWA._.PTC.Utility_Scale | VO&M Charge | 0 |  | $/MWh | 1 |  |  |  | - | 100% PTC |  |  | New Wind
Generators | System | WD_.PX.WYC._.PTC.Small_Scale | VO&M Charge | 1 |  | $/MWh | 1 |  |  |  | - | 100% PTC |  |  | New Wind
Generators | System | WD_.PX.WYE._.PTC.Small_Scale | VO&M Charge | 1 |  | $/MWh | 1 |  |  |  | - | 110% PTC |  |  | New Wind
Generators | System | WD_.PX.WYE._.PTC.Utility_Scale | VO&M Charge | 1 |  | $/MWh | 1 |  |  |  | - | 110% PTC |  |  | New Wind
Generators | System | WD_.PX.WYN._.PTC.Small_Scale | VO&M Charge | 1 |  | $/MWh | 1 |  |  |  | - | 110% PTC |  |  | New Wind
Generators | System | WD_.PX.YAK._.PTC.Small_Scale | VO&M Charge | 0 |  | $/MWh | 1 |  |  |  | - | 100% PTC |  |  | New Wind
Generators | System | WD_.PX.YAK._.PTC.Utility_Scale | VO&M Charge | 0 |  | $/MWh | 1 |  |  |  | - | 100% PTC |  |  | New Wind
[9 empty] | TransCapRecovFct | 0.05279
[9 empty] | OATT | 0.21
| Export (MW) | Import (MW) | Interconnect (MW) | Build Investment ($m) | Build (%) | From | To | Build Investment $/kW-yr of Interconnect
2026 | Utah South - Wasatch Front: 138 kV reinforcement #1 | 250 | 250 | 29.5 | 1 | Utah South | Wasatch Front | 4.9211
2028 | Cluster 1 Area 11: Willamette Valley | 0 | 199 | 13.62 | 1 | n/a | n/a | 2.8543
2028 | Cluster 1 Area 14: Summer Lake | 400 | 400 | 110.63 | 1 | Summer Lake | Hemingway | 11.5343
2028 | Cluster 1/2/3: Walla Walla | 0 | 393 | 327.88 | 1 | n/a | n/a | 34.7937
2028 | Serial queue: Central Oregon | 0 | 152 | 3.56 | 1 | n/a | n/a | 0.97675
2028 | Serial/Cluster 1/2: Yakima | 0 | 628 | 63.84 | 1 | n/a | n/a | 4.2395
2028 | Utah South - Wasatch Front: 138 kV reinforcement #2 | 200 | 200 | 12.08 | 1 | Utah South | Wasatch Front | 2.5189
2029 | Cluster 2 Area 23: Willamette Valley | 0 | 393 | 2.21 | 1 | n/a | n/a | 0.23452
2030 | Cluster 2 Area 19: Summer Lake to Central Oregon 500 kV | 1500 | 670 | 1283.43 | 1 | Summer Lake | Central OR | 79.887
2030 | Walla Walla - Yakima 230 kV | 400 | 400 | 141.83 | 1 | Walla Walla | Yakima | 14.7872
2031 | Serial through Cluster 1 Area 13: Southern Oregon | 0 | 231 | 42.11 | 1 | n/a | n/a | 7.6024
2032 | Cluster 1 Area 12: Southern Oregon | 0 | 300 | 303.12 | 1 | n/a | n/a | 42.1378
2033 | Cluster 2 Area 18: Central Oregon 500 kV Substation | 0 | 518 | 372.32 | 1 | n/a | n/a | 29.9754
2039 | Walla Walla - Central Oregon 500 kV | 1500 | 670 | 1463.04 | 1 | Walla Walla | Central OR | 91.0668
Grand Total |  | 4250 | 5404 | 4169.17 | 14 |  |  | 32.1746

## WD_.PX.BDG._.PTC.2029 (hidden)
Table 3
WD_.PX.BDG._.PTC.Utility_Scale
40% Capacity Factor
Year | Estimated Capital Cost | Fixed Capital Cost at Real Levelized Rate | Fixed O&M |  | Fixed Costs | Variable O&M | 110% PTC | Total Resource Cost | Total Resource Costs | Total Fixed Cost
| $/kW | $/kW-yr | $/kW-yr |  | $/MWh | $/MWh | $/MWh | $/MWh | $/kW-yr | $/kW-yr
| (a) | (b) | (c) |  | (e) | (f) | (g) | (g) | (h) | (i)
2024 | 1392.68 |  | 31.65
2025 | 1393.4262 |  | 32.34
2026 | 1394.5581 |  | 33.045
2027 | 1395.0772 |  | 33.7654
2028 | 1394.9561 |  | 34.5014
2029 | 1394.1667 | 88.0556 | 35.2536 |  | 35.3579 |  | -47.74 | -12.3821 | -43.18 | 123.3091
2030 |  | 89.9752 | 36.0221 |  | 36.1287 |  | -47.74 | -11.6113 | -40.49 | 125.9973
2031 |  | 91.9366 | 36.8074 |  | 36.9163 |  | -49.06 | -12.1437 | -42.35 | 128.744
2032 |  | 93.9409 | 37.6098 |  | 37.721 |  | -50.39 | -12.669 | -44.18 | 131.5506
2033 |  | 95.9888 | 38.4297 |  | 38.5434 |  | -50.39 | -11.8466 | -41.31 | 134.4185
2034 |  | 98.0813 | 39.2674 |  | 39.3836 |  | -51.71 | -12.3264 | -42.99 | 137.3488
2035 |  | 100.2195 | 40.1235 |  | 40.2422 |  | -53.04 | -12.7978 | -44.63 | 140.343
2036 |  | 102.4043 | 40.9982 |  | 41.1195 |  | -54.37 | -13.2505 | -46.21 | 143.4025
2037 |  | 104.6367 | 41.8919 |  | 42.0159 |  | -55.69 | -13.6741 | -47.69 | 146.5286
2038 |  | 106.9178 | 42.8052 |  | 42.9318 |  | -55.69 | -12.7582 | -44.49 | 149.723
2039 |  | 109.2486 | 43.7383 |  | 43.8677 |  |  | 43.8677 | 152.99 | 152.9869
2040 |  | 111.6302 | 44.6918 |  | 44.824 |  |  | 44.824 | 156.32 | 156.322
2041 |  | 114.0637 | 45.6661 |  | 45.8012 |  |  | 45.8012 | 159.73 | 159.7298
2042 |  | 116.5503 | 46.6616 |  | 46.7997 |  |  | 46.7997 | 163.21 | 163.212
2043 |  | 119.0911 | 47.6789 |  | 47.8199 |  |  | 47.8199 | 166.77 | 166.77
2044 |  | 121.6873 | 48.7183 |  | 48.8624 |  |  | 48.8624 | 170.41 | 170.4056
2045 |  | 124.3401 | 49.7803 |  | 49.9276 |  |  | 49.9276 | 174.12 | 174.1204
2046 |  | 127.0507 | 50.8655 |  | 51.016 |  |  | 51.016 | 177.92 | 177.9162
2047 |  | 129.8204 | 51.9744 |  | 52.1281 |  |  | 52.1281 | 181.79 | 181.7948
2048 |  | 132.6505 | 53.1074 |  | 53.2645 |  |  | 53.2645 | 185.76 | 185.7579
2049 |  | 135.5423 | 54.2652 |  | 54.4257 |  |  | 54.4257 | 189.81 | 189.8075
2050 |  | 138.4971 | 44.6918 |  | 52.5279 |  |  | 52.5279 | 183.19 | 183.1889
2051 |  | 141.5163 | 45.6661 |  | 53.673 |  |  | 53.673 | 187.18 | 187.1824
2052 |  | 144.6014 | 46.6616 |  | 54.8431 |  |  | 54.8431 | 191.26 | 191.263
2053 |  | 147.7537 | 47.6789 |  | 56.0386 |  |  | 56.0386 | 195.43 | 195.4326
2054 |  | 150.9747 | 48.7183 |  | 57.2603 |  |  | 57.2603 | 199.69 | 199.693
2055 |  | 154.266 | 49.7803 |  | 58.5086 |  |  | 58.5086 | 204.05 | 204.0463
2056 |  | 157.629 | 50.8655 |  | 59.7841 |  |  | 59.7841 | 208.49 | 208.4945
2057 |  | 161.0653 | 51.9744 |  | 61.0873 |  |  | 61.0873 | 213.04 | 213.0397
2058 |  | 164.5765 | 53.1074 |  | 62.419 |  |  | 62.419 | 217.68 | 217.684
2059 |  | 168.1643 | 54.2652 |  | 63.7798 |  |  | 63.7798 | 222.43 | 222.4295
2060 |  | 171.8303 | 55.4482 |  | 65.1702 |  |  | 65.1702 | 227.28 | 227.2784
2061 |  | 175.5762 | 36.8074 |  | 60.8992 |  |  | 60.8992 | 212.38 | 212.3836
NPV chck | [7 empty] | 16.2623 | 56.715 | 154.1156
Sources, Inputs and Assumptions
Source: | (c)(f) | Plant Costs - 2025 IRP - Table 7.1 & 7.2
| (a) | Plant capacity cost
| (b) | = (a) x 0.06316
| 0 | = ((b) + (c)) / (8.76 x 39.8%)
| (g) | = (e) + (f)
| (h) | Plant Costs - 2025 IRP - Table 7.1 & 7.2
[11 empty] | COD | 2029 | WD_.PX.BDG._.PTC.Utility_Scale
| 0 | Network Upgrade ($/kw-yr)
[11 empty] | MW Built | 100
| 6.316% | Payment Factor, 0% ITC |  | \\pacificorp.us\dfs\PDXCO\PaR\2025 IRP\03. Assumptions\12. New Resources (SSR)\Levelized\2025 IRP LFC_GM_2024E 2024.09.25 0% ITC.xlsb
| 39.81% | Capacity Factor
[6 empty] | 110% | % PTC
[7 empty] | $/MWh | $/kw-yr
[5 empty] | 2029-01-01 | 2029 | 47.74 | 166.4914
[5 empty] | 2030-01-01 | 2030 | 47.74 | 166.4914
[5 empty] | 2031-01-01 | 2031 | 49.06 | 171.0948
[5 empty] | 2032-01-01 | 2032 | 50.39 | 175.7331
[5 empty] | 2033-01-01 | 2033 | 50.39 | 175.7331
[5 empty] | 2034-01-01 | 2034 | 51.71 | 180.3366
[5 empty] | 2035-01-01 | 2035 | 53.04 | 184.9749
[5 empty] | 2036-01-01 | 2036 | 54.37 | 189.6132
[5 empty] | 2037-01-01 | 2037 | 55.69 | 194.2167
[5 empty] | 2038-01-01 | 2038 | 55.69 | 194.2167
[5 empty] | Economic Life |  |  | 30
[5 empty] | Nominal PTC 2028$ |  |  | 75.482

## WD_.PX.BDG._.PTC.2030 (hidden)
Table 3
WD_.PX.BDG._.PTC.Utility_Scale
40% Capacity Factor
Year | Estimated Capital Cost | Fixed Capital Cost at Real Levelized Rate | Fixed O&M |  | Fixed Costs | Variable O&M | 110% PTC | Total Resource Cost | Total Resource Costs | Total Fixed Cost
| $/kW | $/kW-yr | $/kW-yr |  | $/MWh | $/MWh | $/MWh | $/MWh | $/kW-yr | $/kW-yr
| (a) | (b) | (c) |  | (e) | (f) | (g) | (g) | (h) | (i)
2024 | 1392.68 |  | 31.65
2025 | 1393.4262 |  | 32.34
2026 | 1394.5581 |  | 33.045
2027 | 1395.0772 |  | 33.7654
2028 | 1394.9561 |  | 34.5014
2029 | 1394.1667 |  | 35.2536
2030 | 1392.68 | 87.9617 | 36.0221 |  | 35.5513 |  | -47.74 | -12.1887 | -42.51 | 123.9838
2031 |  | 89.8792 | 36.8074 |  | 36.3263 |  | -49.06 | -12.7337 | -44.41 | 126.6866
2032 |  | 91.8386 | 37.6098 |  | 37.1182 |  | -50.39 | -13.2718 | -46.28 | 129.4484
2033 |  | 93.8407 | 38.4297 |  | 37.9274 |  | -50.39 | -12.4626 | -43.46 | 132.2704
2034 |  | 95.8864 | 39.2674 |  | 38.7542 |  | -51.71 | -12.9558 | -45.18 | 135.1539
2035 |  | 97.9767 | 40.1235 |  | 39.5991 |  | -53.04 | -13.4409 | -46.87 | 138.1002
2036 |  | 100.1126 | 40.9982 |  | 40.4623 |  | -54.37 | -13.9077 | -48.5 | 141.1108
2037 |  | 102.2951 | 41.8919 |  | 41.3444 |  | -55.69 | -14.3456 | -50.03 | 144.187
2038 |  | 104.5251 | 42.8052 |  | 42.2457 |  | -55.69 | -13.4443 | -46.89 | 147.3303
2039 |  | 106.8038 | 43.7383 |  | 43.1667 |  | -57.02 | -13.8533 | -48.31 | 150.5421
2040 |  | 109.1321 | 44.6918 |  | 44.1077 |  |  | 44.1077 | 153.82 | 153.8239
2041 |  | 111.5112 | 45.6661 |  | 45.0693 |  |  | 45.0693 | 157.18 | 157.1773
2042 |  | 113.9421 | 46.6616 |  | 46.0518 |  |  | 46.0518 | 160.6 | 160.6037
2043 |  | 116.426 | 47.6789 |  | 47.0557 |  |  | 47.0557 | 164.1 | 164.1049
2044 |  | 118.9641 | 48.7183 |  | 48.0815 |  |  | 48.0815 | 167.68 | 167.6824
2045 |  | 121.5575 | 49.7803 |  | 49.1297 |  |  | 49.1297 | 171.34 | 171.3379
2046 |  | 124.2075 | 50.8655 |  | 50.2007 |  |  | 50.2007 | 175.07 | 175.073
2047 |  | 126.9152 | 51.9744 |  | 51.2951 |  |  | 51.2951 | 178.89 | 178.8896
2048 |  | 129.682 | 53.1074 |  | 52.4133 |  |  | 52.4133 | 182.79 | 182.7894
2049 |  | 132.509 | 54.2652 |  | 53.5559 |  |  | 53.5559 | 186.77 | 186.7742
2050 |  | 135.3977 | 55.4482 |  | 54.7235 |  |  | 54.7235 | 190.85 | 190.8459
2051 |  | 138.3494 | 56.6569 |  | 55.9164 |  |  | 55.9164 | 195.01 | 195.0063
2052 |  | 141.3654 | 57.892 |  | 57.1354 |  |  | 57.1354 | 199.26 | 199.2575
2053 |  | 144.4472 | 59.1541 |  | 58.381 |  |  | 58.381 | 203.6 | 203.6013
2054 |  | 147.5961 | 60.4436 |  | 59.6537 |  |  | 59.6537 | 208.04 | 208.0398
2055 |  | 150.8137 | 61.7613 |  | 60.9541 |  |  | 60.9541 | 212.58 | 212.5751
2056 |  | 154.1015 | 63.1077 |  | 62.2829 |  |  | 62.2829 | 217.21 | 217.2092
2057 |  | 157.4609 | 64.4835 |  | 63.6407 |  |  | 63.6407 | 221.94 | 221.9444
2058 |  | 160.8935 | 65.8892 |  | 65.0281 |  |  | 65.0281 | 226.78 | 226.7827
2059 |  | 164.401 | 67.3256 |  | 66.4457 |  |  | 66.4457 | 231.73 | 231.7266
2060 |  | 167.985 | 68.7933 |  | 67.8942 |  |  | 67.8942 | 236.78 | 236.7782
2061 |  | 171.647 | 70.293 |  | 69.3743 |  |  | 69.3743 | 241.94 | 241.94
NPV chck |  |  |  | 0 |  |  |  | 16.4727 | 57.4481 | 156.5746
Sources, Inputs and Assumptions
Source: | (c)(f) | Plant Costs - 2025 IRP - Table 7.1 & 7.2
| (a) | Plant capacity cost
| (b) | = (a) x 0.06316
| 0 | = ((b) + (c)) / (8.76 x 39.8%)
| (g) | = (e) + (f)
| (h) | Plant Costs - 2025 IRP - Table 7.1 & 7.2
[11 empty] | COD | 2030 | WD_.PX.BDG._.PTC.Utility_Scale
[11 empty] | MW Built | 100
| 6.316% | Payment Factor, 0% ITC |  | \\pacificorp.us\dfs\PDXCO\PaR\2025 IRP\03. Assumptions\12. New Resources (SSR)\Levelized\2025 IRP LFC_GM_2024E 2024.09.25 0% ITC.xlsb
| 39.81% | Capacity Factor
[6 empty] | 110% | % PTC
[7 empty] | $/MWh | $/kw-yr
[5 empty] | 2030-01-01 | 2030 | 47.74 | 166.4914
[5 empty] | 2031-01-01 | 2031 | 49.06 | 171.0948
[5 empty] | 2032-01-01 | 2032 | 50.39 | 175.7331
[5 empty] | 2033-01-01 | 2033 | 50.39 | 175.7331
[5 empty] | 2034-01-01 | 2034 | 51.71 | 180.3366
[5 empty] | 2035-01-01 | 2035 | 53.04 | 184.9749
[5 empty] | 2036-01-01 | 2036 | 54.37 | 189.6132
[5 empty] | 2037-01-01 | 2037 | 55.69 | 194.2167
[5 empty] | 2038-01-01 | 2038 | 55.69 | 194.2167
[5 empty] | 2039-01-01 | 2039 | 57.02 | 198.855
[5 empty] | Economic Life |  |  | 30
[5 empty] | Nominal PTC 2029$ |  |  | 76.8191

## WD_.PX.BDG._.PTC.2031 (hidden)
Table 3
WD_.PX.BDG._.PTC.Utility_Scale
40% Capacity Factor
Year | Estimated Capital Cost | Fixed Capital Cost at Real Levelized Rate | Fixed O&M |  | Fixed Costs | Variable O&M | 110% PTC | Total Resource Cost | Total Resource Costs | Total Fixed Cost
| $/kW | $/kW-yr | $/kW-yr |  | $/MWh | $/MWh | $/MWh | $/MWh | $/kW-yr | $/kW-yr
| (a) | (b) | (c) |  | (e) | (f) | (g) | (g) | (h) | (i)
2024 | 1392.68 |  | 31.65
2025 | 1393.4262 |  | 32.34
2026 | 1394.5581 |  | 33.045
2027 | 1395.0772 |  | 33.7654
2028 | 1394.9561 |  | 34.5014
2029 | 1394.1667 |  | 35.2536
2030 | 1392.68 |  | 36.0221
2031 | 1408.2312 | 88.9439 | 36.8074 |  | 36.0581 |  | -49.06 | -13.0019 | -45.34 | 125.7513
2032 |  | 90.8829 | 37.6098 |  | 36.8442 |  | -50.39 | -13.5458 | -47.24 | 128.4926
2033 |  | 92.8641 | 38.4297 |  | 37.6474 |  | -50.39 | -12.7426 | -44.44 | 131.2938
2034 |  | 94.8885 | 39.2674 |  | 38.4681 |  | -51.71 | -13.2419 | -46.18 | 134.156
2035 |  | 96.9571 | 40.1235 |  | 39.3067 |  | -53.04 | -13.7333 | -47.89 | 137.0806
2036 |  | 99.0708 | 40.9982 |  | 40.1636 |  | -54.37 | -14.2064 | -49.54 | 140.0689
2037 |  | 101.2305 | 41.8919 |  | 41.0392 |  | -55.69 | -14.6508 | -51.09 | 143.1225
2038 |  | 103.4373 | 42.8052 |  | 41.9338 |  | -55.69 | -13.7562 | -47.97 | 146.2425
2039 |  | 105.6923 | 43.7383 |  | 42.848 |  | -57.02 | -14.172 | -49.42 | 149.4306
2040 |  | 107.9964 | 44.6918 |  | 43.7821 |  | -58.35 | -14.5679 | -50.81 | 152.6882
2041 |  | 110.3507 | 45.6661 |  | 44.7365 |  |  | 44.7365 | 156.02 | 156.0168
2042 |  | 112.7563 | 46.6616 |  | 45.7118 |  |  | 45.7118 | 159.42 | 159.418
2043 |  | 115.2144 | 47.6789 |  | 46.7083 |  |  | 46.7083 | 162.89 | 162.8933
2044 |  | 117.7261 | 48.7183 |  | 47.7265 |  |  | 47.7265 | 166.44 | 166.4443
2045 |  | 120.2925 | 49.7803 |  | 48.767 |  |  | 48.767 | 170.07 | 170.0728
2046 |  | 122.9149 | 50.8655 |  | 49.8301 |  |  | 49.8301 | 173.78 | 173.7804
2047 |  | 125.5944 | 51.9744 |  | 50.9164 |  |  | 50.9164 | 177.57 | 177.5688
2048 |  | 128.3324 | 53.1074 |  | 52.0264 |  |  | 52.0264 | 181.44 | 181.4398
2049 |  | 131.1301 | 54.2652 |  | 53.1605 |  |  | 53.1605 | 185.4 | 185.3952
2050 |  | 133.9887 | 55.4482 |  | 54.3194 |  |  | 54.3194 | 189.44 | 189.4368
2051 |  | 136.9096 | 56.6569 |  | 55.5036 |  |  | 55.5036 | 193.57 | 193.5666
2052 |  | 139.8943 | 57.892 |  | 56.7136 |  |  | 56.7136 | 197.79 | 197.7863
2053 |  | 142.944 | 59.1541 |  | 57.9499 |  |  | 57.9499 | 202.1 | 202.0981
2054 |  | 146.0601 | 60.4436 |  | 59.2132 |  |  | 59.2132 | 206.5 | 206.5038
2055 |  | 149.2443 | 61.7613 |  | 60.5041 |  |  | 60.5041 | 211.01 | 211.0056
2056 |  | 152.4978 | 63.1077 |  | 61.8231 |  |  | 61.8231 | 215.61 | 215.6055
2057 |  | 155.8222 | 64.4835 |  | 63.1708 |  |  | 63.1708 | 220.31 | 220.3057
2058 |  | 159.2192 | 65.8892 |  | 64.5479 |  |  | 64.5479 | 225.11 | 225.1084
2059 |  | 162.6901 | 67.3256 |  | 65.9551 |  |  | 65.9551 | 230.02 | 230.0157
2060 |  | 166.2368 | 68.7933 |  | 67.3929 |  |  | 67.3929 | 235.03 | 235.0301
2061 |  | 169.8607 | 70.293 |  | 68.8621 |  |  | 68.8621 | 240.15 | 240.1537
NPV chck |  |  |  | 0 |  |  |  | 16.5322 | 57.657 | 158.8067
Sources, Inputs and Assumptions
Source: | (c)(f) | Plant Costs - 2025 IRP - Table 7.1 & 7.2
| (a) | Plant capacity cost
| (b) | = (a) x 0.06316
| 0 | = ((b) + (c)) / (8.76 x 39.8%)
| (g) | = (e) + (f)
| (h) | Plant Costs - 2025 IRP - Table 7.1 & 7.2
[11 empty] | COD | 2031 | WD_.PX.BDG._.PTC.Utility_Scale
[11 empty] | MW Built | 100
| 6.316% | Payment Factor, 0% ITC |  | \\pacificorp.us\dfs\PDXCO\PaR\2025 IRP\03. Assumptions\12. New Resources (SSR)\Levelized\2025 IRP LFC_GM_2024E 2024.09.25 0% ITC.xlsb
| 39.81% | Capacity Factor
[6 empty] | 110% | % PTC
[7 empty] | $/MWh | $/kw-yr
[5 empty] | 2031-01-01 | 2031 | 49.06 | 171.0948
[5 empty] | 2032-01-01 | 2032 | 50.39 | 175.7331
[5 empty] | 2033-01-01 | 2033 | 50.39 | 175.7331
[5 empty] | 2034-01-01 | 2034 | 51.71 | 180.3366
[5 empty] | 2035-01-01 | 2035 | 53.04 | 184.9749
[5 empty] | 2036-01-01 | 2036 | 54.37 | 189.6132
[5 empty] | 2037-01-01 | 2037 | 55.69 | 194.2167
[5 empty] | 2038-01-01 | 2038 | 55.69 | 194.2167
[5 empty] | 2039-01-01 | 2039 | 57.02 | 198.855
[5 empty] | 2040-01-01 | 2040 | 58.35 | 203.4933
[5 empty] | Economic Life |  |  | 30
[5 empty] | Nominal PTC 2030$ |  |  | 78.3879

## WD_.PX.DJW._.PTC.2029 (hidden)
Table 3
WD_.PX.DJW._.PTC.Utility_Scale
42% Capacity Factor
Year | Estimated Capital Cost | Fixed Capital Cost at Real Levelized Rate | Fixed O&M |  | Fixed Costs | Variable O&M | 110% PTC | Total Resource Cost | Total Resource Costs | Total Fixed Cost
| $/kW | $/kW-yr | $/kW-yr |  | $/MWh | $/MWh | $/MWh | $/MWh | $/kW-yr | $/kW-yr
| (a) | (b) | (c) |  | (e) | (f) | (g) | (g) | (h) | (i)
2024 | 1392.68 |  | 31.65
2025 | 1393.4262 |  | 32.34
2026 | 1394.5581 |  | 33.045
2027 | 1395.0772 |  | 33.7654
2028 | 1394.9561 |  | 34.5014
2029 | 1394.1667 | 88.0556 | 35.2536 |  | 33.826 |  | -47.74 | -13.914 | -50.72 | 123.3091
2030 |  | 89.9752 | 36.0221 |  | 34.5634 |  | -47.74 | -13.1766 | -48.03 | 125.9973
2031 |  | 91.9366 | 36.8074 |  | 35.3169 |  | -49.06 | -13.7431 | -50.1 | 128.744
2032 |  | 93.9409 | 37.6098 |  | 36.0868 |  | -50.39 | -14.3032 | -52.14 | 131.5506
2033 |  | 95.9888 | 38.4297 |  | 36.8735 |  | -50.39 | -13.5165 | -49.27 | 134.4185
2034 |  | 98.0813 | 39.2674 |  | 37.6773 |  | -51.71 | -14.0327 | -51.15 | 137.3488
2035 |  | 100.2195 | 40.1235 |  | 38.4987 |  | -53.04 | -14.5413 | -53.01 | 140.343
2036 |  | 102.4043 | 40.9982 |  | 39.3379 |  | -54.37 | -15.0321 | -54.8 | 143.4025
2037 |  | 104.6367 | 41.8919 |  | 40.1955 |  | -55.69 | -15.4945 | -56.48 | 146.5286
2038 |  | 106.9178 | 42.8052 |  | 41.0718 |  | -55.69 | -14.6182 | -53.29 | 149.723
2039 |  | 109.2486 | 43.7383 |  | 41.9671 |  |  | 41.9671 | 152.99 | 152.9869
2040 |  | 111.6302 | 44.6918 |  | 42.882 |  |  | 42.882 | 156.32 | 156.322
2041 |  | 114.0637 | 45.6661 |  | 43.8168 |  |  | 43.8168 | 159.73 | 159.7298
2042 |  | 116.5503 | 46.6616 |  | 44.772 |  |  | 44.772 | 163.21 | 163.212
2043 |  | 119.0911 | 47.6789 |  | 45.7481 |  |  | 45.7481 | 166.77 | 166.77
2044 |  | 121.6873 | 48.7183 |  | 46.7454 |  |  | 46.7454 | 170.41 | 170.4056
2045 |  | 124.3401 | 49.7803 |  | 47.7644 |  |  | 47.7644 | 174.12 | 174.1204
2046 |  | 127.0507 | 50.8655 |  | 48.8057 |  |  | 48.8057 | 177.92 | 177.9162
2047 |  | 129.8204 | 51.9744 |  | 49.8697 |  |  | 49.8697 | 181.79 | 181.7948
2048 |  | 132.6505 | 53.1074 |  | 50.9568 |  |  | 50.9568 | 185.76 | 185.7579
2049 |  | 135.5423 | 54.2652 |  | 52.0677 |  |  | 52.0677 | 189.81 | 189.8075
2050 |  | 138.4971 | 55.4482 |  | 53.2027 |  |  | 53.2027 | 193.95 | 193.9453
2051 |  | 141.5163 | 56.6569 |  | 54.3626 |  |  | 54.3626 | 198.17 | 198.1733
2052 |  | 144.6014 | 57.892 |  | 55.5477 |  |  | 55.5477 | 202.49 | 202.4934
2053 |  | 147.7537 | 59.1541 |  | 56.7586 |  |  | 56.7586 | 206.91 | 206.9078
2054 |  | 150.9747 | 60.4436 |  | 57.9959 |  |  | 57.9959 | 211.42 | 211.4184
2055 |  | 154.266 | 61.7613 |  | 59.2603 |  |  | 59.2603 | 216.03 | 216.0273
2056 |  | 157.629 | 63.1077 |  | 60.5521 |  |  | 60.5521 | 220.74 | 220.7367
2057 |  | 161.0653 | 64.4835 |  | 61.8722 |  |  | 61.8722 | 225.55 | 225.5488
2058 |  | 164.5765 | 65.8892 |  | 63.221 |  |  | 63.221 | 230.47 | 230.4657
2059 |  | 168.1643 | 67.3256 |  | 64.5992 |  |  | 64.5992 | 235.49 | 235.4899
2060 |  | 171.8303 | 68.7933 |  | 66.0075 |  |  | 66.0075 | 240.62 | 240.6236
2061 |  | 175.5762 | 70.293 |  | 67.4464 |  |  | 67.4464 | 245.87 | 245.8692
NPV chck |  |  |  | 0 |  |  |  | 14.7885 | 53.9113 | 155.7227
Sources, Inputs and Assumptions
Source: | (c)(f) | Plant Costs - 2025 IRP - Table 7.1 & 7.2
| (a) | Plant capacity cost
| (b) | = (a) x 0.06316
| 0 | = ((b) + (c)) / (8.76 x 41.6%)
| (g) | = (e) + (f)
| (h) | Plant Costs - 2025 IRP - Table 7.1 & 7.2
[11 empty] | COD | 2029 | WD_.PX.DJW._.PTC.Utility_Scale
[11 empty] | MW Built | 100
| 6.316% | Payment Factor, 0% ITC |  | \\pacificorp.us\dfs\PDXCO\PaR\2025 IRP\03. Assumptions\12. New Resources (SSR)\Levelized\2025 IRP LFC_GM_2024E 2024.09.25 0% ITC.xlsb
| 41.61% | Capacity Factor
[6 empty] | 110% | % PTC
[7 empty] | $/MWh | $/kw-yr
[5 empty] | 2029-01-01 | 2029 | 47.74 | 174.0314
[5 empty] | 2030-01-01 | 2030 | 47.74 | 174.0314
[5 empty] | 2031-01-01 | 2031 | 49.06 | 178.8433
[5 empty] | 2032-01-01 | 2032 | 50.39 | 183.6917
[5 empty] | 2033-01-01 | 2033 | 50.39 | 183.6917
[5 empty] | 2034-01-01 | 2034 | 51.71 | 188.5036
[5 empty] | 2035-01-01 | 2035 | 53.04 | 193.352
[5 empty] | 2036-01-01 | 2036 | 54.37 | 198.2004
[5 empty] | 2037-01-01 | 2037 | 55.69 | 203.0123
[5 empty] | 2038-01-01 | 2038 | 55.69 | 203.0123
[5 empty] | Economic Life |  |  | 30
[5 empty] | Nominal PTC 2028$ |  |  | 78.9004

## WD_.PX.DJW._.PTC.2030 (hidden)
Table 3
WD_.PX.DJW._.PTC.Utility_Scale
42% Capacity Factor
Year | Estimated Capital Cost | Fixed Capital Cost at Real Levelized Rate | Fixed O&M | Levelized PTC Offset | Fixed Costs | Variable O&M | 110% PTC | Total Resource Cost | Total Resource Costs | Total Fixed Cost
| $/kW | $/kW-yr | $/kW-yr | $/kW-yr | $/MWh | $/MWh | $/MWh | $/MWh | $/kW-yr | $/kW-yr
| (a) | (b) | (c) |  | (e) | (f) | (g) | (g) | (h) | (i)
2024 | 1392.68 |  | 31.65
2025 | 1393.4262 |  | 32.34
2026 | 1394.5581 |  | 33.045
2027 | 1395.0772 |  | 33.7654
2028 | 1394.9561 |  | 34.5014
2029 | 1394.1667 |  | 35.2536
2030 | 1392.68 | 87.9617 | 36.0221 |  | 34.011 |  | -47.74 | -13.729 | -50.05 | 123.9838
2031 |  | 89.8792 | 36.8074 |  | 34.7525 |  | -49.06 | -14.3075 | -52.16 | 126.6866
2032 |  | 91.8386 | 37.6098 |  | 35.5101 |  | -50.39 | -14.8799 | -54.24 | 129.4484
2033 |  | 93.8407 | 38.4297 |  | 36.2842 |  | -50.39 | -14.1058 | -51.42 | 132.2704
2034 |  | 95.8864 | 39.2674 |  | 37.0752 |  | -51.71 | -14.6348 | -53.35 | 135.1539
2035 |  | 97.9767 | 40.1235 |  | 37.8834 |  | -53.04 | -15.1566 | -55.25 | 138.1002
2036 |  | 100.1126 | 40.9982 |  | 38.7093 |  | -54.37 | -15.6607 | -57.09 | 141.1108
2037 |  | 102.2951 | 41.8919 |  | 39.5531 |  | -55.69 | -16.1369 | -58.83 | 144.187
2038 |  | 104.5251 | 42.8052 |  | 40.4154 |  | -55.69 | -15.2746 | -55.68 | 147.3303
2039 |  | 106.8038 | 43.7383 |  | 41.2965 |  | -57.02 | -15.7235 | -57.32 | 150.5421
2040 |  | 109.1321 | 44.6918 |  | 42.1967 |  |  | 42.1967 | 153.82 | 153.8239
2041 |  | 111.5112 | 45.6661 |  | 43.1166 |  |  | 43.1166 | 157.18 | 157.1773
2042 |  | 113.9421 | 46.6616 |  | 44.0566 |  |  | 44.0566 | 160.6 | 160.6037
2043 |  | 116.426 | 47.6789 |  | 45.017 |  |  | 45.017 | 164.1 | 164.1049
2044 |  | 118.9641 | 48.7183 |  | 45.9984 |  |  | 45.9984 | 167.68 | 167.6824
2045 |  | 121.5575 | 49.7803 |  | 47.0011 |  |  | 47.0011 | 171.34 | 171.3379
2046 |  | 124.2075 | 50.8655 |  | 48.0257 |  |  | 48.0257 | 175.07 | 175.073
2047 |  | 126.9152 | 51.9744 |  | 49.0727 |  |  | 49.0727 | 178.89 | 178.8896
2048 |  | 129.682 | 53.1074 |  | 50.1425 |  |  | 50.1425 | 182.79 | 182.7894
2049 |  | 132.509 | 54.2652 |  | 51.2356 |  |  | 51.2356 | 186.77 | 186.7742
2050 |  | 135.3977 | 55.4482 |  | 52.3525 |  |  | 52.3525 | 190.85 | 190.8459
2051 |  | 138.3494 | 56.6569 |  | 53.4938 |  |  | 53.4938 | 195.01 | 195.0063
2052 |  | 141.3654 | 57.892 |  | 54.66 |  |  | 54.66 | 199.26 | 199.2575
2053 |  | 144.4472 | 59.1541 |  | 55.8516 |  |  | 55.8516 | 203.6 | 203.6013
2054 |  | 147.5961 | 60.4436 |  | 57.0691 |  |  | 57.0691 | 208.04 | 208.0398
2055 |  | 150.8137 | 61.7613 |  | 58.3132 |  |  | 58.3132 | 212.58 | 212.5751
2056 |  | 154.1015 | 63.1077 |  | 59.5845 |  |  | 59.5845 | 217.21 | 217.2092
2057 |  | 157.4609 | 64.4835 |  | 60.8834 |  |  | 60.8834 | 221.94 | 221.9444
2058 |  | 160.8935 | 65.8892 |  | 62.2107 |  |  | 62.2107 | 226.78 | 226.7827
2059 |  | 164.401 | 67.3256 |  | 63.5669 |  |  | 63.5669 | 231.73 | 231.7266
2060 |  | 167.985 | 68.7933 |  | 64.9526 |  |  | 64.9526 | 236.78 | 236.7782
2061 |  | 171.647 | 70.293 |  | 66.3686 |  |  | 66.3686 | 241.94 | 241.94
NPV chck |  |  |  | 0 |  |  |  | 14.5275 | 52.958 | 156.5746
Sources, Inputs and Assumptions
Source: | (c)(f) | Plant Costs - 2025 IRP - Table 7.1 & 7.2
| (a) | Plant capacity cost
| (b) | = (a) x 0.06316
| 0 | = ((b) + (c)) / (8.76 x 41.6%)
| (g) | = (e) + (f)
| (h) | Plant Costs - 2025 IRP - Table 7.1 & 7.2
[11 empty] | COD | 2030 | WD_.PX.DJW._.PTC.Utility_Scale
[11 empty] | MW Built | 100
| 6.316% | Payment Factor, 0% ITC |  | \\pacificorp.us\dfs\PDXCO\PaR\2025 IRP\03. Assumptions\12. New Resources (SSR)\Levelized\2025 IRP LFC_GM_2024E 2024.09.25 0% ITC.xlsb
| 41.61% | Capacity Factor
[6 empty] | 110% | % PTC
[7 empty] | $/MWh | $/kw-yr
[5 empty] | 2030-01-01 | 2030 | 47.74 | 174.0314
[5 empty] | 2031-01-01 | 2031 | 49.06 | 178.8433
[5 empty] | 2032-01-01 | 2032 | 50.39 | 183.6917
[5 empty] | 2033-01-01 | 2033 | 50.39 | 183.6917
[5 empty] | 2034-01-01 | 2034 | 51.71 | 188.5036
[5 empty] | 2035-01-01 | 2035 | 53.04 | 193.352
[5 empty] | 2036-01-01 | 2036 | 54.37 | 198.2004
[5 empty] | 2037-01-01 | 2037 | 55.69 | 203.0123
[5 empty] | 2038-01-01 | 2038 | 55.69 | 203.0123
[5 empty] | 2039-01-01 | 2039 | 57.02 | 207.8607
[5 empty] | Economic Life |  |  | 30
[5 empty] | Nominal PTC 2029$ |  |  | 80.2981

## WD_.PX.DJW._.PTC.2031 (hidden)
Table 3
WD_.PX.DJW._.PTC.Utility_Scale
42% Capacity Factor
Year | Estimated Capital Cost | Fixed Capital Cost at Real Levelized Rate | Fixed O&M |  | Fixed Costs | Variable O&M | 110% PTC | Total Resource Cost | Total Resource Costs | Total Fixed Cost
| $/kW | $/kW-yr | $/kW-yr |  | $/MWh | $/MWh | $/MWh | $/MWh | $/kW-yr | $/kW-yr
| (a) | (b) | (c) |  | (e) | (f) | (g) | (g) | (h) | (i)
2024 | 1392.68 |  | 31.65
2025 | 1393.4262 |  | 32.34
2026 | 1394.5581 |  | 33.045
2027 | 1395.0772 |  | 33.7654
2028 | 1394.9561 |  | 34.5014
2029 | 1394.1667 |  | 35.2536
2030 | 1392.68 |  | 36.0221
2031 | 1408.2312 | 88.9439 | 36.8074 |  | 34.4959 |  | -49.06 | -14.5641 | -53.09 | 125.7513
2032 |  | 90.8829 | 37.6098 |  | 35.2479 |  | -50.39 | -15.1421 | -55.2 | 128.4926
2033 |  | 92.8641 | 38.4297 |  | 36.0163 |  | -50.39 | -14.3737 | -52.4 | 131.2938
2034 |  | 94.8885 | 39.2674 |  | 36.8015 |  | -51.71 | -14.9085 | -54.35 | 134.156
2035 |  | 96.9571 | 40.1235 |  | 37.6037 |  | -53.04 | -15.4363 | -56.27 | 137.0806
2036 |  | 99.0708 | 40.9982 |  | 38.4235 |  | -54.37 | -15.9465 | -58.13 | 140.0689
2037 |  | 101.2305 | 41.8919 |  | 39.2611 |  | -55.69 | -16.4289 | -59.89 | 143.1225
2038 |  | 103.4373 | 42.8052 |  | 40.117 |  | -55.69 | -15.573 | -56.77 | 146.2425
2039 |  | 105.6923 | 43.7383 |  | 40.9916 |  | -57.02 | -16.0284 | -58.43 | 149.4306
2040 |  | 107.9964 | 44.6918 |  | 41.8852 |  | -58.35 | -16.4648 | -60.02 | 152.6882
2041 |  | 110.3507 | 45.6661 |  | 42.7983 |  |  | 42.7983 | 156.02 | 156.0168
2042 |  | 112.7563 | 46.6616 |  | 43.7313 |  |  | 43.7313 | 159.42 | 159.418
2043 |  | 115.2144 | 47.6789 |  | 44.6846 |  |  | 44.6846 | 162.89 | 162.8933
2044 |  | 117.7261 | 48.7183 |  | 45.6587 |  |  | 45.6587 | 166.44 | 166.4443
2045 |  | 120.2925 | 49.7803 |  | 46.6541 |  |  | 46.6541 | 170.07 | 170.0728
2046 |  | 122.9149 | 50.8655 |  | 47.6712 |  |  | 47.6712 | 173.78 | 173.7804
2047 |  | 125.5944 | 51.9744 |  | 48.7104 |  |  | 48.7104 | 177.57 | 177.5688
2048 |  | 128.3324 | 53.1074 |  | 49.7723 |  |  | 49.7723 | 181.44 | 181.4398
2049 |  | 131.1301 | 54.2652 |  | 50.8573 |  |  | 50.8573 | 185.4 | 185.3952
2050 |  | 133.9887 | 55.4482 |  | 51.966 |  |  | 51.966 | 189.44 | 189.4368
2051 |  | 136.9096 | 56.6569 |  | 53.0989 |  |  | 53.0989 | 193.57 | 193.5666
2052 |  | 139.8943 | 57.892 |  | 54.2564 |  |  | 54.2564 | 197.79 | 197.7863
2053 |  | 142.944 | 59.1541 |  | 55.4392 |  |  | 55.4392 | 202.1 | 202.0981
2054 |  | 146.0601 | 60.4436 |  | 56.6478 |  |  | 56.6478 | 206.5 | 206.5038
2055 |  | 149.2443 | 61.7613 |  | 57.8827 |  |  | 57.8827 | 211.01 | 211.0056
2056 |  | 152.4978 | 63.1077 |  | 59.1445 |  |  | 59.1445 | 215.61 | 215.6055
2057 |  | 155.8222 | 64.4835 |  | 60.4339 |  |  | 60.4339 | 220.31 | 220.3057
2058 |  | 159.2192 | 65.8892 |  | 61.7514 |  |  | 61.7514 | 225.11 | 225.1084
2059 |  | 162.6901 | 67.3256 |  | 63.0975 |  |  | 63.0975 | 230.02 | 230.0157
2060 |  | 166.2368 | 68.7933 |  | 64.4731 |  |  | 64.4731 | 235.03 | 235.0301
2061 |  | 169.8607 | 70.293 |  | 65.8786 |  |  | 65.8786 | 240.15 | 240.1537
NPV chck |  |  |  | 0 |  |  |  | 14.5593 | 53.0749 | 158.8067
Sources, Inputs and Assumptions
Source: | (c)(f) | Plant Costs - 2025 IRP - Table 7.1 & 7.2
| (a) | Plant capacity cost
| (b) | = (a) x 0.06316
| 0 | = ((b) + (c)) / (8.76 x 41.6%)
| (g) | = (e) + (f)
| (h) | Plant Costs - 2025 IRP - Table 7.1 & 7.2
[11 empty] | COD | 2031 | WD_.PX.DJW._.PTC.Utility_Scale
[11 empty] | MW Built | 244.1898
| 6.316% | Payment Factor, 0% ITC |  | \\pacificorp.us\dfs\PDXCO\PaR\2025 IRP\03. Assumptions\12. New Resources (SSR)\Levelized\2025 IRP LFC_GM_2024E 2024.09.25 0% ITC.xlsb
| 41.61% | Capacity Factor
[6 empty] | 110% | % PTC
[7 empty] | $/MWh | $/kw-yr
[5 empty] | 2031-01-01 | 2031 | 49.06 | 178.8433
[5 empty] | 2032-01-01 | 2032 | 50.39 | 183.6917
[5 empty] | 2033-01-01 | 2033 | 50.39 | 183.6917
[5 empty] | 2034-01-01 | 2034 | 51.71 | 188.5036
[5 empty] | 2035-01-01 | 2035 | 53.04 | 193.352
[5 empty] | 2036-01-01 | 2036 | 54.37 | 198.2004
[5 empty] | 2037-01-01 | 2037 | 55.69 | 203.0123
[5 empty] | 2038-01-01 | 2038 | 55.69 | 203.0123
[5 empty] | 2039-01-01 | 2039 | 57.02 | 207.8607
[5 empty] | 2040-01-01 | 2040 | 58.35 | 212.7091
[5 empty] | Economic Life |  |  | 30
[5 empty] | Nominal PTC 2030$ |  |  | 81.938

## Table 3 PV_.PX.NTN._.PTC.2031 (hidden)
Table 3
PV_.PX.NTN._.PTC.Utility_Scale
30% Capacity Factor
Year | Estimated Capital Cost | Fixed Capital Cost at Real Levelized Rate | Fixed O&M |  | Fixed Costs | Variable O&M | 110% PTC | Total Resource Cost | Total Resource Costs | Total Fixed Cost
| $/kW | $/kW-yr | $/kW-yr |  | $/MWh | $/MWh | $/MWh | $/MWh | $/kW-yr | $/kW-yr
| (a) | (b) | (c) |  | (e) | (f) | (g) | (g) | (h) | (i)
2024 | 1216.55 |  | 20.52
2025 | 1295.735 |  | 20.9673
2026 | 1271.0526 |  | 21.4244
2027 | 1244.6783 |  | 21.8915
2028 | 1216.55 |  | 22.3687
2029 | 1186.6038 |  | 22.8563
2030 | 1154.7738 |  | 23.3546
2031 | 1120.9921 | 76.9113 | 23.8637 |  | 38.0745 |  | -49.06 | -10.9855 | -29.08 | 100.775
2032 |  | 78.5879 | 24.384 |  | 38.9046 |  | -50.39 | -11.4854 | -30.4 | 102.9719
2033 |  | 80.3011 | 24.9155 |  | 39.7527 |  | -50.39 | -10.6373 | -28.15 | 105.2167
2034 |  | 82.0517 | 25.4587 |  | 40.6193 |  | -51.71 | -11.0907 | -29.35 | 107.5104
2035 |  | 83.8404 | 26.0137 |  | 41.5048 |  | -53.04 | -11.5352 | -30.53 | 109.8541
2036 |  | 85.6682 | 26.5808 |  | 42.4096 |  | -54.37 | -11.9604 | -31.66 | 112.249
2037 |  | 87.5357 | 27.1603 |  | 43.3341 |  | -55.69 | -12.3559 | -32.7 | 114.696
2038 |  | 89.444 | 27.7524 |  | 44.2788 |  | -55.69 | -11.4112 | -30.2 | 117.1964
2039 |  | 91.3939 | 28.3574 |  | 45.2441 |  | -57.02 | -11.7759 | -31.17 | 119.7512
2040 |  | 93.3863 | 28.9756 |  | 46.2304 |  | -58.35 | -12.1196 | -32.08 | 122.3618
2041 |  | 95.4221 | 29.6072 |  | 47.2382 |  |  | 47.2382 | 125.03 | 125.0293
2042 |  | 97.5023 | 30.2527 |  | 48.268 |  |  | 48.268 | 127.75 | 127.755
2043 |  | 99.6278 | 30.9122 |  | 49.3203 |  |  | 49.3203 | 130.54 | 130.54
2044 |  | 101.7997 | 31.5861 |  | 50.3955 |  |  | 50.3955 | 133.39 | 133.3858
2045 |  | 104.019 | 32.2746 |  | 51.4941 |  |  | 51.4941 | 136.29 | 136.2936
2046 |  | 106.2866 | 32.9782 |  | 52.6166 |  |  | 52.6166 | 139.26 | 139.2648
2047 |  | 108.6036 | 33.6971 |  | 53.7637 |  |  | 53.7637 | 142.3 | 142.3008
2048 |  | 110.9712 | 34.4317 |  | 54.9357 |  |  | 54.9357 | 145.4 | 145.4029
2049 |  | 113.3904 | 35.1823 |  | 56.1333 |  |  | 56.1333 | 148.57 | 148.5727
2050 |  | 115.8623 | 35.9493 |  | 57.357 |  |  | 57.357 | 151.81 | 151.8116
NPV |  |  |  | 0 |  |  |  | 10.6051 | 28.0691 | 119.3187
Sources, Inputs and Assumptions
Source: | (c)(f) | Plant Costs - 2025 IRP - Table 7.1 & 7.2
| (a) | Plant capacity cost
| (b) | = (a) x 0.06861
| 0 | = ((b) + (c)) / (8.76 x 30.2%)
| (g) | = (e) + (f)
| (h) | Plant Costs - 2025 IRP - Table 7.1 & 7.2
[11 empty] | COD | 2031 | PV_.PX.NTN._.PTC.Utility_Scale
[11 empty] | MW Built | 100
| 6.861% | Payment Factor, 0% ITC
| 30.21% | Capacity Factor
[6 empty] | 110% | % PTC
[7 empty] | $/MWh | $/kw-yr
[5 empty] | 2031-01-01 | 2031 | 49.06 | 129.8511
[5 empty] | 2032-01-01 | 2032 | 50.39 | 133.3713
[5 empty] | 2033-01-01 | 2033 | 50.39 | 133.3713
[5 empty] | 2034-01-01 | 2034 | 51.71 | 136.8651
[5 empty] | 2035-01-01 | 2035 | 53.04 | 140.3853
[5 empty] | 2036-01-01 | 2036 | 54.37 | 143.9055
[5 empty] | 2037-01-01 | 2037 | 55.69 | 147.3993
[5 empty] | 2038-01-01 | 2038 | 55.69 | 147.3993
[5 empty] | 2039-01-01 | 2039 | 57.02 | 150.9195
[5 empty] | 2040-01-01 | 2040 | 58.35 | 154.4397
[5 empty] | Economic Life |  |  | 25
[5 empty] | Nominal PTC 2030$ |  |  | 65.7381

## PV_.PX.BDG._.PTC.2031 (hidden)
Table 3
PV_.PX.BDG._.PTC.Utility_Scale
30% Capacity Factor
Year | Estimated Capital Cost | Fixed Capital Cost at Real Levelized Rate | Fixed O&M |  | Fixed Costs | Variable O&M | 110% PTC | Total Resource Cost | Total Resource Costs | Total Fixed Cost
| $/kW | $/kW-yr | $/kW-yr |  | $/MWh | $/MWh | $/MWh | $/MWh | $/kW-yr | $/kW-yr
| (a) | (b) | (c) |  | (e) | (f) | (g) | (g) | (h) | (i)
2024 | 1216.55 |  | 20.52
2025 | 1295.735 |  | 20.9673
2026 | 1271.0526 |  | 21.4244
2027 | 1244.6783 |  | 21.8915
2028 | 1216.55 |  | 22.3687
2029 | 1186.6038 |  | 22.8563
2030 | 1154.7738 |  | 23.3546
2031 | 1120.9921 | 76.9113 | 23.8637 |  | 38.4065 |  | -49.06 | -10.6535 | -27.95 | 100.775
2032 |  | 78.5879 | 24.384 |  | 39.2438 |  | -50.39 | -11.1462 | -29.25 | 102.9719
2033 |  | 80.3011 | 24.9155 |  | 40.0993 |  | -50.39 | -10.2907 | -27 | 105.2167
2034 |  | 82.0517 | 25.4587 |  | 40.9735 |  | -51.71 | -10.7365 | -28.17 | 107.5104
2035 |  | 83.8404 | 26.0137 |  | 41.8667 |  | -53.04 | -11.1733 | -29.32 | 109.8541
2036 |  | 85.6682 | 26.5808 |  | 42.7794 |  | -54.37 | -11.5906 | -30.41 | 112.249
2037 |  | 87.5357 | 27.1603 |  | 43.712 |  | -55.69 | -11.978 | -31.43 | 114.696
2038 |  | 89.444 | 27.7524 |  | 44.6649 |  | -55.69 | -11.0251 | -28.93 | 117.1964
2039 |  | 91.3939 | 28.3574 |  | 45.6386 |  | -57.02 | -11.3814 | -29.86 | 119.7512
2040 |  | 93.3863 | 28.9756 |  | 46.6335 |  | -58.35 | -11.7165 | -30.74 | 122.3618
2041 |  | 95.4221 | 29.6072 |  | 47.6501 |  |  | 47.6501 | 125.03 | 125.0293
2042 |  | 97.5023 | 30.2527 |  | 48.6889 |  |  | 48.6889 | 127.75 | 127.755
2043 |  | 99.6278 | 30.9122 |  | 49.7503 |  |  | 49.7503 | 130.54 | 130.54
2044 |  | 101.7997 | 31.5861 |  | 50.8348 |  |  | 50.8348 | 133.39 | 133.3858
2045 |  | 104.019 | 32.2746 |  | 51.943 |  |  | 51.943 | 136.29 | 136.2936
2046 |  | 106.2866 | 32.9782 |  | 53.0754 |  |  | 53.0754 | 139.26 | 139.2648
2047 |  | 108.6036 | 33.6971 |  | 54.2324 |  |  | 54.2324 | 142.3 | 142.3008
2048 |  | 110.9712 | 34.4317 |  | 55.4147 |  |  | 55.4147 | 145.4 | 145.4029
2049 |  | 113.3904 | 35.1823 |  | 56.6228 |  |  | 56.6228 | 148.57 | 148.5727
2050 |  | 115.8623 | 35.9493 |  | 57.8571 |  |  | 57.8571 | 151.81 | 151.8116
2051 |  | 118.3881 | 36.733 |  | 59.1184 |  |  | 59.1184 | 155.12 | 155.1211
2052 |  | 120.9689 | 37.5338 |  | 60.4072 |  |  | 60.4072 | 158.5 | 158.5027
2053 |  | 123.606 | 38.352 |  | 61.7241 |  |  | 61.7241 | 161.96 | 161.9581
2054 |  | 126.3007 | 39.1881 |  | 63.0697 |  |  | 63.0697 | 165.49 | 165.4888
2055 |  | 129.054 | 40.0424 |  | 64.4446 |  |  | 64.4446 | 169.1 | 169.0964
2056 |  | 131.8674 | 40.9153 |  | 65.8495 |  |  | 65.8495 | 172.78 | 172.7827
2057 |  | 134.7421 | 41.8073 |  | 67.285 |  |  | 67.285 | 176.55 | 176.5494
2058 |  | 137.6795 | 42.7187 |  | 68.7518 |  |  | 68.7518 | 180.4 | 180.3982
2059 |  | 140.6809 | 43.65 |  | 70.2506 |  |  | 70.2506 | 184.33 | 184.3308
2060 |  | 143.7477 | 44.6015 |  | 71.7821 |  |  | 71.7821 | 188.35 | 188.3493
2061 |  | 146.8814 | 45.5738 |  | 73.3469 |  |  | 73.3469 | 192.46 | 192.4553
NPV chck |  |  |  | 0 |  |  |  | 15.9617 | 41.882 | 123.4673
Sources, Inputs and Assumptions
Source: | (c)(f) | Plant Costs - 2025 IRP - Table 7.1 & 7.2
| (a) | Plant capacity cost
| (b) | = (a) x 0.06861
| 0 | = ((b) + (c)) / (8.76 x 30.0%)
| (g) | = (e) + (f)
| (h) | Plant Costs - 2025 IRP - Table 7.1 & 7.2
[11 empty] | COD | 2031 | PV_.PX.BDG._.PTC.Utility_Scale
2028$ |  | 0 | Network Upgrade ($/kw-yr)
[11 empty] | MW Built | 88.5
| 6.861% | Payment Factor, 0% ITC
| 29.95% | Capacity Factor
[6 empty] | 110% | % PTC
[7 empty] | $/MWh | $/kw-yr
[5 empty] | 2031-01-01 | 2031 | 49.06 | 128.7288
[5 empty] | 2032-01-01 | 2032 | 50.39 | 132.2185
[5 empty] | 2033-01-01 | 2033 | 50.39 | 132.2185
[5 empty] | 2034-01-01 | 2034 | 51.71 | 135.6821
[5 empty] | 2035-01-01 | 2035 | 53.04 | 139.1719
[5 empty] | 2036-01-01 | 2036 | 54.37 | 142.6617
[5 empty] | 2037-01-01 | 2037 | 55.69 | 146.1252
[5 empty] | 2038-01-01 | 2038 | 55.69 | 146.1252
[5 empty] | 2039-01-01 | 2039 | 57.02 | 149.615
[5 empty] | 2040-01-01 | 2040 | 58.35 | 153.1048
[5 empty] | Economic Life |  |  | 25
[5 empty] | Nominal PTC 2030$ |  |  | 65.1699

## PV_.PX.HTG._.PTC.2031 (hidden)
Table 3
PV_.PX.HTG._.PTC.Utility_Scale
33% Capacity Factor
Year | Estimated Capital Cost | Fixed Capital Cost at Real Levelized Rate | Fixed O&M |  | Fixed Costs | Variable O&M | 110% PTC | Total Resource Cost | Total Resource Costs | Total Fixed Cost
| $/kW | $/kW-yr | $/kW-yr |  | $/MWh | $/MWh | $/MWh | $/MWh | $/kW-yr | $/kW-yr
| (a) | (b) | (c) |  | (e) | (f) | (g) | (g) | (h) | (i)
2024 | 1216.55 |  | 20.52
2025 | 1295.735 |  | 20.9673
2026 | 1271.0526 |  | 21.4244
2027 | 1244.6783 |  | 21.8915
2028 | 1216.55 |  | 22.3687
2029 | 1186.6038 |  | 22.8563
2030 | 1154.7738 |  | 23.3546
2031 | 1120.9921 | 76.9113 | 23.8637 |  | 35.1969 |  | -49.06 | -13.8631 | -39.69 | 100.775
2032 |  | 78.5879 | 24.384 |  | 35.9642 |  | -50.39 | -14.4258 | -41.3 | 102.9719
2033 |  | 80.3011 | 24.9155 |  | 36.7482 |  | -50.39 | -13.6418 | -39.06 | 105.2167
2034 |  | 82.0517 | 25.4587 |  | 37.5493 |  | -51.71 | -14.1607 | -40.54 | 107.5104
2035 |  | 83.8404 | 26.0137 |  | 38.3679 |  | -53.04 | -14.6721 | -42.01 | 109.8541
2036 |  | 85.6682 | 26.5808 |  | 39.2043 |  | -54.37 | -15.1657 | -43.42 | 112.249
2037 |  | 87.5357 | 27.1603 |  | 40.059 |  | -55.69 | -15.631 | -44.75 | 114.696
2038 |  | 89.444 | 27.7524 |  | 40.9323 |  | -55.69 | -14.7577 | -42.25 | 117.1964
2039 |  | 91.3939 | 28.3574 |  | 41.8246 |  | -57.02 | -15.1954 | -43.51 | 119.7512
2040 |  | 93.3863 | 28.9756 |  | 42.7364 |  | -58.35 | -15.6136 | -44.7 | 122.3618
2041 |  | 95.4221 | 29.6072 |  | 43.668 |  |  | 43.668 | 125.03 | 125.0293
2042 |  | 97.5023 | 30.2527 |  | 44.62 |  |  | 44.62 | 127.75 | 127.755
2043 |  | 99.6278 | 30.9122 |  | 45.5927 |  |  | 45.5927 | 130.54 | 130.54
2044 |  | 101.7997 | 31.5861 |  | 46.5866 |  |  | 46.5866 | 133.39 | 133.3858
2045 |  | 104.019 | 32.2746 |  | 47.6022 |  |  | 47.6022 | 136.29 | 136.2936
2046 |  | 106.2866 | 32.9782 |  | 48.6399 |  |  | 48.6399 | 139.26 | 139.2648
2047 |  | 108.6036 | 33.6971 |  | 49.7003 |  |  | 49.7003 | 142.3 | 142.3008
2048 |  | 110.9712 | 34.4317 |  | 50.7837 |  |  | 50.7837 | 145.4 | 145.4029
2049 |  | 113.3904 | 35.1823 |  | 51.8908 |  |  | 51.8908 | 148.57 | 148.5727
2050 |  | 115.8623 | 35.9493 |  | 53.022 |  |  | 53.022 | 151.81 | 151.8116
2051 |  | 118.3881 | 36.733 |  | 54.1779 |  |  | 54.1779 | 155.12 | 155.1211
2052 |  | 120.9689 | 37.5338 |  | 55.359 |  |  | 55.359 | 158.5 | 158.5027
2053 |  | 123.606 | 38.352 |  | 56.5658 |  |  | 56.5658 | 161.96 | 161.9581
2054 |  | 126.3007 | 39.1881 |  | 57.799 |  |  | 57.799 | 165.49 | 165.4888
2055 |  | 129.054 | 40.0424 |  | 59.059 |  |  | 59.059 | 169.1 | 169.0964
2056 |  | 131.8674 | 40.9153 |  | 60.3465 |  |  | 60.3465 | 172.78 | 172.7827
2057 |  | 134.7421 | 41.8073 |  | 61.662 |  |  | 61.662 | 176.55 | 176.5494
2058 |  | 137.6795 | 42.7187 |  | 63.0062 |  |  | 63.0062 | 180.4 | 180.3982
2059 |  | 140.6809 | 43.65 |  | 64.3798 |  |  | 64.3798 | 184.33 | 184.3308
2060 |  | 143.7477 | 44.6015 |  | 65.7833 |  |  | 65.7833 | 188.35 | 188.3493
2061 |  | 146.8814 | 45.5738 |  | 67.2173 |  |  | 67.2173 | 192.46 | 192.4553
NPV |  |  |  | 0 |  |  |  | 12.0294 | 34.443 | 123.4673
Sources, Inputs and Assumptions
Source: | (c)(f) | Plant Costs - 2025 IRP - Table 7.1 & 7.2
| (a) | Plant capacity cost
| (b) | = (a) x 0.06861
| 0 | = ((b) + (c)) / (8.76 x 32.7%)
| (g) | = (e) + (f)
| (h) | Plant Costs - 2025 IRP - Table 7.1 & 7.2
[11 empty] | COD | 2031 | PV_.PX.HTG._.PTC.Utility_Scale
[11 empty] | MW Built | 405.9404
| 6.861% | Payment Factor, 0% ITC
| 32.68% | Capacity Factor
[6 empty] | 110% | % PTC
[7 empty] | $/MWh | $/kw-yr
[5 empty] | 2031-01-01 | 2031 | 49.06 | 140.4676
[5 empty] | 2032-01-01 | 2032 | 50.39 | 144.2756
[5 empty] | 2033-01-01 | 2033 | 50.39 | 144.2756
[5 empty] | 2034-01-01 | 2034 | 51.71 | 148.055
[5 empty] | 2035-01-01 | 2035 | 53.04 | 151.863
[5 empty] | 2036-01-01 | 2036 | 54.37 | 155.671
[5 empty] | 2037-01-01 | 2037 | 55.69 | 159.4504
[5 empty] | 2038-01-01 | 2038 | 55.69 | 159.4504
[5 empty] | 2039-01-01 | 2039 | 57.02 | 163.2585
[5 empty] | 2040-01-01 | 2040 | 58.35 | 167.0665
[5 empty] | Economic Life |  |  | 25
[5 empty] | Nominal PTC 2030$ |  |  | 71.1127

## PV_.PX.UTS._.PTC.2031 (hidden)
Table 3
PV_.PX.UTS._.PTC.Utility_Scale
33% Capacity Factor
Year | Estimated Capital Cost | Fixed Capital Cost at Real Levelized Rate | Fixed O&M | Network Upgrade |  | Fixed Costs | Variable O&M | 110% PTC | Total Resource Cost | Total Resource Costs | Total Fixed Cost
| $/kW | $/kW-yr | $/kW-yr | $/kW-yr |  | $/MWh | $/MWh | $/MWh | $/MWh | $/kW-yr | $/kW-yr
| (a) | (b) | (c) | (e) |  | (e) | (f) | (g) | (g) | (h) | (i)
2024 | 1216.55 |  | 20.52
2025 | 1295.735 |  | 20.9673
2026 | 1271.0526 |  | 21.4244
2027 | 1244.6783 |  | 21.8915
2028 | 1216.55 |  | 22.3687
2029 | 1186.6038 |  | 22.8563
2030 | 1154.7738 |  | 23.3546
2031 | 1120.9921 | 76.9113 | 23.8637 | 2.6873 |  | 35.1969 |  | -49.06 | -13.8631 | -39.69 | 100.775
2032 |  | 78.5879 | 24.384 | 2.7459 |  | 35.9642 |  | -50.39 | -14.4258 | -41.3 | 102.9719
2033 |  | 80.3011 | 24.9155 | 2.8057 |  | 36.7482 |  | -50.39 | -13.6418 | -39.06 | 105.2167
2034 |  | 82.0517 | 25.4587 | 2.8669 |  | 37.5493 |  | -51.71 | -14.1607 | -40.54 | 107.5104
2035 |  | 83.8404 | 26.0137 | 2.9294 |  | 38.3679 |  | -53.04 | -14.6721 | -42.01 | 109.8541
2036 |  | 85.6682 | 26.5808 | 2.9932 |  | 39.2043 |  | -54.37 | -15.1657 | -43.42 | 112.249
2037 |  | 87.5357 | 27.1603 | 3.0585 |  | 40.059 |  | -55.69 | -15.631 | -44.75 | 114.696
2038 |  | 89.444 | 27.7524 | 3.1252 |  | 40.9323 |  | -55.69 | -14.7577 | -42.25 | 117.1964
2039 |  | 91.3939 | 28.3574 | 3.1933 |  | 41.8246 |  | -57.02 | -15.1954 | -43.51 | 119.7512
2040 |  | 93.3863 | 28.9756 | 3.2629 |  | 42.7364 |  | -58.35 | -15.6136 | -44.7 | 122.3618
2041 |  | 95.4221 | 29.6072 | 3.3341 |  | 43.668 |  |  | 43.668 | 125.03 | 125.0293
2042 |  | 97.5023 | 30.2527 | 3.4067 |  | 44.62 |  |  | 44.62 | 127.75 | 127.755
2043 |  | 99.6278 | 30.9122 | 3.481 |  | 45.5927 |  |  | 45.5927 | 130.54 | 130.54
2044 |  | 101.7997 | 31.5861 | 3.5569 |  | 46.5866 |  |  | 46.5866 | 133.39 | 133.3858
2045 |  | 104.019 | 32.2746 | 3.6344 |  | 47.6022 |  |  | 47.6022 | 136.29 | 136.2936
2046 |  | 106.2866 | 32.9782 | 3.7137 |  | 48.6399 |  |  | 48.6399 | 139.26 | 139.2648
2047 |  | 108.6036 | 33.6971 | 3.7946 |  | 49.7003 |  |  | 49.7003 | 142.3 | 142.3008
2048 |  | 110.9712 | 34.4317 | 3.8773 |  | 50.7837 |  |  | 50.7837 | 145.4 | 145.4029
2049 |  | 113.3904 | 35.1823 | 3.9619 |  | 51.8908 |  |  | 51.8908 | 148.57 | 148.5727
2050 |  | 115.8623 | 35.9493 | 4.0482 |  | 53.022 |  |  | 53.022 | 151.81 | 151.8116
2051 |  | 118.3881 | 36.733 | 4.1365 |  | 54.1779 |  |  | 54.1779 | 155.12 | 155.1211
2052 |  | 120.9689 | 37.5338 | 4.2267 |  | 55.359 |  |  | 55.359 | 158.5 | 158.5027
2053 |  | 123.606 | 38.352 | 4.3188 |  | 56.5658 |  |  | 56.5658 | 161.96 | 161.9581
2054 |  | 126.3007 | 39.1881 | 4.413 |  | 57.799 |  |  | 57.799 | 165.49 | 165.4888
2055 |  | 129.054 | 40.0424 | 4.5092 |  | 59.059 |  |  | 59.059 | 169.1 | 169.0964
2056 |  | 131.8674 | 40.9153 | 4.6075 |  | 60.3465 |  |  | 60.3465 | 172.78 | 172.7827
2057 |  | 134.7421 | 41.8073 | 4.7079 |  | 61.662 |  |  | 61.662 | 176.55 | 176.5494
2058 |  | 137.6795 | 42.7187 | 4.8105 |  | 63.0062 |  |  | 63.0062 | 180.4 | 180.3982
2059 |  | 140.6809 | 43.65 | 4.9154 |  | 64.3798 |  |  | 64.3798 | 184.33 | 184.3308
2060 |  | 143.7477 | 44.6015 | 5.0226 |  | 65.7833 |  |  | 65.7833 | 188.35 | 188.3493
2061 |  | 146.8814 | 45.5738 | 5.132 |  | 67.2173 |  |  | 67.2173 | 192.46 | 192.4553
[5 empty] | 0 |  |  |  | 12.0294 | 34.443 | 123.4673
Sources, Inputs and Assumptions
Source: | (c)(f) | Plant Costs - 2025 IRP - Table 7.1 & 7.2
| (a) | Plant capacity cost
| (b) | = (a) x 0.06861
| 0 | = ((b) + (c)) / (8.76 x 32.7%)
| (g) | = (e) + (f)
| (h) | Plant Costs - 2025 IRP - Table 7.1 & 7.2
[12 empty] | COD | 2031 | PV_.PX.UTS._.PTC.Utility_Scale
2028$ |  | 2.5189 | Network Upgrade ($/kw-yr)
[12 empty] | MW Built | 73.5
| 6.861% | Payment Factor, 0% ITC
| 32.68% | Capacity Factor
[7 empty] | 110% | % PTC
[8 empty] | $/MWh | $/kw-yr
[6 empty] | 2031-01-01 | 2031 | 49.06 | 140.4676
[6 empty] | 2032-01-01 | 2032 | 50.39 | 144.2756
[6 empty] | 2033-01-01 | 2033 | 50.39 | 144.2756
[6 empty] | 2034-01-01 | 2034 | 51.71 | 148.055
[6 empty] | 2035-01-01 | 2035 | 53.04 | 151.863
[6 empty] | 2036-01-01 | 2036 | 54.37 | 155.671
[6 empty] | 2037-01-01 | 2037 | 55.69 | 159.4504
[6 empty] | 2038-01-01 | 2038 | 55.69 | 159.4504
[6 empty] | 2039-01-01 | 2039 | 57.02 | 163.2585
[6 empty] | 2040-01-01 | 2040 | 58.35 | 167.0665
[6 empty] | Economic Life |  |  | 25
[6 empty] | Nominal PTC 2030$ |  |  | 71.1127

## GSC.PX.BDG._.___.Frame 2030 (hidden)
Table 3
2025 IRP SCCT Frame -Wyoming East Brownfield
Year | Estimated Capital Cost | First Year Fixed Capital Cost at Real Levelized Rate | Network Upgrade | Fixed O&M + Pipeline | Total Resource Fixed Costs | Fuel Cost | Variable O&M | Total Resource Energy Cost | Total Resource Costs
| $/kW | $/kW-yr | $/kW-yr | $/kW-yr | $/kW-yr | $/MMBtu | $/MWh | $/MWh | $/MWh
| (a) | (b) | (c) | (d) | (e) | (f) | (g) | (h) | (i)
Wyoming East Brownfield SCCT Frame "F" x1 (6,130')
2024 | 1235.7477 |  |  | 54.4522 | 54.45 | 5.6148 | 7.98
2025 | 1262.687 |  |  | 55.6392 | 55.64 | 5.7372 | 7.98
2026 | 1290.2135 |  |  | 56.8522 | 56.85 | 5.8622 | 7.98
2027 | 1318.3402 |  |  | 58.0915 | 58.09 | 5.99 | 7.98
2028 | 1347.08 |  |  | 59.3579 | 59.36 | 6.1206 | 7.98
2029 | 1376.4463 |  |  | 60.6519 | 60.65 | 6.254 | 7.98
2030 | 1406.4529 | 85.79 |  | 61.9741 | 147.76 | 6.3904 | 7.98 | 69.33 | 120.44
2031 |  | 87.6602 |  | 63.3252 | 150.99 | 6.5297 | 7.98 | 70.66 | 122.89
2032 |  | 89.5712 |  | 64.7057 | 154.28 | 6.672 | 7.98 | 72.03 | 125.4
2033 |  | 91.5239 |  | 66.1163 | 157.64 | 6.8175 | 7.98 | 73.43 | 127.96
2034 |  | 93.5191 |  | 67.5576 | 161.08 | 6.9661 | 7.98 | 74.85 | 130.57
2035 |  | 95.5578 |  | 69.0303 | 164.59 | 7.118 | 7.98 | 76.31 | 133.25
2036 |  | 97.641 |  | 70.5352 | 168.18 | 7.2731 | 7.98 | 77.8 | 135.98
2037 |  | 99.7695 |  | 72.0729 | 171.84 | 7.4317 | 7.98 | 79.32 | 138.76
2038 |  | 101.9445 |  | 73.6441 | 175.59 | 7.5937 | 7.98 | 80.88 | 141.62
2039 |  | 104.1669 |  | 75.2495 | 179.42 | 7.7592 | 7.98 | 82.47 | 144.54
2040 |  | 106.4377 |  | 76.8899 | 183.33 | 7.9284 | 7.98 | 84.09 | 147.51
2041 |  | 108.7581 |  | 78.5661 | 187.32 | 8.1012 | 7.98 | 85.75 | 150.55
2042 |  | 111.129 |  | 80.2789 | 191.41 | 8.2778 | 7.98 | 87.45 | 153.66
2043 |  | 113.5516 |  | 82.029 | 195.58 | 8.4583 | 7.98 | 89.18 | 156.84
2044 |  | 116.027 |  | 83.8172 | 199.84 | 8.6427 | 7.98 | 90.95 | 160.08
2045 |  | 118.5564 |  | 85.6444 | 204.2 | 8.8311 | 7.98 | 92.76 | 163.4
2046 |  | 121.141 |  | 87.5115 | 208.65 | 9.0236 | 7.98 | 94.61 | 166.79
2047 |  | 123.7818 |  | 89.4192 | 213.2 | 9.2203 | 7.98 | 96.5 | 170.25
2048 |  | 126.4803 |  | 91.3685 | 217.85 | 9.4213 | 7.98 | 98.42 | 173.78
2049 |  | 129.2376 |  | 93.3604 | 222.6 | 9.6267 | 7.98 | 100.4 | 177.4
2050 |  | 132.0549 |  | 95.3956 | 227.45 | 9.8366 | 7.98 | 102.41 | 181.09
2051 |  | 134.9337 |  | 97.4753 | 232.41 | 10.051 | 7.98 | 104.47 | 184.87
2052 |  | 137.8753 |  | 99.6002 | 237.48 | 10.2701 | 7.98 | 106.57 | 188.72
2053 |  | 140.881 |  | 101.7715 | 242.65 | 10.494 | 7.98 | 108.72 | 192.66
2054 |  | 143.9522 |  | 103.9901 | 247.94 | 10.7228 | 7.98 | 110.92 | 196.69
2055 |  | 147.0903 |  | 106.2571 | 253.35 | 10.9565 | 7.98 | 113.16 | 200.8
2056 |  | 150.2969 |  | 108.5735 | 258.87 | 11.1954 | 7.98 | 115.46 | 205.01
2057 |  | 153.5734 |  | 110.9404 | 264.51 | 11.4395 | 7.98 | 117.8 | 209.3
2058 |  | 156.9213 |  | 113.3589 | 270.28 | 11.6888 | 7.98 | 120.19 | 213.69
2059 |  | 160.3422 |  | 115.8301 | 276.17 | 11.9436 | 7.98 | 122.64 | 218.17
2060 |  | 163.8376 |  | 118.3552 | 282.19 | 12.204 | 7.98 | 125.14 | 222.76
2061 |  | 167.4093 |  | 120.9354 | 288.34 | 12.4701 | 7.98 | 127.69 | 227.43
2062 |  | 171.0588 |  | 123.5718 | 294.63 | 12.7419 | 7.98 | 130.3 | 232.22
2063 |  | 174.7879 |  | 126.2656 | 301.05 | 13.0197 | 7.98 | 132.97 | 237.11
2064 |  | 178.5983 |  | 129.0182 | 307.62 | 13.3035 | 7.98 | 135.69 | 242.1
2065 |  | 182.4917 |  | 131.8308 | 314.32 | 13.5935 | 7.98 | 138.48 | 247.21
2066 |  | 186.47 |  | 134.7047 | 321.17 | 13.8899 | 7.98 | 141.32 | 252.42
2067 |  | 190.5351 |  | 137.6413 | 328.18 | 14.1927 | 7.98 | 144.23 | 257.76
2068 |  | 194.6887 |  | 140.6419 | 335.33 | 14.5021 | 7.98 | 147.2 | 263.2
2069 |  | 198.9329 |  | 143.7079 | 342.64 | 14.8182 | 7.98 | 150.23 | 268.76
2070 |  | 203.2697 |  | 146.8407 | 350.11 | 15.1413 | 7.98 | 153.34 | 274.45
Nominal 40 year Levelized |  |  |  |  | 196.1803 |  |  |  | 157.2915 | 13.1076
Sources, Inputs and Assumptions
Source: (a)(d)(e)(g) |  | Plant Costs - 2025 IRP
| (a) | First year real levelized costs
| (b) | = (a) x 6.100% Real Payment Factor@ 00% ITC
| (f) | Gas Price Forecast (Sept 2024 MM)
| (h) | = (f) / (8.76 x 'Capacity Factor' ) + (g)
Wyoming East Brownfield SCCT Frame "F" x1 (6,130')
| Statistics |  |  | MW | Percent | Cap Cost | Fixed
| SCCT Frame "F" x1 (6,130') |  |  | 191.759 | 100% | 1235.7477 | 54.4522
| Capacity Weighted |  |  | 191.759 | 100% | 1236 | 54.45
| Statistics |  |  | MW | CF | aMW | Percent | Variable | Heat Rate
| SCCT Frame "F" x1 (6,130') |  |  | 191.759 | 33% | 63.2805 | 100% | 7.98 | 9600.396
| 0 |  |  | 0 | 0% | 0 | 0% | 0 | 0
| Energy Weighted |  |  | 191.759 | 33% | 63.2805 | 100% | 7.98 | 9600
Rounded
| SCCT |  | Plant Costs - 2025 IRP
| 191.759 |  | MW Plant Capacity
2024 $ | 1235.7477 |  | SCCT Frame "J" X1, Natural Gas
2024 $ | 28.653 |  | Fixed O&M & Capitalized O&M ($/kW-Yr)
2024 $ | 25.7991 |  | Fixed Pipeline ($/kW-Yr) |  |  | $/MMBTU-Day
2024 $ | 54.4522 |  | Fixed O&M Including Fixed Pipeline & Capitalized O&M ($/kW-Yr)
2024 $ | 7.98 |  | Variable O&M Costs & Capitalized Variable O&M ($/MWh)
| 9600.396 |  | Heat Rate in btu/kWh
| 0% |  | Assumed ITC
| 6.1% |  | Real Payment Factor@ 00% ITC
| 33% |  | Capacity Factor
|  | 33% | Energy Weighted Capacity Factor
2024 $ |  |  | Network Upgrade ($/kw-yr)
|  | 5.6148 | Fuel Cost ($/mmBtu )
|  | 53.9038 | Fuel Cost ($/MWH)