## Table 1
Appendix B
| Table 1 | [5 empty] | 13
| Avoided Cost Prices | [5 empty] | 322 |  |  | Capacity Contribution
| QF - Sch37 - UT - Solar T - 10.0 MW and 30.2% CF | [8 empty] | 25.79% | #N/A | #N/A | 10.73% | #N/A | [44 empty] | Transmission Deferral (MW)
[8 empty] | llokup |  | WD_.PX.WYE._.PTC.Utility_Scale | 0 | 0 | PV_.PX.WMV._.PTC.Utility_Scale | 0 | Deferral (Nameplate MW) | WD_.PX.WYE._.PTC.Utility_Scale | 0 | 0 | PV_.PX.WMV._.PTC.Utility_Scale | 0 | mapping to CC_LOLP | WD_.PX.WYE._.PTC.Utility_Scale |  |  | PV_.PX.WMV._.PTC.Utility_Scale
|  |  |  | Total Price @ | [5 empty] | WD_.PX.DJW._.PTC.Utility_Scale | 0 | 0 | PV_.PX.WMV._.PTC.Utility_Scale | 0 |  | WD_.PX.DJW._.PTC.Utility_Scale | 0 | 0 | PV_.PX.WMV._.PTC.Utility_Scale | 0 | Resource Cost ($/kw-year) | WD_.PX.DJW._.PTC.Utility_Scale |  |  | PV_.PX.WMV._.PTC.Utility_Scale |  | Deferred Cost (Millions $/year) | [30 empty] | Resource Cost ($/kw-year) | Deferred Cost (Millions $/year)
|  | Capacity | Energy | 30.19% | [5 empty] | WD_.PX.DJW._.PTC.Utility_Scale2028 | 0 | 0 | PV_.PX.WMV._.PTC.Utility_Scale2032 | 0 |  | WD_.PX.DJW._.PTC.Utility_Scale2028 | 0 | 0 | PV_.PX.WMV._.PTC.Utility_Scale2032 | 0 |  | WD_.PX.DJW._.PTC.Utility_Scale2028 |  |  | PV_.PX.WMV._.PTC.Utility_Scale2032 |  | WD_.PX.DJW._.PTC.Utility_Scale2028 |  | 0 | 0 | 0 |  | 0 | 0 | 0 | 0 | 0 | 0 | 0 | 0 | 0 | 0 | PV_.PX.WMV._.PTC.Utility_Scale2032 | 0 |  | 0 | 0 | 0 | 0 | 0 | 0 | 0 | 0 | 0 | 0 | Total Capacity Deferral |  | Cluster 2/3 - Willamette Valley - Fry-Full Circle 230 kV | Cluster 2/3 - Willamette Valley - Fry-Full Circle 230 kV
| Year | Price | Only Price | Capacity Factor
|  | $/kW-yr | $/MWh (2) | $/MWh | [5 empty] | MW | MW | MW | MW | MW |  | MW | MW | MW | MW | MW |  | $/kw-year | $/kw-year | $/kw-year | $/kw-year | $/kw-year | Millions $/year | Millions $/year | Millions $/year | Millions $/year | Millions $/year | Millions $/year | Millions $/year | Millions $/year | Millions $/year | Millions $/year | Millions $/year | Millions $/year | Millions $/year | Millions $/year | Millions $/year | Millions $/year | Millions $/year | Millions $/year | Millions $/year | Millions $/year | Millions $/year | Millions $/year | Millions $/year | Millions $/year | Millions $/year | Millions $/year | Millions $/year | Millions $/year | Millions $/year | Millions $/year |  | $/kw-year | Millions $/year
| 2025 | 0 | 23.0025 | 23.0025 |  |  |  |  | 2025 | 0 | 0 | 0 | 0 | 0 |  | 0 |  |  | 0 |  | 2025 | 0 |  |  | 0 |  | 0 |  | 0 | 0 | 0 |  | 0 | 0 | 0 | 0 | 0 | 0 | 0 | 0 | 0 | 0 | 0 | 0 |  | 0 | 0 | 0 | 0 | 0 | 0 | 0 | 0 | 0 | 0 | 0 | 2025 |  | 0
| 2026 | 0 | 19.4481 | 19.4481 |  |  |  |  | 2026 | 0 | 0 | 0 | 0 | 0 |  | 0 |  |  | 0 |  | 2026 | 0 |  |  | 0 |  | 0 |  | 0 | 0 | 0 |  | 0 | 0 | 0 | 0 | 0 | 0 | 0 | 0 | 0 | 0 | 0 | 0 |  | 0 | 0 | 0 | 0 | 0 | 0 | 0 | 0 | 0 | 0 | 0 | 2026 |  | 0
| 2027 | 0 | 19.7805 | 19.7805 |  |  |  |  | 2027 | 0 | 0 | 0 | 0 | 0 |  | 0 |  |  | 0 |  | 2027 | 0 |  |  | 0 |  | 0 |  | 0 | 0 | 0 |  | 0 | 0 | 0 | 0 | 0 | 0 | 0 | 0 | 0 | 0 | 0 | 0 |  | 0 | 0 | 0 | 0 | 0 | 0 | 0 | 0 | 0 | 0 | 0 | 2027 |  | 0
| 2028 | 0 | 23.9952 | 23.9952 |  |  |  |  | 2028 | 0 | 0 | 0 | 0 | 0 |  | 0 |  |  | 0 |  | 2028 | 126.395 |  |  | 0 |  | 0 |  | 0 | 0 | 0 |  | 0 | 0 | 0 | 0 | 0 | 0 | 0 | 0 | 0 | 0 | 0 | 0 |  | 0 | 0 | 0 | 0 | 0 | 0 | 0 | 0 | 0 | 0 | 0 | 2028 |  | 0
| 2029 | 0 | 30.4028 | 30.4028 |  |  |  |  | 2029 | 0 | 0 | 0 | 0 | 0 |  | 0 |  |  | 0 |  | 2029 | 129.1504 |  |  | 0 |  | 0 |  | 0 | 0 | 0 |  | 0 | 0 | 0 | 0 | 0 | 0 | 0 | 0 | 0 | 0 | 0 | 0 |  | 0 | 0 | 0 | 0 | 0 | 0 | 0 | 0 | 0 | 0 | 0 | 2029 |  | 0
| 2030 | 0 | 25.6743 | 25.6743 |  |  |  |  | 2030 | 0 | 0 | 0 | 0 | 0 |  | 0 |  |  | 0 |  | 2030 | 131.9659 |  |  | 0 |  | 0 |  | 0 | 0 | 0 |  | 0 | 0 | 0 | 0 | 0 | 0 | 0 | 0 | 0 | 0 | 0 | 0 |  | 0 | 0 | 0 | 0 | 0 | 0 | 0 | 0 | 0 | 0 | 0 | 2030 |  | 0
| 2031 | 0 | 24.3691 | 24.3691 |  |  |  |  | 2031 | 0 | 0 | 0 | 0 | 0 |  | 0 |  |  | 0 |  | 2031 | 134.8427 |  |  | 0 |  | 0 |  | 0 | 0 | 0 |  | 0 | 0 | 0 | 0 | 0 | 0 | 0 | 0 | 0 | 0 | 0 | 0 |  | 0 | 0 | 0 | 0 | 0 | 0 | 0 | 0 | 0 | 0 | 0 | 2031 |  | 0
| 2032 | 110.8206 | -14.9287 | 28.4698 |  |  |  |  | 2032 | 0 | 0 | 0 | 1.0428 | 0 |  | 0 |  |  | 9.7165 |  | 2032 | 137.7823 |  |  | 114.0545 |  | 0 |  | 0 | 0 | 0 |  | 0 | 0 | 0 | 0 | 0 | 0 | 0 | 0 | 0 | 0 | 1.1082 | 0 |  | 0 | 0 | 0 | 0 | 0 | 0 | 0 | 0 | 0 | 0 | 1.1082 | 2032 | 19.102 | 0
| 2033 | 113.2365 | -16.9337 | 27.6707 |  |  |  |  | 2033 | 0 | 0 | 0 | 0 | 0 |  | 0 |  |  | 0 |  | 2033 | 140.786 |  |  | 116.5409 |  | 0 |  | 0 | 0 | 0 |  | 0 | 0 | 0 | 0 | 0 | 0 | 0 | 0 | 0 | 0 | 1.1324 | 0 |  | 0 | 0 | 0 | 0 | 0 | 0 | 0 | 0 | 0 | 0 | 1.1324 | 2033 | 19.5185 | 0
| 2034 | 115.705 | -16.7673 | 28.9962 |  |  |  |  | 2034 | 0 | 0 | 0 | 0 | 0 |  | 0 |  |  | 0 |  | 2034 | 143.8551 |  |  | 119.0815 |  | 0 |  | 0 | 0 | 0 |  | 0 | 0 | 0 | 0 | 0 | 0 | 0 | 0 | 0 | 0 | 1.1571 | 0 |  | 0 | 0 | 0 | 0 | 0 | 0 | 0 | 0 | 0 | 0 | 1.1571 | 2034 | 19.944 | 0
| 2035 | 118.2274 | -20.8942 | 26.1659 |  |  |  |  | 2035 | 0 | 0 | 0 | 0 | 0 |  | 0 |  |  | 0 |  | 2035 | 146.9912 |  |  | 121.6775 |  | 0 |  | 0 | 0 | 0 |  | 0 | 0 | 0 | 0 | 0 | 0 | 0 | 0 | 0 | 0 | 1.1823 | 0 |  | 0 | 0 | 0 | 0 | 0 | 0 | 0 | 0 | 0 | 0 | 1.1823 | 2035 | 20.3788 | 0
| 2036 | 120.8047 | -23.12 | 25.243 |  |  |  |  | 2036 | 0 | 0 | 0 | 0 | 0 |  | 0 |  |  | 0 |  | 2036 | 150.1956 |  |  | 124.33 |  | 0 |  | 0 | 0 | 0 |  | 0 | 0 | 0 | 0 | 0 | 0 | 0 | 0 | 0 | 0 | 1.208 | 0 |  | 0 | 0 | 0 | 0 | 0 | 0 | 0 | 0 | 0 | 0 | 1.208 | 2036 | 20.823 | 0
| 2037 | 123.4383 | -25.6344 | 23.9369 |  |  |  |  | 2037 | 0 | 0 | 0 | 0 | 0 |  | 0 |  |  | 0 |  | 2037 | 153.4698 |  |  | 127.0404 |  | 0 |  | 0 | 0 | 0 |  | 0 | 0 | 0 | 0 | 0 | 0 | 0 | 0 | 0 | 0 | 1.2344 | 0 |  | 0 | 0 | 0 | 0 | 0 | 0 | 0 | 0 | 0 | 0 | 1.2344 | 2037 | 21.277 | 0
| 2038 | 126.1292 | -33.0781 | 17.8859 |  |  |  |  | 2038 | 0 | 0 | 0 | 0 | 0 |  | 0 |  |  | 0 |  | 2038 | 156.8155 |  |  | 129.8099 |  | 0 |  | 0 | 0 | 0 |  | 0 | 0 | 0 | 0 | 0 | 0 | 0 | 0 | 0 | 0 | 1.2613 | 0 |  | 0 | 0 | 0 | 0 | 0 | 0 | 0 | 0 | 0 | 0 | 1.2613 | 2038 | 21.7408 | 0
| 2039 | 128.8789 | -38.1937 | 14.152 |  |  |  |  | 2039 | 0 | 0 | 0 | 0 | 0 |  | 0 |  |  | 0 |  | 2039 | 160.234 |  |  | 132.6398 |  | 0 |  | 0 | 0 | 0 |  | 0 | 0 | 0 | 0 | 0 | 0 | 0 | 0 | 0 | 0 | 1.2888 | 0 |  | 0 | 0 | 0 | 0 | 0 | 0 | 0 | 0 | 0 | 0 | 1.2888 | 2039 | 22.2147 | 0
| 2040 | 131.6884 | -37.1217 | 16.5351 |  |  |  |  | 2040 | 0 | 0 | 0 | 0 | 0 |  | 0 |  |  | 0 |  | 2040 | 163.7271 |  |  | 135.5313 |  | 0 |  | 0 | 0 | 0 |  | 0 | 0 | 0 | 0 | 0 | 0 | 0 | 0 | 0 | 0 | 1.3169 | 0 |  | 0 | 0 | 0 | 0 | 0 | 0 | 0 | 0 | 0 | 0 | 1.3169 | 2040 | 22.699 | 0
| 2041 | 134.5592 | -36.4109 | 18.7687 |  |  |  |  | 2041 | 0 | 0 | 0 | 0 | 0 |  | 0 |  |  | 0 |  | 2041 | 167.2964 |  |  | 138.4859 |  | 0 |  | 0 | 0 | 0 |  | 0 | 0 | 0 | 0 | 0 | 0 | 0 | 0 | 0 | 0 | 1.3456 | 0 |  | 0 | 0 | 0 | 0 | 0 | 0 | 0 | 0 | 0 | 0 | 1.3456 | 2041 | 23.1939 | 0
| 2042 | 137.4926 | 9.0152 | 65.662 |  |  |  |  | 2042 | 0 | 0 | 0 | 0 | 0 |  | 0 |  |  | 0 |  | 2042 | 170.9435 |  |  | 141.5049 |  | 0 |  | 0 | 0 | 0 |  | 0 | 0 | 0 | 0 | 0 | 0 | 0 | 0 | 0 | 0 | 1.3749 | 0 |  | 0 | 0 | 0 | 0 | 0 | 0 | 0 | 0 | 0 | 0 | 1.3749 | 2042 | 23.6995 | 0
| 2043 | 140.4899 | 13.0878 | 71.2352 |  |  |  |  | 2043 | 0 | 0 | 0 | 0 | 0 |  | 0 |  |  | 0 |  | 2043 | 174.67 |  |  | 144.5897 |  | 0 |  | 0 | 0 | 0 |  | 0 | 0 | 0 | 0 | 0 | 0 | 0 | 0 | 0 | 0 | 1.4049 | 0 |  | 0 | 0 | 0 | 0 | 0 | 0 | 0 | 0 | 0 | 0 | 1.4049 | 2043 | 24.2161 | 0
| 2044 | 143.5526 | 2.8487 | 62.6396 |  |  |  |  | 2044 | 0 | 0 | 0 | 0 | 0 |  | 0 |  |  | 0 |  | 2044 | 178.4778 |  |  | 147.7417 |  | 0 |  | 0 | 0 | 0 |  | 0 | 0 | 0 | 0 | 0 | 0 | 0 | 0 | 0 | 0 | 1.4355 | 0 |  | 0 | 0 | 0 | 0 | 0 | 0 | 0 | 0 | 0 | 0 | 1.4355 | 2044 | 24.744 | 0
| 2045 | 146.6821 | 2.9108 | 64.0051 |  |  |  |  | 2045 | 0 | 0 | 0 | 0 | 0 |  | 0 |  |  | 0 |  | 2045 | 182.3686 |  |  | 150.9625 |  | 0 |  | 0 | 0 | 0 |  | 0 | 0 | 0 | 0 | 0 | 0 | 0 | 0 | 0 | 0 | 1.4668 | 0 |  | 0 | 0 | 0 | 0 | 0 | 0 | 0 | 0 | 0 | 0 | 1.4668 | 2045 | 25.2835 | 0
| 2046 | [7 empty] | 2046 | #N/A | #N/A | #N/A | #N/A | #N/A |  | #N/A |  |  | #N/A |  | 2046 | 186.3443 |  | #N/A | 154.2535 |  | #N/A |  | 0 | 0 | 0 |  | 0 | 0 | 0 | 0 | 0 | 0 | 0 | 0 | 0 | 0 | #N/A | 0 |  | 0 | 0 | 0 | 0 | 0 | 0 | 0 | 0 | 0 | 0 | #N/A | 2046 | #REF! | #REF!
| 2047 | [7 empty] | 2047 | #N/A | #N/A | #N/A | #N/A | #N/A |  | #N/A |  |  | #N/A |  | 2047 | 190.4066 |  | #N/A | 157.6162 |  | #N/A |  | 0 | 0 | 0 |  | 0 | 0 | 0 | 0 | 0 | 0 | 0 | 0 | 0 | 0 | #N/A | 0 |  | 0 | 0 | 0 | 0 | 0 | 0 | 0 | 0 | 0 | 0 | #N/A | 2047 | #REF! | #REF!
| 2048 | [7 empty] | 2048 | #N/A | #N/A | #N/A | #N/A | #N/A | [6 empty] | 2048 | 194.5575 |  | #N/A | 161.0523
| 2049 | [7 empty] | 2049 | #N/A | #N/A | #N/A | #N/A | #N/A | [6 empty] | 2049 | 198.7988 |  | #N/A | 164.5632
| 2050 | [7 empty] | 2050 | #N/A | #N/A | #N/A | #N/A | #N/A | [6 empty] | 2050 | 203.1326 |  | #N/A | 168.1507
| 2051 | [7 empty] | 2051 | #N/A | #N/A | #N/A | #N/A | #N/A | [6 empty] | 2051 | #N/A |  | #N/A | #N/A
[8 empty] | Year of deferral |  | 2028 | 2029 | 2032 | 2032 | 2036
[8 empty] | if Deferred 1 |  | 0 | 0 | 0 | 1 | 0
Discount Rate - 2025 IRP
6.38%
[5 empty] | Inflation rate | 2.18%
15 Year Starting 2025
Levelized Prices (Nominal) @ 6.38% Discount Rate (1) (3)
| $/kW | 51.2533
| $/MWh |  | 4.5986 | 23.9786
15 Year Starting 2026
Levelized Prices (Nominal) @ 6.38% Discount Rate (1) (3)
| $/kW | 60.4855 | 0.92239
| $/MWh |  |  | 23.7933
15 Year Starting 2027
Levelized Prices (Nominal) @ 6.38% Discount Rate (1) (3)
| $/kW | 70.5115
| $/MWh |  | -2.5869 | 24.0751
<---- Calculated Monthly
Avoided Costs calculated annually are $24.04/MWH
Avoided Costs calculated monthly are $23.98/MWH

## Table 2
Appendix B
Table 2
Avoided Energy Costs - Scheduled Hours ($/MWh)
QF - Sch37 - UT - Solar T - 10.0 MW and 30.2% CF
|  | Winter Season |  |  |  |  | Summer Season |  |  |  | Winter Season
Year | Annual | Jan | Feb | Mar | Apr | May | Jun | Jul | Aug | Sep | Oct | Nov | Dec
Energy Only
2026 | 19.4481 | 15.9106 | 17.5505 | 5.8416 | -2.9309 | 5.9817 | 20.8421 | 33.7704 | 40.8961 | 26.5225 | 6.8784 | 20.9025 | 34.6504
2027 | 19.7805 | 28.1759 | 18.8161 | 8.1884 | 6.3794 | 11.1065 | 15.0067 | 31.0528 | 34.3427 | 21.8114 | 12.4078 | 25.2557 | 31.7793
2028 | 23.9952 | 19.2068 | 29.21 | 10.5218 | 10.8817 | 17.0298 | 10.1682 | 40.3 | 37.8387 | 30.6458 | 20.5394 | 26.6803 | 42.8954
2029 | 30.4028 | 36.2535 | 32.2439 | 18.9764 | 14.6865 | 21.5977 | 28.1063 | 45.0649 | 39.8272 | 35.2374 | 28.1261 | 27.7461 | 39.7846
2030 | 25.6743 | 36.7806 | 27.9538 | 17.0929 | 4.7023 | 10.7338 | 23.3256 | 39.916 | 35.3626 | 31.3141 | 21.9405 | 34.8234 | 41.6061
2031 | 24.3691 | 37.7285 | 34.6377 | 14.3212 | 7.6384 | 8.5244 | 16.6378 | 33.4899 | 35.8935 | 31.9464 | 25.4681 | 33.1673 | 28.0257
2032 | -14.9287 | -6.9953 | -3.8876 | -30.6382 | -23.8502 | -16.6774 | -11.4627 | -18.3543 | -6.6702 | -13.561 | -22.2401 | 4.7771 | -29.2388
2033 | -16.9337 | -14.4341 | -4.5675 | -33.382 | -20.8033 | -21.8438 | -1.7898 | -19.7542 | -15.0699 | -15.3562 | -33.5638 | -7.0867 | -19.0013
2034 | -16.7673 | -9.345 | -12.6435 | -27.3889 | -17.6996 | -35.0743 | -9.9739 | -14.2409 | -7.8786 | -19.243 | -23.726 | -8.578 | -0.80051
2035 | -20.8942 | -11.2513 | -15.4301 | -31.1647 | -20.8606 | -28.5192 | -19.2362 | -25.2633 | -19.5006 | -16.9891 | -22.3064 | -9.8852 | -12.136
2036 | -23.12 | -54.5664 | -13.378 | -32.8759 | -16.804 | -18.0818 | -14.8135 | -22.4286 | -16.9868 | -26.8388 | -38.2094 | -19.0889 | -37.1212
2037 | -25.6344 | -44.243 | -7.0394 | -38.8159 | -27.1066 | -20.7033 | -17.2591 | -26.4708 | -28.2373 | -29.9472 | -38.6102 | -17.6527 | -17.6568
2038 | -33.0781 | -20.886 | -31.309 | -42.0984 | -30.7622 | -29.3026 | -29.8 | -37.2279 | -37.2823 | -28.8195 | -61.5191 | -1.6969 | -35.0095
2039 | -38.1937 | -33.9367 | -29.0195 | -43.3579 | -48.7471 | -32.8513 | -35.9619 | -37.7178 | -60.5087 | -29.1725 | -37.1945 | -32.2098 | -12.4815
2040 | -37.1217 | -32.8007 | -34.7672 | -40.4244 | -39.8293 | -44.01 | -39.2478 | -33.4434 | -47.5161 | -33.9757 | -39.5774 | -14.389 | -16.3321
2041 | -36.4109 | -16.4001 | -34.9423 | -48.1892 | -43.057 | -49.0515 | -26.8288 | -28.2644 | -27.4736 | -54.3601 | -38.4104 | -32.5544 | -23.307
2042 | 9.0152 | 21.7949 | 12.5179 | 8.8678 | -0.84643 | 4.5828 | 9.1229 | 35.839 | -13.9327 | 12.9377 | 8.2009 | 4.8211 | 0.83785
2043 | 13.0878 | 57.321 | 14.3212 | 5.8036 | 2.5752 | 4.9308 | 12.691 | 4.3701 | 11.2057 | 11.2876 | 8.9696 | 53.7588 | 20.4504
|  | 31 | 28 | 31 | 30 | 31 | 30 | 31 | 31 | 30 | 31 | 30 | 31

## Table 4
Appendix B
Table 4
Burnertip Natural Gas Price Forecast |  |  |  |  | Quote Date
QF - Sch37 - UT - Solar T - 10.0 MW and 30.2% CF |  |  |  |  | 2025-03-31
PacifiCorp
| Delivered | Delivered | Delivered | Delivered
Year | IRP - Utah Greenfield | Naughton | IRP West Side | IRP - Wyo NE
| Fuel Cost | Fuel Cost | Fuel Cost | Fuel Cost
[6 empty] | IRP - Utah Greenfield |  | IRP West Side | IRP - Wyo NE |  |  | IRP West Side |  | Burner tip
[5 empty] | Peak Type: | Delivered | Naughton | Delivered | Delivered | Year | IRP - Utah Greenfield | West Side | IRP - Wyo NE | Naughton
2025 | 3.58 | 3.56 | 3.07 | 3.39 | 2025-01-01 | 4.1297 | 4.1012 | 3.6555 | 4.1513 | 2025 | 47 | 43 | 46 | 42
2026 | 4.19 | 4.17 | 3.76 | 3.84 | 2025-02-01 | 3.4435 | 3.4192 | 3.2234 | 3.4533 | 2025
2027 | 3.78 | 3.76 | 3.56 | 3.44 | 2025-03-01 | 2.6848 | 2.6655 | 2.0475 | 2.7394 | 2025
2028 | 4.52 | 4.47 | 4.34 | 4.16 | 2025-04-01 | 2.2378 | 2.2156 | 1.8738 | 2.2356 | 2025
2029 | 5.7 | 5.63 | 5.5 | 5.33 | 2025-05-01 | 2.4873 | 2.4703 | 1.9147 | 2.3478 | 2025
2030 | 5.97 | 5.9 | 5.75 | 5.61 | 2025-06-01 | 2.698 | 2.6797 | 2.1511 | 2.654 | 2025
2031 | 5.91 | 5.84 | 5.71 | 5.55 | 2025-07-01 | 3.5905 | 3.5664 | 2.8892 | 3.418 | 2025
2032 | 5.85 | 5.79 | 5.64 | 5.49 | 2025-08-01 | 3.8209 | 3.7954 | 3.2519 | 3.6593 | 2025
2033 | 5.99 | 5.92 | 5.77 | 5.62 | 2025-09-01 | 3.6394 | 3.615 | 2.9906 | 3.4648 | 2025
2034 | 6.05 | 5.98 | 5.83 | 5.68 | 2025-10-01 | 3.5704 | 3.5465 | 3.0321 | 3.4176 | 2025
2035 | 6.22 | 6.15 | 5.99 | 5.85 | 2025-11-01 | 4.6627 | 4.6318 | 4.1219 | 4.0482 | 2025
2036 | 6.39 | 6.31 | 6.15 | 6.02 | 2025-12-01 | 6.0195 | 5.9799 | 5.6973 | 5.1191 | 2025
2037 | 6.59 | 6.51 | 6.34 | 6.22 | 2026-01-01 | 6.2955 | 6.2542 | 5.8531 | 5.6144 | 2026
2038 | 6.87 | 6.79 | 6.59 | 6.5 | 2026-02-01 | 5.5679 | 5.5313 | 5.3346 | 5.2361 | 2026
2039 | 7.15 | 7.06 | 6.83 | 6.77 | 2026-03-01 | 3.9955 | 3.9688 | 3.5892 | 3.8474 | 2026
2040 | 7.42 | 7.32 | 7.06 | 7.04 | 2026-04-01 | 3.2608 | 3.2388 | 2.7718 | 3.064 | 2026
2041 | 7.79 | 7.68 | 7.37 | 7.4 | 2026-05-01 | 3.0863 | 3.0655 | 2.4981 | 2.9207 | 2026
2042 | 8.14 | 8.02 | 7.68 | 7.75 | 2026-06-01 | 3.2644 | 3.2424 | 2.7692 | 3.0615 | 2026
2043 | 8.53 | 8.41 | 8.05 | 8.13 | 2026-07-01 | 3.7118 | 3.687 | 3.1428 | 3.4563 | 2026
2044 | 8.83 | 8.7 | 8.32 | 8.43 | 2026-08-01 | 3.7572 | 3.7321 | 3.1937 | 3.5113 | 2026
2045 | 9.27 | 9.14 | 8.74 | 8.87 | 2026-09-01 | 3.6914 | 3.6667 | 3.1711 | 3.3427 | 2026
[5 empty] | 2026-10-01 | 3.4047 | 3.3818 | 3.0166 | 3.3821 | 2026
[5 empty] | 2026-11-01 | 4.4343 | 4.4048 | 4.1852 | 3.8127 | 2026
[5 empty] | 2026-12-01 | 5.8562 | 5.8177 | 5.5904 | 4.8058 | 2026
[5 empty] | 2027-01-01 | 6.1827 | 6.1421 | 5.9321 | 5.4949 | 2027
[5 empty] | 2027-02-01 | 5.4435 | 5.4076 | 5.0809 | 5.0032 | 2027
[5 empty] | 2027-03-01 | 3.4761 | 3.4528 | 3.1945 | 3.4604 | 2027
[5 empty] | 2027-04-01 | 2.6164 | 2.5986 | 2.4275 | 2.6551 | 2027
[5 empty] | 2027-05-01 | 2.5588 | 2.5413 | 2.3521 | 2.4643 | 2027
[5 empty] | 2027-06-01 | 2.6776 | 2.6594 | 2.4642 | 2.6703 | 2027
[5 empty] | 2027-07-01 | 3.3266 | 3.3042 | 2.9328 | 2.9388 | 2027
[5 empty] | 2027-08-01 | 3.3751 | 3.3524 | 2.9951 | 2.9919 | 2027
[5 empty] | 2027-09-01 | 3.3149 | 3.2926 | 2.9634 | 2.9298 | 2027
[5 empty] | 2027-10-01 | 2.9787 | 2.9585 | 2.8283 | 2.8141 | 2027
[5 empty] | 2027-11-01 | 3.9531 | 3.9268 | 3.9653 | 3.3998 | 2027
[5 empty] | 2027-12-01 | 5.5149 | 5.4785 | 5.6057 | 4.4251 | 2027
Official Forward Price Curve Forecast dated Mar 31, 2025 |  |  |  |  | 2028-01-01 | 5.8435 | 5.805 | 5.8942 | 5.0935 | 2028
[5 empty] | 2028-02-01 | 5.095 | 5.0613 | 5.0511 | 4.7341 | 2028
[5 empty] | 2028-03-01 | 3.2261 | 3.2044 | 2.9953 | 3.266 | 2028
[5 empty] | 2028-04-01 | 2.4455 | 2.4287 | 2.3402 | 2.4734 | 2028
[5 empty] | 2028-05-01 | 3.9894 | 3.9433 | 3.7285 | 3.8799 | 2028
[5 empty] | 2028-06-01 | 4.0785 | 4.0322 | 3.7901 | 4.0564 | 2028
[5 empty] | 2028-07-01 | 4.5043 | 4.4583 | 4.0971 | 4.1041 | 2028
[5 empty] | 2028-08-01 | 4.6096 | 4.5622 | 4.2586 | 4.2134 | 2028
[5 empty] | 2028-09-01 | 4.6519 | 4.6028 | 4.2881 | 4.2528 | 2028
[5 empty] | 2028-10-01 | 4.5165 | 4.4656 | 4.3817 | 4.3359 | 2028
[5 empty] | 2028-11-01 | 5.1652 | 5.1146 | 5.1624 | 4.5991 | 2028
[5 empty] | 2028-12-01 | 6.0656 | 6.0182 | 6.0752 | 4.97 | 2028
[5 empty] | 2029-01-01 | 6.6028 | 6.5492 | 6.6036 | 5.8449 | 2029
[5 empty] | 2029-02-01 | 5.9533 | 5.9024 | 5.9252 | 5.5833 | 2029
[5 empty] | 2029-03-01 | 4.4447 | 4.3986 | 4.2694 | 4.4718 | 2029
[5 empty] | 2029-04-01 | 3.9 | 3.8541 | 3.7505 | 3.9126 | 2029
[5 empty] | 2029-05-01 | 5.4201 | 5.3454 | 5.1049 | 5.2956 | 2029
[5 empty] | 2029-06-01 | 5.4794 | 5.4051 | 5.116 | 5.4426 | 2029
[5 empty] | 2029-07-01 | 5.6819 | 5.6124 | 5.2614 | 5.2694 | 2029
[5 empty] | 2029-08-01 | 5.8441 | 5.772 | 5.5221 | 5.4349 | 2029
[5 empty] | 2029-09-01 | 5.9889 | 5.9131 | 5.6129 | 5.5757 | 2029
[5 empty] | 2029-10-01 | 6.0544 | 5.9727 | 5.935 | 5.8576 | 2029
[5 empty] | 2029-11-01 | 6.3772 | 6.3024 | 6.3594 | 5.7984 | 2029
[5 empty] | 2029-12-01 | 6.6163 | 6.5579 | 6.5448 | 5.515 | 2029
[5 empty] | 2030-01-01 | 7.3621 | 7.2933 | 7.3131 | 6.5963 | 2030
[5 empty] | 2030-02-01 | 6.8116 | 6.7436 | 6.7994 | 6.4327 | 2030
[5 empty] | 2030-03-01 | 5.6633 | 5.5928 | 5.5433 | 5.6775 | 2030
[5 empty] | 2030-04-01 | 5.3544 | 5.2795 | 5.1607 | 5.3517 | 2030
[5 empty] | 2030-05-01 | 5.3699 | 5.2962 | 4.9905 | 5.2459 | 2030
[5 empty] | 2030-06-01 | 5.4184 | 5.3453 | 5.0088 | 5.3822 | 2030
[5 empty] | 2030-07-01 | 5.5594 | 5.4924 | 5.0908 | 5.1482 | 2030
[5 empty] | 2030-08-01 | 5.7 | 5.6308 | 5.3818 | 5.2923 | 2030
[5 empty] | 2030-09-01 | 5.8174 | 5.7451 | 5.4204 | 5.406 | 2030
[5 empty] | 2030-10-01 | 5.9223 | 5.8433 | 5.7375 | 5.7269 | 2030
[5 empty] | 2030-11-01 | 6.2171 | 6.1455 | 6.2064 | 5.64 | 2030
[5 empty] | 2030-12-01 | 6.4722 | 6.4167 | 6.4047 | 5.3724 | 2030
[5 empty] | 2031-01-01 | 6.9265 | 6.8664 | 6.8659 | 6.1652 | 2031
[5 empty] | 2031-02-01 | 6.6703 | 6.6051 | 6.6464 | 6.2928 | 2031
[5 empty] | 2031-03-01 | 5.6469 | 5.5767 | 5.5741 | 5.6614 | 2031
[5 empty] | 2031-04-01 | 5.363 | 5.288 | 5.1489 | 5.3603 | 2031
[5 empty] | 2031-05-01 | 5.3765 | 5.3027 | 4.994 | 5.2525 | 2031
[5 empty] | 2031-06-01 | 5.4174 | 5.3444 | 5.0106 | 5.3813 | 2031
[5 empty] | 2031-07-01 | 5.5073 | 5.4413 | 5.0565 | 5.0967 | 2031
[5 empty] | 2031-08-01 | 5.6458 | 5.5777 | 5.3679 | 5.2387 | 2031
[5 empty] | 2031-09-01 | 5.7853 | 5.7136 | 5.4616 | 5.3742 | 2031
[5 empty] | 2031-10-01 | 5.9019 | 5.8234 | 5.7474 | 5.7067 | 2031
[5 empty] | 2031-11-01 | 6.2509 | 6.1786 | 6.2211 | 5.6734 | 2031
[5 empty] | 2031-12-01 | 6.4733 | 6.4177 | 6.3953 | 5.3734 | 2031
[5 empty] | 2032-01-01 | 6.867 | 6.8081 | 6.803 | 6.1064 | 2032
[5 empty] | 2032-02-01 | 6.2373 | 6.1808 | 6.1285 | 5.8644 | 2032
[5 empty] | 2032-03-01 | 5.6767 | 5.6059 | 5.5899 | 5.6909 | 2032
[5 empty] | 2032-04-01 | 5.3992 | 5.3234 | 5.1588 | 5.396 | 2032
[5 empty] | 2032-05-01 | 5.3841 | 5.3101 | 5.0138 | 5.2599 | 2032
[5 empty] | 2032-06-01 | 5.4305 | 5.3572 | 5.0369 | 5.3942 | 2032
[5 empty] | 2032-07-01 | 5.5129 | 5.4468 | 5.0782 | 5.1022 | 2032
[5 empty] | 2032-08-01 | 5.5936 | 5.5265 | 5.3252 | 5.187 | 2032
[5 empty] | 2032-09-01 | 5.7442 | 5.6733 | 5.3972 | 5.3335 | 2032
[5 empty] | 2032-10-01 | 5.8445 | 5.767 | 5.6758 | 5.6499 | 2032
[5 empty] | 2032-11-01 | 6.1993 | 6.128 | 6.1477 | 5.6223 | 2032
[5 empty] | 2032-12-01 | 6.3644 | 6.311 | 6.2834 | 5.2657 | 2032
[5 empty] | 2033-01-01 | 7.1094 | 7.0456 | 7.0299 | 6.3462 | 2033
[5 empty] | 2033-02-01 | 6.7283 | 6.662 | 6.659 | 6.3502 | 2033
[5 empty] | 2033-03-01 | 5.7543 | 5.682 | 5.6462 | 5.7676 | 2033
[5 empty] | 2033-04-01 | 5.4384 | 5.3617 | 5.2117 | 5.4348 | 2033
[5 empty] | 2033-05-01 | 5.4436 | 5.3684 | 5.0612 | 5.3188 | 2033
[5 empty] | 2033-06-01 | 5.4854 | 5.411 | 5.0853 | 5.4485 | 2033
[5 empty] | 2033-07-01 | 5.573 | 5.5057 | 5.1588 | 5.1617 | 2033
[5 empty] | 2033-08-01 | 5.6985 | 5.6293 | 5.4253 | 5.2908 | 2033
[5 empty] | 2033-09-01 | 5.8323 | 5.7597 | 5.4972 | 5.4208 | 2033
[5 empty] | 2033-10-01 | 5.9537 | 5.874 | 5.8027 | 5.7579 | 2033
[5 empty] | 2033-11-01 | 6.3135 | 6.2398 | 6.2462 | 5.7353 | 2033
[5 empty] | 2033-12-01 | 6.5237 | 6.4672 | 6.424 | 5.4233 | 2033
[5 empty] | 2034-01-01 | 7.0155 | 6.9536 | 6.9162 | 6.2533 | 2034
[5 empty] | 2034-02-01 | 6.7845 | 6.717 | 6.693 | 6.4058 | 2034
[5 empty] | 2034-03-01 | 5.8587 | 5.7842 | 5.7464 | 5.8709 | 2034
[5 empty] | 2034-04-01 | 5.5395 | 5.4609 | 5.3136 | 5.5349 | 2034
[5 empty] | 2034-05-01 | 5.5458 | 5.4686 | 5.1699 | 5.42 | 2034
[5 empty] | 2034-06-01 | 5.592 | 5.5155 | 5.1835 | 5.554 | 2034
[5 empty] | 2034-07-01 | 5.6576 | 5.5886 | 5.2605 | 5.2454 | 2034
[5 empty] | 2034-08-01 | 5.7585 | 5.6881 | 5.5162 | 5.3502 | 2034
[5 empty] | 2034-09-01 | 5.8981 | 5.8242 | 5.5675 | 5.4859 | 2034
[5 empty] | 2034-10-01 | 5.9997 | 5.9191 | 5.8232 | 5.8034 | 2034
[5 empty] | 2034-11-01 | 6.3967 | 6.3215 | 6.28 | 5.8177 | 2034
[5 empty] | 2034-12-01 | 6.5696 | 6.5121 | 6.4668 | 5.4687 | 2034
[5 empty] | 2035-01-01 | 7.3207 | 7.2527 | 7.2182 | 6.5553 | 2035
[5 empty] | 2035-02-01 | 6.8996 | 6.8298 | 6.8048 | 6.5197 | 2035
[5 empty] | 2035-03-01 | 5.979 | 5.9022 | 5.8636 | 5.9899 | 2035
[5 empty] | 2035-04-01 | 5.6645 | 5.5834 | 5.4177 | 5.6586 | 2035
[5 empty] | 2035-05-01 | 5.6648 | 5.5852 | 5.278 | 5.5377 | 2035
[5 empty] | 2035-06-01 | 5.7085 | 5.6296 | 5.2946 | 5.6693 | 2035
[5 empty] | 2035-07-01 | 5.7823 | 5.7109 | 5.3883 | 5.3688 | 2035
[5 empty] | 2035-08-01 | 5.8997 | 5.8265 | 5.6805 | 5.4899 | 2035
[5 empty] | 2035-09-01 | 6.0597 | 5.9825 | 5.7334 | 5.6457 | 2035
[5 empty] | 2035-10-01 | 6.215 | 6.1301 | 5.9943 | 6.0165 | 2035
[5 empty] | 2035-11-01 | 6.5998 | 6.5205 | 6.4992 | 6.0186 | 2035
[5 empty] | 2035-12-01 | 6.8524 | 6.7893 | 6.7222 | 5.7486 | 2035
[5 empty] | 2036-01-01 | 7.3722 | 7.3032 | 7.2579 | 6.6063 | 2036
[5 empty] | 2036-02-01 | 6.7965 | 6.7288 | 6.689 | 6.4177 | 2036
[5 empty] | 2036-03-01 | 6.1877 | 6.1068 | 6.0632 | 6.1965 | 2036
[5 empty] | 2036-04-01 | 5.8587 | 5.7736 | 5.601 | 5.8507 | 2036
[5 empty] | 2036-05-01 | 5.846 | 5.7627 | 5.4712 | 5.717 | 2036
[5 empty] | 2036-06-01 | 5.8858 | 5.8034 | 5.4817 | 5.8447 | 2036
[5 empty] | 2036-07-01 | 5.9491 | 5.8742 | 5.5512 | 5.5338 | 2036
[5 empty] | 2036-08-01 | 6.1071 | 6.0298 | 5.8862 | 5.6952 | 2036
[5 empty] | 2036-09-01 | 6.284 | 6.2023 | 5.9472 | 5.8677 | 2036
[5 empty] | 2036-10-01 | 6.4315 | 6.3423 | 6.1742 | 6.2307 | 2036
[5 empty] | 2036-11-01 | 6.8229 | 6.7392 | 6.7212 | 6.2394 | 2036
[5 empty] | 2036-12-01 | 7.0898 | 7.0219 | 6.9556 | 5.9835 | 2036
[5 empty] | 2037-01-01 | 7.6499 | 7.5754 | 7.5195 | 6.881 | 2037
[5 empty] | 2037-02-01 | 7.4052 | 7.3253 | 7.2609 | 7.02 | 2037
[5 empty] | 2037-03-01 | 6.3576 | 6.2732 | 6.2203 | 6.3646 | 2037
[5 empty] | 2037-04-01 | 6.0144 | 5.9262 | 5.747 | 6.0048 | 2037
[5 empty] | 2037-05-01 | 6.0103 | 5.9238 | 5.6315 | 5.8796 | 2037
[5 empty] | 2037-06-01 | 6.0471 | 5.9615 | 5.6209 | 6.0044 | 2037
[5 empty] | 2037-07-01 | 6.1186 | 6.0404 | 5.7072 | 5.7015 | 2037
[5 empty] | 2037-08-01 | 6.2499 | 6.1697 | 6.0303 | 5.8365 | 2037
[5 empty] | 2037-09-01 | 6.4675 | 6.3822 | 6.0928 | 6.0493 | 2037
[5 empty] | 2037-10-01 | 6.5734 | 6.4813 | 6.2901 | 6.3711 | 2037
[5 empty] | 2037-11-01 | 6.9623 | 6.8758 | 6.8432 | 6.3774 | 2037
[5 empty] | 2037-12-01 | 7.2257 | 7.1552 | 7.0817 | 6.118 | 2037
[5 empty] | 2038-01-01 | 8.0469 | 7.9644 | 7.8724 | 7.2739 | 2038
[5 empty] | 2038-02-01 | 7.67 | 7.5849 | 7.4903 | 7.282 | 2038
[5 empty] | 2038-03-01 | 6.5915 | 6.5025 | 6.4348 | 6.5961 | 2038
[5 empty] | 2038-04-01 | 6.249 | 6.1562 | 5.9438 | 6.2369 | 2038
[5 empty] | 2038-05-01 | 6.2422 | 6.151 | 5.8434 | 6.1091 | 2038
[5 empty] | 2038-06-01 | 6.2805 | 6.1902 | 5.8434 | 6.2353 | 2038
[5 empty] | 2038-07-01 | 6.3642 | 6.2811 | 5.932 | 5.9445 | 2038
[5 empty] | 2038-08-01 | 6.5116 | 6.4262 | 6.2825 | 6.0954 | 2038
[5 empty] | 2038-09-01 | 6.7772 | 6.6857 | 6.3564 | 6.3557 | 2038
[5 empty] | 2038-10-01 | 6.8829 | 6.7847 | 6.5376 | 6.6774 | 2038
[5 empty] | 2038-11-01 | 7.2884 | 7.1953 | 7.1431 | 6.7 | 2038
[5 empty] | 2038-12-01 | 7.5814 | 7.5037 | 7.4195 | 6.4699 | 2038
[5 empty] | 2039-01-01 | 8.0936 | 8.0101 | 7.8632 | 7.32 | 2039
[5 empty] | 2039-02-01 | 7.9013 | 7.8116 | 7.6726 | 7.5109 | 2039
[5 empty] | 2039-03-01 | 6.8909 | 6.7959 | 6.6906 | 6.8923 | 2039
[5 empty] | 2039-04-01 | 6.5303 | 6.4319 | 6.214 | 6.5153 | 2039
[5 empty] | 2039-05-01 | 6.5386 | 6.4415 | 6.1138 | 6.4023 | 2039
[5 empty] | 2039-06-01 | 6.5991 | 6.5025 | 6.1193 | 6.5505 | 2039
[5 empty] | 2039-07-01 | 6.6659 | 6.5768 | 6.1982 | 6.2431 | 2039
[5 empty] | 2039-08-01 | 6.7987 | 6.7075 | 6.5391 | 6.3795 | 2039
[5 empty] | 2039-09-01 | 7.077 | 6.9794 | 6.6186 | 6.6524 | 2039
[5 empty] | 2039-10-01 | 7.1607 | 7.0569 | 6.7994 | 6.9523 | 2039
[5 empty] | 2039-11-01 | 7.616 | 7.5163 | 7.4245 | 7.0242 | 2039
[5 empty] | 2039-12-01 | 7.9148 | 7.8304 | 7.6854 | 6.7998 | 2039
[5 empty] | 2040-01-01 | 8.3771 | 8.288 | 8.094 | 7.6006 | 2040
[5 empty] | 2040-02-01 | 7.8607 | 7.7717 | 7.5377 | 7.4708 | 2040
[5 empty] | 2040-03-01 | 7.2639 | 7.1613 | 6.9779 | 7.2613 | 2040
[5 empty] | 2040-04-01 | 6.8395 | 6.7348 | 6.4795 | 6.8212 | 2040
[5 empty] | 2040-05-01 | 6.8483 | 6.745 | 6.4042 | 6.7087 | 2040
[5 empty] | 2040-06-01 | 6.9226 | 6.8195 | 6.4265 | 6.8707 | 2040
[5 empty] | 2040-07-01 | 6.984 | 6.8885 | 6.4797 | 6.5578 | 2040
[5 empty] | 2040-08-01 | 7.0848 | 6.9879 | 6.791 | 6.6626 | 2040
[5 empty] | 2040-09-01 | 7.3617 | 7.2585 | 6.8642 | 6.9341 | 2040
[5 empty] | 2040-10-01 | 7.4479 | 7.3384 | 7.0395 | 7.2365 | 2040
[5 empty] | 2040-11-01 | 7.9163 | 7.8107 | 7.6712 | 7.3213 | 2040
[5 empty] | 2040-12-01 | 8.1791 | 8.0894 | 7.9048 | 7.0613 | 2040
[5 empty] | 2041-01-01 | 8.8845 | 8.7852 | 8.5708 | 8.1026 | 2041
[5 empty] | 2041-02-01 | 8.6345 | 8.5301 | 8.2839 | 8.2364 | 2041
[5 empty] | 2041-03-01 | 7.5773 | 7.4686 | 7.2002 | 7.5715 | 2041
[5 empty] | 2041-04-01 | 7.1179 | 7.0078 | 6.7124 | 7.0968 | 2041
[5 empty] | 2041-05-01 | 7.1551 | 7.0457 | 6.655 | 7.0123 | 2041
[5 empty] | 2041-06-01 | 7.2045 | 7.0957 | 6.6756 | 7.1496 | 2041
[5 empty] | 2041-07-01 | 7.2777 | 7.1764 | 6.7182 | 6.8485 | 2041
[5 empty] | 2041-08-01 | 7.3723 | 7.2697 | 7.048 | 6.9471 | 2041
[5 empty] | 2041-09-01 | 7.6755 | 7.566 | 7.135 | 7.2446 | 2041
[5 empty] | 2041-10-01 | 7.7714 | 7.6554 | 7.3153 | 7.5566 | 2041
[5 empty] | 2041-11-01 | 8.2493 | 8.137 | 7.9377 | 7.6508 | 2041
[5 empty] | 2041-12-01 | 8.5419 | 8.445 | 8.2108 | 7.4204 | 2041
[5 empty] | 2042-01-01 | 8.9887 | 8.8873 | 8.6252 | 8.2057 | 2042
[5 empty] | 2042-02-01 | 8.9351 | 8.8247 | 8.5471 | 8.5339 | 2042
[5 empty] | 2042-03-01 | 7.9751 | 7.8584 | 7.5437 | 7.9651 | 2042
[5 empty] | 2042-04-01 | 7.4803 | 7.3628 | 7.0433 | 7.4553 | 2042
[5 empty] | 2042-05-01 | 7.5248 | 7.408 | 6.9933 | 7.3782 | 2042
[5 empty] | 2042-06-01 | 7.5711 | 7.455 | 6.9867 | 7.5123 | 2042
[5 empty] | 2042-07-01 | 7.6392 | 7.5306 | 7.0486 | 7.2061 | 2042
[5 empty] | 2042-08-01 | 7.7462 | 7.6361 | 7.3842 | 7.3171 | 2042
[5 empty] | 2042-09-01 | 8.0502 | 7.9332 | 7.4623 | 7.6153 | 2042
[5 empty] | 2042-10-01 | 8.1509 | 8.0273 | 7.6472 | 7.9321 | 2042
[5 empty] | 2042-11-01 | 8.6506 | 8.5302 | 8.314 | 8.0479 | 2042
[5 empty] | 2042-12-01 | 8.9196 | 8.8151 | 8.5218 | 7.7941 | 2042
[5 empty] | 2043-01-01 | 9.5645 | 9.4516 | 9.1537 | 8.7755 | 2043
[5 empty] | 2043-02-01 | 9.3452 | 9.2265 | 8.9415 | 8.9397 | 2043
[5 empty] | 2043-03-01 | 8.3277 | 8.204 | 7.8745 | 8.314 | 2043
[5 empty] | 2043-04-01 | 7.8227 | 7.6985 | 7.3818 | 7.7942 | 2043
[5 empty] | 2043-05-01 | 7.8693 | 7.7456 | 7.3421 | 7.719 | 2043
[5 empty] | 2043-06-01 | 7.9176 | 7.7946 | 7.3445 | 7.8552 | 2043
[5 empty] | 2043-07-01 | 7.9933 | 7.8776 | 7.3892 | 7.5565 | 2043
[5 empty] | 2043-08-01 | 8.12 | 8.0024 | 7.7496 | 7.6869 | 2043
[5 empty] | 2043-09-01 | 8.429 | 8.3044 | 7.8279 | 7.9901 | 2043
[5 empty] | 2043-10-01 | 8.5567 | 8.425 | 8.0098 | 8.3336 | 2043
[5 empty] | 2043-11-01 | 9.0448 | 8.9166 | 8.7026 | 8.4379 | 2043
[5 empty] | 2043-12-01 | 9.3402 | 9.2273 | 8.8908 | 8.2102 | 2043
[5 empty] | 2044-01-01 | 9.7127 | 9.5969 | 9.2548 | 8.9222 | 2044
[5 empty] | 2044-02-01 | 9.2071 | 9.0912 | 8.7479 | 8.803 | 2044
[5 empty] | 2044-03-01 | 8.683 | 8.5522 | 8.2185 | 8.6656 | 2044
[5 empty] | 2044-04-01 | 8.1792 | 8.0478 | 7.7246 | 8.1468 | 2044
[5 empty] | 2044-05-01 | 8.2278 | 8.097 | 7.6737 | 8.0738 | 2044
[5 empty] | 2044-06-01 | 8.2784 | 8.1481 | 7.6587 | 8.2122 | 2044
[5 empty] | 2044-07-01 | 8.3489 | 8.226 | 7.7053 | 7.9084 | 2044
[5 empty] | 2044-08-01 | 8.4502 | 8.326 | 8.0693 | 8.0137 | 2044
[5 empty] | 2044-09-01 | 8.7772 | 8.6457 | 8.1484 | 8.3347 | 2044
[5 empty] | 2044-10-01 | 8.9112 | 8.7724 | 8.3307 | 8.6844 | 2044
[5 empty] | 2044-11-01 | 9.4254 | 9.2895 | 9.0412 | 8.8146 | 2044
[5 empty] | 2044-12-01 | 9.7079 | 9.5878 | 9.2347 | 8.5741 | 2044
[5 empty] | 2045-01-01 | 10.1386 | 10.0142 | 9.6348 | 9.3435 | 2045
[5 empty] | 2045-02-01 | 10.1 | 9.9662 | 9.6234 | 9.6865 | 2045
[5 empty] | 2045-03-01 | 9.0979 | 8.9588 | 8.6141 | 9.0762 | 2045
[5 empty] | 2045-04-01 | 8.5975 | 8.4577 | 8.1102 | 8.5608 | 2045
[5 empty] | 2045-05-01 | 8.6474 | 8.5082 | 8.0579 | 8.489 | 2045
[5 empty] | 2045-06-01 | 8.7005 | 8.5619 | 8.0437 | 8.6299 | 2045
[5 empty] | 2045-07-01 | 8.7527 | 8.6218 | 8.0904 | 8.308 | 2045
[5 empty] | 2045-08-01 | 8.8427 | 8.7107 | 8.447 | 8.4021 | 2045
[5 empty] | 2045-09-01 | 9.144 | 9.0051 | 8.516 | 8.6976 | 2045
[5 empty] | 2045-10-01 | 9.2964 | 9.1499 | 8.6999 | 9.0656 | 2045
[5 empty] | 2045-11-01 | 9.8366 | 9.6926 | 9.4094 | 9.2215 | 2045
[5 empty] | 2045-12-01 | 10.1218 | 9.9933 | 9.5951 | 8.9837 | 2045
[5 empty] | 2046-01-01 | 10.672 | 10.537 | 10.1526 | 9.8714 | 2046
[5 empty] | 2046-02-01 | 10.5045 | 10.3626 | 9.984 | 10.0868 | 2046
[5 empty] | 2046-03-01 | 9.4591 | 9.3127 | 8.9375 | 9.4335 | 2046
[5 empty] | 2046-04-01 | 8.9372 | 8.7907 | 8.4098 | 8.8969 | 2046
[5 empty] | 2046-05-01 | 8.9892 | 8.8431 | 8.369 | 8.8272 | 2046
[5 empty] | 2046-06-01 | 9.0444 | 8.8988 | 8.2072 | 8.9701 | 2046
[5 empty] | 2046-07-01 | 9.0986 | 8.9607 | 8.3534 | 8.6502 | 2046
[5 empty] | 2046-08-01 | 9.183 | 9.0442 | 8.7612 | 8.7388 | 2046
[5 empty] | 2046-09-01 | 9.5034 | 9.3573 | 8.8325 | 9.0532 | 2046
[5 empty] | 2046-10-01 | 9.6467 | 9.4933 | 9.017 | 9.4122 | 2046
[5 empty] | 2046-11-01 | 10.2217 | 10.07 | 9.737 | 9.6025 | 2046
[5 empty] | 2046-12-01 | 10.5086 | 10.3723 | 9.959 | 9.3663 | 2046
[5 empty] | 2047-01-01 | 10.9576 | 10.8169 | 10.3492 | 10.154 | 2047
[5 empty] | 2047-02-01 | 10.904 | 10.7541 | 10.3585 | 10.4821 | 2047
[5 empty] | 2047-03-01 | 9.8134 | 9.6599 | 9.2803 | 9.7841 | 2047
[5 empty] | 2047-04-01 | 9.2865 | 9.1329 | 8.7424 | 9.2426 | 2047
[5 empty] | 2047-05-01 | 9.3335 | 9.1805 | 8.7115 | 9.1678 | 2047
[5 empty] | 2047-06-01 | 9.3907 | 9.2382 | 8.2091 | 9.3128 | 2047
[5 empty] | 2047-07-01 | 9.4469 | 9.3022 | 8.2568 | 8.9949 | 2047
[5 empty] | 2047-08-01 | 9.5385 | 9.3925 | 9.0863 | 9.0905 | 2047
[5 empty] | 2047-09-01 | 9.8706 | 9.7172 | 9.1857 | 9.4166 | 2047
[5 empty] | 2047-10-01 | 10.0106 | 9.8498 | 9.3747 | 9.7722 | 2047
[5 empty] | 2047-11-01 | 10.6106 | 10.451 | 10.1426 | 9.9873 | 2047
[5 empty] | 2047-12-01 | 10.9373 | 10.7925 | 10.3166 | 9.7906 | 2047
[5 empty] | 2048-01-01 | 11.3595 | 11.2107 | 10.746 | 10.5516 | 2048
[5 empty] | 2048-02-01 | 10.8143 | 10.6662 | 10.237 | 10.3933 | 2048
[5 empty] | 2048-03-01 | 10.2951 | 10.1319 | 9.7413 | 10.2607 | 2048
[5 empty] | 2048-04-01 | 9.7713 | 9.6081 | 9.1927 | 9.7223 | 2048
[5 empty] | 2048-05-01 | 9.828 | 9.6652 | 9.1729 | 9.6572 | 2048
[5 empty] | 2048-06-01 | 9.8873 | 9.725 | 8.6536 | 9.8043 | 2048
[5 empty] | 2048-07-01 | 9.946 | 9.7912 | 8.7053 | 9.4887 | 2048
[5 empty] | 2048-08-01 | 10.0971 | 9.94 | 9.5936 | 9.6433 | 2048
[5 empty] | 2048-09-01 | 10.4112 | 10.247 | 9.7114 | 9.9516 | 2048
[5 empty] | 2048-10-01 | 10.5695 | 10.3975 | 9.9049 | 10.3253 | 2048
[5 empty] | 2048-11-01 | 11.215 | 11.0434 | 10.716 | 10.5854 | 2048
[5 empty] | 2048-12-01 | 11.4993 | 11.3433 | 10.8722 | 10.3467 | 2048
[5 empty] | 2049-01-01 | 12.0343 | 11.872 | 11.3619 | 11.2193 | 2049
[5 empty] | 2049-02-01 | 11.8586 | 11.6896 | 11.1763 | 11.4266 | 2049
[5 empty] | 2049-03-01 | 10.7376 | 10.5656 | 10.1246 | 10.6986 | 2049
[5 empty] | 2049-04-01 | 10.1439 | 9.9731 | 9.543 | 10.0909 | 2049
[5 empty] | 2049-05-01 | 10.1877 | 10.0177 | 9.5056 | 10.0132 | 2049
[5 empty] | 2049-06-01 | 10.2493 | 10.0796 | 8.9888 | 10.1624 | 2049
[5 empty] | 2049-07-01 | 10.31 | 10.1479 | 9.3224 | 9.8489 | 2049
[5 empty] | 2049-08-01 | 10.4598 | 10.2954 | 9.9303 | 10.0022 | 2049
[5 empty] | 2049-09-01 | 10.7685 | 10.5971 | 10.0391 | 10.3051 | 2049
[5 empty] | 2049-10-01 | 10.9253 | 10.7462 | 10.2237 | 10.6773 | 2049
[5 empty] | 2049-11-01 | 11.5799 | 11.401 | 11.0635 | 10.9464 | 2049
[5 empty] | 2049-12-01 | 11.9064 | 11.7423 | 11.2466 | 10.7495 | 2049
[5 empty] | 2050-01-01 | 12.3504 | 12.1818 | 11.6644 | 11.5321 | 2050
[5 empty] | 2050-02-01 | 12.2139 | 12.0379 | 11.5547 | 11.7782 | 2050
[5 empty] | 2050-03-01 | 11.2381 | 11.0562 | 10.627 | 11.1939 | 2050
[5 empty] | 2050-04-01 | 10.6848 | 10.5033 | 10.0414 | 10.6261 | 2050
[5 empty] | 2050-05-01 | 10.7468 | 10.5656 | 9.9877 | 10.5664 | 2050
[5 empty] | 2050-06-01 | 10.8116 | 10.6307 | 9.4922 | 10.7188 | 2050
[5 empty] | 2050-07-01 | 10.8757 | 10.7023 | 9.8397 | 10.4087 | 2050
[5 empty] | 2050-08-01 | 11.027 | 10.8513 | 10.4509 | 10.5634 | 2050
[5 empty] | 2050-09-01 | 11.3163 | 11.134 | 10.5842 | 10.8472 | 2050
[5 empty] | 2050-10-01 | 11.4649 | 11.275 | 10.7763 | 11.2113 | 2050
[5 empty] | 2050-11-01 | 12.1483 | 11.9579 | 11.6317 | 11.5088 | 2050
[5 empty] | 2050-12-01 | 12.4758 | 12.3002 | 11.7982 | 11.3129 | 2050
[5 empty] | 2051-01-01 | 12.6347 | 12.4604 | 11.9324 | 11.8134 | 2051
[5 empty] | 2051-02-01 | 12.4951 | 12.3134 | 11.8202 | 12.0565 | 2051
[5 empty] | 2051-03-01 | 11.4968 | 11.3097 | 10.8712 | 11.4498 | 2051
[5 empty] | 2051-04-01 | 10.9308 | 10.7444 | 10.272 | 10.8696 | 2051
[5 empty] | 2051-05-01 | 10.9943 | 10.8081 | 10.2171 | 10.8112 | 2051
[5 empty] | 2051-06-01 | 11.0606 | 10.8747 | 9.7103 | 10.9652 | 2051
[5 empty] | 2051-07-01 | 11.1261 | 10.9477 | 10.0657 | 10.6564 | 2051
[5 empty] | 2051-08-01 | 11.2809 | 11.1001 | 10.6909 | 10.8147 | 2051
[5 empty] | 2051-09-01 | 11.5768 | 11.3893 | 10.8274 | 11.1049 | 2051
[5 empty] | 2051-10-01 | 11.7289 | 11.5337 | 11.0239 | 11.4725 | 2051
[5 empty] | 2051-11-01 | 12.4278 | 12.232 | 11.8989 | 11.7855 | 2051
[5 empty] | 2051-12-01 | 12.7629 | 12.5816 | 12.0693 | 11.5971 | 2051
[5 empty] | 2052-01-01 | 12.9256 | 12.7455 | 12.2066 | 12.1013 | 2052
[5 empty] | 2052-02-01 | 12.7827 | 12.5953 | 12.0918 | 12.3411 | 2052
[5 empty] | 2052-03-01 | 11.7615 | 11.5691 | 11.121 | 11.7118 | 2052
[5 empty] | 2052-04-01 | 11.1824 | 10.991 | 10.508 | 11.1186 | 2052
[5 empty] | 2052-05-01 | 11.2473 | 11.0561 | 10.4519 | 11.0616 | 2052
[5 empty] | 2052-06-01 | 11.3152 | 11.1242 | 9.9334 | 11.2171 | 2052
[5 empty] | 2052-07-01 | 11.3822 | 11.1987 | 10.297 | 10.9099 | 2052
[5 empty] | 2052-08-01 | 11.5407 | 11.3547 | 10.9366 | 11.0717 | 2052
[5 empty] | 2052-09-01 | 11.8434 | 11.6505 | 11.0761 | 11.3687 | 2052
[5 empty] | 2052-10-01 | 11.9989 | 11.7983 | 11.2772 | 11.7396 | 2052
[5 empty] | 2052-11-01 | 12.714 | 12.5124 | 12.1723 | 12.0686 | 2052
[5 empty] | 2052-12-01 | 13.0567 | 12.8696 | 12.3466 | 11.8878 | 2052
[5 empty] | 2053-01-01 | 13.223 | 13.0371 | 12.4871 | 12.3956 | 2053
[5 empty] | 2053-02-01 | 13.077 | 12.8837 | 12.3697 | 12.6323 | 2053
[5 empty] | 2053-03-01 | 12.0323 | 11.8345 | 11.3765 | 11.9797 | 2053
[5 empty] | 2053-04-01 | 11.4399 | 11.2433 | 10.7495 | 11.3733 | 2053
[5 empty] | 2053-05-01 | 11.5063 | 11.3099 | 10.6921 | 11.3179 | 2053
[5 empty] | 2053-06-01 | 11.5757 | 11.3795 | 10.1616 | 11.4749 | 2053
[5 empty] | 2053-07-01 | 11.6443 | 11.4555 | 10.5336 | 11.1692 | 2053
[5 empty] | 2053-08-01 | 11.8063 | 11.6151 | 11.1879 | 11.3345 | 2053
[5 empty] | 2053-09-01 | 12.116 | 11.9177 | 11.3306 | 11.6385 | 2053
[5 empty] | 2053-10-01 | 12.2751 | 12.069 | 11.5362 | 12.013 | 2053
[5 empty] | 2053-11-01 | 13.0066 | 12.7992 | 12.4521 | 12.3582 | 2053
[5 empty] | 2053-12-01 | 13.3573 | 13.1641 | 12.6304 | 12.1852 | 2053
[5 empty] | 0 | #N/A | #N/A | #N/A | #N/A | 1900
Note on H5: PacifiCorp: Date that deal is evaluated.

## Table 5
Appendix B
| Table 5 | [9 empty] | Study_Name:
| QF - Sch37 - UT - Solar T - 10.0 MW and 30.2% CF | [7 empty] | 45658 |  | QF - Sch37 - UT - Solar T |  |  | 15 Year Starting 2028 | 15 Year Starting 2027 | 15 Year Starting 2026 | 15 Year Starting 2025
| January 2025 through December 2039 | [6 empty] | Start | 2025-01-01 |  | Resource Capacity |  | start | 49 | 37 | 25 | 13
| Nominal Avoided Costs Calculated Monthly | [6 empty] | End | 2039-12-01 |  | 10 | MW | end | 228 | 216 | 204 | 192
15 Year Starting 2027 |  | -641059.4679 | 6607231.3619 | 5966171.894 | 247814.5477 | 24.0751
15 Year Starting 2026 |  | 229732.9687 | 5696296.1822 | 5926029.1509 | 249062.7831 | 23.7933 |  |  |  |  | 30.19% | CF
| Nominal NPV at 6.38% Discount Rate | [6 empty] | Discount Rate - 2025 IRP
15 Year Starting 2025 |  | 1151061.2731 | 4850973.6802 | 6002034.9533 | 250307.7801 | 23.9786 |  | 6.38% | 0.5167%
|  | Energy | Capacity $ | Total | Total | AC Price | [10 empty] | Summer | Summer
| Month | Avoided $ | 29.8% CF | Dollars | MWH | 29.8% CF | Offset | Year | Date Test | Offset |  |  |  | Total | energy | capacity | Energy | Capacity | Winter
| 2025-01-01 | 13036.2948 | 0 | 13036.2948 | 1009.2312 | 12.9171 | 1 | 2025 | 2025-01-01 | 840 | Total Net Power Cost ($ 000) | [7 empty] | Winter
| 2025-02-01 | 20017.9448 | 0 | 20017.9448 | 1577.2992 | 12.6913 | 2 | 2025 | 2025-02-01 | 1151 | PV_QF_UTN_Track_Sch37_UT | [7 empty] | Winter
| 2025-03-01 | 11432.5171 | 0 | 11432.5171 | 1884.5984 | 6.0663 | 3 | 2025 | 2025-03-01 | [9 empty] | Winter
| 2025-04-01 | 4955.1841 | 0 | 4955.1841 | 2450.3518 | 2.0222 | 4 | 2025 | 2025-04-01 | 2025 | 608184.8191 | 0 | 26439.9887 | 23.0025 | 23.0025 | 0 | 474649.0173 | 0 | Winter
| 2025-05-01 | 40114.4823 | 0 | 40114.4823 | 2874.4533 | 13.9555 | 5 | 2025 | 2025-05-01 | 2026 | 511527.5605 | 0 | 26302.17 | 19.4481 | 19.4481 | 0 | 371338.6531 | 0 | Summer
| 2025-06-01 | 70351.6154 | 0 | 70351.6154 | 3482.7609 | 20.2 | 6 | 2025 | 2025-06-01 | 2027 | 517231.4914 | 0 | 26148.5408 | 19.7805 | 19.7805 | 0 | 307798.6117 | 0 | Summer
| 2025-07-01 | 146036.2655 | 0 | 146036.2655 | 3409.7209 | 42.8294 | 7 | 2025 | 2025-07-01 | 2028 | 624376.1436 | 0 | 26020.8277 | 23.9952 | 23.9952 | 0 | 347308.1192 | 0 | Summer
| 2025-08-01 | 179037.9311 | 0 | 179037.9311 | 2946.8956 | 60.7548 | 8 | 2025 | 2025-08-01 | 2029 | 787089.8319 | 0 | 25888.7396 | 30.4028 | 30.4028 | 0 | 437570.6238 | 0 | Summer
| 2025-09-01 | 79223.2053 | 0 | 79223.2053 | 2515.9119 | 31.4889 | 9 | 2025 | 2025-09-01 | 2030 | 661359.4544 | 0 | 25759.5542 | 25.6743 | 25.6743 | 0 | 380608.7428 | 0 | Winter
| 2025-10-01 | 6247.8484 | 0 | 6247.8484 | 1871.7486 | 3.338 | 10 | 2025 | 2025-10-01 | 2031 | 624989.3791 | 0 | 25646.7891 | 24.3691 | 24.3691 | 0 | 347536.9789 | 0 | Winter
| 2025-11-01 | 21958.2798 | 0 | 21958.2798 | 1498.4913 | 14.6536 | 11 | 2025 | 2025-11-01 | 2032 | -381214.0998 | 1108205.6892 | 25535.5741 | 28.4698 | -14.9287 | 43.3985 | -148866.4537 | 369401.8964 | Winter
| 2025-12-01 | 15773.2505 | 0 | 15773.2505 | 918.5256 | 17.1724 | 12 | 2025 | 2025-12-01 | 2033 | -429892.5522 | 1132364.5733 | 25386.8176 | 27.6707 | -16.9337 | 44.6044 | -147275.7937 | 377454.8578 | Winter
| 2026-01-01 | 15767.0159 | 0 | 15767.0159 | 990.9736 | 15.9106 | 14 | 2026 | 2026-01-01 | 2034 | -423931.8061 | 1157050.1218 | 25283.2225 | 28.9962 | -16.7673 | 45.7636 | -143773.2643 | 385683.3739 | Winter
| 2026-02-01 | 28296.2851 | 0 | 28296.2851 | 1612.2736 | 17.5505 | 15 | 2026 | 2026-02-01 | 2035 | -524916.372 | 1182273.8142 | 25122.6442 | 26.1659 | -20.8942 | 47.0601 | -235373.2739 | 394091.2714 | Winter
| 2026-03-01 | 10954.8531 | 0 | 10954.8531 | 1875.3031 | 5.8416 | 16 | 2026 | 2026-03-01 | 2036 | -577508.2412 | 1208047.3833 | 24978.7523 | 25.243 | -23.12 | 48.363 | -224759.3444 | 402682.4611 | Winter
| 2026-04-01 | -7168.5937 | 0 | -7168.5937 | 2445.8994 | -2.9309 | 17 | 2026 | 2026-04-01 | 2037 | -638327.1585 | 1234382.8159 | 24901.1499 | 23.9369 | -25.6344 | 49.5713 | -290084.3059 | 411460.9386 | Winter
| 2026-05-01 | 17386.2402 | 0 | 17386.2402 | 2906.5946 | 5.9817 | 18 | 2026 | 2026-05-01 | 2038 | -818639.0691 | 1261292.3616 | 24748.6695 | 17.8859 | -33.0781 | 50.964 | -383308.8322 | 420430.7872 | Summer
| 2026-06-01 | 72164.5031 | 0 | 72164.5031 | 3462.4431 | 20.8421 | 19 | 2026 | 2026-06-01 | 2039 | -940355.4376 | 1288788.5349 | 24620.7222 | 14.152 | -38.1937 | 52.3457 | -465781.8998 | 429596.1783 | Summer
| 2026-07-01 | 112148.6269 | 0 | 112148.6269 | 3320.9151 | 33.7704 | 20 | 2026 | 2026-07-01 | 2040 | -911067.2065 | 1316884.1253 | 24542.7097 | 16.5351 | -37.1217 | 53.6568 | -433847.376 | 438961.3751 | Summer
| 2026-08-01 | 119535.7342 | 0 | 119535.7342 | 2922.913 | 40.8961 | 21 | 2026 | 2026-08-01 | 2041 | -887904.8483 | 1345592.1986 | 24385.7113 | 18.7687 | -36.4109 | 55.1795 | -365087.3211 | 448530.7329 | Summer
| 2026-09-01 | 67489.789 | 0 | 67489.789 | 2544.6204 | 26.5225 | 22 | 2026 | 2026-09-01 | 2042 | 218816.1734 | 1374926.1086 | 24271.9097 | 65.662 | 9.0152 | 56.6468 | 133537.7873 | 458308.7029 | Winter
| 2026-10-01 | 12758.5228 | 0 | 12758.5228 | 1854.8688 | 6.8784 | 23 | 2026 | 2026-10-01 | 2043 | 316214.4596 | 1404899.4982 | 24160.9883 | 71.2352 | 13.0878 | 58.1474 | 110167.4552 | 468299.8327 | Winter
| 2026-11-01 | 30053.0583 | 0 | 30053.0583 | 1437.7714 | 20.9025 | 24 | 2026 | 2026-11-01 | 2044 | 68394.8741 | 1435526.3069 | 24009.1148 | 62.6396 | 2.8487 | 59.7909 | 52576.7438 | 478508.769 | Winter
| 2026-12-01 | 32141.5256 | 0 | 32141.5256 | 927.5941 | 34.6504 | 25 | 2026 | 2026-12-01 | 2045 | 69885.8824 | 1466820.7811 | 24009.1148 | 64.0051 | 2.9108 | 61.0943 | 53722.9169 | 488940.2604 | Winter
| 2027-01-01 | 27500.3768 | 0 | 27500.3768 | 976.0233 | 28.1759 | 27 | 2027 | 2027-01-01 | 2046 | 71409.3946 | 0 | 24009.1148 | 2.9743 | 2.9743 | 0 | 54894.0764 | 0 | Winter
| 2027-02-01 | 31040.6894 | 0 | 31040.6894 | 1649.6866 | 18.8161 | 28 | 2027 | 2027-02-01 | 2047 | 0 | 0 | 0 | #DIV/0! | #DIV/0! | 0 | 0 | 0 | Winter
| 2027-03-01 | 15364.1633 | 0 | 15364.1633 | 1876.3432 | 8.1884 | 29 | 2027 | 2027-03-01 | 2048 | 0 | 0 | 0 | #DIV/0! | #DIV/0! | 0 | 0 | 0 | Winter
| 2027-04-01 | 15409.9696 | 0 | 15409.9696 | 2415.5998 | 6.3794 | 30 | 2027 | 2027-04-01 | 2049 | 0 | 0 | 0 | #DIV/0! | #DIV/0! | 0 | 0 | 0 | Winter
| 2027-05-01 | 32578.4138 | 0 | 32578.4138 | 2933.2778 | 11.1065 | 31 | 2027 | 2027-05-01 | 2050 | 0 | 0 | 0 | #DIV/0! | #DIV/0! | 0 | 0 | 0 | Summer
| 2027-06-01 | 51831.6045 | 0 | 51831.6045 | 3453.893 | 15.0067 | 32 | 2027 | 2027-06-01 | 2051 | [8 empty] | Summer
| 2027-07-01 | 101296.1197 | 0 | 101296.1197 | 3262.0609 | 31.0528 | 33 | 2027 | 2027-07-01 | [9 empty] | Summer
| 2027-08-01 | 100730.9929 | 0 | 100730.9929 | 2933.1148 | 34.3427 | 34 | 2027 | 2027-08-01 | [9 empty] | Summer
| 2027-09-01 | 53939.8946 | 0 | 53939.8946 | 2473.018 | 21.8114 | 35 | 2027 | 2027-09-01 | [9 empty] | Winter
| 2027-10-01 | 23055.8234 | 0 | 23055.8234 | 1858.1764 | 12.4078 | 36 | 2027 | 2027-10-01 | [9 empty] | Winter
| 2027-11-01 | 35463.2682 | 0 | 35463.2682 | 1404.1695 | 25.2557 | 37 | 2027 | 2027-11-01 | [9 empty] | Winter
| 2027-12-01 | 29020.1752 | 0 | 29020.1752 | 913.1775 | 31.7793 | 38 | 2027 | 2027-12-01 | [9 empty] | Winter
| 2028-01-01 | 19066.0773 | 0 | 19066.0773 | 992.6736 | 19.2068 | 40 | 2028 | 2028-01-01 | [9 empty] | Winter
| 2028-02-01 | 48385.8993 | 0 | 48385.8993 | 1656.4842 | 29.21 | 41 | 2028 | 2028-02-01 | [9 empty] | Winter
| 2028-03-01 | 20685.1208 | 0 | 20685.1208 | 1965.9265 | 10.5218 | 42 | 2028 | 2028-03-01 | [9 empty] | Winter
| 2028-04-01 | 25716.3911 | 0 | 25716.3911 | 2363.2634 | 10.8817 | 43 | 2028 | 2028-04-01 | [9 empty] | Winter
| 2028-05-01 | 51483.8075 | 0 | 51483.8075 | 3023.155 | 17.0298 | 44 | 2028 | 2028-05-01 | [9 empty] | Summer
| 2028-06-01 | 34861.8828 | 0 | 34861.8828 | 3428.5364 | 10.1682 | 45 | 2028 | 2028-06-01 | [9 empty] | Summer
| 2028-07-01 | 128991.5814 | 0 | 128991.5814 | 3200.7805 | 40.3 | 46 | 2028 | 2028-07-01 | [9 empty] | Summer
| 2028-08-01 | 111597.7366 | 0 | 111597.7366 | 2949.304 | 37.8387 | 47 | 2028 | 2028-08-01 | [9 empty] | Summer
| 2028-09-01 | 71856.9184 | 0 | 71856.9184 | 2344.7582 | 30.6458 | 48 | 2028 | 2028-09-01 | [9 empty] | Winter
| 2028-10-01 | 38654.3437 | 0 | 38654.3437 | 1881.9587 | 20.5394 | 49 | 2028 | 2028-10-01 | [9 empty] | Winter
| 2028-11-01 | 36023.3558 | 0 | 36023.3558 | 1350.188 | 26.6803 | 50 | 2028 | 2028-11-01 | [9 empty] | Winter
| 2028-12-01 | 37053.0289 | 0 | 37053.0289 | 863.7992 | 42.8954 | 51 | 2028 | 2028-12-01 | [9 empty] | Winter
| 2029-01-01 | 35527.6583 | 0 | 35527.6583 | 979.9799 | 36.2535 | 53 | 2029 | 2029-01-01 | [9 empty] | Winter
| 2029-02-01 | 52724.0948 | 0 | 52724.0948 | 1635.1645 | 32.2439 | 54 | 2029 | 2029-02-01 | [9 empty] | Winter
| 2029-03-01 | 37683.0844 | 0 | 37683.0844 | 1985.7843 | 18.9764 | 55 | 2029 | 2029-03-01 | [9 empty] | Winter
| 2029-04-01 | 35224.2431 | 0 | 35224.2431 | 2398.4144 | 14.6865 | 56 | 2029 | 2029-04-01 | [9 empty] | Winter
| 2029-05-01 | 64752.6407 | 0 | 64752.6407 | 2998.1315 | 21.5977 | 57 | 2029 | 2029-05-01 | [9 empty] | Summer
| 2029-06-01 | 96315.483 | 0 | 96315.483 | 3426.833 | 28.1063 | 58 | 2029 | 2029-06-01 | [9 empty] | Summer
| 2029-07-01 | 143194.19 | 0 | 143194.19 | 3177.5135 | 45.0649 | 59 | 2029 | 2029-07-01 | [9 empty] | Summer
| 2029-08-01 | 115465.1767 | 0 | 115465.1767 | 2899.1542 | 39.8272 | 60 | 2029 | 2029-08-01 | [9 empty] | Summer
| 2029-09-01 | 82595.7741 | 0 | 82595.7741 | 2343.9823 | 35.2374 | 61 | 2029 | 2029-09-01 | [9 empty] | Winter
| 2029-10-01 | 51437.0682 | 0 | 51437.0682 | 1828.8035 | 28.1261 | 62 | 2029 | 2029-10-01 | [9 empty] | Winter
| 2029-11-01 | 36764.7873 | 0 | 36764.7873 | 1325.0457 | 27.7461 | 63 | 2029 | 2029-11-01 | [9 empty] | Winter
| 2029-12-01 | 35405.6314 | 0 | 35405.6314 | 889.9328 | 39.7846 | 64 | 2029 | 2029-12-01 | [9 empty] | Winter
| 2030-01-01 | 36366.9835 | 0 | 36366.9835 | 988.7546 | 36.7806 | 66 | 2030 | 2030-01-01 | [9 empty] | Winter
| 2030-02-01 | 44890.2737 | 0 | 44890.2737 | 1605.8728 | 27.9538 | 67 | 2030 | 2030-02-01 | [9 empty] | Winter
| 2030-03-01 | 34469.9498 | 0 | 34469.9498 | 2016.6196 | 17.0929 | 68 | 2030 | 2030-03-01 | [9 empty] | Winter
| 2030-04-01 | 11394.2508 | 0 | 11394.2508 | 2423.1269 | 4.7023 | 69 | 2030 | 2030-04-01 | [9 empty] | Winter
| 2030-05-01 | 32110.0108 | 0 | 32110.0108 | 2991.4873 | 10.7338 | 70 | 2030 | 2030-05-01 | [9 empty] | Summer
| 2030-06-01 | 78020.5948 | 0 | 78020.5948 | 3344.8555 | 23.3256 | 71 | 2030 | 2030-06-01 | [9 empty] | Summer
| 2030-07-01 | 127610.8614 | 0 | 127610.8614 | 3196.9871 | 39.916 | 72 | 2030 | 2030-07-01 | [9 empty] | Summer
| 2030-08-01 | 102390.6904 | 0 | 102390.6904 | 2895.4526 | 35.3626 | 73 | 2030 | 2030-08-01 | [9 empty] | Summer
| 2030-09-01 | 72586.5961 | 0 | 72586.5961 | 2318.017 | 31.3141 | 74 | 2030 | 2030-09-01 | [9 empty] | Winter
| 2030-10-01 | 39400.1604 | 0 | 39400.1604 | 1795.777 | 21.9405 | 75 | 2030 | 2030-10-01 | [9 empty] | Winter
| 2030-11-01 | 44618.2053 | 0 | 44618.2053 | 1281.2718 | 34.8234 | 76 | 2030 | 2030-11-01 | [9 empty] | Winter
| 2030-12-01 | 37500.8773 | 0 | 37500.8773 | 901.3321 | 41.6061 | 77 | 2030 | 2030-12-01 | [9 empty] | Winter
| 2031-01-01 | 36934.51 | 0 | 36934.51 | 978.9543 | 37.7285 | 79 | 2031 | 2031-01-01 | [9 empty] | Winter
| 2031-02-01 | 52995.0299 | 0 | 52995.0299 | 1529.9802 | 34.6377 | 80 | 2031 | 2031-02-01 | [9 empty] | Winter
| 2031-03-01 | 26180.0127 | 0 | 26180.0127 | 1828.0605 | 14.3212 | 81 | 2031 | 2031-03-01 | [9 empty] | Winter
| 2031-04-01 | 18155.1733 | 0 | 18155.1733 | 2376.8412 | 7.6384 | 82 | 2031 | 2031-04-01 | [9 empty] | Winter
| 2031-05-01 | 23767.8834 | 0 | 23767.8834 | 2788.2197 | 8.5244 | 83 | 2031 | 2031-05-01 | [9 empty] | Summer
| 2031-06-01 | 56207.2342 | 0 | 56207.2342 | 3378.278 | 16.6378 | 84 | 2031 | 2031-06-01 | [9 empty] | Summer
| 2031-07-01 | 110765.4474 | 0 | 110765.4474 | 3307.4292 | 33.4899 | 85 | 2031 | 2031-07-01 | [9 empty] | Summer
| 2031-08-01 | 102601.1506 | 0 | 102601.1506 | 2858.4888 | 35.8935 | 86 | 2031 | 2031-08-01 | [9 empty] | Summer
| 2031-09-01 | 77963.1468 | 0 | 77963.1468 | 2440.4345 | 31.9464 | 87 | 2031 | 2031-09-01 | [9 empty] | Winter
| 2031-10-01 | 46239.8685 | 0 | 46239.8685 | 1815.5962 | 25.4681 | 88 | 2031 | 2031-10-01 | [9 empty] | Winter
| 2031-11-01 | 48209.8772 | 0 | 48209.8772 | 1453.5365 | 33.1673 | 89 | 2031 | 2031-11-01 | [9 empty] | Winter
| 2031-12-01 | 24970.0451 | 0 | 24970.0451 | 890.9698 | 28.0257 | 90 | 2031 | 2031-12-01 | [9 empty] | Winter
| 2032-01-01 | -6730.1129 | 92350.4741 | 85620.3612 | 962.0909 | 88.994 | 92 | 2032 | 2032-01-01 | [9 empty] | Winter
| 2032-02-01 | -6387.1405 | 92350.4741 | 85963.3336 | 1642.9662 | 52.322 | 93 | 2032 | 2032-02-01 | [9 empty] | Winter
| 2032-03-01 | -56094.1122 | 92350.4741 | 36256.3619 | 1830.8561 | 19.803 | 94 | 2032 | 2032-03-01 | [9 empty] | Winter
| 2032-04-01 | -56215.9282 | 92350.4741 | 36134.5459 | 2357.0398 | 15.3305 | 95 | 2032 | 2032-04-01 | [9 empty] | Winter
| 2032-05-01 | -47733.5758 | 92350.4741 | 44616.8983 | 2862.1681 | 15.5885 | 96 | 2032 | 2032-05-01 | [9 empty] | Summer
| 2032-06-01 | -38631.2667 | 92350.4741 | 53719.2074 | 3370.1623 | 15.9397 | 97 | 2032 | 2032-06-01 | [9 empty] | Summer
| 2032-07-01 | -58421.3001 | 92350.4741 | 33929.174 | 3182.9806 | 10.6596 | 98 | 2032 | 2032-07-01 | [9 empty] | Summer
| 2032-08-01 | -19090.2499 | 92350.4741 | 73260.2242 | 2862.009 | 25.5975 | 99 | 2032 | 2032-08-01 | [9 empty] | Summer
| 2032-09-01 | -32723.6369 | 92350.4741 | 59626.8372 | 2413.0661 | 24.71 | 100 | 2032 | 2032-09-01 | [9 empty] | Winter
| 2032-10-01 | -40324.1665 | 92350.4741 | 52026.3076 | 1813.1297 | 28.6942 | 101 | 2032 | 2032-10-01 | [9 empty] | Winter
| 2032-11-01 | 6545.2032 | 92350.4741 | 98895.6773 | 1370.1291 | 72.1798 | 102 | 2032 | 2032-11-01 | [9 empty] | Winter
| 2032-12-01 | -25407.8132 | 92350.4741 | 66942.6609 | 868.9762 | 77.0362 | 103 | 2032 | 2032-12-01 | [9 empty] | Winter
| 2033-01-01 | -13979.2427 | 94363.7144 | 80384.4718 | 968.4866 | 83.0001 | 105 | 2033 | 2033-01-01 | [9 empty] | Winter
| 2033-02-01 | -7211.1881 | 94363.7144 | 87152.5264 | 1578.7919 | 55.202 | 106 | 2033 | 2033-02-01 | [9 empty] | Winter
| 2033-03-01 | -62530.0223 | 94363.7144 | 31833.6921 | 1873.1635 | 16.9946 | 107 | 2033 | 2033-03-01 | [9 empty] | Winter
| 2033-04-01 | -47701.2738 | 94363.7144 | 46662.4406 | 2292.9652 | 20.3503 | 108 | 2033 | 2033-04-01 | [9 empty] | Winter
| 2033-05-01 | -63977.7525 | 94363.7144 | 30385.9619 | 2928.8788 | 10.3746 | 109 | 2033 | 2033-05-01 | [9 empty] | Summer
| 2033-06-01 | -6020.2697 | 94363.7144 | 88343.4447 | 3363.601 | 26.2645 | 110 | 2033 | 2033-06-01 | [9 empty] | Summer
| 2033-07-01 | -62460.3939 | 94363.7144 | 31903.3205 | 3161.8833 | 10.09 | 111 | 2033 | 2033-07-01 | [9 empty] | Summer
| 2033-08-01 | -42716.2951 | 94363.7144 | 51647.4193 | 2834.5388 | 18.2207 | 112 | 2033 | 2033-08-01 | [9 empty] | Summer
| 2033-09-01 | -36078.835 | 94363.7144 | 58284.8795 | 2349.4683 | 24.8077 | 113 | 2033 | 2033-09-01 | [9 empty] | Winter
| 2033-10-01 | -60869.2112 | 94363.7144 | 33494.5033 | 1813.5374 | 18.4692 | 114 | 2033 | 2033-10-01 | [9 empty] | Winter
| 2033-11-01 | -9435.4121 | 94363.7144 | 84928.3023 | 1331.4245 | 63.7875 | 115 | 2033 | 2033-11-01 | [9 empty] | Winter
| 2033-12-01 | -16912.6558 | 94363.7144 | 77451.0587 | 890.0784 | 87.016 | 116 | 2033 | 2033-12-01 | [9 empty] | Winter
| 2034-01-01 | -9136.7577 | 96420.8435 | 87284.0858 | 977.7119 | 89.2738 | 118 | 2034 | 2034-01-01 | [9 empty] | Winter
| 2034-02-01 | -19969.0248 | 96420.8435 | 76451.8186 | 1579.3849 | 48.4061 | 119 | 2034 | 2034-02-01 | [9 empty] | Winter
| 2034-03-01 | -52259.2723 | 96420.8435 | 44161.5712 | 1908.0464 | 23.1449 | 120 | 2034 | 2034-03-01 | [9 empty] | Winter
| 2034-04-01 | -40597.2812 | 96420.8435 | 55823.5623 | 2293.6851 | 24.3379 | 121 | 2034 | 2034-04-01 | [9 empty] | Winter
| 2034-05-01 | -102913.3304 | 96420.8435 | -6492.4869 | 2934.1484 | -2.2127 | 122 | 2034 | 2034-05-01 | [9 empty] | Summer
| 2034-06-01 | -33189.2465 | 96420.8435 | 63231.597 | 3327.5948 | 19.0022 | 123 | 2034 | 2034-06-01 | [9 empty] | Summer
| 2034-07-01 | -44239.9224 | 96420.8435 | 52180.9211 | 3106.5443 | 16.7971 | 124 | 2034 | 2034-07-01 | [9 empty] | Summer
| 2034-08-01 | -22552.4075 | 96420.8435 | 73868.436 | 2862.4717 | 25.8058 | 125 | 2034 | 2034-08-01 | [9 empty] | Summer
| 2034-09-01 | -43791.688 | 96420.8435 | 52629.1555 | 2275.7247 | 23.1263 | 126 | 2034 | 2034-09-01 | [9 empty] | Winter
| 2034-10-01 | -43336.7716 | 96420.8435 | 53084.0718 | 1826.5508 | 29.0625 | 127 | 2034 | 2034-10-01 | [9 empty] | Winter
| 2034-11-01 | -11240.9161 | 96420.8435 | 85179.9274 | 1310.4363 | 65.0012 | 128 | 2034 | 2034-11-01 | [9 empty] | Winter
| 2034-12-01 | -705.1877 | 96420.8435 | 95715.6557 | 880.9233 | 108.6538 | 129 | 2034 | 2034-12-01 | [9 empty] | Winter
| 2035-01-01 | -10699.7231 | 98522.8178 | 87823.0947 | 950.9805 | 92.3501 | 131 | 2035 | 2035-01-01 | [9 empty] | Winter
| 2035-02-01 | -24484.0684 | 98522.8178 | 74038.7494 | 1586.777 | 46.6598 | 132 | 2035 | 2035-02-01 | [9 empty] | Winter
| 2035-03-01 | -60054.9953 | 98522.8178 | 38467.8225 | 1927.0213 | 19.9623 | 133 | 2035 | 2035-03-01 | [9 empty] | Winter
| 2035-04-01 | -48551.8446 | 98522.8178 | 49970.9733 | 2327.4409 | 21.4704 | 134 | 2035 | 2035-04-01 | [9 empty] | Winter
| 2035-05-01 | -82974.1984 | 98522.8178 | 15548.6195 | 2909.4113 | 5.3442 | 135 | 2035 | 2035-05-01 | [9 empty] | Summer
| 2035-06-01 | -63968.4479 | 98522.8178 | 34554.3699 | 3325.4268 | 10.391 | 136 | 2035 | 2035-06-01 | [9 empty] | Summer
| 2035-07-01 | -77898.9977 | 98522.8178 | 20623.8202 | 3083.485 | 6.6885 | 137 | 2035 | 2035-07-01 | [9 empty] | Summer
| 2035-08-01 | -54862.18 | 98522.8178 | 43660.6379 | 2813.3629 | 15.519 | 138 | 2035 | 2035-08-01 | [9 empty] | Summer
| 2035-09-01 | -38643.6483 | 98522.8178 | 59879.1695 | 2274.6196 | 26.3249 | 139 | 2035 | 2035-09-01 | [9 empty] | Winter
| 2035-10-01 | -39586.8548 | 98522.8178 | 58935.9631 | 1774.6858 | 33.2092 | 140 | 2035 | 2035-10-01 | [9 empty] | Winter
| 2035-11-01 | -12710.792 | 98522.8178 | 85812.0259 | 1285.8352 | 66.7364 | 141 | 2035 | 2035-11-01 | [9 empty] | Winter
| 2035-12-01 | -10480.6216 | 98522.8178 | 88042.1962 | 863.598 | 101.9481 | 142 | 2035 | 2035-12-01 | [9 empty] | Winter
| 2036-01-01 | -52348.0712 | 100670.6153 | 48322.544 | 959.3455 | 50.3703 | 144 | 2036 | 2036-01-01 | [9 empty] | Winter
| 2036-02-01 | -21125.2852 | 100670.6153 | 79545.3301 | 1579.1102 | 50.3735 | 145 | 2036 | 2036-02-01 | [9 empty] | Winter
| 2036-03-01 | -66849.7262 | 100670.6153 | 33820.8891 | 2033.3962 | 16.6327 | 146 | 2036 | 2036-03-01 | [9 empty] | Winter
| 2036-04-01 | -39369.3246 | 100670.6153 | 61301.2907 | 2342.8512 | 26.1653 | 147 | 2036 | 2036-04-01 | [9 empty] | Winter
| 2036-05-01 | -52963.9672 | 100670.6153 | 47706.648 | 2929.1268 | 16.287 | 148 | 2036 | 2036-05-01 | [9 empty] | Summer
| 2036-06-01 | -48072.9786 | 100670.6153 | 52597.6367 | 3245.2163 | 16.2077 | 149 | 2036 | 2036-06-01 | [9 empty] | Summer
| 2036-07-01 | -69409.4915 | 100670.6153 | 31261.1238 | 3094.6891 | 10.1015 | 150 | 2036 | 2036-07-01 | [9 empty] | Summer
| 2036-08-01 | -47594.812 | 100670.6153 | 53075.8033 | 2801.8637 | 18.943 | 151 | 2036 | 2036-08-01 | [9 empty] | Summer
| 2036-09-01 | -59682.0623 | 100670.6153 | 40988.553 | 2223.7195 | 18.4324 | 152 | 2036 | 2036-09-01 | [9 empty] | Winter
| 2036-10-01 | -65921.892 | 100670.6153 | 34748.7233 | 1725.2788 | 20.1409 | 153 | 2036 | 2036-10-01 | [9 empty] | Winter
| 2036-11-01 | -22983.0454 | 100670.6153 | 77687.5699 | 1204 | 64.5246 | 154 | 2036 | 2036-11-01 | [9 empty] | Winter
| 2036-12-01 | -31187.585 | 100670.6153 | 69483.0303 | 840.1551 | 82.7026 | 155 | 2036 | 2036-12-01 | [9 empty] | Winter
| 2037-01-01 | -41508.2594 | 102865.2347 | 61356.9753 | 938.1881 | 65.3994 | 157 | 2037 | 2037-01-01 | [9 empty] | Winter
| 2037-02-01 | -10744.8245 | 102865.2347 | 92120.4102 | 1526.3937 | 60.3517 | 158 | 2037 | 2037-02-01 | [9 empty] | Winter
| 2037-03-01 | -68914.2624 | 102865.2347 | 33950.9723 | 1775.4126 | 19.1229 | 159 | 2037 | 2037-03-01 | [9 empty] | Winter
| 2037-04-01 | -62768.3504 | 102865.2347 | 40096.8842 | 2315.6153 | 17.3159 | 160 | 2037 | 2037-04-01 | [9 empty] | Winter
| 2037-05-01 | -56970.6059 | 102865.2347 | 45894.6287 | 2751.7709 | 16.6782 | 161 | 2037 | 2037-05-01 | [9 empty] | Summer
| 2037-06-01 | -56575.6383 | 102865.2347 | 46289.5964 | 3278.0115 | 14.1212 | 162 | 2037 | 2037-06-01 | [9 empty] | Summer
| 2037-07-01 | -83224.7948 | 102865.2347 | 19640.4398 | 3144.0221 | 6.2469 | 163 | 2037 | 2037-07-01 | [9 empty] | Summer
| 2037-08-01 | -78138.8116 | 102865.2347 | 24726.423 | 2767.2201 | 8.9355 | 164 | 2037 | 2037-08-01 | [9 empty] | Summer
| 2037-09-01 | -72145.0612 | 102865.2347 | 30720.1735 | 2409.0778 | 12.7518 | 165 | 2037 | 2037-09-01 | [9 empty] | Winter
| 2037-10-01 | -67802.0306 | 102865.2347 | 35063.204 | 1756.0667 | 19.9669 | 166 | 2037 | 2037-10-01 | [9 empty] | Winter
| 2037-11-01 | -24028.5955 | 102865.2347 | 78836.6391 | 1361.1866 | 57.9176 | 167 | 2037 | 2037-11-01 | [9 empty] | Winter
| 2037-12-01 | -15505.9238 | 102865.2347 | 87359.3108 | 878.1846 | 99.4772 | 168 | 2037 | 2037-12-01 | [9 empty] | Winter
| 2038-01-01 | -19293.8596 | 105107.6968 | 85813.8372 | 923.7715 | 92.8951 | 170 | 2038 | 2038-01-01 | [9 empty] | Winter
| 2038-02-01 | -48884.866 | 105107.6968 | 56222.8308 | 1561.37 | 36.0087 | 171 | 2038 | 2038-02-01 | [9 empty] | Winter
| 2038-03-01 | -74762.2021 | 105107.6968 | 30345.4947 | 1775.8925 | 17.0875 | 172 | 2038 | 2038-03-01 | [9 empty] | Winter
| 2038-04-01 | -70330.9475 | 105107.6968 | 34776.7493 | 2286.2798 | 15.2111 | 173 | 2038 | 2038-04-01 | [9 empty] | Winter
| 2038-05-01 | -81351.1954 | 105107.6968 | 23756.5014 | 2776.2438 | 8.5571 | 174 | 2038 | 2038-05-01 | [9 empty] | Summer
| 2038-06-01 | -97415.8203 | 105107.6968 | 7691.8765 | 3268.9876 | 2.353 | 175 | 2038 | 2038-06-01 | [9 empty] | Summer
| 2038-07-01 | -114938.4357 | 105107.6968 | -9830.7389 | 3087.4253 | -3.1841 | 176 | 2038 | 2038-07-01 | [9 empty] | Summer
| 2038-08-01 | -103499.0031 | 105107.6968 | 1608.6937 | 2776.0895 | 0.57948 | 177 | 2038 | 2038-08-01 | [9 empty] | Summer
| 2038-09-01 | -67455.5731 | 105107.6968 | 37652.1237 | 2340.6241 | 16.0864 | 178 | 2038 | 2038-09-01 | [9 empty] | Winter
| 2038-10-01 | -108193.5826 | 105107.6968 | -3085.8858 | 1758.6983 | -1.7546 | 179 | 2038 | 2038-10-01 | [9 empty] | Winter
| 2038-11-01 | -2255.2061 | 105107.6968 | 102852.4907 | 1328.9968 | 77.3911 | 180 | 2038 | 2038-11-01 | [9 empty] | Winter
| 2038-12-01 | -30258.3777 | 105107.6968 | 74849.3191 | 864.2902 | 86.6021 | 181 | 2038 | 2038-12-01 | [9 empty] | Winter
| 2039-01-01 | -31875.4144 | 107399.0446 | 75523.6302 | 939.2607 | 80.4075 | 183 | 2039 | 2039-01-01 | [9 empty] | Winter
| 2039-02-01 | -44433.1367 | 107399.0446 | 62965.9079 | 1531.1488 | 41.1233 | 184 | 2039 | 2039-02-01 | [9 empty] | Winter
| 2039-03-01 | -78765.6083 | 107399.0446 | 28633.4362 | 1816.6373 | 15.7618 | 185 | 2039 | 2039-03-01 | [9 empty] | Winter
| 2039-04-01 | -108402.428 | 107399.0446 | -1003.3834 | 2223.7706 | -0.45121 | 186 | 2039 | 2039-04-01 | [9 empty] | Winter
| 2039-05-01 | -93313.7959 | 107399.0446 | 14085.2486 | 2840.4943 | 4.9587 | 187 | 2039 | 2039-05-01 | [9 empty] | Summer
| 2039-06-01 | -117311.3222 | 107399.0446 | -9912.2777 | 3262.0979 | -3.0386 | 188 | 2039 | 2039-06-01 | [9 empty] | Summer
| 2039-07-01 | -115660.477 | 107399.0446 | -8261.4324 | 3066.4674 | -2.6941 | 189 | 2039 | 2039-07-01 | [9 empty] | Summer
| 2039-08-01 | -166338.4527 | 107399.0446 | -58939.4081 | 2749.0012 | -21.4403 | 190 | 2039 | 2039-08-01 | [9 empty] | Summer
| 2039-09-01 | -66471.6479 | 107399.0446 | 40927.3966 | 2278.5686 | 17.9619 | 191 | 2039 | 2039-09-01 | [9 empty] | Winter
| 2039-10-01 | -65418.0842 | 107399.0446 | 41980.9604 | 1758.8104 | 23.869 | 192 | 2039 | 2039-10-01 | [9 empty] | Winter
| 2039-11-01 | -41590.7728 | 107399.0446 | 65808.2717 | 1291.2462 | 50.9649 | 193 | 2039 | 2039-11-01 | [9 empty] | Winter
| 2039-12-01 | -10774.2974 | 107399.0446 | 96624.7472 | 863.2186 | 111.9354 | 194 | 2039 | 2039-12-01 | [9 empty] | Winter
| 2040-01-01 | -31130.3763 | 109740.3438 | 78609.9675 | 949.076 | 82.8279 | 196 | 2040 | 2040-01-01 | [9 empty] | Winter
| 2040-02-01 | -54536.4475 | 109740.3438 | 55203.8963 | 1568.6174 | 35.1927 | 197 | 2040 | 2040-02-01 | [9 empty] | Winter
| 2040-03-01 | -76014.7203 | 109740.3438 | 33725.6235 | 1880.4161 | 17.9352 | 198 | 2040 | 2040-03-01 | [9 empty] | Winter
| 2040-04-01 | -90458.4713 | 109740.3438 | 19281.8725 | 2271.1516 | 8.4899 | 199 | 2040 | 2040-04-01 | [9 empty] | Winter
| 2040-05-01 | -124946.4202 | 109740.3438 | -15206.0764 | 2839.0469 | -5.356 | 200 | 2040 | 2040-05-01 | [9 empty] | Summer
| 2040-06-01 | -127359.2419 | 109740.3438 | -17618.8982 | 3245.0011 | -5.4296 | 201 | 2040 | 2040-06-01 | [9 empty] | Summer
| 2040-07-01 | -100628.2684 | 109740.3438 | 9112.0753 | 3008.9107 | 3.0284 | 202 | 2040 | 2040-07-01 | [9 empty] | Summer
| 2040-08-01 | -130447.0918 | 109740.3438 | -20706.7481 | 2745.3216 | -7.5426 | 203 | 2040 | 2040-08-01 | [9 empty] | Summer
| 2040-09-01 | -75412.7738 | 109740.3438 | 34327.57 | 2219.6077 | 15.4656 | 204 | 2040 | 2040-09-01 | [9 empty] | Winter
| 2040-10-01 | -68538.6705 | 109740.3438 | 41201.6732 | 1731.7649 | 23.7917 | 205 | 2040 | 2040-10-01 | [9 empty] | Winter
| 2040-11-01 | -18054.4291 | 109740.3438 | 91685.9147 | 1254.7371 | 73.0718 | 206 | 2040 | 2040-11-01 | [9 empty] | Winter
| 2040-12-01 | -13540.2953 | 109740.3438 | 96200.0485 | 829.0584 | 116.0353 | 207 | 2040 | 2040-12-01 | [9 empty] | Winter
| 2041-01-01 | -15350.8704 | 112132.6832 | 96781.8128 | 936.021 | 103.3971 | 209 | 2041 | 2041-01-01 | [9 empty] | Winter
| 2041-02-01 | -53120.1744 | 112132.6832 | 59012.5088 | 1520.2263 | 38.8182 | 210 | 2041 | 2041-02-01 | [9 empty] | Winter
| 2041-03-01 | -91996.3423 | 112132.6832 | 20136.3409 | 1909.0666 | 10.5477 | 211 | 2041 | 2041-03-01 | [9 empty] | Winter
| 2041-04-01 | -98768.0836 | 112132.6832 | 13364.5996 | 2293.8934 | 5.8262 | 212 | 2041 | 2041-04-01 | [9 empty] | Winter
| 2041-05-01 | -138910.8594 | 112132.6832 | -26778.1762 | 2831.9413 | -9.4558 | 213 | 2041 | 2041-05-01 | [9 empty] | Summer
| 2041-06-01 | -84952.3258 | 112132.6832 | 27180.3575 | 3166.4632 | 8.5838 | 214 | 2041 | 2041-06-01 | [9 empty] | Summer
| 2041-07-01 | -85541.7162 | 112132.6832 | 26590.967 | 3026.4811 | 8.7861 | 215 | 2041 | 2041-07-01 | [9 empty] | Summer
| 2041-08-01 | -75305.9523 | 112132.6832 | 36826.7309 | 2741.0284 | 13.4354 | 216 | 2041 | 2041-08-01 | [9 empty] | Summer
| 2041-09-01 | -119287.3268 | 112132.6832 | -7154.6436 | 2194.3894 | -3.2604 | 217 | 2041 | 2041-09-01 | [9 empty] | Winter
| 2041-10-01 | -65297.8051 | 112132.6832 | 46834.8781 | 1700.0022 | 27.5499 | 218 | 2041 | 2041-10-01 | [9 empty] | Winter
| 2041-11-01 | -39486.4545 | 112132.6832 | 72646.2287 | 1212.9373 | 59.8928 | 219 | 2041 | 2041-11-01 | [9 empty] | Winter
| 2041-12-01 | -19886.9376 | 112132.6832 | 92245.7456 | 853.261 | 108.1096 | 220 | 2041 | 2041-12-01 | [9 empty] | Winter
| 2042-01-01 | 20192.4574 | 114577.1757 | 134769.6331 | 926.4743 | 145.4651 | 222 | 2042 | 2042-01-01 | [9 empty] | Winter
| 2042-02-01 | 18125.4382 | 114577.1757 | 132702.614 | 1447.9607 | 91.6479 | 223 | 2042 | 2042-02-01 | [9 empty] | Winter
| 2042-03-01 | 15341.8219 | 114577.1757 | 129918.9976 | 1730.0614 | 75.095 | 224 | 2042 | 2042-03-01 | [9 empty] | Winter
| 2042-04-01 | -1903.9713 | 114577.1757 | 112673.2044 | 2249.4229 | 50.0898 | 225 | 2042 | 2042-04-01 | [9 empty] | Winter
| 2042-05-01 | 12092.8582 | 114577.1757 | 126670.0339 | 2638.7482 | 48.0038 | 226 | 2042 | 2042-05-01 | [9 empty] | Summer
| 2042-06-01 | 29167.6051 | 114577.1757 | 143744.7808 | 3197.1745 | 44.9599 | 227 | 2042 | 2042-06-01 | [9 empty] | Summer
| 2042-07-01 | 112180.6238 | 114577.1757 | 226757.7996 | 3130.1237 | 72.4437 | 228 | 2042 | 2042-07-01 | [9 empty] | Summer
| 2042-08-01 | -37691.4949 | 114577.1757 | 76885.6808 | 2705.2502 | 28.4209 | 229 | 2042 | 2042-08-01 | [9 empty] | Summer
| 2042-09-01 | 29881.0533 | 114577.1757 | 144458.229 | 2309.6071 | 62.5467 | 230 | 2042 | 2042-09-01 | [9 empty] | Winter
| 2042-10-01 | 14091.326 | 114577.1757 | 128668.5018 | 1718.2653 | 74.8828 | 231 | 2042 | 2042-10-01 | [9 empty] | Winter
| 2042-11-01 | 6631.9776 | 114577.1757 | 121209.1533 | 1375.615 | 88.1127 | 232 | 2042 | 2042-11-01 | [9 empty] | Winter
| 2042-12-01 | 706.4781 | 114577.1757 | 115283.6538 | 843.2065 | 136.7205 | 233 | 2042 | 2042-12-01 | [9 empty] | Winter
| 2043-01-01 | 52179.3696 | 117074.9582 | 169254.3278 | 910.3014 | 185.9322 | 235 | 2043 | 2043-01-01 | [9 empty] | Winter
| 2043-02-01 | 21209.9968 | 117074.9582 | 138284.955 | 1481.0232 | 93.3712 | 236 | 2043 | 2043-02-01 | [9 empty] | Winter
| 2043-03-01 | 9997.5293 | 117074.9582 | 127072.4874 | 1722.6402 | 73.7661 | 237 | 2043 | 2043-03-01 | [9 empty] | Winter
| 2043-04-01 | 5785.938 | 117074.9582 | 122860.8962 | 2246.786 | 54.683 | 238 | 2043 | 2043-04-01 | [9 empty] | Winter
| 2043-05-01 | 13165.119 | 117074.9582 | 130240.0772 | 2669.9773 | 48.7795 | 239 | 2043 | 2043-05-01 | [9 empty] | Summer
| 2043-06-01 | 40364.7714 | 117074.9582 | 157439.7296 | 3180.5759 | 49.5004 | 240 | 2043 | 2043-06-01 | [9 empty] | Summer
| 2043-07-01 | 13331.3044 | 117074.9582 | 130406.2625 | 3050.5692 | 42.7482 | 241 | 2043 | 2043-07-01 | [9 empty] | Summer
| 2043-08-01 | 30086.9315 | 117074.9582 | 147161.8897 | 2684.9673 | 54.8096 | 242 | 2043 | 2043-08-01 | [9 empty] | Summer
| 2043-09-01 | 26384.4479 | 117074.9582 | 143459.4061 | 2337.4704 | 61.3738 | 243 | 2043 | 2043-09-01 | [9 empty] | Winter
| 2043-10-01 | 15283.0282 | 117074.9582 | 132357.9864 | 1703.8694 | 77.6808 | 244 | 2043 | 2043-10-01 | [9 empty] | Winter
| 2043-11-01 | 71000.6196 | 117074.9582 | 188075.5778 | 1320.7267 | 142.4031 | 245 | 2043 | 2043-11-01 | [9 empty] | Winter
| 2043-12-01 | 17425.404 | 117074.9582 | 134500.3621 | 852.0814 | 157.8492 | 246 | 2043 | 2043-12-01 | [9 empty] | Winter
| 2044-01-01 | -29716.9568 | 119627.1922 | 89910.2355 | 896.1668 | 100.3276 | 248 | 2044 | 2044-01-01 |  | 2.18% | [7 empty] | Winter
| 2044-02-01 | 22240.3788 | 119627.1922 | 141867.571 | 1539.6952 | 92.14 | 249 | 2044 | 2044-02-01 |  | 2.18% | [7 empty] | Winter
| 2044-03-01 | 7735.2909 | 119627.1922 | 127362.4832 | 1771.8061 | 71.8829 | 250 | 2044 | 2044-03-01 |  | 2.18% | [7 empty] | Winter
| 2044-04-01 | 9199.414 | 119627.1922 | 128826.6062 | 2168.8922 | 59.3974 | 251 | 2044 | 2044-04-01 |  | 2.18% | [7 empty] | Winter
| 2044-05-01 | 14977.6574 | 119627.1922 | 134604.8496 | 2770.3963 | 48.5869 | 252 | 2044 | 2044-05-01 |  | 2.18% | [7 empty] | Summer
| 2044-06-01 | 24268.7367 | 119627.1922 | 143895.929 | 3181.5955 | 45.2276 | 253 | 2044 | 2044-06-01 |  | 2.18% | [7 empty] | Summer
| 2044-07-01 | -15296.3173 | 119627.1922 | 104330.875 | 2990.7928 | 34.884 | 254 | 2044 | 2044-07-01 |  | 2.18% | [7 empty] | Summer
| 2044-08-01 | 27211.6111 | 119627.1922 | 146838.8033 | 2681.1611 | 54.7669 | 255 | 2044 | 2044-08-01 |  | 2.18% | [7 empty] | Summer
| 2044-09-01 | 16392.7133 | 119627.1922 | 136019.9056 | 2222.3379 | 61.2058 | 256 | 2044 | 2044-09-01 |  | 2.18% | [7 empty] | Winter
| 2044-10-01 | 6790.0779 | 119627.1922 | 126417.2702 | 1715.4063 | 73.6952 | 257 | 2044 | 2044-10-01 |  | 2.18% | [7 empty] | Winter
| 2044-11-01 | -29524.1134 | 119627.1922 | 90103.0789 | 1259.3807 | 71.5455 | 258 | 2044 | 2044-11-01 |  | 2.18% | [7 empty] | Winter
| 2044-12-01 | 14116.3814 | 119627.1922 | 133743.5737 | 811.4839 | 164.8136 | 259 | 2044 | 2044-12-01 |  | 2.18% | [7 empty] | Winter
| 2045-01-01 | -30364.7864 | 122235.0651 | 91870.2787 | 896.1668 | 102.5147 | 261 | 2045 | 2045-01-01 |  | 2.18% | [7 empty] | Winter
| 2045-02-01 | 22725.2191 | 122235.0651 | 144960.2841 | 1539.6952 | 94.1487 | 262 | 2045 | 2045-02-01 |  | 2.18% | [7 empty] | Winter
| 2045-03-01 | 7903.9203 | 122235.0651 | 130138.9854 | 1771.8061 | 73.4499 | 263 | 2045 | 2045-03-01 |  | 2.18% | [7 empty] | Winter
| 2045-04-01 | 9399.9612 | 122235.0651 | 131635.0263 | 2168.8922 | 60.6923 | 264 | 2045 | 2045-04-01 |  | 2.18% | [7 empty] | Winter
| 2045-05-01 | 15304.1703 | 122235.0651 | 137539.2354 | 2770.3963 | 49.6461 | 265 | 2045 | 2045-05-01 |  | 2.18% | [7 empty] | Summer
| 2045-06-01 | 24797.7952 | 122235.0651 | 147032.8603 | 3181.5955 | 46.2136 | 266 | 2045 | 2045-06-01 |  | 2.18% | [7 empty] | Summer
| 2045-07-01 | -15629.777 | 122235.0651 | 106605.2881 | 2990.7928 | 35.6445 | 267 | 2045 | 2045-07-01 |  | 2.18% | [7 empty] | Summer
| 2045-08-01 | 27804.8242 | 122235.0651 | 150039.8893 | 2681.1611 | 55.9608 | 268 | 2045 | 2045-08-01 |  | 2.18% | [7 empty] | Summer
| 2045-09-01 | 16750.0745 | 122235.0651 | 138985.1396 | 2222.3379 | 62.5401 | 269 | 2045 | 2045-09-01 |  | 2.18% | [7 empty] | Winter
| 2045-10-01 | 6938.1016 | 122235.0651 | 129173.1667 | 1715.4063 | 75.3018 | 270 | 2045 | 2045-10-01 |  | 2.18% | [7 empty] | Winter
| 2045-11-01 | -30167.739 | 122235.0651 | 92067.326 | 1259.3807 | 73.1052 | 271 | 2045 | 2045-11-01 |  | 2.18% | [7 empty] | Winter
| 2045-12-01 | 14424.1185 | 122235.0651 | 136659.1836 | 811.4839 | 168.4065 | 272 | 2045 | 2045-12-01 |  | 2.18% | [7 empty] | Winter
| 2046-01-01 | -31026.7388 | 0 | -31026.7388 | 896.1668 | -34.6216 | 274 | 2046 | 2046-01-01 |  | 2.18% | [7 empty] | Winter
| 2046-02-01 | 23220.6288 | 0 | 23220.6288 | 1539.6952 | 15.0813 | 275 | 2046 | 2046-02-01 |  | 2.18% | [7 empty] | Winter
| 2046-03-01 | 8076.2257 | 0 | 8076.2257 | 1771.8061 | 4.5582 | 276 | 2046 | 2046-03-01 |  | 2.18% | [7 empty] | Winter
| 2046-04-01 | 9604.8803 | 0 | 9604.8803 | 2168.8922 | 4.4285 | 277 | 2046 | 2046-04-01 |  | 2.18% | [7 empty] | Winter
| 2046-05-01 | 15637.8012 | 0 | 15637.8012 | 2770.3963 | 5.6446 | 278 | 2046 | 2046-05-01 |  | 2.18% | [7 empty] | Summer
| 2046-06-01 | 25338.3871 | 0 | 25338.3871 | 3181.5955 | 7.9641 | 279 | 2046 | 2046-06-01 |  | 2.18% | [7 empty] | Summer
| 2046-07-01 | -15970.5061 | 0 | -15970.5061 | 2990.7928 | -5.3399 | 280 | 2046 | 2046-07-01 |  | 2.18% | [7 empty] | Summer
| 2046-08-01 | 28410.9694 | 0 | 28410.9694 | 2681.1611 | 10.5965 | 281 | 2046 | 2046-08-01 |  | 2.18% | [7 empty] | Summer
| 2046-09-01 | 17115.2261 | 0 | 17115.2261 | 2222.3379 | 7.7015 | 282 | 2046 | 2046-09-01 |  | 2.18% | [7 empty] | Winter
| 2046-10-01 | 7089.3522 | 0 | 7089.3522 | 1715.4063 | 4.1328 | 283 | 2046 | 2046-10-01 |  | 2.18% | [7 empty] | Winter
| 2046-11-01 | -30825.3958 | 0 | -30825.3958 | 1259.3807 | -24.4766 | 284 | 2046 | 2046-11-01 |  | 2.18% | [7 empty] | Winter
| 2046-12-01 | 14738.5643 | 0 | 14738.5643 | 811.4839 | 18.1625 | 285 | 2046 | 2046-12-01 |  | 2.18%

## Table3Compare
Total Fixed Cost
$/kW-yr | WD_.PX.DJW._.PTC.Utility_Scale | PV_.PX.WMV._.PTC.Utility_Scale
COD | 2028 | 2032
| WIND | Solar
| WD_.PX.DJW._.PTC.Utility_Scale2028 | PV_.PX.WMV._.PTC.Utility_Scale2032
2024 | 0 | 0
2025 | 0 | 0
2026 | 0 | 0
2027 | 0 | 0
2028 | 126.395 | 0
2029 | 129.1504 | 0
2030 | 131.9659 | 0
2031 | 134.8427 | 0
2032 | 137.7823 | 114.0545
2033 | 140.786 | 116.5409
2034 | 143.8551 | 119.0815
2035 | 146.9912 | 121.6775
2036 | 150.1956 | 124.33
2037 | 153.4698 | 127.0404
2038 | 156.8155 | 129.8099
2039 | 160.234 | 132.6398
2040 | 163.7271 | 135.5313
2041 | 167.2964 | 138.4859
2042 | 170.9435 | 141.5049
2043 | 174.67 | 144.5897
2044 | 178.4778 | 147.7417
2045 | 182.3686 | 150.9625
2046 | 186.3443 | 154.2535
2047 | 190.4066 | 157.6162
2048 | 194.5575 | 161.0523
2049 | 198.7988 | 164.5632
2050 | 203.1326 | 168.1507
15 uear nominal levelized
$/kW-yr | 152.8269 | 134.0564
MW | 403.0357 | 225.4784

## WD_.PX.DJW._.PTC.2028 (hidden)
Table 3
WD_.PX.DJW._.PTC.Utility_Scale
41% Capacity Factor
Year | Estimated Capital Cost | Fixed Capital Cost at Real Levelized Rate | Fixed O&M |  | Fixed Costs | Variable O&M | 110% PTC | Total Resource Cost | Total Resource Costs | Total Fixed Cost
| $/kW | $/kW-yr | $/kW-yr |  | $/MWh | $/MWh | $/MWh | $/MWh | $/kW-yr | $/kW-yr
| (a) | (b) | (c) |  | (e) | (f) | (g) | (g) | (h) | (i)
0
2024 | 1392.68 |  | 31.65
2025 | 1392.68 |  | 32.34
2026 | 1423.7368 |  | 33.045
2027 | 1439.3348 |  | 33.7654
2028 | 1454.9328 | 91.8936 | 34.5014 |  | 34.9789 |  | -46.673 | -11.6941 | -42.26 | 126.395
2029 |  | 93.8968 | 35.2536 |  | 35.7414 |  | -46.673 | -10.9316 | -39.5 | 129.1504
2030 |  | 95.9438 | 36.0221 |  | 36.5206 |  | -48.136 | -11.6154 | -41.97 | 131.9659
2031 |  | 98.0354 | 36.8074 |  | 37.3167 |  | -49.588 | -12.2713 | -44.34 | 134.8427
2032 |  | 100.1725 | 37.6098 |  | 38.1302 |  | -49.588 | -11.4578 | -41.4 | 137.7823
2033 |  | 102.3563 | 38.4297 |  | 38.9615 |  | -51.051 | -12.0895 | -43.69 | 140.786
2034 |  | 104.5877 | 39.2674 |  | 39.8108 |  | -52.514 | -12.7032 | -45.9 | 143.8551
2035 |  | 106.8677 | 40.1235 |  | 40.6787 |  | -52.514 | -11.8353 | -42.77 | 146.9912
2036 |  | 109.1974 | 40.9982 |  | 41.5655 |  | -53.966 | -12.4005 | -44.81 | 150.1956
2037 |  | 111.5779 | 41.8919 |  | 42.4716 |  | -55.429 | -12.9574 | -46.82 | 153.4698
2038 |  | 114.0103 | 42.8052 |  | 43.3975 |  |  | 43.3975 | 156.82 | 156.8155
2039 |  | 116.4957 | 43.7383 |  | 44.3436 |  |  | 44.3436 | 160.23 | 160.234
2040 |  | 119.0353 | 44.6918 |  | 45.3103 |  |  | 45.3103 | 163.73 | 163.7271
2041 |  | 121.6303 | 45.6661 |  | 46.2981 |  |  | 46.2981 | 167.3 | 167.2964
2042 |  | 124.2818 | 46.6616 |  | 47.3074 |  |  | 47.3074 | 170.94 | 170.9435
2043 |  | 126.9912 | 47.6789 |  | 48.3387 |  |  | 48.3387 | 174.67 | 174.67
2044 |  | 129.7596 | 48.7183 |  | 49.3924 |  |  | 49.3924 | 178.48 | 178.4778
2045 |  | 132.5883 | 49.7803 |  | 50.4692 |  |  | 50.4692 | 182.37 | 182.3686
2046 |  | 135.4788 | 50.8655 |  | 51.5694 |  |  | 51.5694 | 186.34 | 186.3443
2047 |  | 138.4322 | 51.9744 |  | 52.6936 |  |  | 52.6936 | 190.41 | 190.4066
2048 |  | 141.45 | 53.1074 |  | 53.8424 |  |  | 53.8424 | 194.56 | 194.5575
2049 |  | 144.5336 | 54.2652 |  | 55.0161 |  |  | 55.0161 | 198.8 | 198.7988
2050 |  | 147.6845 | 55.4482 |  | 56.2155 |  |  | 56.2155 | 203.13 | 203.1326
Nominal 15 year Levelized | [8 empty] | 5.863 | 144.0303
Nominal 30 year Levelized | [8 empty] | 27.7184 | 148.5611
Sources, Inputs and Assumptions
Source: | (c)(f) | Plant Costs - 2025 IRP - Table 7.1 & 7.2
| (a) | Plant capacity cost
| (b) | = (a) x 0.06316
| 0 | = ((b) + (c)) / (8.76 x 41.2%)
| (g) | = (e) + (f)
| (h) | Plant Costs - 2025 IRP - Table 7.1 & 7.2
[11 empty] | COD | 2028 | WD_.PX.DJW._.PTC.Utility_Scale
[11 empty] | MW Built | 403.0357 | Utah Allocated
| 6.316% | Payment Factor, 0% ITC |  | \\pacificorp.us\dfs\PDXCO\PaR\2025 IRP\03. Assumptions\12. New Resources (SSR)\Levelized\2025 IRP LFC_GM_2024E 2024.09.25 0% ITC.xlsb
| 41.25% | Capacity Factor

## 2025 IRP Assumptions (hidden)
Collection | Parent Object | Child Object | Property | Value | Data File | Units | Band | Date From | Date To | Timeslice | Action | Expression | Scenario | Memo | Category
Generators | System | PV_.PX.COR._.PTC.Utility_Scale | Build Cost | 1289.55 |  | $/kW | 1 |  |  |  | × | IRPPVESC |  |  | New Solar
Generators | System | PV_.PX.SOR._.PTC.Utility_Scale | Build Cost | 1350.37 |  | $/kW | 1 |  |  |  | × | IRPPVESC |  |  | New Solar
Generators | System | PV_.PX.SUM._.PTC.Utility_Scale | Build Cost | 1289.55 |  | $/kW | 1 |  |  |  | × | IRPPVESC |  |  | New Solar
Generators | System | PV_.PX.UTS._.PTC.Utility_Scale | Build Cost | 1216.55 |  | $/kW | 1 |  |  |  | × | IRPPVESC |  |  | New Solar
Generators | System | PV_.PX.WWA._.PTC.Utility_Scale | Build Cost | 1240.88 |  | $/kW | 1 |  |  |  | × | IRPPVESC |  |  | New Solar
Generators | System | PV_.PX.WMV._.PTC.Utility_Scale | Build Cost | 1289.55 |  | $/kW | 1 |  |  |  | × | IRPPVESC |  |  | New Solar
Generators | System | PV_.PX.YAK._.PTC.Utility_Scale | Build Cost | 1240.88 |  | $/kW | 1 |  |  |  | × | IRPPVESC |  |  | New Solar
Generators | System | WD_.PX.BDG._.PTC.Utility_Scale | Build Cost | 1392.68 |  | $/kW | 1 |  |  |  | × | IRPWDESC |  |  | New Wind
Generators | System | WD_.PX.DJW._.PTC.Utility_Scale | Build Cost | 1392.68 |  | $/kW | 1 |  |  |  | × | IRPWDESC |  |  | New Wind
Generators | System | WD_.PX.WMV._.PTC.Utility_Scale | Build Cost | 1577.43 |  | $/kW | 1 |  |  |  | × | IRPWDESC |  |  | New Wind
Generators | System | WD_.PX.WYC._.PTC.Small_Scale | Build Cost | 2503.49 |  | $/kW | 1 |  |  |  | × | IRPWDESC_Small |  |  | New Wind
Generators | System | WD_.PX.WYE._.PTC.Small_Scale | Build Cost | 2503.49 |  | $/kW | 1 |  |  |  | × | IRPWDESC_Small |  |  | New Wind
Generators | System | WD_.PX.WYE._.PTC.Utility_Scale | Build Cost | 1392.68 |  | $/kW | 1 |  |  |  | × | IRPWDESC |  |  | New Wind
Batteries | System | BAT.PX.UTS._.ITC.Li_ion_4hr | Build Cost | 1542.83 |  | $/kW | 1 |  |  |  | × | 25IRPBATESC |  |  | New Battery
Batteries | System | BAT.PX.CHE._.ITC.Li_ion_4hr | Build Cost | 1542.83 |  | $/kW | 1 |  |  |  | × | 25IRPBATESC |  |  | New Battery
Batteries | System | BAT.PX.COR._.ITC.Li_ion_4hr | Build Cost | 1587.77 |  | $/kW | 1 |  |  |  | × | 25IRPBATESC |  |  | New Battery
Batteries | System | BAT.PX.COR._.ITC.Li_ion_4hr_Local | Build Cost | 1720.51 |  | $/kW | 1 |  |  |  | × | 25IRPBATESC |  |  | New Battery
Batteries | System | BAT.PX.HTG._.ITC.Li_ion_4hr | Build Cost | 1542.83 |  | $/kW | 1 |  |  |  | × | 25IRPBATESC |  |  | New Battery
Batteries | System | BAT.PX.PNC._.ITC.Li_ion_4hr_Local | Build Cost | 1720.51 |  | $/kW | 1 |  |  |  | × | 25IRPBATESC |  |  | New Battery
Batteries | System | BAT.PX.SOR._.ITC.Li_ion_4hr_Local | Build Cost | 1752.97 |  | $/kW | 1 |  |  |  | × | 25IRPBATESC |  |  | New Battery
Batteries | System | BAT.PX.WMV._.ITC.Li_ion_4hr | Build Cost | 1587.77 |  | $/kW | 1 |  |  |  | × | 25IRPBATESC |  |  | New Battery
Batteries | System | BAT.PX.WWA._.ITC.Li_ion_4hr | Build Cost | 1542.83 |  | $/kW | 1 |  |  |  | × | 25IRPBATESC |  |  | New Battery
Batteries | System | BAT.PX.WWA._.ITC.Li_ion_4hr_Local | Build Cost | 1671.82 |  | $/kW | 1 |  |  |  | × | 25IRPBATESC |  |  | New Battery
Batteries | System | BAT.PX.YAK._.ITC.Li_ion_4hr | Build Cost | 1542.83 |  | $/kW | 1 |  |  |  | × | 25IRPBATESC |  |  | New Battery
Batteries | System | BAT.PX.YAK._.ITC.Li_ion_4hr_Local | Build Cost | 1671.82 |  | $/kW | 1 |  |  |  | × | 25IRPBATESC |  |  | New Battery
Batteries | System | BAT.PX.DJW._.ITC.Li_ion_8hr | Build Cost | 2531.01 |  | $/kW | 1 |  |  |  | × | 25IRPBATESC |  |  | New Long Duration Storage
Batteries | System | BAT.PX.WSF._.ITC.IronAir_100hr | Build Cost | 2811.56 |  | $/kW | 1 |  |  |  | × | 25IRPBATESC |  |  | New Long Duration Storage
Generators | System | GSC.PX.BDG._.___.Frame | Build Cost | 1235.75 |  | $/kW | 1 |  |  |  | × | Inflation |  |  | New Gas | FALSE
Generators | System | PV_.PX.COR._.PTC.Utility_Scale | FO&M Charge | 20.52 |  | $/kW/yr | 1 |  |  |  | × | Inflation |  |  | New Solar
Generators | System | PV_.PX.SOR._.PTC.Utility_Scale | FO&M Charge | 20.52 |  | $/kW/yr | 1 |  |  |  | × | Inflation |  |  | New Solar
Generators | System | PV_.PX.SUM._.PTC.Utility_Scale | FO&M Charge | 20.52 |  | $/kW/yr | 1 |  |  |  | × | Inflation |  |  | New Solar
Generators | System | PV_.PX.UTS._.PTC.Utility_Scale | FO&M Charge | 20.52 |  | $/kW/yr | 1 |  |  |  | × | Inflation |  |  | New Solar
Generators | System | PV_.PX.WMV._.PTC.Utility_Scale | FO&M Charge | 20.52 |  | $/kW/yr | 1 |  |  |  | × | Inflation |  |  | New Solar
Generators | System | PV_.PX.WWA._.PTC.Utility_Scale | FO&M Charge | 20.52 |  | $/kW/yr | 1 |  |  |  | × | Inflation |  |  | New Solar
Generators | System | PV_.PX.YAK._.PTC.Utility_Scale | FO&M Charge | 20.52 |  | $/kW/yr | 1 |  |  |  | × | Inflation |  |  | New Solar
Generators | System | WD_.PX.BDG._.PTC.Utility_Scale | FO&M Charge | 31.65 |  | $/kW/yr | 1 |  |  |  | × | Inflation |  |  | New Wind
Generators | System | WD_.PX.DJW._.PTC.Utility_Scale | FO&M Charge | 31.65 |  | $/kW/yr | 1 |  |  |  | × | Inflation |  |  | New Wind
Generators | System | WD_.PX.WMV._.PTC.Utility_Scale | FO&M Charge | 31.65 |  | $/kW/yr | 1 |  |  |  | × | Inflation |  |  | New Wind
Generators | System | WD_.PX.WYC._.PTC.Small_Scale | FO&M Charge | 38.79 |  | $/kW/yr | 1 |  |  |  | × | Inflation |  |  | New Wind
Generators | System | WD_.PX.WYE._.PTC.Small_Scale | FO&M Charge | 38.79 |  | $/kW/yr | 1 |  |  |  | × | Inflation |  |  | New Wind
Generators | System | WD_.PX.WYE._.PTC.Utility_Scale | FO&M Charge | 31.65 |  | $/kW/yr | 1 |  |  |  | × | Inflation |  |  | New Wind
Batteries | System | BAT.PX.UTS._.ITC.Li_ion_4hr | FO&M Charge | 38.77 | Granularity_Adj | $/kW/yr | 1 |  |  |  | + | 25IRP LI BAT 200 FOM |  |  | New Battery
Batteries | System | BAT.PX.CHE._.ITC.Li_ion_4hr | FO&M Charge | 38.77 | Granularity_Adj | $/kW/yr | 1 |  |  |  | + | 25IRP LI BAT 200 FOM |  |  | New Battery
Batteries | System | BAT.PX.COR._.ITC.Li_ion_4hr | FO&M Charge | 38.77 | Granularity_Adj | $/kW/yr | 1 |  |  |  | + | 25IRP LI BAT 200 FOM |  |  | New Battery
Batteries | System | BAT.PX.COR._.ITC.Li_ion_4hr_Local | FO&M Charge | 38.77 | Granularity_Adj | $/kW/yr | 1 |  |  |  | + | 25IRP LI BAT 200 FOM |  |  | New Battery
Batteries | System | BAT.PX.HTG._.ITC.Li_ion_4hr | FO&M Charge | 38.77 | Granularity_Adj | $/kW/yr | 1 |  |  |  | + | 25IRP LI BAT 200 FOM |  |  | New Battery
Batteries | System | BAT.PX.PNC._.ITC.Li_ion_4hr_Local | FO&M Charge | 38.77 | Granularity_Adj | $/kW/yr | 1 |  |  |  | + | 25IRP LI BAT 200 FOM |  |  | New Battery
Batteries | System | BAT.PX.SOR._.ITC.Li_ion_4hr_Local | FO&M Charge | 38.77 | Granularity_Adj | $/kW/yr | 1 |  |  |  | + | 25IRP LI BAT 200 FOM |  |  | New Battery
Batteries | System | BAT.PX.WMV._.ITC.Li_ion_4hr | FO&M Charge | 38.77 | Granularity_Adj | $/kW/yr | 1 |  |  |  | + | 25IRP LI BAT 200 FOM |  |  | New Battery
Batteries | System | BAT.PX.WWA._.ITC.Li_ion_4hr | FO&M Charge | 38.77 | Granularity_Adj | $/kW/yr | 1 |  |  |  | + | 25IRP LI BAT 200 FOM |  |  | New Battery
Batteries | System | BAT.PX.WWA._.ITC.Li_ion_4hr_Local | FO&M Charge | 38.77 | Granularity_Adj | $/kW/yr | 1 |  |  |  | + | 25IRP LI BAT 200 FOM |  |  | New Battery
Batteries | System | BAT.PX.YAK._.ITC.Li_ion_4hr | FO&M Charge | 38.77 | Granularity_Adj | $/kW/yr | 1 |  |  |  | + | 25IRP LI BAT 200 FOM |  |  | New Battery
Batteries | System | BAT.PX.YAK._.ITC.Li_ion_4hr_Local | FO&M Charge | 38.77 | Granularity_Adj | $/kW/yr | 1 |  |  |  | + | 25IRP LI BAT 200 FOM |  |  | New Battery
Batteries | System | BAT.PX.DJW._.ITC.Li_ion_8hr | FO&M Charge | 69.78 | Granularity_Adj | $/kW/yr | 1 |  |  |  | + | 25IRP LI BAT 200 8HR FOM |  |  | New Long Duration Storage
Batteries | System | BAT.PX.WSF._.ITC.IronAir_100hr | FO&M Charge | 21.04 | Granularity_Adj | $/kW/yr | 1 |  |  |  | + | 25IRP 100HR BAT FOM |  |  | New Long Duration Storage
Generators | System | GSC.PX.BDG._.___.Frame | FO&M Charge | 54.56 |  | $/kW/yr | 1 |  |  |  | × | Inflation |  |  | New Gas | FALSE
Variables | System | 25IRP LI BAT 200 FOM | Profile | 38.77 |  | - | 1 |  |  |  | × | Inflation |  |  | -
Variables | System | 25IRP LI BAT 200 8HR FOM | Profile | 69.78 |  | - | 1 |  |  |  | × | Inflation |  |  | -
Variables | System | 25IRP 100HR BAT FOM | Profile | 21.04 |  | - | 1 |  |  |  | × | Inflation |  |  | -
Collection | Parent Object | Child Object | Property | Value | Data File | Units | Band | Date From | Date To | Timeslice | Action | Expression | Scenario | Memo | Category
Generators | System | PV_.PX.COR._.PTC.Utility_Scale | Economic Life | 25 |  | yr | 1 |  |  |  | = |  |  |  | New Solar |  | Added NTC Econ life
Generators | System | PV_.PX.SOR._.PTC.Utility_Scale | Economic Life | 25 |  | yr | 1 |  |  |  | = |  |  |  | New Solar |  | Added NTC Econ life
Generators | System | PV_.PX.SUM._.PTC.Utility_Scale | Economic Life | 25 |  | yr | 1 |  |  |  | = |  |  |  | New Solar |  | Added NTC Econ life
Generators | System | PV_.PX.UTS._.PTC.Utility_Scale | Economic Life | 25 |  | yr | 1 |  |  |  | = |  |  |  | New Solar |  | Added NTC Econ life
Generators | System | PV_.PX.WMV._.PTC.Utility_Scale | Economic Life | 25 |  | yr | 1 |  |  |  | = |  |  |  | New Solar |  | Added NTC Econ life
Generators | System | PV_.PX.WWA._.PTC.Utility_Scale | Economic Life | 25 |  | yr | 1 |  |  |  | = |  |  |  | New Solar |  | Added NTC Econ life
Generators | System | PV_.PX.YAK._.PTC.Utility_Scale | Economic Life | 25 |  | yr | 1 |  |  |  | = |  |  |  | New Solar |  | Added NTC Econ life
Generators | System | WD_.PX.BDG._.PTC.Utility_Scale | Economic Life | 30 |  | yr | 1 |  |  |  | = |  |  |  | New Wind |  | Added NTC Econ life
Generators | System | WD_.PX.DJW._.PTC.Utility_Scale | Economic Life | 30 |  | yr | 1 |  |  |  | = |  |  |  | New Wind |  | Added NTC Econ life
Generators | System | WD_.PX.WMV._.PTC.Utility_Scale | Economic Life | 30 |  | yr | 1 |  |  |  | = |  |  |  | New Wind |  | Added NTC Econ life
Generators | System | WD_.PX.WYC._.PTC.Small_Scale | Economic Life | 30 |  | yr | 1 |  |  |  | = |  |  |  | New Wind |  | Added NTC Econ life
Generators | System | WD_.PX.WYE._.PTC.Small_Scale | Economic Life | 30 |  | yr | 1 |  |  |  | = |  |  |  | New Wind |  | Added NTC Econ life
Generators | System | WD_.PX.WYE._.PTC.Utility_Scale | Economic Life | 30 |  | yr | 1 |  |  |  | = |  |  |  | New Wind |  | Added NTC Econ life
Batteries | System | BAT.PX.CHE._.ITC.Li_ion_4hr | Economic Life | 20 |  | yr | 1 |  |  |  | = |  |  |  | New Battery
Batteries | System | BAT.PX.COR._.ITC.Li_ion_4hr | Economic Life | 20 |  | yr | 1 |  |  |  | = |  |  |  | New Battery
Batteries | System | BAT.PX.COR._.ITC.Li_ion_4hr_Local | Economic Life | 20 |  | yr | 1 |  |  |  | = |  |  |  | New Battery
Batteries | System | BAT.PX.HTG._.ITC.Li_ion_4hr | Economic Life | 20 |  | yr | 1 |  |  |  | = |  |  |  | New Battery
Batteries | System | BAT.PX.PNC._.ITC.Li_ion_4hr_Local | Economic Life | 20 |  | yr | 1 |  |  |  | = |  |  |  | New Battery
Batteries | System | BAT.PX.SOR._.ITC.Li_ion_4hr_Local | Economic Life | 20 |  | yr | 1 |  |  |  | = |  |  |  | New Battery
Batteries | System | BAT.PX.UTS._.ITC.Li_ion_4hr | Economic Life | 20 |  | yr | 1 |  |  |  | = |  |  |  | New Battery
Batteries | System | BAT.PX.WMV._.ITC.Li_ion_4hr | Economic Life | 20 |  | yr | 1 |  |  |  | = |  |  |  | New Battery
Batteries | System | BAT.PX.WWA._.ITC.Li_ion_4hr | Economic Life | 20 |  | yr | 1 |  |  |  | = |  |  |  | New Battery
Batteries | System | BAT.PX.WWA._.ITC.Li_ion_4hr_Local | Economic Life | 20 |  | yr | 1 |  |  |  | = |  |  |  | New Battery
Batteries | System | BAT.PX.YAK._.ITC.Li_ion_4hr | Economic Life | 20 |  | yr | 1 |  |  |  | = |  |  |  | New Battery
Batteries | System | BAT.PX.YAK._.ITC.Li_ion_4hr_Local | Economic Life | 20 |  | yr | 1 |  |  |  | = |  |  |  | New Battery
Batteries | System | BAT.PX.DJW._.ITC.Li_ion_8hr | Economic Life | 20 |  | yr | 1 |  |  |  | = |  |  |  | New Long Duration Storage
Batteries | System | BAT.PX.WSF._.ITC.IronAir_100hr | Economic Life | 20 |  | yr | 1 |  |  |  | = |  |  |  | New Long Duration Storage
Generators | System | GSC.PX.BDG._.___.Frame | Economic Life | 40 |  | yr | 1 |  |  |  | = |  |  | H:\2023 IRP\3 - Assumptions\12 - New Resources (SSR)\[23 IRP Nat Gas_2023 02 10.xlsx] | New Gas | FALSE
Collection | Parent Object | Child Object | Property | Value | Data File | Units | Band | Date From | Date To | Timeslice | Action | Expression | Scenario | Memo | Category
Generators | System | PV_.PX.COR._.PTC.Utility_Scale | Levelized Capital Carrying Rate | 8.589 |  | % | 1 |  |  |  | = |  |  |  | New Solar
Generators | System | PV_.PX.SOR._.PTC.Utility_Scale | Levelized Capital Carrying Rate | 8.589 |  | % | 1 |  |  |  | = |  |  |  | New Solar
Generators | System | PV_.PX.SUM._.PTC.Utility_Scale | Levelized Capital Carrying Rate | 8.589 |  | % | 1 |  |  |  | = |  |  |  | New Solar
Generators | System | PV_.PX.UTS._.PTC.Utility_Scale | Levelized Capital Carrying Rate | 8.589 |  | % | 1 |  |  |  | = |  |  |  | New Solar
Generators | System | PV_.PX.WMV._.PTC.Utility_Scale | Levelized Capital Carrying Rate | 8.589 |  | % | 1 |  |  |  | = |  |  |  | New Solar
Generators | System | PV_.PX.WWA._.PTC.Utility_Scale | Levelized Capital Carrying Rate | 8.589 |  | % | 1 |  |  |  | = |  |  |  | New Solar
Generators | System | PV_.PX.YAK._.PTC.Utility_Scale | Levelized Capital Carrying Rate | 8.589 |  | % | 1 |  |  |  | = |  |  |  | New Solar
Generators | System | WD_.PX.BDG._.PTC.Utility_Scale | Levelized Capital Carrying Rate | 8.15 |  | % | 1 |  |  |  | = |  |  |  | New Wind
Generators | System | WD_.PX.DJW._.PTC.Utility_Scale | Levelized Capital Carrying Rate | 8.15 |  | % | 1 |  |  |  | = |  |  |  | New Wind
Generators | System | WD_.PX.WMV._.PTC.Utility_Scale | Levelized Capital Carrying Rate | 8.15 |  | % | 1 |  |  |  | = |  |  |  | New Wind
Generators | System | WD_.PX.WYC._.PTC.Small_Scale | Levelized Capital Carrying Rate | 8.15 |  | % | 1 |  |  |  | = |  |  |  | New Wind
Generators | System | WD_.PX.WYE._.PTC.Small_Scale | Levelized Capital Carrying Rate | 8.119 |  | % | 1 |  |  |  | = |  |  |  | New Wind
Generators | System | WD_.PX.WYE._.PTC.Utility_Scale | Levelized Capital Carrying Rate | 8.15 |  | % | 1 |  |  |  | = |  |  |  | New Wind
Batteries | System | BAT.PX.CHE._.ITC.Li_ion_4hr | Levelized Capital Carrying Rate | 6.478 |  | % | 1 |  |  |  | = |  |  |  | New Battery
Batteries | System | BAT.PX.COR._.ITC.Li_ion_4hr | Levelized Capital Carrying Rate | 6.478 |  | % | 1 |  |  |  | = |  |  |  | New Battery
Batteries | System | BAT.PX.COR._.ITC.Li_ion_4hr_Local | Levelized Capital Carrying Rate | 6.478 |  | % | 1 |  |  |  | = |  |  |  | New Battery
Batteries | System | BAT.PX.HTG._.ITC.Li_ion_4hr | Levelized Capital Carrying Rate | 5.386 |  | % | 1 |  |  |  | = |  |  |  | New Battery
Batteries | System | BAT.PX.PNC._.ITC.Li_ion_4hr_Local | Levelized Capital Carrying Rate | 6.478 |  | % | 1 |  |  |  | = |  |  |  | New Battery
Batteries | System | BAT.PX.SOR._.ITC.Li_ion_4hr_Local | Levelized Capital Carrying Rate | 6.478 |  | % | 1 |  |  |  | = |  |  |  | New Battery
Batteries | System | BAT.PX.UTS._.ITC.Li_ion_4hr | Levelized Capital Carrying Rate | 5.386 |  | % | 1 |  |  |  | = |  |  |  | New Battery
Batteries | System | BAT.PX.WMV._.ITC.Li_ion_4hr | Levelized Capital Carrying Rate | 6.478 |  | % | 1 |  |  |  | = |  |  |  | New Battery
Batteries | System | BAT.PX.WWA._.ITC.Li_ion_4hr | Levelized Capital Carrying Rate | 6.478 |  | % | 1 |  |  |  | = |  |  |  | New Battery
Batteries | System | BAT.PX.WWA._.ITC.Li_ion_4hr_Local | Levelized Capital Carrying Rate | 6.478 |  | % | 1 |  |  |  | = |  |  |  | New Battery
Batteries | System | BAT.PX.YAK._.ITC.Li_ion_4hr | Levelized Capital Carrying Rate | 6.478 |  | % | 1 |  |  |  | = |  |  |  | New Battery
Batteries | System | BAT.PX.YAK._.ITC.Li_ion_4hr_Local | Levelized Capital Carrying Rate | 6.478 |  | % | 1 |  |  |  | = |  |  |  | New Battery
Batteries | System | BAT.PX.DJW._.ITC.Li_ion_8hr | Levelized Capital Carrying Rate | 5.387 |  | % | 1 |  |  |  | = |  |  |  | New Long Duration Storage
Batteries | System | BAT.PX.WSF._.ITC.IronAir_100hr | Levelized Capital Carrying Rate | 5.543 |  | % | 1 |  |  |  | = |  |  |  | New Long Duration Storage
Generators | System | GSC.PX.BDG._.___.Frame | Levelized Capital Carrying Rate | 8.275 |  | % | 1 |  |  |  | = |  |  |  | New Gas | FALSE
Collection | Parent Object | Child Object | Property | Value | Data File | Units | Band | Date From | Date To | Timeslice | Action | Expression | Scenario | Memo | Category |  |  | Year
Variables | System | IRPPVESC | Profile | 1 |  | - | 1 | 2025-01-01 |  |  | = |  |  | H:\2025 IRP\03. Assumptions\12. New Resources (SSR)\RESD SSR Database 2025 v6 20240923 Modifiers Expanded.xlsx - Cost Forecasts Tab | Escalation Rates |  |  | 2025
Variables | System | IRPPVESC | Profile | 0.9492 |  | - | 1 | 2026-01-01 |  |  | = |  |  | H:\2025 IRP\03. Assumptions\12. New Resources (SSR)\RESD SSR Database 2025 v6 20240923 Modifiers Expanded.xlsx - Cost Forecasts Tab | Escalation Rates |  |  | 2026
Variables | System | IRPPVESC | Profile | 0.9215 |  | - | 1 | 2027-01-01 |  |  | = |  |  | H:\2025 IRP\03. Assumptions\12. New Resources (SSR)\RESD SSR Database 2025 v6 20240923 Modifiers Expanded.xlsx - Cost Forecasts Tab | Escalation Rates |  |  | 2027
Variables | System | IRPPVESC | Profile | 0.892 |  | - | 1 | 2028-01-01 |  |  | = |  |  | H:\2025 IRP\03. Assumptions\12. New Resources (SSR)\RESD SSR Database 2025 v6 20240923 Modifiers Expanded.xlsx - Cost Forecasts Tab | Escalation Rates |  |  | 2028
Variables | System | IRPPVESC | Profile | 0.8609 |  | - | 1 | 2029-01-01 |  |  | = |  |  | H:\2025 IRP\03. Assumptions\12. New Resources (SSR)\RESD SSR Database 2025 v6 20240923 Modifiers Expanded.xlsx - Cost Forecasts Tab | Escalation Rates |  |  | 2029
Variables | System | IRPPVESC | Profile | 0.8279 |  | - | 1 | 2030-01-01 |  |  | = |  |  | H:\2025 IRP\03. Assumptions\12. New Resources (SSR)\RESD SSR Database 2025 v6 20240923 Modifiers Expanded.xlsx - Cost Forecasts Tab | Escalation Rates |  |  | 2030
Variables | System | IRPPVESC | Profile | 0.7932 |  | - | 1 | 2031-01-01 |  |  | = |  |  | H:\2025 IRP\03. Assumptions\12. New Resources (SSR)\RESD SSR Database 2025 v6 20240923 Modifiers Expanded.xlsx - Cost Forecasts Tab | Escalation Rates |  |  | 2031
Variables | System | IRPPVESC | Profile | 0.7976 |  | - | 1 | 2032-01-01 |  |  | = |  |  | H:\2025 IRP\03. Assumptions\12. New Resources (SSR)\RESD SSR Database 2025 v6 20240923 Modifiers Expanded.xlsx - Cost Forecasts Tab | Escalation Rates |  |  | 2032
Variables | System | IRPPVESC | Profile | 0.8019 |  | - | 1 | 2033-01-01 |  |  | = |  |  | H:\2025 IRP\03. Assumptions\12. New Resources (SSR)\RESD SSR Database 2025 v6 20240923 Modifiers Expanded.xlsx - Cost Forecasts Tab | Escalation Rates |  |  | 2033
Variables | System | IRPPVESC | Profile | 0.806 |  | - | 1 | 2034-01-01 |  |  | = |  |  | H:\2025 IRP\03. Assumptions\12. New Resources (SSR)\RESD SSR Database 2025 v6 20240923 Modifiers Expanded.xlsx - Cost Forecasts Tab | Escalation Rates |  |  | 2034
Variables | System | IRPPVESC | Profile | 0.8101 |  | - | 1 | 2035-01-01 |  |  | = |  |  | H:\2025 IRP\03. Assumptions\12. New Resources (SSR)\RESD SSR Database 2025 v6 20240923 Modifiers Expanded.xlsx - Cost Forecasts Tab | Escalation Rates |  |  | 2035
Variables | System | IRPPVESC | Profile | 0.8143 |  | - | 1 | 2036-01-01 |  |  | = |  |  | H:\2025 IRP\03. Assumptions\12. New Resources (SSR)\RESD SSR Database 2025 v6 20240923 Modifiers Expanded.xlsx - Cost Forecasts Tab | Escalation Rates |  |  | 2036
Variables | System | IRPPVESC | Profile | 0.8184 |  | - | 1 | 2037-01-01 |  |  | = |  |  | H:\2025 IRP\03. Assumptions\12. New Resources (SSR)\RESD SSR Database 2025 v6 20240923 Modifiers Expanded.xlsx - Cost Forecasts Tab | Escalation Rates |  |  | 2037
Variables | System | IRPPVESC | Profile | 0.8226 |  | - | 1 | 2038-01-01 |  |  | = |  |  | H:\2025 IRP\03. Assumptions\12. New Resources (SSR)\RESD SSR Database 2025 v6 20240923 Modifiers Expanded.xlsx - Cost Forecasts Tab | Escalation Rates |  |  | 2038
Variables | System | IRPPVESC | Profile | 0.8268 |  | - | 1 | 2039-01-01 |  |  | = |  |  | H:\2025 IRP\03. Assumptions\12. New Resources (SSR)\RESD SSR Database 2025 v6 20240923 Modifiers Expanded.xlsx - Cost Forecasts Tab | Escalation Rates |  |  | 2039
Variables | System | IRPPVESC | Profile | 0.831 |  | - | 1 | 2040-01-01 |  |  | = |  |  | H:\2025 IRP\03. Assumptions\12. New Resources (SSR)\RESD SSR Database 2025 v6 20240923 Modifiers Expanded.xlsx - Cost Forecasts Tab | Escalation Rates |  |  | 2040
Variables | System | IRPPVESC | Profile | 0.8353 |  | - | 1 | 2041-01-01 |  |  | = |  |  | H:\2025 IRP\03. Assumptions\12. New Resources (SSR)\RESD SSR Database 2025 v6 20240923 Modifiers Expanded.xlsx - Cost Forecasts Tab | Escalation Rates |  |  | 2041
Variables | System | IRPPVESC | Profile | 0.8396 |  | - | 1 | 2042-01-01 |  |  | = |  |  | H:\2025 IRP\03. Assumptions\12. New Resources (SSR)\RESD SSR Database 2025 v6 20240923 Modifiers Expanded.xlsx - Cost Forecasts Tab | Escalation Rates |  |  | 2042
Variables | System | IRPPVESC | Profile | 0.8439 |  | - | 1 | 2043-01-01 |  |  | = |  |  | H:\2025 IRP\03. Assumptions\12. New Resources (SSR)\RESD SSR Database 2025 v6 20240923 Modifiers Expanded.xlsx - Cost Forecasts Tab | Escalation Rates |  |  | 2043
Variables | System | IRPPVESC | Profile | 0.8482 |  | - | 1 | 2044-01-01 |  |  | = |  |  | H:\2025 IRP\03. Assumptions\12. New Resources (SSR)\RESD SSR Database 2025 v6 20240923 Modifiers Expanded.xlsx - Cost Forecasts Tab | Escalation Rates |  |  | 2044
Variables | System | IRPPVESC | Profile | 0.8525 |  | - | 1 | 2045-01-01 |  |  | = |  |  | H:\2025 IRP\03. Assumptions\12. New Resources (SSR)\RESD SSR Database 2025 v6 20240923 Modifiers Expanded.xlsx - Cost Forecasts Tab | Escalation Rates |  |  | 2045
Collection | Parent Object | Child Object | Property | Value | Data File | Units | Band | Date From | Date To | Timeslice | Action | Expression | Scenario | Memo | Category |  |  | Year
Variables | System | 25IRPBATESC | Profile | 1 |  | - | 1 | 2025-01-01 |  |  | = |  |  | H:\2025 IRP\03. Assumptions\12. New Resources (SSR)\RESD SSR Database 2025 v6 20240923 Modifiers Expanded.xlsx - Cost Forecasts Tab | Escalation Rates |  |  | 2025
Variables | System | 25IRPBATESC | Profile | 0.9765 |  | - | 1 | 2026-01-01 |  |  | = |  |  | H:\2025 IRP\03. Assumptions\12. New Resources (SSR)\RESD SSR Database 2025 v6 20240923 Modifiers Expanded.xlsx - Cost Forecasts Tab | Escalation Rates |  |  | 2026
Variables | System | 25IRPBATESC | Profile | 0.9633 |  | - | 1 | 2027-01-01 |  |  | = |  |  | H:\2025 IRP\03. Assumptions\12. New Resources (SSR)\RESD SSR Database 2025 v6 20240923 Modifiers Expanded.xlsx - Cost Forecasts Tab | Escalation Rates |  |  | 2027
Variables | System | 25IRPBATESC | Profile | 0.9702 |  | - | 1 | 2028-01-01 |  |  | = |  |  | H:\2025 IRP\03. Assumptions\12. New Resources (SSR)\RESD SSR Database 2025 v6 20240923 Modifiers Expanded.xlsx - Cost Forecasts Tab | Escalation Rates |  |  | 2028
Variables | System | 25IRPBATESC | Profile | 0.9769 |  | - | 1 | 2029-01-01 |  |  | = |  |  | H:\2025 IRP\03. Assumptions\12. New Resources (SSR)\RESD SSR Database 2025 v6 20240923 Modifiers Expanded.xlsx - Cost Forecasts Tab | Escalation Rates |  |  | 2029
Variables | System | 25IRPBATESC | Profile | 0.9835 |  | - | 1 | 2030-01-01 |  |  | = |  |  | H:\2025 IRP\03. Assumptions\12. New Resources (SSR)\RESD SSR Database 2025 v6 20240923 Modifiers Expanded.xlsx - Cost Forecasts Tab | Escalation Rates |  |  | 2030
Variables | System | 25IRPBATESC | Profile | 0.9899 |  | - | 1 | 2031-01-01 |  |  | = |  |  | H:\2025 IRP\03. Assumptions\12. New Resources (SSR)\RESD SSR Database 2025 v6 20240923 Modifiers Expanded.xlsx - Cost Forecasts Tab | Escalation Rates |  |  | 2031
Variables | System | 25IRPBATESC | Profile | 0.9961 |  | - | 1 | 2032-01-01 |  |  | = |  |  | H:\2025 IRP\03. Assumptions\12. New Resources (SSR)\RESD SSR Database 2025 v6 20240923 Modifiers Expanded.xlsx - Cost Forecasts Tab | Escalation Rates |  |  | 2032
Variables | System | 25IRPBATESC | Profile | 1.0021 |  | - | 1 | 2033-01-01 |  |  | = |  |  | H:\2025 IRP\03. Assumptions\12. New Resources (SSR)\RESD SSR Database 2025 v6 20240923 Modifiers Expanded.xlsx - Cost Forecasts Tab | Escalation Rates |  |  | 2033
Variables | System | 25IRPBATESC | Profile | 1.0079 |  | - | 1 | 2034-01-01 |  |  | = |  |  | H:\2025 IRP\03. Assumptions\12. New Resources (SSR)\RESD SSR Database 2025 v6 20240923 Modifiers Expanded.xlsx - Cost Forecasts Tab | Escalation Rates |  |  | 2034
Variables | System | 25IRPBATESC | Profile | 1.0138 |  | - | 1 | 2035-01-01 |  |  | = |  |  | H:\2025 IRP\03. Assumptions\12. New Resources (SSR)\RESD SSR Database 2025 v6 20240923 Modifiers Expanded.xlsx - Cost Forecasts Tab | Escalation Rates |  |  | 2035
Variables | System | 25IRPBATESC | Profile | 1.0196 |  | - | 1 | 2036-01-01 |  |  | = |  |  | H:\2025 IRP\03. Assumptions\12. New Resources (SSR)\RESD SSR Database 2025 v6 20240923 Modifiers Expanded.xlsx - Cost Forecasts Tab | Escalation Rates |  |  | 2036
Variables | System | 25IRPBATESC | Profile | 1.0255 |  | - | 1 | 2037-01-01 |  |  | = |  |  | H:\2025 IRP\03. Assumptions\12. New Resources (SSR)\RESD SSR Database 2025 v6 20240923 Modifiers Expanded.xlsx - Cost Forecasts Tab | Escalation Rates |  |  | 2037
Variables | System | 25IRPBATESC | Profile | 1.0315 |  | - | 1 | 2038-01-01 |  |  | = |  |  | H:\2025 IRP\03. Assumptions\12. New Resources (SSR)\RESD SSR Database 2025 v6 20240923 Modifiers Expanded.xlsx - Cost Forecasts Tab | Escalation Rates |  |  | 2038
Variables | System | 25IRPBATESC | Profile | 1.0375 |  | - | 1 | 2039-01-01 |  |  | = |  |  | H:\2025 IRP\03. Assumptions\12. New Resources (SSR)\RESD SSR Database 2025 v6 20240923 Modifiers Expanded.xlsx - Cost Forecasts Tab | Escalation Rates |  |  | 2039
Variables | System | 25IRPBATESC | Profile | 1.0435 |  | - | 1 | 2040-01-01 |  |  | = |  |  | H:\2025 IRP\03. Assumptions\12. New Resources (SSR)\RESD SSR Database 2025 v6 20240923 Modifiers Expanded.xlsx - Cost Forecasts Tab | Escalation Rates |  |  | 2040
Variables | System | 25IRPBATESC | Profile | 1.0495 |  | - | 1 | 2041-01-01 |  |  | = |  |  | H:\2025 IRP\03. Assumptions\12. New Resources (SSR)\RESD SSR Database 2025 v6 20240923 Modifiers Expanded.xlsx - Cost Forecasts Tab | Escalation Rates |  |  | 2041
Variables | System | 25IRPBATESC | Profile | 1.0556 |  | - | 1 | 2042-01-01 |  |  | = |  |  | H:\2025 IRP\03. Assumptions\12. New Resources (SSR)\RESD SSR Database 2025 v6 20240923 Modifiers Expanded.xlsx - Cost Forecasts Tab | Escalation Rates |  |  | 2042
Variables | System | 25IRPBATESC | Profile | 1.0617 |  | - | 1 | 2043-01-01 |  |  | = |  |  | H:\2025 IRP\03. Assumptions\12. New Resources (SSR)\RESD SSR Database 2025 v6 20240923 Modifiers Expanded.xlsx - Cost Forecasts Tab | Escalation Rates |  |  | 2043
Variables | System | 25IRPBATESC | Profile | 1.0679 |  | - | 1 | 2044-01-01 |  |  | = |  |  | H:\2025 IRP\03. Assumptions\12. New Resources (SSR)\RESD SSR Database 2025 v6 20240923 Modifiers Expanded.xlsx - Cost Forecasts Tab | Escalation Rates |  |  | 2044
Variables | System | 25IRPBATESC | Profile | 1.0741 |  | - | 1 | 2045-01-01 |  |  | = |  |  | H:\2025 IRP\03. Assumptions\12. New Resources (SSR)\RESD SSR Database 2025 v6 20240923 Modifiers Expanded.xlsx - Cost Forecasts Tab | Escalation Rates |  |  | 2045
Collection | Parent Object | Child Object | Property | Value | Data File | Units | Band | Date From | Date To | Timeslice | Action | Expression | Scenario | Memo | Category |  |  | Year
Variables | System | IRPWDESC | Profile | 1 |  | - | 1 | 2025-01-01 |  |  | = |  |  | H:\2025 IRP\03. Assumptions\12. New Resources (SSR)\RESD SSR Database 2025 v6 20240923 Modifiers Expanded.xlsx - Cost Forecasts Tab | Escalation Rates |  |  | 2025
Variables | System | IRPWDESC | Profile | 1.0223 |  | - | 1 | 2026-01-01 |  |  | = |  |  | H:\2025 IRP\03. Assumptions\12. New Resources (SSR)\RESD SSR Database 2025 v6 20240923 Modifiers Expanded.xlsx - Cost Forecasts Tab | Escalation Rates |  |  | 2026
Variables | System | IRPWDESC | Profile | 1.0335 |  | - | 1 | 2027-01-01 |  |  | = |  |  | H:\2025 IRP\03. Assumptions\12. New Resources (SSR)\RESD SSR Database 2025 v6 20240923 Modifiers Expanded.xlsx - Cost Forecasts Tab | Escalation Rates |  |  | 2027
Variables | System | IRPWDESC | Profile | 1.0447 |  | - | 1 | 2028-01-01 |  |  | = |  |  | H:\2025 IRP\03. Assumptions\12. New Resources (SSR)\RESD SSR Database 2025 v6 20240923 Modifiers Expanded.xlsx - Cost Forecasts Tab | Escalation Rates |  |  | 2028
Variables | System | IRPWDESC | Profile | 1.0559 |  | - | 1 | 2029-01-01 |  |  | = |  |  | H:\2025 IRP\03. Assumptions\12. New Resources (SSR)\RESD SSR Database 2025 v6 20240923 Modifiers Expanded.xlsx - Cost Forecasts Tab | Escalation Rates |  |  | 2029
Variables | System | IRPWDESC | Profile | 1.0671 |  | - | 1 | 2030-01-01 |  |  | = |  |  | H:\2025 IRP\03. Assumptions\12. New Resources (SSR)\RESD SSR Database 2025 v6 20240923 Modifiers Expanded.xlsx - Cost Forecasts Tab | Escalation Rates |  |  | 2030
Variables | System | IRPWDESC | Profile | 1.0782 |  | - | 1 | 2031-01-01 |  |  | = |  |  | H:\2025 IRP\03. Assumptions\12. New Resources (SSR)\RESD SSR Database 2025 v6 20240923 Modifiers Expanded.xlsx - Cost Forecasts Tab | Escalation Rates |  |  | 2031
Variables | System | IRPWDESC | Profile | 1.0894 |  | - | 1 | 2032-01-01 |  |  | = |  |  | H:\2025 IRP\03. Assumptions\12. New Resources (SSR)\RESD SSR Database 2025 v6 20240923 Modifiers Expanded.xlsx - Cost Forecasts Tab | Escalation Rates |  |  | 2032
Variables | System | IRPWDESC | Profile | 1.1005 |  | - | 1 | 2033-01-01 |  |  | = |  |  | H:\2025 IRP\03. Assumptions\12. New Resources (SSR)\RESD SSR Database 2025 v6 20240923 Modifiers Expanded.xlsx - Cost Forecasts Tab | Escalation Rates |  |  | 2033
Variables | System | IRPWDESC | Profile | 1.1116 |  | - | 1 | 2034-01-01 |  |  | = |  |  | H:\2025 IRP\03. Assumptions\12. New Resources (SSR)\RESD SSR Database 2025 v6 20240923 Modifiers Expanded.xlsx - Cost Forecasts Tab | Escalation Rates |  |  | 2034
Variables | System | IRPWDESC | Profile | 1.1228 |  | - | 1 | 2035-01-01 |  |  | = |  |  | H:\2025 IRP\03. Assumptions\12. New Resources (SSR)\RESD SSR Database 2025 v6 20240923 Modifiers Expanded.xlsx - Cost Forecasts Tab | Escalation Rates |  |  | 2035
Variables | System | IRPWDESC | Profile | 1.1341 |  | - | 1 | 2036-01-01 |  |  | = |  |  | H:\2025 IRP\03. Assumptions\12. New Resources (SSR)\RESD SSR Database 2025 v6 20240923 Modifiers Expanded.xlsx - Cost Forecasts Tab | Escalation Rates |  |  | 2036
Variables | System | IRPWDESC | Profile | 1.1455 |  | - | 1 | 2037-01-01 |  |  | = |  |  | H:\2025 IRP\03. Assumptions\12. New Resources (SSR)\RESD SSR Database 2025 v6 20240923 Modifiers Expanded.xlsx - Cost Forecasts Tab | Escalation Rates |  |  | 2037
Variables | System | IRPWDESC | Profile | 1.157 |  | - | 1 | 2038-01-01 |  |  | = |  |  | H:\2025 IRP\03. Assumptions\12. New Resources (SSR)\RESD SSR Database 2025 v6 20240923 Modifiers Expanded.xlsx - Cost Forecasts Tab | Escalation Rates |  |  | 2038
Variables | System | IRPWDESC | Profile | 1.1687 |  | - | 1 | 2039-01-01 |  |  | = |  |  | H:\2025 IRP\03. Assumptions\12. New Resources (SSR)\RESD SSR Database 2025 v6 20240923 Modifiers Expanded.xlsx - Cost Forecasts Tab | Escalation Rates |  |  | 2039
Variables | System | IRPWDESC | Profile | 1.1804 |  | - | 1 | 2040-01-01 |  |  | = |  |  | H:\2025 IRP\03. Assumptions\12. New Resources (SSR)\RESD SSR Database 2025 v6 20240923 Modifiers Expanded.xlsx - Cost Forecasts Tab | Escalation Rates |  |  | 2040
Variables | System | IRPWDESC | Profile | 1.1923 |  | - | 1 | 2041-01-01 |  |  | = |  |  | H:\2025 IRP\03. Assumptions\12. New Resources (SSR)\RESD SSR Database 2025 v6 20240923 Modifiers Expanded.xlsx - Cost Forecasts Tab | Escalation Rates |  |  | 2041
Variables | System | IRPWDESC | Profile | 1.2043 |  | - | 1 | 2042-01-01 |  |  | = |  |  | H:\2025 IRP\03. Assumptions\12. New Resources (SSR)\RESD SSR Database 2025 v6 20240923 Modifiers Expanded.xlsx - Cost Forecasts Tab | Escalation Rates |  |  | 2042
Variables | System | IRPWDESC | Profile | 1.2164 |  | - | 1 | 2043-01-01 |  |  | = |  |  | H:\2025 IRP\03. Assumptions\12. New Resources (SSR)\RESD SSR Database 2025 v6 20240923 Modifiers Expanded.xlsx - Cost Forecasts Tab | Escalation Rates |  |  | 2043
Variables | System | IRPWDESC | Profile | 1.2287 |  | - | 1 | 2044-01-01 |  |  | = |  |  | H:\2025 IRP\03. Assumptions\12. New Resources (SSR)\RESD SSR Database 2025 v6 20240923 Modifiers Expanded.xlsx - Cost Forecasts Tab | Escalation Rates |  |  | 2044
Variables | System | IRPWDESC | Profile | 1.241 |  | - | 1 | 2045-01-01 |  |  | = |  |  | H:\2025 IRP\03. Assumptions\12. New Resources (SSR)\RESD SSR Database 2025 v6 20240923 Modifiers Expanded.xlsx - Cost Forecasts Tab | Escalation Rates |  |  | 2045
Collection | Parent Object | Child Object | Property | Value | Data File | Units | Band | Date From | Date To | Timeslice | Action | Expression | Scenario | Memo | Category |  |  | Year
Variables | System | IRPPVESC_Small | Profile | 1 |  | - | 1 | 2025-01-01 |  |  | = |  |  | H:\2025 IRP\03. Assumptions\12. New Resources (SSR)\RESD SSR Database 2025 v6 20240923 Modifiers Expanded.xlsx - Cost Forecasts Tab | Escalation Rates |  |  | 2025
Variables | System | IRPPVESC_Small | Profile | 0.9779 |  | - | 1 | 2026-01-01 |  |  | = |  |  | H:\2025 IRP\03. Assumptions\12. New Resources (SSR)\RESD SSR Database 2025 v6 20240923 Modifiers Expanded.xlsx - Cost Forecasts Tab | Escalation Rates |  |  | 2026
Variables | System | IRPPVESC_Small | Profile | 0.9654 |  | - | 1 | 2027-01-01 |  |  | = |  |  | H:\2025 IRP\03. Assumptions\12. New Resources (SSR)\RESD SSR Database 2025 v6 20240923 Modifiers Expanded.xlsx - Cost Forecasts Tab | Escalation Rates |  |  | 2027
Variables | System | IRPPVESC_Small | Profile | 0.9519 |  | - | 1 | 2028-01-01 |  |  | = |  |  | H:\2025 IRP\03. Assumptions\12. New Resources (SSR)\RESD SSR Database 2025 v6 20240923 Modifiers Expanded.xlsx - Cost Forecasts Tab | Escalation Rates |  |  | 2028
Variables | System | IRPPVESC_Small | Profile | 0.9373 |  | - | 1 | 2029-01-01 |  |  | = |  |  | H:\2025 IRP\03. Assumptions\12. New Resources (SSR)\RESD SSR Database 2025 v6 20240923 Modifiers Expanded.xlsx - Cost Forecasts Tab | Escalation Rates |  |  | 2029
Variables | System | IRPPVESC_Small | Profile | 0.9217 |  | - | 1 | 2030-01-01 |  |  | = |  |  | H:\2025 IRP\03. Assumptions\12. New Resources (SSR)\RESD SSR Database 2025 v6 20240923 Modifiers Expanded.xlsx - Cost Forecasts Tab | Escalation Rates |  |  | 2030
Variables | System | IRPPVESC_Small | Profile | 0.9049 |  | - | 1 | 2031-01-01 |  |  | = |  |  | H:\2025 IRP\03. Assumptions\12. New Resources (SSR)\RESD SSR Database 2025 v6 20240923 Modifiers Expanded.xlsx - Cost Forecasts Tab | Escalation Rates |  |  | 2031
Variables | System | IRPPVESC_Small | Profile | 0.9092 |  | - | 1 | 2032-01-01 |  |  | = |  |  | H:\2025 IRP\03. Assumptions\12. New Resources (SSR)\RESD SSR Database 2025 v6 20240923 Modifiers Expanded.xlsx - Cost Forecasts Tab | Escalation Rates |  |  | 2032
Variables | System | IRPPVESC_Small | Profile | 0.9133 |  | - | 1 | 2033-01-01 |  |  | = |  |  | H:\2025 IRP\03. Assumptions\12. New Resources (SSR)\RESD SSR Database 2025 v6 20240923 Modifiers Expanded.xlsx - Cost Forecasts Tab | Escalation Rates |  |  | 2033
Variables | System | IRPPVESC_Small | Profile | 0.9171 |  | - | 1 | 2034-01-01 |  |  | = |  |  | H:\2025 IRP\03. Assumptions\12. New Resources (SSR)\RESD SSR Database 2025 v6 20240923 Modifiers Expanded.xlsx - Cost Forecasts Tab | Escalation Rates |  |  | 2034
Variables | System | IRPPVESC_Small | Profile | 0.9209 |  | - | 1 | 2035-01-01 |  |  | = |  |  | H:\2025 IRP\03. Assumptions\12. New Resources (SSR)\RESD SSR Database 2025 v6 20240923 Modifiers Expanded.xlsx - Cost Forecasts Tab | Escalation Rates |  |  | 2035
Variables | System | IRPPVESC_Small | Profile | 0.9247 |  | - | 1 | 2036-01-01 |  |  | = |  |  | H:\2025 IRP\03. Assumptions\12. New Resources (SSR)\RESD SSR Database 2025 v6 20240923 Modifiers Expanded.xlsx - Cost Forecasts Tab | Escalation Rates |  |  | 2036
Variables | System | IRPPVESC_Small | Profile | 0.9286 |  | - | 1 | 2037-01-01 |  |  | = |  |  | H:\2025 IRP\03. Assumptions\12. New Resources (SSR)\RESD SSR Database 2025 v6 20240923 Modifiers Expanded.xlsx - Cost Forecasts Tab | Escalation Rates |  |  | 2037
Variables | System | IRPPVESC_Small | Profile | 0.9324 |  | - | 1 | 2038-01-01 |  |  | = |  |  | H:\2025 IRP\03. Assumptions\12. New Resources (SSR)\RESD SSR Database 2025 v6 20240923 Modifiers Expanded.xlsx - Cost Forecasts Tab | Escalation Rates |  |  | 2038
Variables | System | IRPPVESC_Small | Profile | 0.9363 |  | - | 1 | 2039-01-01 |  |  | = |  |  | H:\2025 IRP\03. Assumptions\12. New Resources (SSR)\RESD SSR Database 2025 v6 20240923 Modifiers Expanded.xlsx - Cost Forecasts Tab | Escalation Rates |  |  | 2039
Variables | System | IRPPVESC_Small | Profile | 0.9402 |  | - | 1 | 2040-01-01 |  |  | = |  |  | H:\2025 IRP\03. Assumptions\12. New Resources (SSR)\RESD SSR Database 2025 v6 20240923 Modifiers Expanded.xlsx - Cost Forecasts Tab | Escalation Rates |  |  | 2040
Variables | System | IRPPVESC_Small | Profile | 0.9441 |  | - | 1 | 2041-01-01 |  |  | = |  |  | H:\2025 IRP\03. Assumptions\12. New Resources (SSR)\RESD SSR Database 2025 v6 20240923 Modifiers Expanded.xlsx - Cost Forecasts Tab | Escalation Rates |  |  | 2041
Variables | System | IRPPVESC_Small | Profile | 0.9481 |  | - | 1 | 2042-01-01 |  |  | = |  |  | H:\2025 IRP\03. Assumptions\12. New Resources (SSR)\RESD SSR Database 2025 v6 20240923 Modifiers Expanded.xlsx - Cost Forecasts Tab | Escalation Rates |  |  | 2042
Variables | System | IRPPVESC_Small | Profile | 0.952 |  | - | 1 | 2043-01-01 |  |  | = |  |  | H:\2025 IRP\03. Assumptions\12. New Resources (SSR)\RESD SSR Database 2025 v6 20240923 Modifiers Expanded.xlsx - Cost Forecasts Tab | Escalation Rates |  |  | 2043
Variables | System | IRPPVESC_Small | Profile | 0.956 |  | - | 1 | 2044-01-01 |  |  | = |  |  | H:\2025 IRP\03. Assumptions\12. New Resources (SSR)\RESD SSR Database 2025 v6 20240923 Modifiers Expanded.xlsx - Cost Forecasts Tab | Escalation Rates |  |  | 2044
Variables | System | IRPPVESC_Small | Profile | 0.96 |  | - | 1 | 2045-01-01 |  |  | = |  |  | H:\2025 IRP\03. Assumptions\12. New Resources (SSR)\RESD SSR Database 2025 v6 20240923 Modifiers Expanded.xlsx - Cost Forecasts Tab | Escalation Rates |  |  | 2045
2025 IRP Discount Rate |  | 6.38%
Collection | Parent Object | Child Object | Property | Value | Data File | Units | Band | Date From | Date To | Timeslice | Action | Expression | Scenario | Memo | Category |  |  | Year
Variables | System | IRPWDESC_Small | Profile | 1 |  | - | 1 | 2025-01-01 |  |  | = |  |  | H:\2025 IRP\03. Assumptions\12. New Resources (SSR)\RESD SSR Database 2025 v6 20240923 Modifiers Expanded.xlsx - Cost Forecasts Tab | Escalation Rates |  |  | 2025
Variables | System | IRPWDESC_Small | Profile | 0.9921 |  | - | 1 | 2026-01-01 |  |  | = |  |  | H:\2025 IRP\03. Assumptions\12. New Resources (SSR)\RESD SSR Database 2025 v6 20240923 Modifiers Expanded.xlsx - Cost Forecasts Tab | Escalation Rates |  |  | 2026
Variables | System | IRPWDESC_Small | Profile | 0.9872 |  | - | 1 | 2027-01-01 |  |  | = |  |  | H:\2025 IRP\03. Assumptions\12. New Resources (SSR)\RESD SSR Database 2025 v6 20240923 Modifiers Expanded.xlsx - Cost Forecasts Tab | Escalation Rates |  |  | 2027
Variables | System | IRPWDESC_Small | Profile | 0.9986 |  | - | 1 | 2028-01-01 |  |  | = |  |  | H:\2025 IRP\03. Assumptions\12. New Resources (SSR)\RESD SSR Database 2025 v6 20240923 Modifiers Expanded.xlsx - Cost Forecasts Tab | Escalation Rates |  |  | 2028
Variables | System | IRPWDESC_Small | Profile | 1.0101 |  | - | 1 | 2029-01-01 |  |  | = |  |  | H:\2025 IRP\03. Assumptions\12. New Resources (SSR)\RESD SSR Database 2025 v6 20240923 Modifiers Expanded.xlsx - Cost Forecasts Tab | Escalation Rates |  |  | 2029
Variables | System | IRPWDESC_Small | Profile | 1.0216 |  | - | 1 | 2030-01-01 |  |  | = |  |  | H:\2025 IRP\03. Assumptions\12. New Resources (SSR)\RESD SSR Database 2025 v6 20240923 Modifiers Expanded.xlsx - Cost Forecasts Tab | Escalation Rates |  |  | 2030
Variables | System | IRPWDESC_Small | Profile | 1.0331 |  | - | 1 | 2031-01-01 |  |  | = |  |  | H:\2025 IRP\03. Assumptions\12. New Resources (SSR)\RESD SSR Database 2025 v6 20240923 Modifiers Expanded.xlsx - Cost Forecasts Tab | Escalation Rates |  |  | 2031
Variables | System | IRPWDESC_Small | Profile | 1.0446 |  | - | 1 | 2032-01-01 |  |  | = |  |  | H:\2025 IRP\03. Assumptions\12. New Resources (SSR)\RESD SSR Database 2025 v6 20240923 Modifiers Expanded.xlsx - Cost Forecasts Tab | Escalation Rates |  |  | 2032
Variables | System | IRPWDESC_Small | Profile | 1.0561 |  | - | 1 | 2033-01-01 |  |  | = |  |  | H:\2025 IRP\03. Assumptions\12. New Resources (SSR)\RESD SSR Database 2025 v6 20240923 Modifiers Expanded.xlsx - Cost Forecasts Tab | Escalation Rates |  |  | 2033
Variables | System | IRPWDESC_Small | Profile | 1.0677 |  | - | 1 | 2034-01-01 |  |  | = |  |  | H:\2025 IRP\03. Assumptions\12. New Resources (SSR)\RESD SSR Database 2025 v6 20240923 Modifiers Expanded.xlsx - Cost Forecasts Tab | Escalation Rates |  |  | 2034
Variables | System | IRPWDESC_Small | Profile | 1.0794 |  | - | 1 | 2035-01-01 |  |  | = |  |  | H:\2025 IRP\03. Assumptions\12. New Resources (SSR)\RESD SSR Database 2025 v6 20240923 Modifiers Expanded.xlsx - Cost Forecasts Tab | Escalation Rates |  |  | 2035
Variables | System | IRPWDESC_Small | Profile | 1.0912 |  | - | 1 | 2036-01-01 |  |  | = |  |  | H:\2025 IRP\03. Assumptions\12. New Resources (SSR)\RESD SSR Database 2025 v6 20240923 Modifiers Expanded.xlsx - Cost Forecasts Tab | Escalation Rates |  |  | 2036
Variables | System | IRPWDESC_Small | Profile | 1.1031 |  | - | 1 | 2037-01-01 |  |  | = |  |  | H:\2025 IRP\03. Assumptions\12. New Resources (SSR)\RESD SSR Database 2025 v6 20240923 Modifiers Expanded.xlsx - Cost Forecasts Tab | Escalation Rates |  |  | 2037
Variables | System | IRPWDESC_Small | Profile | 1.1151 |  | - | 1 | 2038-01-01 |  |  | = |  |  | H:\2025 IRP\03. Assumptions\12. New Resources (SSR)\RESD SSR Database 2025 v6 20240923 Modifiers Expanded.xlsx - Cost Forecasts Tab | Escalation Rates |  |  | 2038
Variables | System | IRPWDESC_Small | Profile | 1.1273 |  | - | 1 | 2039-01-01 |  |  | = |  |  | H:\2025 IRP\03. Assumptions\12. New Resources (SSR)\RESD SSR Database 2025 v6 20240923 Modifiers Expanded.xlsx - Cost Forecasts Tab | Escalation Rates |  |  | 2039
Variables | System | IRPWDESC_Small | Profile | 1.1396 |  | - | 1 | 2040-01-01 |  |  | = |  |  | H:\2025 IRP\03. Assumptions\12. New Resources (SSR)\RESD SSR Database 2025 v6 20240923 Modifiers Expanded.xlsx - Cost Forecasts Tab | Escalation Rates |  |  | 2040
Variables | System | IRPWDESC_Small | Profile | 1.1521 |  | - | 1 | 2041-01-01 |  |  | = |  |  | H:\2025 IRP\03. Assumptions\12. New Resources (SSR)\RESD SSR Database 2025 v6 20240923 Modifiers Expanded.xlsx - Cost Forecasts Tab | Escalation Rates |  |  | 2041
Variables | System | IRPWDESC_Small | Profile | 1.1647 |  | - | 1 | 2042-01-01 |  |  | = |  |  | H:\2025 IRP\03. Assumptions\12. New Resources (SSR)\RESD SSR Database 2025 v6 20240923 Modifiers Expanded.xlsx - Cost Forecasts Tab | Escalation Rates |  |  | 2042
Variables | System | IRPWDESC_Small | Profile | 1.1774 |  | - | 1 | 2043-01-01 |  |  | = |  |  | H:\2025 IRP\03. Assumptions\12. New Resources (SSR)\RESD SSR Database 2025 v6 20240923 Modifiers Expanded.xlsx - Cost Forecasts Tab | Escalation Rates |  |  | 2043
Variables | System | IRPWDESC_Small | Profile | 1.1903 |  | - | 1 | 2044-01-01 |  |  | = |  |  | H:\2025 IRP\03. Assumptions\12. New Resources (SSR)\RESD SSR Database 2025 v6 20240923 Modifiers Expanded.xlsx - Cost Forecasts Tab | Escalation Rates |  |  | 2044
Variables | System | IRPWDESC_Small | Profile | 1.2033 |  | - | 1 | 2045-01-01 |  |  | = |  |  | H:\2025 IRP\03. Assumptions\12. New Resources (SSR)\RESD SSR Database 2025 v6 20240923 Modifiers Expanded.xlsx - Cost Forecasts Tab | Escalation Rates |  |  | 2045
Collection | Parent Object | Child Object | Property | Value | Data File | Units | Band | Date From | Date To | Timeslice | Action | Expression | Scenario | Memo | Category |  |  | Year
Variables | System | 100% PTC | Profile | 39.78 |  | - | 1 | 2025-01-01 |  |  | = |  |  |  | PTC Variables |  |  | 2025
Variables | System | 100% PTC | Profile | 39.78 |  | - | 1 | 2026-01-01 |  |  | = |  |  |  | PTC Variables |  |  | 2026
Variables | System | 100% PTC | Profile | 41.11 |  | - | 1 | 2027-01-01 |  |  | = |  |  |  | PTC Variables |  |  | 2027
Variables | System | 100% PTC | Profile | 42.43 |  | - | 1 | 2028-01-01 |  |  | = |  |  |  | PTC Variables |  |  | 2028
Variables | System | 100% PTC | Profile | 42.43 |  | - | 1 | 2029-01-01 |  |  | = |  |  |  | PTC Variables |  |  | 2029
Variables | System | 100% PTC | Profile | 43.76 |  | - | 1 | 2030-01-01 |  |  | = |  |  |  | PTC Variables |  |  | 2030
Variables | System | 100% PTC | Profile | 45.08 |  | - | 1 | 2031-01-01 |  |  | = |  |  |  | PTC Variables |  |  | 2031
Variables | System | 100% PTC | Profile | 45.08 |  | - | 1 | 2032-01-01 |  |  | = |  |  |  | PTC Variables |  |  | 2032
Variables | System | 100% PTC | Profile | 46.41 |  | - | 1 | 2033-01-01 |  |  | = |  |  |  | PTC Variables |  |  | 2033
Variables | System | 100% PTC | Profile | 47.74 |  | - | 1 | 2034-01-01 |  |  | = |  |  |  | PTC Variables |  |  | 2034
Variables | System | 100% PTC | Profile | 47.74 |  | - | 1 | 2035-01-01 |  |  | = |  |  |  | PTC Variables |  |  | 2035
Variables | System | 100% PTC | Profile | 49.06 |  | - | 1 | 2036-01-01 |  |  | = |  |  |  | PTC Variables |  |  | 2036
Variables | System | 100% PTC | Profile | 50.39 |  | - | 1 | 2037-01-01 |  |  | = |  |  |  | PTC Variables |  |  | 2037
Variables | System | 100% PTC | Profile | 51.71 |  | - | 1 | 2038-01-01 |  |  | = |  |  |  | PTC Variables |  |  | 2038
Variables | System | 100% PTC | Profile | 51.71 |  | - | 1 | 2039-01-01 |  |  | = |  |  |  | PTC Variables |  |  | 2039
Variables | System | 100% PTC | Profile | 53.04 |  | - | 1 | 2040-01-01 |  |  | = |  |  |  | PTC Variables |  |  | 2040
Variables | System | 100% PTC | Profile | 54.37 |  | - | 1 | 2041-01-01 |  |  | = |  |  |  | PTC Variables |  |  | 2041
Variables | System | 100% PTC | Profile | 55.69 |  | - | 1 | 2042-01-01 |  |  | = |  |  |  | PTC Variables |  |  | 2042
Variables | System | 100% PTC | Profile | 57.02 |  | - | 1 | 2043-01-01 |  |  | = |  |  |  | PTC Variables |  |  | 2043
Variables | System | 100% PTC | Profile | 57.02 |  | - | 1 | 2044-01-01 |  |  | = |  |  |  | PTC Variables |  |  | 2044
Variables | System | 100% PTC | Profile | 58.35 |  | - | 1 | 2045-01-01 |  |  | = |  |  |  | PTC Variables |  |  | 2045
Variables | System | 100% PTC | Profile | 59.67 |  | - | 1 | 2046-01-01 |  |  | = |  |  |  | PTC Variables |  |  | 2046
Variables | System | 100% PTC | Profile | 61 |  | - | 1 | 2047-01-01 |  |  | = |  |  |  | PTC Variables |  |  | 2047
Variables | System | 100% PTC | Profile | 61 |  | - | 1 | 2048-01-01 |  |  | = |  |  |  | PTC Variables |  |  | 2048
Variables | System | 100% PTC | Profile | 62.32 |  | - | 1 | 2049-01-01 |  |  | = |  |  |  | PTC Variables |  |  | 2049
Variables | System | 100% PTC | Profile | 63.65 |  | - | 1 | 2050-01-01 |  |  | = |  |  |  | PTC Variables |  |  | 2050
Variables | System | 100% PTC | Profile | 63.65 |  | - | 1 | 2051-01-01 |  |  | = |  |  |  | PTC Variables |  |  | 2051
Variables | System | 100% PTC | Profile | 64.98 |  | - | 1 | 2052-01-01 |  |  | = |  |  |  | PTC Variables |  |  | 2052
Variables | System | 100% PTC | Profile | 66.3 |  | - | 1 | 2053-01-01 |  |  | = |  |  |  | PTC Variables |  |  | 2053
Variables | System | 100% PTC | Profile | 67.63 |  | - | 1 | 2054-01-01 |  |  | = |  |  |  | PTC Variables |  |  | 2054
Collection | Parent Object | Child Object | Property | Value | Data File | Units | Band | Date From | Date To | Timeslice | Action | Expression | Scenario | Memo | Category |  |  | Year
Variables | System | Inflation | Profile | 1 |  | - | 1 | 2024-01-01 |  |  | = |  |  | H:\2025 IRP\03. Assumptions\04. Financial\Inflation\25IRP Plexos Inflation inputs 3Q 092024 CONF.xlsb | - |  |  | 2024
Variables | System | Inflation | Profile | 1.0218 |  | - | 1 | 2025-01-01 |  |  | = |  |  | H:\2025 IRP\03. Assumptions\04. Financial\Inflation\25IRP Plexos Inflation inputs 3Q 092024 CONF.xlsb | - |  |  | 2025 | 0.0218
Variables | System | Inflation | Profile | 1.0441 |  | - | 1 | 2026-01-01 |  |  | = |  |  | H:\2025 IRP\03. Assumptions\04. Financial\Inflation\25IRP Plexos Inflation inputs 3Q 092024 CONF.xlsb | - |  |  | 2026 | 0.0218
Variables | System | Inflation | Profile | 1.0668 |  | - | 1 | 2027-01-01 |  |  | = |  |  | H:\2025 IRP\03. Assumptions\04. Financial\Inflation\25IRP Plexos Inflation inputs 3Q 092024 CONF.xlsb | - |  |  | 2027 | 0.0218
Variables | System | Inflation | Profile | 1.0901 |  | - | 1 | 2028-01-01 |  |  | = |  |  | H:\2025 IRP\03. Assumptions\04. Financial\Inflation\25IRP Plexos Inflation inputs 3Q 092024 CONF.xlsb | - |  |  | 2028 | 0.0218
Variables | System | Inflation | Profile | 1.1139 |  | - | 1 | 2029-01-01 |  |  | = |  |  | H:\2025 IRP\03. Assumptions\04. Financial\Inflation\25IRP Plexos Inflation inputs 3Q 092024 CONF.xlsb | - |  |  | 2029 | 0.0218
Variables | System | Inflation | Profile | 1.1381 |  | - | 1 | 2030-01-01 |  |  | = |  |  | H:\2025 IRP\03. Assumptions\04. Financial\Inflation\25IRP Plexos Inflation inputs 3Q 092024 CONF.xlsb | - |  |  | 2030 | 0.0218
Variables | System | Inflation | Profile | 1.163 |  | - | 1 | 2031-01-01 |  |  | = |  |  | H:\2025 IRP\03. Assumptions\04. Financial\Inflation\25IRP Plexos Inflation inputs 3Q 092024 CONF.xlsb | - |  |  | 2031 | 0.0218
Variables | System | Inflation | Profile | 1.1883 |  | - | 1 | 2032-01-01 |  |  | = |  |  | H:\2025 IRP\03. Assumptions\04. Financial\Inflation\25IRP Plexos Inflation inputs 3Q 092024 CONF.xlsb | - |  |  | 2032 | 0.0218
Variables | System | Inflation | Profile | 1.2142 |  | - | 1 | 2033-01-01 |  |  | = |  |  | H:\2025 IRP\03. Assumptions\04. Financial\Inflation\25IRP Plexos Inflation inputs 3Q 092024 CONF.xlsb | - |  |  | 2033 | 0.0218
Variables | System | Inflation | Profile | 1.2407 |  | - | 1 | 2034-01-01 |  |  | = |  |  | H:\2025 IRP\03. Assumptions\04. Financial\Inflation\25IRP Plexos Inflation inputs 3Q 092024 CONF.xlsb | - |  |  | 2034 | 0.0218
Variables | System | Inflation | Profile | 1.2677 |  | - | 1 | 2035-01-01 |  |  | = |  |  | H:\2025 IRP\03. Assumptions\04. Financial\Inflation\25IRP Plexos Inflation inputs 3Q 092024 CONF.xlsb | - |  |  | 2035 | 0.0218
Variables | System | Inflation | Profile | 1.2954 |  | - | 1 | 2036-01-01 |  |  | = |  |  | H:\2025 IRP\03. Assumptions\04. Financial\Inflation\25IRP Plexos Inflation inputs 3Q 092024 CONF.xlsb | - |  |  | 2036 | 0.0218
Variables | System | Inflation | Profile | 1.3236 |  | - | 1 | 2037-01-01 |  |  | = |  |  | H:\2025 IRP\03. Assumptions\04. Financial\Inflation\25IRP Plexos Inflation inputs 3Q 092024 CONF.xlsb | - |  |  | 2037 | 0.0218
Variables | System | Inflation | Profile | 1.3525 |  | - | 1 | 2038-01-01 |  |  | = |  |  | H:\2025 IRP\03. Assumptions\04. Financial\Inflation\25IRP Plexos Inflation inputs 3Q 092024 CONF.xlsb | - |  |  | 2038 | 0.0218
Variables | System | Inflation | Profile | 1.3819 |  | - | 1 | 2039-01-01 |  |  | = |  |  | H:\2025 IRP\03. Assumptions\04. Financial\Inflation\25IRP Plexos Inflation inputs 3Q 092024 CONF.xlsb | - |  |  | 2039 | 0.0218
Variables | System | Inflation | Profile | 1.4121 |  | - | 1 | 2040-01-01 |  |  | = |  |  | H:\2025 IRP\03. Assumptions\04. Financial\Inflation\25IRP Plexos Inflation inputs 3Q 092024 CONF.xlsb | - |  |  | 2040 | 0.0218
Variables | System | Inflation | Profile | 1.4428 |  | - | 1 | 2041-01-01 |  |  | = |  |  | H:\2025 IRP\03. Assumptions\04. Financial\Inflation\25IRP Plexos Inflation inputs 3Q 092024 CONF.xlsb | - |  |  | 2041 | 0.0218
Variables | System | Inflation | Profile | 1.4743 |  | - | 1 | 2042-01-01 |  |  | = |  |  | H:\2025 IRP\03. Assumptions\04. Financial\Inflation\25IRP Plexos Inflation inputs 3Q 092024 CONF.xlsb | - |  |  | 2042 | 0.0218
Variables | System | Inflation | Profile | 1.5064 |  | - | 1 | 2043-01-01 |  |  | = |  |  | H:\2025 IRP\03. Assumptions\04. Financial\Inflation\25IRP Plexos Inflation inputs 3Q 092024 CONF.xlsb | - |  |  | 2043 | 0.0218
Variables | System | Inflation | Profile | 1.5393 |  | - | 1 | 2044-01-01 |  |  | = |  |  | H:\2025 IRP\03. Assumptions\04. Financial\Inflation\25IRP Plexos Inflation inputs 3Q 092024 CONF.xlsb | - |  |  | 2044 | 0.0218
Variables | System | Inflation | Profile | 1.5728 |  | - | 1 | 2045-01-01 |  |  | = |  |  | H:\2025 IRP\03. Assumptions\04. Financial\Inflation\25IRP Plexos Inflation inputs 3Q 092024 CONF.xlsb | - |  |  | 2045 | 0.0218
Variables | System | Inflation | Profile | 1.6071 |  | - | 1 | 2046-01-01 |  |  | = |  |  | H:\2025 IRP\03. Assumptions\04. Financial\Inflation\25IRP Plexos Inflation inputs 3Q 092024 CONF.xlsb | - |  |  | 2046 | 0.0218
Variables | System | Inflation | Profile | 1.6422 |  | - | 1 | 2047-01-01 |  |  | = |  |  | H:\2025 IRP\03. Assumptions\04. Financial\Inflation\25IRP Plexos Inflation inputs 3Q 092024 CONF.xlsb | - |  |  | 2047 | 0.0218
2025 IRP Discount Rate |  | 6.38%
Collection | Parent Object | Child Object | Property | Value | Data File | Units | Band | Date From | Date To | Timeslice | Action | Expression | Scenario | Memo | Category
Generators | System | NUC.PX.NTN._.NTC.Adv_Reactor | VO&M Charge | 0 |  | $/MWh | 1 |  |  |  | × | Inflation |  |  | New Nuclear
Generators | System | NUC.PX.NTN._.PTC.Adv_Reactor | VO&M Charge | 0 |  | $/MWh | 1 |  |  |  | - | 110% PTC |  |  | New Nuclear
Generators | System | PV_.PX.COR._.NTC.Utility_Scale | VO&M Charge | 0 |  | $/MWh | 1 |  |  |  | × | Inflation |  |  | New Solar
Generators | System | PV_.PX.COR._.PTC.Utility_Scale | VO&M Charge | 0 |  | $/MWh | 1 |  |  |  | - | 100% PTC |  |  | New Solar
Generators | System | PV_.PX.SOR._.PTC.Utility_Scale | VO&M Charge | 0 |  | $/MWh | 1 |  |  |  | - | 100% PTC |  |  | New Solar
Generators | System | PV_.PX.SUM._.NTC.Utility_Scale | VO&M Charge | 0 |  | $/MWh | 1 |  |  |  | × | Inflation |  |  | New Solar
Generators | System | PV_.PX.SUM._.PTC.Utility_Scale | VO&M Charge | 0 |  | $/MWh | 1 |  |  |  | - | 100% PTC |  |  | New Solar
Generators | System | PV_.PX.UTS._.PTC.Utility_Scale | VO&M Charge | 0 |  | $/MWh | 1 |  |  |  | - | 110% PTC |  |  | New Solar
Generators | System | PV_.PX.WMV._.NTC.Utility_Scale | VO&M Charge | 0 |  | $/MWh | 1 |  |  |  | × | Inflation |  |  | New Solar
Generators | System | PV_.PX.WMV._.PTC.Utility_Scale | VO&M Charge | 0 |  | $/MWh | 1 |  |  |  | - | 100% PTC |  |  | New Solar
Generators | System | PV_.PX.WWA._.NTC.Utility_Scale | VO&M Charge | 0 |  | $/MWh | 1 |  |  |  | × | Inflation |  |  | New Solar
Generators | System | PV_.PX.WWA._.PTC.Utility_Scale | VO&M Charge | 0 |  | $/MWh | 1 |  |  |  | - | 100% PTC |  |  | New Solar
Generators | System | PV_.PX.YAK._.NTC.Utility_Scale | VO&M Charge | 0 |  | $/MWh | 1 |  |  |  | × | Inflation |  |  | New Solar
Generators | System | PV_.PX.YAK._.PTC.Utility_Scale | VO&M Charge | 0 |  | $/MWh | 1 |  |  |  | - | 100% PTC |  |  | New Solar
Generators | System | WD_.PX.BDG._.PTC.Utility_Scale | VO&M Charge | 1 |  | $/MWh | 1 |  |  |  | - | 110% PTC |  |  | New Wind
Generators | System | WD_.PX.DJW._.NTC.Utility_Scale | VO&M Charge | 0 |  | $/MWh | 1 |  |  |  | × | Inflation |  |  | New Wind
Generators | System | WD_.PX.DJW._.PTC.Utility_Scale | VO&M Charge | 0 |  | $/MWh | 1 |  |  |  | - | 110% PTC |  |  | New Wind
Generators | System | WD_.PX.WMV._.NTC.Utility_Scale | VO&M Charge | 0 |  | $/MWh | 1 |  |  |  | × | Inflation |  |  | New Wind
Generators | System | WD_.PX.WMV._.PTC.Utility_Scale | VO&M Charge | 0 |  | $/MWh | 1 |  |  |  | - | 100% PTC |  |  | New Wind
Generators | System | WD_.PX.WYC._.NTC.Small_Scale | VO&M Charge | 1 |  | $/MWh | 1 |  |  |  | × | Inflation |  |  | New Wind
Generators | System | WD_.PX.WYC._.PTC.Small_Scale | VO&M Charge | 1 |  | $/MWh | 1 |  |  |  | - | 100% PTC |  |  | New Wind
Generators | System | WD_.PX.WYE._.NTC.Small_Scale | VO&M Charge | 1 |  | $/MWh | 1 |  |  |  | = |  |  |  | New Wind
Generators | System | WD_.PX.WYE._.NTC.Utility_Scale | VO&M Charge | 1 |  | $/MWh | 1 |  |  |  | × | Inflation |  |  | New Wind
Generators | System | WD_.PX.WYE._.PTC.Small_Scale | VO&M Charge | 1 |  | $/MWh | 1 |  |  |  | - | 110% PTC |  |  | New Wind
Generators | System | WD_.PX.WYE._.PTC.Utility_Scale | VO&M Charge | 1 |  | $/MWh | 1 |  |  |  | - | 110% PTC |  |  | New Wind
Batteries | System | BAT.PX.CHE._.ITC.Li_ion_4hr | VO&M Charge | 0 |  | $/MWh | 1 |  |  |  | × | Inflation |  |  | New Battery
Batteries | System | BAT.PX.COR._.ITC.Li_ion_4hr | VO&M Charge | 0 |  | $/MWh | 1 |  |  |  | × | Inflation |  |  | New Battery
Batteries | System | BAT.PX.COR._.ITC.Li_ion_4hr_Local | VO&M Charge | 0 |  | $/MWh | 1 |  |  |  | × | Inflation |  |  | New Battery
Batteries | System | BAT.PX.HTG._.ITC.Li_ion_4hr | VO&M Charge | 0 |  | $/MWh | 1 |  |  |  | × | Inflation |  |  | New Battery
Batteries | System | BAT.PX.PNC._.ITC.Li_ion_4hr_Local | VO&M Charge | 0 |  | $/MWh | 1 |  |  |  | × | Inflation |  |  | New Battery
Batteries | System | BAT.PX.SOR._.ITC.Li_ion_4hr_Local | VO&M Charge | 0 |  | $/MWh | 1 |  |  |  | × | Inflation |  |  | New Battery
Batteries | System | BAT.PX.UTS._.ITC.Li_ion_4hr | VO&M Charge | 0 |  | $/MWh | 1 |  |  |  | × | Inflation |  |  | New Battery
Batteries | System | BAT.PX.WMV._.ITC.Li_ion_4hr | VO&M Charge | 0 |  | $/MWh | 1 |  |  |  | × | Inflation |  |  | New Battery
Batteries | System | BAT.PX.WWA._.ITC.Li_ion_4hr | VO&M Charge | 0 |  | $/MWh | 1 |  |  |  | × | Inflation |  |  | New Battery
Batteries | System | BAT.PX.WWA._.ITC.Li_ion_4hr_Local | VO&M Charge | 0 |  | $/MWh | 1 |  |  |  | × | Inflation |  |  | New Battery
Batteries | System | BAT.PX.YAK._.ITC.Li_ion_4hr | VO&M Charge | 0 |  | $/MWh | 1 |  |  |  | × | Inflation |  |  | New Battery
Batteries | System | BAT.PX.YAK._.ITC.Li_ion_4hr_Local | VO&M Charge | 0 |  | $/MWh | 1 |  |  |  | × | Inflation |  |  | New Battery
Batteries | System | BAT.PX.DJW._.ITC.Li_ion_8hr | VO&M Charge | 0 |  | $/MWh | 1 |  |  |  | × | Inflation |  |  | New Long Duration Storage
Batteries | System | BAT.PX.WSF._.ITC.IronAir_100hr | VO&M Charge | 0 |  | $/MWh | 1 |  |  |  | × | Inflation |  |  | New Long Duration Storage
Batteries | System | BAT.PX.NTN._.___.ADV Nuclear Naughton | VO&M Charge | 0 |  | $/MWh | 1 |  |  |  | × | Inflation |  |  | New Nuclear Storage
Collection | Parent Object | Child Object | Property | Value | Data File | Units | Band | Date From | Date To | Timeslice | Action | Expression | Scenario | Memo | Category
Lines | System | CON Central OR Gen > Central OR 2026 | FO&M Charge | 136.0032 |  | 0 | 1 |  |  |  | × | Inflation |  | https://brkenergy.sharepoint.com/:x:/r/sites/2025IRP/Shared%20Documents/03.%20Assumptions/Transmission/PLEXOS%20Transmission%20Expansion%20Options%20Inputs.xlsx?d=wfc26fdb1d5124ac9b72c021a277ee418&csf=1&web=1&e=c5zIcw | Lines - Interconnect (CON)
Lines | System | CON Central OR Gen > Central OR 2033 2C18 ERIS | FO&M Charge | 12763.3641 |  | 0 | 1 |  |  |  | × | Inflation |  | https://brkenergy.sharepoint.com/:x:/r/sites/2025IRP/Shared%20Documents/03.%20Assumptions/Transmission/PLEXOS%20Transmission%20Expansion%20Options%20Inputs.xlsx?d=wfc26fdb1d5124ac9b72c021a277ee418&csf=1&web=1&e=c5zIcw | Lines - Interconnect (CON)
Lines | System | CON Portland North Coast Gen > Portland North Coast 2027 | FO&M Charge | 3438.6521 |  | 0 | 1 |  |  |  | × | Inflation |  | https://brkenergy.sharepoint.com/:x:/r/sites/2025IRP/Shared%20Documents/03.%20Assumptions/Transmission/PLEXOS%20Transmission%20Expansion%20Options%20Inputs.xlsx?d=wfc26fdb1d5124ac9b72c021a277ee418&csf=1&web=1&e=c5zIcw | Lines - Interconnect (CON)
Lines | System | CON Portland North Coast Gen > Portland North Coast 2037 Dixonville | FO&M Charge | 27914.6413 |  | 0 | 1 |  |  |  | × | Inflation |  | https://brkenergy.sharepoint.com/:x:/r/sites/2025IRP/Shared%20Documents/03.%20Assumptions/Transmission/PLEXOS%20Transmission%20Expansion%20Options%20Inputs.xlsx?d=wfc26fdb1d5124ac9b72c021a277ee418&csf=1&web=1&e=c5zIcw | Lines - Interconnect (CON)
Lines | System | CON Southern OR Gen > Southern OR 2031 1C12 | FO&M Charge | 10609.0523 |  | 0 | 1 |  |  |  | × | Inflation |  | https://brkenergy.sharepoint.com/:x:/r/sites/2025IRP/Shared%20Documents/03.%20Assumptions/Transmission/PLEXOS%20Transmission%20Expansion%20Options%20Inputs.xlsx?d=wfc26fdb1d5124ac9b72c021a277ee418&csf=1&web=1&e=c5zIcw | Lines - Interconnect (CON)
Lines | System | CON Southern OR Gen > Southern OR 2031 1CA13 | FO&M Charge | 1503.4898 |  | 0 | 1 |  |  |  | × | Inflation |  | https://brkenergy.sharepoint.com/:x:/r/sites/2025IRP/Shared%20Documents/03.%20Assumptions/Transmission/PLEXOS%20Transmission%20Expansion%20Options%20Inputs.xlsx?d=wfc26fdb1d5124ac9b72c021a277ee418&csf=1&web=1&e=c5zIcw | Lines - Interconnect (CON)
Lines | System | CON Southern OR Gen > Southern OR 2033 2C20 | FO&M Charge | 78833.7444 |  | 0 | 1 |  |  |  | × | Inflation |  | https://brkenergy.sharepoint.com/:x:/r/sites/2025IRP/Shared%20Documents/03.%20Assumptions/Transmission/PLEXOS%20Transmission%20Expansion%20Options%20Inputs.xlsx?d=wfc26fdb1d5124ac9b72c021a277ee418&csf=1&web=1&e=c5zIcw | Lines - Interconnect (CON)
Lines | System | CON Southern OR Gen > Southern OR 2033 OSW | FO&M Charge | 60939.6947 |  | 0 | 1 |  |  |  | × | Inflation |  | https://brkenergy.sharepoint.com/:x:/r/sites/2025IRP/Shared%20Documents/03.%20Assumptions/Transmission/PLEXOS%20Transmission%20Expansion%20Options%20Inputs.xlsx?d=wfc26fdb1d5124ac9b72c021a277ee418&csf=1&web=1&e=c5zIcw | Lines - Interconnect (CON)
Lines | System | CON Walla Walla Gen > Walla Walla - WA 2028 | FO&M Charge | 12477.6199 |  | 0 | 1 |  |  |  | × | Inflation |  | https://brkenergy.sharepoint.com/:x:/r/sites/2025IRP/Shared%20Documents/03.%20Assumptions/Transmission/PLEXOS%20Transmission%20Expansion%20Options%20Inputs.xlsx?d=wfc26fdb1d5124ac9b72c021a277ee418&csf=1&web=1&e=c5zIcw | Lines - Interconnect (CON)
Lines | System | CON Willamette Valley Gen > Willamette Valley 2027 | FO&M Charge | 519.812 |  | 0 | 1 |  |  |  | × | Inflation |  | https://brkenergy.sharepoint.com/:x:/r/sites/2025IRP/Shared%20Documents/03.%20Assumptions/Transmission/PLEXOS%20Transmission%20Expansion%20Options%20Inputs.xlsx?d=wfc26fdb1d5124ac9b72c021a277ee418&csf=1&web=1&e=c5zIcw | Lines - Interconnect (CON)
Lines | System | CON Willamette Valley Gen > Willamette Valley 2028 | FO&M Charge | 82.6951 |  | 0 | 1 |  |  |  | × | Inflation |  | https://brkenergy.sharepoint.com/:x:/r/sites/2025IRP/Shared%20Documents/03.%20Assumptions/Transmission/PLEXOS%20Transmission%20Expansion%20Options%20Inputs.xlsx?d=wfc26fdb1d5124ac9b72c021a277ee418&csf=1&web=1&e=c5zIcw | Lines - Interconnect (CON)
Lines | System | CON Willamette Valley Gen > Willamette Valley 2037 Dixonville | FO&M Charge | 27914.6413 |  | 0 | 1 |  |  |  | × | Inflation |  | https://brkenergy.sharepoint.com/:x:/r/sites/2025IRP/Shared%20Documents/03.%20Assumptions/Transmission/PLEXOS%20Transmission%20Expansion%20Options%20Inputs.xlsx?d=wfc26fdb1d5124ac9b72c021a277ee418&csf=1&web=1&e=c5zIcw | Lines - Interconnect (CON)
Lines | System | CON Yakima Gen > Yakima 2027 | FO&M Charge | 2435.5018 |  | 0 | 1 |  |  |  | × | Inflation |  | https://brkenergy.sharepoint.com/:x:/r/sites/2025IRP/Shared%20Documents/03.%20Assumptions/Transmission/PLEXOS%20Transmission%20Expansion%20Options%20Inputs.xlsx?d=wfc26fdb1d5124ac9b72c021a277ee418&csf=1&web=1&e=c5zIcw | Lines - Interconnect (CON)
Lines | System | CON Yakima Gen > Yakima 2037 Lebanon | FO&M Charge | 115635.457 |  | 0 | 1 |  |  |  | × | Inflation |  | https://brkenergy.sharepoint.com/:x:/r/sites/2025IRP/Shared%20Documents/03.%20Assumptions/Transmission/PLEXOS%20Transmission%20Expansion%20Options%20Inputs.xlsx?d=wfc26fdb1d5124ac9b72c021a277ee418&csf=1&web=1&e=c5zIcw | Lines - Interconnect (CON)
Lines | System | INC B2H2 Hemingway>Longhorn - 2033 | FO&M Charge | 680548 |  | 0 | 1 |  |  |  | × | Inflation |  |  | Lines - Incremental (INC)
Lines | System | INC BorahPop > Hemingway 2037 Segment E | FO&M Charge | 64803.0341 |  | 0 | 1 |  |  |  | × | Inflation |  | https://brkenergy.sharepoint.com/:x:/r/sites/2025IRP/Shared%20Documents/03.%20Assumptions/Transmission/PLEXOS%20Transmission%20Expansion%20Options%20Inputs.xlsx?d=wfc26fdb1d5124ac9b72c021a277ee418&csf=1&web=1&e=c5zIcw | Lines - Incremental (INC)
Lines | System | INC Bridger > BorahPop 2032 | FO&M Charge | 45344.5919 |  | 0 | 1 |  |  |  | × | Inflation |  | https://brkenergy.sharepoint.com/:x:/r/sites/2025IRP/Shared%20Documents/03.%20Assumptions/Transmission/PLEXOS%20Transmission%20Expansion%20Options%20Inputs.xlsx?d=wfc26fdb1d5124ac9b72c021a277ee418&csf=1&web=1&e=c5zIcw | Lines - Incremental (INC)
Lines | System | INC Bridger > BorahPop 2035 D3.2 | FO&M Charge | 76531.9992 |  | 0 | 1 |  |  |  | × | Inflation |  | https://brkenergy.sharepoint.com/:x:/r/sites/2025IRP/Shared%20Documents/03.%20Assumptions/Transmission/PLEXOS%20Transmission%20Expansion%20Options%20Inputs.xlsx?d=wfc26fdb1d5124ac9b72c021a277ee418&csf=1&web=1&e=c5zIcw | Lines - Incremental (INC)
Lines | System | INC Bridger > Wyoming East 2032 D2.2 | FO&M Charge | 23876.148 |  | 0 | 1 |  |  |  | × | Inflation |  | https://brkenergy.sharepoint.com/:x:/r/sites/2025IRP/Shared%20Documents/03.%20Assumptions/Transmission/PLEXOS%20Transmission%20Expansion%20Options%20Inputs.xlsx?d=wfc26fdb1d5124ac9b72c021a277ee418&csf=1&web=1&e=c5zIcw | Lines - Incremental (INC)
Lines | System | INC Central OR > Willamette Valley 2037 | FO&M Charge | 82890.4068 |  | 0 | 1 |  |  |  | × | Inflation |  | https://brkenergy.sharepoint.com/:x:/r/sites/2025IRP/Shared%20Documents/03.%20Assumptions/Transmission/PLEXOS%20Transmission%20Expansion%20Options%20Inputs.xlsx?d=wfc26fdb1d5124ac9b72c021a277ee418&csf=1&web=1&e=c5zIcw | Lines - Incremental (INC)
Lines | System | INC Goshen > NUT 2035 1b | FO&M Charge | 1412.1109 |  | 0 | 1 |  |  |  | × | Inflation |  | https://brkenergy.sharepoint.com/:x:/r/sites/2025IRP/Shared%20Documents/03.%20Assumptions/Transmission/PLEXOS%20Transmission%20Expansion%20Options%20Inputs.xlsx?d=wfc26fdb1d5124ac9b72c021a277ee418&csf=1&web=1&e=c5zIcw | Lines - Incremental (INC)
Lines | System | INC Goshen > NUT 2035 1c | FO&M Charge | 41848.5467 |  | 0 | 1 |  |  |  | × | Inflation |  | https://brkenergy.sharepoint.com/:x:/r/sites/2025IRP/Shared%20Documents/03.%20Assumptions/Transmission/PLEXOS%20Transmission%20Expansion%20Options%20Inputs.xlsx?d=wfc26fdb1d5124ac9b72c021a277ee418&csf=1&web=1&e=c5zIcw | Lines - Incremental (INC)
Lines | System | INC NUT > Goshen 2029 | FO&M Charge | 6554.9732 |  | 0 | 1 |  |  |  | × | Inflation |  | https://brkenergy.sharepoint.com/:x:/r/sites/2025IRP/Shared%20Documents/03.%20Assumptions/Transmission/PLEXOS%20Transmission%20Expansion%20Options%20Inputs.xlsx?d=wfc26fdb1d5124ac9b72c021a277ee418&csf=1&web=1&e=c5zIcw | Lines - Incremental (INC)
Lines | System | INC NUT > Wasatch Front 2029 | FO&M Charge | 2268.9975 |  | 0 | 1 |  |  |  | × | Inflation |  | https://brkenergy.sharepoint.com/:x:/r/sites/2025IRP/Shared%20Documents/03.%20Assumptions/Transmission/PLEXOS%20Transmission%20Expansion%20Options%20Inputs.xlsx?d=wfc26fdb1d5124ac9b72c021a277ee418&csf=1&web=1&e=c5zIcw | Lines - Incremental (INC)
Lines | System | INC NUT > Wasatch Front 2030 2C7 | FO&M Charge | 22147.9192 |  | 0 | 1 |  |  |  | × | Inflation |  | https://brkenergy.sharepoint.com/:x:/r/sites/2025IRP/Shared%20Documents/03.%20Assumptions/Transmission/PLEXOS%20Transmission%20Expansion%20Options%20Inputs.xlsx?d=wfc26fdb1d5124ac9b72c021a277ee418&csf=1&web=1&e=c5zIcw | Lines - Incremental (INC)
Lines | System | INC NUT > Wasatch Front 2030 2C7 3C6 | FO&M Charge | 75967.3627 |  | 0 | 1 |  |  |  | × | Inflation |  | https://brkenergy.sharepoint.com/:x:/r/sites/2025IRP/Shared%20Documents/03.%20Assumptions/Transmission/PLEXOS%20Transmission%20Expansion%20Options%20Inputs.xlsx?d=wfc26fdb1d5124ac9b72c021a277ee418&csf=1&web=1&e=c5zIcw | Lines - Incremental (INC)
Lines | System | INC Portland North Coast > Willamette Valley 2032 | FO&M Charge | 19341.712 |  | 0 | 1 |  |  |  | × | Inflation |  | https://brkenergy.sharepoint.com/:x:/r/sites/2025IRP/Shared%20Documents/03.%20Assumptions/Transmission/PLEXOS%20Transmission%20Expansion%20Options%20Inputs.xlsx?d=wfc26fdb1d5124ac9b72c021a277ee418&csf=1&web=1&e=c5zIcw | Lines - Incremental (INC)
Lines | System | INC Portland North Coast > Willamette Valley 2037 | FO&M Charge | 44040.8783 |  | 0 | 1 |  |  |  | × | Inflation |  | https://brkenergy.sharepoint.com/:x:/r/sites/2025IRP/Shared%20Documents/03.%20Assumptions/Transmission/PLEXOS%20Transmission%20Expansion%20Options%20Inputs.xlsx?d=wfc26fdb1d5124ac9b72c021a277ee418&csf=1&web=1&e=c5zIcw | Lines - Incremental (INC)
Lines | System | INC Portland North Coast > Yakima 2029 | FO&M Charge | 25227.5203 |  | 0 | 1 |  |  |  | × | Inflation |  | https://brkenergy.sharepoint.com/:x:/r/sites/2025IRP/Shared%20Documents/03.%20Assumptions/Transmission/PLEXOS%20Transmission%20Expansion%20Options%20Inputs.xlsx?d=wfc26fdb1d5124ac9b72c021a277ee418&csf=1&web=1&e=c5zIcw | Lines - Incremental (INC)
Lines | System | INC Southern OR > Central OR 2032 Snow Goose | FO&M Charge | 56418.586 |  | 0 | 1 |  |  |  | × | Inflation |  | https://brkenergy.sharepoint.com/:x:/r/sites/2025IRP/Shared%20Documents/03.%20Assumptions/Transmission/PLEXOS%20Transmission%20Expansion%20Options%20Inputs.xlsx?d=wfc26fdb1d5124ac9b72c021a277ee418&csf=1&web=1&e=c5zIcw | Lines - Incremental (INC)
Lines | System | INC Summer Lake > Central OR 2030 | FO&M Charge | 46996.5243 |  | 0 | 1 |  |  |  | × | Inflation |  | https://brkenergy.sharepoint.com/:x:/r/sites/2025IRP/Shared%20Documents/03.%20Assumptions/Transmission/PLEXOS%20Transmission%20Expansion%20Options%20Inputs.xlsx?d=wfc26fdb1d5124ac9b72c021a277ee418&csf=1&web=1&e=c5zIcw | Lines - Incremental (INC)
Lines | System | INC Summer Lake > Hemingway 2028 | FO&M Charge | 4210.395 |  | 0 | 1 |  |  |  | × | Inflation |  | https://brkenergy.sharepoint.com/:x:/r/sites/2025IRP/Shared%20Documents/03.%20Assumptions/Transmission/PLEXOS%20Transmission%20Expansion%20Options%20Inputs.xlsx?d=wfc26fdb1d5124ac9b72c021a277ee418&csf=1&web=1&e=c5zIcw | Lines - Incremental (INC)
Lines | System | INC Utah South > Wasatch Front 2026 | FO&M Charge | 1173.4493 |  | 0 | 1 |  |  |  | × | Inflation |  | https://brkenergy.sharepoint.com/:x:/r/sites/2025IRP/Shared%20Documents/03.%20Assumptions/Transmission/PLEXOS%20Transmission%20Expansion%20Options%20Inputs.xlsx?d=wfc26fdb1d5124ac9b72c021a277ee418&csf=1&web=1&e=c5zIcw | Lines - Incremental (INC)
Lines | System | INC Utah South > Wasatch Front 2028 | FO&M Charge | 458.5031 |  | 0 | 1 |  |  |  | × | Inflation |  | https://brkenergy.sharepoint.com/:x:/r/sites/2025IRP/Shared%20Documents/03.%20Assumptions/Transmission/PLEXOS%20Transmission%20Expansion%20Options%20Inputs.xlsx?d=wfc26fdb1d5124ac9b72c021a277ee418&csf=1&web=1&e=c5zIcw | Lines - Incremental (INC)
Lines | System | INC Utah South > Wasatch Front 2028B | FO&M Charge | 4909.7807 |  | 0 | 1 |  |  |  | × | Inflation |  | https://brkenergy.sharepoint.com/:x:/r/sites/2025IRP/Shared%20Documents/03.%20Assumptions/Transmission/PLEXOS%20Transmission%20Expansion%20Options%20Inputs.xlsx?d=wfc26fdb1d5124ac9b72c021a277ee418&csf=1&web=1&e=c5zIcw | Lines - Incremental (INC)
Lines | System | INC Utah South > Wasatch Front 2029 | FO&M Charge | 12161.9102 |  | 0 | 1 |  |  |  | × | Inflation |  | https://brkenergy.sharepoint.com/:x:/r/sites/2025IRP/Shared%20Documents/03.%20Assumptions/Transmission/PLEXOS%20Transmission%20Expansion%20Options%20Inputs.xlsx?d=wfc26fdb1d5124ac9b72c021a277ee418&csf=1&web=1&e=c5zIcw | Lines - Incremental (INC)
Lines | System | INC Utah South > Wasatch Front 2035 | FO&M Charge | 8477.1225 |  | 0 | 1 |  |  |  | × | Inflation |  | https://brkenergy.sharepoint.com/:x:/r/sites/2025IRP/Shared%20Documents/03.%20Assumptions/Transmission/PLEXOS%20Transmission%20Expansion%20Options%20Inputs.xlsx?d=wfc26fdb1d5124ac9b72c021a277ee418&csf=1&web=1&e=c5zIcw | Lines - Incremental (INC)
Lines | System | INC Walla Walla - WA > Central OR 2034 Maverick | FO&M Charge | 44151.6328 |  | 0 | 1 |  |  |  | × | Inflation |  | https://brkenergy.sharepoint.com/:x:/r/sites/2025IRP/Shared%20Documents/03.%20Assumptions/Transmission/PLEXOS%20Transmission%20Expansion%20Options%20Inputs.xlsx?d=wfc26fdb1d5124ac9b72c021a277ee418&csf=1&web=1&e=c5zIcw | Lines - Incremental (INC)
Lines | System | INC Walla Walla - WA > Yakima 2030 | FO&M Charge | 5183.9126 |  | 0 | 1 |  |  |  | × | Inflation |  | https://brkenergy.sharepoint.com/:x:/r/sites/2025IRP/Shared%20Documents/03.%20Assumptions/Transmission/PLEXOS%20Transmission%20Expansion%20Options%20Inputs.xlsx?d=wfc26fdb1d5124ac9b72c021a277ee418&csf=1&web=1&e=c5zIcw | Lines - Incremental (INC)
Lines | System | INC Willamette Valley > Central OR 2032 | FO&M Charge | 14427.8718 |  | 0 | 1 |  |  |  | × | Inflation |  | https://brkenergy.sharepoint.com/:x:/r/sites/2025IRP/Shared%20Documents/03.%20Assumptions/Transmission/PLEXOS%20Transmission%20Expansion%20Options%20Inputs.xlsx?d=wfc26fdb1d5124ac9b72c021a277ee418&csf=1&web=1&e=c5zIcw | Lines - Incremental (INC)
Lines | System | INC Willamette Valley > Southern OR 2036 | FO&M Charge | 35836.7003 |  | 0 | 1 |  |  |  | × | Inflation |  | https://brkenergy.sharepoint.com/:x:/r/sites/2025IRP/Shared%20Documents/03.%20Assumptions/Transmission/PLEXOS%20Transmission%20Expansion%20Options%20Inputs.xlsx?d=wfc26fdb1d5124ac9b72c021a277ee418&csf=1&web=1&e=c5zIcw | Lines - Incremental (INC)
Lines | System | INC Wyoming East > BorahPop 2035 D3.3 | FO&M Charge | 105011.4648 |  | 0 | 1 |  |  |  | × | Inflation |  | https://brkenergy.sharepoint.com/:x:/r/sites/2025IRP/Shared%20Documents/03.%20Assumptions/Transmission/PLEXOS%20Transmission%20Expansion%20Options%20Inputs.xlsx?d=wfc26fdb1d5124ac9b72c021a277ee418&csf=1&web=1&e=c5zIcw | Lines - Incremental (INC)
Lines | System | INC Wyoming East > Bridger 2032 | FO&M Charge | 1257.4951 |  | 0 | 1 |  |  |  | × | Inflation |  | https://brkenergy.sharepoint.com/:x:/r/sites/2025IRP/Shared%20Documents/03.%20Assumptions/Transmission/PLEXOS%20Transmission%20Expansion%20Options%20Inputs.xlsx?d=wfc26fdb1d5124ac9b72c021a277ee418&csf=1&web=1&e=c5zIcw | Lines - Incremental (INC)
Lines | System | INC Wyoming East > Clover 2035 GWS2 | FO&M Charge | 58116.3962 |  | 0 | 1 |  |  |  | × | Inflation |  | https://brkenergy.sharepoint.com/:x:/r/sites/2025IRP/Shared%20Documents/03.%20Assumptions/Transmission/PLEXOS%20Transmission%20Expansion%20Options%20Inputs.xlsx?d=wfc26fdb1d5124ac9b72c021a277ee418&csf=1&web=1&e=c5zIcw | Lines - Incremental (INC)
Lines | System | INC Yakima > Central OR 2032 | FO&M Charge | 48614.912 |  | 0 | 1 |  |  |  | × | Inflation |  | https://brkenergy.sharepoint.com/:x:/r/sites/2025IRP/Shared%20Documents/03.%20Assumptions/Transmission/PLEXOS%20Transmission%20Expansion%20Options%20Inputs.xlsx?d=wfc26fdb1d5124ac9b72c021a277ee418&csf=1&web=1&e=c5zIcw | Lines - Incremental (INC)
|  | Export (MW) | Import (MW) | Interconnect (MW) | Build Investment ($m) | Build (%) | From | To | Build Investment $/kW | Real Levelized Build Investment ($ 000)
2026 | Rebuild existing Cameron - Sigurd 138 kV | 250 | 250 | 250 | 29.5 | 1 | Utah South | Wasatch Front | 4.9211 | 1230.2709
2027 | Cluster 1 Area 11 - Willamette Valley | 0 | 0 | 199 | 13.36 | 1 | n/a | n/a | 2.7998 | 557.1668
0 | Serial queue - Central Oregon | 0 | 0 | 152 | 3.48 | 1 | n/a | n/a | 0.9548 | 145.1303
2028 | B2H | 818 | 300 | 0 | 0 | 1 | Hemingway | Longhorn | 0 | 0
0 | B2H - Idaho Power Asset Transfer | 600 | 300 | 0 | 0 | 1 | Borah | Hemingway | 0 | 0
0 | B2H - IPC PTP Eastbound | 200 | 200 | 0 | 0 | 1 | Walla Walla | Borah | 0 | 0
0 | B2H - Longhorn Load | 300 | 300 | 0 | 0 | 1 | Longhorn | McNary | 0 | 0
0 | Cluster 2 Area 23 - Willamette Valley | 0 | 0 | 393 | 2.17 | 1 | n/a | n/a | 0.23027 | 90.4979
2030 | Cluster 1/2/3 - Walla Walla | 0 | 0 | 628 | 66.47 | 1 | n/a | n/a | 4.4141 | 2772.0715
2031 | Cluster 1/2/3 - Walla Walla | 0 | 0 | 393 | 347.95 | 1 | n/a | n/a | 36.9235 | 14510.9416
0 | Walla Walla - Wine Country 230 kV | 400 | 400 | 400 | 144.56 | 1 | n/a | n/a | 15.0719 | 6028.7447
2032 | Cluster 1 Area 14 - Summer Lake | 400 | 400 | 400 | 120.3 | 1 | Summer Lake | Hemingway | 12.5425 | 5017.0032
0 | Cluster 2/3 - Willamette Valley - Fry-Full Circle 230 kV | 450 | 450 | 450 | 413.15 | 1 | Willamette Valley | Central OR | 38.289 | 17230.0489
2036 | Gateway South 2: Aeolus Clover #2 500 kV | 1500 | 1500 | 1990 | 1810.09 | 1 | Wyoming East | Clover | 37.9338 | 75488.1744
0 | Huntington – Clover 345 kV | 800 | 800 | 800 | 264.03 | 1 | Utah South | Wasatch Front | 13.7639 | 11011.1335
0 | S. Lebanon-Dixonville 500 kV, Dbl-Ckt Fry-S.Lebanon 230 kV | 1500 | 1500 | 665 | 1116.91 | 1 | Willamette Valley | Southern OR | 70.0447 | 46579.7263
0 | Spanish Fork - Mercer 345 kV | 300 | 300 | 300 | 152.92 | 1 | Utah South | Wasatch Front | 21.258 | 6377.391
0 | West Cedar - Three Peaks 138 kV | 200 | 200 | 200 | 14.28 | 1 | Utah South | Wasatch Front | 2.9777 | 595.5345
2041 | Serial through Cluster 1 Area 13 - Southern Oregon | 0 | 0 | 231 | 52.02 | 1 | n/a | n/a | 9.3915 | 2169.4473
Grand Total | 0 | 7718 | 6900 | 7451 | 4551.19 | 19 |  |  | 25.4735

## PV_.PX.WMV._.PTC.2032
Table 3
PV_.PX.WMV._.PTC.Utility_Scale
24% Capacity Factor
Year | Estimated Capital Cost | Fixed Capital Cost at Real Levelized Rate | Fixed O&M | Network Upgrade | Fixed Costs | Variable O&M | 100% PTC | Total Resource Cost | Total Resource Costs | Total Fixed Cost
| $/kW | $/kW-yr | $/kW-yr | $/kW-yr | $/MWh | $/MWh | $/MWh | $/MWh | $/kW-yr | $/kW-yr
| (a) | (b) | (c) | (d) | (e) | (f) | (g) | (g) | (h) | (i)
PV_.PX.WMV._.PTC.Utility_Scale - 24% Capacity Factor
2024 | 1289.55 |  | 20.52
2025 | 1289.55 |  | 20.9673
2026 | 1224.0409 |  | 21.4244
2027 | 1188.3203 |  | 21.8915
2028 | 1150.2786 |  | 22.3687
2029 | 1110.1736 |  | 22.8563
2030 | 1067.6184 |  | 23.3546
2031 | 1022.8711 |  | 23.8637
2032 | 1028.5451 | 70.5685 | 24.384 | 19.102 | 53.1677 |  | -45.08 | 8.0877 | 17.35 | 114.0545
2033 |  | 72.1069 | 24.9155 | 19.5185 | 54.3268 |  | -46.41 | 7.9168 | 16.98 | 116.5409
2034 |  | 73.6788 | 25.4587 | 19.944 | 55.5111 |  | -47.74 | 7.7711 | 16.67 | 119.0815
2035 |  | 75.285 | 26.0137 | 20.3788 | 56.7212 |  | -47.74 | 8.9812 | 19.27 | 121.6775
2036 |  | 76.9262 | 26.5808 | 20.823 | 57.9578 |  | -49.06 | 8.8978 | 19.09 | 124.33
2037 |  | 78.6032 | 27.1603 | 21.277 | 59.2212 |  | -50.39 | 8.8312 | 18.94 | 127.0404
2038 |  | 80.3168 | 27.7524 | 21.7408 | 60.5123 |  | -51.71 | 8.8023 | 18.88 | 129.8099
2039 |  | 82.0677 | 28.3574 | 22.2147 | 61.8314 |  | -51.71 | 10.1214 | 21.71 | 132.6398
2040 |  | 83.8567 | 28.9756 | 22.699 | 63.1793 |  | -53.04 | 10.1393 | 21.75 | 135.5313
2041 |  | 85.6848 | 29.6072 | 23.1939 | 64.5567 |  | -54.37 | 10.1867 | 21.85 | 138.4859
2042 |  | 87.5527 | 30.2527 | 23.6995 | 65.964 |  |  | 65.964 | 141.5 | 141.5049
2043 |  | 89.4614 | 30.9122 | 24.2161 | 67.402 |  |  | 67.402 | 144.59 | 144.5897
2044 |  | 91.4116 | 31.5861 | 24.744 | 68.8714 |  |  | 68.8714 | 147.74 | 147.7417
2045 |  | 93.4044 | 32.2746 | 25.2835 | 70.3728 |  |  | 70.3728 | 150.96 | 150.9625
2046 |  | 95.4406 | 32.9782 | 25.8346 | 71.9069 |  |  | 71.9069 | 154.25 | 154.2535
2047 |  | 97.5212 | 33.6971 | 26.3978 | 73.4745 |  |  | 73.4745 | 157.62 | 157.6162
2048 |  | 99.6472 | 34.4317 | 26.9733 | 75.0762 |  |  | 75.0762 | 161.05 | 161.0523
2049 |  | 101.8195 | 35.1823 | 27.5613 | 76.7129 |  |  | 76.7129 | 164.56 | 164.5632
2050 |  | 104.0392 | 35.9493 | 28.1622 | 78.3852 |  |  | 78.3852 | 168.15 | 168.1507
Sources, Inputs and Assumptions
Source: | (c)(f) | Plant Costs - 2025 IRP - Table 7.1 & 7.2
| (a) | Plant capacity cost
| (b) | = (a) x 0.06861
| (d) | = ((b) + (c)) / (8.76 x 24.5%)
| (g) | = (e) + (f)
| (h) | Plant Costs - 2025 IRP - Table 7.1 & 7.2
PV_.PX.WMV._.PTC.Utility_Scale - 24% Capacity Factor
Cost and Input Assumptions
[11 empty] | COD | 2032 | PV_.PX.WMV._.PTC.Utility_Scale
2024 $ |  | Plant capacity cost
2024 $ |  | Fixed O&M, plus on-going capital cost | [8 empty] | MW Built | 225.4784 | Utah Allocated
Wheeling ($ MWh)
2024 $ |  | Variable O&M
Tax Credit $/MWh
#N/A | 0 | Network Upgrade ($/kw-yr)
| 6.861% | Payment Factor, 0% ITC
| 24.49% | Capacity Factor

## Table 3 TransCost (hidden)
Table 3
2025 IRP Transmission Costs
|  |  |  | COD | 2027 |  |  | COD | 2028 |  |  | COD | 2032 |  |  | COD | 2036
|  |  |  | Cluster 1 Area 11 - Willamette Valley |  |  |  | Cluster 2 Area 23 - Willamette Valley |  |  |  | Cluster 2/3 - Willamette Valley - Fry-Full Circle 230 kV |  |  |  | S. Lebanon-Dixonville 500 kV, Dbl-Ckt Fry-S.Lebanon 230 kV
| WMV Cumulative Gen Built | WMV Gen Built | Year | Real Levelized Build Investment $ 000 | Interconnect (MW) |  | Year | Real Levelized Build Investment $ 000 | Interconnect (MW) |  | Year | Real Levelized Build Investment $ 000 | Interconnect (MW) |  | Year | Real Levelized Build Investment $ 000 | Interconnect (MW)
| MW | MW |  | ($ 000) | MW | $/kW |  | ($ 000) | MW | $/kW |  | ($ 000) | MW | $/kW |  | ($ 000) | MW | $/kW
2025 | 0 | 0 | 2025 |  |  |  | 2025 |  |  |  | 2025 |  |  |  | 2025
2026 | 0 | 0 | 2026 |  |  |  | 2026 |  |  |  | 2026 |  |  |  | 2026
2027 | 109.0127 | 109.0127 | 2027 | 557.1668 | 199 | 5.111 | 2027 |  |  |  | 2027 |  |  |  | 2027
2028 | 272.8814 | 163.8687 | 2028 | 569.313 | 199 | 2.8609 | 2028 | 90.4979 | 393 | 0.23027 | 2028 |  |  |  | 2028
2029 | 866.7814 | 593.9 | 2029 | 581.724 | 199 |  | 2029 | 92.4708 | 393 |  | 2029 |  |  |  | 2029
2030 | 1153.9635 | 287.1821 | 2030 | 594.4056 | 199 |  | 2030 | 94.4866 | 393 |  | 2030 |  |  |  | 2030
2031 | 1187.8 | 33.8365 | 2031 | 607.3637 | 199 |  | 2031 | 96.5464 | 393 |  | 2031 |  |  |  | 2031
2032 | 2089.8 | 902 | 2032 | 620.6042 | 199 |  | 2032 | 98.6511 | 393 |  | 2032 | 17230.0489 | 450 | 19.102 | 2032
2033 | 2089.8 | 0 | 2033 | 634.1334 | 199 |  | 2033 | 100.8017 | 393 |  | 2033 | 17605.664 | 450 |  | 2033
2034 | 2089.8 | 0 | 2034 | 647.9575 | 199 |  | 2034 | 102.9992 | 393 |  | 2034 | 17989.4675 | 450 |  | 2034
2035 | 2089.8 | 0 | 2035 | 662.0829 | 199 |  | 2035 | 105.2446 | 393 |  | 2035 | 18381.6378 | 450 |  | 2035
2036 | 2755.8 | 666 | 2036 | 676.5163 | 199 |  | 2036 | 107.5389 | 393 |  | 2036 | 18782.3576 | 450 |  | 2036 | 46579.7263 | 665 | 69.9395
2037 | 2757.7 | 1.9 | 2037 | 691.2644 | 199 |  | 2037 | 109.8833 | 393 |  | 2037 | 19191.8129 | 450 |  | 2037 | 47595.1644 | 665
2038 | 2757.7 | 0 | 2038 | 706.334 | 199 |  | 2038 | 112.2787 | 393 |  | 2038 | 19610.1945 | 450 |  | 2038 | 48632.7389 | 665
2039 | 2757.7 | 0 | 2039 | 721.7321 | 199 |  | 2039 | 114.7264 | 393 |  | 2039 | 20037.6967 | 450 |  | 2039 | 49692.9327 | 665
2040 | 2757.7 | 0 | 2040 | 737.4658 | 199 |  | 2040 | 117.2274 | 393 |  | 2040 | 20474.5185 | 450 |  | 2040 | 50776.2386 | 665
2041 | 2757.7 | 0 | 2041 | 753.5426 | 199 |  | 2041 | 119.783 | 393 |  | 2041 | 20920.863 | 450 |  | 2041 | 51883.1606 | 665
2042 | 2757.7 | 0 | 2042 | 769.9698 | 199 |  | 2042 | 122.3943 | 393 |  | 2042 | 21376.9378 | 450 |  | 2042 | 53014.2135 | 665
2043 | 2757.7 | 0 | 2043 | 786.7551 | 199 |  | 2043 | 125.0625 | 393 |  | 2043 | 21842.9551 | 450 |  | 2043 | 54169.9233 | 665
2044 | 2757.7 | 0 | 2044 | 803.9064 | 199 |  | 2044 | 127.7888 | 393 |  | 2044 | 22319.1315 | 450 |  | 2044 | 55350.8277 | 665
2045 | 2757.7 | 0 | 2045 | 821.4316 | 199 |  | 2045 | 130.5746 | 393 |  | 2045 | 22805.6885 | 450 |  | 2045 | 56557.4757 | 665
2046 | 2757.7 | 0 | 2046 | 839.3388 | 199 |  | 2046 | 133.4211 | 393 |  | 2046 | 23302.8526 | 450 |  | 2046 | 57790.4287 | 665
2047 | 2757.7 | 0 | 2047 | 857.6363 | 199 |  | 2047 | 136.3297 | 393 |  | 2047 | 23810.8547 | 450 |  | 2047 | 59050.26 | 665
2048 | 2757.7 | 0 | 2048 | 876.3328 | 199 |  | 2048 | 139.3017 | 393 |  | 2048 | 24329.9314 | 450 |  | 2048 | 60337.5557 | 665
2049 | 2757.7 | 0 | 2049 | 895.4369 | 199 |  | 2049 | 142.3385 | 393 |  | 2049 | 24860.3239 | 450 |  | 2049 | 61652.9144 | 665
2050 | 2757.7 | 0 | 2050 | 914.9574 | 199 |  | 2050 | 145.4415 | 393 |  | 2050 | 25402.2789 | 450 |  | 2050 | 62996.948 | 665

## WD_.PX.WMV._.PTC.2032 (hidden)
Table 3
WD_.PX.WMV._.PTC.Utility_Scale
38% Capacity Factor
Year | Estimated Capital Cost | Fixed Capital Cost at Real Levelized Rate | Fixed O&M | Network Upgrade | Fixed Costs | Variable O&M | 100% PTC | Total Resource Cost | Total Resource Costs | Total Fixed Cost
| $/kW | $/kW-yr | $/kW-yr | $/kW-yr | $/MWh | $/MWh | $/MWh | $/MWh | $/kW-yr | $/kW-yr
| (a) | (b) | (c) | (d) | (e) | (f) | (g) | (g) | (h) | (i)
WD_.PX.WMV._.PTC.Utility_Scale - 38% Capacity Factor
2024 | 1577.43 |  | 31.65
2025 | 1577.43 |  | 32.34
2026 | 1612.6067 |  | 33.045
2027 | 1630.2739 |  | 33.7654
2028 | 1647.9411 |  | 34.5014
2029 | 1665.6083 |  | 35.2536
2030 | 1683.2756 |  | 36.0221
2031 | 1700.785 |  | 36.8074
2032 | 1718.4522 | 108.5374 | 37.6098 | 19.102 | 50.1374 |  | -45.08 | 5.0574 | 16.67 | 165.2493
2033 |  | 110.9036 | 38.4297 | 19.5185 | 51.2304 |  | -46.41 | 4.8204 | 15.89 | 168.8517
2034 |  | 113.3213 | 39.2674 | 19.944 | 52.3472 |  | -47.74 | 4.6072 | 15.19 | 172.5327
2035 |  | 115.7917 | 40.1235 | 20.3788 | 53.4884 |  | -47.74 | 5.7484 | 18.95 | 176.2939
2036 |  | 118.3159 | 40.9982 | 20.823 | 54.6544 |  | -49.06 | 5.5944 | 18.44 | 180.1371
2037 |  | 120.8952 | 41.8919 | 21.277 | 55.8459 |  | -50.39 | 5.4559 | 17.98 | 184.0641
2038 |  | 123.5307 | 42.8052 | 21.7408 | 57.0633 |  | -51.71 | 5.3533 | 17.64 | 188.0767
2039 |  | 126.2237 | 43.7383 | 22.2147 | 58.3073 |  | -51.71 | 6.5973 | 21.74 | 192.1768
2040 |  | 128.9754 | 44.6918 | 22.699 | 59.5784 |  | -53.04 | 6.5384 | 21.55 | 196.3662
2041 |  | 131.787 | 45.6661 | 23.1939 | 60.8772 |  | -54.37 | 6.5072 | 21.45 | 200.647
2042 |  | 134.66 | 46.6616 | 23.6995 | 62.2043 |  |  | 62.2043 | 205.02 | 205.0211
2043 |  | 137.5956 | 47.6789 | 24.2161 | 63.5604 |  |  | 63.5604 | 209.49 | 209.4906
2044 |  | 140.5952 | 48.7183 | 24.744 | 64.946 |  |  | 64.946 | 214.06 | 214.0575
2045 |  | 143.6601 | 49.7803 | 25.2835 | 66.3618 |  |  | 66.3618 | 218.72 | 218.7239
2046 |  | 146.7919 | 50.8655 | 25.8346 | 67.8085 |  |  | 67.8085 | 223.49 | 223.4921
2047 |  | 149.992 | 51.9744 | 26.3978 | 69.2868 |  |  | 69.2868 | 228.36 | 228.3642
2048 |  | 153.2618 | 53.1074 | 26.9733 | 70.7972 |  |  | 70.7972 | 233.34 | 233.3426
2049 |  | 156.6029 | 54.2652 | 27.5613 | 72.3406 |  |  | 72.3406 | 238.43 | 238.4294
2050 |  | 160.0169 | 55.4482 | 28.1622 | 73.9176 |  |  | 73.9176 | 243.63 | 243.6272
Sources, Inputs and Assumptions
Source: | (c)(f) | Plant Costs - 2025 IRP - Table 7.1 & 7.2
| (a) | Plant capacity cost
| (b) | = (a) x 0.06316
| (d) | = ((b) + (c)) / (8.76 x 37.6%)
| (g) | = (e) + (f)
| (h) | Plant Costs - 2025 IRP - Table 7.1 & 7.2
WD_.PX.WMV._.PTC.Utility_Scale - 38% Capacity Factor
Cost and Input Assumptions
[11 empty] | COD | 2032 | WD_.PX.WMV._.PTC.Utility_Scale
2024 $ |  | Plant capacity cost
2024 $ |  | Fixed O&M, plus on-going capital cost | [8 empty] | MW Built | 451
Wheeling ($ MWh)
2024 $ |  | Variable O&M
Tax Credit $/MWh
| 6.316% | Payment Factor, 0% ITC
| 37.62% | Capacity Factor