## Table 1 Portfolio UIWC Summary
Table 1
2025 IRP - Volume I - Utah - Table 12.4 – Utah, Idaho, Wyoming and California Share Utah, Idaho, Wyoming and California Share, page 343*
UIWC Shares by Resource Type and Year, Installed MW
Installed Capacity (MW)
Resource | 2025 | 2026 | 2027 | 2028 | 2029 | 2030 | 2031 | 2032 | 2033 | 2034 | 2035 | 2036 | 2037 | 2038 | 2039 | 2040 | 2041 | 2042 | 2043 | 2044 | 2045 | Total
Expansion Options
DSM - Energy Efficiency | 50 | 57 | 145.4463 | 166.7974 | 171.9158 | 182.4956 | 232.8749 | 218.9937 | 197.3988 | 173.8768 | 157.0001 | 159.4155 | 149.3137 | 133.7331 | 123.3541 | 109.0493 | 102.0838 | 123.0828 | 107.0187 | 102.5059 | 83.9558 | 2947.3122
DSM - Demand Response | 14 | 1 | 0.78537 | 97.9165 | 26.2283 | 20.9315 | 0 | 30.8371 | 0 | 41.6601 | 22.91 | 12.1891 | 12.7009 | 13.3693 | 38.3324 | 17.9228 | 16.1069 | 29.5326 | 68.2085 | 22.0867 | 135.4343 | 622.1524
Nuclear | 0 | 0 | 0 | 0 | 0 | 337.75 | 0 | 0 | 0 | 0 | 0 | 0 | 0 | 0 | 0 | 0 | 0 | 0 | 0 | 0 | 0 | 337.75
Renewable - Utility Wind | 0 | 0 | 0 | 403.0357 | 210.5921 | 0 | 0 | 451 | 0 | 0 | 0 | 338.2405 | 0 | 0 | 0 | 0 | 0 | 0 | 0 | 0 | 0 | 1402.8684
Renewable - Small Scale Wind | 0 | 0 | 0 | 0 | 0 | 0 | 0 | 0 | 0 | 0 | 0 | 0 | 0 | 0 | 0 | 0 | 0 | 236.3817 | 802.1781 | 0 | 0 | 1038.5598
Renewable - Utility Solar | 0 | 0 | 0 | 0 | 0 | 0 | 0 | 226.1824 | 0 | 0.45 | 0 | 333 | 3 | 0 | 0 | 0 | 0 | 0 | 0 | 0 | 0 | 562.6324
Renewable - Battery | 0 | 352 | 1.8747 | 102.595 | 0 | 29.563 | 0 | 14.2299 | 0 | 223.615 | 2.4079 | 0 | 11.0289 | 4.1897 | 3.919 | 0 | 4.1592 | 196.7639 | 63.4454 | 3.9225 | 4.1163 | 1017.8305
Renewable - Battery (Long Duration) | 0 | 0 | 0 | 0 | 0 | 65.0623 | 0 | 0 | 0 | 44.0789 | 45.5548 | 0 | 0 | 284.7881 | 405.4096 | 199.584 | 179.8144 | 0 | 35.2956 | 186.5728 | 35.1517 | 1481.312
Renewable - Utility Solar | 0 | 0 | 0 | 0 | 0 | 0 | 0 | 0 | 0 | 0 | 0 | 0 | 0 | 0 | 0 | 0 | 0 | 0 | 0 | 0 | 0 | 0
Renewable - Small Scale Solar | 0 | 0 | 0 | 0 | 0 | 0 | 0 | 0 | 0 | 0 | 0 | 0 | 0 | 0 | 0 | 0 | 0 | 0 | 0 | 0 | 0 | 0
Renewable - Geothermal | 0 | 0 | 0 | 0 | 0 | 0 | 0 | 0 | 0 | 0 | 0 | 0 | 0 | 0 | 0 | 0 | 0 | 0 | 0 | 0 | 0 | 0
Renewable - Battery | 0 | 0 | 0 | 0 | 0 | 0 | 0 | 0 | 0 | 0 | 0 | 0 | 0 | 0 | 0 | 0 | 0 | 0 | 0 | 0 | 0 | 0
Renewable - Battery (Long Duration) | 0 | 0 | 0 | 0 | 0 | 0 | 0 | 0 | 0 | 0 | 0 | 0 | 0 | 0 | 0 | 0 | 0 | 0 | 0 | 0 | 0 | 0
Other Renewable | 0 | 0 | 0 | 0 | 0 | 0 | 0 | 0 | 0 | 0 | 0 | 0 | 0 | 0 | 0 | 0 | 0 | 0 | 0 | 0 | 0 | 0
Storage - Other | 0 | 0 | 0 | 0 | 0 | 0 | 0 | 0 | 0 | 0 | 0 | 0 | 0 | 0 | 0 | 0 | 0 | 0 | 0 | 0 | 0 | 0
*: 2025 IRP - Volume I - Utah
https://www.pacificorp.com/content/dam/pcorp/documents/en/pacificorp/energy/integrated-resource-plan/2025-irp/2025_IRP_Vol_1_Utah.pdf

## Table 2 Detailed Portfolio
Table 2
2025 IRP Utah - Detailed Preferred Portfolio
PacifiCorp’s 2025 IRP Utah Workpapers, Chapter 12 ("LT_25I.LP.iLT.21.Integrated.EP.2409MN.Base IntTrans_106955 v78.1.xlb")
Sum of Value |  | Column Labels
Row Labels | Portfolio Category | 2025 | 2026 | 2027 | 2028 | 2029 | 2030 | 2031 | 2032 | 2033 | 2034 | 2035 | 2036 | 2037 | 2038 | 2039 | 2040 | 2041 | 2042 | 2043 | 2044 | 2045 | Total
East
Thermal Plant Retirements, Conversions
Coal Plant Retirements
| DaveJohnston 3 | 0 | 0 | 0 | -220 | 0 | 0 | 0 | 0 | 0 | 0 | 0 | 0 | 0 | 0 | 0 | 0 | 0 | 0 | 0 | 0 | 0 | -220
| Coal Plant Retirements Total | 0 | 0 | 0 | -220 | 0 | 0 | 0 | 0 | 0 | 0 | 0 | 0 | 0 | 0 | 0 | 0 | 0 | 0 | 0 | 0 | 0 | -220
Coal Plant Retirements - Minority Owned
| Craig 1 | 0 | -82.3256 | 0 | 0 | 0 | 0 | 0 | 0 | 0 | 0 | 0 | 0 | 0 | 0 | 0 | 0 | 0 | 0 | 0 | 0 | 0 | -82.3256
| Craig 2 | 0 | 0 | 0 | 0 | -79.048 | 0 | 0 | 0 | 0 | 0 | 0 | 0 | 0 | 0 | 0 | 0 | 0 | 0 | 0 | 0 | 0 | -79.048
| Hayden 1 | 0 | 0 | 0 | 0 | -43.855 | 0 | 0 | 0 | 0 | 0 | 0 | 0 | 0 | 0 | 0 | 0 | 0 | 0 | 0 | 0 | 0 | -43.855
| Hayden 2 | 0 | 0 | 0 | -33.012 | 0 | 0 | 0 | 0 | 0 | 0 | 0 | 0 | 0 | 0 | 0 | 0 | 0 | 0 | 0 | 0 | 0 | -33.012
| Coal Plant Retirements - Minority Owned Total | 0 | -82.3256 | 0 | -33.012 | -122.903 | 0 | 0 | 0 | 0 | 0 | 0 | 0 | 0 | 0 | 0 | 0 | 0 | 0 | 0 | 0 | 0 | -238.2406
Coal Plant Ceases as Coal
| DaveJohnston 1 | 0 | 0 | 0 | 0 | -99 | 0 | 0 | 0 | 0 | 0 | 0 | 0 | 0 | 0 | 0 | 0 | 0 | 0 | 0 | 0 | 0 | -99
| DaveJohnston 2 | 0 | 0 | 0 | 0 | -106 | 0 | 0 | 0 | 0 | 0 | 0 | 0 | 0 | 0 | 0 | 0 | 0 | 0 | 0 | 0 | 0 | -106
| JimBridger 3 | 0 | 0 | 0 | 0 | 0 | -349 | 0 | 0 | 0 | 0 | 0 | 0 | 0 | 0 | 0 | 0 | 0 | 0 | 0 | 0 | 0 | -349
| JimBridger 4 | 0 | 0 | 0 | 0 | 0 | -351 | 0 | 0 | 0 | 0 | 0 | 0 | 0 | 0 | 0 | 0 | 0 | 0 | 0 | 0 | 0 | -351
| Naughton 1 | 0 | -156 | 0 | 0 | 0 | 0 | 0 | 0 | 0 | 0 | 0 | 0 | 0 | 0 | 0 | 0 | 0 | 0 | 0 | 0 | 0 | -156
| Naughton 2 | 0 | -201 | 0 | 0 | 0 | 0 | 0 | 0 | 0 | 0 | 0 | 0 | 0 | 0 | 0 | 0 | 0 | 0 | 0 | 0 | 0 | -201
| Coal Plant Ceases as Coal Total | 0 | -357 | 0 | 0 | -205 | -700 | 0 | 0 | 0 | 0 | 0 | 0 | 0 | 0 | 0 | 0 | 0 | 0 | 0 | 0 | 0 | -1262
Coal - CCUS
| JimBridger 3 CCUS | 0 | 0 | 0 | 0 | 0 | 262 | 0 | 0 | 0 | 0 | 0 | 0 | 0 | 0 | 0 | 0 | 0 | 0 | 0 | 0 | 0 | 262
| JimBridger 4 CCUS | 0 | 0 | 0 | 0 | 0 | 264 | 0 | 0 | 0 | 0 | 0 | 0 | 0 | 0 | 0 | 0 | 0 | 0 | 0 | 0 | 0 | 264
| Coal - CCUS Total | 0 | 0 | 0 | 0 | 0 | 526 | 0 | 0 | 0 | 0 | 0 | 0 | 0 | 0 | 0 | 0 | 0 | 0 | 0 | 0 | 0 | 526
Coal - Gas Conversions
| DaveJohnston 1 GC | 0 | 0 | 0 | 0 | 99 | 0 | 0 | 0 | 0 | 0 | 0 | 0 | 0 | 0 | 0 | 0 | 0 | 0 | 0 | 0 | 0 | 99
| DaveJohnston 2 GC | 0 | 0 | 0 | 0 | 106 | 0 | 0 | 0 | 0 | 0 | 0 | 0 | 0 | 0 | 0 | 0 | 0 | 0 | 0 | 0 | 0 | 106
| Naughton 1 GC | 0 | 156 | 0 | 0 | 0 | 0 | 0 | 0 | 0 | 0 | 0 | 0 | 0 | 0 | 0 | 0 | 0 | 0 | 0 | 0 | 0 | 156
| Naughton 2 GC | 0 | 201 | 0 | 0 | 0 | 0 | 0 | 0 | 0 | 0 | 0 | 0 | 0 | 0 | 0 | 0 | 0 | 0 | 0 | 0 | 0 | 201
| Coal - Gas Conversions Total | 0 | 357 | 0 | 0 | 205 | 0 | 0 | 0 | 0 | 0 | 0 | 0 | 0 | 0 | 0 | 0 | 0 | 0 | 0 | 0 | 0 | 562
| Thermal Plant Retirements, Conversions Total | 0 | -82.3256 | 0 | -253.012 | -122.903 | -174 | 0 | 0 | 0 | 0 | 0 | 0 | 0 | 0 | 0 | 0 | 0 | 0 | 0 | 0 | 0 | -632.2406
Non-Thermal Retirements & Expirations
Retire - Non-Thermal
| Battery - Utah South | 0 | 0 | 0 | 0 | 0 | 0 | 0 | 0 | 0 | -1 | 0 | 0 | 0 | 0 | 0 | 0 | 0 | 0 | 0 | 0 | 0 | -1
| Existing - Geothermal | 0 | 0 | 0 | 0 | 0 | 0 | 0 | 0 | 0 | 0 | 0 | 0 | 0 | -31.7 | 0 | 0 | 0 | 0 | 0 | 0 | 0 | -31.7
| Retire - Non-Thermal Total | 0 | 0 | 0 | 0 | 0 | 0 | 0 | 0 | 0 | -1 | 0 | 0 | 0 | -31.7 | 0 | 0 | 0 | 0 | 0 | 0 | 0 | -32.7
Expire - Other
| Geothermal, Greenfield - East | 0 | 0 | 0 | 0 | 0 | 0 | 0 | 0 | 0 | 0 | 0 | 0 | 0 | 0 | 0 | 0 | 0 | 0 | 0 | 0 | -20 | -20
| Expire - Other Total | 0 | 0 | 0 | 0 | 0 | 0 | 0 | 0 | 0 | 0 | 0 | 0 | 0 | 0 | 0 | 0 | 0 | 0 | 0 | 0 | -20 | -20
Expire - Solar PPA
| Solar - Utah South | 0 | 0 | 0 | 0 | 0 | 0 | 0 | 0 | 0 | 0 | 0 | 0 | -20 | 0 | 0 | 0 | 0 | 0 | 0 | -10.24 | 0 | -30.24
| Solar - Wasatch Front | 0 | 0 | 0 | 0 | 0 | 0 | 0 | 0 | 0 | 0 | 0 | 0 | -80 | 0 | 0 | 0 | 0 | 0 | 0 | -220 | 0 | -300
| Expire - Solar PPA Total | 0 | 0 | 0 | 0 | 0 | 0 | 0 | 0 | 0 | 0 | 0 | 0 | -100 | 0 | 0 | 0 | 0 | 0 | 0 | -230.24 | 0 | -330.24
Expire - Wind PPA
| Wind - Goshen | 0 | -64.5 | 0 | 0 | 0 | 0 | 0 | 0 | 0 | 0 | 0 | 0 | 0 | 0 | 0 | 0 | 0 | 0 | 0 | 0 | 0 | -64.5
| Wind - Wyoming East | 0 | 0 | 0 | 0 | 0 | -99 | -200.2 | 0 | 0 | 0 | 0 | 0 | 0 | 0 | 0 | 0 | -332.7 | 0 | 0 | 0 | 0 | -631.9
| Expire - Wind PPA Total | 0 | -64.5 | 0 | 0 | 0 | -99 | -200.2 | 0 | 0 | 0 | 0 | 0 | 0 | 0 | 0 | 0 | -332.7 | 0 | 0 | 0 | 0 | -696.4
| Non-Thermal Retirements & Expirations Total | 0 | -64.5 | 0 | 0 | 0 | -99 | -200.2 | 0 | 0 | -1 | 0 | 0 | -100 | -31.7 | 0 | 0 | -332.7 | 0 | 0 | -230.24 | -20 | -1079.34
Expansion Resources
DSM - Energy Efficiency
| Energy Efficiency, ID | 4.1816 | 5.8209 | 5.6557 | 5.8764 | 6.1982 | 6.4162 | 7.5019 | 7.5127 | 6.9585 | 6.6061 | 6.3169 | 5.9267 | 5.8482 | 5.2059 | 4.899 | 4.1602 | 3.91 | 4.1109 | 3.9768 | 3.961 | 2.4192 | 113.4632
| Energy Efficiency, UT | 41.7657 | 45.7528 | 116.3081 | 138.0895 | 142.8924 | 152.3848 | 194.3742 | 182.0331 | 163.3323 | 142.8177 | 128.9833 | 134.6483 | 125.6518 | 113.2876 | 104.7849 | 92.9815 | 87.3242 | 106.5722 | 91.5766 | 88.2926 | 73.6537 | 2467.5071
| Energy Efficiency, WY | 5.6514 | 5.7823 | 19.7434 | 19.103 | 18.9438 | 19.7029 | 26.9497 | 25.5931 | 23.5409 | 21.2916 | 18.9753 | 16.6214 | 15.9505 | 13.678 | 12.3028 | 10.7947 | 9.8979 | 11.5112 | 10.6471 | 9.5148 | 7.3985 | 323.5944
| DSM - Energy Efficiency Total | 51.5987 | 57.3559 | 141.7072 | 163.0688 | 168.0344 | 178.5038 | 228.8258 | 215.1389 | 193.8318 | 170.7154 | 154.2756 | 157.1963 | 147.4505 | 132.1715 | 121.9866 | 107.9364 | 101.1321 | 122.1943 | 106.2006 | 101.7684 | 83.4713 | 2904.5647
DSM - Demand Response
| DR Summer - ID | 0 | 0.11392 | 0 | 12.6772 | 1.2258 | 0.71297 | 0 | 0.64939 | 0 | 10.6426 | 4.4564 | 0.0237 | 0.20054 | 0.3452 | 24.8456 | 0.34584 | 0.27773 | 5.5672 | 0.57266 | 0.81925 | 12.0992 | 75.5752
| DR Summer - UT | 2 | 0.1408 | 0 | 54.5631 | 16.1167 | 15.7512 | 0 | 28.9204 | 0 | 30.0834 | 13.8984 | 12.0346 | 12.2512 | 12.893 | 13.3465 | 17.1899 | 14.9616 | 15.3911 | 67.3369 | 20.2433 | 122.9446 | 470.0666
| DR Summer - WY | 12 | 0.081237 | 0 | 26.2786 | 7.3386 | 3.414 | 0 | 0.10887 | 0 | 0.11917 | 4.3052 | 0.071668 | 0.089045 | 0.085013 | 0.093638 | 0.33904 | 0.091213 | 4.8248 | 0.21053 | 0.5506 | 0.19859 | 60.1999
| DR Winter - ID | 0 | 0.083252 | 0 | 0 | 0 | 0 | 0 | 0 | 0 | 0 | 0 | 0 | 0 | 0 | 0 | 0 | 0 | 0 | 0 | 0 | 0 | 0.083252
| DR Winter - UT | 0 | 0.11163 | 0 | 0 | 0 | 0 | 0 | 0 | 0 | 0 | 0 | 0 | 0 | 0 | 0 | 0 | 0 | 0 | 0 | 0 | 0 | 0.11163
| DR Winter - WY | 0 | 0.093412 | 0 | 1.0764 | 0.57766 | 0.53553 | 0 | 0.91028 | 0 | 0.58864 | 0.15036 | 0.01505 | 0.002437 | 0 | 0 | 0 | 0 | 0 | 0 | 0 | 0 | 3.9498
| DSM - Demand Response Total | 14 | 0.62425 | 0 | 94.5953 | 25.2587 | 20.4137 | 0 | 30.5889 | 0 | 41.4338 | 22.8103 | 12.145 | 12.5432 | 13.3232 | 38.2857 | 17.8747 | 15.3306 | 25.7831 | 68.1201 | 21.6131 | 135.2424 | 609.9864
Renewable - Utility Solar
| Utility Scale Solar - Utah South | 0 | 0 | 0 | 0 | 0 | 0 | 0 | 0 | 0 | 0 | 0 | 1554.8 | 0 | 0 | 0 | 0 | 0 | 0 | 0 | 0 | 0 | 1554.8
| Renewable - Utility Solar Total | 0 | 0 | 0 | 0 | 0 | 0 | 0 | 0 | 0 | 0 | 0 | 1554.8 | 0 | 0 | 0 | 0 | 0 | 0 | 0 | 0 | 0 | 1554.8
Nuclear
| Nuclear Adv Reactor - Naughton | 0 | 0 | 0 | 0 | 0 | 500 | 0 | 0 | 0 | 0 | 0 | 0 | 0 | 0 | 0 | 1e-07 | 0 | 0 | 0 | 0 | 0 | 500
| Nuclear Total | 0 | 0 | 0 | 0 | 0 | 500 | 0 | 0 | 0 | 0 | 0 | 0 | 0 | 0 | 0 | 1e-07 | 0 | 0 | 0 | 0 | 0 | 500
Renewable - Wind
| Utility Scale Wind - Bridger | 0 | 0 | 0 | 0 | 0 | 0 | 0 | 0 | 0 | 0 | 0 | 8.5218 | 0 | 0 | 0 | 0 | 0 | 0 | 0 | 0 | 0 | 8.5218
| Utility Scale Wind - DJ/Wyodak Gen | 0 | 0 | 0 | 486.0876 | 210.5921 | 0 | 0 | 0 | 0 | 0 | 0 | 328.1203 | 0 | 9e-07 | 9e-07 | 0 | 0 | 0 | 0 | 0 | 0 | 1024.8
| Utility Scale Wind - Wyoming East | 0 | 0 | 0 | 0 | 0 | 0 | 0 | 0.22818 | 0 | 0 | 3.0687 | 1989.9 | 0 | 0 | 0 | 0 | 0 | 5e-07 | 0 | 0 | 9e-07 | 1993.1969
| Renewable - Wind Total | 0 | 0 | 0 | 486.0876 | 210.5921 | 0 | 0 | 0.22818 | 0 | 0 | 3.0687 | 2326.5421 | 0 | 9e-07 | 9e-07 | 0 | 0 | 5e-07 | 0 | 0 | 9e-07 | 3026.5186
Renewable - Battery
| Battery - Hunter/Huntington | 0 | 0 | 0 | 0.80058 | 0 | 0 | 0 | 0 | 0 | 0 | 0 | 0 | 0 | 0 | 0 | 0 | 0 | 0 | 0 | 0 | 0 | 0.80058
| Battery - Utah South | 0 | 520 | 153.8842 | 0 | 0 | 0 | 0 | 0 | 0 | 0 | 0 | 0 | 0 | 0 | 0 | 0 | 0 | 0 | 0 | 0 | 0 | 673.8842
| Renewable - Battery Total | 0 | 520 | 153.8842 | 0.80058 | 0 | 0 | 0 | 0 | 0 | 0 | 0 | 0 | 0 | 0 | 0 | 0 | 0 | 0 | 0 | 0 | 0 | 674.6848
Renewable - Battery (Long Duration)
| Battery - DJ/Wyodak Gen | 0 | 0 | 1.3 | 25.7832 | 62.0932 | 0 | 0 | 0 | 0 | 0 | 0 | 0 | 0 | 0 | 0 | 0 | 0 | 0 | 0 | 0 | 0 | 89.1765
| Battery - Wasatch Front | 0 | 0 | 0 | 0 | 0 | 654.9709 | 165.9799 | 22.2349 | 92.941 | 88.1577 | 66.8743 | 0 | 0 | 326.38 | 466.0049 | 311.7911 | 324.5251 | 0 | 264.1442 | 331.7193 | 79.6436 | 3195.3669
| Renewable - Battery (Long Duration) Total | 0 | 0 | 1.3 | 25.7832 | 62.0932 | 654.9709 | 165.9799 | 22.2349 | 92.941 | 88.1577 | 66.8743 | 0 | 0 | 326.38 | 466.0049 | 311.7911 | 324.5251 | 0 | 264.1442 | 331.7193 | 79.6436 | 3284.5434
Renewable - Small Scale Wind
| Small Scale Wind - Wyoming Central | 0 | 0 | 0 | 0 | 0 | 0 | 0 | 0 | 0.47086 | 0 | 0 | 246.1514 | 4.3132 | 36.6708 | 9.0301 | 0 | 0 | 236.3817 | 802.1781 | 0 | 0 | 1335.1962
| Small Scale Wind - Wyoming East | 0 | 0 | 0 | 0 | 379.8532 | 505.4973 | 4.3815 | 85.3715 | 0 | 0 | 0 | 0 | 0 | 0 | 1e-07 | 1e-07 | 6e-08 | 2e-08 | 0 | 0 | 0 | 975.1034
| Renewable - Small Scale Wind Total | 0 | 0 | 0 | 0 | 379.8532 | 505.4973 | 4.3815 | 85.3715 | 0.47086 | 0 | 0 | 246.1514 | 4.3132 | 36.6708 | 9.0301 | 1e-07 | 6e-08 | 236.3817 | 802.1781 | 0 | 0 | 2310.2997
| Expansion Resources Total | 65.5987 | 577.9802 | 296.8915 | 770.3356 | 845.8317 | 1859.3858 | 399.1872 | 353.5624 | 287.2436 | 300.307 | 247.0289 | 4296.8349 | 164.307 | 508.5455 | 635.3074 | 437.6023 | 440.9878 | 384.3592 | 1240.6429 | 455.1009 | 298.3573 | 14865.3976
West
Thermal Plant Retirements, Conversions
Coal Plant Retirements - Minority Owned
| Colstrip 3 | 0 | -74 | 0 | 0 | 0 | 0 | 0 | 0 | 0 | 0 | 0 | 0 | 0 | 0 | 0 | 0 | 0 | 0 | 0 | 0 | 0 | -74
| Colstrip 4 | 0 | 74 | 0 | 0 | 0 | -148 | 0 | 0 | 0 | 0 | 0 | 0 | 0 | 0 | 0 | 0 | 0 | 0 | 0 | 0 | 0 | -74
| Coal Plant Retirements - Minority Owned Total | 0 | 1e-07 | 0 | 0 | 0 | -148 | 0 | 0 | 0 | 0 | 0 | 0 | 0 | 0 | 0 | 0 | 0 | 0 | 0 | 0 | 0 | -148
| Thermal Plant Retirements, Conversions Total | 0 | 1e-07 | 0 | 0 | 0 | -148 | 0 | 0 | 0 | 0 | 0 | 0 | 0 | 0 | 0 | 0 | 0 | 0 | 0 | 0 | 0 | -148
Non-Thermal Retirements & Expirations
Retire - Non-Thermal
| Battery - OIT | 0 | 0 | 0 | 0 | 0 | 0 | 0 | 0 | 0 | -2 | 0 | 0 | 0 | 0 | 0 | 0 | 0 | 0 | 0 | 0 | 0 | -2
| Retire - Non-Thermal Total | 0 | 0 | 0 | 0 | 0 | 0 | 0 | 0 | 0 | -2 | 0 | 0 | 0 | 0 | 0 | 0 | 0 | 0 | 0 | 0 | 0 | -2
Expire - Solar PPA
| Solar - Central OR | 0 | 0 | 0 | 0 | 0 | 0 | 0 | 0 | 0 | 0 | 0 | 0 | 0 | 0 | 0 | 0 | -60 | 0 | 0 | 0 | 0 | -60
| Solar - Southern OR | 0 | 0 | 0 | -2 | 0 | 0 | -9.3 | 0 | 0 | 0 | 0 | 0 | 0 | 0 | 0 | 0 | -5 | 0 | 0 | 0 | 0 | -16.3
| Expire - Solar PPA Total | 0 | 0 | 0 | -2 | 0 | 0 | -9.3 | 0 | 0 | 0 | 0 | 0 | 0 | 0 | 0 | 0 | -65 | 0 | 0 | 0 | 0 | -76.3
Expire - QF
| Qualified Facility - Solar | 0 | 0 | 0 | 0 | 0 | 0 | 0 | 0 | 0 | 0 | 0 | 0 | 0 | 0 | 0 | 0 | 0 | 0 | -47.12 | -2.875 | -2 | -51.995
| Expire - QF Total | 0 | 0 | 0 | 0 | 0 | 0 | 0 | 0 | 0 | 0 | 0 | 0 | 0 | 0 | 0 | 0 | 0 | 0 | -47.12 | -2.875 | -2 | -51.995
| Non-Thermal Retirements & Expirations Total | 0 | 0 | 0 | -2 | 0 | 0 | -9.3 | 0 | 0 | -2 | 0 | 0 | 0 | 0 | 0 | 0 | -65 | 0 | -47.12 | -2.875 | -2 | -130.295
Expansion Resources
DSM - Energy Efficiency
| Energy Efficiency, CA | 0.55145 | 0.63452 | 3.7239 | 3.7285 | 3.8814 | 3.9918 | 4.0491 | 3.8548 | 3.567 | 3.1614 | 2.7245 | 2.2192 | 1.8631 | 1.5616 | 1.3675 | 1.1128 | 0.95164 | 0.88848 | 0.81815 | 0.73751 | 0.48449 | 45.8729
| Energy Efficiency, OR | 28.6288 | 24.9812 | 79.469 | 81.4454 | 83.8762 | 87.2183 | 93.3464 | 93.6267 | 94.4812 | 93.3831 | 93.0168 | 82.6821 | 89.3841 | 88.6859 | 87.1412 | 90.3659 | 91.2252 | 101.4876 | 169.3131 | 160.0336 | 150.582 | 1964.3739
| Energy Efficiency, WA | 8.15 | 5.7073 | 13.0422 | 14.1804 | 14.5526 | 15.4166 | 16.0464 | 16.2694 | 15.8419 | 14.913 | 14.5152 | 12.9854 | 11.5343 | 10.3476 | 9.4484 | 8.2086 | 7.3811 | 7.1385 | 6.6408 | 6.0814 | 4.2966 | 232.6978
| DSM - Energy Efficiency Total | 37.3303 | 31.3229 | 96.2351 | 99.3544 | 102.3102 | 106.6267 | 113.4419 | 113.7509 | 113.8902 | 111.4574 | 110.2565 | 97.8867 | 102.7816 | 100.595 | 97.9571 | 99.6873 | 99.5579 | 109.5146 | 176.772 | 166.8525 | 155.3631 | 2242.9446
DSM - Demand Response
| DR Summer - CA | 0 | 0.085756 | 0 | 3.3212 | 0.96958 | 0.51777 | 0 | 0.24823 | 0 | 0.22624 | 0.09967 | 0.044076 | 0.15764 | 0.046125 | 0.046694 | 0.048043 | 0.77632 | 3.7495 | 0.088381 | 0.47353 | 0.19192 | 11.0906
| DR Summer - OR | 2 | 5.4459 | 0 | 29.0599 | 0.49198 | 0 | 0 | 0 | 0 | 0 | 0 | 0 | 53.38 | 50.9462 | 3.0463 | 21.1134 | 29.5163 | 2.766 | 2.6704 | 37.1725 | 7.0785 | 244.6874
| DR Summer - WA | 2 | 4.0204 | 4.0219 | 7.8194 | 0.92591 | 0 | 5.7874 | 0.93581 | 0 | 1.1473 | 0.31262 | 0 | 0.34422 | 11.4456 | 0.68148 | 11.5939 | 0.62973 | 0.56625 | 0.59353 | 3.2895 | 1.2922 | 57.4071
| DR Winter - CA | 0 | 0.075369 | 0 | 0 | 0 | 0 | 0 | 0 | 0 | 0 | 0 | 0 | 0 | 0 | 0 | 0 | 0 | 0 | 0 | 0 | 0 | 0.075369
| DR Winter - OR | 0 | 18.6604 | 7.091 | 8.984 | 5.6258 | 60.1686 | 6.9962 | 3.9573 | 2.2653 | 3.1825 | 1.1133 | 0 | 0 | 0 | 0 | 0 | 0 | 0 | 0 | 0 | 0 | 118.0445
| DR Winter - WA | 0 | 11.4586 | 0 | 0 | 0 | 0 | 0 | 0 | 0 | 0 | 0 | 0 | 0 | 0 | 0 | 0 | 0 | 0 | 0 | 0 | 0 | 11.4586
| DSM - Demand Response Total | 4 | 39.7465 | 11.1129 | 49.1844 | 8.0133 | 60.6864 | 12.7836 | 5.1413 | 2.2653 | 4.556 | 1.5256 | 0.044076 | 53.8818 | 62.4379 | 3.7745 | 32.7553 | 30.9224 | 7.0817 | 3.3523 | 40.9355 | 8.5626 | 442.7635
Renewable - Utility Solar
| Utility Scale Solar - Central OR | 0 | 0 | 136.4082 | 16.4918 | 0 | 0 | 0 | 0 | 2.9 | 0 | 0 | 0 | -3e-07 | 5e-07 | 0 | 0 | 0 | 0 | -1e-07 | 0 | 0 | 155.8
| Utility Scale Solar - Southern OR | 0 | 0 | 0 | 0 | 0 | 0 | 0.1227 | 0 | 0 | 0 | 0 | 0 | 0 | 0 | 0 | 0 | 236.5546 | 0 | 0 | 0 | 0 | 236.6773
| Utility Scale Solar - Summer Lake | 0 | 0 | 0 | 0.9 | 0 | 0 | 0 | 353.0321 | 45.454 | 4.4139 | 0 | 0 | 0 | 1e-07 | 0 | 0 | 0 | -3e-07 | 7e-07 | -7e-07 | 0 | 403.8
| Utility Scale Solar - Walla Walla - WA | 0 | 0 | 0 | 0.9 | 0 | 0 | 794 | 0 | 1 | 0.9 | 0 | 0 | 0 | -1e-07 | 0 | 0 | 1e-07 | 0 | 1e-07 | -1e-07 | 0 | 796.8
| Utility Scale Solar - Willamette Valley | 0 | 0 | 109.0127 | 163.8687 | 0 | 287.1821 | 33.8365 | 451 | 0 | 0 | 0 | 666 | 1.9 | -5e-07 | 0 | -1e-07 | 1e-07 | 1e-07 | 0 | 0 | 0 | 1712.8
| Utility Scale Solar - Yakima | 0 | 0 | 0.023007 | 0 | 0 | 560.9363 | 67.9407 | 1 | 0 | 0 | 0 | 0 | 1.9 | 0 | 0 | 5e-07 | 7e-07 | -1e-07 | 0 | 0 | 0 | 631.8
| Renewable - Utility Solar Total | 0 | 0 | 245.4439 | 182.1606 | 0 | 848.1184 | 895.8999 | 805.0321 | 49.354 | 5.3139 | 0 | 666 | 3.8 | -2.8311e-14 | 0 | 4e-07 | 236.5546 | -3e-07 | 7e-07 | -8e-07 | 0 | 3937.6773
Renewable - Wind
| Utility Scale Wind - Willamette Valley | 0 | 0 | 0 | 0 | 593.9 | 0 | 0 | 451 | 0 | 0 | 0 | 0 | 0 | 0 | 1e-07 | 0 | 0 | 1e-07 | 0 | 0 | 0 | 1044.9
| Renewable - Wind Total | 0 | 0 | 0 | 0 | 593.9 | 0 | 0 | 451 | 0 | 0 | 0 | 0 | 0 | 0 | 1e-07 | 0 | 0 | 1e-07 | 0 | 0 | 0 | 1044.9
Renewable - Battery
| Battery - Central OR | 0 | 0 | 700.7209 | 5.39 | 0 | 39.091 | 0 | 9.2753 | 2.9 | 0 | 0 | 0 | 0 | 0 | 0 | 0 | 0 | 0 | 192.1596 | 27.0531 | 0 | 976.59
| Battery - Chehalis | 0 | 0 | 0 | 99.9 | 0 | 0 | 0 | 0 | 0 | 0 | 0 | 0 | 0 | 0 | 0 | 0 | 0 | 0 | 0 | 0 | 0 | 99.9
| Battery - Portland North Coast | 0 | 0 | 0 | 0 | 0 | 0 | 0 | 0 | 0 | 221.759 | 0 | 0 | 0 | 0 | 0 | 0 | 99.3732 | 114.8962 | 0 | 118.137 | 0 | 554.1653
| Battery - Southern OR | 0 | 0 | 0 | 0 | 0 | 0 | 0 | 0 | 0 | 0 | 0 | 0 | 0 | 0 | 0 | 0 | 0 | 0 | 0 | 33.4394 | 0 | 33.4394
| Battery - Walla Walla - WA | 0 | 0 | 366.2956 | 3.2369 | 0 | 0 | 0 | 13.3025 | 0 | 2.7195 | 3.5349 | 0 | 11.0289 | 6.0544 | 6.2661 | 6.713 | 6.027 | 7.9437 | 5.8525 | 5.6634 | 5.9545 | 450.593
| Battery - Willamette Valley | 0 | 0 | 0 | 6.2672 | 0 | 0 | 0 | 342.5105 | 0 | 1.8465 | 172.507 | 0 | 0 | 0 | 0 | 74.6689 | 0 | 0 | 0 | 0 | 0 | 597.8
| Battery - Yakima | 0 | 0 | 75.7054 | 0 | 0 | 0 | 0 | 50.4347 | 0 | 90.6114 | 0 | 0 | 0 | 246.4664 | 3.8928 | 0 | 0 | 365.6395 | 59.2251 | 94.6585 | 8.8847 | 995.5185
| Renewable - Battery Total | 0 | 0 | 1142.7219 | 114.7941 | 0 | 39.091 | 0 | 415.523 | 2.9 | 316.9364 | 176.0418 | 0 | 11.0289 | 252.5209 | 10.1589 | 81.3819 | 105.4002 | 488.4793 | 257.2371 | 278.9515 | 14.8392 | 3708.0063
| Expansion Resources Total | 41.3303 | 71.0695 | 1495.5137 | 445.4934 | 704.2235 | 1054.5225 | 1022.1255 | 1790.4474 | 168.4096 | 438.2637 | 287.8239 | 763.9308 | 171.4923 | 415.5538 | 111.8905 | 213.8246 | 472.4351 | 605.0756 | 437.3615 | 486.7395 | 178.7649 | 11376.2916
Total |  | 106.929 | 502.224 | 1792.4052 | 960.817 | 1427.1522 | 2492.9082 | 1211.8127 | 2144.0098 | 455.6532 | 735.5707 | 534.8528 | 5060.7656 | 235.7993 | 892.3993 | 747.1979 | 651.4269 | 515.7229 | 989.4348 | 1630.8844 | 708.7254 | 455.1222 | 24251.8136
Footnotes:
(Q) | Partially Deferred Proxy Resource by UT Sch 37 QF
(d) | Deferrable by UT QFs
(s) | Signed/Not Deferrable
(c) | Resources for State Compliance
(*) | The 2025 IRP preferred portfolio is based on a 14.4 % planning reserve margin for July and 16.8% for December, reflecting WRAP planning assumptions.

## Table 3 QF Signed Queue
Table 3 QF Signed Queue
Contracts Queue
No. | Signed Contracts | Partial Displacement (MW) | Name plate (MW) | Capacity Contribution | Start Date
| Simplot Phosphates | 0 | 13.3 | 0% | 2025-01-10
| Tata Chemicals | 0 | 30 | 0% | 2025-01-10
| Tesoro Non Firm | 0 | 25 | 0% | 2025-01-10
| Exxon Mobil | 0 | 98 | 0% | 2025-01-10
| Kennecott Smelter Non Firm | 0 | 31.8 | 0% | 2025-01-10
| Kennecott Refinery Non Firm | 0 | 6.2 | 0% | 2025-01-10
| Hill Air Force Base (AFB) (HILLAFB PPA QF) Existing Contract expire on Terminated 1/10/2025) | -2.457 | -2.457 | 100% | 2025-01-10
Total Signed MW |  | -2.46 | 201.84

## Table 4 Comparison
Table 4 Comparison
Comparison between Proposed and Current Avoided Costs
| BASE LOAD |  |  | WIND |  |  | SOLAR FIXED |  |  | SOLAR TRACKING
| Proposed | Current | Total Difference | Proposed | Current | Total Difference | Proposed | Current | Total Difference | Proposed | Current | Total Difference
| Avoided Costs | Avoided Costs |  | Avoided Costs | Avoided Costs |  | Avoided Costs | Avoided Costs |  | Avoided Costs | Avoided Costs
Year | ($/MWH) | ($/MWH) | ($/MWH) | ($/MWH) | ($/MWH) | ($/MWH) | ($/MWH) | ($/MWH) | ($/MWH) | ($/MWH) | ($/MWH) | ($/MWH)
| (a) | (b) | (c) | (d) | (e) | (f) | (g) | (h) | (i) | (j) | (k) | (l)
|  |  | (a) - (b) |  |  | (d) - (e) |  |  | (g) - (h) |  |  | (j) - (k)
2025 | 30.0208 | 47.0149 | -16.9941 | 38.4081 | 45.8516 | -7.4435 | 17.2348 | 37.2281 | -19.9933 | 22.8158 | 35.9654 | -13.1497
2026 | 30.3573 | 47.6481 | -17.2908 | 21.0526 | 42.5667 | -21.5141 | 16.2129 | 33.1378 | -16.9249 | 19.3072 | 31.4029 | -12.0957
2027 | 28.2079 | 49.6261 | -21.4183 | 21.4865 | 14.7322 | 6.7543 | 18.0738 | 23.8356 | -5.7618 | 19.6713 | 23.9946 | -4.3233
2028 | 33.37 | 51.9455 | -18.5754 | 11.5161 | 16.9733 | -5.4572 | 20.8966 | 43.0094 | -22.1128 | 23.9705 | 38.9628 | -14.9924
2029 | 38.6368 | 59.0168 | -20.38 | 23.7419 | 14.6265 | 9.1154 | 27.2071 | 32.0553 | -4.8482 | 30.4126 | 31.4807 | -1.0681
2030 | 36.0415 | 58.0305 | -21.989 | 24.4976 | 15.7947 | 8.7029 | 23.3743 | 33.4597 | -10.0853 | 25.6817 | 30.5296 | -4.848
2031 | 37.2475 | 58.6814 | -21.4339 | 1.3095 | 13.9067 | -12.5972 | 22.9764 | 32.8003 | -9.8239 | 24.3401 | 31.0167 | -6.6765
2032 | 33.3023 | 53.6289 | -20.3265 | 1.4681 | 15.5773 | -14.1091 | 18.585 | 36.2212 | -17.6362 | 28.4368 | 32.2393 | -3.8025
2033 | 31.1111 | 47.3541 | -16.243 | 1.4659 | 24.0313 | -22.5654 | 18.5488 | 42.8087 | -24.2599 | 27.6473 | 34.574 | -6.9267
2034 | 31.4735 | 48.1381 | -16.6646 | 1.4658 | 16.6906 | -15.2249 | 20.9441 | 36.7943 | -15.8502 | 28.9796 | 30.1761 | -1.1965
2035 | 32.5962 | 51.9096 | -19.3134 | 1.4673 | 15.2577 | -13.7904 | 19.4034 | 38.9986 | -19.5952 | 26.1648 | 33.6643 | -7.4995
2036 | 18.7167 | 53.5543 | -34.8376 | 14.5361 | 16.839 | -2.3028 | 11.9085 | 41.7372 | -29.8287 | 25.2477 | 35.5927 | -10.3449
2037 | 22.5112 | 54.9555 | -32.4444 | 9.869 | 60.8517 | -50.9828 | 11.4541 | 81.8803 | -70.4261 | 23.9353 | 70.0619 | -46.1266
2038 | 23.9134 | 56.7319 | -32.8186 | 51.707 | 63.9179 | -12.2109 | 11.4368 | 84.8046 | -73.3678 | 17.8828 | 72.7808 | -54.8979
2039 | 26.2497 | 58.6468 | -32.3971 | 56.3564 | 62.1336 | -5.7772 | 11.1115 | 85.2257 | -74.1141 | 14.1501 | 71.2471 | -57.0971
2040 | 28.9714 | 65.2539 | -36.2825 | 59.83 | 65.3768 | -5.5468 | 16.4055 | 88.969 | -72.5636 | 16.5344 | 76.4268 | -59.8924
2041 | 33.5485 | 68.9608 | -35.4123 | 59.369 | 67.3714 | -8.0024 | 18.4999 | 89.9267 | -71.4268 | 18.7728 | 77.0908 | -58.318
2042 | 40.5844 | 69.9212 | -29.3368 | 58.1488 | 67.6716 | -9.5228 | 37.9269 | 91.8872 | -53.9603 | 65.6301 | 80.3762 | -14.746
(x) Extrapolated
15 Year (2025 to 2039) Levelized Prices (Nominal) @ 6.38% Discount Rate | [12 empty] | Discount Rate - 2025 IRP
$/MWH | 30.9159 | 52.6316 | -21.7157 | 18.5077 | 27.8148 | -9.3071 | 18.5669 | 41.9644 | -23.3975 | 23.9874 | 37.5781 | -13.5907 | 6.38%
15 Year (2026 to 2040) Levelized Prices (Nominal) @ 6.38% Discount Rate
$/MWH | 30.9292 | 53.7511 | -22.8219 | 18.1321 | 27.4789 | -9.3468 | 18.6173 | 44.426 | -25.8087 | 23.8 | 39.3696 | -15.5697
15 Year (2027 to 2041) Levelized Prices (Nominal) @ 6.38% Discount Rate
$/MWH | 31.0989 | 55.03 | -23.9311 | 19.5448 | 27.5515 | -8.0067 | 18.8662 | 47.5162 | -28.6501 | 24.0643 | 41.7847 | -17.7204
|  | Generation Profile_Baseload |  |  | Generation Profile_Wind |  |  | Generation Profile_Solar Fixed |  |  | Generation Profile_Solar Tracking
on-peak Summer |  | 18.72% |  |  | 19.89% |  |  | 36% |  |  | 38.04%
on-peak Winter |  | 37.32% |  |  | 44.81% |  |  | 49.4% |  |  | 45.81%
off-peak Summer |  | 14.68% |  |  | 8.191% |  |  | 6.268% |  |  | 7.902%
off-peak Winter |  | 29.27% |  |  | 27.11% |  |  | 8.334% |  |  | 8.246%
|  | 0 |  |  | 0 |  |  | 0 |  |  | 0

## Table 5 Gas Price
Table 5
Natural Gas Price - Delivered to Plant
$/MMBtu
Year | West Side | East Side
| (a) | (b)
2025 | 3.07 | 3.61
2026 | 3.76 | 4.21
2027 | 3.56 | 3.8
2028 | 4.34 | 4.53
2029 | 5.5 | 5.71
2030 | 5.75 | 5.99
2031 | 5.71 | 5.93
2032 | 5.64 | 5.87
2033 | 5.77 | 6
2034 | 5.83 | 6.07
2035 | 5.99 | 6.24
2036 | 6.15 | 6.4
2037 | 6.34 | 6.61
2038 | 6.59 | 6.89
2039 | 6.83 | 7.16
2040 | 7.06 | 7.44
2041 | 7.37 | 7.8
2042 | 7.68 | 8.15
2043 | 8.05 | 8.54
2044 | 8.32 | 8.84
2045 | 8.74 | 9.29
Source
Official Forward Price Curve dated March 31 2025

## Table 6 Electric Price
Table 6
Electricity Market Prices
$/MWH
Market Price $/MWH
Year | HLH |  | LLH
| Mid-Columbia | Palo Verde | Mid-Columbia | Palo Verde
| (a) | (b) | (c) | (d)
2025 | 53.99 | 49.04 | 43.21 | 44.51
2026 | 64.18 | 53.24 | 52.2 | 52.93
2027 | 62.83 | 51.16 | 53.16 | 53.26
2028 | 60.43 | 51.24 | 55.94 | 54.97
2029 | 59.4 | 56.03 | 58.53 | 58.93
2030 | 59.62 | 57.42 | 57.74 | 58.29
2031 | 60.8 | 56.4 | 59.3 | 57.64
2032 | 59.12 | 54.52 | 58.38 | 57.19
2033 | 54.31 | 49.5 | 54.23 | 53.85
2034 | 55.38 | 49.08 | 55.11 | 53.65
2035 | 53.04 | 47.36 | 52.15 | 51.86
2036 | 54.33 | 46.43 | 51.83 | 49.54
2037 | 57.93 | 49.9 | 53.9 | 51.51
2038 | 61.55 | 55.59 | 58.46 | 55.53
2039 | 62.54 | 57.42 | 59.49 | 57.98
2040 | 63.43 | 59.32 | 60.72 | 60.69
2041 | 66.11 | 63.37 | 62.37 | 63.37
2042 | 68.35 | 67.16 | 62.35 | 64.21
2043 | 73.07 | 69.95 | 65.81 | 66.96
2044 | 74.39 | 71.99 | 69.43 | 70.97
2045 | 79.42 | 74.44 | 71.76 | 76.85
Source
Official Forward Price Curve dated March 31 2025

## Table7 Integration
Table 7
Integration Costs
$/MWH
Year | Wind Integration | Solar Integration
| $/MWh | $/MWh
2025 | 1.7206 | 1.3294
2026 | 1.445 | 1.6065
2027 | 0.43905 | 0.53014
2028 | 0.19365 | 0.40895
2029 | 0.23893 | 0.44825
2030 | 0.28109 | 0.50916
2031 | 0.3545 | 0.77355
2032 | 0.25408 | 0.94796
2033 | 0.26755 | 0.66277
2034 | 0.27325 | 0.66029
2035 | 0.22759 | 0.46691
2036 | 0.24415 | 0.42426
2037 | 0.23201 | 0.34564
2038 | 0.3225 | 0.33948
2039 | 0.32985 | 0.36944
2040 | 0.33918 | 0.39589
2041 | 0.23028 | 0.34121
2042 | 0.05446 | 0.12521
2043 | 0.071678 | 0.14253
2044 | 0.03068 | 0.089347
2045 | 0.028865 | 0.086534
Source:
| 2025-2045 | 2025 IRP - Appendix F - Flexible Reserve Study

## Tariff Page
Prices on this tab are formated to be cut and pasted directly into the tariff page
Avoided Cost Prices for Base Load QF
Deliveries During | On-Peak Energy Prices (¢/kWh) |  | Off-Peak Energy Prices (¢/kWh)
Calendar Year | Winter | Summer | Winter | Summer
2025 | 2.2576 | 4.8703 | 2.6279 | 3.2585
2026 | 2.325 | 4.4624 | 2.8677 | 3.3583
2027 | 2.1006 | 4.0766 | 2.7082 | 3.2745
2028 | 2.6176 | 4.4096 | 3.2797 | 3.9123
2029 | 3.4897 | 4.3418 | 3.8351 | 4.2616
2030 | 3.5176 | 3.6988 | 3.6317 | 3.6484
2031 | 3.6262 | 3.8137 | 3.7746 | 3.7624
2032 | 3.1757 | 3.4189 | 3.4201 | 3.4309
2033 | 2.9427 | 3.0714 | 3.3164 | 3.1805
2034 | 2.9951 | 3.0406 | 3.3556 | 3.2553
2035 | 3.1387 | 3.086 | 3.4486 | 3.4116
2036 | 1.86 | 1.7352 | 1.9594 | 1.9003
2037 | 2.2736 | 2.1052 | 2.309 | 2.2647
2038 | 2.446 | 2.2769 | 2.4606 | 2.2602
2039 | 2.6588 | 2.4945 | 2.738 | 2.4799
2040 | 2.8927 | 2.7832 | 3.0677 | 2.7136
2041 | 3.4112 | 3.2168 | 3.4583 | 3.1812
2042 | 4.2365 | 3.9439 | 4.0429 | 3.7827
2043 | 4.4166 | 4.0536 | 4.1805 | 4.0052
2044 | 4.286 | 3.8783 | 4.3205 | 3.7844
2045 | 0 | 0 | 0 | 0
| On-Peak Energy Prices (¢/kWh) |  | Off-Peak Energy Prices (¢/kWh)
| Winter | Summer | Winter | Summer
15-year (2026-2040) Nominal Levelized | 2.8144 | 3.4554 | 3.1299 | 3.2651
15-year (2027-2041) Nominal Levelized | 2.891 | 3.3392 | 3.1712 | 3.2518
15-year (2028-2042) Nominal Levelized | 3.0305 | 3.2866 | 3.2565 | 3.2715

## Tariff Page Solar Fixed
Prices on this tab are formated to be cut and pasted directly into the tariff page
Avoided Cost Prices for Fixed Solar QF
Deliveries During | On-Peak Energy Prices (¢/kWh)(1) |  | Off-Peak Energy Prices (¢/kWh) (1) |  |  |  | Peak Winter |  | Peak Summer |  | Off Peak Winter |  | Off Peak Summer
Calendar Year | Winter | Summer | Winter | Summer | 0.5 % Degradation |  | $ With degradation |  | $ With degradation |  | $ With degradation |  | $ With degradation
2025 | 1.1195 | 2.6354 | 1.3565 | 1.7335 | 1 |  | 1.1195 | 1.6236 | 2.6354 | 2.1817 | 1.3565 | 1.8056 | 1.7335 | 2.0601
2026 | 1.0977 | 2.3632 | 1.4147 | 1.7607 | 0.995 |  | 1.0922 | 1.6154 | 2.3514 | 2.1708 | 1.4077 | 1.7966 | 1.7519 | 2.0498
2027 | 1.1968 | 2.6386 | 1.6161 | 2.0992 | 0.99 |  | 1.1848 | 1.6073 | 2.6122 | 2.1599 | 1.6 | 1.7875 | 2.0782 | 2.0395
2028 | 1.536 | 2.8116 | 1.9573 | 2.4825 | 0.985 |  | 1.513 | 1.5992 | 2.7694 | 2.149 | 1.9279 | 1.7785 | 2.4453 | 2.0292
2029 | 2.3875 | 3.1455 | 2.5802 | 3.0941 | 0.98 |  | 2.3397 | 1.5911 | 3.0826 | 2.138 | 2.5286 | 1.7695 | 3.0322 | 2.0189
2030 | 2.229 | 2.4792 | 2.2787 | 2.456 | 0.975 |  | 2.1733 | 1.583 | 2.4172 | 2.1271 | 2.2218 | 1.7605 | 2.3946 | 2.0086
2031 | 2.1761 | 2.4518 | 2.2893 | 2.3814 | 0.97 |  | 2.1108 | 1.5749 | 2.3782 | 2.1162 | 2.2206 | 1.7514 | 2.31 | 1.9983
2032 | 1.7282 | 2.0162 | 1.8417 | 2.0016 | 0.965 |  | 1.6677 | 1.5667 | 1.9457 | 2.1053 | 1.7772 | 1.7424 | 1.9315 | 1.988
2033 | 1.7285 | 1.9795 | 1.9246 | 2.042 | 0.96 |  | 1.6594 | 1.5586 | 1.9003 | 2.0944 | 1.8477 | 1.7334 | 1.9604 | 1.9777
2034 | 1.9581 | 2.2098 | 2.2012 | 2.3645 | 0.955 |  | 1.8699 | 1.5505 | 2.1103 | 2.0835 | 2.1021 | 1.7243 | 2.2581 | 1.9674
2035 | 1.8415 | 2.0192 | 1.956 | 2.2457 | 0.95 |  | 1.7494 | 1.5424 | 1.9182 | 2.0726 | 1.8582 | 1.7153 | 2.1334 | 1.9571
2036 | 1.1521 | 1.2168 | 1.1977 | 1.3375 | 0.945 |  | 1.0888 | 1.5343 | 1.1499 | 2.0617 | 1.1318 | 1.7063 | 1.2639 | 1.9468
2037 | 1.1266 | 1.1615 | 1.1225 | 1.2313 | 0.94 |  | 1.059 | 1.5261 | 1.0918 | 2.0508 | 1.0551 | 1.6973 | 1.1575 | 1.9365
2038 | 1.1308 | 1.1712 | 1.096 | 1.1502 | 0.935 |  | 1.0573 | 1.518 | 1.0951 | 2.0399 | 1.0247 | 1.6882 | 1.0754 | 1.9262
2039 | 1.0985 | 1.1322 | 1.0839 | 1.1257 | 0.93 |  | 1.0216 | 1.5099 | 1.053 | 2.029 | 1.008 | 1.6792 | 1.0469 | 1.9159
2040 | 1.5886 | 1.7042 | 1.6477 | 1.6744 | 0.925 |  | 1.4695 | 1.5018 | 1.5764 | 2.0181 | 1.5241 | 1.6702 | 1.5488 | 1.9056
2041 | 1.8194 | 1.8948 | 1.7892 | 1.9146 | 0.92 |  | 1.6738 | 1.4937 | 1.7432 | 2.0071 | 1.6461 | 1.6611 | 1.7615 | 1.8953
2042 | 3.7623 | 3.8988 | 3.6062 | 3.671 | 0.915 |  | 3.4425 | 1.4856 | 3.5674 | 1.9962 | 3.2996 | 1.6521 | 3.3589 | 1.885
2043 | 3.6842 | 3.7423 | 3.3894 | 3.6564
2044 | 3.875 | 3.9547 | 3.7953 | 3.8504
2045 | 0 | 0 | 0 | 0
| On-Peak Energy Prices (¢/kWh)(2) |  | Off-Peak Energy Prices (¢/kWh) (2)
| Winter | Summer | Winter | Summer
15-year (2026-2040) Nominal Levelized | 1.6236 | 2.1817 | 1.8056 | 2.0601 | 0.96569 |  | 1.5679 | 1.6236 | 2.1068 | 2.1817 | 1.7436 | 1.8056 | 1.9894 | 2.0601
15-year (2023-2037) Nominal Levelized | 1.6236 | 2.1817 | 1.8056 | 2.0601 | 0.96569 |  | 1.5679 | 1.6236 | 2.1068 | 2.1817 | 1.7436 | 1.8056 | 1.9894 | 2.0601
15-year (2024-2038) Nominal Levelized | 1.6889 | 2.1504 | 1.8477 | 2.087 | 0.96069 |  | 1.6225 | 1.6889 | 2.0658 | 2.1504 | 1.775 | 1.8477 | 2.0049 | 2.087
(1): On- and off- peak prices are reduced by integration charges | [5 empty] | NPV (2026-2040) | 14.8564 | 14.8564 | 19.9635 | 19.9635 | 16.522 | 16.522 | 18.8506 | 18.8506
(2): Levelized prices reflect a 0.5% annual degradation rate | [5 empty] | Check |  | 0 |  | 0 |  | 0 |  | 0
(3): Renewable energy credits transfer to the utility starting in 2032

## Tariff Page Solar Tracking
Prices on this tab are formated to be cut and pasted directly into the tariff page
Avoided Cost Prices for Tracking Solar QF
Deliveries During | On-Peak Energy Prices (¢/kWh)(1) |  | Off-Peak Energy Prices (¢/kWh) (1) |  |  |  | Peak Winter |  | Peak Summer |  | Off Peak Winter |  | Off Peak Summer
Calendar Year | Winter | Summer | Winter | Summer | 0.5 % Degradation |  | $ With degradation |  | $ With degradation |  | $ With degradation |  | $ With degradation
2025 | 1.4227 | 3.435 | 1.7384 | 2.2762 | 1 |  | 1.4227 | 2.0512 | 3.435 | 2.7396 | 1.7384 | 2.3078 | 2.2762 | 2.6497
2026 | 1.2617 | 2.7626 | 1.6522 | 2.0956 | 0.995 |  | 1.2554 | 2.0409 | 2.7488 | 2.7259 | 1.6439 | 2.2962 | 2.0851 | 2.6365
2027 | 1.2612 | 2.8057 | 1.7306 | 2.2702 | 0.99 |  | 1.2486 | 2.0306 | 2.7776 | 2.7122 | 1.7133 | 2.2847 | 2.2475 | 2.6232
2028 | 1.6956 | 3.1928 | 2.1955 | 2.8433 | 0.985 |  | 1.6702 | 2.0204 | 3.1449 | 2.6985 | 2.1626 | 2.2732 | 2.8006 | 2.61
2029 | 2.6093 | 3.5054 | 2.8744 | 3.4854 | 0.98 |  | 2.5571 | 2.0101 | 3.4353 | 2.6848 | 2.8169 | 2.2616 | 3.4157 | 2.5967
2030 | 2.4182 | 2.7327 | 2.5176 | 2.6982 | 0.975 |  | 2.3578 | 1.9999 | 2.6644 | 2.6711 | 2.4547 | 2.2501 | 2.6308 | 2.5835
2031 | 2.281 | 2.6027 | 2.4034 | 2.5413 | 0.97 |  | 2.2125 | 1.9896 | 2.5246 | 2.6575 | 2.3313 | 2.2385 | 2.465 | 2.5702
2032 | 2.6105 | 3.0755 | 2.8377 | 3.086 | 0.965 |  | 2.5191 | 1.9794 | 2.9679 | 2.6438 | 2.7384 | 2.227 | 2.978 | 2.557
2033 | 2.5297 | 2.9561 | 2.8697 | 3.0963 | 0.96 |  | 2.4286 | 1.9691 | 2.8379 | 2.6301 | 2.7549 | 2.2155 | 2.9725 | 2.5437
2034 | 2.6518 | 3.0676 | 3.0735 | 3.3253 | 0.955 |  | 2.5325 | 1.9589 | 2.9296 | 2.6164 | 2.9352 | 2.2039 | 3.1757 | 2.5305
2035 | 2.4428 | 2.7177 | 2.6725 | 3.0779 | 0.95 |  | 2.3206 | 1.9486 | 2.5818 | 2.6027 | 2.5389 | 2.1924 | 2.924 | 2.5172
2036 | 2.3917 | 2.6045 | 2.5742 | 2.8605 | 0.945 |  | 2.2602 | 1.9383 | 2.4613 | 2.589 | 2.4327 | 2.1808 | 2.7032 | 2.504
2037 | 2.3206 | 2.4445 | 2.3121 | 2.6554 | 0.94 |  | 2.1814 | 1.9281 | 2.2979 | 2.5753 | 2.1734 | 2.1693 | 2.4961 | 2.4907
2038 | 1.7448 | 1.8413 | 1.7315 | 1.8441 | 0.935 |  | 1.6314 | 1.9178 | 1.7216 | 2.5616 | 1.6189 | 2.1578 | 1.7243 | 2.4775
2039 | 1.3738 | 1.4585 | 1.3879 | 1.473 | 0.93 |  | 1.2776 | 1.9076 | 1.3564 | 2.5479 | 1.2908 | 2.1462 | 1.3699 | 2.4642
2040 | 1.578 | 1.7259 | 1.6718 | 1.7227 | 0.925 |  | 1.4597 | 1.8973 | 1.5965 | 2.5342 | 1.5464 | 2.1347 | 1.5935 | 2.451
2041 | 1.8037 | 1.9572 | 1.8361 | 1.9619 | 0.92 |  | 1.6594 | 1.8871 | 1.8006 | 2.5205 | 1.6892 | 2.1232 | 1.805 | 2.4377
2042 | 6.4397 | 6.8257 | 6.1511 | 6.4433 | 0.915 |  | 5.8923 | 1.8768 | 6.2455 | 2.5068 | 5.6282 | 2.1116 | 5.8956 | 2.4245
2043 | 7.0264 | 7.3342 | 6.5095 | 7.334 | 0.91 |  | 6.394 | 1.8666 | 6.6741 | 2.4931 | 5.9237 | 2.1001 | 6.6739 | 2.4112
2044 | 6.106 | 6.4546 | 6.1187 | 6.4021 | 0.905 |  | 5.526 | 1.8563 | 5.8414 | 2.4794 | 5.5375 | 2.0885 | 5.7939 | 2.398
| On-Peak Energy Prices (¢/kWh)(2) |  | Off-Peak Energy Prices (¢/kWh) (2)
| Winter | Summer | Winter | Summer
15-year (2026-2040) Nominal Levelized | 2.0512 | 2.7396 | 2.3078 | 2.6497 | 0.96569 |  | 1.9808 | 2.0512 | 2.6456 | 2.7396 | 2.2286 | 2.3078 | 2.5588 | 2.6497
15-year (2019-2033) Nominal Levelized | 2.1276 | 2.7059 | 2.3606 | 2.6828 | 0.96069 |  | 2.0439 | 2.1276 | 2.5995 | 2.7059 | 2.2678 | 2.3606 | 2.5773 | 2.6828
15-year (2020-2034) Nominal Levelized | 2.3946 | 2.8596 | 2.5809 | 2.8782 | 0.95569 |  | 2.2885 | 2.3946 | 2.7329 | 2.8596 | 2.4666 | 2.5809 | 2.7506 | 2.8782
(1): On- and off- peak prices are reduced by integration charges | [5 empty] | NPV (2026-2040) | 18.7691 | 18.7691 | 25.069 | 25.069 | 21.1173 | 21.1173 | 24.2463 | 24.2463
(2): Levelized prices reflect a 0.5% annual degradation rate | [5 empty] | Check |  | 0 |  | 0 |  | 0 |  | 0
(3): Renewable energy credits transfer to the utility starting in 2032

## Tariff Page Wind
Prices on this tab are formated to be cut and pasted directly into the tariff page
Avoided Cost Prices for Wind QF
Deliveries During | On-Peak Energy Prices (¢/kWh)(1) |  | Off-Peak Energy Prices (¢/kWh) (1)
Calendar Year | Winter | Summer | Winter | Summer
2025 | 2.9579 | 6.1406 | 3.5002 | 4.2152
2026 | 1.6376 | 3.0805 | 2.0858 | 2.3604
2027 | 1.656 | 3.0796 | 2.1611 | 2.5427
2028 | 0.92629 | 1.5256 | 1.1784 | 1.3877
2029 | 2.1653 | 2.6804 | 2.4114 | 2.6504
2030 | 2.3808 | 2.5197 | 2.5106 | 2.4556
2031 | 0.12622 | 0.13325 | 0.13681 | 0.13181
2032 | 0.13945 | 0.15149 | 0.1544 | 0.15067
2033 | 0.13773 | 0.1453 | 0.16088 | 0.15087
2034 | 0.13811 | 0.14215 | 0.16141 | 0.15454
2035 | 0.14052 | 0.13891 | 0.1599 | 0.15615
2036 | 1.4259 | 1.3579 | 1.5762 | 1.4319
2037 | 0.98028 | 0.91553 | 1.0479 | 0.99433
2038 | 5.2266 | 4.8711 | 5.4205 | 4.7653
2039 | 5.6351 | 5.3022 | 6.0055 | 5.2241
2040 | 5.9046 | 5.681 | 6.45 | 5.5997
2041 | 5.9276 | 5.6902 | 6.268 | 5.4909
2042 | 5.9303 | 5.5319 | 5.9899 | 5.2913
2043 | 6.7767 | 6.2439 | 6.7341 | 6.2202
2044 | 6.692 | 6.0605 | 6.9196 | 5.8471
2045 | 0 | 0 | 0 | 0
| On Peak Energy Prices (¢/kWh) |  | Off-Peak Energy Prices (¢/kWh)
| Winter | Summer | Winter | Summer
15-year (2026-2040) Nominal Levelized | 1.6738 | 2.0096 | 1.8834 | 1.8666
15-year (2019-2033) Nominal Levelized | 1.6738 | 2.0096 | 1.8834 | 1.8666
15-year (2020-2034) Nominal Levelized | 1.8552 | 2.0502 | 2.045 | 1.9657
(1): On- and off- peak prices are reduced by integration charges
(2): Renewable energy credits transfer to the utility starting in 2028

## OFPC Source
Natural Gas Price Delivered to Plant ($/MMBtu) | [8 empty] | Market Prices in $/MWH | [13 empty] | Month | Period | HLH | LLH | HLH Days | Sun/Hol
FORWARD PRICE CURVE SUMMARY | [21 empty] | Winter | 1 | 2017-01-01 | 400 | 344 | 25 | 6
[9 empty] | Official Forward Price Curve dated March 2025 | [12 empty] | Winter | 2 | 2017-02-01 | 384 | 288 | 24 | 4
Quotes Dated: | 2025-03-31 | [20 empty] | Winter | 3 | 2017-03-01 | 432 | 312 | 27 | 4
[5 empty] | Burnertip Annual Average Price |  |  |  |  | Market Prices in $/MWH | [7 empty] | Market Prices in $/MWH |  |  |  | Winter | 4 | 2017-04-01 | 400 | 320 | 25 | 5
Sample of source data |  |  |  | Year | East Side | West Side |  |  |  | HLH |  | LLH | [5 empty] | HLH |  | LLH |  | Winter | 5 | 2017-05-01 | 416 | 328 | 26 | 5
Month | East Side | West Side | Year |  | $/MMBtu | $/MMBtu | Month | Year | Date | Mid C | PV | Mid C | PV | PV Flat | PV HLH/Flat Ratio | PV LLH/Flat Ratio | Year | Mid C | PV | Mid C | PV | Summer | 6 | 2017-06-01 | 416 | 304 | 26 | 4
2025-01-01 | 4.1373 | 3.6555 | 2025 | 2025 | 3.61 | 3.07 | 1 | 2025 | 2025-01-01 | 52.7904 | 44.4654 | 52.1498 | 45.9002 | 48.8605 | 0.91005 | 0.93941 | 2025 | 53.99 | 49.04 | 43.21 | 44.51 | Summer | 7 | 2017-07-01 | 400 | 344 | 25 | 6
2025-02-01 | 3.4952 | 3.2234 | 2025 | 2026 | 4.21 | 3.76 | 2 | 2025 | 2025-02-01 | 67.8654 | 29.0496 | 64.0094 | 36.2461 | 35.8705 | 0.80985 | 1.0105 | 2026 | 64.18 | 53.24 | 52.2 | 52.93 | Summer | 8 | 2017-08-01 | 432 | 312 | 27 | 4
2025-03-01 | 2.7599 | 2.0475 | 2025 | 2027 | 3.8 | 3.56 | 3 | 2025 | 2025-03-01 | 34.5058 | 23.3054 | 30.7195 | 32.7902 | 28.0767 | 0.83006 | 1.1679 | 2027 | 62.83 | 51.16 | 53.16 | 53.26 | Summer | 9 | 2017-09-01 | 400 | 320 | 25 | 5
2025-04-01 | 2.3705 | 1.8738 | 2025 | 2028 | 4.53 | 4.34 | 4 | 2025 | 2025-04-01 | 18.65 | 16.81 | 18.21 | 29.48 | 22.1596 | 0.75859 | 1.3304 | 2028 | 60.43 | 51.24 | 55.94 | 54.97 | Winter | 10 | 2017-10-01 | 416 | 328 | 26 | 5
2025-05-01 | 2.5026 | 1.9147 | 2025 | 2029 | 5.71 | 5.5 | 5 | 2025 | 2025-05-01 | 21.8206 | 18.7523 | 17.4057 | 28.5253 | 23.0608 | 0.81317 | 1.237 | 2029 | 59.4 | 56.03 | 58.53 | 58.93 | Winter | 11 | 2017-11-01 | 400 | 320 | 25 | 5
2025-06-01 | 2.7134 | 2.1511 | 2025 | 2030 | 5.99 | 5.75 | 6 | 2025 | 2025-06-01 | 28.9153 | 39.6392 | 19.7856 | 35.7126 | 37.894 | 1.0461 | 0.94243 | 2030 | 59.62 | 57.42 | 57.74 | 58.29 | Winter | 12 | 2017-12-01 | 400 | 344 | 25 | 6
2025-07-01 | 3.6058 | 2.8892 | 2025 | 2031 | 5.93 | 5.71 | 7 | 2025 | 2025-07-01 | 66.2745 | 84.8941 | 36.1101 | 53.4165 | 71.0169 | 1.1954 | 0.75217 | 2031 | 60.8 | 56.4 | 59.3 | 57.64 | Winter | 1 | 2018-01-01 | 416 | 328 | 26 | 5
2025-08-01 | 3.8362 | 3.2519 | 2025 | 2032 | 5.87 | 5.64 | 8 | 2025 | 2025-08-01 | 89.2217 | 107.7866 | 48.5061 | 59.2192 | 86.3752 | 1.2479 | 0.6856 | 2032 | 59.12 | 54.52 | 58.38 | 57.19 | Winter | 2 | 2018-02-01 | 384 | 288 | 24 | 4
2025-09-01 | 3.6547 | 2.9906 | 2025 | 2033 | 6 | 5.77 | 9 | 2025 | 2025-09-01 | 67.8321 | 73.1969 | 48.6699 | 55.7738 | 65.4533 | 1.1183 | 0.85212 | 2033 | 54.31 | 49.5 | 54.23 | 53.85 | Winter | 3 | 2018-03-01 | 432 | 312 | 27 | 4 |  |  |  | HLH Hour %
2025-10-01 | 3.5857 | 3.0321 | 2025 | 2034 | 6.07 | 5.83 | 10 | 2025 | 2025-10-01 | 60.1775 | 48.9575 | 55.2195 | 46.1216 | 47.7683 | 1.0249 | 0.96553 | 2034 | 55.38 | 49.08 | 55.11 | 53.65 | Winter | 4 | 2018-04-01 | 400 | 320 | 25 | 5 | Total Hours | 103168 | 80912 | 56.05%
2025-11-01 | 4.678 | 4.1219 | 2025 | 2035 | 6.24 | 5.99 | 11 | 2025 | 2025-11-01 | 59.6005 | 43.5341 | 55.7293 | 50.9529 | 47.0017 | 0.92622 | 1.0841 | 2035 | 53.04 | 47.36 | 52.15 | 51.86 | Winter | 5 | 2018-05-01 | 416 | 328 | 26 | 5
2025-12-01 | 6.0348 | 5.6973 | 2025 | 2036 | 6.4 | 6.15 | 12 | 2025 | 2025-12-01 | 80.1826 | 58.0605 | 72.0127 | 59.9493 | 58.8932 | 0.98586 | 1.0179 | 2036 | 54.33 | 46.43 | 51.83 | 49.54 | Summer | 6 | 2018-06-01 | 416 | 304 | 26 | 4 | On Peak Summer | 34464 | 18.72%
2026-01-01 | 6.3108 | 5.8531 | 2026 | 2037 | 6.61 | 6.34 | 1 | 2026 | 2026-01-01 | 94.1209 | 66.6814 | 86.9722 | 69.1894 | 67.7871 | 0.98369 | 1.0207 | 2037 | 57.93 | 49.9 | 53.9 | 51.51 | Summer | 7 | 2018-07-01 | 400 | 344 | 25 | 6 | On Peak Winter | 68704 | 37.32% | 56.05%
2026-02-01 | 5.5833 | 5.3346 | 2026 | 2038 | 6.89 | 6.59 | 2 | 2026 | 2026-02-01 | 72.2132 | 46.0485 | 65.3875 | 59.7397 | 51.9162 | 0.88698 | 1.1507 | 2038 | 61.55 | 55.59 | 58.46 | 55.53 | Summer | 8 | 2018-08-01 | 432 | 312 | 27 | 4 | off-peak Summer | 27024 | 14.68%
2026-03-01 | 4.0108 | 3.5892 | 2026 | 2039 | 7.16 | 6.83 | 3 | 2026 | 2026-03-01 | 48.0289 | 24.8175 | 42.1258 | 43.2826 | 32.9441 | 0.75332 | 1.3138 | 2039 | 62.54 | 57.42 | 59.49 | 57.98 | Summer | 9 | 2018-09-01 | 384 | 336 | 24 | 6 | off-peak Winter | 53888 | 29.27% | 43.95%
2026-04-01 | 3.2761 | 2.7718 | 2026 | 2040 | 7.44 | 7.06 | 4 | 2026 | 2026-04-01 | 38.2034 | 21.0889 | 32.3237 | 35.9036 | 27.344 | 0.77124 | 1.313 | 2040 | 63.43 | 59.32 | 60.72 | 60.69 | Winter | 10 | 2018-10-01 | 432 | 312 | 27 | 4 |  | 184080
2026-05-01 | 3.1016 | 2.4981 | 2026 | 2041 | 7.8 | 7.37 | 5 | 2026 | 2026-05-01 | 26.7894 | 21.7782 | 24.0312 | 33.3639 | 27.135 | 0.80259 | 1.2296 | 2041 | 66.11 | 63.37 | 62.37 | 63.37 | Winter | 11 | 2018-11-01 | 400 | 320 | 25 | 5
2026-06-01 | 3.2797 | 2.7692 | 2026 | 2042 | 8.15 | 7.68 | 6 | 2026 | 2026-06-01 | 37.9804 | 41.7737 | 31.8828 | 41.0183 | 41.4548 | 1.0077 | 0.98947 | 2042 | 68.35 | 67.16 | 62.35 | 64.21 | Winter | 12 | 2018-12-01 | 400 | 344 | 25 | 6
2026-07-01 | 3.7271 | 3.1428 | 2026 | 2043 | 8.54 | 8.05 | 7 | 2026 | 2026-07-01 | 70.86 | 92.4174 | 49.3309 | 62.3775 | 79.174 | 1.1673 | 0.78785 | 2043 | 73.07 | 69.95 | 65.81 | 66.96 | Winter | 1 | 2019-01-01 | 416 | 328 | 26 | 5
2026-08-01 | 3.7725 | 3.1937 | 2026 | 2044 | 8.84 | 8.32 | 8 | 2026 | 2026-08-01 | 102.0035 | 103.5835 | 55.9881 | 67.9082 | 87.8557 | 1.179 | 0.77295 | 2044 | 74.39 | 71.99 | 69.43 | 70.97 | Winter | 2 | 2019-02-01 | 384 | 288 | 24 | 4
2026-09-01 | 3.7067 | 3.1711 | 2026 | 2045 | 9.29 | 8.74 | 9 | 2026 | 2026-09-01 | 70.6973 | 75.1219 | 51.1734 | 62.0069 | 69.293 | 1.0841 | 0.89485 | 2045 | 79.42 | 74.44 | 71.76 | 76.85 | Winter | 3 | 2019-03-01 | 416 | 328 | 26 | 5
2026-10-01 | 3.42 | 3.0166 | 2026 |  |  |  | 10 | 2026 | 2026-10-01 | 61.5461 | 36.8206 | 54.4045 | 43.2196 | 39.5041 | 0.93207 | 1.0941 | [5 empty] | Winter | 4 | 2019-04-01 | 416 | 304 | 26 | 4
2026-11-01 | 4.4496 | 4.1852 | 2026 |  |  |  | 11 | 2026 | 2026-11-01 | 68.0504 | 44.2908 | 61.7771 | 54.9091 | 49.2539 | 0.89924 | 1.1148 | [5 empty] | Winter | 5 | 2019-05-01 | 416 | 328 | 26 | 5
2026-12-01 | 5.8715 | 5.5904 | 2026 |  |  |  | 12 | 2026 | 2026-12-01 | 79.6155 | 64.5127 | 71.0012 | 62.2173 | 63.5007 | 1.0159 | 0.97979 | [5 empty] | Summer | 6 | 2019-06-01 | 400 | 320 | 25 | 5
2027-01-01 | 6.198 | 5.9321 | 2027 |  | Chk Ttl | Chk Ttl | 1 | 2027 | 2027-01-01 | 83.8213 | 63.586 | 79.5335 | 76.1487 | 69.3946 | 0.9163 | 1.0973 | [5 empty] | Summer | 7 | 2019-07-01 | 416 | 328 | 26 | 5
2027-02-01 | 5.4588 | 5.0809 | 2027 |  | 0 | 0 | 2 | 2027 | 2027-02-01 | 71.4658 | 44.4765 | 70.0454 | 60.4206 | 51.3097 | 0.86682 | 1.1776 | [5 empty] | Summer | 8 | 2019-08-01 | 432 | 312 | 27 | 4
2027-03-01 | 3.4914 | 3.1945 | 2027 |  |  |  | 3 | 2027 | 2027-03-01 | 44.9441 | 21.5944 | 47.4575 | 33.8412 | 26.7206 | 0.80816 | 1.2665 | [5 empty] | Summer | 9 | 2019-09-01 | 384 | 336 | 24 | 6
2027-04-01 | 2.6317 | 2.4275 | 2027 |  |  |  | 4 | 2027 | 2027-04-01 | 35.3918 | 23.8416 | 32.8687 | 33.1176 | 27.7581 | 0.85891 | 1.1931 | [5 empty] | Winter | 10 | 2019-10-01 | 432 | 312 | 27 | 4
2027-05-01 | 2.5741 | 2.3521 | 2027 |  |  |  | 5 | 2027 | 2027-05-01 | 33.2001 | 21.2338 | 30.0535 | 33.0576 | 26.7007 | 0.79525 | 1.2381 |  | Chk Ttl |  |  |  | Winter | 11 | 2019-11-01 | 400 | 320 | 25 | 5
2027-06-01 | 2.6929 | 2.4642 | 2027 |  |  |  | 6 | 2027 | 2027-06-01 | 34.8061 | 33.6666 | 27.1214 | 42.2016 | 37.2703 | 0.90331 | 1.1323 |  | 0 | 0 | 0 | 0 | Winter | 12 | 2019-12-01 | 400 | 344 | 25 | 6
2027-07-01 | 3.3419 | 2.9328 | 2027 |  |  |  | 7 | 2027 | 2027-07-01 | 71.2396 | 97.9052 | 50.1037 | 66.788 | 84.1869 | 1.163 | 0.79333 | [5 empty] | Winter | 1 | 2020-01-01 | 416 | 328 | 26 | 5
2027-08-01 | 3.3904 | 2.9951 | 2027 |  |  |  | 8 | 2027 | 2027-08-01 | 100.9182 | 104.9459 | 49.4482 | 71.5547 | 90.225 | 1.1632 | 0.79307 | [5 empty] | Winter | 2 | 2020-02-01 | 400 | 296 | 25 | 4
2027-09-01 | 3.3302 | 2.9634 | 2027 |  |  |  | 9 | 2027 | 2027-09-01 | 75.0005 | 64.8403 | 56.731 | 59.6834 | 62.5483 | 1.0366 | 0.9542 | [5 empty] | Winter | 3 | 2020-03-01 | 416 | 328 | 26 | 5
2027-10-01 | 2.994 | 2.8283 | 2027 |  |  |  | 10 | 2027 | 2027-10-01 | 59.8973 | 32.8548 | 58.7731 | 47.009 | 39.0948 | 0.84039 | 1.2024 | [5 empty] | Winter | 4 | 2020-04-01 | 416 | 304 | 26 | 4
2027-11-01 | 3.9685 | 3.9653 | 2027 |  |  |  | 11 | 2027 | 2027-11-01 | 65.9924 | 35.8176 | 64.1934 | 48.436 | 41.4355 | 0.86442 | 1.1689 | [5 empty] | Winter | 5 | 2020-05-01 | 400 | 344 | 25 | 6
2027-12-01 | 5.5302 | 5.6057 | 2027 |  |  |  | 12 | 2027 | 2027-12-01 | 77.298 | 69.14 | 71.5833 | 66.8883 | 68.1473 | 1.0146 | 0.98153 | [5 empty] | Summer | 6 | 2020-06-01 | 416 | 304 | 26 | 4
2028-01-01 | 5.8588 | 5.8942 | 2028 |  |  |  | 1 | 2028 | 2028-01-01 | 73.15 | 57.36 | 73.95 | 72.0191 | 64.1379 | 0.89432 | 1.1229 | [5 empty] | Summer | 7 | 2020-07-01 | 416 | 328 | 26 | 5
2028-02-01 | 5.1103 | 5.0511 | 2028 |  |  |  | 2 | 2028 | 2028-02-01 | 63.7315 | 43.4103 | 66.2533 | 56.4144 | 48.9408 | 0.887 | 1.1527 | [5 empty] | Summer | 8 | 2020-08-01 | 416 | 328 | 26 | 5
2028-03-01 | 3.2414 | 2.9953 | 2028 |  |  |  | 3 | 2028 | 2028-03-01 | 53.0753 | 23.0962 | 58.0155 | 38.7698 | 29.6568 | 0.77878 | 1.3073 | [5 empty] | Summer | 9 | 2020-09-01 | 400 | 320 | 25 | 5
2028-04-01 | 2.4608 | 2.3402 | 2028 |  |  |  | 4 | 2028 | 2028-04-01 | 41.927 | 18.1204 | 40.1302 | 30.2287 | 23.5019 | 0.77102 | 1.2862 | [5 empty] | Winter | 10 | 2020-10-01 | 432 | 312 | 27 | 4
2028-05-01 | 4.0047 | 3.7285 | 2028 |  |  |  | 5 | 2028 | 2028-05-01 | 31.6524 | 30.5983 | 29.1314 | 35.9242 | 32.9463 | 0.92873 | 1.0904 | [5 empty] | Winter | 11 | 2020-11-01 | 384 | 336 | 24 | 6
2028-06-01 | 4.0938 | 3.7901 | 2028 |  |  |  | 6 | 2028 | 2028-06-01 | 36.9585 | 41.0356 | 32.3444 | 44.9139 | 42.6731 | 0.96163 | 1.0525 | [5 empty] | Winter | 12 | 2020-12-01 | 416 | 328 | 26 | 5
2028-07-01 | 4.5196 | 4.0971 | 2028 |  |  |  | 7 | 2028 | 2028-07-01 | 68.7454 | 84.6748 | 56.3818 | 68.6875 | 77.2828 | 1.0956 | 0.88878 | [5 empty] | Winter | 1 | 2021-01-01 | 400 | 344 | 25 | 6
2028-08-01 | 4.6249 | 4.2586 | 2028 |  |  |  | 8 | 2028 | 2028-08-01 | 87.3462 | 89.586 | 57.512 | 70.4847 | 81.5758 | 1.0982 | 0.86404 | [5 empty] | Winter | 2 | 2021-02-01 | 384 | 288 | 24 | 4
2028-09-01 | 4.6672 | 4.2881 | 2028 |  |  |  | 9 | 2028 | 2028-09-01 | 67.6475 | 63.5408 | 58.7551 | 62.152 | 62.9236 | 1.0098 | 0.98774 | [5 empty] | Winter | 3 | 2021-03-01 | 432 | 312 | 27 | 4
2028-10-01 | 4.5318 | 4.3817 | 2028 |  |  |  | 10 | 2028 | 2028-10-01 | 58.9164 | 44.0178 | 60.2814 | 54.2007 | 48.507 | 0.90745 | 1.1174 | [5 empty] | Winter | 4 | 2021-04-01 | 416 | 304 | 26 | 4
2028-11-01 | 5.1805 | 5.1624 | 2028 |  |  |  | 11 | 2028 | 2028-11-01 | 65.4932 | 49.8393 | 64.4929 | 55.5015 | 52.3602 | 0.95185 | 1.06 | [5 empty] | Winter | 5 | 2021-05-01 | 400 | 344 | 25 | 6
2028-12-01 | 6.0809 | 6.0752 | 2028 |  |  |  | 12 | 2028 | 2028-12-01 | 76.5729 | 69.5805 | 74.0486 | 70.3639 | 69.9427 | 0.99482 | 1.006 | [5 empty] | Summer | 6 | 2021-06-01 | 416 | 304 | 26 | 4
2029-01-01 | 6.6181 | 6.6036 | 2029 |  |  |  | 1 | 2029 | 2029-01-01 | 73.8183 | 63.8561 | 71.7847 | 71.0622 | 67.033 | 0.95261 | 1.0601 | [5 empty] | Summer | 7 | 2021-07-01 | 416 | 328 | 26 | 5
2029-02-01 | 5.9686 | 5.9252 | 2029 |  |  |  | 2 | 2029 | 2029-02-01 | 76.9711 | 59.3801 | 75.6249 | 66.683 | 62.5099 | 0.94993 | 1.0668 | [5 empty] | Summer | 8 | 2021-08-01 | 416 | 328 | 26 | 5
2029-03-01 | 4.46 | 4.2694 | 2029 |  |  |  | 3 | 2029 | 2029-03-01 | 53.3701 | 35.8791 | 56.5716 | 45.6605 | 39.9733 | 0.89758 | 1.1423 | [5 empty] | Summer | 9 | 2021-09-01 | 400 | 320 | 25 | 5
2029-04-01 | 3.9153 | 3.7505 | 2029 |  |  |  | 4 | 2029 | 2029-04-01 | 40.2887 | 27.9276 | 40.4933 | 34.8872 | 31.0208 | 0.90029 | 1.1246 | [5 empty] | Winter | 10 | 2021-10-01 | 416 | 328 | 26 | 5
2029-05-01 | 5.4354 | 5.1049 | 2029 |  |  |  | 5 | 2029 | 2029-05-01 | 30.1047 | 39.9628 | 28.2094 | 38.7908 | 39.4461 | 1.0131 | 0.98339 | [5 empty] | Winter | 11 | 2021-11-01 | 400 | 320 | 25 | 5
2029-06-01 | 5.4947 | 5.116 | 2029 |  |  |  | 6 | 2029 | 2029-06-01 | 39.1109 | 48.4046 | 37.5674 | 47.6263 | 48.076 | 1.0068 | 0.99065 | [5 empty] | Winter | 12 | 2021-12-01 | 416 | 328 | 26 | 5
2029-07-01 | 5.6972 | 5.2614 | 2029 |  |  |  | 7 | 2029 | 2029-07-01 | 66.2513 | 71.4445 | 62.6599 | 70.587 | 71.048 | 1.0056 | 0.99351 | [5 empty] | Winter | 1 | 2022-01-01 | 400 | 344 | 25 | 6
2029-08-01 | 5.8594 | 5.5221 | 2029 |  |  |  | 8 | 2029 | 2029-08-01 | 73.7742 | 74.2262 | 65.5757 | 69.4147 | 72.2085 | 1.0279 | 0.96131 | [5 empty] | Winter | 2 | 2022-02-01 | 384 | 288 | 24 | 4
2029-09-01 | 6.0042 | 5.6129 | 2029 |  |  |  | 9 | 2029 | 2029-09-01 | 60.2946 | 62.2414 | 60.7792 | 64.6207 | 63.3517 | 0.98247 | 1.02 | [5 empty] | Winter | 3 | 2022-03-01 | 432 | 312 | 27 | 4
2029-10-01 | 6.0697 | 5.935 | 2029 |  |  |  | 10 | 2029 | 2029-10-01 | 57.9355 | 55.1808 | 61.7897 | 61.3924 | 57.7857 | 0.95492 | 1.0624 | [5 empty] | Winter | 4 | 2022-04-01 | 416 | 304 | 26 | 4
2029-11-01 | 6.3925 | 6.3594 | 2029 |  |  |  | 11 | 2029 | 2029-11-01 | 64.9939 | 63.861 | 64.7924 | 62.5671 | 63.2849 | 1.0091 | 0.98866 | [5 empty] | Winter | 5 | 2022-05-01 | 400 | 344 | 25 | 6
2029-12-01 | 6.6316 | 6.5448 | 2029 |  |  |  | 12 | 2029 | 2029-12-01 | 75.8477 | 70.0211 | 76.5139 | 73.8396 | 71.7866 | 0.97541 | 1.0286 | [5 empty] | Summer | 6 | 2022-06-01 | 416 | 304 | 26 | 4
2030-01-01 | 7.3774 | 7.3131 | 2030 |  |  |  | 1 | 2030 | 2030-01-01 | 74.4865 | 70.3522 | 69.6194 | 70.1053 | 70.2434 | 1.0015 | 0.99803 | [5 empty] | Summer | 7 | 2022-07-01 | 400 | 344 | 25 | 6
2030-02-01 | 6.8269 | 6.7994 | 2030 |  |  |  | 2 | 2030 | 2030-02-01 | 90.2107 | 75.35 | 84.9965 | 76.9517 | 76.0364 | 0.99097 | 1.012 | [5 empty] | Summer | 8 | 2022-08-01 | 432 | 312 | 27 | 4
2030-03-01 | 5.6786 | 5.5433 | 2030 |  |  |  | 3 | 2030 | 2030-03-01 | 53.6649 | 48.662 | 55.1277 | 52.5513 | 50.3737 | 0.96602 | 1.0432 | [5 empty] | Summer | 9 | 2022-09-01 | 400 | 320 | 25 | 5
2030-04-01 | 5.3697 | 5.1607 | 2030 |  |  |  | 4 | 2030 | 2030-04-01 | 38.6504 | 37.7348 | 40.8564 | 39.5458 | 38.4994 | 0.98014 | 1.0272 | [5 empty] | Winter | 10 | 2022-10-01 | 416 | 328 | 26 | 5
2030-05-01 | 5.3852 | 4.9905 | 2030 |  |  |  | 5 | 2030 | 2030-05-01 | 29.6775 | 37.7818 | 27.3938 | 37.0619 | 37.4644 | 1.0085 | 0.98926 | [5 empty] | Winter | 11 | 2022-11-01 | 400 | 320 | 25 | 5
2030-06-01 | 5.4337 | 5.0088 | 2030 |  |  |  | 6 | 2030 | 2030-06-01 | 39.5497 | 47.0339 | 36.7353 | 45.9072 | 46.5331 | 1.0108 | 0.98655 | [5 empty] | Winter | 12 | 2022-12-01 | 416 | 328 | 26 | 5
2030-07-01 | 5.5747 | 5.0908 | 2030 |  |  |  | 7 | 2030 | 2030-07-01 | 61.446 | 63.6894 | 59.7976 | 64.483 | 64.0393 | 0.99454 | 1.0069 | [5 empty] | Winter | 1 | 2023-01-01 | 400 | 344 | 25 | 6
2030-08-01 | 5.7153 | 5.3818 | 2030 |  |  |  | 8 | 2030 | 2030-08-01 | 69.9987 | 67.1145 | 61.143 | 63.7561 | 65.7061 | 1.0214 | 0.97032 | [5 empty] | Winter | 2 | 2023-02-01 | 384 | 288 | 24 | 4
2030-09-01 | 5.8327 | 5.4204 | 2030 |  |  |  | 9 | 2030 | 2030-09-01 | 59.2886 | 57.7031 | 57.5814 | 59.6392 | 58.6066 | 0.98458 | 1.0176 | [5 empty] | Winter | 3 | 2023-03-01 | 432 | 312 | 27 | 4
2030-10-01 | 5.9376 | 5.7375 | 2030 |  |  |  | 10 | 2030 | 2030-10-01 | 55.6775 | 52.3225 | 58.688 | 55.9285 | 53.8347 | 0.97191 | 1.0389 | [5 empty] | Winter | 4 | 2023-04-01 | 400 | 320 | 25 | 5
2030-11-01 | 6.2324 | 6.2064 | 2030 |  |  |  | 11 | 2030 | 2030-11-01 | 66.4752 | 62.7411 | 65.2933 | 62.592 | 62.6747 | 1.0011 | 0.99868 | [5 empty] | Winter | 5 | 2023-05-01 | 416 | 328 | 26 | 5
2030-12-01 | 6.4875 | 6.4047 | 2030 |  |  |  | 12 | 2030 | 2030-12-01 | 76.3532 | 68.5045 | 75.637 | 70.9653 | 69.6423 | 0.98366 | 1.019 | [5 empty] | Summer | 6 | 2023-06-01 | 416 | 304 | 26 | 4
2031-01-01 | 6.9418 | 6.8659 | 2031 |  |  |  | 1 | 2031 | 2031-01-01 | 75.9709 | 69.5249 | 71.9912 | 70.5347 | 69.9701 | 0.99364 | 1.0081 | [5 empty] | Summer | 7 | 2023-07-01 | 400 | 344 | 25 | 6
2031-02-01 | 6.6856 | 6.6464 | 2031 |  |  |  | 2 | 2031 | 2031-02-01 | 94.8972 | 76.3985 | 93.9724 | 79.6082 | 77.7741 | 0.98231 | 1.0236 | [5 empty] | Summer | 8 | 2023-08-01 | 432 | 312 | 27 | 4
2031-03-01 | 5.6622 | 5.5741 | 2031 |  |  |  | 3 | 2031 | 2031-03-01 | 50.8819 | 45.0478 | 55.3609 | 51.2579 | 47.7809 | 0.9428 | 1.0728 | [5 empty] | Summer | 9 | 2023-09-01 | 400 | 320 | 25 | 5
2031-04-01 | 5.3784 | 5.1489 | 2031 |  |  |  | 4 | 2031 | 2031-04-01 | 41.2043 | 39.4833 | 41.9557 | 38.3594 | 39.0088 | 1.0122 | 0.98335 | [5 empty] | Winter | 10 | 2023-10-01 | 416 | 328 | 26 | 5
2031-05-01 | 5.3918 | 4.994 | 2031 |  |  |  | 5 | 2031 | 2031-05-01 | 24.3551 | 31.3684 | 26.7824 | 34.863 | 32.909 | 0.95319 | 1.0594 | [5 empty] | Winter | 11 | 2023-11-01 | 400 | 320 | 25 | 5
2031-06-01 | 5.4327 | 5.0106 | 2031 |  |  |  | 6 | 2031 | 2031-06-01 | 38.5718 | 44.7856 | 36.5462 | 43.8004 | 44.3477 | 1.0099 | 0.98766 | [5 empty] | Winter | 12 | 2023-12-01 | 400 | 344 | 25 | 6
2031-07-01 | 5.5226 | 5.0565 | 2031 |  |  |  | 7 | 2031 | 2031-07-01 | 64.269 | 64.7773 | 60.9335 | 64.3695 | 64.5975 | 1.0028 | 0.99647 | [5 empty] | Winter | 1 | 2024-01-01 | 416 | 328 | 26 | 5
2031-08-01 | 5.6611 | 5.3679 | 2031 |  |  |  | 8 | 2031 | 2031-08-01 | 70.6081 | 65.8322 | 62.6257 | 63.5822 | 64.8403 | 1.0153 | 0.9806 | [5 empty] | Winter | 2 | 2024-02-01 | 400 | 296 | 25 | 4
2031-09-01 | 5.8006 | 5.4616 | 2031 |  |  |  | 9 | 2031 | 2031-09-01 | 63.2569 | 56.882 | 56.1942 | 57.1793 | 57.0141 | 0.99768 | 1.0029 | [5 empty] | Winter | 3 | 2024-03-01 | 416 | 328 | 26 | 5
2031-10-01 | 5.9172 | 5.7474 | 2031 |  |  |  | 10 | 2031 | 2031-10-01 | 56.1529 | 49.7424 | 58.6701 | 54.2157 | 51.6183 | 0.96366 | 1.0503 | [5 empty] | Winter | 4 | 2024-04-01 | 416 | 304 | 26 | 4
2031-11-01 | 6.2662 | 6.2211 | 2031 |  |  |  | 11 | 2031 | 2031-11-01 | 70.5144 | 63.5195 | 66.4639 | 61.5049 | 62.5779 | 1.015 | 0.98285 | [5 empty] | Winter | 5 | 2024-05-01 | 416 | 328 | 26 | 5
2031-12-01 | 6.4886 | 6.3953 | 2031 |  |  |  | 12 | 2031 | 2031-12-01 | 78.9326 | 69.4354 | 80.1352 | 72.4342 | 70.7575 | 0.98132 | 1.0237 | [5 empty] | Summer | 6 | 2024-06-01 | 400 | 320 | 25 | 5
2032-01-01 | 6.8823 | 6.803 | 2032 |  |  |  | 1 | 2032 | 2032-01-01 | 72.1283 | 67.9101 | 70.1384 | 72.46 | 69.916 | 0.97131 | 1.0364 | [5 empty] | Summer | 7 | 2024-07-01 | 416 | 328 | 26 | 5
2032-02-01 | 6.2526 | 6.1285 | 2032 |  |  |  | 2 | 2032 | 2032-02-01 | 93.9716 | 72.047 | 94.612 | 78.7756 | 75.0633 | 0.95982 | 1.0495 | [5 empty] | Summer | 8 | 2024-08-01 | 432 | 312 | 27 | 4
2032-03-01 | 5.692 | 5.5899 | 2032 |  |  |  | 3 | 2032 | 2032-03-01 | 49.7077 | 42.615 | 53.8326 | 49.1804 | 45.3631 | 0.93942 | 1.0841 | [5 empty] | Summer | 9 | 2024-09-01 | 384 | 336 | 24 | 6
2032-04-01 | 5.4145 | 5.1588 | 2032 |  |  |  | 4 | 2032 | 2032-04-01 | 41.0296 | 37.7377 | 41.8264 | 37.51 | 37.6416 | 1.0026 | 0.9965 | [5 empty] | Winter | 10 | 2024-10-01 | 432 | 312 | 27 | 4
2032-05-01 | 5.3994 | 5.0138 | 2032 |  |  |  | 5 | 2032 | 2032-05-01 | 21.4269 | 29.3714 | 23.8699 | 32.4303 | 30.7857 | 0.95406 | 1.0534 | [5 empty] | Winter | 11 | 2024-11-01 | 400 | 320 | 25 | 5
2032-06-01 | 5.4458 | 5.0369 | 2032 |  |  |  | 6 | 2032 | 2032-06-01 | 36.5885 | 44.1365 | 34.9131 | 42.5996 | 43.4876 | 1.0149 | 0.97958 | [5 empty] | Winter | 12 | 2024-12-01 | 400 | 344 | 25 | 6
2032-07-01 | 5.5283 | 5.0782 | 2032 |  |  |  | 7 | 2032 | 2032-07-01 | 65.0958 | 66.0458 | 60.5419 | 65.645 | 65.8691 | 1.0027 | 0.9966 | [5 empty] | Winter | 1 | 2025-01-01 | 416 | 328 | 26 | 5
2032-08-01 | 5.6089 | 5.3252 | 2032 |  |  |  | 8 | 2032 | 2032-08-01 | 70.7541 | 65.0253 | 62.8401 | 64.1905 | 64.6573 | 1.0057 | 0.99278 | [5 empty] | Winter | 2 | 2025-02-01 | 384 | 288 | 24 | 4
2032-09-01 | 5.7595 | 5.3972 | 2032 |  |  |  | 9 | 2032 | 2032-09-01 | 58.3759 | 53.2652 | 54.2418 | 55.3257 | 54.181 | 0.9831 | 1.0211 | [5 empty] | Winter | 3 | 2025-03-01 | 416 | 328 | 26 | 5
2032-10-01 | 5.8598 | 5.6758 | 2032 |  |  |  | 10 | 2032 | 2032-10-01 | 53.0644 | 44.8119 | 58.1802 | 53.9211 | 48.8278 | 0.91775 | 1.1043 | [5 empty] | Winter | 4 | 2025-04-01 | 416 | 304 | 26 | 4
2032-11-01 | 6.2146 | 6.1477 | 2032 |  |  |  | 11 | 2032 | 2032-11-01 | 68.8152 | 62.8076 | 66.4443 | 63.1623 | 62.9655 | 0.99749 | 1.0031 | [5 empty] | Winter | 5 | 2025-05-01 | 416 | 328 | 26 | 5
2032-12-01 | 6.3797 | 6.2834 | 2032 |  |  |  | 12 | 2032 | 2032-12-01 | 78.4457 | 68.5116 | 79.1478 | 71.1025 | 69.6538 | 0.9836 | 1.0208 | [5 empty] | Summer | 6 | 2025-06-01 | 400 | 320 | 25 | 5
2033-01-01 | 7.1247 | 7.0299 | 2033 |  |  |  | 1 | 2033 | 2033-01-01 | 71.2 | 67.6441 | 67.3483 | 71.7441 | 69.5398 | 0.97274 | 1.0317 | [5 empty] | Summer | 7 | 2025-07-01 | 416 | 328 | 26 | 5
2033-02-01 | 6.7436 | 6.659 | 2033 |  |  |  | 2 | 2033 | 2033-02-01 | 90.5985 | 71.15 | 86.8455 | 75.1504 | 72.8645 | 0.97647 | 1.0314 | [5 empty] | Summer | 8 | 2025-08-01 | 416 | 328 | 26 | 5
2033-03-01 | 5.7696 | 5.6462 | 2033 |  |  |  | 3 | 2033 | 2033-03-01 | 47.0361 | 38.9443 | 52.813 | 47.6615 | 42.5931 | 0.91433 | 1.119 | [5 empty] | Summer | 9 | 2025-09-01 | 400 | 320 | 25 | 5
2033-04-01 | 5.4537 | 5.2117 | 2033 |  |  |  | 4 | 2033 | 2033-04-01 | 35.0206 | 27.9255 | 35.2147 | 29.4966 | 28.5889 | 0.9768 | 1.0318 | [5 empty] | Winter | 10 | 2025-10-01 | 432 | 312 | 27 | 4
2033-05-01 | 5.4589 | 5.0612 | 2033 |  |  |  | 5 | 2033 | 2033-05-01 | 14.371 | 22.4045 | 16.6973 | 25.7431 | 23.9482 | 0.93554 | 1.075 | [5 empty] | Winter | 11 | 2025-11-01 | 384 | 336 | 24 | 6
2033-06-01 | 5.5007 | 5.0853 | 2033 |  |  |  | 6 | 2033 | 2033-06-01 | 27.0552 | 33.7954 | 27.619 | 37.0768 | 35.1809 | 0.96062 | 1.0539 | [5 empty] | Winter | 12 | 2025-12-01 | 416 | 328 | 26 | 5
2033-07-01 | 5.5884 | 5.1588 | 2033 |  |  |  | 7 | 2033 | 2033-07-01 | 59.0737 | 59.761 | 55.3874 | 62.2151 | 60.8957 | 0.98137 | 1.0217 | [5 empty] | Winter | 1 | 2026-01-01 | 416 | 328 | 26 | 5
2033-08-01 | 5.7138 | 5.4253 | 2033 |  |  |  | 8 | 2033 | 2033-08-01 | 64.3362 | 61.2679 | 53.9106 | 55.0757 | 58.6712 | 1.0443 | 0.93872 | [5 empty] | Winter | 2 | 2026-02-01 | 384 | 288 | 24 | 4
2033-09-01 | 5.8476 | 5.4972 | 2033 |  |  |  | 9 | 2033 | 2033-09-01 | 51.0716 | 47.842 | 53.3348 | 53.6629 | 50.4291 | 0.9487 | 1.0641 | [5 empty] | Winter | 3 | 2026-03-01 | 416 | 328 | 26 | 5
2033-10-01 | 5.969 | 5.8027 | 2033 |  |  |  | 10 | 2033 | 2033-10-01 | 49.3641 | 37.7548 | 58.5021 | 55.7294 | 45.6791 | 0.82652 | 1.22 | [5 empty] | Winter | 4 | 2026-04-01 | 416 | 304 | 26 | 4
2033-11-01 | 6.3288 | 6.2462 | 2033 |  |  |  | 11 | 2033 | 2033-11-01 | 64.4775 | 60.0854 | 62.5833 | 59.7333 | 59.9286 | 1.0026 | 0.99674 | [5 empty] | Winter | 5 | 2026-05-01 | 400 | 344 | 25 | 6
2033-12-01 | 6.539 | 6.424 | 2033 |  |  |  | 12 | 2033 | 2033-12-01 | 78.0715 | 65.4615 | 80.4765 | 72.937 | 68.7572 | 0.95207 | 1.0608 | [5 empty] | Summer | 6 | 2026-06-01 | 416 | 304 | 26 | 4
2034-01-01 | 7.0308 | 6.9162 | 2034 |  |  |  | 1 | 2034 | 2034-01-01 | 72.7585 | 67.3449 | 70.8626 | 74.6314 | 70.7139 | 0.95236 | 1.0554 | [5 empty] | Summer | 7 | 2026-07-01 | 416 | 328 | 26 | 5
2034-02-01 | 6.7998 | 6.693 | 2034 |  |  |  | 2 | 2034 | 2034-02-01 | 95.8769 | 72.3568 | 90.0703 | 76.7252 | 74.229 | 0.97478 | 1.0336 | [5 empty] | Summer | 8 | 2026-08-01 | 416 | 328 | 26 | 5
2034-03-01 | 5.874 | 5.7464 | 2034 |  |  |  | 3 | 2034 | 2034-03-01 | 46.996 | 36.9947 | 51.4599 | 45.0584 | 40.3699 | 0.91639 | 1.1161 | [5 empty] | Summer | 9 | 2026-09-01 | 400 | 320 | 25 | 5
2034-04-01 | 5.5548 | 5.3136 | 2034 |  |  |  | 4 | 2034 | 2034-04-01 | 36.8228 | 26.4091 | 35.9334 | 28.166 | 27.1899 | 0.97128 | 1.0359 | [5 empty] | Winter | 10 | 2026-10-01 | 432 | 312 | 27 | 4
2034-05-01 | 5.5611 | 5.1699 | 2034 |  |  |  | 5 | 2034 | 2034-05-01 | 12.8341 | 18.546 | 16.6181 | 26.6224 | 22.1066 | 0.83894 | 1.2043 | [5 empty] | Winter | 11 | 2026-11-01 | 384 | 336 | 24 | 6
2034-06-01 | 5.6073 | 5.1835 | 2034 |  |  |  | 6 | 2034 | 2034-06-01 | 25.4225 | 33.8381 | 28.505 | 37.6079 | 35.4298 | 0.95507 | 1.0615 | [5 empty] | Winter | 12 | 2026-12-01 | 416 | 328 | 26 | 5
2034-07-01 | 5.6729 | 5.2605 | 2034 |  |  |  | 7 | 2034 | 2034-07-01 | 58.0484 | 56.938 | 56.0929 | 62.666 | 59.5864 | 0.95555 | 1.0517 | [5 empty] | Winter | 1 | 2027-01-01 | 400 | 344 | 25 | 6
2034-08-01 | 5.7738 | 5.5162 | 2034 |  |  |  | 8 | 2034 | 2034-08-01 | 63.5974 | 58.5327 | 52.7809 | 53.948 | 56.6101 | 1.034 | 0.95298 | [5 empty] | Winter | 2 | 2027-02-01 | 384 | 288 | 24 | 4
2034-09-01 | 5.9135 | 5.5675 | 2034 |  |  |  | 9 | 2034 | 2034-09-01 | 52.6944 | 47.5199 | 55.1367 | 54.6368 | 50.683 | 0.93759 | 1.078 | [5 empty] | Winter | 3 | 2027-03-01 | 432 | 312 | 27 | 4
2034-10-01 | 6.015 | 5.8232 | 2034 |  |  |  | 10 | 2034 | 2034-10-01 | 50.9163 | 39.0255 | 56.5385 | 51.1228 | 44.3587 | 0.87977 | 1.1525 | [5 empty] | Winter | 4 | 2027-04-01 | 416 | 304 | 26 | 4
2034-11-01 | 6.412 | 6.28 | 2034 |  |  |  | 11 | 2034 | 2034-11-01 | 69.0957 | 62.4424 | 65.1133 | 58.7157 | 60.7832 | 1.0273 | 0.96599 | [5 empty] | Winter | 5 | 2027-05-01 | 400 | 344 | 25 | 6
2034-12-01 | 6.5849 | 6.4668 | 2034 |  |  |  | 12 | 2034 | 2034-12-01 | 79.4993 | 69.0549 | 82.1945 | 73.8967 | 71.2936 | 0.9686 | 1.0365 | [5 empty] | Summer | 6 | 2027-06-01 | 416 | 304 | 26 | 4
2035-01-01 | 7.336 | 7.2182 | 2035 |  |  |  | 1 | 2035 | 2035-01-01 | 71.1231 | 69.0597 | 69.2859 | 74.8363 | 71.6064 | 0.96444 | 1.0451 | [5 empty] | Summer | 7 | 2027-07-01 | 416 | 328 | 26 | 5
2035-02-01 | 6.9149 | 6.8048 | 2035 |  |  |  | 2 | 2035 | 2035-02-01 | 98.3284 | 73.4871 | 90.7473 | 78.566 | 75.6638 | 0.97123 | 1.0384 | [5 empty] | Summer | 8 | 2027-08-01 | 416 | 328 | 26 | 5
2035-03-01 | 5.9943 | 5.8636 | 2035 |  |  |  | 3 | 2035 | 2035-03-01 | 46.9598 | 36.3472 | 48.0883 | 42.182 | 38.7895 | 0.93704 | 1.0875 | [5 empty] | Summer | 9 | 2027-09-01 | 400 | 320 | 25 | 5
2035-04-01 | 5.6798 | 5.4177 | 2035 |  |  |  | 4 | 2035 | 2035-04-01 | 37.0167 | 26.8601 | 32.8332 | 23.2107 | 25.2381 | 1.0643 | 0.91967 | [5 empty] | Winter | 10 | 2027-10-01 | 416 | 328 | 26 | 5
2035-05-01 | 5.6801 | 5.278 | 2035 |  |  |  | 5 | 2035 | 2035-05-01 | 10.0723 | 17.2568 | 9.9726 | 17.8246 | 17.5071 | 0.9857 | 1.0181 | [5 empty] | Winter | 11 | 2027-11-01 | 400 | 320 | 25 | 5
2035-06-01 | 5.7238 | 5.2946 | 2035 |  |  |  | 6 | 2035 | 2035-06-01 | 21.5459 | 29.4118 | 23.196 | 34.151 | 31.4128 | 0.9363 | 1.0872 | [5 empty] | Winter | 12 | 2027-12-01 | 416 | 328 | 26 | 5
2035-07-01 | 5.7976 | 5.3883 | 2035 |  |  |  | 7 | 2035 | 2035-07-01 | 52.0078 | 52.9432 | 53.2493 | 61.3288 | 56.8204 | 0.93176 | 1.0793 | [5 empty] | Winter | 1 | 2028-01-01 | 400 | 344 | 25 | 6
2035-08-01 | 5.915 | 5.6805 | 2035 |  |  |  | 8 | 2035 | 2035-08-01 | 64.652 | 57.9443 | 54.5656 | 56.0917 | 57.1674 | 1.0136 | 0.98118 | [5 empty] | Winter | 2 | 2028-02-01 | 400 | 296 | 25 | 4
2035-09-01 | 6.075 | 5.7334 | 2035 |  |  |  | 9 | 2035 | 2035-09-01 | 48.2406 | 44.5784 | 52.5097 | 53.5279 | 48.7548 | 0.91434 | 1.0979 | [5 empty] | Winter | 3 | 2028-03-01 | 432 | 312 | 27 | 4
2035-10-01 | 6.2303 | 5.9943 | 2035 |  |  |  | 10 | 2035 | 2035-10-01 | 46.8826 | 35.3961 | 54.4864 | 49.3999 | 41.2687 | 0.8577 | 1.197 | [5 empty] | Winter | 4 | 2028-04-01 | 400 | 320 | 25 | 5
2035-11-01 | 6.6151 | 6.4992 | 2035 |  |  |  | 11 | 2035 | 2035-11-01 | 61.7168 | 58.4475 | 59.168 | 57.8155 | 58.1661 | 1.0048 | 0.99397 | [5 empty] | Winter | 5 | 2028-05-01 | 416 | 328 | 26 | 5
2035-12-01 | 6.8677 | 6.7222 | 2035 |  |  |  | 12 | 2035 | 2035-12-01 | 77.898 | 66.6182 | 77.7367 | 73.354 | 69.7326 | 0.95534 | 1.0519 | [5 empty] | Summer | 6 | 2028-06-01 | 416 | 304 | 26 | 4
2036-01-01 | 7.3875 | 7.2579 | 2036 |  |  |  | 1 | 2036 | 2036-01-01 | 74.4782 | 69.3192 | 68.3777 | 72.2553 | 70.6136 | 0.98167 | 1.0232 | [5 empty] | Summer | 7 | 2028-07-01 | 400 | 344 | 25 | 6
2036-02-01 | 6.8118 | 6.689 | 2036 |  |  |  | 2 | 2036 | 2036-02-01 | 101.6598 | 74.0434 | 88.8908 | 76.0385 | 74.8919 | 0.98867 | 1.0153 | [5 empty] | Summer | 8 | 2028-08-01 | 432 | 312 | 27 | 4
2036-03-01 | 6.203 | 6.0632 | 2036 |  |  |  | 3 | 2036 | 2036-03-01 | 47.8521 | 34.8606 | 46.3537 | 37.1542 | 35.87 | 0.97186 | 1.0358 | [5 empty] | Summer | 9 | 2028-09-01 | 400 | 320 | 25 | 5
2036-04-01 | 5.874 | 5.601 | 2036 |  |  |  | 4 | 2036 | 2036-04-01 | 35.7599 | 24.0142 | 35.7828 | 25.2614 | 24.5408 | 0.97854 | 1.0294 | [5 empty] | Winter | 10 | 2028-10-01 | 416 | 328 | 26 | 5
2036-05-01 | 5.8613 | 5.4712 | 2036 |  |  |  | 5 | 2036 | 2036-05-01 | 9.0191 | 14.9887 | 6.7955 | 15.6691 | 15.2887 | 0.98038 | 1.0249 | [5 empty] | Winter | 11 | 2028-11-01 | 400 | 320 | 25 | 5
2036-06-01 | 5.9011 | 5.4817 | 2036 |  |  |  | 6 | 2036 | 2036-06-01 | 21.8655 | 27.5615 | 19.3607 | 27.3604 | 27.4721 | 1.0033 | 0.99593 | [5 empty] | Winter | 12 | 2028-12-01 | 400 | 344 | 25 | 6
2036-07-01 | 5.9644 | 5.5512 | 2036 |  |  |  | 7 | 2036 | 2036-07-01 | 52.6035 | 49.6046 | 51.9011 | 56.2413 | 52.5305 | 0.9443 | 1.0706 | [5 empty] | Winter | 1 | 2029-01-01 | 416 | 328 | 26 | 5
2036-08-01 | 6.1224 | 5.8862 | 2036 |  |  |  | 8 | 2036 | 2036-08-01 | 63.9509 | 54.7627 | 55.8893 | 56.1037 | 55.3539 | 0.98932 | 1.0135 | [5 empty] | Winter | 2 | 2029-02-01 | 384 | 288 | 24 | 4
2036-09-01 | 6.2993 | 5.9472 | 2036 |  |  |  | 9 | 2036 | 2036-09-01 | 50.8848 | 44.3177 | 52.9788 | 52.9445 | 48.1518 | 0.92037 | 1.0995 | [5 empty] | Winter | 3 | 2029-03-01 | 432 | 312 | 27 | 4
2036-10-01 | 6.4468 | 6.1742 | 2036 |  |  |  | 10 | 2036 | 2036-10-01 | 50.8171 | 36.8619 | 51.0849 | 42.7408 | 39.3272 | 0.93731 | 1.0868 | [5 empty] | Winter | 4 | 2029-04-01 | 400 | 320 | 25 | 5
2036-11-01 | 6.8383 | 6.7212 | 2036 |  |  |  | 11 | 2036 | 2036-11-01 | 63.6533 | 58.1562 | 62.5941 | 58.9205 | 58.5134 | 0.99389 | 1.007 | [5 empty] | Winter | 5 | 2029-05-01 | 416 | 328 | 26 | 5
2036-12-01 | 7.1051 | 6.9556 | 2036 |  |  |  | 12 | 2036 | 2036-12-01 | 79.4421 | 68.6619 | 82.0042 | 73.8353 | 70.9426 | 0.96785 | 1.0408 | [5 empty] | Summer | 6 | 2029-06-01 | 416 | 304 | 26 | 4
2037-01-01 | 7.6652 | 7.5195 | 2037 |  |  |  | 1 | 2037 | 2037-01-01 | 78.0939 | 73.3879 | 72.5118 | 77.8229 | 75.3431 | 0.97405 | 1.0329 | [5 empty] | Summer | 7 | 2029-07-01 | 400 | 344 | 25 | 6
2037-02-01 | 7.4205 | 7.2609 | 2037 |  |  |  | 2 | 2037 | 2037-02-01 | 108.1096 | 81.5843 | 93.8441 | 78.5505 | 80.2841 | 1.0162 | 0.97841 | [5 empty] | Summer | 8 | 2029-08-01 | 432 | 312 | 27 | 4
2037-03-01 | 6.3729 | 6.2203 | 2037 |  |  |  | 3 | 2037 | 2037-03-01 | 50.5927 | 37.1872 | 48.3543 | 38.568 | 37.7949 | 0.98392 | 1.0205 | [5 empty] | Summer | 9 | 2029-09-01 | 384 | 336 | 24 | 6
2037-04-01 | 6.0297 | 5.747 | 2037 |  |  |  | 4 | 2037 | 2037-04-01 | 37.6672 | 24.3934 | 32.3211 | 21.9585 | 23.3653 | 1.044 | 0.93979 | [5 empty] | Winter | 10 | 2029-10-01 | 432 | 312 | 27 | 4
2037-05-01 | 6.0256 | 5.6315 | 2037 |  |  |  | 5 | 2037 | 2037-05-01 | 11.1873 | 18.0984 | 10.1821 | 18.2054 | 18.1479 | 0.99727 | 1.0032 | [5 empty] | Winter | 11 | 2029-11-01 | 400 | 320 | 25 | 5
2037-06-01 | 6.0624 | 5.6209 | 2037 |  |  |  | 6 | 2037 | 2037-06-01 | 21.9005 | 28.7807 | 22.6435 | 33.1197 | 30.6127 | 0.94015 | 1.0819 | [5 empty] | Winter | 12 | 2029-12-01 | 400 | 344 | 25 | 6
2037-07-01 | 6.1339 | 5.7072 | 2037 |  |  |  | 7 | 2037 | 2037-07-01 | 55.1485 | 53.6061 | 55.1342 | 57.9792 | 55.534 | 0.96528 | 1.044 | [5 empty] | Winter | 1 | 2030-01-01 | 416 | 328 | 26 | 5
2037-08-01 | 6.2652 | 6.0303 | 2037 |  |  |  | 8 | 2037 | 2037-08-01 | 67.0808 | 58.0646 | 56.7687 | 55.8404 | 57.084 | 1.0172 | 0.97821 | [5 empty] | Winter | 2 | 2030-02-01 | 384 | 288 | 24 | 4
2037-09-01 | 6.4828 | 6.0928 | 2037 |  |  |  | 9 | 2037 | 2037-09-01 | 56.3135 | 48.5678 | 53.6041 | 54.5926 | 51.2455 | 0.94775 | 1.0653 | [5 empty] | Winter | 3 | 2030-03-01 | 416 | 328 | 26 | 5
2037-10-01 | 6.5887 | 6.2901 | 2037 |  |  |  | 10 | 2037 | 2037-10-01 | 53.8497 | 39.0922 | 53.1423 | 45.7007 | 41.8635 | 0.9338 | 1.0917 | [5 empty] | Winter | 4 | 2030-04-01 | 416 | 304 | 26 | 4
2037-11-01 | 6.9776 | 6.8432 | 2037 |  |  |  | 11 | 2037 | 2037-11-01 | 70.9686 | 65.0275 | 65.4726 | 60.4229 | 62.8753 | 1.0342 | 0.961 | [5 empty] | Winter | 5 | 2030-05-01 | 416 | 328 | 26 | 5
2037-12-01 | 7.241 | 7.0817 | 2037 |  |  |  | 12 | 2037 | 2037-12-01 | 84.2147 | 71.0676 | 82.8147 | 75.3391 | 72.9507 | 0.97419 | 1.0327 | [5 empty] | Summer | 6 | 2030-06-01 | 400 | 320 | 25 | 5
2038-01-01 | 8.0622 | 7.8724 | 2038 |  |  |  | 1 | 2038 | 2038-01-01 | 90.0859 | 83.1035 | 86.1626 | 86.7693 | 84.7984 | 0.98001 | 1.0232 | [5 empty] | Summer | 7 | 2030-07-01 | 416 | 328 | 26 | 5
2038-02-01 | 7.6853 | 7.4903 | 2038 |  |  |  | 2 | 2038 | 2038-02-01 | 106.1321 | 84.0236 | 100.5787 | 87.2017 | 85.3856 | 0.98405 | 1.0213 | [5 empty] | Summer | 8 | 2030-08-01 | 432 | 312 | 27 | 4
2038-03-01 | 6.6068 | 6.4348 | 2038 |  |  |  | 3 | 2038 | 2038-03-01 | 51.6972 | 44.387 | 50.999 | 41.8419 | 43.3217 | 1.0246 | 0.96584 | [5 empty] | Summer | 9 | 2030-09-01 | 384 | 336 | 24 | 6
2038-04-01 | 6.2643 | 5.9438 | 2038 |  |  |  | 4 | 2038 | 2038-04-01 | 41.0068 | 34.0682 | 39.2741 | 29.0944 | 31.9682 | 1.0657 | 0.91011 | [5 empty] | Winter | 10 | 2030-10-01 | 432 | 312 | 27 | 4
2038-05-01 | 6.2575 | 5.8434 | 2038 |  |  |  | 5 | 2038 | 2038-05-01 | 12.9349 | 18.9519 | 11.0639 | 17.2504 | 18.1652 | 1.0433 | 0.94964 | [5 empty] | Winter | 11 | 2030-11-01 | 400 | 320 | 25 | 5
2038-06-01 | 6.2958 | 5.8434 | 2038 |  |  |  | 6 | 2038 | 2038-06-01 | 23.4816 | 32.475 | 20.596 | 29.4197 | 31.185 | 1.0414 | 0.94339 | [5 empty] | Winter | 12 | 2030-12-01 | 400 | 344 | 25 | 6
2038-07-01 | 6.3795 | 5.932 | 2038 |  |  |  | 7 | 2038 | 2038-07-01 | 61.7233 | 61.2349 | 58.1132 | 62.6959 | 61.879 | 0.98959 | 1.0132 | [5 empty] | Winter | 1 | 2031-01-01 | 416 | 328 | 26 | 5
2038-08-01 | 6.5269 | 6.2825 | 2038 |  |  |  | 8 | 2038 | 2038-08-01 | 70.6614 | 62.5795 | 59.2017 | 58.0975 | 60.6036 | 1.0326 | 0.95865 | [5 empty] | Winter | 2 | 2031-02-01 | 384 | 288 | 24 | 4
2038-09-01 | 6.7925 | 6.3564 | 2038 |  |  |  | 9 | 2038 | 2038-09-01 | 58.0858 | 55.0732 | 56.8125 | 57.39 | 56.1029 | 0.98165 | 1.0229 | [5 empty] | Winter | 3 | 2031-03-01 | 416 | 328 | 26 | 5
2038-10-01 | 6.8983 | 6.5376 | 2038 |  |  |  | 10 | 2038 | 2038-10-01 | 55.8554 | 42.6161 | 55.2172 | 47.2733 | 44.6693 | 0.95404 | 1.0583 | [5 empty] | Winter | 4 | 2031-04-01 | 416 | 304 | 26 | 4
2038-11-01 | 7.3037 | 7.1431 | 2038 |  |  |  | 11 | 2038 | 2038-11-01 | 73.8684 | 68.1781 | 73.6618 | 68.6444 | 68.3857 | 0.99696 | 1.0038 | [5 empty] | Winter | 5 | 2031-05-01 | 416 | 328 | 26 | 5
2038-12-01 | 7.5967 | 7.4195 | 2038 |  |  |  | 12 | 2038 | 2038-12-01 | 93.0636 | 80.4065 | 89.8793 | 80.6619 | 80.5191 | 0.9986 | 1.0018 | [5 empty] | Summer | 6 | 2031-06-01 | 400 | 320 | 25 | 5
2039-01-01 | 8.1089 | 7.8632 | 2039 |  |  |  | 1 | 2039 | 2039-01-01 | 89.9835 | 83.8778 | 84.7852 | 88.0603 | 85.8116 | 0.97746 | 1.0262 | [5 empty] | Summer | 7 | 2031-07-01 | 416 | 328 | 26 | 5
2039-02-01 | 7.9166 | 7.6726 | 2039 |  |  |  | 2 | 2039 | 2039-02-01 | 111.718 | 88.7927 | 104.0788 | 89.7563 | 89.2057 | 0.99537 | 1.0062 | [5 empty] | Summer | 8 | 2031-08-01 | 416 | 328 | 26 | 5
2039-03-01 | 6.9062 | 6.6906 | 2039 |  |  |  | 3 | 2039 | 2039-03-01 | 52.601 | 44.3804 | 55.0521 | 48.1224 | 45.9467 | 0.96591 | 1.0474 | [5 empty] | Summer | 9 | 2031-09-01 | 400 | 320 | 25 | 5
2039-04-01 | 6.5456 | 6.214 | 2039 |  |  |  | 4 | 2039 | 2039-04-01 | 38.9819 | 28.3308 | 34.0675 | 24.5972 | 26.7544 | 1.0589 | 0.91937 | [5 empty] | Winter | 10 | 2031-10-01 | 432 | 312 | 27 | 4
2039-05-01 | 6.5539 | 6.1138 | 2039 |  |  |  | 5 | 2039 | 2039-05-01 | 12.8546 | 22.552 | 9.8605 | 18.3308 | 20.6003 | 1.0947 | 0.88983 | [5 empty] | Winter | 11 | 2031-11-01 | 384 | 336 | 24 | 6
2039-06-01 | 6.6144 | 6.1193 | 2039 |  |  |  | 6 | 2039 | 2039-06-01 | 23.8404 | 32.3941 | 21.0916 | 30.7975 | 31.72 | 1.0213 | 0.97092 | [5 empty] | Winter | 12 | 2031-12-01 | 416 | 328 | 26 | 5
2039-07-01 | 6.6812 | 6.1982 | 2039 |  |  |  | 7 | 2039 | 2039-07-01 | 63.4392 | 63.7561 | 62.7103 | 65.3756 | 64.5049 | 0.98839 | 1.0135 | [5 empty] | Winter | 1 | 2032-01-01 | 416 | 328 | 26 | 5
2039-08-01 | 6.814 | 6.5391 | 2039 |  |  |  | 8 | 2039 | 2039-08-01 | 70.1923 | 65.8182 | 58.1566 | 59.6745 | 63.2418 | 1.0407 | 0.94359 | [5 empty] | Winter | 2 | 2032-02-01 | 384 | 312 | 24 | 5
2039-09-01 | 7.0923 | 6.6186 | 2039 |  |  |  | 9 | 2039 | 2039-09-01 | 56.8838 | 56.8082 | 58.6648 | 59.2022 | 57.8722 | 0.98161 | 1.023 | [5 empty] | Winter | 3 | 2032-03-01 | 432 | 312 | 27 | 4
2039-10-01 | 7.176 | 6.7994 | 2039 |  |  |  | 10 | 2039 | 2039-10-01 | 58.5968 | 47.2242 | 60.6389 | 56.3967 | 51.268 | 0.92112 | 1.1 | [5 empty] | Winter | 4 | 2032-04-01 | 416 | 304 | 26 | 4
2039-11-01 | 7.6313 | 7.4245 | 2039 |  |  |  | 11 | 2039 | 2039-11-01 | 76.7907 | 73.5835 | 70.2843 | 68.8804 | 71.4896 | 1.0293 | 0.9635 | [5 empty] | Winter | 5 | 2032-05-01 | 400 | 344 | 25 | 6
2039-12-01 | 7.9301 | 7.6854 | 2039 |  |  |  | 12 | 2039 | 2039-12-01 | 94.5382 | 81.4695 | 94.5156 | 86.5635 | 83.7152 | 0.97317 | 1.034 | [5 empty] | Summer | 6 | 2032-06-01 | 416 | 304 | 26 | 4
2040-01-01 | 8.3924 | 8.094 | 2040 |  |  |  | 1 | 2040 | 2040-01-01 | 96.69 | 88.9454 | 88.5895 | 99.8661 | 93.9948 | 0.94628 | 1.0625 | [5 empty] | Summer | 7 | 2032-07-01 | 416 | 328 | 26 | 5
2040-02-01 | 7.876 | 7.5377 | 2040 |  |  |  | 2 | 2040 | 2040-02-01 | 118.2724 | 91.4821 | 105.3157 | 89.5926 | 90.6785 | 1.0089 | 0.98802 | [5 empty] | Summer | 8 | 2032-08-01 | 416 | 328 | 26 | 5
2040-03-01 | 7.2792 | 6.9779 | 2040 |  |  |  | 3 | 2040 | 2040-03-01 | 51.1975 | 45.9156 | 53.4958 | 47.85 | 46.7253 | 0.98267 | 1.0241 | [5 empty] | Summer | 9 | 2032-09-01 | 400 | 320 | 25 | 5
2040-04-01 | 6.8548 | 6.4795 | 2040 |  |  |  | 4 | 2040 | 2040-04-01 | 41.8464 | 33.7036 | 35.6049 | 26.7367 | 30.6072 | 1.1012 | 0.87354 | [5 empty] | Winter | 10 | 2032-10-01 | 416 | 328 | 26 | 5
2040-05-01 | 6.8636 | 6.4042 | 2040 |  |  |  | 5 | 2040 | 2040-05-01 | 10.5588 | 19.2296 | 7.6378 | 18.6705 | 18.9831 | 1.013 | 0.98353 | [5 empty] | Winter | 11 | 2032-11-01 | 400 | 320 | 25 | 5
2040-06-01 | 6.9379 | 6.4265 | 2040 |  |  |  | 6 | 2040 | 2040-06-01 | 22.4855 | 35.1075 | 21.6459 | 34.1016 | 34.6828 | 1.0122 | 0.98324 | [5 empty] | Winter | 12 | 2032-12-01 | 416 | 328 | 26 | 5
2040-07-01 | 6.9993 | 6.4797 | 2040 |  |  |  | 7 | 2040 | 2040-07-01 | 65.9151 | 66.9747 | 62.3483 | 66.0974 | 66.5691 | 1.0061 | 0.99291 | [5 empty] | Winter | 1 | 2033-01-01 | 400 | 344 | 25 | 6
2040-08-01 | 7.1001 | 6.791 | 2040 |  |  |  | 8 | 2040 | 2040-08-01 | 70.6035 | 69.1831 | 63.5769 | 63.3253 | 66.7266 | 1.0368 | 0.94903 | [5 empty] | Winter | 2 | 2033-02-01 | 384 | 288 | 24 | 4
2040-09-01 | 7.377 | 6.8642 | 2040 |  |  |  | 9 | 2040 | 2040-09-01 | 57.5378 | 57.053 | 56.6924 | 59.4364 | 58.1653 | 0.98088 | 1.0219 | [5 empty] | Winter | 3 | 2033-03-01 | 432 | 312 | 27 | 4
2040-10-01 | 7.4633 | 7.0395 | 2040 |  |  |  | 10 | 2040 | 2040-10-01 | 56.7275 | 46.3584 | 61.5452 | 56.6896 | 50.6908 | 0.91453 | 1.1183 | [5 empty] | Winter | 4 | 2033-04-01 | 416 | 304 | 26 | 4
2040-11-01 | 7.9316 | 7.6712 | 2040 |  |  |  | 11 | 2040 | 2040-11-01 | 74.6284 | 73.8195 | 71.3553 | 71.921 | 72.9743 | 1.0116 | 0.98557 | [5 empty] | Winter | 5 | 2033-05-01 | 400 | 344 | 25 | 6
2040-12-01 | 8.1944 | 7.9048 | 2040 |  |  |  | 12 | 2040 | 2040-12-01 | 94.6486 | 84.056 | 100.8469 | 94.0015 | 88.6545 | 0.94813 | 1.0603 | [5 empty] | Summer | 6 | 2033-06-01 | 416 | 304 | 26 | 4
2041-01-01 | 8.8998 | 8.5708 | 2041 |  |  |  | 1 | 2041 | 2041-01-01 | 100.4179 | 96.7286 | 94.3539 | 99.0681 | 97.76 | 0.98945 | 1.0134 | [5 empty] | Summer | 7 | 2033-07-01 | 400 | 344 | 25 | 6
2041-02-01 | 8.6498 | 8.2839 | 2041 |  |  |  | 2 | 2041 | 2041-02-01 | 134.3434 | 103.9678 | 116.0948 | 100.3163 | 102.4029 | 1.0153 | 0.97962 | [5 empty] | Summer | 8 | 2033-08-01 | 432 | 312 | 27 | 4
2041-03-01 | 7.5926 | 7.2002 | 2041 |  |  |  | 3 | 2041 | 2041-03-01 | 58.7001 | 54.084 | 55.4735 | 50.8456 | 52.6588 | 1.0271 | 0.96557 | [5 empty] | Summer | 9 | 2033-09-01 | 400 | 320 | 25 | 5
2041-04-01 | 7.1333 | 6.7124 | 2041 |  |  |  | 4 | 2041 | 2041-04-01 | 31.6988 | 18.9088 | 31.9575 | 22.179 | 20.2896 | 0.93195 | 1.0931 | [5 empty] | Winter | 10 | 2033-10-01 | 416 | 328 | 26 | 5
2041-05-01 | 7.1704 | 6.655 | 2041 |  |  |  | 5 | 2041 | 2041-05-01 | 9.215 | 24.3336 | 6.5456 | 19.8219 | 22.3446 | 1.089 | 0.8871 | [5 empty] | Winter | 11 | 2033-11-01 | 400 | 320 | 25 | 5
2041-06-01 | 7.2198 | 6.6756 | 2041 |  |  |  | 6 | 2041 | 2041-06-01 | 18.7499 | 37.1481 | 18.6 | 35.0597 | 36.2199 | 1.0256 | 0.96797 | [5 empty] | Winter | 12 | 2033-12-01 | 416 | 328 | 26 | 5
2041-07-01 | 7.293 | 6.7182 | 2041 |  |  |  | 7 | 2041 | 2041-07-01 | 64.4046 | 65.6511 | 66.4712 | 70.5701 | 67.8197 | 0.96802 | 1.0406 | [5 empty] | Winter | 1 | 2034-01-01 | 400 | 344 | 25 | 6
2041-08-01 | 7.3876 | 7.048 | 2041 |  |  |  | 8 | 2041 | 2041-08-01 | 74.0416 | 72.0167 | 63.8781 | 68.0561 | 70.3558 | 1.0236 | 0.96731 | [5 empty] | Winter | 2 | 2034-02-01 | 384 | 288 | 24 | 4
2041-09-01 | 7.6908 | 7.135 | 2041 |  |  |  | 9 | 2041 | 2041-09-01 | 65.2008 | 65.4417 | 62.8676 | 65.9475 | 65.6777 | 0.99641 | 1.0041 | [5 empty] | Winter | 3 | 2034-03-01 | 432 | 312 | 27 | 4
2041-10-01 | 7.7867 | 7.3153 | 2041 |  |  |  | 10 | 2041 | 2041-10-01 | 58.0479 | 52.0644 | 56.4784 | 52.8018 | 52.3736 | 0.9941 | 1.0082 | [5 empty] | Winter | 4 | 2034-04-01 | 400 | 320 | 25 | 5
2041-11-01 | 8.2646 | 7.9377 | 2041 |  |  |  | 11 | 2041 | 2041-11-01 | 78.9164 | 78.3465 | 74.2442 | 77.4024 | 77.9262 | 1.0054 | 0.99328 | [5 empty] | Winter | 5 | 2034-05-01 | 416 | 328 | 26 | 5
2041-12-01 | 8.5572 | 8.2108 | 2041 |  |  |  | 12 | 2041 | 2041-12-01 | 99.5596 | 91.7765 | 101.5097 | 98.3182 | 94.8012 | 0.96809 | 1.0371 | [5 empty] | Summer | 6 | 2034-06-01 | 416 | 304 | 26 | 4
2042-01-01 | 9.004 | 8.6252 | 2042 |  |  |  | 1 | 2042 | 2042-01-01 | 107.639 | 104.6825 | 92.7465 | 104.0268 | 104.3934 | 1.0028 | 0.99649 | [5 empty] | Summer | 7 | 2034-07-01 | 400 | 344 | 25 | 6
2042-02-01 | 8.9504 | 8.5471 | 2042 |  |  |  | 2 | 2042 | 2042-02-01 | 131.9534 | 106.3487 | 114.1293 | 100.6292 | 103.8975 | 1.0236 | 0.96854 | [5 empty] | Summer | 8 | 2034-08-01 | 432 | 312 | 27 | 4
2042-03-01 | 7.9904 | 7.5437 | 2042 |  |  |  | 3 | 2042 | 2042-03-01 | 58.4152 | 54.6344 | 52.7765 | 47.908 | 51.6741 | 1.0573 | 0.92712 | [5 empty] | Summer | 9 | 2034-09-01 | 400 | 320 | 25 | 5
2042-04-01 | 7.4956 | 7.0433 | 2042 |  |  |  | 4 | 2042 | 2042-04-01 | 43.2201 | 38.031 | 45.9129 | 36.4862 | 37.3788 | 1.0174 | 0.97612 | [5 empty] | Winter | 10 | 2034-10-01 | 416 | 328 | 26 | 5
2042-05-01 | 7.5401 | 6.9933 | 2042 |  |  |  | 5 | 2042 | 2042-05-01 | 8.8978 | 22.2732 | 5.2525 | 20.4699 | 21.4782 | 1.037 | 0.95305 | [5 empty] | Winter | 11 | 2034-11-01 | 400 | 320 | 25 | 5
2042-06-01 | 7.5864 | 6.9867 | 2042 |  |  |  | 6 | 2042 | 2042-06-01 | 23.109 | 40.1904 | 21.767 | 36.2861 | 38.4552 | 1.0451 | 0.9436 | [5 empty] | Winter | 12 | 2034-12-01 | 400 | 344 | 25 | 6
2042-07-01 | 7.6545 | 7.0486 | 2042 |  |  |  | 7 | 2042 | 2042-07-01 | 66.1986 | 70.8707 | 62.2031 | 69.6814 | 70.3464 | 1.0075 | 0.99055 | [5 empty] | Winter | 1 | 2035-01-01 | 416 | 328 | 26 | 5
2042-08-01 | 7.7615 | 7.3842 | 2042 |  |  |  | 8 | 2042 | 2042-08-01 | 75.2077 | 76.2435 | 68.611 | 73.3474 | 74.9667 | 1.017 | 0.9784 | [5 empty] | Winter | 2 | 2035-02-01 | 384 | 288 | 24 | 4
2042-09-01 | 8.0655 | 7.4623 | 2042 |  |  |  | 9 | 2042 | 2042-09-01 | 65.9276 | 67.3122 | 59.1892 | 64.2772 | 65.9633 | 1.0204 | 0.97444 | [5 empty] | Winter | 3 | 2035-03-01 | 432 | 312 | 27 | 4
2042-10-01 | 8.1662 | 7.6472 | 2042 |  |  |  | 10 | 2042 | 2042-10-01 | 59.1438 | 53.4631 | 57.1977 | 50.8878 | 52.3831 | 1.0206 | 0.97145 | [5 empty] | Winter | 4 | 2035-04-01 | 400 | 320 | 25 | 5
2042-11-01 | 8.6659 | 8.314 | 2042 |  |  |  | 11 | 2042 | 2042-11-01 | 78.3221 | 78.6225 | 70.5113 | 73.6492 | 76.2979 | 1.0305 | 0.96528 | [5 empty] | Winter | 5 | 2035-05-01 | 416 | 328 | 26 | 5
2042-12-01 | 8.9349 | 8.5218 | 2042 |  |  |  | 12 | 2042 | 2042-12-01 | 102.1532 | 93.2648 | 97.9233 | 92.815 | 93.0665 | 1.0021 | 0.9973 | [5 empty] | Summer | 6 | 2035-06-01 | 416 | 304 | 26 | 4
2043-01-01 | 9.5798 | 9.1537 | 2043 |  |  |  | 1 | 2043 | 2043-01-01 | 108.4684 | 106.5655 | 98.5199 | 108.3415 | 107.3485 | 0.99271 | 1.0093 | [5 empty] | Summer | 7 | 2035-07-01 | 400 | 344 | 25 | 6
2043-02-01 | 9.3605 | 8.9415 | 2043 |  |  |  | 2 | 2043 | 2043-02-01 | 150.8525 | 117.7938 | 125.1316 | 108.3669 | 113.7537 | 1.0355 | 0.95265 | [5 empty] | Summer | 8 | 2035-08-01 | 432 | 312 | 27 | 4
2043-03-01 | 8.343 | 7.8745 | 2043 |  |  |  | 3 | 2043 | 2043-03-01 | 63.8888 | 58.1461 | 52.2542 | 49.3383 | 54.2697 | 1.0714 | 0.90913 | [5 empty] | Summer | 9 | 2035-09-01 | 384 | 336 | 24 | 6
2043-04-01 | 7.838 | 7.3818 | 2043 |  |  |  | 4 | 2043 | 2043-04-01 | 43.2198 | 28.9556 | 37.7088 | 28.2625 | 28.663 | 1.0102 | 0.98603 | [5 empty] | Winter | 10 | 2035-10-01 | 432 | 312 | 27 | 4
2043-05-01 | 7.8846 | 7.3421 | 2043 |  |  |  | 5 | 2043 | 2043-05-01 | 11.824 | 27.0891 | 10.6911 | 23.5219 | 25.4397 | 1.0648 | 0.92461 | [5 empty] | Winter | 11 | 2035-11-01 | 400 | 320 | 25 | 5
2043-06-01 | 7.9329 | 7.3445 | 2043 |  |  |  | 6 | 2043 | 2043-06-01 | 23.0849 | 39.994 | 24.135 | 40.2981 | 40.1224 | 0.9968 | 1.0044 | [5 empty] | Winter | 12 | 2035-12-01 | 400 | 344 | 25 | 6
2043-07-01 | 8.0086 | 7.3892 | 2043 |  |  |  | 7 | 2043 | 2043-07-01 | 70.5113 | 72.0674 | 70.5711 | 76.5399 | 74.0391 | 0.97337 | 1.0338 | [5 empty] | Winter | 1 | 2036-01-01 | 416 | 328 | 26 | 5
2043-08-01 | 8.1353 | 7.7496 | 2043 |  |  |  | 8 | 2043 | 2043-08-01 | 79.5162 | 80.9824 | 72.6074 | 74.2921 | 78.0329 | 1.0378 | 0.95206 | [5 empty] | Winter | 2 | 2036-02-01 | 400 | 296 | 25 | 4
2043-09-01 | 8.4443 | 7.8279 | 2043 |  |  |  | 9 | 2043 | 2043-09-01 | 69.8387 | 70.4131 | 60.2036 | 66.4222 | 68.6394 | 1.0258 | 0.9677 | [5 empty] | Winter | 3 | 2036-03-01 | 416 | 328 | 26 | 5
2043-10-01 | 8.572 | 8.0098 | 2043 |  |  |  | 10 | 2043 | 2043-10-01 | 64.0746 | 54.4599 | 54.5993 | 49.8038 | 52.5073 | 1.0372 | 0.94851 | [5 empty] | Winter | 4 | 2036-04-01 | 416 | 304 | 26 | 4
2043-11-01 | 9.0601 | 8.7026 | 2043 |  |  |  | 11 | 2043 | 2043-11-01 | 86.197 | 85.4669 | 80.2857 | 79.9321 | 82.8799 | 1.0312 | 0.96443 | [5 empty] | Winter | 5 | 2036-05-01 | 416 | 328 | 26 | 5
2043-12-01 | 9.3555 | 8.8908 | 2043 |  |  |  | 12 | 2043 | 2043-12-01 | 105.3585 | 97.4915 | 103.0712 | 98.3784 | 97.8825 | 0.99601 | 1.0051 | [5 empty] | Summer | 6 | 2036-06-01 | 400 | 320 | 25 | 5
2044-01-01 | 9.728 | 9.2548 | 2044 |  |  |  | 1 | 2044 | 2044-01-01 | 121.4334 | 132.1751 | 110.3196 | 137.9928 | 134.865 | 0.98005 | 1.0232 | [5 empty] | Summer | 7 | 2036-07-01 | 416 | 328 | 26 | 5
2044-02-01 | 9.2224 | 8.7479 | 2044 |  |  |  | 2 | 2044 | 2044-02-01 | 135.7576 | 108.0825 | 119.118 | 105.8538 | 107.1347 | 1.0088 | 0.98804 | [5 empty] | Summer | 8 | 2036-08-01 | 416 | 328 | 26 | 5
2044-03-01 | 8.6984 | 8.2185 | 2044 |  |  |  | 3 | 2044 | 2044-03-01 | 61.433 | 54.0417 | 60.3931 | 52.8112 | 53.5266 | 1.0096 | 0.98663 | [5 empty] | Summer | 9 | 2036-09-01 | 400 | 320 | 25 | 5
2044-04-01 | 8.1945 | 7.7246 | 2044 |  |  |  | 4 | 2044 | 2044-04-01 | 44.5502 | 30.7583 | 38.3261 | 25.0638 | 28.354 | 1.0848 | 0.88396 | [5 empty] | Winter | 10 | 2036-10-01 | 432 | 312 | 27 | 4
2044-05-01 | 8.2431 | 7.6737 | 2044 |  |  |  | 5 | 2044 | 2044-05-01 | 14.1428 | 25.9102 | 11.4755 | 22.2273 | 24.2074 | 1.0703 | 0.9182 | [5 empty] | Winter | 11 | 2036-11-01 | 384 | 336 | 24 | 6
2044-06-01 | 8.2937 | 7.6587 | 2044 |  |  |  | 6 | 2044 | 2044-06-01 | 23.8702 | 38.2124 | 21.3327 | 34.8716 | 36.8018 | 1.0383 | 0.94755 | [5 empty] | Winter | 12 | 2036-12-01 | 416 | 328 | 26 | 5
2044-07-01 | 8.3642 | 7.7053 | 2044 |  |  |  | 7 | 2044 | 2044-07-01 | 74.8116 | 78.9736 | 74.3267 | 79.5068 | 79.2201 | 0.99689 | 1.0036 | [5 empty] | Winter | 1 | 2037-01-01 | 416 | 328 | 26 | 5
2044-08-01 | 8.4655 | 8.0693 | 2044 |  |  |  | 8 | 2044 | 2044-08-01 | 82.9459 | 81.9778 | 65.8434 | 71.074 | 77.4052 | 1.0591 | 0.91821 | [5 empty] | Winter | 2 | 2037-02-01 | 384 | 288 | 24 | 4
2044-09-01 | 8.7925 | 8.1484 | 2044 |  |  |  | 9 | 2044 | 2044-09-01 | 64.3836 | 68.1895 | 67.4024 | 72.3172 | 70.024 | 0.9738 | 1.0327 | [5 empty] | Winter | 3 | 2037-03-01 | 416 | 328 | 26 | 5
2044-10-01 | 8.9265 | 8.3307 | 2044 |  |  |  | 10 | 2044 | 2044-10-01 | 62.8316 | 53.9749 | 65.66 | 59.2046 | 56.2805 | 0.95903 | 1.052 | [5 empty] | Winter | 4 | 2037-04-01 | 416 | 304 | 26 | 4
2044-11-01 | 9.4407 | 9.0412 | 2044 |  |  |  | 11 | 2044 | 2044-11-01 | 86.6719 | 85.6773 | 75.6309 | 77.485 | 82.03 | 1.0445 | 0.94459 | [5 empty] | Winter | 5 | 2037-05-01 | 400 | 344 | 25 | 6
2044-12-01 | 9.7233 | 9.2347 | 2044 |  |  |  | 12 | 2044 | 2044-12-01 | 119.8035 | 105.9554 | 123.2764 | 113.2644 | 109.1776 | 0.97049 | 1.0374 | [5 empty] | Summer | 6 | 2037-06-01 | 416 | 304 | 26 | 4
2045-01-01 | 10.1539 | 9.6348 | 2045 |  |  |  | 1 | 2045 | 2045-01-01 | 128.6603 | 131.7712 | 121.1396 | 189.9439 | 158.6683 | 0.83048 | 1.1971 | [5 empty] | Summer | 7 | 2037-07-01 | 416 | 328 | 26 | 5
2045-02-01 | 10.1153 | 9.6234 | 2045 |  |  |  | 2 | 2045 | 2045-02-01 | 188.7998 | 123.7171 | 145.5492 | 114.4223 | 119.7336 | 1.0333 | 0.95564 | [5 empty] | Summer | 8 | 2037-08-01 | 416 | 328 | 26 | 5
2045-03-01 | 9.1133 | 8.6141 | 2045 |  |  |  | 3 | 2045 | 2045-03-01 | 56.6126 | 52.6399 | 54.2241 | 53.0718 | 52.8207 | 0.99658 | 1.0048 | [5 empty] | Summer | 9 | 2037-09-01 | 400 | 320 | 25 | 5
2045-04-01 | 8.6128 | 8.1102 | 2045 |  |  |  | 4 | 2045 | 2045-04-01 | 44.7343 | 34.3521 | 37.9436 | 28.1842 | 31.6108 | 1.0867 | 0.8916 | [5 empty] | Winter | 10 | 2037-10-01 | 432 | 312 | 27 | 4
2045-05-01 | 8.6627 | 8.0579 | 2045 |  |  |  | 5 | 2045 | 2045-05-01 | 10.1217 | 20.0186 | 6.9526 | 20.7974 | 20.3619 | 0.98314 | 1.0214 | [5 empty] | Winter | 11 | 2037-11-01 | 384 | 336 | 24 | 6
2045-06-01 | 8.7158 | 8.0437 | 2045 |  |  |  | 6 | 2045 | 2045-06-01 | 21.4156 | 41.9907 | 23.2661 | 41.0298 | 41.585 | 1.0098 | 0.98665 | [5 empty] | Winter | 12 | 2037-12-01 | 416 | 328 | 26 | 5
2045-07-01 | 8.768 | 8.0904 | 2045 |  |  |  | 7 | 2045 | 2045-07-01 | 79.4287 | 80.5958 | 77.7888 | 84.791 | 82.5355 | 0.9765 | 1.0273 | [5 empty] | Winter | 1 | 2038-01-01 | 400 | 344 | 25 | 6
2045-08-01 | 8.858 | 8.447 | 2045 |  |  |  | 8 | 2045 | 2045-08-01 | 79.7949 | 83.0004 | 67.8287 | 72.4691 | 78.584 | 1.0562 | 0.92219 | [5 empty] | Winter | 2 | 2038-02-01 | 384 | 288 | 24 | 4
2045-09-01 | 9.1593 | 8.516 | 2045 |  |  |  | 9 | 2045 | 2045-09-01 | 73.7374 | 75.372 | 69.592 | 74.5883 | 75.0237 | 1.0046 | 0.9942 | [5 empty] | Winter | 3 | 2038-03-01 | 432 | 312 | 27 | 4
2045-10-01 | 9.3117 | 8.6999 | 2045 |  |  |  | 10 | 2045 | 2045-10-01 | 63.2106 | 52.4968 | 60.6335 | 51.4968 | 52.0559 | 1.0085 | 0.98926 | [5 empty] | Winter | 4 | 2038-04-01 | 416 | 304 | 26 | 4
2045-11-01 | 9.8519 | 9.4094 | 2045 |  |  |  | 11 | 2045 | 2045-11-01 | 86.7334 | 87.1796 | 73.218 | 76.1831 | 82.2838 | 1.0595 | 0.92586 | [5 empty] | Winter | 5 | 2038-05-01 | 400 | 344 | 25 | 6
2045-12-01 | 10.1371 | 9.5951 | 2045 |  |  |  | 12 | 2045 | 2045-12-01 | 119.8448 | 110.1353 | 122.9361 | 115.1862 | 112.4707 | 0.97924 | 1.0241 | [5 empty] | Summer | 6 | 2038-06-01 | 416 | 304 | 26 | 4
[22 empty] | Summer | 7 | 2038-07-01 | 416 | 328 | 26 | 5
[22 empty] | Summer | 8 | 2038-08-01 | 416 | 328 | 26 | 5
[22 empty] | Summer | 9 | 2038-09-01 | 400 | 320 | 25 | 5
| East Side | West Side | [7 empty] | Mid C | PV | Mid C | PV | [8 empty] | Winter | 10 | 2038-10-01 | 416 | 328 | 26 | 5
| 44 | 43 | [7 empty] | 7 | 6 | 15 | 14 | [8 empty] | Winter | 11 | 2038-11-01 | 400 | 320 | 25 | 5
[22 empty] | Winter | 12 | 2038-12-01 | 416 | 328 | 26 | 5
Check Totals | 0 | 0 | [6 empty] | Check Totals | 0 | 0 | 0 | 0 | [8 empty] | Winter | 1 | 2039-01-01 | 400 | 344 | 25 | 6
[22 empty] | Winter | 2 | 2039-02-01 | 384 | 288 | 24 | 4
[22 empty] | Winter | 3 | 2039-03-01 | 432 | 312 | 27 | 4
[22 empty] | Winter | 4 | 2039-04-01 | 416 | 304 | 26 | 4
[22 empty] | Winter | 5 | 2039-05-01 | 400 | 344 | 25 | 6
[22 empty] | Summer | 6 | 2039-06-01 | 416 | 304 | 26 | 4
[22 empty] | Summer | 7 | 2039-07-01 | 400 | 344 | 25 | 6
[22 empty] | Summer | 8 | 2039-08-01 | 432 | 312 | 27 | 4
[22 empty] | Summer | 9 | 2039-09-01 | 400 | 320 | 25 | 5
[22 empty] | Winter | 10 | 2039-10-01 | 416 | 328 | 26 | 5
[22 empty] | Winter | 11 | 2039-11-01 | 400 | 320 | 25 | 5
[22 empty] | Winter | 12 | 2039-12-01 | 416 | 328 | 26 | 5
[22 empty] | Winter | 1 | 2040-01-01 | 400 | 344 | 25 | 6
[22 empty] | Winter | 2 | 2040-02-01 | 400 | 296 | 25 | 4
[22 empty] | Winter | 3 | 2040-03-01 | 432 | 312 | 27 | 4
[22 empty] | Winter | 4 | 2040-04-01 | 400 | 320 | 25 | 5
[22 empty] | Winter | 5 | 2040-05-01 | 416 | 328 | 26 | 5
[22 empty] | Summer | 6 | 2040-06-01 | 416 | 304 | 26 | 4
[22 empty] | Summer | 7 | 2040-07-01 | 400 | 344 | 25 | 6
[22 empty] | Summer | 8 | 2040-08-01 | 432 | 312 | 27 | 4
[22 empty] | Summer | 9 | 2040-09-01 | 384 | 336 | 24 | 6
[22 empty] | Winter | 10 | 2040-10-01 | 432 | 312 | 27 | 4
[22 empty] | Winter | 11 | 2040-11-01 | 400 | 320 | 25 | 5
[22 empty] | Winter | 12 | 2040-12-01 | 400 | 344 | 25 | 6
[22 empty] | Winter | 1 | 2041-01-01 | 416 | 328 | 26 | 5
[22 empty] | Winter | 2 | 2041-02-01 | 384 | 288 | 24 | 4
[22 empty] | Winter | 3 | 2041-03-01 | 416 | 328 | 26 | 5
[22 empty] | Winter | 4 | 2041-04-01 | 416 | 304 | 26 | 4
[22 empty] | Winter | 5 | 2041-05-01 | 416 | 328 | 26 | 5
[22 empty] | Summer | 6 | 2041-06-01 | 400 | 320 | 25 | 5
[22 empty] | Summer | 7 | 2041-07-01 | 416 | 328 | 26 | 5
[22 empty] | Summer | 8 | 2041-08-01 | 432 | 312 | 27 | 4
[22 empty] | Summer | 9 | 2041-09-01 | 384 | 336 | 24 | 6
[22 empty] | Winter | 10 | 2041-10-01 | 432 | 312 | 27 | 4
[22 empty] | Winter | 11 | 2041-11-01 | 400 | 320 | 25 | 5
[22 empty] | Winter | 12 | 2041-12-01 | 400 | 344 | 25 | 6
[22 empty] | Winter | 1 | 2042-01-01 | 416 | 328 | 26 | 5
[22 empty] | Winter | 2 | 2042-02-01 | 384 | 288 | 24 | 4
[22 empty] | Winter | 3 | 2042-03-01 | 416 | 328 | 26 | 5
[22 empty] | Winter | 4 | 2042-04-01 | 416 | 304 | 26 | 4
[22 empty] | Winter | 5 | 2042-05-01 | 416 | 328 | 26 | 5
[22 empty] | Summer | 6 | 2042-06-01 | 400 | 320 | 25 | 5
[22 empty] | Summer | 7 | 2042-07-01 | 416 | 328 | 26 | 5
[22 empty] | Summer | 8 | 2042-08-01 | 416 | 328 | 26 | 5
[22 empty] | Summer | 9 | 2042-09-01 | 400 | 320 | 25 | 5
[22 empty] | Winter | 10 | 2042-10-01 | 432 | 312 | 27 | 4
[22 empty] | Winter | 11 | 2042-11-01 | 384 | 336 | 24 | 6
[22 empty] | Winter | 12 | 2042-12-01 | 416 | 328 | 26 | 5
Formulas:
Sun/Hol = EDATE([Period],1)-[Period]-[HLH Days]