## Table 1
Appendix B
| Table 1 | [5 empty] | 18
| Avoided Cost Prices | [5 empty] | 348 |  |  | Capacity Contribution
| QF - Sch37 - UT - Solar T - 10.0 MW and 30.2% CF | [9 empty] | 97.5% | 97.5% | 97.5% | [52 empty] | Transmission Deferral (MW)
[8 empty] | lookup |  | 0 | GCC.PX.UTS._.DF_.H_2x1 | GCC.PX.UTS._.DF_.H_2x1 | GCC.PX.UTS._.DF_.H_2x1 | 0 | GCC.PX.UTS._.DF_.H_2x1 | GCC.PX.UTS._.DF_.H_2x1 | GCC.PX.UTS._.DF_.H_2x1 | [6 empty] | mapping to CC_LOLP | GCC.PX.UTS._.DF_.H_2x1 | GCC.PX.UTS._.DF_.H_2x1 | GCC.PX.UTS._.DF_.H_2x1
|  |  |  | Total Price @ | [5 empty] | 0 | GCC.PX.UTS._.DF_.H_2x1 | GCC.PX.UTS._.DF_.H_2x1 | GCC.PX.UTS._.DF_.H_2x1 | 0 | GCC.PX.UTS._.DF_.H_2x1 | GCC.PX.UTS._.DF_.H_2x1 | GCC.PX.UTS._.DF_.H_2x1 | [6 empty] | Resource Cost ($/kw-year) | GCC.PX.UTS._.DF_.H_2x1 | GCC.PX.UTS._.DF_.H_2x1 | GCC.PX.UTS._.DF_.H_2x1 | [6 empty] | Deferred Cost (Millions $/year) | [30 empty] | Resource Cost ($/kw-year) | Deferred Cost (Millions $/year)
|  | Capacity | Energy | 30.24% | [5 empty] | 0 | GCC.PX.UTS._.DF_.H_2x1 | GCC.PX.UTS._.DF_.H_2x1 | GCC.PX.UTS._.DF_.H_2x1 | 0 | GCC.PX.UTS._.DF_.H_2x1 | GCC.PX.UTS._.DF_.H_2x1 | GCC.PX.UTS._.DF_.H_2x1 | 0 | 0 | 0 | 0 | 0 | 0 |  | GCC.PX.UTS._.DF_.H_2x1 | GCC.PX.UTS._.DF_.H_2x1 | GCC.PX.UTS._.DF_.H_2x1 | 0 | 0 |  |  |  |  | 0 | GCC.PX.UTS._.DF_.H_2x1 | GCC.PX.UTS._.DF_.H_2x1 | GCC.PX.UTS._.DF_.H_2x1 | 0 | 0 | 0 | 0 | 0 | 0 | 0 | 0 | 0 | 0 | 0 | 0 | 0 | 0 | 0 | 0 | 0 | 0 | 0 | 0 | 0 | 0 | 0 | 0 | 0 | Total Capacity Deferral |  | Cluster 2/3 - Willamette Valley - Fry-Full Circle 230 kV | Cluster 2/3 - Willamette Valley - Fry-Full Circle 230 kV
| Year | Price | Only Price | Capacity Factor
|  | $/kW-yr | $/MWh (2) | $/MWh | [5 empty] | MW | MW | MW | MW | MW | MW | MW | MW | [7 empty] | $/kw-year | $/kw-year | $/kw-year | $/kw-year | $/kw-year | $/kw-year | $/kw-year | $/kw-year | $/kw-year | Millions $/year | Millions $/year | Millions $/year | Millions $/year | Millions $/year | Millions $/year | Millions $/year | Millions $/year | Millions $/year | Millions $/year | Millions $/year | Millions $/year | Millions $/year | Millions $/year | Millions $/year | Millions $/year | Millions $/year | Millions $/year | Millions $/year | Millions $/year | Millions $/year | Millions $/year | Millions $/year | Millions $/year | Millions $/year | Millions $/year | Millions $/year | Millions $/year | Millions $/year | Millions $/year |  | $/kw-year | Millions $/year
| 2026 | 0 | 15.2227 | 15.2227 |  |  |  |  | 2026 |  | 0 | 0 | 0 |  | 0 | 0 | 0 | [6 empty] | 2026 | 0 | 0 | 0 | [6 empty] | 0 | 0 | 0 | 0 | [8 empty] | 0 | 0 | 0 | 0 | 0 | 0 | 0 | 0 | 0 | 0 | 0 | 0 | 0 | 0 | 0 | 0 | 0 | 0 | 2026 |  | 0
| 2027 | 0 | 15.6146 | 15.6146 |  |  |  |  | 2027 |  | 0 | 0 | 0 |  | 0 | 0 | 0 | [6 empty] | 2027 | 0 | 0 | 0 | [6 empty] | 0 | 0 | 0 | 0 | [8 empty] | 0 | 0 | 0 | 0 | 0 | 0 | 0 | 0 | 0 | 0 | 0 | 0 | 0 | 0 | 0 | 0 | 0 | 0 | 2027 |  | 0
| 2028 | 0 | 19.6583 | 19.6583 |  |  |  |  | 2028 |  | 0 | 0 | 0 |  | 0 | 0 | 0 | [6 empty] | 2028 | 0 | 0 | 0 | [6 empty] | 0 | 0 | 0 | 0 | [8 empty] | 0 | 0 | 0 | 0 | 0 | 0 | 0 | 0 | 0 | 0 | 0 | 0 | 0 | 0 | 0 | 0 | 0 | 0 | 2028 |  | 0
| 2029 | 0 | 23.2495 | 23.2495 |  |  |  |  | 2029 |  | 0 | 0 | 0 |  | 0 | 0 | 0 | [6 empty] | 2029 | 0 | 0 | 0 | [6 empty] | 0 | 0 | 0 | 0 | [8 empty] | 0 | 0 | 0 | 0 | 0 | 0 | 0 | 0 | 0 | 0 | 0 | 0 | 0 | 0 | 0 | 0 | 0 | 0 | 2029 |  | 0
| 2030 | 0 | 30.8863 | 30.8863 |  |  |  |  | 2030 |  | 0 | 0 | 0 |  | 0 | 0 | 0 | [6 empty] | 2030 | 0 | 0 | 0 | [6 empty] | 0 | 0 | 0 | 0 | [8 empty] | 0 | 0 | 0 | 0 | 0 | 0 | 0 | 0 | 0 | 0 | 0 | 0 | 0 | 0 | 0 | 0 | 0 | 0 | 2030 |  | 0
| 2031 | 0 | 37.7174 | 37.7174 |  |  |  |  | 2031 |  | 0 | 0 | 0 |  | 0 | 0 | 0 | [6 empty] | 2031 | 0 | 0 | 0 | [6 empty] | 0 | 0 | 0 | 0 | [8 empty] | 0 | 0 | 0 | 0 | 0 | 0 | 0 | 0 | 0 | 0 | 0 | 0 | 0 | 0 | 0 | 0 | 0 | 0 | 2031 |  | 0
| 2032 | 0 | 36.8448 | 36.8448 |  |  |  |  | 2032 |  | 0 | 0 | 0 |  | 0 | 0 | 0 | [6 empty] | 2032 | 0 | 0 | 0 | [6 empty] | 0 | 0 | 0 | 0 | [8 empty] | 0 | 0 | 0 | 0 | 0 | 0 | 0 | 0 | 0 | 0 | 0 | 0 | 0 | 0 | 0 | 0 | 0 | 0 | 2032 |  | 0
| 2033 | 0 | 37.4662 | 37.4662 |  |  |  |  | 2033 |  | 0 | 0 | 0 |  | 0 | 0 | 0 | [6 empty] | 2033 | 0 | 0 | 0 | [6 empty] | 0 | 0 | 0 | 0 | [8 empty] | 0 | 0 | 0 | 0 | 0 | 0 | 0 | 0 | 0 | 0 | 0 | 0 | 0 | 0 | 0 | 0 | 0 | 0 | 2033 |  | 0
| 2034 | 0 | 44.3903 | 44.3903 |  |  |  |  | 2034 |  | 0 | 0 | 0 |  | 0 | 0 | 0 | [6 empty] | 2034 | 0 | 0 | 0 | [6 empty] | 0 | 0 | 0 | 0 | [8 empty] | 0 | 0 | 0 | 0 | 0 | 0 | 0 | 0 | 0 | 0 | 0 | 0 | 0 | 0 | 0 | 0 | 0 | 0 | 2034 |  | 0
| 2035 | 21.1639 | 31.4798 | 39.8504 |  |  |  |  | 2035 |  | 1.0324 | 0 | 0 |  | 1.0588 | 0 | 0 | [6 empty] | 2035 | 199.88 | 0 | 0 | [6 empty] | 0 | 0.21164 | 0 | 0 | [8 empty] | 0 | 0 | 0 | 0 | 0 | 0 | 0 | 0 | 0 | 0 | 0 | 0 | 0 | 0 | 0 | 0 | 0 | 0.21164 | 2035 |  | 0
| 2036 | 21.633 | 30.7043 | 39.2994 |  |  |  |  | 2036 |  | 0 | 0 | 0 |  | 0 | 0 | 0 | [6 empty] | 2036 | 204.31 | 218.75 | 0 | [6 empty] | 0 | 0.21633 | 0 | 0 | [8 empty] | 0 | 0 | 0 | 0 | 0 | 0 | 0 | 0 | 0 | 0 | 0 | 0 | 0 | 0 | 0 | 0 | 0 | 0.21633 | 2036 |  | 0
| 2037 | 22.1137 | 33.2803 | 42.113 |  |  |  |  | 2037 |  | 0 | 0 | 0 |  | 0 | 0 | 0 | [6 empty] | 2037 | 208.85 | 223.6 | 0 | [6 empty] | 0 | 0.22114 | 0 | 0 | [8 empty] | 0 | 0 | 0 | 0 | 0 | 0 | 0 | 0 | 0 | 0 | 0 | 0 | 0 | 0 | 0 | 0 | 0 | 0.22114 | 2037 |  | 0
| 2038 | 22.605 | 35.5812 | 44.656 |  |  |  |  | 2038 |  | 0 | 0 | 0 |  | 0 | 0 | 0 | [6 empty] | 2038 | 213.49 | 228.57 | 228.57 | [6 empty] | 0 | 0.22605 | 0 | 0 | [8 empty] | 0 | 0 | 0 | 0 | 0 | 0 | 0 | 0 | 0 | 0 | 0 | 0 | 0 | 0 | 0 | 0 | 0 | 0.22605 | 2038 |  | 0
| 2039 | 23.1069 | 35.1085 | 44.4326 |  |  |  |  | 2039 |  | 0 | 0 | 0 |  | 0 | 0 | 0 | [6 empty] | 2039 | 218.23 | 233.64 | 233.65 | [6 empty] | 0 | 0.23107 | 0 | 0 | [8 empty] | 0 | 0 | 0 | 0 | 0 | 0 | 0 | 0 | 0 | 0 | 0 | 0 | 0 | 0 | 0 | 0 | 0 | 0.23107 | 2039 |  | 0
| 2040 | 23.6194 | 35.9067 | 45.4669 |  |  |  |  | 2040 |  | 0 | 0 | 0 |  | 0 | 0 | 0 | [6 empty] | 2040 | 223.07 | 238.83 | 238.83 | [6 empty] | 0 | 0.23619 | 0 | 0 | [8 empty] | 0 | 0 | 0 | 0 | 0 | 0 | 0 | 0 | 0 | 0 | 0 | 0 | 0 | 0 | 0 | 0 | 0 | 0.23619 | 2040 |  | 0
| 2041 | 24.1435 | 36.7143 | 46.5502 |  |  |  |  | 2041 |  | 0 | 0 | 0 |  | 0 | 0 | 0 | [6 empty] | 2041 | 228.02 | 244.13 | 244.13 | [6 empty] | 0 | 0.24143 | 0 | 0 | [8 empty] | 0 | 0 | 0 | 0 | 0 | 0 | 0 | 0 | 0 | 0 | 0 | 0 | 0 | 0 | 0 | 0 | 0 | 0.24143 | 2041 |  | 0
| 2042 | 24.6792 | 39.5377 | 49.6387 |  |  |  |  | 2042 |  | 0 | 0 | 0 |  | 0 | 0 | 0 | [6 empty] | 2042 | 233.08 | 249.55 | 249.55 | [6 empty] | 0 | 0.24679 | 0 | 0 | [8 empty] | 0 | 0 | 0 | 0 | 0 | 0 | 0 | 0 | 0 | 0 | 0 | 0 | 0 | 0 | 0 | 0 | 0 | 0.24679 | 2042 |  | 0
| 2043 | 25.2277 | 42.539 | 52.9228 |  |  |  |  | 2043 |  | 0 | 0 | 0 |  | 0 | 0 | 0 | [6 empty] | 2043 | 238.26 | 255.09 | 255.09 | [6 empty] | 0 | 0.25228 | 0 | 0 | [8 empty] | 0 | 0 | 0 | 0 | 0 | 0 | 0 | 0 | 0 | 0 | 0 | 0 | 0 | 0 | 0 | 0 | 0 | 0.25228 | 2043 |  | 0
| 2044 | 25.7878 | 43.8133 | 54.4705 |  |  |  |  | 2044 |  | 0 | 0 | 0 |  | 0 | 0 | 0 | [6 empty] | 2044 | 243.55 | 260.75 | 260.76 | [6 empty] | 0 | 0.25788 | 0 | 0 | [8 empty] | 0 | 0 | 0 | 0 | 0 | 0 | 0 | 0 | 0 | 0 | 0 | 0 | 0 | 0 | 0 | 0 | 0 | 0.25788 | 2044 |  | 0
| 2045 | 26.3596 | 51.4521 | 62.4042 |  |  |  |  | 2045 |  | 0 | 0 | 0 |  | 0 | 0 | 0 | [6 empty] | 2045 | 248.95 | 266.54 | 266.55 | [6 empty] | 0 | 0.2636 | 0 | 0 | [8 empty] | 0 | 0 | 0 | 0 | 0 | 0 | 0 | 0 | 0 | 0 | 0 | 0 | 0 | 0 | 0 | 0 | 0 | 0.2636 | 2045 |  | 0
| 2046 | 26.9451 | 52.5943 | 63.8459 |  |  |  |  | 2046 |  | 0 | 0 | 0 |  | 0 | 0 | [7 empty] | 2046 | 254.48 | 272.46 | 272.46 | [6 empty] | 0 | 0.26945 | 0 | 0 | [8 empty] | 0 | 0 | 0 | 0 | 0 | 0 | 0 | 0 | 0 | 0 | 0 | 0 | 0 | 0 | 0 | 0 | 0 | 0.26945 | 2046 |  | 0
| 2047 | 27.5434 | 53.7619 | 65.3211 |  |  |  |  | 2047 |  | 0 | 0 | 0 |  | 0 | 0 | [7 empty] | 2047 | 260.13 | 278.51 | 278.51 | [6 empty] | 0 | 0.27543 | 0 | 0 | [8 empty] | 0 | 0 | 0 | 0 | 0 | 0 | 0 | 0 | 0 | 0 | 0 | 0 | 0 | 0 | 0 | 0 | 0 | 0.27543 | 2047
| 2048 | 28.1554 | 54.9948 | 66.8438 |  |  |  |  | 2048 | 0 | 0 | 0 | 0 |  | 0 | 0 | 0 | #DIV/0! | #DIV/0! | #DIV/0! | #DIV/0! | #DIV/0! | #DIV/0! | 2048 | 265.91 | 284.69 | 284.7 | [6 empty] | 0 | 0.28155 | 0 | 0 | [8 empty] | 0 | 0 | 0 | 0 | 0 | 0 | 0 | 0 | 0 | 0 | 0 | 0 | 0 | 0 | 0 | 0 | 0 | 0.28155 | 2048
| 2049 | 28.7801 | 56.1755 | 68.3754 |  |  |  |  | 2049 | 0 | 0 | 0 | 0 |  | 0 | 0 | 0 | #DIV/0! | #DIV/0! | #DIV/0! | #DIV/0! | #DIV/0! | #DIV/0! | 2049 | 271.81 | 291.01 | 291.02 | [6 empty] | 0 | 0.2878 | 0 | 0 | [8 empty] | 0 | 0 | 0 | 0 | 0 | 0 | 0 | 0 | 0 | 0 | 0 | 0 | 0 | 0 | 0 | 0 | 0 | 0.2878 | 2049
| 2050 | 29.4186 | 57.4225 | 69.9558 |  |  |  |  | 2050 | 0 | 0 | 0 | 0 |  | 0 | 0 | 0 | #DIV/0! | #DIV/0! | #DIV/0! | #DIV/0! | #DIV/0! | #DIV/0! | 2050 | 277.84 | 297.47 | 297.48 | [6 empty] | 0 | 0.29419 | 0 | 0 | [8 empty] | 0 | 0 | 0 | 0 | 0 | 0 | 0 | 0 | 0 | 0 | 0 | 0 | 0 | 0 | 0 | 0 | 0 | 0.29419 | 2050
| 2051 | 30.0719 | 58.6973 | 71.5733 |  |  |  |  | 2051 | 0 | 0 | 0 | 0 |  | 0 | 0 | 0 | #DIV/0! | #DIV/0! | #DIV/0! | #DIV/0! | #DIV/0! | #DIV/0! | 2051 | 284.01 | 304.08 | 304.08 | [6 empty] | 0 | 0.30072 | 0 | 0 | [8 empty] | 0 | 0 | 0 | 0 | 0 | 0 | 0 | 0 | 0 | 0 | 0 | 0 | 0 | 0 | 0 | 0 | 0 | 0.30072 | 2051
[8 empty] | Year of deferral |  |  | 2035 | 2036 | 2038
[8 empty] | if Deferred 1 |  |  | 1 | 0 | 0
Discount Rate - 2025 IRP
6.33%
[5 empty] | Inflation rate | 2.22%
15 Year Starting 2026 |  |  |  |  | Real Discount Rate | 4.021%
Levelized Prices (Nominal) @ 6.33% Discount Rate (1) (3)
| $/kW | 7.0382
| $/MWh |  | 29.5378 | 32.1947
15 Year Starting 2027
Levelized Prices (Nominal) @ 6.33% Discount Rate (1) (3)
| $/kW | 8.2782 | 30.7898
| $/MWh |  |  | 33.9148
15 Year Starting 2028
Levelized Prices (Nominal) @ 6.33% Discount Rate (1) (3)
| $/kW | 9.9215
| $/MWh |  | 32.7932 | 36.5386
<---- Calculated Monthly
Avoided Costs calculated annually are $31.84/MWH
Avoided Costs calculated monthly are $32.19/MWH

## Table 2
Appendix B
Table 2
Avoided Energy Costs - Scheduled Hours ($/MWh)
QF - Sch37 - UT - Solar T - 10.0 MW and 30.2% CF
|  | Winter Season |  |  |  |  | Summer Season |  |  |  | Winter Season
Year | Annual | Jan | Feb | Mar | Apr | May | Jun | Jul | Aug | Sep | Oct | Nov | Dec
Energy Only
2027 | 15.6051 | 20.0914 | 13.5853 | -0.049624 | -0.15516 | 7.776 | 11.4116 | 38.1323 | 27.8912 | 19.0829 | 3.5706 | 16.0544 | 23.7681
2028 | 19.6317 | 30.4682 | 21.8013 | 7.0928 | 4.5887 | 4.9083 | 13.4925 | 40.8685 | 29.1007 | 24.1872 | 15.4834 | 21.5638 | 31.2387
2029 | 23.2374 | 25.296 | 27.5917 | 8.0617 | 1.5652 | 10.8725 | 19.163 | 53.6304 | 36.9919 | 26.5836 | 8.7978 | 20.7784 | 33.7812
2030 | 30.8763 | 25.2249 | 23.8635 | 4.8272 | 10.9474 | 17.3754 | 31.5241 | 54.8636 | 50.6829 | 40.3684 | 24.7588 | 33.3505 | 39.3856
2031 | 37.7014 | 40.5994 | 26.177 | 8.6127 | 14.7596 | 22.876 | 33.435 | 68.9342 | 63.3089 | 45.7644 | 21.5199 | 37.0677 | 51.5885
2032 | 36.841 | 42.0398 | 26.8651 | 12.6541 | 16.5886 | 18.9098 | 32.9442 | 64.3752 | 65.0701 | 45.7129 | 21.0541 | 40.6389 | 38.4977
2033 | 37.4478 | 39.6124 | 35.7822 | 9.4201 | 11.9005 | 20.7537 | 32.3835 | 69.4898 | 60.9497 | 45.8612 | 22.7173 | 39.3086 | 53.2672
2034 | 44.3967 | 43.8122 | 37.6888 | 13.6766 | 13.5328 | 21.0053 | 32.333 | 65.8009 | 115.5294 | 49.3977 | 27.8007 | 46.7298 | 38.8546
2035 | 31.479 | 23.3696 | 29.7561 | 11.0315 | 3.9221 | 17.7598 | 38.4592 | 42.9342 | 53.5214 | 48.6467 | 28.3243 | 30.977 | 32.1137
2036 | 30.7008 | 30.774 | 23.4263 | 11.711 | 10.38 | 15.522 | 32.2042 | 46.782 | 46.2209 | 44.2692 | 33.6433 | 36.9002 | 32.1977
2037 | 33.2681 | 31.3049 | 27.388 | 17.9024 | 11.0481 | 21.1972 | 35.7441 | 45.4569 | 60.2752 | 44.3267 | 12.1652 | 35.3821 | 43.6687
2038 | 35.5501 | 44.3455 | 31.8651 | 15.1933 | 18.1298 | 21.2879 | 34.9143 | 48.9164 | 52.0679 | 44.1564 | 31.4437 | 29.6089 | 62.3148
2039 | 35.1001 | 49.0321 | 33.3017 | 14.3516 | 8.4834 | 20.403 | 33.5571 | 47.6122 | 58.656 | 45.4039 | 33.8255 | 37.236 | 42.2972
2040 | 35.9897 | 45.7634 | 36.4766 | 22.7067 | 21.1359 | 20.9852 | 34.2188 | 50.6875 | 49.5106 | 47.2539 | 42.1523 | 43.6429 | 0.28379
2041 | 36.7002 | 26.8465 | 39.2034 | 24.8985 | 16.9964 | 23.5582 | 36.9742 | 48.6319 | 51.5501 | 45.3337 | 33.7382 | 43.6112 | 48.8743
2042 | 39.514 | 42.9071 | 27.0343 | 19.5112 | 20.0773 | 19.5224 | 36.6728 | 60.9475 | 58.2599 | 49.8977 | 44.6489 | 30.2131 | 60.0044
2043 | 42.5363 | 21.7962 | 65.9699 | 26.2691 | 19.7252 | 26.6496 | 37.44 | 59.8919 | 61.3293 | 48.983 | 41.0426 | 45.76 | 44.7555
2044 | 43.8154 | 48.0854 | 29.6334 | 24.4196 | 32.5377 | 25.6543 | 57.1593 | 73.0119 | 54.3759 | 37.4571 | 36.2562 | 41.3683 | 42.8769
|  | 31 | 28 | 31 | 30 | 31 | 30 | 31 | 31 | 30 | 31 | 30 | 31

## GCC.PX.UTS.2035
Table 3
2025 IRP Update - Utah South - CCCT Dry "H", 2X1, DF, with SCR | [9 empty] | GCC.PX.UTS._.DF_.H_2x1
Year | Estimated Capital Cost | First Year Fixed Capital Cost at Real Levelized Rate | Network Upgrade | Fixed O&M + Pipeline | Total Resource Fixed Costs | Fuel Cost | Variable O&M | Total Resource Energy Cost | Total Resource Costs
| $/kW | $/kW-yr | $/kW-yr | $/kW-yr | $/kW-yr | $/MMBtu | $/MWh | $/MWh | $/MWh
| (a) | (b) | (c) | (d) | (e) | (f) | (g) | (h) | (i)
Utah South - CCCT Dry "H", 2X1, DF, with SCR (GCC.PX.UTS._.DF_.H_2x1)
2025 | 1520.4384 |  |  | 47.7901 |  | 5.7167 | 2.773
2026 | 1554.1921 |  |  | 48.8511 |  | 5.8436 | 2.8345
2027 | 1588.6952 |  |  | 49.9356 |  | 5.9733 | 2.8974
2028 | 1623.9642 |  | 19.1158 | 51.0442 |  | 6.1059 | 2.9618
2029 | 1660.0162 |  | 19.5401 | 52.1773 |  | 6.2415 | 3.0275
2030 | 1696.8686 |  | 19.9739 | 53.3357 |  | 6.38 | 3.0947
2031 | 1734.5391 |  | 20.4174 | 54.5197 |  | 6.5217 | 3.1634
2032 | 1773.0458 |  | 20.8706 | 55.7301 |  | 6.6665 | 3.2337
2033 | 1812.4074 |  | 21.3339 | 56.9673 |  | 6.8144 | 3.3054
2034 | 1852.6429 |  | 21.8076 | 58.2319 |  | 6.9657 | 3.3788
2035 | 1893.7716 | 118.06 | 22.2917 | 59.5247 | 199.88 | 7.1204 | 3.4538 | 47.31 | 76.56
2036 |  | 120.6809 | 22.7866 | 60.8461 | 204.31 | 7.2784 | 3.5305 | 48.36 | 78.26
2037 |  | 123.36 | 23.2924 | 62.1969 | 208.85 | 7.44 | 3.6089 | 49.43 | 80
2038 |  | 126.0986 | 23.8095 | 63.5777 | 213.49 | 7.6052 | 3.689 | 50.53 | 81.77
2039 |  | 128.898 | 24.3381 | 64.9891 | 218.23 | 7.774 | 3.7709 | 51.65 | 83.59
2040 |  | 131.7596 | 24.8784 | 66.4319 | 223.07 | 7.9466 | 3.8546 | 52.8 | 85.45
2041 |  | 134.6846 | 25.4307 | 67.9067 | 228.02 | 8.123 | 3.9402 | 53.97 | 87.34
2042 |  | 137.6746 | 25.9953 | 69.4142 | 233.08 | 8.3034 | 4.0277 | 55.17 | 89.28
2043 |  | 140.731 | 26.5723 | 70.9552 | 238.26 | 8.4877 | 4.1171 | 56.39 | 91.26
2044 |  | 143.8552 | 27.1623 | 72.5304 | 243.55 | 8.6761 | 4.2085 | 57.64 | 93.28
2045 |  | 147.0488 | 27.7653 | 74.1406 | 248.95 | 8.8687 | 4.3019 | 58.92 | 95.35
2046 |  | 150.3133 | 28.3816 | 75.7865 | 254.48 | 9.0656 | 4.3974 | 60.23 | 97.47
2047 |  | 153.6503 | 29.0117 | 77.4689 | 260.13 | 9.2669 | 4.495 | 61.57 | 99.64
2048 |  | 157.0613 | 29.6558 | 79.1888 | 265.91 | 9.4726 | 4.5948 | 62.94 | 101.86
2049 |  | 160.5481 | 30.3141 | 80.9468 | 271.81 | 9.6829 | 4.6968 | 64.33 | 104.11
2050 |  | 164.1122 | 30.9871 | 82.7438 | 277.84 | 9.8978 | 4.8011 | 65.76 | 106.42
2051 |  | 167.7555 | 31.675 | 84.5807 | 284.01 | 10.1176 | 4.9077 | 67.22 | 108.79
2052 |  | 171.4797 | 32.3782 | 86.4584 | 290.32 | 10.3422 | 5.0166 | 68.71 | 111.2
2053 |  | 175.2865 | 33.097 | 88.3777 | 296.76 | 10.5718 | 5.128 | 70.24 | 113.67
2054 |  | 179.1779 | 33.8318 | 90.3397 | 303.35 | 10.8065 | 5.2418 | 71.8 | 116.2
2055 |  | 183.1556 | 34.5828 | 92.3453 | 310.08 | 11.0464 | 5.3582 | 73.39 | 118.77
2056 |  | 187.2217 | 35.3506 | 94.3953 | 316.97 | 11.2916 | 5.4772 | 75.02 | 121.41
2057 |  | 191.378 | 36.1353 | 96.4909 | 324 | 11.5423 | 5.5988 | 76.69 | 124.11
2058 |  | 195.6266 | 36.9375 | 98.633 | 331.2 | 11.7985 | 5.723 | 78.39 | 126.86
2059 |  | 199.9695 | 37.7576 | 100.8227 | 338.55 | 12.0605 | 5.8501 | 80.13 | 129.68
2060 |  | 204.4088 | 38.5958 | 103.0609 | 346.07 | 12.3282 | 5.98 | 81.91 | 132.56
2061 |  | 208.9467 | 39.4526 | 105.3489 | 353.75 | 12.6019 | 6.1127 | 83.73 | 135.5
2062 |  | 213.5853 | 40.3285 | 107.6876 | 361.6 | 12.8816 | 6.2484 | 85.59 | 138.51
2063 |  | 218.3269 | 41.2237 | 110.0783 | 369.63 | 13.1676 | 6.3871 | 87.49 | 141.59
2064 |  | 223.1738 | 42.1389 | 112.522 | 377.83 | 13.4599 | 6.5289 | 89.43 | 144.73
2065 |  | 228.1283 | 43.0744 | 115.02 | 386.22 | 13.7587 | 6.6739 | 91.41 | 147.93
2066 |  | 233.1927 | 44.0306 | 117.5735 | 394.8 | 14.0642 | 6.822 | 93.44 | 151.22
2067 |  | 238.3696 | 45.0081 | 120.1836 | 403.56 | 14.3764 | 6.9735 | 95.52 | 154.58
2068 |  | 243.6614 | 46.0073 | 122.8517 | 412.52 | 14.6956 | 7.1283 | 97.64 | 158.01
2069 |  | 249.0707 | 47.0287 | 125.579 | 421.68 | 15.0218 | 7.2866 | 99.81 | 161.52
2070 |  | 254.6 | 48.0727 | 128.3668 | 431.04 | 15.3553 | 7.4483 | 102.02 | 165.1
2071 |  | 260.2522 | 49.1399 | 131.2166 | 440.61 | 15.6962 | 7.6137 | 104.29 | 168.77
2072 |  | 266.0298 | 50.2308 | 134.1296 | 450.39 | 16.0446 | 7.7827 | 106.6 | 172.52
2073 |  | 271.9356 | 51.346 | 137.1073 | 460.39 | 16.4008 | 7.9555 | 108.97 | 176.35
2074 |  | 277.9726 | 52.4858 | 140.151 | 470.61 | 16.7649 | 8.1321 | 111.39 | 180.27
2075 |  | 284.1436 | 53.651 | 143.2624 | 481.06 | 17.1371 | 8.3126 | 113.86 | 184.26
2076 |  | 290.4516 | 54.8421 | 146.4428 | 491.74 | 17.5176 | 8.4971 | 116.39 | 188.36
2077 |  | 296.8996 | 56.0596 | 149.6939 | 502.65 | 17.9064 | 8.6858 | 118.97 | 192.53
2078 |  | 303.4908 | 57.3041 | 153.0171 | 513.81 | 18.304 | 8.8786 | 121.61 | 196.81
Nominal 40 year Levelized |  |  |  |  | 267.1667 |  |  | 63.2346 | 102.3346
Sources, Inputs and Assumptions
Source: (a)(d)(e)(g) |  | Plant Costs - 2025 IRP Update
| (a) | First year real levelized costs
| (b) | = (a) x 6.234% Real Payment Factor@ 00% ITC
| (f) | Gas Price Forecast (Sept 2024 MM)
| (h) | = (f) / (8.76 x 'Capacity Factor' ) + (g)
| Utah South - CCCT Dry "H", 2X1, DF, with SCR (GCC.PX.UTS._.DF_.H_2x1) | [8 empty] | CCCT Dry "H", 2X1, DF, with SCR
| Statistics |  |  | MW | Percent | Cap Cost | Fixed |  |  | GCC.PX.UTS._.DF_.H_2x1
| CCCT Dry "H", 2X1, DF, with SCR |  |  | 1058.901 | 100% | 1508.5524 | 47.7901
| Capacity Weighted |  |  | 1058.901 | 100% | 1509 | 47.79
| Statistics |  |  | MW | CF | aMW | Percent | Variable | Heat Rate
| CCCT Dry "H", 2X1, DF, with SCR |  |  | 1058.901 | 78% | 825.9428 | 100% | 2.773 | 6158.732
| 0 |  |  | 0 | 0% | 0 | 0% | 0 | 0
| Energy Weighted |  |  | 1058.901 | 78% | 825.9428 | 100% | 2.77 | 6159
Rounded
| CCCT |  | Plant Costs - 2025 IRP Update
| 1058.901 |  | MW Plant Capacity
2025 $ | 1508.5524 |  | Plant capacity cost - in $/kW
2025 $ | 11.886 |  | Demolition Cost - in $/kW
2025 $ | 38.4109 |  | Fixed O&M & Capitalized O&M ($/kW-Yr)
| 6158.732 |  | Max Load Heat Rate on Gas (Btu/kw)
| 156515.6994 |  | Gas Fired Conversion Load (MMBtu/d)
| 0.17385 |  | Fixed Demand Transportation Charge (Tariff) ($/mmBtu-day)
| 0.00267 |  | Transportation Commodity / Usage Charge ($/MMBtu)
| 0.0015 |  | ACA Charge ($/MMBtu)
| 0.00417 |  | Total Variable Charges ($/MMBtu)
| 9931742.8321 |  | Fixed Transport Charge $/Year
| 9.3793 |  | Fixed Pipeline in $/kW
| 47.7901 |  | Fixed O&M including Fixed Pipeline & Capitalized O&M ($/kW-Yr)
2025 $ | 2.773 |  | Variable O&M Costs & Capitalized Variable O&M ($/MWh)
| 6158.732 |  | Heat Rate in btu/kWh
| 0% |  | Assumed ITC
| 6.234% |  | Real Payment Factor@ 00% ITC
| 78% |  | Capacity Factor
|  | 78% | Energy Weighted Capacity Factor
2025 $ |  |  | Network Upgrade ($/kw-yr)
|  | 5.7167 | Fuel Cost ($/mmBtu )
|  | 35.2075 | Fuel Cost ($/MWH)
|  | 2.5% | EFOR %
2028 $ |  | 19.1158 | Network Upgrade ($/kw-yr)

## Table 4
Appendix B
Table 4
Burnertip Natural Gas Price Forecast |  |  |  |  | Quote Date
QF - Sch37 - UT - Solar T - 10.0 MW and 30.2% CF |  |  |  |  | 2026-03-31
PacifiCorp
| Delivered | Delivered | Delivered | Delivered
Year | IRP - Utah Greenfield | Naughton | IRP West Side | IRP - Wyo NE
| Fuel Cost | Fuel Cost | Fuel Cost | Fuel Cost
[6 empty] | IRP - Utah Greenfield |  | IRP West Side | IRP - Wyo NE |  |  | IRP West Side |  | Burner tip
[5 empty] | Peak Type: | Delivered | Naughton | Delivered | Delivered | Year | IRP - Utah Greenfield | West Side | IRP - Wyo NE | Naughton
2025 | 2.78 | 2.76 | 2.18 | 2.76 | 2025-01-01 | 4.1297 | 4.1012 | 3.6667 | 4.1265 | 2025 | 47 | 43 | 46 | 42
2026 | 2.32 | 2.29 | 1.96 | 2.2 | 2025-02-01 | 3.4435 | 3.4192 | 3.2332 | 3.4317 | 2025
2027 | 3.33 | 3.3 | 2.99 | 3.09 | 2025-03-01 | 2.6848 | 2.6655 | 2.0537 | 2.7211 | 2025
2028 | 3.51 | 3.49 | 3.34 | 3.27 | 2025-04-01 | 1.9318 | 1.917 | 1.5165 | 1.9378 | 2025
2029 | 4.41 | 4.36 | 4.3 | 4.16 | 2025-05-01 | 2.1744 | 2.1585 | 1.6603 | 2.1166 | 2025
2030 | 5.79 | 5.72 | 5.67 | 5.52 | 2025-06-01 | 2.5624 | 2.5442 | 1.5135 | 2.5327 | 2025
2031 | 6.51 | 6.42 | 6.37 | 6.23 | 2025-07-01 | 2.8296 | 2.8098 | 1.2723 | 2.7603 | 2025
2032 | 6.42 | 6.34 | 6.24 | 6.14 | 2025-08-01 | 2.5406 | 2.5223 | 1.8363 | 2.4552 | 2025
2033 | 6.29 | 6.21 | 6.05 | 6.01 | 2025-09-01 | 2.6151 | 2.5965 | 1.537 | 2.5551 | 2025
2034 | 6.57 | 6.49 | 6.3 | 6.29 | 2025-10-01 | 2.2421 | 2.2255 | 2.181 | 2.2831 | 2025
2035 | 6.87 | 6.78 | 6.54 | 6.58 | 2025-11-01 | 3.0975 | 3.0762 | 2.6906 | 3.0824 | 2025
2036 | 7.17 | 7.08 | 6.79 | 6.88 | 2025-12-01 | 3.0588 | 3.0371 | 2.9402 | 3.0579 | 2025
2037 | 7.36 | 7.26 | 6.95 | 7.07 | 2026-01-01 | 4.2351 | 4.2065 | 2.2547 | 4.1929 | 2026
2038 | 7.48 | 7.38 | 7 | 7.19 | 2026-02-01 | 1.7319 | 1.7179 | 1.6646 | 1.744 | 2026
2039 | 7.73 | 7.63 | 7.23 | 7.44 | 2026-03-01 | 1.3282 | 1.317 | 1.3849 | 1.3482 | 2026
2040 | 8.02 | 7.9 | 7.46 | 7.71 | 2026-04-01 | 1.3613 | 1.1582 | 1.4131 | 1.2678 | 2026
2041 | 8.24 | 8.12 | 7.59 | 7.93 | 2026-05-01 | 1.1818 | 1.1731 | 1.1815 | 1.1366 | 2026
2042 | 8.6 | 8.47 | 7.87 | 8.29 | 2026-06-01 | 1.423 | 1.4128 | 1.2958 | 1.331 | 2026
2043 | 8.94 | 8.8 | 8.11 | 8.62 | 2026-07-01 | 2.1106 | 2.096 | 1.7109 | 1.9668 | 2026
2044 | 9.31 | 9.17 | 8.43 | 8.99 | 2026-08-01 | 2.3126 | 2.2967 | 1.83 | 2.1441 | 2026
2045 | 9.73 | 9.58 | 8.74 | 9.4 | 2026-09-01 | 2.2258 | 2.2105 | 1.9097 | 2.0653 | 2026
[5 empty] | 2026-10-01 | 2.3867 | 2.3703 | 2.0647 | 2.2569 | 2026
[5 empty] | 2026-11-01 | 3.0729 | 3.0522 | 2.7178 | 2.8401 | 2026
[5 empty] | 2026-12-01 | 4.5166 | 4.4866 | 4.0849 | 4.1038 | 2026
[5 empty] | 2027-01-01 | 4.9994 | 4.9663 | 4.602 | 4.7429 | 2027
[5 empty] | 2027-02-01 | 4.5011 | 4.4712 | 4.133 | 4.2595 | 2027
[5 empty] | 2027-03-01 | 2.7675 | 2.7487 | 2.5381 | 2.5566 | 2027
[5 empty] | 2027-04-01 | 2.3027 | 2.2869 | 2.0076 | 2.1633 | 2027
[5 empty] | 2027-05-01 | 2.2042 | 2.189 | 1.8896 | 2.0904 | 2027
[5 empty] | 2027-06-01 | 2.3965 | 2.3801 | 2.0434 | 2.2799 | 2027
[5 empty] | 2027-07-01 | 3.0583 | 3.0376 | 2.5418 | 2.8613 | 2027
[5 empty] | 2027-08-01 | 3.121 | 3.0999 | 2.638 | 2.9156 | 2027
[5 empty] | 2027-09-01 | 3.0746 | 3.0538 | 2.5963 | 2.7643 | 2027
[5 empty] | 2027-10-01 | 2.9516 | 2.9316 | 2.6074 | 2.809 | 2027
[5 empty] | 2027-11-01 | 3.545 | 3.5212 | 3.3248 | 3.1899 | 2027
[5 empty] | 2027-12-01 | 4.9884 | 4.9554 | 4.9724 | 4.4558 | 2027
Official Forward Price Curve Forecast dated Mar 31, 2026 |  |  |  |  | 2028-01-01 | 5.5251 | 5.4887 | 5.3426 | 5.2231 | 2028
[5 empty] | 2028-02-01 | 4.8072 | 4.7754 | 4.7604 | 4.5186 | 2028
[5 empty] | 2028-03-01 | 2.9404 | 2.9205 | 2.7307 | 2.8457 | 2028
[5 empty] | 2028-04-01 | 2.5098 | 2.4926 | 2.4097 | 2.3713 | 2028
[5 empty] | 2028-05-01 | 2.4368 | 2.4201 | 2.1923 | 2.307 | 2028
[5 empty] | 2028-06-01 | 2.6083 | 2.5905 | 2.3887 | 2.4734 | 2028
[5 empty] | 2028-07-01 | 3.2435 | 3.2216 | 2.9074 | 2.9759 | 2028
[5 empty] | 2028-08-01 | 3.3072 | 3.285 | 2.9763 | 3.0387 | 2028
[5 empty] | 2028-09-01 | 3.2608 | 3.2388 | 2.9616 | 3.0131 | 2028
[5 empty] | 2028-10-01 | 3.0465 | 3.0259 | 2.8379 | 2.9201 | 2028
[5 empty] | 2028-11-01 | 3.4715 | 3.4482 | 3.4419 | 3.1678 | 2028
[5 empty] | 2028-12-01 | 5.0139 | 4.9807 | 5.1567 | 4.3854 | 2028
[5 empty] | 2029-01-01 | 5.3909 | 5.3553 | 5.3797 | 5.0407 | 2029
[5 empty] | 2029-02-01 | 4.6649 | 4.634 | 4.7526 | 4.3784 | 2029
[5 empty] | 2029-03-01 | 2.7603 | 2.7415 | 2.9598 | 2.7311 | 2029
[5 empty] | 2029-04-01 | 2.4062 | 2.3897 | 2.2754 | 2.3673 | 2029
[5 empty] | 2029-05-01 | 3.9399 | 3.8931 | 3.6265 | 3.7874 | 2029
[5 empty] | 2029-06-01 | 4.0736 | 4.0265 | 3.7404 | 3.9166 | 2029
[5 empty] | 2029-07-01 | 4.685 | 4.6343 | 4.3326 | 4.3957 | 2029
[5 empty] | 2029-08-01 | 4.755 | 4.7038 | 4.4632 | 4.4646 | 2029
[5 empty] | 2029-09-01 | 4.7237 | 4.6724 | 4.4828 | 4.4539 | 2029
[5 empty] | 2029-10-01 | 4.6331 | 4.5808 | 4.5092 | 4.4828 | 2029
[5 empty] | 2029-11-01 | 4.9567 | 4.9037 | 4.9427 | 4.6306 | 2029
[5 empty] | 2029-12-01 | 5.8913 | 5.8406 | 6.0845 | 5.2496 | 2029
[5 empty] | 2030-01-01 | 6.192 | 6.1404 | 6.2985 | 5.8297 | 2030
[5 empty] | 2030-02-01 | 5.7516 | 5.699 | 5.7958 | 5.4487 | 2030
[5 empty] | 2030-03-01 | 4.4071 | 4.3555 | 4.4566 | 4.3532 | 2030
[5 empty] | 2030-04-01 | 4.19 | 4.1378 | 3.9511 | 4.1242 | 2030
[5 empty] | 2030-05-01 | 5.4429 | 5.3661 | 5.0607 | 5.2678 | 2030
[5 empty] | 2030-06-01 | 5.539 | 5.4625 | 5.0921 | 5.3599 | 2030
[5 empty] | 2030-07-01 | 6.1264 | 6.0469 | 5.7578 | 5.8154 | 2030
[5 empty] | 2030-08-01 | 6.2027 | 6.1226 | 5.9501 | 5.8905 | 2030
[5 empty] | 2030-09-01 | 6.1865 | 6.106 | 6.004 | 5.8947 | 2030
[5 empty] | 2030-10-01 | 6.2197 | 6.1357 | 6.1805 | 6.0454 | 2030
[5 empty] | 2030-11-01 | 6.4419 | 6.3592 | 6.4434 | 6.0935 | 2030
[5 empty] | 2030-12-01 | 6.7687 | 6.7004 | 7.0123 | 6.1138 | 2030
[5 empty] | 2031-01-01 | 6.9931 | 6.9255 | 7.2173 | 6.6188 | 2031
[5 empty] | 2031-02-01 | 6.8385 | 6.764 | 6.8391 | 6.5192 | 2031
[5 empty] | 2031-03-01 | 6.0541 | 5.9694 | 5.9535 | 5.9753 | 2031
[5 empty] | 2031-04-01 | 5.9739 | 5.886 | 5.6266 | 5.8812 | 2031
[5 empty] | 2031-05-01 | 5.9889 | 5.9012 | 5.5729 | 5.8055 | 2031
[5 empty] | 2031-06-01 | 6.0595 | 5.9727 | 5.6064 | 5.8726 | 2031
[5 empty] | 2031-07-01 | 6.577 | 6.4885 | 6.2186 | 6.2592 | 2031
[5 empty] | 2031-08-01 | 6.6274 | 6.5387 | 6.3784 | 6.3088 | 2031
[5 empty] | 2031-09-01 | 6.5886 | 6.5001 | 6.4174 | 6.2906 | 2031
[5 empty] | 2031-10-01 | 6.5784 | 6.4871 | 6.5437 | 6.3987 | 2031
[5 empty] | 2031-11-01 | 6.7609 | 6.6718 | 6.7617 | 6.4076 | 2031
[5 empty] | 2031-12-01 | 7.0345 | 6.9609 | 7.2523 | 6.3756 | 2031
[5 empty] | 2032-01-01 | 7.2401 | 7.1676 | 7.4635 | 6.862 | 2032
[5 empty] | 2032-02-01 | 6.5064 | 6.4386 | 6.5072 | 6.1922 | 2032
[5 empty] | 2032-03-01 | 5.9746 | 5.8916 | 5.8208 | 5.897 | 2032
[5 empty] | 2032-04-01 | 5.8724 | 5.7866 | 5.4961 | 5.7813 | 2032
[5 empty] | 2032-05-01 | 5.9061 | 5.82 | 5.4556 | 5.724 | 2032
[5 empty] | 2032-06-01 | 5.977 | 5.8919 | 5.4727 | 5.7913 | 2032
[5 empty] | 2032-07-01 | 6.4305 | 6.345 | 6.0431 | 6.1149 | 2032
[5 empty] | 2032-08-01 | 6.5122 | 6.4259 | 6.1795 | 6.1954 | 2032
[5 empty] | 2032-09-01 | 6.5035 | 6.4166 | 6.2233 | 6.2068 | 2032
[5 empty] | 2032-10-01 | 6.4539 | 6.3651 | 6.3555 | 6.2761 | 2032
[5 empty] | 2032-11-01 | 6.652 | 6.5652 | 6.6527 | 6.3004 | 2032
[5 empty] | 2032-12-01 | 7.0164 | 6.9432 | 7.1701 | 6.3578 | 2032
[5 empty] | 2033-01-01 | 6.741 | 6.6784 | 6.8682 | 6.3704 | 2033
[5 empty] | 2033-02-01 | 6.5919 | 6.5225 | 6.5752 | 6.2764 | 2033
[5 empty] | 2033-03-01 | 5.8142 | 5.7343 | 5.5711 | 5.739 | 2033
[5 empty] | 2033-04-01 | 5.7376 | 5.6545 | 5.2875 | 5.6485 | 2033
[5 empty] | 2033-05-01 | 5.7723 | 5.6889 | 5.2842 | 5.5923 | 2033
[5 empty] | 2033-06-01 | 5.8433 | 5.7607 | 5.3069 | 5.6596 | 2033
[5 empty] | 2033-07-01 | 6.2705 | 6.1881 | 5.8797 | 5.9573 | 2033
[5 empty] | 2033-08-01 | 6.4016 | 6.3174 | 6.0134 | 6.0864 | 2033
[5 empty] | 2033-09-01 | 6.4104 | 6.3255 | 6.0638 | 6.1152 | 2033
[5 empty] | 2033-10-01 | 6.437 | 6.3487 | 6.1828 | 6.2595 | 2033
[5 empty] | 2033-11-01 | 6.5386 | 6.4539 | 6.5391 | 6.1886 | 2033
[5 empty] | 2033-12-01 | 6.8805 | 6.81 | 7.0204 | 6.2239 | 2033
[5 empty] | 2034-01-01 | 7.0747 | 7.0055 | 7.2179 | 6.6991 | 2034
[5 empty] | 2034-02-01 | 6.8137 | 6.7398 | 6.7583 | 6.4948 | 2034
[5 empty] | 2034-03-01 | 6.0184 | 5.9344 | 5.7293 | 5.9401 | 2034
[5 empty] | 2034-04-01 | 5.9542 | 5.8667 | 5.4622 | 5.8618 | 2034
[5 empty] | 2034-05-01 | 5.9885 | 5.9007 | 5.4618 | 5.8051 | 2034
[5 empty] | 2034-06-01 | 6.0958 | 6.0083 | 5.4934 | 5.9083 | 2034
[5 empty] | 2034-07-01 | 6.5542 | 6.4661 | 6.1231 | 6.2367 | 2034
[5 empty] | 2034-08-01 | 6.7217 | 6.6311 | 6.3158 | 6.4017 | 2034
[5 empty] | 2034-09-01 | 6.732 | 6.6407 | 6.3664 | 6.432 | 2034
[5 empty] | 2034-10-01 | 6.7494 | 6.6547 | 6.4441 | 6.5671 | 2034
[5 empty] | 2034-11-01 | 6.861 | 6.7699 | 6.8426 | 6.5062 | 2034
[5 empty] | 2034-12-01 | 7.2819 | 7.2034 | 7.4325 | 6.6193 | 2034
[5 empty] | 2035-01-01 | 7.2684 | 7.1952 | 7.3966 | 6.8898 | 2035
[5 empty] | 2035-02-01 | 7.0461 | 6.9675 | 6.9163 | 6.7237 | 2035
[5 empty] | 2035-03-01 | 6.2959 | 6.2064 | 5.9425 | 6.2135 | 2035
[5 empty] | 2035-04-01 | 6.2509 | 6.1575 | 5.6954 | 6.1541 | 2035
[5 empty] | 2035-05-01 | 6.2881 | 6.1944 | 5.7073 | 6.1003 | 2035
[5 empty] | 2035-06-01 | 6.4289 | 6.3347 | 5.7376 | 6.2364 | 2035
[5 empty] | 2035-07-01 | 6.8991 | 6.8041 | 6.3798 | 6.5764 | 2035
[5 empty] | 2035-08-01 | 7.0312 | 6.9345 | 6.6081 | 6.7065 | 2035
[5 empty] | 2035-09-01 | 7.0695 | 6.9713 | 6.6477 | 6.7643 | 2035
[5 empty] | 2035-10-01 | 7.0999 | 6.9982 | 6.6864 | 6.9124 | 2035
[5 empty] | 2035-11-01 | 7.1802 | 7.0827 | 7.0931 | 6.8206 | 2035
[5 empty] | 2035-12-01 | 7.585 | 7.5004 | 7.6259 | 6.9178 | 2035
[5 empty] | 2036-01-01 | 7.7996 | 7.7159 | 7.8404 | 7.4131 | 2036
[5 empty] | 2036-02-01 | 7.1597 | 7.0789 | 6.9743 | 6.8356 | 2036
[5 empty] | 2036-03-01 | 6.6069 | 6.5112 | 6.2376 | 6.5198 | 2036
[5 empty] | 2036-04-01 | 6.5797 | 6.4797 | 5.9576 | 6.4779 | 2036
[5 empty] | 2036-05-01 | 6.6193 | 6.5189 | 5.9792 | 6.4264 | 2036
[5 empty] | 2036-06-01 | 6.7683 | 6.6673 | 6.0109 | 6.5706 | 2036
[5 empty] | 2036-07-01 | 7.2243 | 7.1228 | 6.6332 | 6.8967 | 2036
[5 empty] | 2036-08-01 | 7.3148 | 7.2124 | 6.8756 | 6.9858 | 2036
[5 empty] | 2036-09-01 | 7.3539 | 7.25 | 6.9128 | 7.0444 | 2036
[5 empty] | 2036-10-01 | 7.3942 | 7.2866 | 6.9529 | 7.2022 | 2036
[5 empty] | 2036-11-01 | 7.4438 | 7.341 | 7.2714 | 7.0802 | 2036
[5 empty] | 2036-12-01 | 7.8356 | 7.746 | 7.8426 | 7.1646 | 2036
[5 empty] | 2037-01-01 | 8.0489 | 7.9602 | 8.0549 | 7.6586 | 2037
[5 empty] | 2037-02-01 | 7.5918 | 7.5023 | 7.3465 | 7.2612 | 2037
[5 empty] | 2037-03-01 | 6.7717 | 6.6727 | 6.3929 | 6.6821 | 2037
[5 empty] | 2037-04-01 | 6.718 | 6.6153 | 6.0781 | 6.6142 | 2037
[5 empty] | 2037-05-01 | 6.7585 | 6.6553 | 6.0614 | 6.5635 | 2037
[5 empty] | 2037-06-01 | 6.9088 | 6.805 | 6.0978 | 6.709 | 2037
[5 empty] | 2037-07-01 | 7.3373 | 7.2336 | 6.7194 | 7.008 | 2037
[5 empty] | 2037-08-01 | 7.4496 | 7.3445 | 7.0017 | 7.1186 | 2037
[5 empty] | 2037-09-01 | 7.4938 | 7.3872 | 7.0436 | 7.1822 | 2037
[5 empty] | 2037-10-01 | 7.5368 | 7.4264 | 7.0845 | 7.3427 | 2037
[5 empty] | 2037-11-01 | 7.6531 | 7.5462 | 7.4428 | 7.2864 | 2037
[5 empty] | 2037-12-01 | 8.045 | 7.9512 | 8.0396 | 7.3708 | 2037
[5 empty] | 2038-01-01 | 8.0096 | 7.9216 | 7.7944 | 7.6199 | 2038
[5 empty] | 2038-02-01 | 7.6192 | 7.5292 | 7.3099 | 7.2881 | 2038
[5 empty] | 2038-03-01 | 6.8975 | 6.7961 | 6.5111 | 6.806 | 2038
[5 empty] | 2038-04-01 | 6.8698 | 6.764 | 6.1943 | 6.7636 | 2038
[5 empty] | 2038-05-01 | 6.9111 | 6.8049 | 6.187 | 6.7139 | 2038
[5 empty] | 2038-06-01 | 7.0725 | 6.9655 | 6.2225 | 6.8703 | 2038
[5 empty] | 2038-07-01 | 7.5515 | 7.4435 | 6.8667 | 7.219 | 2038
[5 empty] | 2038-08-01 | 7.634 | 7.5252 | 7.1712 | 7.3002 | 2038
[5 empty] | 2038-09-01 | 7.6755 | 7.5652 | 7.2142 | 7.3612 | 2038
[5 empty] | 2038-10-01 | 7.7195 | 7.6055 | 7.2562 | 7.5226 | 2038
[5 empty] | 2038-11-01 | 7.7684 | 7.6591 | 7.4872 | 7.3999 | 2038
[5 empty] | 2038-12-01 | 8.0819 | 7.9874 | 7.8171 | 7.4072 | 2038
[5 empty] | 2039-01-01 | 8.3384 | 8.2438 | 8.0283 | 7.9437 | 2039
[5 empty] | 2039-02-01 | 7.9198 | 7.8238 | 7.5861 | 7.5842 | 2039
[5 empty] | 2039-03-01 | 7.1455 | 7.0391 | 6.7459 | 7.0502 | 2039
[5 empty] | 2039-04-01 | 7.086 | 6.9759 | 6.3924 | 6.9766 | 2039
[5 empty] | 2039-05-01 | 7.1281 | 7.0176 | 6.4216 | 6.9276 | 2039
[5 empty] | 2039-06-01 | 7.3333 | 7.221 | 6.4601 | 7.1271 | 2039
[5 empty] | 2039-07-01 | 7.8298 | 7.7162 | 7.118 | 7.4931 | 2039
[5 empty] | 2039-08-01 | 7.9052 | 7.791 | 7.3952 | 7.5673 | 2039
[5 empty] | 2039-09-01 | 7.9148 | 7.7998 | 7.4396 | 7.5969 | 2039
[5 empty] | 2039-10-01 | 7.9602 | 7.8413 | 7.4814 | 7.7597 | 2039
[5 empty] | 2039-11-01 | 8.0103 | 7.8962 | 7.6841 | 7.6382 | 2039
[5 empty] | 2039-12-01 | 8.2427 | 8.145 | 7.9849 | 7.5656 | 2039
[5 empty] | 2040-01-01 | 8.5114 | 8.4135 | 8.2007 | 8.1142 | 2040
[5 empty] | 2040-02-01 | 7.9613 | 7.8645 | 7.6042 | 7.6251 | 2040
[5 empty] | 2040-03-01 | 7.3768 | 7.2657 | 6.9646 | 7.2781 | 2040
[5 empty] | 2040-04-01 | 7.3456 | 7.2303 | 6.6372 | 7.2323 | 2040
[5 empty] | 2040-05-01 | 7.3893 | 7.2736 | 6.5566 | 7.1848 | 2040
[5 empty] | 2040-06-01 | 7.6373 | 7.5189 | 6.6417 | 7.4266 | 2040
[5 empty] | 2040-07-01 | 8.1445 | 8.0246 | 7.3332 | 7.803 | 2040
[5 empty] | 2040-08-01 | 8.2239 | 8.1032 | 7.7006 | 7.8812 | 2040
[5 empty] | 2040-09-01 | 8.2401 | 8.1186 | 7.7468 | 7.9173 | 2040
[5 empty] | 2040-10-01 | 8.2874 | 8.162 | 7.7917 | 8.082 | 2040
[5 empty] | 2040-11-01 | 8.3398 | 8.2191 | 7.9861 | 7.9627 | 2040
[5 empty] | 2040-12-01 | 8.7246 | 8.6172 | 8.3564 | 8.0402 | 2040
[5 empty] | 2041-01-01 | 8.6216 | 8.5214 | 8.2789 | 8.2227 | 2041
[5 empty] | 2041-02-01 | 8.4185 | 8.3124 | 8.0137 | 8.0754 | 2041
[5 empty] | 2041-03-01 | 7.5937 | 7.4783 | 7.1218 | 7.4917 | 2041
[5 empty] | 2041-04-01 | 7.6011 | 7.4807 | 6.8242 | 7.4839 | 2041
[5 empty] | 2041-05-01 | 7.6467 | 7.5258 | 6.6906 | 7.4384 | 2041
[5 empty] | 2041-06-01 | 7.8733 | 7.7502 | 6.7308 | 7.659 | 2041
[5 empty] | 2041-07-01 | 8.383 | 8.2584 | 7.4537 | 8.038 | 2041
[5 empty] | 2041-08-01 | 8.4568 | 8.3316 | 7.7781 | 8.1106 | 2041
[5 empty] | 2041-09-01 | 8.4494 | 8.3237 | 7.8248 | 8.1234 | 2041
[5 empty] | 2041-10-01 | 8.471 | 8.3419 | 7.8616 | 8.2628 | 2041
[5 empty] | 2041-11-01 | 8.5212 | 8.3969 | 8.055 | 8.1414 | 2041
[5 empty] | 2041-12-01 | 8.7909 | 8.6822 | 8.3899 | 8.1055 | 2041
[5 empty] | 2042-01-01 | 9.0301 | 8.9217 | 8.6168 | 8.625 | 2042
[5 empty] | 2042-02-01 | 8.6977 | 8.5861 | 8.2214 | 8.3504 | 2042
[5 empty] | 2042-03-01 | 7.8809 | 7.7598 | 7.3601 | 7.7746 | 2042
[5 empty] | 2042-04-01 | 7.919 | 7.7922 | 7.0339 | 7.797 | 2042
[5 empty] | 2042-05-01 | 7.966 | 7.8387 | 6.9199 | 7.7529 | 2042
[5 empty] | 2042-06-01 | 8.179 | 8.0497 | 7.0095 | 7.9601 | 2042
[5 empty] | 2042-07-01 | 8.75 | 8.618 | 7.6446 | 8.3994 | 2042
[5 empty] | 2042-08-01 | 8.8056 | 8.6734 | 8.0738 | 8.4542 | 2042
[5 empty] | 2042-09-01 | 8.828 | 8.6948 | 8.1222 | 8.4964 | 2042
[5 empty] | 2042-10-01 | 8.8788 | 8.7415 | 8.1694 | 8.6644 | 2042
[5 empty] | 2042-11-01 | 8.9398 | 8.8072 | 8.4525 | 8.5537 | 2042
[5 empty] | 2042-12-01 | 9.2995 | 9.1807 | 8.7959 | 8.6064 | 2042
[5 empty] | 2043-01-01 | 9.2315 | 9.1192 | 8.8234 | 8.8234 | 2043
[5 empty] | 2043-02-01 | 9.0781 | 8.959 | 8.5824 | 8.7251 | 2043
[5 empty] | 2043-03-01 | 8.3448 | 8.2143 | 7.6789 | 8.2314 | 2043
[5 empty] | 2043-04-01 | 8.3245 | 8.1896 | 7.3422 | 8.1964 | 2043
[5 empty] | 2043-05-01 | 8.3739 | 8.2384 | 7.0213 | 8.1546 | 2043
[5 empty] | 2043-06-01 | 8.5699 | 8.4329 | 7.1123 | 8.3451 | 2043
[5 empty] | 2043-07-01 | 9.0916 | 8.9528 | 7.9156 | 8.7359 | 2043
[5 empty] | 2043-08-01 | 9.1512 | 9.0121 | 8.3394 | 8.7946 | 2043
[5 empty] | 2043-09-01 | 9.1422 | 9.0026 | 8.3895 | 8.8058 | 2043
[5 empty] | 2043-10-01 | 9.1947 | 9.0511 | 8.4161 | 8.9756 | 2043
[5 empty] | 2043-11-01 | 9.2509 | 9.112 | 8.7474 | 8.8601 | 2043
[5 empty] | 2043-12-01 | 9.4902 | 9.3675 | 8.9787 | 8.7943 | 2043
[5 empty] | 2044-01-01 | 9.7484 | 9.6256 | 9.2214 | 9.3325 | 2044
[5 empty] | 2044-02-01 | 9.2085 | 9.0867 | 8.6509 | 8.8535 | 2044
[5 empty] | 2044-03-01 | 8.7223 | 8.5843 | 8.025 | 8.6033 | 2044
[5 empty] | 2044-04-01 | 8.6918 | 8.5496 | 7.6322 | 8.5582 | 2044
[5 empty] | 2044-05-01 | 8.7434 | 8.6005 | 7.364 | 8.5185 | 2044
[5 empty] | 2044-06-01 | 8.9485 | 8.8039 | 7.4082 | 8.718 | 2044
[5 empty] | 2044-07-01 | 9.4906 | 9.3438 | 8.2753 | 9.1288 | 2044
[5 empty] | 2044-08-01 | 9.5479 | 9.4009 | 8.6512 | 9.1853 | 2044
[5 empty] | 2044-09-01 | 9.5346 | 9.3871 | 8.7031 | 9.1923 | 2044
[5 empty] | 2044-10-01 | 9.5784 | 9.4271 | 8.7369 | 9.3535 | 2044
[5 empty] | 2044-11-01 | 9.6369 | 9.4903 | 9.1136 | 9.2403 | 2044
[5 empty] | 2044-12-01 | 9.8519 | 9.722 | 9.319 | 9.1505 | 2044
[5 empty] | 2045-01-01 | 10.1298 | 9.9995 | 9.5801 | 9.7081 | 2045
[5 empty] | 2045-02-01 | 9.8046 | 9.6708 | 9.2387 | 9.4406 | 2045
[5 empty] | 2045-03-01 | 9.1074 | 8.9617 | 8.3826 | 8.9826 | 2045
[5 empty] | 2045-04-01 | 9.089 | 8.9388 | 7.8782 | 8.9493 | 2045
[5 empty] | 2045-05-01 | 9.1428 | 8.992 | 7.6249 | 8.912 | 2045
[5 empty] | 2045-06-01 | 9.3481 | 9.1956 | 7.6182 | 9.1117 | 2045
[5 empty] | 2045-07-01 | 9.8677 | 9.7134 | 8.4936 | 9.5003 | 2045
[5 empty] | 2045-08-01 | 9.9273 | 9.7727 | 8.9101 | 9.559 | 2045
[5 empty] | 2045-09-01 | 9.9159 | 9.7608 | 8.9635 | 9.5678 | 2045
[5 empty] | 2045-10-01 | 9.9727 | 9.8137 | 9.0156 | 9.7419 | 2045
[5 empty] | 2045-11-01 | 10.0338 | 9.8792 | 9.4528 | 9.6311 | 2045
[5 empty] | 2045-12-01 | 10.3694 | 10.2291 | 9.7418 | 9.6602 | 2045
[5 empty] | 2046-01-01 | 10.215 | 10.0829 | 9.5996 | 9.7921 | 2046
[5 empty] | 2046-02-01 | 10.0014 | 9.8638 | 9.4069 | 9.6345 | 2046
[5 empty] | 2046-03-01 | 9.3097 | 9.1599 | 8.5777 | 9.1818 | 2046
[5 empty] | 2046-04-01 | 9.3104 | 9.1558 | 8.0527 | 9.1674 | 2046
[5 empty] | 2046-05-01 | 9.3656 | 9.2103 | 7.7965 | 9.1313 | 2046
[5 empty] | 2046-06-01 | 9.54 | 9.3836 | 7.8433 | 9.3006 | 2046
[5 empty] | 2046-07-01 | 10.1087 | 9.9495 | 8.6802 | 9.7376 | 2046
[5 empty] | 2046-08-01 | 10.1698 | 10.0103 | 9.1289 | 9.7978 | 2046
[5 empty] | 2046-09-01 | 10.1442 | 9.9845 | 9.1837 | 9.7927 | 2046
[5 empty] | 2046-10-01 | 10.1651 | 10.0021 | 9.1885 | 9.9313 | 2046
[5 empty] | 2046-11-01 | 10.2254 | 10.067 | 9.6199 | 9.8199 | 2046
[5 empty] | 2046-12-01 | 10.4142 | 10.273 | 9.7999 | 9.7043 | 2046
[5 empty] | 2047-01-01 | 10.7078 | 10.5659 | 10.0746 | 10.2775 | 2047
[5 empty] | 2047-02-01 | 10.3567 | 10.212 | 9.7421 | 9.9844 | 2047
[5 empty] | 2047-03-01 | 9.6253 | 9.4692 | 8.836 | 9.4927 | 2047
[5 empty] | 2047-04-01 | 9.6365 | 9.4754 | 8.1431 | 9.4886 | 2047
[5 empty] | 2047-05-01 | 9.6938 | 9.532 | 7.9803 | 9.4546 | 2047
[5 empty] | 2047-06-01 | 9.8785 | 9.7153 | 8.0282 | 9.634 | 2047
[5 empty] | 2047-07-01 | 10.4687 | 10.3023 | 8.9392 | 10.0922 | 2047
[5 empty] | 2047-08-01 | 10.5319 | 10.3652 | 9.4138 | 10.1545 | 2047
[5 empty] | 2047-09-01 | 10.4836 | 10.3171 | 9.4703 | 10.1269 | 2047
[5 empty] | 2047-10-01 | 10.5251 | 10.3549 | 9.5254 | 10.2859 | 2047
[5 empty] | 2047-11-01 | 10.5874 | 10.4219 | 9.9616 | 10.1765 | 2047
[5 empty] | 2047-12-01 | 10.7933 | 10.6446 | 10.1573 | 10.0777 | 2047
[5 empty] | 2048-01-01 | 11.1118 | 10.9618 | 10.4422 | 10.6754 | 2048
[5 empty] | 2048-02-01 | 10.541 | 10.3925 | 9.8062 | 10.1659 | 2048
[5 empty] | 2048-03-01 | 10.0558 | 9.8911 | 9.1599 | 9.9167 | 2048
[5 empty] | 2048-04-01 | 10.0717 | 9.902 | 8.4289 | 9.9173 | 2048
[5 empty] | 2048-05-01 | 10.1319 | 9.9613 | 8.3626 | 9.8861 | 2048
[5 empty] | 2048-06-01 | 10.3516 | 10.1789 | 8.4127 | 10.1 | 2048
[5 empty] | 2048-07-01 | 10.9708 | 10.7944 | 9.3521 | 10.5867 | 2048
[5 empty] | 2048-08-01 | 11.037 | 10.8602 | 9.8829 | 10.652 | 2048
[5 empty] | 2048-09-01 | 11.0602 | 10.8822 | 9.9423 | 10.6949 | 2048
[5 empty] | 2048-10-01 | 11.1237 | 10.9415 | 10.0321 | 10.8755 | 2048
[5 empty] | 2048-11-01 | 11.1915 | 11.0138 | 10.5333 | 10.7714 | 2048
[5 empty] | 2048-12-01 | 11.498 | 11.3352 | 10.8072 | 10.7719 | 2048
[5 empty] | 2049-01-01 | 11.514 | 11.3559 | 10.6973 | 11.0714 | 2049
[5 empty] | 2049-02-01 | 11.2394 | 11.077 | 10.3965 | 10.8538 | 2049
[5 empty] | 2049-03-01 | 10.5777 | 10.4026 | 9.5542 | 10.4307 | 2049
[5 empty] | 2049-04-01 | 10.5623 | 10.3827 | 8.788 | 10.4005 | 2049
[5 empty] | 2049-05-01 | 10.6249 | 10.4444 | 8.7253 | 10.3717 | 2049
[5 empty] | 2049-06-01 | 10.8298 | 10.6476 | 8.7777 | 10.5709 | 2049
[5 empty] | 2049-07-01 | 11.3378 | 11.1541 | 9.6822 | 10.9482 | 2049
[5 empty] | 2049-08-01 | 11.4064 | 11.2221 | 10.2346 | 11.0158 | 2049
[5 empty] | 2049-09-01 | 11.4001 | 11.2153 | 10.2961 | 11.0296 | 2049
[5 empty] | 2049-10-01 | 11.4655 | 11.2766 | 10.3559 | 11.2122 | 2049
[5 empty] | 2049-11-01 | 11.4976 | 11.3139 | 10.8215 | 11.073 | 2049
[5 empty] | 2049-12-01 | 11.725 | 11.5576 | 11.0378 | 10.9954 | 2049
[5 empty] | 2050-01-01 | 11.7674 | 11.6044 | 10.9325 | 11.3211 | 2050
[5 empty] | 2050-02-01 | 11.4869 | 11.3196 | 10.6249 | 11.0976 | 2050
[5 empty] | 2050-03-01 | 10.8107 | 10.6309 | 9.7642 | 10.6602 | 2050
[5 empty] | 2050-04-01 | 10.795 | 10.6107 | 8.9811 | 10.6296 | 2050
[5 empty] | 2050-05-01 | 10.8589 | 10.6737 | 8.917 | 10.6021 | 2050
[5 empty] | 2050-06-01 | 11.0684 | 10.8813 | 8.9705 | 10.8059 | 2050
[5 empty] | 2050-07-01 | 11.5875 | 11.3988 | 9.895 | 11.1942 | 2050
[5 empty] | 2050-08-01 | 11.6575 | 11.4683 | 10.4596 | 11.2631 | 2050
[5 empty] | 2050-09-01 | 11.6511 | 11.4614 | 10.5224 | 11.2769 | 2050
[5 empty] | 2050-10-01 | 11.718 | 11.524 | 10.5834 | 11.4609 | 2050
[5 empty] | 2050-11-01 | 11.7509 | 11.562 | 11.0594 | 11.3224 | 2050
[5 empty] | 2050-12-01 | 11.9831 | 11.8106 | 11.2804 | 11.2496 | 2050
[5 empty] | 2051-01-01 | 12.0384 | 11.8699 | 11.1836 | 11.5879 | 2051
[5 empty] | 2051-02-01 | 11.7514 | 11.5787 | 10.8691 | 11.3581 | 2051
[5 empty] | 2051-03-01 | 11.0596 | 10.8748 | 9.9886 | 10.9053 | 2051
[5 empty] | 2051-04-01 | 11.0435 | 10.8542 | 9.1874 | 10.8744 | 2051
[5 empty] | 2051-05-01 | 11.1089 | 10.9187 | 9.1219 | 10.8483 | 2051
[5 empty] | 2051-06-01 | 11.3231 | 11.131 | 9.1766 | 11.0569 | 2051
[5 empty] | 2051-07-01 | 11.8543 | 11.6602 | 10.1223 | 11.4569 | 2051
[5 empty] | 2051-08-01 | 11.9259 | 11.7313 | 10.6999 | 11.5274 | 2051
[5 empty] | 2051-09-01 | 11.9194 | 11.7242 | 10.7641 | 11.5411 | 2051
[5 empty] | 2051-10-01 | 11.9877 | 11.7884 | 10.8266 | 11.7265 | 2051
[5 empty] | 2051-11-01 | 12.0214 | 11.8271 | 11.3135 | 11.5888 | 2051
[5 empty] | 2051-12-01 | 12.259 | 12.0809 | 11.5395 | 11.5213 | 2051
[5 empty] | 2052-01-01 | 12.3155 | 12.1415 | 11.4406 | 11.8609 | 2052
[5 empty] | 2052-02-01 | 12.0219 | 11.8439 | 11.1187 | 11.6245 | 2052
[5 empty] | 2052-03-01 | 11.3142 | 11.1244 | 10.218 | 11.1561 | 2052
[5 empty] | 2052-04-01 | 11.2977 | 11.1034 | 9.3984 | 11.1248 | 2052
[5 empty] | 2052-05-01 | 11.3646 | 11.1693 | 9.3314 | 11.1002 | 2052
[5 empty] | 2052-06-01 | 11.5839 | 11.3865 | 9.3875 | 11.3137 | 2052
[5 empty] | 2052-07-01 | 12.1272 | 11.9277 | 10.3548 | 11.7257 | 2052
[5 empty] | 2052-08-01 | 12.2005 | 12.0004 | 10.9457 | 11.7979 | 2052
[5 empty] | 2052-09-01 | 12.1938 | 11.9932 | 11.0114 | 11.8113 | 2052
[5 empty] | 2052-10-01 | 12.2638 | 12.0588 | 11.0753 | 11.9984 | 2052
[5 empty] | 2052-11-01 | 12.2981 | 12.0983 | 11.5735 | 11.8614 | 2052
[5 empty] | 2052-12-01 | 12.5412 | 12.3575 | 11.8047 | 11.7993 | 2052
[5 empty] | 2053-01-01 | 12.5991 | 12.4193 | 11.7035 | 12.1402 | 2053
[5 empty] | 2053-02-01 | 12.2987 | 12.1151 | 11.3743 | 11.8971 | 2053
[5 empty] | 2053-03-01 | 11.5747 | 11.3797 | 10.4528 | 11.4127 | 2053
[5 empty] | 2053-04-01 | 11.5578 | 11.3583 | 9.6144 | 11.381 | 2053
[5 empty] | 2053-05-01 | 11.6262 | 11.4258 | 9.5458 | 11.3579 | 2053
[5 empty] | 2053-06-01 | 11.8505 | 11.6479 | 9.6031 | 11.5763 | 2053
[5 empty] | 2053-07-01 | 12.4064 | 12.2013 | 10.5927 | 12.0007 | 2053
[5 empty] | 2053-08-01 | 12.4813 | 12.2756 | 11.1973 | 12.0745 | 2053
[5 empty] | 2053-09-01 | 12.4745 | 12.2683 | 11.2644 | 12.0878 | 2053
[5 empty] | 2053-10-01 | 12.5461 | 12.3355 | 11.3299 | 12.2765 | 2053
[5 empty] | 2053-11-01 | 12.5812 | 12.3758 | 11.8394 | 12.1402 | 2053
[5 empty] | 2053-12-01 | 12.8299 | 12.6404 | 12.0759 | 12.0836 | 2053
[5 empty] | 0 | #N/A | #N/A | #N/A | #N/A | 1900
Note on H5: PacifiCorp: Date that deal is evaluated.

## Table 5
[8 empty] | Corrected for missing one day data from ST due to stiching in PLEXOS | [13 empty] | laST Plexos Model Year |  | 2045
| Table 5 | [9 empty] | Study_Name:
| QF - Sch37 - UT - Solar T - 10.0 MW and 30.2% CF | [7 empty] | 2026-06-01 |  | QF - Sch37 - UT - Solar T |  |  |  | 15 Year Starting 2028 | 15 Year Starting 2027 | 15 Year Starting 2026
| June 2026 through May 2046 | [6 empty] | Start | 2026-06-01 |  | Resource Capacity |  | start |  | 37 | 25 | 13
| Nominal Avoided Costs Calculated Monthly | [6 empty] | End | 2046-05-01 |  | 10 | MW | end |  | 216 | 204 | 192
15 Year Starting 2028 |  | 8163191.1275 | 932327.0006 | 9095518.128 | 248929.0935 | 36.5386 | [15 empty] | Resource type
15 Year Starting 2027 |  | 7702241.4248 | 781736.4587 | 8483977.8835 | 250155.8534 | 33.9148 |  |  |  |  | 30.24% | CF | [9 empty] | Solar | Solar
| Nominal NPV at 6.33% Discount Rate | [6 empty] | Discount Rate - 2025 IRP | [13 empty] | PV_QF_UTN_Track_Sch37_UT
15 Year Starting 2026 |  | 7324255.0538 | 658809.8037 | 7983064.8575 | 247962.0614 | 32.1947 |  | 6.33% | 0.5128%
|  | Energy | Capacity $ | Total | Total | AC Price | [10 empty] | Summer | Summer |  |  | Inflation | Degradation for Adj beyond 2046
| Month | Avoided $ | 29.8% CF | Dollars | MWH | 29.8% CF | Offset | Year | Date Test | Offset |  |  |  | Total | energy | capacity | Energy | Capacity | -
| 2026-01-01 | [5 empty] | 1 | 2026 |  | 869 | Total Net Power Cost ($ 000) | [7 empty] | - |  | 2.22% | 0%
| 2026-02-01 | [5 empty] | 2 | 2026 |  | 1186 | PV_QF_UTN_Track_Sch37_UT | [7 empty] | - |  | 2.22% | 0%
| 2026-03-01 | [5 empty] | 3 | 2026 | [10 empty] | - |  | 2.22% | 0%
| 2026-04-01 | [5 empty] | 4 | 2026 |  | 2026 | 252467.2991 | 0 | 16584.9704 | 15.2227 | 15.2227 | 0 | 165185.1912 | 0 | - | 252467.2991 | 2.22% | 0%
| 2026-05-01 | [5 empty] | 5 | 2026 |  | 2027 | 410837.9007 | 0 | 26311.1972 | 15.6146 | 15.6146 | 0 | 269777.476 | 0 | Summer | 410837.9007 | 2.22% | 0%
| 2026-06-01 | 28180.4435 | 0 | 28180.4435 | 3479.8423 | 8.0982 | 6 | 2026 | 2026-06-01 | 2028 | 515297.6599 | 0 | 26212.7878 | 19.6583 | 19.6583 | 0 | 279145.8979 | 0 | Summer | 515297.6599 | 2.22% | 0%
| 2026-07-01 | 71807.4531 | 0 | 71807.4531 | 3337.6031 | 21.5147 | 7 | 2026 | 2026-07-01 | 2029 | 605664.5021 | 0 | 26050.6408 | 23.2495 | 23.2495 | 0 | 377840.2523 | 0 | Summer | 605664.5021 | 2.22% | 0%
| 2026-08-01 | 65197.2945 | 0 | 65197.2945 | 2937.601 | 22.1941 | 8 | 2026 | 2026-08-01 | 2030 | 800629.0901 | 0 | 25921.8529 | 30.8863 | 30.8863 | 0 | 482029.4562 | 0 | Summer | 800629.0901 | 2.22% | 0%
| 2026-09-01 | 38041.6086 | 0 | 38041.6086 | 2557.4074 | 14.8751 | 9 | 2026 | 2026-09-01 | 2031 | 973443.2073 | 0 | 25808.8411 | 37.7174 | 37.7174 | 0 | 588717.6342 | 0 | Winter | 973443.2073 | 2.22% | 0%
| 2026-10-01 | 12467.3643 | 0 | 12467.3643 | 1864.1897 | 6.6878 | 10 | 2026 | 2026-10-01 | 2032 | 946967.1874 | 0 | 25701.489 | 36.8448 | 36.8448 | 0 | 558590.0041 | 0 | Winter | 946967.1874 | 2.22% | 0%
| 2026-11-01 | 22213.0605 | 0 | 22213.0605 | 1444.9963 | 15.3724 | 11 | 2026 | 2026-11-01 | 2033 | 957214.2895 | 0 | 25548.7267 | 37.4662 | 37.4662 | 0 | 565118.3922 | 0 | Winter | 957214.2895 | 2.22% | 0%
| 2026-12-01 | 14560.0745 | 0 | 14560.0745 | 963.3306 | 15.1143 | 12 | 2026 | 2026-12-01 | 2034 | 1129510.0411 | 0 | 25444.9746 | 44.3903 | 44.3903 | 0 | 708020.554 | 0 | Winter | 1129510.0411 | 2.22% | 0%
| 2027-01-01 | 19708.74 | 0 | 19708.74 | 980.9527 | 20.0914 | 14 | 2027 | 2027-01-01 | 2035 | 795924.0126 | 211639.2468 | 25283.6676 | 39.8504 | 31.4798 | 8.3706 | 464957.5482 | 70546.4156 | Winter | 1007563.2594 | 2.22% | 0%
| 2027-02-01 | 22524.6284 | 0 | 22524.6284 | 1658.0183 | 13.5853 | 15 | 2027 | 2027-02-01 | 2036 | 772797.3652 | 216329.8705 | 25169.0233 | 39.2994 | 30.7043 | 8.5951 | 426498.3399 | 72109.9568 | Winter | 989127.2357 | 2.22% | 0%
| 2027-03-01 | -93.5827 | 0 | -93.5827 | 1885.8196 | -0.049624 | 16 | 2027 | 2027-03-01 | 2037 | 833215.5324 | 221136.9657 | 25036.2844 | 42.113 | 33.2803 | 8.8327 | 487272.0509 | 73712.3219 | Winter | 1054352.498 | 2.22% | 0%
| 2027-04-01 | -376.6948 | 0 | -376.6948 | 2427.7998 | -0.15516 | 17 | 2027 | 2027-04-01 | 2038 | 886316.9483 | 226049.944 | 24909.6962 | 44.656 | 35.5812 | 9.0748 | 471307.2566 | 75349.9813 | Winter | 1112366.8922 | 2.22% | 0%
| 2027-05-01 | 22924.3977 | 0 | 22924.3977 | 2948.0924 | 7.776 | 18 | 2027 | 2027-05-01 | 2039 | 870049.152 | 231068.8054 | 24781.736 | 44.4326 | 35.1085 | 9.3242 | 477214.1917 | 77022.9351 | Summer | 1101117.9574 | 2.22% | 0%
| 2027-06-01 | 39613.4918 | 0 | 39613.4918 | 3471.3369 | 11.4116 | 19 | 2027 | 2027-06-01 | 2040 | 887108.9914 | 236193.5501 | 24705.9202 | 45.4669 | 35.9067 | 9.5602 | 461033.7021 | 78731.1834 | Summer | 1123302.5414 | 2.22% | 0%
| 2027-07-01 | 125018.2341 | 0 | 125018.2341 | 3278.536 | 38.1323 | 20 | 2027 | 2027-07-01 | 2041 | 901205.2893 | 241434.7661 | 24546.4077 | 46.5502 | 36.7143 | 9.8358 | 474835.2943 | 80478.2554 | Summer | 1142640.0555 | 2.22% | 0%
| 2027-08-01 | 82221.3524 | 0 | 82221.3524 | 2947.9285 | 27.8912 | 21 | 2027 | 2027-08-01 | 2042 | 965999.5825 | 246792.4537 | 24432.3696 | 49.6387 | 39.5377 | 10.101 | 519961.6365 | 82264.1512 | Summer | 1212792.0362 | 2.22% | 0%
| 2027-09-01 | 47430.7613 | 0 | 47430.7613 | 2485.508 | 19.0829 | 22 | 2027 | 2027-09-01 | 2043 | 1033494.5829 | 252277.201 | 24295.2527 | 52.9228 | 42.539 | 10.3838 | 539958.9374 | 84092.4003 | Winter | 1285771.7839 | 2.22% | 0%
| 2027-10-01 | 6668.2981 | 0 | 6668.2981 | 1867.5611 | 3.5706 | 23 | 2027 | 2027-10-01 | 2044 | 1060169.0225 | 257878.4198 | 24197.4504 | 54.4705 | 43.8133 | 10.6573 | 620478.9446 | 85959.4733 | Winter | 1318047.4423 | 2.22% | 0%
| 2027-11-01 | 22657.0181 | 0 | 22657.0181 | 1411.2613 | 16.0544 | 24 | 2027 | 2027-11-01 | 2045 | 1238356.1976 | 263596.1101 | 24068.1394 | 62.4042 | 51.4521 | 10.9521 | 633247.4348 | 87865.37 | Winter | 1501952.3077 | 2.22% | 0%
| 2027-12-01 | 22541.2562 | 0 | 22541.2562 | 948.3825 | 23.7681 | 25 | 2027 | 2027-12-01 | 2046 | 1259518.4666 | 269451.4485 | 23947.7987 | 63.8459 | 52.5943 | 11.2516 | 644069.0002 | 89817.1495 | Winter | 1528969.9151 | 2.22% | 0%
| 2028-01-01 | 30398.5154 | 0 | 30398.5154 | 997.7125 | 30.4682 | 27 | 2028 | 2028-01-01 | 2047 | 1281042.3777 | 275433.8467 | 23828.0597 | 65.3211 | 53.7619 | 11.5592 | 655075.4953 | 91811.2822 | Winter | 1556476.2244 | 2.22% | 0%
| 2028-02-01 | 36296.8408 | 0 | 36296.8408 | 1664.8927 | 21.8013 | 28 | 2028 | 2028-02-01 | 2048 | 1306773.0948 | 281553.8929 | 23761.7524 | 66.8438 | 54.9948 | 11.849 | 666270.0805 | 0 | Winter | 1588326.9877 | 2.22% | 0%
| 2028-03-01 | 14014.6892 | 0 | 14014.6892 | 1975.9058 | 7.0928 | 29 | 2028 | 2028-03-01 | 2049 | 1325199.9519 | 287800.999 | 23590.3748 | 68.3754 | 56.1755 | 12.1999 | 677655.9699 | 0 | Winter | 1613000.9509 | 2.22% | 0%
| 2028-04-01 | 10899.4121 | 0 | 10899.4121 | 2375.2597 | 4.5887 | 30 | 2028 | 2028-04-01 | 2050 | 1347846.2939 | 294185.7531 | 23472.4229 | 69.9558 | 57.4225 | 12.5333 | 689236.4327 | 0 | Winter | 1642032.047 | 2.22% | 0%
| 2028-05-01 | 14914.0029 | 0 | 14914.0029 | 3038.5009 | 4.9083 | 31 | 2028 | 2028-05-01 | 2051 | 1370879.6392 | 300718.7437 | 23355.0608 | 71.5733 | 58.6973 | 12.876 | 0 | 0 | Summer | 1671598.3829 | 2.22% | 0%
| 2028-06-01 | 46494.4364 | 0 | 46494.4364 | 3445.9402 | 13.4925 | 32 | 2028 | 2028-06-01 | 2052 | [8 empty] | Summer | 0 | 2.22% | 0%
| 2028-07-01 | 131475.0887 | 0 | 131475.0887 | 3217.0281 | 40.8685 | 33 | 2028 | 2028-07-01 | [9 empty] | Summer | 0 | 2.22% | 0%
| 2028-08-01 | 86262.3699 | 0 | 86262.3699 | 2964.2751 | 29.1007 | 34 | 2028 | 2028-08-01 | [9 empty] | Summer | 0 | 2.22% | 0%
| 2028-09-01 | 57000.9314 | 0 | 57000.9314 | 2356.6605 | 24.1872 | 35 | 2028 | 2028-09-01 | [9 empty] | Winter | 0 | 2.22% | 0%
| 2028-10-01 | 29287.0643 | 0 | 29287.0643 | 1891.5118 | 15.4834 | 36 | 2028 | 2028-10-01 | [9 empty] | Winter | 0 | 2.22% | 0%
| 2028-11-01 | 29262.9269 | 0 | 29262.9269 | 1357.0417 | 21.5638 | 37 | 2028 | 2028-11-01 | [9 empty] | Winter | 0 | 2.22% | 0%
| 2028-12-01 | 28991.382 | 0 | 28991.382 | 928.0587 | 31.2387 | 38 | 2028 | 2028-12-01 | [9 empty] | Winter | 0 | 2.22% | 0%
| 2029-01-01 | 24916.0733 | 0 | 24916.0733 | 984.9798 | 25.296 | 40 | 2029 | 2029-01-01 | [9 empty] | Winter | 0 | 2.22% | 0%
| 2029-02-01 | 45347.218 | 0 | 45347.218 | 1643.5072 | 27.5917 | 41 | 2029 | 2029-02-01 | [9 empty] | Winter | 0 | 2.22% | 0%
| 2029-03-01 | 16090.395 | 0 | 16090.395 | 1995.9158 | 8.0617 | 42 | 2029 | 2029-03-01 | [9 empty] | Winter |  | 2.22% | 0%
| 2029-04-01 | 3773.1221 | 0 | 3773.1221 | 2410.6512 | 1.5652 | 43 | 2029 | 2029-04-01 | [9 empty] | Winter |  | 2.22% | 0%
| 2029-05-01 | 32763.6373 | 0 | 32763.6373 | 3013.4281 | 10.8725 | 44 | 2029 | 2029-05-01 | [9 empty] | Summer |  | 2.22% | 0%
| 2029-06-01 | 66003.3595 | 0 | 66003.3595 | 3444.3169 | 19.163 | 45 | 2029 | 2029-06-01 | [9 empty] | Summer |  | 2.22% | 0%
| 2029-07-01 | 171280.7507 | 0 | 171280.7507 | 3193.7253 | 53.6304 | 46 | 2029 | 2029-07-01 | [9 empty] | Summer |  | 2.22% | 0%
| 2029-08-01 | 107792.5047 | 0 | 107792.5047 | 2913.9458 | 36.9919 | 47 | 2029 | 2029-08-01 | [9 empty] | Summer |  | 2.22% | 0%
| 2029-09-01 | 62629.4758 | 0 | 62629.4758 | 2355.9414 | 26.5836 | 48 | 2029 | 2029-09-01 | [9 empty] | Winter |  | 2.22% | 0%
| 2029-10-01 | 16171.5576 | 0 | 16171.5576 | 1838.1341 | 8.7978 | 49 | 2029 | 2029-10-01 | [9 empty] | Winter |  | 2.22% | 0%
| 2029-11-01 | 27672.7973 | 0 | 27672.7973 | 1331.8061 | 20.7784 | 50 | 2029 | 2029-11-01 | [9 empty] | Winter |  | 2.22% | 0%
| 2029-12-01 | 31223.6107 | 0 | 31223.6107 | 924.289 | 33.7812 | 51 | 2029 | 2029-12-01 | [9 empty] | Winter |  | 2.22% | 0%
| 2030-01-01 | 25069.1573 | 0 | 25069.1573 | 993.8251 | 25.2249 | 53 | 2030 | 2030-01-01 | [9 empty] | Winter |  | 2.22% | 0%
| 2030-02-01 | 38518.2272 | 0 | 38518.2272 | 1614.108 | 23.8635 | 54 | 2030 | 2030-02-01 | [9 empty] | Winter |  | 2.22% | 0%
| 2030-03-01 | 9784.5047 | 0 | 9784.5047 | 2026.9613 | 4.8272 | 55 | 2030 | 2030-03-01 | [9 empty] | Winter |  | 2.22% | 0%
| 2030-04-01 | 26662.9051 | 0 | 26662.9051 | 2435.5532 | 10.9474 | 56 | 2030 | 2030-04-01 | [9 empty] | Winter |  | 2.22% | 0%
| 2030-05-01 | 52244.7609 | 0 | 52244.7609 | 3006.8282 | 17.3754 | 57 | 2030 | 2030-05-01 | [9 empty] | Summer |  | 2.22% | 0%
| 2030-06-01 | 105984.359 | 0 | 105984.359 | 3362.0086 | 31.5241 | 58 | 2030 | 2030-06-01 | [9 empty] | Summer |  | 2.22% | 0%
| 2030-07-01 | 176297.6967 | 0 | 176297.6967 | 3213.3819 | 54.8636 | 59 | 2030 | 2030-07-01 | [9 empty] | Summer |  | 2.22% | 0%
| 2030-08-01 | 147502.6397 | 0 | 147502.6397 | 2910.301 | 50.6829 | 60 | 2030 | 2030-08-01 | [9 empty] | Summer |  | 2.22% | 0%
| 2030-09-01 | 94054.4473 | 0 | 94054.4473 | 2329.9042 | 40.3684 | 61 | 2030 | 2030-09-01 | [9 empty] | Winter |  | 2.22% | 0%
| 2030-10-01 | 44689.3332 | 0 | 44689.3332 | 1804.9861 | 24.7588 | 62 | 2030 | 2030-10-01 | [9 empty] | Winter |  | 2.22% | 0%
| 2030-11-01 | 42950.1665 | 0 | 42950.1665 | 1287.8424 | 33.3505 | 63 | 2030 | 2030-11-01 | [9 empty] | Winter |  | 2.22% | 0%
| 2030-12-01 | 36870.8927 | 0 | 36870.8927 | 936.1528 | 39.3856 | 64 | 2030 | 2030-12-01 | [9 empty] | Winter |  | 2.22% | 0%
| 2031-01-01 | 39949.7976 | 0 | 39949.7976 | 984.0004 | 40.5994 | 66 | 2031 | 2031-01-01 | [9 empty] | Winter |  | 2.22% | 0%
| 2031-02-01 | 40256.7144 | 0 | 40256.7144 | 1537.8667 | 26.177 | 67 | 2031 | 2031-02-01 | [9 empty] | Winter |  | 2.22% | 0%
| 2031-03-01 | 15825.6253 | 0 | 15825.6253 | 1837.4835 | 8.6127 | 68 | 2031 | 2031-03-01 | [9 empty] | Winter |  | 2.22% | 0%
| 2031-04-01 | 35262.0599 | 0 | 35262.0599 | 2389.093 | 14.7596 | 69 | 2031 | 2031-04-01 | [9 empty] | Winter |  | 2.22% | 0%
| 2031-05-01 | 64112.0293 | 0 | 64112.0293 | 2802.592 | 22.876 | 70 | 2031 | 2031-05-01 | [9 empty] | Summer |  | 2.22% | 0%
| 2031-06-01 | 113534.8135 | 0 | 113534.8135 | 3395.6918 | 33.435 | 71 | 2031 | 2031-06-01 | [9 empty] | Summer |  | 2.22% | 0%
| 2031-07-01 | 229170.0614 | 0 | 229170.0614 | 3324.4778 | 68.9342 | 72 | 2031 | 2031-07-01 | [9 empty] | Summer |  | 2.22% | 0%
| 2031-08-01 | 181900.7299 | 0 | 181900.7299 | 2873.2232 | 63.3089 | 73 | 2031 | 2031-08-01 | [9 empty] | Summer |  | 2.22% | 0%
| 2031-09-01 | 112260.756 | 0 | 112260.756 | 2453.0141 | 45.7644 | 74 | 2031 | 2031-09-01 | [9 empty] | Winter |  | 2.22% | 0%
| 2031-10-01 | 39272.921 | 0 | 39272.921 | 1824.9549 | 21.5199 | 75 | 2031 | 2031-10-01 | [9 empty] | Winter |  | 2.22% | 0%
| 2031-11-01 | 54156.9781 | 0 | 54156.9781 | 1461.029 | 37.0677 | 76 | 2031 | 2031-11-01 | [9 empty] | Winter |  | 2.22% | 0%
| 2031-12-01 | 47740.7208 | 0 | 47740.7208 | 925.4146 | 51.5885 | 77 | 2031 | 2031-12-01 | [9 empty] | Winter |  | 2.22% | 0%
| 2032-01-01 | 40613.6109 | 0 | 40613.6109 | 966.0747 | 42.0398 | 79 | 2032 | 2032-01-01 | [9 empty] | Winter |  | 2.22% | 0%
| 2032-02-01 | 44321.1984 | 0 | 44321.1984 | 1649.7694 | 26.8651 | 80 | 2032 | 2032-02-01 | [9 empty] | Winter |  | 2.22% | 0%
| 2032-03-01 | 23263.6825 | 0 | 23263.6825 | 1838.4372 | 12.6541 | 81 | 2032 | 2032-03-01 | [9 empty] | Winter |  | 2.22% | 0%
| 2032-04-01 | 39262.0009 | 0 | 39262.0009 | 2366.7998 | 16.5886 | 82 | 2032 | 2032-04-01 | [9 empty] | Winter |  | 2.22% | 0%
| 2032-05-01 | 54347.1502 | 0 | 54347.1502 | 2874.0197 | 18.9098 | 83 | 2032 | 2032-05-01 | [9 empty] | Summer |  | 2.22% | 0%
| 2032-06-01 | 111486.9587 | 0 | 111486.9587 | 3384.1174 | 32.9442 | 84 | 2032 | 2032-06-01 | [9 empty] | Summer |  | 2.22% | 0%
| 2032-07-01 | 205753.4068 | 0 | 205753.4068 | 3196.1607 | 64.3752 | 85 | 2032 | 2032-07-01 | [9 empty] | Summer |  | 2.22% | 0%
| 2032-08-01 | 187002.4883 | 0 | 187002.4883 | 2873.86 | 65.0701 | 86 | 2032 | 2032-08-01 | [9 empty] | Summer |  | 2.22% | 0%
| 2032-09-01 | 110764.9458 | 0 | 110764.9458 | 2423.0581 | 45.7129 | 87 | 2032 | 2032-09-01 | [9 empty] | Winter |  | 2.22% | 0%
| 2032-10-01 | 38331.8572 | 0 | 38331.8572 | 1820.6375 | 21.0541 | 88 | 2032 | 2032-10-01 | [9 empty] | Winter |  | 2.22% | 0%
| 2032-11-01 | 55911.1229 | 0 | 55911.1229 | 1375.8025 | 40.6389 | 89 | 2032 | 2032-11-01 | [9 empty] | Winter |  | 2.22% | 0%
| 2032-12-01 | 35908.7649 | 0 | 35908.7649 | 932.752 | 38.4977 | 90 | 2032 | 2032-12-01 | [9 empty] | Winter |  | 2.22% | 0%
| 2033-01-01 | 38563.6536 | 0 | 38563.6536 | 973.5256 | 39.6124 | 92 | 2033 | 2033-01-01 | [9 empty] | Winter |  | 2.22% | 0%
| 2033-02-01 | 56786.5616 | 0 | 56786.5616 | 1587.0062 | 35.7822 | 93 | 2033 | 2033-02-01 | [9 empty] | Winter |  | 2.22% | 0%
| 2033-03-01 | 17737.129 | 0 | 17737.129 | 1882.9095 | 9.4201 | 94 | 2033 | 2033-03-01 | [9 empty] | Winter |  | 2.22% | 0%
| 2033-04-01 | 27429.521 | 0 | 27429.521 | 2304.8953 | 11.9005 | 95 | 2033 | 2033-04-01 | [9 empty] | Winter |  | 2.22% | 0%
| 2033-05-01 | 61101.2813 | 0 | 61101.2813 | 2944.1175 | 20.7537 | 96 | 2033 | 2033-05-01 | [9 empty] | Summer |  | 2.22% | 0%
| 2033-06-01 | 109491.9475 | 0 | 109491.9475 | 3381.1015 | 32.3835 | 97 | 2033 | 2033-06-01 | [9 empty] | Summer |  | 2.22% | 0%
| 2033-07-01 | 220861.8757 | 0 | 220861.8757 | 3178.3343 | 69.4898 | 98 | 2033 | 2033-07-01 | [9 empty] | Summer |  | 2.22% | 0%
| 2033-08-01 | 173663.2876 | 0 | 173663.2876 | 2849.2867 | 60.9497 | 99 | 2033 | 2033-08-01 | [9 empty] | Summer |  | 2.22% | 0%
| 2033-09-01 | 108309.9622 | 0 | 108309.9622 | 2361.6924 | 45.8612 | 100 | 2033 | 2033-09-01 | [9 empty] | Winter |  | 2.22% | 0%
| 2033-10-01 | 41413.0616 | 0 | 41413.0616 | 1822.9731 | 22.7173 | 101 | 2033 | 2033-10-01 | [9 empty] | Winter |  | 2.22% | 0%
| 2033-11-01 | 52608.6852 | 0 | 52608.6852 | 1338.3518 | 39.3086 | 102 | 2033 | 2033-11-01 | [9 empty] | Winter |  | 2.22% | 0%
| 2033-12-01 | 49247.3231 | 0 | 49247.3231 | 924.533 | 53.2672 | 103 | 2033 | 2033-12-01 | [9 empty] | Winter |  | 2.22% | 0%
| 2034-01-01 | 43059.7261 | 0 | 43059.7261 | 982.8254 | 43.8122 | 105 | 2034 | 2034-01-01 | [9 empty] | Winter |  | 2.22% | 0%
| 2034-02-01 | 59836.3763 | 0 | 59836.3763 | 1587.6453 | 37.6888 | 106 | 2034 | 2034-02-01 | [9 empty] | Winter |  | 2.22% | 0%
| 2034-03-01 | 26232.0374 | 0 | 26232.0374 | 1918.0258 | 13.6766 | 107 | 2034 | 2034-03-01 | [9 empty] | Winter |  | 2.22% | 0%
| 2034-04-01 | 31202.3407 | 0 | 31202.3407 | 2305.6814 | 13.5328 | 108 | 2034 | 2034-04-01 | [9 empty] | Winter |  | 2.22% | 0%
| 2034-05-01 | 61954.9693 | 0 | 61954.9693 | 2949.4943 | 21.0053 | 109 | 2034 | 2034-05-01 | [9 empty] | Summer |  | 2.22% | 0%
| 2034-06-01 | 108153.8688 | 0 | 108153.8688 | 3344.9985 | 32.333 | 110 | 2034 | 2034-06-01 | [9 empty] | Summer |  | 2.22% | 0%
| 2034-07-01 | 205482.4853 | 0 | 205482.4853 | 3122.792 | 65.8009 | 111 | 2034 | 2034-07-01 | [9 empty] | Summer |  | 2.22% | 0%
| 2034-08-01 | 332429.2306 | 0 | 332429.2306 | 2877.4428 | 115.5294 | 112 | 2034 | 2034-08-01 | [9 empty] | Summer |  | 2.22% | 0%
| 2034-09-01 | 113003.5826 | 0 | 113003.5826 | 2287.627 | 49.3977 | 113 | 2034 | 2034-09-01 | [9 empty] | Winter |  | 2.22% | 0%
| 2034-10-01 | 51044.8885 | 0 | 51044.8885 | 1836.1038 | 27.8007 | 114 | 2034 | 2034-10-01 | [9 empty] | Winter |  | 2.22% | 0%
| 2034-11-01 | 61556.7105 | 0 | 61556.7105 | 1317.29 | 46.7298 | 115 | 2034 | 2034-11-01 | [9 empty] | Winter |  | 2.22% | 0%
| 2034-12-01 | 35553.8249 | 0 | 35553.8249 | 915.0483 | 38.8546 | 116 | 2034 | 2034-12-01 | [9 empty] | Winter |  | 2.22% | 0%
| 2035-01-01 | 22340.9224 | 17636.6039 | 39977.5263 | 955.9804 | 41.8184 | 118 | 2035 | 2035-01-01 | [9 empty] | Winter |  | 2.22% | 0%
| 2035-02-01 | 47464.5027 | 17636.6039 | 65101.1066 | 1595.1196 | 40.8127 | 119 | 2035 | 2035-02-01 | [9 empty] | Winter |  | 2.22% | 0%
| 2035-03-01 | 21369.6914 | 17636.6039 | 39006.2953 | 1937.1528 | 20.1359 | 120 | 2035 | 2035-03-01 | [9 empty] | Winter |  | 2.22% | 0%
| 2035-04-01 | 9176.5153 | 17636.6039 | 26813.1192 | 2339.6777 | 11.4602 | 121 | 2035 | 2035-04-01 | [9 empty] | Winter |  | 2.22% | 0%
| 2035-05-01 | 51942.3479 | 17636.6039 | 69578.9518 | 2924.7078 | 23.7901 | 122 | 2035 | 2035-05-01 | [9 empty] | Summer |  | 2.22% | 0%
| 2035-06-01 | 128565.6578 | 17636.6039 | 146202.2617 | 3342.9106 | 43.735 | 123 | 2035 | 2035-06-01 | [9 empty] | Summer |  | 2.22% | 0%
| 2035-07-01 | 133082.8789 | 17636.6039 | 150719.4828 | 3099.6968 | 48.6239 | 124 | 2035 | 2035-07-01 | [9 empty] | Summer |  | 2.22% | 0%
| 2035-08-01 | 151366.6635 | 17636.6039 | 169003.2674 | 2828.1545 | 59.7574 | 125 | 2035 | 2035-08-01 | [9 empty] | Summer |  | 2.22% | 0%
| 2035-09-01 | 111234.6067 | 17636.6039 | 128871.2106 | 2286.5787 | 56.3598 | 126 | 2035 | 2035-09-01 | [9 empty] | Winter |  | 2.22% | 0%
| 2035-10-01 | 50531.0483 | 17636.6039 | 68167.6522 | 1784.0165 | 38.2102 | 127 | 2035 | 2035-10-01 | [9 empty] | Winter |  | 2.22% | 0%
| 2035-11-01 | 40040.7613 | 17636.6039 | 57677.3652 | 1292.5956 | 44.6214 | 128 | 2035 | 2035-11-01 | [9 empty] | Winter |  | 2.22% | 0%
| 2035-12-01 | 28808.4163 | 17636.6039 | 46445.0202 | 897.0765 | 51.7738 | 129 | 2035 | 2035-12-01 | [9 empty] | Winter |  | 2.22% | 0%
| 2036-01-01 | 29678.975 | 18027.4892 | 47706.4642 | 964.416 | 49.4667 | 131 | 2036 | 2036-01-01 | [9 empty] | Winter |  | 2.22% | 0%
| 2036-02-01 | 37188.1622 | 18027.4892 | 55215.6514 | 1587.4564 | 34.7825 | 132 | 2036 | 2036-02-01 | [9 empty] | Winter |  | 2.22% | 0%
| 2036-03-01 | 23938.964 | 18027.4892 | 41966.4532 | 2044.1436 | 20.5301 | 133 | 2036 | 2036-03-01 | [9 empty] | Winter |  | 2.22% | 0%
| 2036-04-01 | 24447.2392 | 18027.4892 | 42474.7284 | 2355.2341 | 18.0342 | 134 | 2036 | 2036-04-01 | [9 empty] | Winter |  | 2.22% | 0%
| 2036-05-01 | 45706.0899 | 18027.4892 | 63733.5791 | 2944.6085 | 21.6442 | 135 | 2036 | 2036-05-01 | [9 empty] | Summer |  | 2.22% | 0%
| 2036-06-01 | 105062.1173 | 18027.4892 | 123089.6065 | 3262.3686 | 37.7301 | 136 | 2036 | 2036-06-01 | [9 empty] | Summer |  | 2.22% | 0%
| 2036-07-01 | 145540.9899 | 18027.4892 | 163568.4791 | 3111.0458 | 52.5767 | 137 | 2036 | 2036-07-01 | [9 empty] | Summer |  | 2.22% | 0%
| 2036-08-01 | 130189.1428 | 18027.4892 | 148216.632 | 2816.6727 | 52.6212 | 138 | 2036 | 2036-08-01 | [9 empty] | Summer |  | 2.22% | 0%
| 2036-09-01 | 98962.682 | 18027.4892 | 116990.1712 | 2235.4727 | 52.3335 | 139 | 2036 | 2036-09-01 | [9 empty] | Winter |  | 2.22% | 0%
| 2036-10-01 | 58350.8624 | 18027.4892 | 76378.3516 | 1734.3976 | 44.0374 | 140 | 2036 | 2036-10-01 | [9 empty] | Winter |  | 2.22% | 0%
| 2036-11-01 | 44662.6758 | 18027.4892 | 62690.165 | 1210.3637 | 51.7945 | 141 | 2036 | 2036-11-01 | [9 empty] | Winter |  | 2.22% | 0%
| 2036-12-01 | 29069.4649 | 18027.4892 | 47096.9541 | 902.8436 | 52.1651 | 142 | 2036 | 2036-12-01 | [9 empty] | Winter |  | 2.22% | 0%
| 2037-01-01 | 29494.5575 | 18428.0805 | 47922.638 | 942.1719 | 50.864 | 144 | 2037 | 2037-01-01 | [9 empty] | Winter |  | 2.22% | 0%
| 2037-02-01 | 41982.4255 | 18428.0805 | 60410.506 | 1532.8752 | 39.4099 | 145 | 2037 | 2037-02-01 | [9 empty] | Winter |  | 2.22% | 0%
| 2037-03-01 | 31919.0987 | 18428.0805 | 50347.1791 | 1782.9515 | 28.2381 | 146 | 2037 | 2037-03-01 | [9 empty] | Winter |  | 2.22% | 0%
| 2037-04-01 | 25691.8407 | 18428.0805 | 44119.9212 | 2325.448 | 18.9727 | 147 | 2037 | 2037-04-01 | [9 empty] | Winter |  | 2.22% | 0%
| 2037-05-01 | 58577.5023 | 18428.0805 | 77005.5828 | 2763.4557 | 27.8657 | 148 | 2037 | 2037-05-01 | [9 empty] | Summer |  | 2.22% | 0%
| 2037-06-01 | 117667.2482 | 18428.0805 | 136095.3286 | 3291.9308 | 41.3421 | 149 | 2037 | 2037-06-01 | [9 empty] | Summer |  | 2.22% | 0%
| 2037-07-01 | 143524.2777 | 18428.0805 | 161952.3582 | 3157.3725 | 51.2934 | 150 | 2037 | 2037-07-01 | [9 empty] | Summer |  | 2.22% | 0%
| 2037-08-01 | 167503.0226 | 18428.0805 | 185931.1031 | 2778.9705 | 66.9065 | 151 | 2037 | 2037-08-01 | [9 empty] | Summer |  | 2.22% | 0%
| 2037-09-01 | 107240.0328 | 18428.0805 | 125668.1132 | 2419.3074 | 51.9438 | 152 | 2037 | 2037-09-01 | [9 empty] | Winter |  | 2.22% | 0%
| 2037-10-01 | 21453.6911 | 18428.0805 | 39881.7715 | 1763.5235 | 22.6148 | 153 | 2037 | 2037-10-01 | [9 empty] | Winter |  | 2.22% | 0%
| 2037-11-01 | 48366.0797 | 18428.0805 | 66794.1601 | 1366.9665 | 48.8631 | 154 | 2037 | 2037-11-01 | [9 empty] | Winter |  | 2.22% | 0%
| 2037-12-01 | 39795.7557 | 18428.0805 | 58223.8361 | 911.3107 | 63.8902 | 155 | 2037 | 2037-12-01 | [9 empty] | Winter |  | 2.22% | 0%
| 2038-01-01 | 41183.6806 | 18837.4953 | 60021.1759 | 928.7009 | 64.6292 | 157 | 2038 | 2038-01-01 | [9 empty] | Winter |  | 2.22% | 0%
| 2038-02-01 | 50018.7284 | 18837.4953 | 68856.2237 | 1569.7018 | 43.8658 | 158 | 2038 | 2038-02-01 | [9 empty] | Winter |  | 2.22% | 0%
| 2038-03-01 | 27125.7045 | 18837.4953 | 45963.1999 | 1785.3689 | 25.7444 | 159 | 2038 | 2038-03-01 | [9 empty] | Winter |  | 2.22% | 0%
| 2038-04-01 | 41671.0693 | 18837.4953 | 60508.5646 | 2298.4798 | 26.3255 | 160 | 2038 | 2038-04-01 | [9 empty] | Winter |  | 2.22% | 0%
| 2038-05-01 | 59415.631 | 18837.4953 | 78253.1264 | 2791.0583 | 28.0371 | 161 | 2038 | 2038-05-01 | [9 empty] | Summer |  | 2.22% | 0%
| 2038-06-01 | 114743.5307 | 18837.4953 | 133581.0261 | 3286.4315 | 40.6462 | 162 | 2038 | 2038-06-01 | [9 empty] | Summer |  | 2.22% | 0%
| 2038-07-01 | 151831.5139 | 18837.4953 | 170669.0092 | 3103.9004 | 54.9853 | 163 | 2038 | 2038-07-01 | [9 empty] | Summer |  | 2.22% | 0%
| 2038-08-01 | 145316.5809 | 18837.4953 | 164154.0763 | 2790.9032 | 58.8175 | 164 | 2038 | 2038-08-01 | [9 empty] | Summer |  | 2.22% | 0%
| 2038-09-01 | 103905.0411 | 18837.4953 | 122742.5365 | 2353.1141 | 52.1617 | 165 | 2038 | 2038-09-01 | [9 empty] | Winter |  | 2.22% | 0%
| 2038-10-01 | 55595.0864 | 18837.4953 | 74432.5817 | 1768.083 | 42.0979 | 166 | 2038 | 2038-10-01 | [9 empty] | Winter |  | 2.22% | 0%
| 2038-11-01 | 39560.0868 | 18837.4953 | 58397.5822 | 1336.0886 | 43.7079 | 167 | 2038 | 2038-11-01 | [9 empty] | Winter |  | 2.22% | 0%
| 2038-12-01 | 55950.2946 | 18837.4953 | 74787.7899 | 897.8656 | 83.2951 | 168 | 2038 | 2038-12-01 | [9 empty] | Winter |  | 2.22% | 0%
| 2039-01-01 | 46300.9906 | 19255.7338 | 65556.7244 | 944.2996 | 69.4236 | 170 | 2039 | 2039-01-01 | [9 empty] | Winter |  | 2.22% | 0%
| 2039-02-01 | 51263.4367 | 19255.7338 | 70519.1705 | 1539.3631 | 45.8106 | 171 | 2039 | 2039-02-01 | [9 empty] | Winter |  | 2.22% | 0%
| 2039-03-01 | 26211.4573 | 19255.7338 | 45467.1911 | 1826.3832 | 24.8947 | 172 | 2039 | 2039-03-01 | [9 empty] | Winter |  | 2.22% | 0%
| 2039-04-01 | 18966.4134 | 19255.7338 | 38222.1472 | 2235.7007 | 17.0963 | 173 | 2039 | 2039-04-01 | [9 empty] | Winter |  | 2.22% | 0%
| 2039-05-01 | 58265.6026 | 19255.7338 | 77521.3364 | 2855.733 | 27.1459 | 174 | 2039 | 2039-05-01 | [9 empty] | Summer |  | 2.22% | 0%
| 2039-06-01 | 110053.7166 | 19255.7338 | 129309.4504 | 3279.5985 | 39.4284 | 175 | 2039 | 2039-06-01 | [9 empty] | Summer |  | 2.22% | 0%
| 2039-07-01 | 146784.4721 | 19255.7338 | 166040.2059 | 3082.9184 | 53.8581 | 176 | 2039 | 2039-07-01 | [9 empty] | Summer |  | 2.22% | 0%
| 2039-08-01 | 162110.4004 | 19255.7338 | 181366.1341 | 2763.7491 | 65.6232 | 177 | 2039 | 2039-08-01 | [9 empty] | Summer |  | 2.22% | 0%
| 2039-09-01 | 104010.8853 | 19255.7338 | 123266.6191 | 2290.7927 | 53.8096 | 178 | 2039 | 2039-09-01 | [9 empty] | Winter |  | 2.22% | 0%
| 2039-10-01 | 59811.8101 | 19255.7338 | 79067.5439 | 1768.2461 | 44.7152 | 179 | 2039 | 2039-10-01 | [9 empty] | Winter |  | 2.22% | 0%
| 2039-11-01 | 48338.7398 | 19255.7338 | 67594.4736 | 1298.1735 | 52.0689 | 180 | 2039 | 2039-11-01 | [9 empty] | Winter |  | 2.22% | 0%
| 2039-12-01 | 37931.2271 | 19255.7338 | 57186.9608 | 896.7779 | 63.7694 | 181 | 2039 | 2039-12-01 | [9 empty] | Winter |  | 2.22% | 0%
| 2040-01-01 | 43620.141 | 19682.7958 | 63302.9368 | 953.1668 | 66.4133 | 183 | 2040 | 2040-01-01 | [9 empty] | Winter |  | 2.22% | 0%
| 2040-02-01 | 57464.4951 | 19682.7958 | 77147.2909 | 1575.3787 | 48.9706 | 184 | 2040 | 2040-02-01 | [9 empty] | Winter |  | 2.22% | 0%
| 2040-03-01 | 42882.0854 | 19682.7958 | 62564.8813 | 1888.5214 | 33.129 | 185 | 2040 | 2040-03-01 | [9 empty] | Winter |  | 2.22% | 0%
| 2040-04-01 | 48209.8166 | 19682.7958 | 67892.6125 | 2280.9411 | 29.7652 | 186 | 2040 | 2040-04-01 | [9 empty] | Winter |  | 2.22% | 0%
| 2040-05-01 | 59834.7968 | 19682.7958 | 79517.5926 | 2851.2842 | 27.8883 | 187 | 2040 | 2040-05-01 | [9 empty] | Summer |  | 2.22% | 0%
| 2040-06-01 | 111518.7942 | 19682.7958 | 131201.5901 | 3258.9882 | 40.2584 | 188 | 2040 | 2040-06-01 | [9 empty] | Summer |  | 2.22% | 0%
| 2040-07-01 | 153171.6166 | 19682.7958 | 172854.4124 | 3021.8802 | 57.2009 | 189 | 2040 | 2040-07-01 | [9 empty] | Summer |  | 2.22% | 0%
| 2040-08-01 | 136508.4945 | 19682.7958 | 156191.2904 | 2757.1549 | 56.6494 | 190 | 2040 | 2040-08-01 | [9 empty] | Summer |  | 2.22% | 0%
| 2040-09-01 | 105337.2056 | 19682.7958 | 125020.0015 | 2229.175 | 56.0835 | 191 | 2040 | 2040-09-01 | [9 empty] | Winter |  | 2.22% | 0%
| 2040-10-01 | 73312.561 | 19682.7958 | 92995.3569 | 1739.2294 | 53.4693 | 192 | 2040 | 2040-10-01 | [9 empty] | Winter |  | 2.22% | 0%
| 2040-11-01 | 54996.3928 | 19682.7958 | 74679.1886 | 1260.1455 | 59.2624 | 193 | 2040 | 2040-11-01 | [9 empty] | Winter |  | 2.22% | 0%
| 2040-12-01 | 252.5918 | 19682.7958 | 19935.3876 | 890.0548 | 22.3979 | 194 | 2040 | 2040-12-01 | [9 empty] | Winter |  | 2.22% | 0%
| 2041-01-01 | 25265.0349 | 20119.5638 | 45384.5988 | 941.0915 | 48.2255 | 196 | 2041 | 2041-01-01 | [9 empty] | Winter |  | 2.22% | 0%
| 2041-02-01 | 59920.8238 | 20119.5638 | 80040.3876 | 1528.4615 | 52.3666 | 197 | 2041 | 2041-02-01 | [9 empty] | Winter |  | 2.22% | 0%
| 2041-03-01 | 47790.3107 | 20119.5638 | 67909.8745 | 1919.4082 | 35.3806 | 198 | 2041 | 2041-03-01 | [9 empty] | Winter |  | 2.22% | 0%
| 2041-04-01 | 39199.1724 | 20119.5638 | 59318.7362 | 2306.3197 | 25.7201 | 199 | 2041 | 2041-04-01 | [9 empty] | Winter |  | 2.22% | 0%
| 2041-05-01 | 67076.763 | 20119.5638 | 87196.3269 | 2847.2823 | 30.6244 | 200 | 2041 | 2041-05-01 | [9 empty] | Summer |  | 2.22% | 0%
| 2041-06-01 | 117711.7748 | 20119.5638 | 137831.3386 | 3183.6163 | 43.294 | 201 | 2041 | 2041-06-01 | [9 empty] | Summer |  | 2.22% | 0%
| 2041-07-01 | 147980.9613 | 20119.5638 | 168100.5251 | 3042.8759 | 55.244 | 202 | 2041 | 2041-07-01 | [9 empty] | Summer |  | 2.22% | 0%
| 2041-08-01 | 142065.7952 | 20119.5638 | 162185.3591 | 2755.8769 | 58.8507 | 203 | 2041 | 2041-08-01 | [9 empty] | Summer |  | 2.22% | 0%
| 2041-09-01 | 100018.7414 | 20119.5638 | 120138.3053 | 2206.2767 | 54.453 | 204 | 2041 | 2041-09-01 | [9 empty] | Winter |  | 2.22% | 0%
| 2041-10-01 | 57665.6461 | 20119.5638 | 77785.21 | 1709.2113 | 45.5094 | 205 | 2041 | 2041-10-01 | [9 empty] | Winter |  | 2.22% | 0%
| 2041-11-01 | 53184.2187 | 20119.5638 | 73303.7825 | 1219.5079 | 60.1093 | 206 | 2041 | 2041-11-01 | [9 empty] | Winter |  | 2.22% | 0%
| 2041-12-01 | 43326.0471 | 20119.5638 | 63445.611 | 886.4794 | 71.5703 | 207 | 2041 | 2041-12-01 | [9 empty] | Winter |  | 2.22% | 0%
| 2042-01-01 | 39968.7944 | 20566.0378 | 60534.8322 | 931.5204 | 64.985 | 209 | 2042 | 2042-01-01 |  |  | 33.38% | -1.017% | 34.75% |  |  |  |  | Winter |  | 2.22% | 0%
| 2042-02-01 | 39357.8427 | 20566.0378 | 59923.8805 | 1455.8472 | 41.1608 | 210 | 2042 | 2042-02-01 |  |  | -25.13% | -4.751% | -21.4% |  |  |  |  | Winter |  | 2.22% | 0%
| 2042-03-01 | 33939.4292 | 20566.0378 | 54505.467 | 1739.4844 | 31.3343 | 211 | 2042 | 2042-03-01 |  |  | -19.74% | -9.374% | -11.44% |  |  |  |  | Winter |  | 2.22% | 0%
| 2042-04-01 | 45408.2493 | 20566.0378 | 65974.2871 | 2261.6747 | 29.1705 | 212 | 2042 | 2042-04-01 |  |  | 11.22% | -1.936% | 13.42% |  |  |  |  | Winter |  | 2.22% | 0%
| 2042-05-01 | 51795.2376 | 20566.0378 | 72361.2754 | 2653.1204 | 27.274 | 213 | 2042 | 2042-05-01 |  |  | -17.01% | -6.819% | -10.94% |  |  |  |  | Summer |  | 2.22% | 0%
| 2042-06-01 | 117888.0777 | 20566.0378 | 138454.1155 | 3214.5883 | 43.0706 | 214 | 2042 | 2042-06-01 |  |  | 0.4518% | 0.9729% | -0.516% |  |  |  |  | Summer |  | 2.22% | 0%
| 2042-07-01 | 191812.2542 | 20566.0378 | 212378.292 | 3147.1724 | 67.4823 | 215 | 2042 | 2042-07-01 |  |  | 26.34% | 3.428% | 22.15% |  |  |  |  | Summer |  | 2.22% | 0%
| 2042-08-01 | 158466.067 | 20566.0378 | 179032.1048 | 2719.9847 | 65.821 | 216 | 2042 | 2042-08-01 |  |  | 10.39% | -1.302% | 11.84% |  |  |  |  | Summer |  | 2.22% | 0%
| 2042-09-01 | 115871.6981 | 20566.0378 | 136437.7359 | 2322.1867 | 58.754 | 217 | 2042 | 2042-09-01 |  |  | 13.57% | 5.254% | 7.899% |  |  |  |  | Winter |  | 2.22% | 0%
| 2042-10-01 | 77136.572 | 20566.0378 | 97702.6098 | 1727.624 | 56.5532 | 218 | 2042 | 2042-10-01 |  |  | 25.61% | 1.077% | 24.27% |  |  |  |  | Winter |  | 2.22% | 0%
| 2042-11-01 | 41787.9293 | 20566.0378 | 62353.9671 | 1383.1074 | 45.0825 | 219 | 2042 | 2042-11-01 |  |  | -14.94% | 13.42% | -25% |  |  |  |  | Winter |  | 2.22% | 0%
| 2042-12-01 | 52567.4309 | 20566.0378 | 73133.4688 | 876.0591 | 83.4801 | 220 | 2042 | 2042-12-01 |  |  | 15.27% | -1.175% | 16.64% |  |  |  |  | Winter |  | 2.22% | 0%
| 2043-01-01 | 19927.9688 | 21023.1001 | 40951.0689 | 914.2852 | 44.7903 | 222 | 2043 | 2043-01-01 |  |  | -32.35% | -1.85% | -31.08% |  |  |  |  | Winter |  | 2.22% | 0%
| 2043-02-01 | 98130.5659 | 21023.1001 | 119153.666 | 1487.5047 | 80.1031 | 223 | 2043 | 2043-02-01 |  |  | 98.84% | 2.175% | 94.61% |  |  |  |  | Winter |  | 2.22% | 0%
| 2043-03-01 | 45450.3014 | 21023.1001 | 66473.4015 | 1730.1791 | 38.42 | 224 | 2043 | 2043-03-01 |  |  | 21.96% | -0.5349% | 22.61% |  |  |  |  | Winter |  | 2.22% | 0%
| 2043-04-01 | 44512.2386 | 21023.1001 | 65535.3387 | 2256.6187 | 29.0414 | 225 | 2043 | 2043-04-01 |  |  | -0.6653% | -0.2236% | -0.4428% |  |  |  |  | Winter |  | 2.22% | 0%
| 2043-05-01 | 71465.2601 | 21023.1001 | 92488.3602 | 2681.6621 | 34.4892 | 226 | 2043 | 2043-05-01 |  |  | 27.81% | 1.076% | 26.45% |  |  |  |  | Summer |  | 2.22% | 0%
| 2043-06-01 | 119601.9035 | 21023.1001 | 140625.0035 | 3194.4953 | 44.021 | 227 | 2043 | 2043-06-01 |  |  | 1.568% | -0.6251% | 2.207% |  |  |  |  | Summer |  | 2.22% | 0%
| 2043-07-01 | 183503.8441 | 21023.1001 | 204526.9442 | 3063.9196 | 66.7534 | 228 | 2043 | 2043-07-01 |  |  | -3.697% | -2.645% | -1.08% |  |  |  |  | Summer |  | 2.22% | 0%
| 2043-08-01 | 165387.9297 | 21023.1001 | 186411.0297 | 2696.7177 | 69.1252 | 229 | 2043 | 2043-08-01 |  |  | 4.122% | -0.8554% | 5.02% |  |  |  |  | Summer |  | 2.22% | 0%
| 2043-09-01 | 114997.3738 | 21023.1001 | 136020.4739 | 2347.7 | 57.9378 | 230 | 2043 | 2043-09-01 |  |  | -0.3058% | 1.099% | -1.389% |  |  |  |  | Winter |  | 2.22% | 0%
| 2043-10-01 | 70237.326 | 21023.1001 | 91260.4261 | 1711.3262 | 53.3273 | 231 | 2043 | 2043-10-01 |  |  | -6.594% | -0.9434% | -5.704% |  |  |  |  | Winter |  | 2.22% | 0%
| 2043-11-01 | 60700.9264 | 21023.1001 | 81724.0264 | 1326.5066 | 61.6085 | 232 | 2043 | 2043-11-01 |  |  | 31.06% | -4.092% | 36.66% |  |  |  |  | Winter |  | 2.22% | 0%
| 2043-12-01 | 39578.9446 | 21023.1001 | 60602.0447 | 884.3375 | 68.5282 | 233 | 2043 | 2043-12-01 |  |  | -17.14% | 0.945% | -17.91% |  |  |  |  | Winter |  | 2.22% | 0%
| 2044-01-01 | 43329.5709 | 21489.8683 | 64819.4392 | 901.0962 | 71.934 | 235 | 2044 | 2044-01-01 |  |  | 58.29% | -1.443% | 60.6% |  |  |  |  | Winter |  | 2.22% | 0%
| 2044-02-01 | 45877.3167 | 21489.8683 | 67367.185 | 1548.1644 | 43.5142 | 236 | 2044 | 2044-02-01 |  |  | -43.46% | 4.078% | -45.68% |  |  |  |  | Winter |  | 2.22% | 0%
| 2044-03-01 | 43504.8479 | 21489.8683 | 64994.7162 | 1781.552 | 36.4821 | 237 | 2044 | 2044-03-01 |  |  | -2.224% | 2.969% | -5.044% |  |  |  |  | Winter |  | 2.22% | 0%
| 2044-04-01 | 70958.8825 | 21489.8683 | 92448.7508 | 2180.8223 | 42.3917 | 238 | 2044 | 2044-04-01 |  |  | 41.07% | -3.359% | 45.97% |  |  |  |  | Winter |  | 2.22% | 0%
| 2044-05-01 | 71463.5312 | 21489.8683 | 92953.3995 | 2785.635 | 33.3688 | 239 | 2044 | 2044-05-01 |  |  | 0.5028% | 3.877% | -3.248% |  |  |  |  | Summer |  | 2.22% | 0%
| 2044-06-01 | 182858.2398 | 21489.8683 | 204348.1081 | 3199.096 | 63.8768 | 240 | 2044 | 2044-06-01 |  |  | 45.31% | 0.144% | 45.11% |  |  |  |  | Summer |  | 2.22% | 0%
| 2044-07-01 | 219564.6035 | 21489.8683 | 241054.4718 | 3007.2438 | 80.1579 | 241 | 2044 | 2044-07-01 |  |  | 17.86% | -1.85% | 20.08% |  |  |  |  | Summer |  | 2.22% | 0%
| 2044-08-01 | 146592.5701 | 21489.8683 | 168082.4384 | 2695.9089 | 62.3472 | 242 | 2044 | 2044-08-01 |  |  | -9.832% | -0.02999% | -9.805% |  |  |  |  | Summer |  | 2.22% | 0%
| 2044-09-01 | 83700.1727 | 21489.8683 | 105190.041 | 2234.562 | 47.0741 | 243 | 2044 | 2044-09-01 |  |  | -22.67% | -4.819% | -18.75% |  |  |  |  | Winter |  | 2.22% | 0%
| 2044-10-01 | 62536.2067 | 21489.8683 | 84026.075 | 1724.842 | 48.7152 | 244 | 2044 | 2044-10-01 |  |  | -7.927% | 0.7898% | -8.649% |  |  |  |  | Winter |  | 2.22% | 0%
| 2044-11-01 | 52385.0159 | 21489.8683 | 73874.8842 | 1266.308 | 58.3388 | 245 | 2044 | 2044-11-01 |  |  | -9.604% | -4.538% | -5.307% |  |  |  |  | Winter |  | 2.22% | 0%
| 2044-12-01 | 37398.0646 | 21489.8683 | 58887.9329 | 872.2198 | 67.515 | 246 | 2044 | 2044-12-01 |  |  | -2.828% | -1.37% | -1.478% |  |  |  |  | Winter |  | 2.22% | 0%
| 2045-01-01 | 53802.2152 | 21966.3425 | 75768.5577 | 929.6444 | 81.5027 | 248 | 2045 | 2045-01-01 | [9 empty] | Winter |  | 2.22% | 0%
| 2045-02-01 | 102163.8974 | 21966.3425 | 124130.2399 | 1501.7374 | 82.6578 | 249 | 2045 | 2045-02-01 | [9 empty] | Winter |  | 2.22% | 0%
| 2045-03-01 | 71176.439 | 21966.3425 | 93142.7815 | 1814.2408 | 51.3398 | 250 | 2045 | 2045-03-01 | [9 empty] | Winter |  | 2.22% | 0%
| 2045-04-01 | 59790.0055 | 21966.3425 | 81756.348 | 2180.9203 | 37.4871 | 251 | 2045 | 2045-04-01 | [9 empty] | Winter |  | 2.22% | 0%
| 2045-05-01 | 84310.9072 | 21966.3425 | 106277.2497 | 2789.8963 | 38.0936 | 252 | 2045 | 2045-05-01 | [9 empty] | Summer |  | 2.22% | 0%
| 2045-06-01 | 148367.8977 | 21966.3425 | 170334.2402 | 3163.9996 | 53.8351 | 253 | 2045 | 2045-06-01 | [9 empty] | Summer |  | 2.22% | 0%
| 2045-07-01 | 197445.2038 | 21966.3425 | 219411.5463 | 2953.8167 | 74.2807 | 254 | 2045 | 2045-07-01 | [9 empty] | Summer |  | 2.22% | 0%
| 2045-08-01 | 203123.4261 | 21966.3425 | 225089.7686 | 2721.7435 | 82.7006 | 255 | 2045 | 2045-08-01 | [9 empty] | Summer |  | 2.22% | 0%
| 2045-09-01 | 145815.9523 | 21966.3425 | 167782.2948 | 2163.8428 | 77.539 | 256 | 2045 | 2045-09-01 | [9 empty] | Winter |  | 2.22% | 0%
| 2045-10-01 | 55232.4037 | 21966.3425 | 77198.7462 | 1736.7517 | 44.4501 | 257 | 2045 | 2045-10-01 | [9 empty] | Winter |  | 2.22% | 0%
| 2045-11-01 | 77678.5837 | 21966.3425 | 99644.9262 | 1246.0111 | 79.9711 | 258 | 2045 | 2045-11-01 | [9 empty] | Winter |  | 2.22% | 0%
| 2045-12-01 | 39449.266 | 21966.3425 | 61415.6086 | 865.5348 | 70.9568 | 259 | 2045 | 2045-12-01 | [9 empty] | Winter |  | 2.22% | 0%
| 2046-01-01 | 54721.6412 | 22454.2874 | 77175.9286 | 924.9962 | 83.4338 | 261 | 2046 | 2046-01-01 |  |  | 1.857% | -0.5% | 2.369% |  |  |  |  | Winter |  | 2.22% | -0.5%
| 2046-02-01 | 103909.7762 | 22454.2874 | 126364.0636 | 1494.2287 | 84.5681 | 262 | 2046 | 2046-02-01 |  |  | 1.8% | -0.5% | 2.311% |  |  |  |  | Winter |  | 2.22% | -0.5%
| 2046-03-01 | 72392.7732 | 22454.2874 | 94847.0605 | 1805.1696 | 52.5419 | 263 | 2046 | 2046-03-01 |  |  | 1.83% | -0.5% | 2.341% |  |  |  |  | Winter |  | 2.22% | -0.5%
| 2046-04-01 | 60811.7569 | 22454.2874 | 83266.0443 | 2170.0157 | 38.3712 | 264 | 2046 | 2046-04-01 |  |  | 1.847% | -0.5% | 2.358% |  |  |  |  | Winter |  | 2.22% | -0.5%
| 2046-05-01 | 85751.6962 | 22454.2874 | 108205.9836 | 2775.9468 | 38.9798 | 265 | 2046 | 2046-05-01 |  |  | 1.815% | -0.5% | 2.326% |  |  |  |  | Summer |  | 2.22% | -0.5%
| 2046-06-01 | 150903.3567 | 22454.2874 | 173357.6441 | 3148.1796 | 55.066 | 266 | 2046 | 2046-06-01 |  |  | 1.775% | -0.5% | 2.286% |  |  |  |  | Summer |  | 2.22% | -0.5%
| 2046-07-01 | 200819.3449 | 22454.2874 | 223273.6323 | 2939.0477 | 75.968 | 267 | 2046 | 2046-07-01 |  |  | 1.76% | -0.5% | 2.272% |  |  |  |  | Summer |  | 2.22% | -0.5%
| 2046-08-01 | 206594.6023 | 22454.2874 | 229048.8897 | 2708.1348 | 84.5781 | 268 | 2046 | 2046-08-01 |  |  | 1.759% | -0.5% | 2.27% |  |  |  |  | Summer |  | 2.22% | -0.5%
| 2046-09-01 | 148307.8011 | 22454.2874 | 170762.0885 | 2153.0236 | 79.3127 | 269 | 2046 | 2046-09-01 |  |  | 1.776% | -0.5% | 2.287% |  |  |  |  | Winter |  | 2.22% | -0.5%
| 2046-10-01 | 56176.2702 | 22454.2874 | 78630.5576 | 1728.068 | 45.502 | 270 | 2046 | 2046-10-01 |  |  | 1.855% | -0.5% | 2.367% |  |  |  |  | Winter |  | 2.22% | -0.5%
| 2046-11-01 | 79006.033 | 22454.2874 | 101460.3204 | 1239.781 | 81.8373 | 271 | 2046 | 2046-11-01 |  |  | 1.822% | -0.5% | 2.334% |  |  |  |  | Winter |  | 2.22% | -0.5%
| 2046-12-01 | 40123.4146 | 22454.2874 | 62577.7019 | 861.2071 | 72.6628 | 272 | 2046 | 2046-12-01 |  |  | 1.892% | -0.5% | 2.404% |  |  |  |  | Winter |  | 2.22% | -0.5%
| 2047-01-01 | 55656.7793 | 22952.8206 | 78609.5999 | 920.3712 | 85.4108 | 274 | 2047 | 2047-01-01 |  |  | 1.858% | -0.5% | 2.37% |  |  |  |  | Winter |  | 2.22% | -0.5%
| 2047-02-01 | 105685.4904 | 22952.8206 | 128638.3109 | 1486.7575 | 86.5227 | 275 | 2047 | 2047-02-01 |  |  | 1.8% | -0.5% | 2.311% |  |  |  |  | Winter |  | 2.22% | -0.5%
| 2047-03-01 | 73629.8933 | 22952.8206 | 96582.7138 | 1796.1437 | 53.7723 | 276 | 2047 | 2047-03-01 |  |  | 1.83% | -0.5% | 2.342% |  |  |  |  | Winter |  | 2.22% | -0.5%
| 2047-04-01 | 61850.969 | 22952.8206 | 84803.7896 | 2159.1656 | 39.2762 | 277 | 2047 | 2047-04-01 |  |  | 1.847% | -0.5% | 2.359% |  |  |  |  | Winter |  | 2.22% | -0.5%
| 2047-05-01 | 87217.107 | 22952.8206 | 110169.9275 | 2762.0671 | 39.8868 | 278 | 2047 | 2047-05-01 |  |  | 1.815% | -0.5% | 2.327% |  |  |  |  | Summer |  | 2.22% | -0.5%
| 2047-06-01 | 153482.1442 | 22952.8206 | 176434.9647 | 3132.4387 | 56.3251 | 279 | 2047 | 2047-06-01 |  |  | 1.775% | -0.5% | 2.287% |  |  |  |  | Summer |  | 2.22% | -0.5%
| 2047-07-01 | 204251.1467 | 22952.8206 | 227203.9673 | 2924.3524 | 77.6938 | 280 | 2047 | 2047-07-01 |  |  | 1.76% | -0.5% | 2.272% |  |  |  |  | Summer |  | 2.22% | -0.5%
| 2047-08-01 | 210125.0975 | 22952.8206 | 233077.918 | 2694.5941 | 86.4983 | 281 | 2047 | 2047-08-01 |  |  | 1.759% | -0.5% | 2.27% |  |  |  |  | Summer |  | 2.22% | -0.5%
| 2047-09-01 | 150842.2331 | 22952.8206 | 173795.0537 | 2142.2585 | 81.127 | 282 | 2047 | 2047-09-01 |  |  | 1.776% | -0.5% | 2.288% |  |  |  |  | Winter |  | 2.22% | -0.5%
| 2047-10-01 | 57136.2665 | 22952.8206 | 80089.0871 | 1719.4276 | 46.5789 | 283 | 2047 | 2047-10-01 |  |  | 1.855% | -0.5% | 2.367% |  |  |  |  | Winter |  | 2.22% | -0.5%
| 2047-11-01 | 80356.1671 | 22952.8206 | 103308.9877 | 1233.5821 | 83.7472 | 284 | 2047 | 2047-11-01 |  |  | 1.822% | -0.5% | 2.334% |  |  |  |  | Winter |  | 2.22% | -0.5%
| 2047-12-01 | 40809.0836 | 22952.8206 | 63761.9041 | 856.9011 | 74.4099 | 285 | 2047 | 2047-12-01 |  |  | 1.892% | -0.5% | 2.404% |  |  |  |  | Winter |  | 2.22% | -0.5%
| 2048-01-01 | 56607.898 | 23462.8244 | 80070.7224 | 915.7694 | 87.4355 | 287 | 2048 | 2048-01-01 |  |  | 1.859% | -0.5% | 2.371% |  |  |  |  | Winter |  | 2.22% | -0.5%
| 2048-02-01 | 111330.5337 | 23462.8244 | 134793.3581 | 1532.1567 | 87.9762 | 288 | 2048 | 2048-02-01 |  |  | 4.785% | 3.054% | 1.68% |  |  |  |  | Winter |  | 2.22% | -0.5%
| 2048-03-01 | 74888.1545 | 23462.8244 | 98350.9789 | 1787.163 | 55.0319 | 289 | 2048 | 2048-03-01 |  |  | 1.831% | -0.5% | 2.343% |  |  |  |  | Winter |  | 2.22% | -0.5%
| 2048-04-01 | 62907.9402 | 23462.8244 | 86370.7646 | 2148.3697 | 40.2029 | 290 | 2048 | 2048-04-01 |  |  | 1.848% | -0.5% | 2.36% |  |  |  |  | Winter |  | 2.22% | -0.5%
| 2048-05-01 | 88707.5601 | 23462.8244 | 112170.3845 | 2748.2568 | 40.8151 | 291 | 2048 | 2048-05-01 |  |  | 1.816% | -0.5% | 2.327% |  |  |  |  | Summer |  | 2.22% | -0.5%
| 2048-06-01 | 156105.0005 | 23462.8244 | 179567.8249 | 3116.7765 | 57.6133 | 292 | 2048 | 2048-06-01 |  |  | 1.776% | -0.5% | 2.287% |  |  |  |  | Summer |  | 2.22% | -0.5%
| 2048-07-01 | 207741.5945 | 23462.8244 | 231204.419 | 2909.7307 | 79.459 | 293 | 2048 | 2048-07-01 |  |  | 1.761% | -0.5% | 2.272% |  |  |  |  | Summer |  | 2.22% | -0.5%
| 2048-08-01 | 213715.9253 | 23462.8244 | 237178.7497 | 2681.1211 | 88.4625 | 294 | 2048 | 2048-08-01 |  |  | 1.759% | -0.5% | 2.271% |  |  |  |  | Summer |  | 2.22% | -0.5%
| 2048-09-01 | 153419.9761 | 23462.8244 | 176882.8005 | 2131.5472 | 82.9833 | 295 | 2048 | 2048-09-01 |  |  | 1.777% | -0.5% | 2.288% |  |  |  |  | Winter |  | 2.22% | -0.5%
| 2048-10-01 | 58112.6682 | 23462.8244 | 81575.4926 | 1710.8305 | 47.6818 | 296 | 2048 | 2048-10-01 |  |  | 1.856% | -0.5% | 2.368% |  |  |  |  | Winter |  | 2.22% | -0.5%
| 2048-11-01 | 81729.3737 | 23462.8244 | 105192.1981 | 1227.4142 | 85.7023 | 297 | 2048 | 2048-11-01 |  |  | 1.823% | -0.5% | 2.335% |  |  |  |  | Winter |  | 2.22% | -0.5%
| 2048-12-01 | 41506.47 | 23462.8244 | 64969.2944 | 852.6166 | 76.1999 | 298 | 2048 | 2048-12-01 |  |  | 1.894% | -0.5% | 2.406% |  |  |  |  | Winter |  | 2.22% | -0.5%
| 2049-01-01 | 57575.2704 | 23983.4166 | 81558.687 | 911.1905 | 89.5078 | 300 | 2049 | 2049-01-01 |  |  | 1.858% | -0.5% | 2.37% |  |  |  |  | Winter |  | 2.22% | -0.5%
| 2049-02-01 | 109328.4728 | 23983.4166 | 133311.8894 | 1471.9271 | 90.5696 | 301 | 2049 | 2049-02-01 |  |  | -1.099% | -3.931% | 2.948% |  |  |  |  | Winter |  | 2.22% | -0.5%
| 2049-03-01 | 76167.9182 | 23983.4166 | 100151.3348 | 1778.2272 | 56.3209 | 302 | 2049 | 2049-03-01 |  |  | 1.831% | -0.5% | 2.342% |  |  |  |  | Winter |  | 2.22% | -0.5%
| 2049-04-01 | 63982.974 | 23983.4166 | 87966.3906 | 2137.6279 | 41.1514 | 303 | 2049 | 2049-04-01 |  |  | 1.847% | -0.5% | 2.359% |  |  |  |  | Winter |  | 2.22% | -0.5%
| 2049-05-01 | 90223.4836 | 23983.4166 | 114206.9002 | 2734.5155 | 41.7649 | 304 | 2049 | 2049-05-01 |  |  | 1.816% | -0.5% | 2.327% |  |  |  |  | Summer |  | 2.22% | -0.5%
| 2049-06-01 | 158772.6789 | 23983.4166 | 182756.0955 | 3101.1926 | 58.9309 | 305 | 2049 | 2049-06-01 |  |  | 1.776% | -0.5% | 2.287% |  |  |  |  | Summer |  | 2.22% | -0.5%
| 2049-07-01 | 211291.6907 | 23983.4166 | 235275.1072 | 2895.182 | 81.2644 | 306 | 2049 | 2049-07-01 |  |  | 1.761% | -0.5% | 2.272% |  |  |  |  | Summer |  | 2.22% | -0.5%
| 2049-08-01 | 217368.1167 | 23983.4166 | 241351.5333 | 2667.7155 | 90.4712 | 307 | 2049 | 2049-08-01 |  |  | 1.759% | -0.5% | 2.271% |  |  |  |  | Summer |  | 2.22% | -0.5%
| 2049-09-01 | 156041.77 | 23983.4166 | 180025.1866 | 2120.8895 | 84.8819 | 308 | 2049 | 2049-09-01 |  |  | 1.777% | -0.5% | 2.288% |  |  |  |  | Winter |  | 2.22% | -0.5%
| 2049-10-01 | 59105.7556 | 23983.4166 | 83089.1721 | 1702.2763 | 48.8106 | 309 | 2049 | 2049-10-01 |  |  | 1.856% | -0.5% | 2.367% |  |  |  |  | Winter |  | 2.22% | -0.5%
| 2049-11-01 | 83126.047 | 23983.4166 | 107109.4635 | 1221.2771 | 87.7028 | 310 | 2049 | 2049-11-01 |  |  | 1.823% | -0.5% | 2.334% |  |  |  |  | Winter |  | 2.22% | -0.5%
| 2049-12-01 | 42215.7741 | 23983.4166 | 66199.1907 | 848.3535 | 78.0326 | 311 | 2049 | 2049-12-01 |  |  | 1.893% | -0.5% | 2.405% |  |  |  |  | Winter |  | 2.22% | -0.5%
| 2050-01-01 | 58559.1742 | 24515.4794 | 83074.6536 | 906.6346 | 91.6297 | 313 | 2050 | 2050-01-01 |  |  | 1.859% | -0.5% | 2.371% |  |  |  |  | Winter |  | 2.22% | -0.5%
| 2050-02-01 | 111196.7871 | 24515.4794 | 135712.2665 | 1464.5675 | 92.6637 | 314 | 2050 | 2050-02-01 |  |  | 1.801% | -0.5% | 2.312% |  |  |  |  | Winter |  | 2.22% | -0.5%
| 2050-03-01 | 77469.5517 | 24515.4794 | 101985.0312 | 1769.3361 | 57.6403 | 315 | 2050 | 2050-03-01 |  |  | 1.831% | -0.5% | 2.343% |  |  |  |  | Winter |  | 2.22% | -0.5%
| 2050-04-01 | 65076.379 | 24515.4794 | 89591.8585 | 2126.9398 | 42.1224 | 316 | 2050 | 2050-04-01 |  |  | 1.848% | -0.5% | 2.36% |  |  |  |  | Winter |  | 2.22% | -0.5%
| 2050-05-01 | 91765.3127 | 24515.4794 | 116280.7922 | 2720.8429 | 42.737 | 317 | 2050 | 2050-05-01 |  |  | 1.816% | -0.5% | 2.328% |  |  |  |  | Summer |  | 2.22% | -0.5%
| 2050-06-01 | 161485.9452 | 24515.4794 | 186001.4246 | 3085.6867 | 60.2788 | 318 | 2050 | 2050-06-01 |  |  | 1.776% | -0.5% | 2.287% |  |  |  |  | Summer |  | 2.22% | -0.5%
| 2050-07-01 | 214902.4544 | 24515.4794 | 239417.9338 | 2880.7061 | 83.1109 | 319 | 2050 | 2050-07-01 |  |  | 1.761% | -0.5% | 2.272% |  |  |  |  | Summer |  | 2.22% | -0.5%
| 2050-08-01 | 221082.7205 | 24515.4794 | 245598.1999 | 2654.377 | 92.5257 | 320 | 2050 | 2050-08-01 |  |  | 1.76% | -0.5% | 2.271% |  |  |  |  | Summer |  | 2.22% | -0.5%
| 2050-09-01 | 158708.3678 | 24515.4794 | 183223.8473 | 2110.285 | 86.8242 | 321 | 2050 | 2050-09-01 |  |  | 1.777% | -0.5% | 2.288% |  |  |  |  | Winter |  | 2.22% | -0.5%
| 2050-10-01 | 60115.8138 | 24515.4794 | 84631.2932 | 1693.7649 | 49.9664 | 322 | 2050 | 2050-10-01 |  |  | 1.856% | -0.5% | 2.368% |  |  |  |  | Winter |  | 2.22% | -0.5%
| 2050-11-01 | 84546.588 | 24515.4794 | 109062.0674 | 1215.1707 | 89.7504 | 323 | 2050 | 2050-11-01 |  |  | 1.823% | -0.5% | 2.335% |  |  |  |  | Winter |  | 2.22% | -0.5%
| 2050-12-01 | 42937.1994 | 24515.4794 | 67452.6789 | 844.1117 | 79.9097 | 324 | 2050 | 2050-12-01 |  |  | 1.894% | -0.5% | 2.406% |  |  |  |  | Winter |  | 2.22% | -0.5%
| 2051-01-01 | 59559.8919 | 25059.8953 | 84619.7872 | 902.1014 | 93.803 | 326 | 2051 | 2051-01-01 |  |  | 1.86% | -0.5% | 2.372% |  |  |  |  | Winter |  | 2.22% | -0.5%
| 2051-02-01 | 113097.029 | 25059.8953 | 138156.9243 | 1457.2446 | 94.807 | 327 | 2051 | 2051-02-01 |  |  | 1.801% | -0.5% | 2.313% |  |  |  |  | Winter |  | 2.22% | -0.5%
| 2051-03-01 | 78793.4289 | 25059.8953 | 103853.3242 | 1760.4894 | 58.9912 | 328 | 2051 | 2051-03-01 |  |  | 1.832% | -0.5% | 2.344% |  |  |  |  | Winter |  | 2.22% | -0.5%
| 2051-04-01 | 66188.4693 | 25059.8953 | 91248.3646 | 2116.3051 | 43.1168 | 329 | 2051 | 2051-04-01 |  |  | 1.849% | -0.5% | 2.361% |  |  |  |  | Winter |  | 2.22% | -0.5%
| 2051-05-01 | 93333.4902 | 25059.8953 | 118393.3855 | 2707.2387 | 43.7322 | 330 | 2051 | 2051-05-01 |  |  | 1.817% | -0.5% | 2.328% |  |  |  |  | Summer |  | 2.22% | -0.5%
| 2051-06-01 | 164245.5785 | 25059.8953 | 189305.4738 | 3070.2582 | 61.6578 | 331 | 2051 | 2051-06-01 |  |  | 1.776% | -0.5% | 2.288% |  |  |  |  | Summer |  | 2.22% | -0.5%
| 2051-07-01 | 218574.9224 | 25059.8953 | 243634.8177 | 2866.3026 | 84.9997 | 332 | 2051 | 2051-07-01 |  |  | 1.761% | -0.5% | 2.273% |  |  |  |  | Summer |  | 2.22% | -0.5%
| 2051-08-01 | 224860.8031 | 25059.8953 | 249920.6984 | 2641.1051 | 94.6273 | 333 | 2051 | 2051-08-01 |  |  | 1.76% | -0.5% | 2.271% |  |  |  |  | Summer |  | 2.22% | -0.5%
| 2051-09-01 | 161420.5351 | 25059.8953 | 186480.4304 | 2099.7336 | 88.8115 | 334 | 2051 | 2051-09-01 |  |  | 1.777% | -0.5% | 2.289% |  |  |  |  | Winter |  | 2.22% | -0.5%
| 2051-10-01 | 61143.133 | 25059.8953 | 86203.0283 | 1685.2961 | 51.1501 | 335 | 2051 | 2051-10-01 |  |  | 1.857% | -0.5% | 2.369% |  |  |  |  | Winter |  | 2.22% | -0.5%
| 2051-11-01 | 85991.4046 | 25059.8953 | 111051.2999 | 1209.0949 | 91.8466 | 336 | 2051 | 2051-11-01 |  |  | 1.824% | -0.5% | 2.336% |  |  |  |  | Winter |  | 2.22% | -0.5%
| 2051-12-01 | 43670.9532 | 25059.8953 | 68730.8486 | 839.8912 | 81.833 | 337 | 2051 | 2051-12-01 |  |  | 1.895% | -0.5% | 2.407% |  |  |  |  | Winter |  | 2.22% | -0.5%
[21 empty] | 2.22% | 0%
[21 empty] | 2.22% | 0%
[21 empty] | 2.22% | 0%
[21 empty] | 2.22% | 0%
[21 empty] | 2.22% | 0%
[21 empty] | 2.22% | 0%
[21 empty] | 2.22% | 0%
[21 empty] | 2.22% | 0%
[21 empty] | 2.22% | 0%
2.22%
2.22%
2.22%
2.22%
2.22%
2.22%
2.22%
2.22%
2.22%
2.22%
2.22%
2.22%
2.22%
2.22%
2.22%
2.22%
2.22%
2.22%
2.22%
2.22%
2.22%
2.22%
2.22%
2.22%
2.22%
2.22%
2.22%
2.22%
2.22%
2.22%
2.22%
2.22%
2.22%
2.22%

## Table3Compare
Total Fixed Cost
$/kW-yr | GCC.PX.UTS._.DF_.H_2x1 | GCC.PX.UTS._.DF_.H_2x1 | GCC.PX.UTS._.DF_.H_2x1
COD | 2035 | 2036 | 2038
| THERMAL | THERMAL | THERMAL
| GCC.PX.UTS._.DF_.H_2x1 | GCC.PX.UTS._.DF_.H_2x1 | GCC.PX.UTS._.DF_.H_2x1
2024 | 0 | 0 | 0
2025 | 0 | 0 | 0
2026 | 0 | 0 | 0
2027 | 0 | 0 | 0
2028 | 0 | 0 | 0
2029 | 0 | 0 | 0
2030 | 0 | 0 | 0
2031 | 0 | 0 | 0
2032 | 0 | 0 | 0
2033 | 0 | 0 | 0
2034 | 0 | 0 | 0
2035 | 199.88 | 0 | 0
2036 | 204.31 | 218.75 | 0
2037 | 208.85 | 223.6 | 0
2038 | 213.49 | 228.57 | 228.57
2039 | 218.23 | 233.64 | 233.65
2040 | 223.07 | 238.83 | 238.83
2041 | 228.02 | 244.13 | 244.13
2042 | 233.08 | 249.55 | 249.55
2043 | 238.26 | 255.09 | 255.09
2044 | 243.55 | 260.75 | 260.76
2045 | 248.95 | 266.54 | 266.55
2046 | 254.48 | 272.46 | 272.46
2047 | 260.13 | 278.51 | 278.51
2048 | 265.91 | 284.69 | 284.7
2049 | 271.81 | 291.01 | 291.02
2050 | 277.84 | 297.47 | 297.48
2051 | 284.01 | 304.08 | 304.08
2052 | 290.32 | 310.83 | 310.83
2053 | 296.76 | 317.73 | 317.73
2054 | 303.35 | 324.78 | 324.78
2055 | 310.08 | 331.99 | 331.99

## GCC.PX.UTS.2036 (hidden)
Table 3
2025 IRP Update - Utah South - CCCT Dry "H", 2X1, DF, with SCR | [9 empty] | GCC.PX.UTS._.DF_.H_2x1
Year | Estimated Capital Cost | First Year Fixed Capital Cost at Real Levelized Rate | Network Upgrade | Fixed O&M + Pipeline | Total Resource Fixed Costs | Fuel Cost | Variable O&M | Total Resource Energy Cost | Total Resource Costs
| $/kW | $/kW-yr | $/kW-yr | $/kW-yr | $/kW-yr | $/MMBtu | $/MWh | $/MWh | $/MWh
| (a) | (b) | (c) | (d) | (e) | (f) | (g) | (h) | (i)
Utah South - CCCT Dry "H", 2X1, DF, with SCR (GCC.PX.UTS._.DF_.H_2x1)
2025 | 1520.4384 |  |  | 47.7901 |  | 5.7167 | 2.773
2026 | 1554.1921 |  |  | 48.8511 |  | 5.8436 | 2.8345
2027 | 1588.6952 |  |  | 49.9356 |  | 5.9733 | 2.8974
2028 | 1623.9642 |  | 19.1158 | 51.0442 |  | 6.1059 | 2.9618
2029 | 1660.0162 |  | 19.5401 | 52.1773 |  | 6.2415 | 3.0275
2030 | 1696.8686 |  | 19.9739 | 53.3357 |  | 6.38 | 3.0947
2031 | 1734.5391 |  | 20.4174 | 54.5197 |  | 6.5217 | 3.1634
2032 | 1773.0458 |  | 20.8706 | 55.7301 |  | 6.6665 | 3.2337
2033 | 1812.4074 |  | 21.3339 | 56.9673 |  | 6.8144 | 3.3054
2034 | 1852.6429 |  | 21.8076 | 58.2319 |  | 6.9657 | 3.3788
2035 | 1893.7716 |  | 22.2917 | 59.5247 |  | 7.1204 | 3.4538
2036 | 1935.8133 | 120.68 | 37.2224 | 60.8461 | 218.75 | 7.2784 | 3.5305 | 48.36 | 80.37
2037 |  | 123.3591 | 38.0488 | 62.1969 | 223.6 | 7.44 | 3.6089 | 49.43 | 82.15
2038 |  | 126.0977 | 38.8935 | 63.5777 | 228.57 | 7.6052 | 3.689 | 50.53 | 83.98
2039 |  | 128.897 | 39.7569 | 64.9891 | 233.64 | 7.774 | 3.7709 | 51.65 | 85.84
2040 |  | 131.7586 | 40.6395 | 66.4319 | 238.83 | 7.9466 | 3.8546 | 52.8 | 87.75
2041 |  | 134.6836 | 41.5417 | 67.9067 | 244.13 | 8.123 | 3.9402 | 53.97 | 89.7
2042 |  | 137.6736 | 42.4639 | 69.4142 | 249.55 | 8.3034 | 4.0277 | 55.17 | 91.69
2043 |  | 140.7299 | 43.4066 | 70.9552 | 255.09 | 8.4877 | 4.1171 | 56.39 | 93.72
2044 |  | 143.8541 | 44.3702 | 72.5304 | 260.75 | 8.6761 | 4.2085 | 57.64 | 95.8
2045 |  | 147.0477 | 45.3553 | 74.1406 | 266.54 | 8.8687 | 4.3019 | 58.92 | 97.93
2046 |  | 150.3121 | 46.3621 | 75.7865 | 272.46 | 9.0656 | 4.3974 | 60.23 | 100.11
2047 |  | 153.6491 | 47.3914 | 77.4689 | 278.51 | 9.2669 | 4.495 | 61.57 | 102.33
2048 |  | 157.0601 | 48.4435 | 79.1888 | 284.69 | 9.4726 | 4.5948 | 62.94 | 104.61
2049 |  | 160.5468 | 49.5189 | 80.9468 | 291.01 | 9.6829 | 4.6968 | 64.33 | 106.92
2050 |  | 164.111 | 50.6182 | 82.7438 | 297.47 | 9.8978 | 4.8011 | 65.76 | 109.3
2051 |  | 167.7542 | 51.742 | 84.5807 | 304.08 | 10.1176 | 4.9077 | 67.22 | 111.72
2052 |  | 171.4784 | 52.8906 | 86.4584 | 310.83 | 10.3422 | 5.0166 | 68.71 | 114.2
2053 |  | 175.2852 | 54.0648 | 88.3777 | 317.73 | 10.5718 | 5.128 | 70.24 | 116.74
2054 |  | 179.1765 | 55.265 | 90.3397 | 324.78 | 10.8065 | 5.2418 | 71.8 | 119.33
2055 |  | 183.1542 | 56.4919 | 92.3453 | 331.99 | 11.0464 | 5.3582 | 73.39 | 121.98
2056 |  | 187.2203 | 57.7461 | 94.3953 | 339.36 | 11.2916 | 5.4772 | 75.02 | 124.69
2057 |  | 191.3765 | 59.028 | 96.4909 | 346.9 | 11.5423 | 5.5988 | 76.69 | 127.46
2058 |  | 195.6251 | 60.3384 | 98.633 | 354.6 | 11.7985 | 5.723 | 78.39 | 130.29
2059 |  | 199.968 | 61.678 | 100.8227 | 362.47 | 12.0605 | 5.8501 | 80.13 | 133.18
2060 |  | 204.4073 | 63.0472 | 103.0609 | 370.52 | 12.3282 | 5.98 | 81.91 | 136.14
2061 |  | 208.9451 | 64.4469 | 105.3489 | 378.74 | 12.6019 | 6.1127 | 83.73 | 139.16
2062 |  | 213.5837 | 65.8776 | 107.6876 | 387.15 | 12.8816 | 6.2484 | 85.59 | 142.25
2063 |  | 218.3253 | 67.3401 | 110.0783 | 395.74 | 13.1676 | 6.3871 | 87.49 | 145.41
2064 |  | 223.1721 | 68.835 | 112.522 | 404.53 | 13.4599 | 6.5289 | 89.43 | 148.63
2065 |  | 228.1265 | 70.3631 | 115.02 | 413.51 | 13.7587 | 6.6739 | 91.41 | 151.93
2066 |  | 233.1909 | 71.9252 | 117.5735 | 422.69 | 14.0642 | 6.822 | 93.44 | 155.3
2067 |  | 238.3677 | 73.5219 | 120.1836 | 432.07 | 14.3764 | 6.9735 | 95.52 | 158.75
2068 |  | 243.6595 | 75.1541 | 122.8517 | 441.67 | 14.6956 | 7.1283 | 97.64 | 162.28
2069 |  | 249.0687 | 76.8225 | 125.579 | 451.47 | 15.0218 | 7.2866 | 99.81 | 165.88
2070 |  | 254.5981 | 78.528 | 128.3668 | 461.49 | 15.3553 | 7.4483 | 102.02 | 169.56
2071 |  | 260.2501 | 80.2713 | 131.2166 | 471.74 | 15.6962 | 7.6137 | 104.29 | 173.33
2072 |  | 266.0277 | 82.0534 | 134.1296 | 482.21 | 16.0446 | 7.7827 | 106.6 | 177.17
2073 |  | 271.9335 | 83.8749 | 137.1073 | 492.92 | 16.4008 | 7.9555 | 108.97 | 181.11
2074 |  | 277.9704 | 85.737 | 140.151 | 503.86 | 16.7649 | 8.1321 | 111.39 | 185.13
2075 |  | 284.1414 | 87.6403 | 143.2624 | 515.04 | 17.1371 | 8.3126 | 113.86 | 189.24
2076 |  | 290.4493 | 89.5859 | 146.4428 | 526.48 | 17.5176 | 8.4971 | 116.39 | 193.44
2077 |  | 296.8973 | 91.5747 | 149.6939 | 538.17 | 17.9064 | 8.6858 | 118.97 | 197.73
2078 |  | 303.4884 | 93.6077 | 153.0171 | 550.11 | 18.304 | 8.8786 | 121.61 | 202.12
Nominal 40 year Levelized |  |  |  |  | 292.3913 |  |  | 64.6382 | 106.9404
Sources, Inputs and Assumptions
Source: (a)(d)(e)(g) |  | Plant Costs - 2025 IRP Update
| (a) | First year real levelized costs
| (b) | = (a) x 6.234% Real Payment Factor@ 00% ITC
| (f) | Gas Price Forecast (Sept 2024 MM)
| (h) | = (f) / (8.76 x 'Capacity Factor' ) + (g)
| Utah South - CCCT Dry "H", 2X1, DF, with SCR (GCC.PX.UTS._.DF_.H_2x1) | [8 empty] | CCCT Dry "H", 2X1, DF, with SCR
| Statistics |  |  | MW | Percent | Cap Cost | Fixed |  |  | GCC.PX.UTS._.DF_.H_2x1
| CCCT Dry "H", 2X1, DF, with SCR |  |  | 1058.901 | 100% | 1508.5524 | 47.7901
| Capacity Weighted |  |  | 1058.901 | 100% | 1509 | 47.79
| Statistics |  |  | MW | CF | aMW | Percent | Variable | Heat Rate
| CCCT Dry "H", 2X1, DF, with SCR |  |  | 1058.901 | 78% | 825.9428 | 100% | 2.773 | 6158.732
| 0 |  |  | 0 | 0% | 0 | 0% | 0 | 0
| Energy Weighted |  |  | 1058.901 | 78% | 825.9428 | 100% | 2.77 | 6159
Rounded
| CCCT |  | Plant Costs - 2025 IRP Update
| 1058.901 |  | MW Plant Capacity
2025 $ | 1508.5524 |  | Plant capacity cost - in $/kW
2025 $ | 11.886 |  | Demolition Cost - in $/kW
2025 $ | 38.4109 |  | Fixed O&M & Capitalized O&M ($/kW-Yr)
| 6158.732 |  | Max Load Heat Rate on Gas (Btu/kw)
| 156515.6994 |  | Gas Fired Conversion Load (MMBtu/d)
| 0.17385 |  | Fixed Demand Transportation Charge (Tariff) ($/mmBtu-day)
| 0.00267 |  | Transportation Commodity / Usage Charge ($/MMBtu)
| 0.0015 |  | ACA Charge ($/MMBtu)
| 0.00417 |  | Total Variable Charges ($/MMBtu)
| 9931742.8321 |  | Fixed Transport Charge $/Year
| 9.3793 |  | Fixed Pipeline in $/kW
| 47.7901 |  | Fixed O&M including Fixed Pipeline & Capitalized O&M ($/kW-Yr)
2025 $ | 2.773 |  | Variable O&M Costs & Capitalized Variable O&M ($/MWh)
| 6158.732 |  | Heat Rate in btu/kWh
| 0% |  | Assumed ITC
| 6.234% |  | Real Payment Factor@ 00% ITC
| 78% |  | Capacity Factor
|  | 78% | Energy Weighted Capacity Factor
2025 $ |  |  | Network Upgrade ($/kw-yr)
|  | 5.7167 | Fuel Cost ($/mmBtu )
|  | 35.2075 | Fuel Cost ($/MWH)
|  | 2.5% | EFOR %
2028 $ |  | 19.1158 | Network Upgrade ($/kw-yr)
2036 $ |  | 14.4359 | Network Upgrade ($/kw-yr)

## GCC.PX.UTS.2038 (hidden)
Table 3
2025 IRP Update - Utah South - CCCT Dry "H", 2X1, DF, with SCR | [9 empty] | GCC.PX.UTS._.DF_.H_2x1
Year | Estimated Capital Cost | First Year Fixed Capital Cost at Real Levelized Rate | Network Upgrade | Fixed O&M + Pipeline | Total Resource Fixed Costs | Fuel Cost | Variable O&M | Total Resource Energy Cost | Total Resource Costs
| $/kW | $/kW-yr | $/kW-yr | $/kW-yr | $/kW-yr | $/MMBtu | $/MWh | $/MWh | $/MWh
| (a) | (b) | (c) | (d) | (e) | (f) | (g) | (h) | (i)
Utah South - CCCT Dry "H", 2X1, DF, with SCR (GCC.PX.UTS._.DF_.H_2x1)
2025 | 1520.4384 |  |  | 47.7901 |  | 5.7167 | 2.773
2026 | 1554.1921 |  |  | 48.8511 |  | 5.8436 | 2.8345
2027 | 1588.6952 |  |  | 49.9356 |  | 5.9733 | 2.8974
2028 | 1623.9642 |  | 19.1158 | 51.0442 |  | 6.1059 | 2.9618
2029 | 1660.0162 |  | 19.5401 | 52.1773 |  | 6.2415 | 3.0275
2030 | 1696.8686 |  | 19.9739 | 53.3357 |  | 6.38 | 3.0947
2031 | 1734.5391 |  | 20.4174 | 54.5197 |  | 6.5217 | 3.1634
2032 | 1773.0458 |  | 20.8706 | 55.7301 |  | 6.6665 | 3.2337
2033 | 1812.4074 |  | 21.3339 | 56.9673 |  | 6.8144 | 3.3054
2034 | 1852.6429 |  | 21.8076 | 58.2319 |  | 6.9657 | 3.3788
2035 | 1893.7716 |  | 22.2917 | 59.5247 |  | 7.1204 | 3.4538
2036 | 1935.8133 |  | 37.2224 | 60.8461 |  | 7.2784 | 3.5305
2037 | 1978.7884 |  | 38.0488 | 62.1969 |  | 7.44 | 3.6089
2038 | 2022.7175 | 126.1 | 38.8935 | 63.5777 | 228.57 | 7.6052 | 3.689 | 50.53 | 83.98
2039 |  | 128.8994 | 39.7569 | 64.9891 | 233.65 | 7.774 | 3.7709 | 51.65 | 85.85
2040 |  | 131.761 | 40.6395 | 66.4319 | 238.83 | 7.9466 | 3.8546 | 52.8 | 87.75
2041 |  | 134.6861 | 41.5417 | 67.9067 | 244.13 | 8.123 | 3.9402 | 53.97 | 89.7
2042 |  | 137.6761 | 42.4639 | 69.4142 | 249.55 | 8.3034 | 4.0277 | 55.17 | 91.69
2043 |  | 140.7325 | 43.4066 | 70.9552 | 255.09 | 8.4877 | 4.1171 | 56.39 | 93.72
2044 |  | 143.8568 | 44.3702 | 72.5304 | 260.76 | 8.6761 | 4.2085 | 57.64 | 95.8
2045 |  | 147.0504 | 45.3553 | 74.1406 | 266.55 | 8.8687 | 4.3019 | 58.92 | 97.93
2046 |  | 150.3149 | 46.3621 | 75.7865 | 272.46 | 9.0656 | 4.3974 | 60.23 | 100.11
2047 |  | 153.6519 | 47.3914 | 77.4689 | 278.51 | 9.2669 | 4.495 | 61.57 | 102.33
2048 |  | 157.063 | 48.4435 | 79.1888 | 284.7 | 9.4726 | 4.5948 | 62.94 | 104.61
2049 |  | 160.5498 | 49.5189 | 80.9468 | 291.02 | 9.6829 | 4.6968 | 64.33 | 106.92
2050 |  | 164.114 | 50.6182 | 82.7438 | 297.48 | 9.8978 | 4.8011 | 65.76 | 109.3
2051 |  | 167.7573 | 51.742 | 84.5807 | 304.08 | 10.1176 | 4.9077 | 67.22 | 111.72
2052 |  | 171.4815 | 52.8906 | 86.4584 | 310.83 | 10.3422 | 5.0166 | 68.71 | 114.2
2053 |  | 175.2884 | 54.0648 | 88.3777 | 317.73 | 10.5718 | 5.128 | 70.24 | 116.74
2054 |  | 179.1798 | 55.265 | 90.3397 | 324.78 | 10.8065 | 5.2418 | 71.8 | 119.33
2055 |  | 183.1576 | 56.4919 | 92.3453 | 331.99 | 11.0464 | 5.3582 | 73.39 | 121.98
2056 |  | 187.2237 | 57.7461 | 94.3953 | 339.37 | 11.2916 | 5.4772 | 75.02 | 124.69
2057 |  | 191.3801 | 59.028 | 96.4909 | 346.9 | 11.5423 | 5.5988 | 76.69 | 127.46
2058 |  | 195.6287 | 60.3384 | 98.633 | 354.6 | 11.7985 | 5.723 | 78.39 | 130.29
2059 |  | 199.9717 | 61.678 | 100.8227 | 362.47 | 12.0605 | 5.8501 | 80.13 | 133.18
2060 |  | 204.4111 | 63.0472 | 103.0609 | 370.52 | 12.3282 | 5.98 | 81.91 | 136.14
2061 |  | 208.949 | 64.4469 | 105.3489 | 378.74 | 12.6019 | 6.1127 | 83.73 | 139.16
2062 |  | 213.5876 | 65.8776 | 107.6876 | 387.15 | 12.8816 | 6.2484 | 85.59 | 142.25
2063 |  | 218.3293 | 67.3401 | 110.0783 | 395.75 | 13.1676 | 6.3871 | 87.49 | 145.41
2064 |  | 223.1762 | 68.835 | 112.522 | 404.53 | 13.4599 | 6.5289 | 89.43 | 148.63
2065 |  | 228.1307 | 70.3631 | 115.02 | 413.51 | 13.7587 | 6.6739 | 91.41 | 151.93
2066 |  | 233.1952 | 71.9252 | 117.5735 | 422.69 | 14.0642 | 6.822 | 93.44 | 155.3
2067 |  | 238.3721 | 73.5219 | 120.1836 | 432.08 | 14.3764 | 6.9735 | 95.52 | 158.76
2068 |  | 243.664 | 75.1541 | 122.8517 | 441.67 | 14.6956 | 7.1283 | 97.64 | 162.28
2069 |  | 249.0733 | 76.8225 | 125.579 | 451.47 | 15.0218 | 7.2866 | 99.81 | 165.88
2070 |  | 254.6028 | 78.528 | 128.3668 | 461.5 | 15.3553 | 7.4483 | 102.02 | 169.56
2071 |  | 260.255 | 80.2713 | 131.2166 | 471.74 | 15.6962 | 7.6137 | 104.29 | 173.33
2072 |  | 266.0326 | 82.0534 | 134.1296 | 482.22 | 16.0446 | 7.7827 | 106.6 | 177.17
2073 |  | 271.9385 | 83.8749 | 137.1073 | 492.92 | 16.4008 | 7.9555 | 108.97 | 181.11
2074 |  | 277.9756 | 85.737 | 140.151 | 503.86 | 16.7649 | 8.1321 | 111.39 | 185.13
2075 |  | 284.1466 | 87.6403 | 143.2624 | 515.05 | 17.1371 | 8.3126 | 113.86 | 189.24
2076 |  | 290.4547 | 89.5859 | 146.4428 | 526.48 | 17.5176 | 8.4971 | 116.39 | 193.44
2077 |  | 296.9028 | 91.5747 | 149.6939 | 538.17 | 17.9064 | 8.6858 | 118.97 | 197.73
2078 |  | 303.494 | 93.6077 | 153.0171 | 550.12 | 18.304 | 8.8786 | 121.61 | 202.12
Nominal 40 year Levelized |  |  |  |  | 305.521 |  |  | 67.54 | 112.2537
Sources, Inputs and Assumptions
Source: (a)(d)(e)(g) |  | Plant Costs - 2025 IRP Update
| (a) | First year real levelized costs
| (b) | = (a) x 6.234% Real Payment Factor@ 00% ITC
| (f) | Gas Price Forecast (Sept 2024 MM)
| (h) | = (f) / (8.76 x 'Capacity Factor' ) + (g)
| Utah South - CCCT Dry "H", 2X1, DF, with SCR (GCC.PX.UTS._.DF_.H_2x1) | [8 empty] | CCCT Dry "H", 2X1, DF, with SCR
| Statistics |  |  | MW | Percent | Cap Cost | Fixed |  |  | GCC.PX.UTS._.DF_.H_2x1
| CCCT Dry "H", 2X1, DF, with SCR |  |  | 1058.901 | 100% | 1508.5524 | 47.7901
| Capacity Weighted |  |  | 1058.901 | 100% | 1509 | 47.79
| Statistics |  |  | MW | CF | aMW | Percent | Variable | Heat Rate
| CCCT Dry "H", 2X1, DF, with SCR |  |  | 1058.901 | 78% | 825.9428 | 100% | 2.773 | 6158.732
| 0 |  |  | 0 | 0% | 0 | 0% | 0 | 0
| Energy Weighted |  |  | 1058.901 | 78% | 825.9428 | 100% | 2.77 | 6159
Rounded
| CCCT |  | Plant Costs - 2025 IRP Update
| 1058.901 |  | MW Plant Capacity
2025 $ | 1508.5524 |  | Plant capacity cost - in $/kW
2025 $ | 11.886 |  | Demolition Cost - in $/kW
2025 $ | 38.4109 |  | Fixed O&M & Capitalized O&M ($/kW-Yr)
| 6158.732 |  | Max Load Heat Rate on Gas (Btu/kw)
| 156515.6994 |  | Gas Fired Conversion Load (MMBtu/d)
| 0.17385 |  | Fixed Demand Transportation Charge (Tariff) ($/mmBtu-day)
| 0.00267 |  | Transportation Commodity / Usage Charge ($/MMBtu)
| 0.0015 |  | ACA Charge ($/MMBtu)
| 0.00417 |  | Total Variable Charges ($/MMBtu)
| 9931742.8321 |  | Fixed Transport Charge $/Year
| 9.3793 |  | Fixed Pipeline in $/kW
| 47.7901 |  | Fixed O&M including Fixed Pipeline & Capitalized O&M ($/kW-Yr)
2025 $ | 2.773 |  | Variable O&M Costs & Capitalized Variable O&M ($/MWh)
| 6158.732 |  | Heat Rate in btu/kWh
| 0% |  | Assumed ITC
| 6.234% |  | Real Payment Factor@ 00% ITC
| 78% |  | Capacity Factor
|  | 78% | Energy Weighted Capacity Factor
2025 $ |  |  | Network Upgrade ($/kw-yr)
|  | 5.7167 | Fuel Cost ($/mmBtu )
|  | 35.2075 | Fuel Cost ($/MWH)
|  | 2.5% | EFOR %
2028 $ |  | 19.1158 | Network Upgrade ($/kw-yr)
2036 $ |  | 14.4359 | Network Upgrade ($/kw-yr)

## GSC.PX.BDG.2038 (hidden)
Table 3
2025 IRP Update - Utah South - CCCT Dry "H", 2X1, DF, with SCR | [9 empty] | GSC.PX.BDG._.___.Frame
Year | Estimated Capital Cost | First Year Fixed Capital Cost at Real Levelized Rate | Network Upgrade | Fixed O&M + Pipeline | Total Resource Fixed Costs | Fuel Cost | Variable O&M | Total Resource Energy Cost | Total Resource Costs
| $/kW | $/kW-yr | $/kW-yr | $/kW-yr | $/kW-yr | $/MMBtu | $/MWh | $/MWh | $/MWh
| (a) | (b) | (c) | (d) | (e) | (f) | (g) | (h) | (i)
Wyoming East-Brownfield - SCCT Frame "F" x1, with SCR (GSC.PX.BDG._.___.Frame)
2025 | 1207.6438 |  |  | 56.2839 |  | 5.6148 | 8.4901
2026 | 1234.4535 |  |  | 57.5334 |  | 5.7394 | 8.6786
2027 | 1261.8583 |  |  | 58.8107 |  | 5.8668 | 8.8713
2028 | 1289.8716 |  | 0 | 60.1163 |  | 5.9971 | 9.0682
2029 | 1318.5067 |  | 0 | 61.4509 |  | 6.1302 | 9.2696
2030 | 1347.7776 |  | 0 | 62.8151 |  | 6.2663 | 9.4753
2031 | 1377.6982 |  | 0 | 64.2096 |  | 6.4054 | 9.6857
2032 | 1408.2831 |  | 0 | 65.635 |  | 6.5476 | 9.9007
2033 | 1439.547 |  | 0 | 67.0921 |  | 6.6929 | 10.1205
2034 | 1471.505 |  | 0 | 68.5816 |  | 6.8415 | 10.3452
2035 | 1504.1724 |  | 0 | 70.1041 |  | 6.9934 | 10.5748
2036 | 1537.565 |  | 0 | 71.6604 |  | 7.1487 | 10.8096
2037 | 1571.6989 |  | 0 | 73.2512 |  | 7.3074 | 11.0496
2038 | 1606.5907 | 98 | 0 | 74.8774 | 172.88 | 7.4696 | 11.2949 | 83 | 142.8
2039 |  | 100.1756 | 0 | 76.5397 | 176.72 | 7.6354 | 11.5456 | 84.85 | 145.98
2040 |  | 102.3995 | 0 | 78.2389 | 180.64 | 7.8049 | 11.8019 | 86.73 | 149.22
2041 |  | 104.6728 | 0 | 79.9758 | 184.65 | 7.9782 | 12.0639 | 88.65 | 152.53
2042 |  | 106.9965 | 0 | 81.7513 | 188.75 | 8.1553 | 12.3318 | 90.62 | 155.91
2043 |  | 109.3718 | 0 | 83.5661 | 192.94 | 8.3364 | 12.6055 | 92.63 | 159.37
2044 |  | 111.7999 | 0 | 85.4213 | 197.22 | 8.5214 | 12.8854 | 94.69 | 162.91
2045 |  | 114.2818 | 0 | 87.3177 | 201.6 | 8.7106 | 13.1714 | 96.79 | 166.53
2046 |  | 116.8189 | 0 | 89.2561 | 206.07 | 8.904 | 13.4638 | 98.94 | 170.22
2047 |  | 119.4123 | 0 | 91.2376 | 210.65 | 9.1016 | 13.7627 | 101.14 | 174.01
2048 |  | 122.0632 | 0 | 93.2631 | 215.33 | 9.3037 | 14.0683 | 103.38 | 177.87
2049 |  | 124.773 | 0 | 95.3335 | 220.11 | 9.5102 | 14.3806 | 105.68 | 181.82
2050 |  | 127.543 | 0 | 97.4499 | 224.99 | 9.7214 | 14.6998 | 108.02 | 185.85
2051 |  | 130.3744 | 0 | 99.6133 | 229.99 | 9.9372 | 15.0262 | 110.42 | 189.98
2052 |  | 133.2688 | 0 | 101.8247 | 235.09 | 10.1578 | 15.3597 | 112.87 | 194.19
2053 |  | 136.2273 | 0 | 104.0852 | 240.31 | 10.3833 | 15.7007 | 115.38 | 198.51
2054 |  | 139.2516 | 0 | 106.3959 | 245.65 | 10.6138 | 16.0493 | 117.94 | 202.92
2055 |  | 142.343 | 0 | 108.7579 | 251.1 | 10.8494 | 16.4056 | 120.56 | 207.42
2056 |  | 145.503 | 0 | 111.1723 | 256.68 | 11.0903 | 16.7698 | 123.24 | 212.03
2057 |  | 148.7331 | 0 | 113.6403 | 262.37 | 11.3365 | 17.1421 | 125.97 | 216.73
2058 |  | 152.035 | 0 | 116.1632 | 268.2 | 11.5882 | 17.5226 | 128.77 | 221.55
2059 |  | 155.4102 | 0 | 118.742 | 274.15 | 11.8454 | 17.9116 | 131.63 | 226.47
2060 |  | 158.8603 | 0 | 121.3781 | 280.24 | 12.1084 | 18.3093 | 134.55 | 231.49
2061 |  | 162.387 | 0 | 124.0727 | 286.46 | 12.3772 | 18.7157 | 137.54 | 236.63
2062 |  | 165.992 | 0 | 126.8271 | 292.82 | 12.652 | 19.1312 | 140.59 | 241.88
2063 |  | 169.677 | 0 | 129.6426 | 299.32 | 12.9328 | 19.5559 | 143.71 | 247.25
2064 |  | 173.4438 | 0 | 132.5207 | 305.96 | 13.2199 | 19.9901 | 146.9 | 252.74
2065 |  | 177.2943 | 0 | 135.4627 | 312.76 | 13.5134 | 20.4339 | 150.16 | 258.35
2066 |  | 181.2302 | 0 | 138.4699 | 319.7 | 13.8134 | 20.8875 | 153.5 | 264.09
2067 |  | 185.2535 | 0 | 141.544 | 326.8 | 14.1201 | 21.3512 | 156.9 | 269.95
2068 |  | 189.3662 | 0 | 144.6862 | 334.05 | 14.4336 | 21.8252 | 160.39 | 275.95
2069 |  | 193.5701 | 0 | 147.8983 | 341.47 | 14.754 | 22.3097 | 163.95 | 282.07
2070 |  | 197.8673 | 0 | 151.1816 | 349.05 | 15.0815 | 22.805 | 167.59 | 288.34
2071 |  | 202.26 | 0 | 154.5378 | 356.8 | 15.4163 | 23.3113 | 171.31 | 294.74
2072 |  | 206.7502 | 0 | 157.9686 | 364.72 | 15.7586 | 23.8288 | 175.11 | 301.28
2073 |  | 211.34 | 0 | 161.4755 | 372.82 | 16.1084 | 24.3578 | 179 | 307.97
2074 |  | 216.0318 | 0 | 165.0602 | 381.09 | 16.466 | 24.8985 | 182.97 | 314.8
2075 |  | 220.8277 | 0 | 168.7246 | 389.55 | 16.8316 | 25.4513 | 187.03 | 321.79
2076 |  | 225.7301 | 0 | 172.4703 | 398.2 | 17.2052 | 26.0163 | 191.19 | 328.94
2077 |  | 230.7413 | 0 | 176.2991 | 407.04 | 17.5872 | 26.5938 | 195.43 | 336.24
2078 |  | 235.8637 | 0 | 180.2129 | 416.08 | 17.9776 | 27.1842 | 199.77 | 343.7
Nominal 40 year Levelized |  |  |  |  | 231.0789 |  |  | 110.9455 | 190.8811
Sources, Inputs and Assumptions
Source: (a)(d)(e)(g) |  | Plant Costs - 2025 IRP Update
| (a) | First year real levelized costs
| (b) | = (a) x 6.100% Real Payment Factor@ 00% ITC
| (f) | Gas Price Forecast (Sept 2024 MM)
| (h) | = (f) / (8.76 x 'Capacity Factor' ) + (g)
Wyoming East-Brownfield - SCCT Frame "F" x1, with SCR (GSC.PX.BDG._.___.Frame)
| Statistics |  |  | MW | Percent | Cap Cost | Fixed
| GSC.PX.BDG._.___.Frame |  |  | 191.759 | 100% | 1195.5137 | 56.2839
| Capacity Weighted |  |  | 191.759 | 100% | 1196 | 56.28
| Statistics |  |  | MW | CF | aMW | Percent | Variable | Heat Rate
| GSC.PX.BDG._.___.Frame |  |  | 191.759 | 33% | 63.2805 | 100% | 8.4901 | 9600.396
| 0 |  |  | 0 | 0% | 0 | 0% | 0 | 0
| Energy Weighted |  |  | 191.759 | 33% | 63.2805 | 100% | 8.49 | 9600
Rounded
| SCCT |  | Plant Costs - 2025 IRP Update
| 191.759 |  | MW Plant Capacity
2025 $ | 1195.5137 |  | Plant capacity cost - in $/kW
2025 $ | 12.13 |  | Demolition Cost - in $/kW
2025 $ | 30.4848 |  | Fixed O&M & Capitalized O&M ($/kW-Yr)
| 9600.396 |  | Max Load Heat Rate on Gas (Btu/kw)
| 44183.0961 |  | Gas Fired Conversion Load (MMBtu/d)
| 0.30677 |  | Fixed Demand Transportation Charge (Tariff) ($/mmBtu-day)
| 0.0057 |  | Transportation Commodity / Usage Charge ($/MMBtu)
| 0.0015 |  | ACA Charge ($/MMBtu)
| 0.0072 |  | Total Variable Charges ($/MMBtu)
| 4947216.6143 |  | Fixed Transport Charge $/Year
| 25.7991 |  | Fixed Pipeline in $/kW
| 56.2839 |  | Fixed O&M including Fixed Pipeline & Capitalized O&M ($/kW-Yr)
2025 $ | 8.4901 |  | Variable O&M Costs & Capitalized Variable O&M ($/MWh)
| 9600.396 |  | Heat Rate in btu/kWh
| 0% |  | Assumed ITC
| 6.1% |  | Real Payment Factor@ 00% ITC
| 33% |  | Capacity Factor
|  | 33% | Energy Weighted Capacity Factor
2025 $ |  |  | Network Upgrade ($/kw-yr)
|  | 5.6148 | Fuel Cost ($/mmBtu )
|  | 53.9038 | Fuel Cost ($/MWH)
|  | 2.7% | EFOR %
Network Upgrade ($/kw-yr)
Network Upgrade ($/kw-yr)

## 2025 IRPUpdt Assumptions
Collection | Parent Object | Child Object | Property | Value | Data File | Units | Band | Date From | Date To | Timeslice | Action | Expression | Scenario | Memo | Category
Generators | System | GCC.PX.DJW._.DF_.H_2x1 | Build Cost | 1357.697 |  | $/kW | 1 |  |  |  | × | Inflation | 25 IRP Update SSR |  | New Gas
Generators | System | GCC.PX.UTS._.DF_.H_2x1 | Build Cost | 1508.552 |  | $/kW | 1 |  |  |  | × | Inflation | 25 IRP Update SSR |  | New Gas
Generators | System | GCC.PX.WYE._.DF_.H_2x1 | Build Cost | 1508.552 |  | $/kW | 1 |  |  |  | × | Inflation | 25 IRP Update SSR |  | New Gas
Generators | System | GSC.PX.BDG._.___.Frame | Build Cost | 1195.514 |  | $/kW | 1 |  |  |  | × | Inflation | 25 IRP Update SSR |  | New Gas
Generators | System | GSC.PX.WYE._.___.Frame | Build Cost | 1328.349 |  | $/kW | 1 |  |  |  | × | Inflation | 25 IRP Update SSR |  | New Gas
Generators | System | PV_.PX.BOR._.PTC.Utility_Scale | Build Cost | 1399.38 |  | $/kW | 1 |  |  |  | × | IRPPVESC | 25 IRP Update SSR |  | New Solar
Generators | System | PV_.PX.COR._.NTC.Small_Scale | Build Cost | 1954.522 |  | $/kW | 1 |  |  |  | × | IRPPV_NTC_ESC_Small | 25 IRP Update SSR |  | New Solar
Generators | System | PV_.PX.COR._.NTC.Utility_Scale | Build Cost | 1468.657 |  | $/kW | 1 |  |  |  | × | IRPPV_NTC_ESC | 25 IRP Update SSR |  | New Solar
Generators | System | PV_.PX.COR._.PTC.Small_Scale | Build Cost | 1954.522 |  | $/kW | 1 |  |  |  | × | IRPPVESC_Small | 25 IRP Update SSR |  | New Solar
Generators | System | PV_.PX.COR._.PTC.Utility_Scale | Build Cost | 1468.657 |  | $/kW | 1 |  |  |  | × | IRPPVESC | 25 IRP Update SSR |  | New Solar
Generators | System | PV_.PX.GOE._.PTC.Utility_Scale | Build Cost | 1399.38 |  | $/kW | 1 |  |  |  | × | IRPPVESC | 25 IRP Update SSR |  | New Solar
Generators | System | PV_.PX.NUT._.NTC.Utility_Scale | Build Cost | 1399.38 |  | $/kW | 1 |  |  |  | × | IRPPV_NTC_ESC | 25 IRP Update SSR |  | New Solar
Generators | System | PV_.PX.NUT._.PTC.Utility_Scale | Build Cost | 1399.38 |  | $/kW | 1 |  |  |  | × | IRPPVESC | 25 IRP Update SSR |  | New Solar
Generators | System | PV_.PX.SOR._.PTC.Utility_Scale | Build Cost | 1537.933 |  | $/kW | 1 |  |  |  | × | IRPPVESC | 25 IRP Update SSR |  | New Solar
Generators | System | PV_.PX.SUM._.NTC.Utility_Scale | Build Cost | 1468.657 |  | $/kW | 1 |  |  |  | × | IRPPV_NTC_ESC | 25 IRP Update SSR |  | New Solar
Generators | System | PV_.PX.SUM._.PTC.Utility_Scale | Build Cost | 1468.657 |  | $/kW | 1 |  |  |  | × | IRPPVESC | 25 IRP Update SSR |  | New Solar
Generators | System | PV_.PX.UTS._.NTC.Utility_Scale | Build Cost | 1385.525 |  | $/kW | 1 |  |  |  | × | IRPPV_NTC_ESC | 25 IRP Update SSR |  | New Solar
Generators | System | PV_.PX.UTS._.PTC.Utility_Scale | Build Cost | 1385.525 |  | $/kW | 1 |  |  |  | × | IRPPVESC | 25 IRP Update SSR |  | New Solar
Generators | System | PV_.PX.WWA._.NTC.Utility_Scale | Build Cost | 1413.236 |  | $/kW | 1 |  |  |  | × | IRPPV_NTC_ESC | 25 IRP Update SSR |  | New Solar
Generators | System | PV_.PX.WWA._.PTC.Utility_Scale | Build Cost | 1413.236 |  | $/kW | 1 |  |  |  | × | IRPPVESC | 25 IRP Update SSR |  | New Solar
Generators | System | PV_.PX.WYN._.NTC.Small_Scale | Build Cost | 1843.889 |  | $/kW | 1 |  |  |  | × | IRPPV_NTC_ESC_Small | 25 IRP Update SSR |  | New Solar
Generators | System | PV_.PX.WYN._.PTC.Small_Scale | Build Cost | 1843.889 |  | $/kW | 1 |  |  |  | × | IRPPVESC_Small | 25 IRP Update SSR |  | New Solar
Generators | System | PV_.PX.YAK._.NTC.Utility_Scale | Build Cost | 1413.236 |  | $/kW | 1 |  |  |  | × | IRPPV_NTC_ESC | 25 IRP Update SSR |  | New Solar
Generators | System | PV_.PX.YAK._.PTC.Utility_Scale | Build Cost | 1413.236 |  | $/kW | 1 |  |  |  | × | IRPPVESC | 25 IRP Update SSR |  | New Solar
Generators | System | WD_.PX.BOR._.PTC.Utility_Scale | Build Cost | 1537.358 |  | $/kW | 1 |  |  |  | × | IRPWDESC | 25 IRP Update SSR |  | New Wind
Generators | System | WD_.PX.COR._.NTC.Utility_Scale | Build Cost | 1673.008 |  | $/kW | 1 |  |  |  | × | IRPWD_NTC_ESC | 25 IRP Update SSR |  | New Wind
Generators | System | WD_.PX.COR._.PTC.Utility_Scale | Build Cost | 1673.008 |  | $/kW | 1 |  |  |  | × | IRPWDESC | 25 IRP Update SSR |  | New Wind
Generators | System | WD_.PX.GOE._.PTC.Utility_Scale | Build Cost | 1537.358 |  | $/kW | 1 |  |  |  | × | IRPWDESC | 25 IRP Update SSR |  | New Wind
Generators | System | WD_.PX.SOR._.NTC.Utility_Scale | Build Cost | 1778.513 |  | $/kW | 1 |  |  |  | × | IRPWD_NTC_ESC | 25 IRP Update SSR |  | New Wind
Generators | System | WD_.PX.SOR._.PTC.Utility_Scale | Build Cost | 1778.513 |  | $/kW | 1 |  |  |  | × | IRPWDESC | 25 IRP Update SSR |  | New Wind
Generators | System | WD_.PX.SUM._.NTC.Utility_Scale | Build Cost | 1673.008 |  | $/kW | 1 |  |  |  | × | IRPWD_NTC_ESC | 25 IRP Update SSR |  | New Wind
Generators | System | WD_.PX.SUM._.PTC.Utility_Scale | Build Cost | 1673.008 |  | $/kW | 1 |  |  |  | × | IRPWDESC | 25 IRP Update SSR |  | New Wind
Generators | System | WD_.PX.UTS._.PTC.Utility_Scale | Build Cost | 1522.286 |  | $/kW | 1 |  |  |  | × | IRPWDESC | 25 IRP Update SSR |  | New Wind
Generators | System | WD_.PX.WMV._.NTC.Utility_Scale | Build Cost | 1673.008 |  | $/kW | 1 |  |  |  | × | IRPWD_NTC_ESC | 25 IRP Update SSR |  | New Wind
Generators | System | WD_.PX.WMV._.PTC.Utility_Scale | Build Cost | 1673.008 |  | $/kW | 1 |  |  |  | × | IRPWDESC | 25 IRP Update SSR |  | New Wind
Generators | System | WD_.PX.WWA._.PTC.Utility_Scale | Build Cost | 1567.503 |  | $/kW | 1 |  |  |  | × | IRPWDESC | 25 IRP Update SSR |  | New Wind
Generators | System | WD_.PX.WYE._.NTC.Utility_Scale | Build Cost | 1477.07 |  | $/kW | 1 |  |  |  | × | IRPWD_NTC_ESC | 25 IRP Update SSR |  | New Wind
Generators | System | WD_.PX.WYE._.PTC.Utility_Scale | Build Cost | 1477.07 |  | $/kW | 1 |  |  |  | × | IRPWDESC | 25 IRP Update SSR |  | New Wind
Generators | System | WD_.PX.WYN._.NTC.Small_Scale | Build Cost | 2917.666 |  | $/kW | 1 |  |  |  | × | IRPWD_NTC_ESC_Small | 25 IRP Update SSR |  | New Wind
Generators | System | WD_.PX.WYN._.PTC.Small_Scale | Build Cost | 2917.666 |  | $/kW | 1 |  |  |  | × | IRPWDESC_Small | 25 IRP Update SSR |  | New Wind
Generators | System | WD_.PX.YAK._.NTC.Utility_Scale | Build Cost | 1567.503 |  | $/kW | 1 |  |  |  | × | IRPWD_NTC_ESC | 25 IRP Update SSR |  | New Wind
Generators | System | WD_.PX.YAK._.PTC.Utility_Scale | Build Cost | 1567.503 |  | $/kW | 1 |  |  |  | × | IRPWDESC | 25 IRP Update SSR |  | New Wind
Collection | Parent Object | Child Object | Property | Value | Data File | Units | Band | Date From | Date To | Timeslice | Action | Expression | Scenario | Memo | Category
Generators | System | GCC.PX.DJW._.DF_.H_2x1 | FO&M Charge | 53.9819 |  | $/kW/yr | 1 |  |  |  | × | Inflation | 25 IRP Update SSR |  | New Gas
Generators | System | GCC.PX.UTS._.DF_.H_2x1 | FO&M Charge | 46.8108 |  | $/kW/yr | 1 |  |  |  | × | Inflation | 25 IRP Update SSR |  | New Gas
Generators | System | GCC.PX.WYE._.DF_.H_2x1 | FO&M Charge | 53.9819 |  | $/kW/yr | 1 |  |  |  | × | Inflation | 25 IRP Update SSR |  | New Gas
Generators | System | GSC.PX.BDG._.___.Frame | FO&M Charge | 55.5067 |  | $/kW/yr | 1 |  |  |  | × | Inflation | 25 IRP Update SSR |  | New Gas
Generators | System | GSC.PX.WYE._.___.Frame | FO&M Charge | 55.5067 |  | $/kW/yr | 1 |  |  |  | × | Inflation | 25 IRP Update SSR |  | New Gas
Generators | System | PV_.PX.BOR._.PTC.Utility_Scale | FO&M Charge | 21.84 |  | $/kW/yr | 1 |  |  |  | × | Inflation | 25 IRP Update SSR |  | New Solar
Generators | System | PV_.PX.COR._.NTC.Small_Scale | FO&M Charge | 18.998 |  | $/kW/yr | 1 |  |  |  | × | Inflation | 25 IRP Update SSR |  | New Solar
Generators | System | PV_.PX.COR._.NTC.Utility_Scale | FO&M Charge | 21.84 |  | $/kW/yr | 1 |  |  |  | × | Inflation | 25 IRP Update SSR |  | New Solar
Generators | System | PV_.PX.COR._.PTC.Small_Scale | FO&M Charge | 18.998 |  | $/kW/yr | 1 |  |  |  | × | Inflation | 25 IRP Update SSR |  | New Solar
Generators | System | PV_.PX.COR._.PTC.Utility_Scale | FO&M Charge | 21.84 |  | $/kW/yr | 1 |  |  |  | × | Inflation | 25 IRP Update SSR |  | New Solar
Generators | System | PV_.PX.GOE._.PTC.Utility_Scale | FO&M Charge | 21.84 |  | $/kW/yr | 1 |  |  |  | × | Inflation | 25 IRP Update SSR |  | New Solar
Generators | System | PV_.PX.NUT._.NTC.Utility_Scale | FO&M Charge | 21.84 |  | $/kW/yr | 1 |  |  |  | × | Inflation | 25 IRP Update SSR |  | New Solar
Generators | System | PV_.PX.NUT._.PTC.Utility_Scale | FO&M Charge | 21.84 |  | $/kW/yr | 1 |  |  |  | × | Inflation | 25 IRP Update SSR |  | New Solar
Generators | System | PV_.PX.SOR._.PTC.Utility_Scale | FO&M Charge | 21.84 |  | $/kW/yr | 1 |  |  |  | × | Inflation | 25 IRP Update SSR |  | New Solar
Generators | System | PV_.PX.SUM._.NTC.Utility_Scale | FO&M Charge | 21.84 |  | $/kW/yr | 1 |  |  |  | × | Inflation | 25 IRP Update SSR |  | New Solar
Generators | System | PV_.PX.SUM._.PTC.Utility_Scale | FO&M Charge | 21.84 |  | $/kW/yr | 1 |  |  |  | × | Inflation | 25 IRP Update SSR |  | New Solar
Generators | System | PV_.PX.UTS._.NTC.Utility_Scale | FO&M Charge | 22.89 |  | $/kW/yr | 1 |  |  |  | × | Inflation | 25 IRP Update SSR |  | New Solar
Generators | System | PV_.PX.UTS._.PTC.Utility_Scale | FO&M Charge | 22.89 |  | $/kW/yr | 1 |  |  |  | × | Inflation | 25 IRP Update SSR |  | New Solar
Generators | System | PV_.PX.WWA._.NTC.Utility_Scale | FO&M Charge | 21.84 |  | $/kW/yr | 1 |  |  |  | × | Inflation | 25 IRP Update SSR |  | New Solar
Generators | System | PV_.PX.WWA._.PTC.Utility_Scale | FO&M Charge | 21.84 |  | $/kW/yr | 1 |  |  |  | × | Inflation | 25 IRP Update SSR |  | New Solar
Generators | System | PV_.PX.WYN._.NTC.Small_Scale | FO&M Charge | 18.998 |  | $/kW/yr | 1 |  |  |  | × | Inflation | 25 IRP Update SSR |  | New Solar
Generators | System | PV_.PX.WYN._.PTC.Small_Scale | FO&M Charge | 18.998 |  | $/kW/yr | 1 |  |  |  | × | Inflation | 25 IRP Update SSR |  | New Solar
Generators | System | PV_.PX.YAK._.NTC.Utility_Scale | FO&M Charge | 21.84 |  | $/kW/yr | 1 |  |  |  | × | Inflation | 25 IRP Update SSR |  | New Solar
Generators | System | PV_.PX.YAK._.PTC.Utility_Scale | FO&M Charge | 21.84 |  | $/kW/yr | 1 |  |  |  | × | Inflation | 25 IRP Update SSR |  | New Solar
Generators | System | WD_.PX.BOR._.PTC.Utility_Scale | FO&M Charge | 34.774 |  | $/kW/yr | 1 |  |  |  | × | Inflation | 25 IRP Update SSR |  | New Wind
Generators | System | WD_.PX.COR._.NTC.Utility_Scale | FO&M Charge | 34.774 |  | $/kW/yr | 1 |  |  |  | × | Inflation | 25 IRP Update SSR |  | New Wind
Generators | System | WD_.PX.COR._.PTC.Utility_Scale | FO&M Charge | 34.774 |  | $/kW/yr | 1 |  |  |  | × | Inflation | 25 IRP Update SSR |  | New Wind
Generators | System | WD_.PX.GOE._.PTC.Utility_Scale | FO&M Charge | 34.774 |  | $/kW/yr | 1 |  |  |  | × | Inflation | 25 IRP Update SSR |  | New Wind
Generators | System | WD_.PX.SOR._.NTC.Utility_Scale | FO&M Charge | 34.774 |  | $/kW/yr | 1 |  |  |  | × | Inflation | 25 IRP Update SSR |  | New Wind
Generators | System | WD_.PX.SOR._.PTC.Utility_Scale | FO&M Charge | 34.774 |  | $/kW/yr | 1 |  |  |  | × | Inflation | 25 IRP Update SSR |  | New Wind
Generators | System | WD_.PX.SUM._.NTC.Utility_Scale | FO&M Charge | 34.774 |  | $/kW/yr | 1 |  |  |  | × | Inflation | 25 IRP Update SSR |  | New Wind
Generators | System | WD_.PX.SUM._.PTC.Utility_Scale | FO&M Charge | 34.774 |  | $/kW/yr | 1 |  |  |  | × | Inflation | 25 IRP Update SSR |  | New Wind
Generators | System | WD_.PX.UTS._.PTC.Utility_Scale | FO&M Charge | 35.824 |  | $/kW/yr | 1 |  |  |  | × | Inflation | 25 IRP Update SSR |  | New Wind
Generators | System | WD_.PX.WMV._.NTC.Utility_Scale | FO&M Charge | 34.774 |  | $/kW/yr | 1 |  |  |  | × | Inflation | 25 IRP Update SSR |  | New Wind
Generators | System | WD_.PX.WMV._.PTC.Utility_Scale | FO&M Charge | 34.774 |  | $/kW/yr | 1 |  |  |  | × | Inflation | 25 IRP Update SSR |  | New Wind
Generators | System | WD_.PX.WWA._.PTC.Utility_Scale | FO&M Charge | 34.774 |  | $/kW/yr | 1 |  |  |  | × | Inflation | 25 IRP Update SSR |  | New Wind
Generators | System | WD_.PX.WYE._.NTC.Utility_Scale | FO&M Charge | 34.774 |  | $/kW/yr | 1 |  |  |  | × | Inflation | 25 IRP Update SSR |  | New Wind
Generators | System | WD_.PX.WYE._.PTC.Utility_Scale | FO&M Charge | 34.774 |  | $/kW/yr | 1 |  |  |  | × | Inflation | 25 IRP Update SSR |  | New Wind
Generators | System | WD_.PX.WYN._.NTC.Small_Scale | FO&M Charge | 43.602 |  | $/kW/yr | 1 |  |  |  | × | Inflation | 25 IRP Update SSR |  | New Wind
Generators | System | WD_.PX.WYN._.PTC.Small_Scale | FO&M Charge | 43.602 |  | $/kW/yr | 1 |  |  |  | × | Inflation | 25 IRP Update SSR |  | New Wind
Generators | System | WD_.PX.YAK._.NTC.Utility_Scale | FO&M Charge | 34.774 |  | $/kW/yr | 1 |  |  |  | × | Inflation | 25 IRP Update SSR |  | New Wind
Generators | System | WD_.PX.YAK._.PTC.Utility_Scale | FO&M Charge | 34.774 |  | $/kW/yr | 1 |  |  |  | × | Inflation | 25 IRP Update SSR |  | New Wind
Collection | Parent Object | Child Object | Property | Value | Data File | Units | Band | Date From | Date To | Timeslice | Action | Expression | Scenario | Memo | Category
Generators | System | GCC.PX.DJW._.DF_.H_2x1 | VO&M Charge | 2.182 |  | $/MWh | 1 |  |  |  | = |  | 25 IRP Update SSR |  | New Gas
Generators | System | GCC.PX.UTS._.DF_.H_2x1 | VO&M Charge | 2.424 |  | $/MWh | 1 |  |  |  | = |  | 25 IRP Update SSR |  | New Gas
Generators | System | GCC.PX.WYE._.DF_.H_2x1 | VO&M Charge | 2.424 |  | $/MWh | 1 |  |  |  | = |  | 25 IRP Update SSR |  | New Gas
Generators | System | GSC.PX.BDG._.___.Frame | VO&M Charge | 7.422 |  | $/MWh | 1 |  |  |  | = |  | 25 IRP Update SSR |  | New Gas
Generators | System | GSC.PX.WYE._.___.Frame | VO&M Charge | 8.247 |  | $/MWh | 1 |  |  |  | = |  | 25 IRP Update SSR |  | New Gas
Generators | System | PV_.PX.BOR._.PTC.Utility_Scale | VO&M Charge | 0 |  | $/MWh | 1 |  |  |  | = |  | 25 IRP Update SSR |  | New Solar
Generators | System | PV_.PX.COR._.NTC.Small_Scale | VO&M Charge | 0 |  | $/MWh | 1 |  |  |  | = |  | 25 IRP Update SSR |  | New Solar
Generators | System | PV_.PX.COR._.NTC.Utility_Scale | VO&M Charge | 0 |  | $/MWh | 1 |  |  |  | = |  | 25 IRP Update SSR |  | New Solar
Generators | System | PV_.PX.COR._.PTC.Small_Scale | VO&M Charge | 0 |  | $/MWh | 1 |  |  |  | = |  | 25 IRP Update SSR |  | New Solar
Generators | System | PV_.PX.COR._.PTC.Utility_Scale | VO&M Charge | 0 |  | $/MWh | 1 |  |  |  | = |  | 25 IRP Update SSR |  | New Solar
Generators | System | PV_.PX.GOE._.PTC.Utility_Scale | VO&M Charge | 0 |  | $/MWh | 1 |  |  |  | = |  | 25 IRP Update SSR |  | New Solar
Generators | System | PV_.PX.NUT._.NTC.Utility_Scale | VO&M Charge | 0 |  | $/MWh | 1 |  |  |  | = |  | 25 IRP Update SSR |  | New Solar
Generators | System | PV_.PX.NUT._.PTC.Utility_Scale | VO&M Charge | 0 |  | $/MWh | 1 |  |  |  | = |  | 25 IRP Update SSR |  | New Solar
Generators | System | PV_.PX.SOR._.PTC.Utility_Scale | VO&M Charge | 0 |  | $/MWh | 1 |  |  |  | = |  | 25 IRP Update SSR |  | New Solar
Generators | System | PV_.PX.SUM._.NTC.Utility_Scale | VO&M Charge | 0 |  | $/MWh | 1 |  |  |  | = |  | 25 IRP Update SSR |  | New Solar
Generators | System | PV_.PX.SUM._.PTC.Utility_Scale | VO&M Charge | 0 |  | $/MWh | 1 |  |  |  | = |  | 25 IRP Update SSR |  | New Solar
Generators | System | PV_.PX.UTS._.NTC.Utility_Scale | VO&M Charge | 0 |  | $/MWh | 1 |  |  |  | = |  | 25 IRP Update SSR |  | New Solar
Generators | System | PV_.PX.UTS._.PTC.Utility_Scale | VO&M Charge | 0 |  | $/MWh | 1 |  |  |  | = |  | 25 IRP Update SSR |  | New Solar
Generators | System | PV_.PX.WWA._.NTC.Utility_Scale | VO&M Charge | 0 |  | $/MWh | 1 |  |  |  | = |  | 25 IRP Update SSR |  | New Solar
Generators | System | PV_.PX.WWA._.PTC.Utility_Scale | VO&M Charge | 0 |  | $/MWh | 1 |  |  |  | = |  | 25 IRP Update SSR |  | New Solar
Generators | System | PV_.PX.WYN._.NTC.Small_Scale | VO&M Charge | 0 |  | $/MWh | 1 |  |  |  | = |  | 25 IRP Update SSR |  | New Solar
Generators | System | PV_.PX.WYN._.PTC.Small_Scale | VO&M Charge | 0 |  | $/MWh | 1 |  |  |  | = |  | 25 IRP Update SSR |  | New Solar
Generators | System | PV_.PX.YAK._.NTC.Utility_Scale | VO&M Charge | 0 |  | $/MWh | 1 |  |  |  | = |  | 25 IRP Update SSR |  | New Solar
Generators | System | PV_.PX.YAK._.PTC.Utility_Scale | VO&M Charge | 0 |  | $/MWh | 1 |  |  |  | = |  | 25 IRP Update SSR |  | New Solar
Generators | System | WD_.PX.BOR._.PTC.Utility_Scale | VO&M Charge | 0 |  | $/MWh | 1 |  |  |  | = |  | 25 IRP Update SSR |  | New Wind
Generators | System | WD_.PX.COR._.NTC.Utility_Scale | VO&M Charge | 0 |  | $/MWh | 1 |  |  |  | = |  | 25 IRP Update SSR |  | New Wind
Generators | System | WD_.PX.COR._.PTC.Utility_Scale | VO&M Charge | 0 |  | $/MWh | 1 |  |  |  | = |  | 25 IRP Update SSR |  | New Wind
Generators | System | WD_.PX.GOE._.PTC.Utility_Scale | VO&M Charge | 0 |  | $/MWh | 1 |  |  |  | = |  | 25 IRP Update SSR |  | New Wind
Generators | System | WD_.PX.SOR._.NTC.Utility_Scale | VO&M Charge | 0 |  | $/MWh | 1 |  |  |  | = |  | 25 IRP Update SSR |  | New Wind
Generators | System | WD_.PX.SOR._.PTC.Utility_Scale | VO&M Charge | 0 |  | $/MWh | 1 |  |  |  | = |  | 25 IRP Update SSR |  | New Wind
Generators | System | WD_.PX.SUM._.NTC.Utility_Scale | VO&M Charge | 0 |  | $/MWh | 1 |  |  |  | = |  | 25 IRP Update SSR |  | New Wind
Generators | System | WD_.PX.SUM._.PTC.Utility_Scale | VO&M Charge | 0 |  | $/MWh | 1 |  |  |  | = |  | 25 IRP Update SSR |  | New Wind
Generators | System | WD_.PX.UTS._.PTC.Utility_Scale | VO&M Charge | 0 |  | $/MWh | 1 |  |  |  | = |  | 25 IRP Update SSR |  | New Wind
Generators | System | WD_.PX.WMV._.NTC.Utility_Scale | VO&M Charge | 0 |  | $/MWh | 1 |  |  |  | = |  | 25 IRP Update SSR |  | New Wind
Generators | System | WD_.PX.WMV._.PTC.Utility_Scale | VO&M Charge | 0 |  | $/MWh | 1 |  |  |  | = |  | 25 IRP Update SSR |  | New Wind
Generators | System | WD_.PX.WWA._.PTC.Utility_Scale | VO&M Charge | 0 |  | $/MWh | 1 |  |  |  | = |  | 25 IRP Update SSR |  | New Wind
Generators | System | WD_.PX.WYE._.NTC.Utility_Scale | VO&M Charge | 1 |  | $/MWh | 1 |  |  |  | = |  | 25 IRP Update SSR |  | New Wind
Generators | System | WD_.PX.WYE._.PTC.Utility_Scale | VO&M Charge | 1 |  | $/MWh | 1 |  |  |  | = |  | 25 IRP Update SSR |  | New Wind
Generators | System | WD_.PX.WYN._.NTC.Small_Scale | VO&M Charge | 1 |  | $/MWh | 1 |  |  |  | = |  | 25 IRP Update SSR |  | New Wind
Generators | System | WD_.PX.WYN._.PTC.Small_Scale | VO&M Charge | 1 |  | $/MWh | 1 |  |  |  | = |  | 25 IRP Update SSR |  | New Wind
Generators | System | WD_.PX.YAK._.NTC.Utility_Scale | VO&M Charge | 0 |  | $/MWh | 1 |  |  |  | = |  | 25 IRP Update SSR |  | New Wind
Generators | System | WD_.PX.YAK._.PTC.Utility_Scale | VO&M Charge | 0 |  | $/MWh | 1 |  |  |  | = |  | 25 IRP Update SSR |  | New Wind
[12 empty] | TransCapRecovFct | 0.05279
[12 empty] | OATT | 0.21
|  |  |  | Export (MW) | Import (MW) | Interconnect (MW) | Build Investment ($m) | Build (%) | From | To | Build Investment $/kW-yr of Interconnect
|  | 2028 | B2H | 818 | 300 | 0 | 0 | 100% | Hemingway | Boardman | 0
|  |  | B2H - Idaho Power Asset Transfer | 600 | 300 | 0 | 0 | 100% | Borah | Hemingway | 0
|  |  | B2H - IPC PTP Eastbound | 200 | 200 | 0 | 0 | 100% | Walla Walla | Borah | 0
|  |  | B2H-Enabled BPA Central OR Load Service | 0 | 340 | 0 | 0 | 100% | n/a | n/a | 0
|  |  | Serial queue: Central Oregon | 0 | 0 | 152 | 3.57 | 100% | n/a | n/a | 0.9795
|  |  | Utah South - Wasatch Front: Spanish Fork - Mercer 345 kV | 300 | 300 | 300 | 137.51 | 100% | Utah South | Wasatch Front | 19.1158
|  | 2029 | Ben Lomond Upgrades | 433.2 | 433.2 | 433.2 | 60.84 | 100% | NUT | Wasatch Front | 5.8571
|  |  | Cluster 1 Area 11: Willamette Valley | 0 | 0 | 199 | 13.9 | 100% | n/a | n/a | 2.913
|  |  | Serial/Cluster 1/2: Yakima | 0 | 0 | 122.5263 | 12.71 | 19.51% | n/a | n/a | 4.3261
|  | 2030 | Cluster 1 Area 14: Summer Lake | 400 | 400 | 400 | 115.13 | 100% | Summer Lake | Hemingway | 12.0035
|  |  | Cluster 2 Area 23: Willamette Valley | 0 | 0 | 393 | 2.26 | 100% | n/a | n/a | 0.23983
|  |  | Serial/Cluster 1/2: Yakima | 0 | 0 | 69.4905 | 7.37 | 11.07% | n/a | n/a | 4.423
|  | 2035 | Cluster 2 Area 18: Central Oregon 500 kV Substation | 0 | 0 | 78.3776 | 58.94 | 15.13% | n/a | n/a | 31.3615
|  | 2036 | Utah South - Wasatch Front: Huntington - Clover 345 kV | 800 | 800 | 800 | 276.92 | 100% | Utah South | Wasatch Front | 14.4359
|  | 2037 | Cluster 2 Area 18: Central Oregon 500 kV Substation | 0 | 0 | 117.4043 | 92.09 | 22.66% | n/a | n/a | 32.712
|  |  | Goshen - Blackfoot 161 kV | 75 | 75 | 42 | 15.76 | 100% | Goshen | Wasatch Front | 15.649
|  | 2039 | Cluster 1/2/3: Walla Walla | 0 | 0 | 70.9457 | 75.05 | 18.05% | n/a | n/a | 44.1168
|  |  | Cluster 2/3: Willamette Valley - Central Oregon 230 kV | 450 | 450 | 450 | 480.72 | 100% | Willamette Valley | Central OR | 44.5511
|  | 2043 | Serial through Cluster 1 Area 13: Southern Oregon | 0 | 0 | 54.1051 | 12.81 | 23.42% | n/a | n/a | 9.8739
|  | 2045 | Cluster 2 Area 6: Goshen | 150 | 150 | 359 | 144.52 | 100% | Goshen | NUT | 16.7885
|  | Grand Total |  | 4226.2 | 3748.2 | 4041.0495 | 1510.1 | 1510% |  |  | 15.5844
Parent Object | Child Object | Property | Value | Data File | Units | Band | Date From | Date To | Timeslice | Action | Expression | Scenario | Memo | Category | Year
System | IRPPVESC | Profile | 1 |  | - | 1 | 2025-01-01 |  |  | = |  |  |  | Escalation Rates | 2025
System | IRPPVESC | Profile | 0.9492 |  | - | 1 | 2026-01-01 |  |  | = |  |  |  | Escalation Rates | 2026
System | IRPPVESC | Profile | 0.9215 |  | - | 1 | 2027-01-01 |  |  | = |  |  |  | Escalation Rates | 2027
System | IRPPVESC | Profile | 0.892 |  | - | 1 | 2028-01-01 |  |  | = |  |  |  | Escalation Rates | 2028
System | IRPPVESC | Profile | 0.8609 |  | - | 1 | 2029-01-01 |  |  | = |  |  |  | Escalation Rates | 2029
System | IRPPVESC | Profile | 0.8279 |  | - | 1 | 2030-01-01 |  |  | = |  |  |  | Escalation Rates | 2030
System | IRPPVESC | Profile | 0.7932 |  | - | 1 | 2031-01-01 |  |  | = |  |  |  | Escalation Rates | 2031
System | IRPPVESC | Profile | 0.7976 |  | - | 1 | 2032-01-01 |  |  | = |  |  |  | Escalation Rates | 2032
System | IRPPVESC | Profile | 0.8019 |  | - | 1 | 2033-01-01 |  |  | = |  |  |  | Escalation Rates | 2033
System | IRPPVESC | Profile | 0.806 |  | - | 1 | 2034-01-01 |  |  | = |  |  |  | Escalation Rates | 2034
System | IRPPVESC | Profile | 0.8101 |  | - | 1 | 2035-01-01 |  |  | = |  |  |  | Escalation Rates | 2035
System | IRPPVESC | Profile | 0.8143 |  | - | 1 | 2036-01-01 |  |  | = |  |  |  | Escalation Rates | 2036
System | IRPPVESC | Profile | 0.8184 |  | - | 1 | 2037-01-01 |  |  | = |  |  |  | Escalation Rates | 2037
System | IRPPVESC | Profile | 0.8226 |  | - | 1 | 2038-01-01 |  |  | = |  |  |  | Escalation Rates | 2038
System | IRPPVESC | Profile | 0.8268 |  | - | 1 | 2039-01-01 |  |  | = |  |  |  | Escalation Rates | 2039
System | IRPPVESC | Profile | 0.831 |  | - | 1 | 2040-01-01 |  |  | = |  |  |  | Escalation Rates | 2040
System | IRPPVESC | Profile | 0.8353 |  | - | 1 | 2041-01-01 |  |  | = |  |  |  | Escalation Rates | 2041
System | IRPPVESC | Profile | 0.8396 |  | - | 1 | 2042-01-01 |  |  | = |  |  |  | Escalation Rates | 2042
System | IRPPVESC | Profile | 0.8439 |  | - | 1 | 2043-01-01 |  |  | = |  |  |  | Escalation Rates | 2043
System | IRPPVESC | Profile | 0.8482 |  | - | 1 | 2044-01-01 |  |  | = |  |  |  | Escalation Rates | 2044
System | IRPPVESC | Profile | 0.8525 |  | - | 1 | 2045-01-01 |  |  | = |  |  |  | Escalation Rates | 2045
1900
Parent Object | Child Object | Property | Value | Data File | Units | Band | Date From | Date To | Timeslice | Action | Expression | Scenario | Memo | Category
System | IRPWDESC | Profile | 1 |  | - | 1 | 2025-01-01 |  |  | = |  |  |  | Escalation Rates | 2025
System | IRPWDESC | Profile | 1.0223 |  | - | 1 | 2026-01-01 |  |  | = |  |  |  | Escalation Rates | 2026
System | IRPWDESC | Profile | 1.0335 |  | - | 1 | 2027-01-01 |  |  | = |  |  |  | Escalation Rates | 2027
System | IRPWDESC | Profile | 1.0447 |  | - | 1 | 2028-01-01 |  |  | = |  |  |  | Escalation Rates | 2028
System | IRPWDESC | Profile | 1.0559 |  | - | 1 | 2029-01-01 |  |  | = |  |  |  | Escalation Rates | 2029
System | IRPWDESC | Profile | 1.0671 |  | - | 1 | 2030-01-01 |  |  | = |  |  |  | Escalation Rates | 2030
System | IRPWDESC | Profile | 1.0782 |  | - | 1 | 2031-01-01 |  |  | = |  |  |  | Escalation Rates | 2031
System | IRPWDESC | Profile | 1.0894 |  | - | 1 | 2032-01-01 |  |  | = |  |  |  | Escalation Rates | 2032
System | IRPWDESC | Profile | 1.1005 |  | - | 1 | 2033-01-01 |  |  | = |  |  |  | Escalation Rates | 2033
System | IRPWDESC | Profile | 1.1116 |  | - | 1 | 2034-01-01 |  |  | = |  |  |  | Escalation Rates | 2034
System | IRPWDESC | Profile | 1.1228 |  | - | 1 | 2035-01-01 |  |  | = |  |  |  | Escalation Rates | 2035
System | IRPWDESC | Profile | 1.1341 |  | - | 1 | 2036-01-01 |  |  | = |  |  |  | Escalation Rates | 2036
System | IRPWDESC | Profile | 1.1455 |  | - | 1 | 2037-01-01 |  |  | = |  |  |  | Escalation Rates | 2037
System | IRPWDESC | Profile | 1.157 |  | - | 1 | 2038-01-01 |  |  | = |  |  |  | Escalation Rates | 2038
System | IRPWDESC | Profile | 1.1687 |  | - | 1 | 2039-01-01 |  |  | = |  |  |  | Escalation Rates | 2039
System | IRPWDESC | Profile | 1.1804 |  | - | 1 | 2040-01-01 |  |  | = |  |  |  | Escalation Rates | 2040
System | IRPWDESC | Profile | 1.1923 |  | - | 1 | 2041-01-01 |  |  | = |  |  |  | Escalation Rates | 2041
System | IRPWDESC | Profile | 1.2043 |  | - | 1 | 2042-01-01 |  |  | = |  |  |  | Escalation Rates | 2042
System | IRPWDESC | Profile | 1.2164 |  | - | 1 | 2043-01-01 |  |  | = |  |  |  | Escalation Rates | 2043
System | IRPWDESC | Profile | 1.2287 |  | - | 1 | 2044-01-01 |  |  | = |  |  |  | Escalation Rates | 2044
System | IRPWDESC | Profile | 1.241 |  | - | 1 | 2045-01-01 |  |  | = |  |  |  | Escalation Rates | 2045
Parent Object | Child Object | Property | Value | Data File | Units | Band | Date From | Date To | Timeslice | Action | Expression | Scenario | Memo | Category
System | Inflation | Profile | 1 |  | - | 1 | 2025-01-01 |  |  | = |  |  |  | - | 2025
System | Inflation | Profile | 1.0222 |  | - | 1 | 2026-01-01 |  |  | = |  |  |  | - | 2026 | 2.22%
System | Inflation | Profile | 1.0449 |  | - | 1 | 2027-01-01 |  |  | = |  |  |  | - | 2027 | 2.22% | 0
System | Inflation | Profile | 1.0681 |  | - | 1 | 2028-01-01 |  |  | = |  |  |  | - | 2028 | 2.22% | -4.5938e-11
System | Inflation | Profile | 1.0918 |  | - | 1 | 2029-01-01 |  |  | = |  |  |  | - | 2029 | 2.22% | 1.3918e-11
System | Inflation | Profile | 1.116 |  | - | 1 | 2030-01-01 |  |  | = |  |  |  | - | 2030 | 2.22% | -1.9091e-10
System | Inflation | Profile | 1.1408 |  | - | 1 | 2031-01-01 |  |  | = |  |  |  | - | 2031 | 2.22% | 7.0141e-10
System | Inflation | Profile | 1.1661 |  | - | 1 | 2032-01-01 |  |  | = |  |  |  | - | 2032 | 2.22% | -6.1294e-10
System | Inflation | Profile | 1.192 |  | - | 1 | 2033-01-01 |  |  | = |  |  |  | - | 2033 | 2.22% | -2.6206e-10
System | Inflation | Profile | 1.2185 |  | - | 1 | 2034-01-01 |  |  | = |  |  |  | - | 2034 | 2.22% | 8.351e-10
System | Inflation | Profile | 1.2455 |  | - | 1 | 2035-01-01 |  |  | = |  |  |  | - | 2035 | 2.22% | -7.0153e-10
System | Inflation | Profile | 1.2732 |  | - | 1 | 2036-01-01 |  |  | = |  |  |  | - | 2036 | 2.22% | 1.0446e-10
System | Inflation | Profile | 1.3015 |  | - | 1 | 2037-01-01 |  |  | = |  |  |  | - | 2037 | 2.22% | 4.2333e-10
System | Inflation | Profile | 1.3304 |  | - | 1 | 2038-01-01 |  |  | = |  |  |  | - | 2038 | 2.22% | -2.4347e-11
System | Inflation | Profile | 1.3599 |  | - | 1 | 2039-01-01 |  |  | = |  |  |  | - | 2039 | 2.22% | -8.2195e-11
System | Inflation | Profile | 1.3901 |  | - | 1 | 2040-01-01 |  |  | = |  |  |  | - | 2040 | 2.22% | -3.1714e-10
System | Inflation | Profile | 1.4209 |  | - | 1 | 2041-01-01 |  |  | = |  |  |  | - | 2041 | 2.22% | 1.0661e-10
System | Inflation | Profile | 1.4525 |  | - | 1 | 2042-01-01 |  |  | = |  |  |  | - | 2042 | 2.22% | -3.0134e-10
System | Inflation | Profile | 1.4847 |  | - | 1 | 2043-01-01 |  |  | = |  |  |  | - | 2043 | 2.22% | 4.9333e-10
System | Inflation | Profile | 1.5177 |  | - | 1 | 2044-01-01 |  |  | = |  |  |  | - | 2044 | 2.22% | 1.1726e-10
System | Inflation | Profile | 1.5514 |  | - | 1 | 2045-01-01 |  |  | = |  |  |  | - | 2045 | 2.22% | -3.1487e-10
System | Inflation | Profile | 1.5858 |  | - | 1 | 2046-01-01 |  |  | = |  |  |  | - | 2046 | 2.22% | 6.7262e-11
System | Inflation | Profile | 1.621 |  | - | 1 | 2047-01-01 |  |  | = |  |  |  | - | 2047 | 2.22% | 2.1992e-11
System | Inflation | Profile | 1.657 |  | - | 1 | 2048-01-01 |  |  | = |  |  |  | - | 2048 | 2.22% | -4.0968e-10