## Table 1
Appendix B
| Table 1 | [5 empty] | 18
| Avoided Cost Prices | [5 empty] | 348 |  |  | Capacity Contribution
| QF - Sch37 - UT - Thermal - 10.0 MW and 100.0% CF | [9 empty] | 97.5% | 97.5% | 97.5% | [52 empty] | Transmission Deferral (MW)
[8 empty] | lookup |  | 0 | GCC.PX.UTS._.DF_.H_2x1 | GCC.PX.UTS._.DF_.H_2x1 | GCC.PX.UTS._.DF_.H_2x1 | 0 | GCC.PX.UTS._.DF_.H_2x1 | GCC.PX.UTS._.DF_.H_2x1 | GCC.PX.UTS._.DF_.H_2x1 | [6 empty] | mapping to CC_LOLP | GCC.PX.UTS._.DF_.H_2x1 | GCC.PX.UTS._.DF_.H_2x1 | GCC.PX.UTS._.DF_.H_2x1
|  |  |  | Total Price @ | [5 empty] | 0 | GCC.PX.UTS._.DF_.H_2x1 | GCC.PX.UTS._.DF_.H_2x1 | GCC.PX.UTS._.DF_.H_2x1 | 0 | GCC.PX.UTS._.DF_.H_2x1 | GCC.PX.UTS._.DF_.H_2x1 | GCC.PX.UTS._.DF_.H_2x1 | [6 empty] | Resource Cost ($/kw-year) | GCC.PX.UTS._.DF_.H_2x1 | GCC.PX.UTS._.DF_.H_2x1 | GCC.PX.UTS._.DF_.H_2x1 | [6 empty] | Deferred Cost (Millions $/year) | [30 empty] | Resource Cost ($/kw-year) | Deferred Cost (Millions $/year)
|  | Capacity | Energy | 100% | [5 empty] | 0 | GCC.PX.UTS._.DF_.H_2x1 | GCC.PX.UTS._.DF_.H_2x1 | GCC.PX.UTS._.DF_.H_2x1 | 0 | GCC.PX.UTS._.DF_.H_2x1 | GCC.PX.UTS._.DF_.H_2x1 | GCC.PX.UTS._.DF_.H_2x1 | 0 | 0 | 0 | 0 | 0 | 0 |  | GCC.PX.UTS._.DF_.H_2x1 | GCC.PX.UTS._.DF_.H_2x1 | GCC.PX.UTS._.DF_.H_2x1 | 0 | 0 |  |  |  |  | 0 | GCC.PX.UTS._.DF_.H_2x1 | GCC.PX.UTS._.DF_.H_2x1 | GCC.PX.UTS._.DF_.H_2x1 | 0 | 0 | 0 | 0 | 0 | 0 | 0 | 0 | 0 | 0 | 0 | 0 | 0 | 0 | 0 | 0 | 0 | 0 | 0 | 0 | 0 | 0 | 0 | 0 | 0 | Total Capacity Deferral |  | Cluster 2/3 - Willamette Valley - Fry-Full Circle 230 kV | Cluster 2/3 - Willamette Valley - Fry-Full Circle 230 kV
| Year | Price | Only Price | Capacity Factor
|  | $/kW-yr | $/MWh (2) | $/MWh | [5 empty] | MW | MW | MW | MW | MW | MW | MW | MW | [7 empty] | $/kw-year | $/kw-year | $/kw-year | $/kw-year | $/kw-year | $/kw-year | $/kw-year | $/kw-year | $/kw-year | Millions $/year | Millions $/year | Millions $/year | Millions $/year | Millions $/year | Millions $/year | Millions $/year | Millions $/year | Millions $/year | Millions $/year | Millions $/year | Millions $/year | Millions $/year | Millions $/year | Millions $/year | Millions $/year | Millions $/year | Millions $/year | Millions $/year | Millions $/year | Millions $/year | Millions $/year | Millions $/year | Millions $/year | Millions $/year | Millions $/year | Millions $/year | Millions $/year | Millions $/year | Millions $/year |  | $/kw-year | Millions $/year
| 2026 | 0 | 22.035 | 22.035 |  |  |  |  | 2026 |  | 0 | 0 | 0 |  | 0 | 0 | 0 | [6 empty] | 2026 | 0 | 0 | 0 | [6 empty] | 0 | 0 | 0 | 0 | [8 empty] | 0 | 0 | 0 | 0 | 0 | 0 | 0 | 0 | 0 | 0 | 0 | 0 | 0 | 0 | 0 | 0 | 0 | 0 | 2026 |  | 0
| 2027 | 0 | 27.2865 | 27.2865 |  |  |  |  | 2027 |  | 0 | 0 | 0 |  | 0 | 0 | 0 | [6 empty] | 2027 | 0 | 0 | 0 | [6 empty] | 0 | 0 | 0 | 0 | [8 empty] | 0 | 0 | 0 | 0 | 0 | 0 | 0 | 0 | 0 | 0 | 0 | 0 | 0 | 0 | 0 | 0 | 0 | 0 | 2027 |  | 0
| 2028 | 0 | 30.2626 | 30.2626 |  |  |  |  | 2028 |  | 0 | 0 | 0 |  | 0 | 0 | 0 | [6 empty] | 2028 | 0 | 0 | 0 | [6 empty] | 0 | 0 | 0 | 0 | [8 empty] | 0 | 0 | 0 | 0 | 0 | 0 | 0 | 0 | 0 | 0 | 0 | 0 | 0 | 0 | 0 | 0 | 0 | 0 | 2028 |  | 0
| 2029 | 0 | 36.5772 | 36.5772 |  |  |  |  | 2029 |  | 0 | 0 | 0 |  | 0 | 0 | 0 | [6 empty] | 2029 | 0 | 0 | 0 | [6 empty] | 0 | 0 | 0 | 0 | [8 empty] | 0 | 0 | 0 | 0 | 0 | 0 | 0 | 0 | 0 | 0 | 0 | 0 | 0 | 0 | 0 | 0 | 0 | 0 | 2029 |  | 0
| 2030 | 0 | 48.0851 | 48.0851 |  |  |  |  | 2030 |  | 0 | 0 | 0 |  | 0 | 0 | 0 | [6 empty] | 2030 | 0 | 0 | 0 | [6 empty] | 0 | 0 | 0 | 0 | [8 empty] | 0 | 0 | 0 | 0 | 0 | 0 | 0 | 0 | 0 | 0 | 0 | 0 | 0 | 0 | 0 | 0 | 0 | 0 | 2030 |  | 0
| 2031 | 0 | 60.6394 | 60.6394 |  |  |  |  | 2031 |  | 0 | 0 | 0 |  | 0 | 0 | 0 | [6 empty] | 2031 | 0 | 0 | 0 | [6 empty] | 0 | 0 | 0 | 0 | [8 empty] | 0 | 0 | 0 | 0 | 0 | 0 | 0 | 0 | 0 | 0 | 0 | 0 | 0 | 0 | 0 | 0 | 0 | 0 | 2031 |  | 0
| 2032 | 0 | 61.5569 | 61.5569 |  |  |  |  | 2032 |  | 0 | 0 | 0 |  | 0 | 0 | 0 | [6 empty] | 2032 | 0 | 0 | 0 | [6 empty] | 0 | 0 | 0 | 0 | [8 empty] | 0 | 0 | 0 | 0 | 0 | 0 | 0 | 0 | 0 | 0 | 0 | 0 | 0 | 0 | 0 | 0 | 0 | 0 | 2032 |  | 0
| 2033 | 0 | 60.5823 | 60.5823 |  |  |  |  | 2033 |  | 0 | 0 | 0 |  | 0 | 0 | 0 | [6 empty] | 2033 | 0 | 0 | 0 | [6 empty] | 0 | 0 | 0 | 0 | [8 empty] | 0 | 0 | 0 | 0 | 0 | 0 | 0 | 0 | 0 | 0 | 0 | 0 | 0 | 0 | 0 | 0 | 0 | 0 | 2033 |  | 0
| 2034 | 0 | 65.4891 | 65.4891 |  |  |  |  | 2034 |  | 0 | 0 | 0 |  | 0 | 0 | 0 | [6 empty] | 2034 | 0 | 0 | 0 | [6 empty] | 0 | 0 | 0 | 0 | [8 empty] | 0 | 0 | 0 | 0 | 0 | 0 | 0 | 0 | 0 | 0 | 0 | 0 | 0 | 0 | 0 | 0 | 0 | 0 | 2034 |  | 0
| 2035 | 205.0051 | 40.3256 | 63.728 |  |  |  |  | 2035 |  | 10 | 0 | 0 |  | 10.2564 | 0 | 0 | [6 empty] | 2035 | 199.88 | 0 | 0 | [6 empty] | 0 | 2.0501 | 0 | 0 | [8 empty] | 0 | 0 | 0 | 0 | 0 | 0 | 0 | 0 | 0 | 0 | 0 | 0 | 0 | 0 | 0 | 0 | 0 | 2.0501 | 2035 |  | 0
| 2036 | 209.5487 | 41.4697 | 65.3254 |  |  |  |  | 2036 |  | 0 | 0 | 0 |  | 0 | 0 | 0 | [6 empty] | 2036 | 204.31 | 218.75 | 0 | [6 empty] | 0 | 2.0955 | 0 | 0 | [8 empty] | 0 | 0 | 0 | 0 | 0 | 0 | 0 | 0 | 0 | 0 | 0 | 0 | 0 | 0 | 0 | 0 | 0 | 2.0955 | 2036 |  | 0
| 2037 | 214.2051 | 42.8665 | 67.3191 |  |  |  |  | 2037 |  | 0 | 0 | 0 |  | 0 | 0 | 0 | [6 empty] | 2037 | 208.85 | 223.6 | 0 | [6 empty] | 0 | 2.1421 | 0 | 0 | [8 empty] | 0 | 0 | 0 | 0 | 0 | 0 | 0 | 0 | 0 | 0 | 0 | 0 | 0 | 0 | 0 | 0 | 0 | 2.1421 | 2037 |  | 0
| 2038 | 218.9641 | 43.806 | 68.8019 |  |  |  |  | 2038 |  | 0 | 0 | 0 |  | 0 | 0 | 0 | [6 empty] | 2038 | 213.49 | 228.57 | 228.57 | [6 empty] | 0 | 2.1896 | 0 | 0 | [8 empty] | 0 | 0 | 0 | 0 | 0 | 0 | 0 | 0 | 0 | 0 | 0 | 0 | 0 | 0 | 0 | 0 | 0 | 2.1896 | 2038 |  | 0
| 2039 | 223.8256 | 45.1285 | 70.6793 |  |  |  |  | 2039 |  | 0 | 0 | 0 |  | 0 | 0 | 0 | [6 empty] | 2039 | 218.23 | 233.64 | 233.65 | [6 empty] | 0 | 2.2383 | 0 | 0 | [8 empty] | 0 | 0 | 0 | 0 | 0 | 0 | 0 | 0 | 0 | 0 | 0 | 0 | 0 | 0 | 0 | 0 | 0 | 2.2383 | 2039 |  | 0
| 2040 | 228.7897 | 46.6938 | 72.74 |  |  |  |  | 2040 |  | 0 | 0 | 0 |  | 0 | 0 | 0 | [6 empty] | 2040 | 223.07 | 238.83 | 238.83 | [6 empty] | 0 | 2.2879 | 0 | 0 | [8 empty] | 0 | 0 | 0 | 0 | 0 | 0 | 0 | 0 | 0 | 0 | 0 | 0 | 0 | 0 | 0 | 0 | 0 | 2.2879 | 2040 |  | 0
| 2041 | 233.8667 | 48.0181 | 74.7152 |  |  |  |  | 2041 |  | 0 | 0 | 0 |  | 0 | 0 | 0 | [6 empty] | 2041 | 228.02 | 244.13 | 244.13 | [6 empty] | 0 | 2.3387 | 0 | 0 | [8 empty] | 0 | 0 | 0 | 0 | 0 | 0 | 0 | 0 | 0 | 0 | 0 | 0 | 0 | 0 | 0 | 0 | 0 | 2.3387 | 2041 |  | 0
| 2042 | 239.0564 | 49.9456 | 77.2351 |  |  |  |  | 2042 |  | 0 | 0 | 0 |  | 0 | 0 | 0 | [6 empty] | 2042 | 233.08 | 249.55 | 249.55 | [6 empty] | 0 | 2.3906 | 0 | 0 | [8 empty] | 0 | 0 | 0 | 0 | 0 | 0 | 0 | 0 | 0 | 0 | 0 | 0 | 0 | 0 | 0 | 0 | 0 | 2.3906 | 2042 |  | 0
| 2043 | 244.3692 | 51.9936 | 79.8896 |  |  |  |  | 2043 |  | 0 | 0 | 0 |  | 0 | 0 | 0 | [6 empty] | 2043 | 238.26 | 255.09 | 255.09 | [6 empty] | 0 | 2.4437 | 0 | 0 | [8 empty] | 0 | 0 | 0 | 0 | 0 | 0 | 0 | 0 | 0 | 0 | 0 | 0 | 0 | 0 | 0 | 0 | 0 | 2.4437 | 2043 |  | 0
| 2044 | 249.7949 | 54.8895 | 83.327 |  |  |  |  | 2044 |  | 0 | 0 | 0 |  | 0 | 0 | 0 | [6 empty] | 2044 | 243.55 | 260.75 | 260.76 | [6 empty] | 0 | 2.4979 | 0 | 0 | [8 empty] | 0 | 0 | 0 | 0 | 0 | 0 | 0 | 0 | 0 | 0 | 0 | 0 | 0 | 0 | 0 | 0 | 0 | 2.4979 | 2044 |  | 0
| 2045 | 255.3333 | 58.6219 | 87.7696 |  |  |  |  | 2045 |  | 0 | 0 | 0 |  | 0 | 0 | 0 | [6 empty] | 2045 | 248.95 | 266.54 | 266.55 | [6 empty] | 0 | 2.5533 | 0 | 0 | [8 empty] | 0 | 0 | 0 | 0 | 0 | 0 | 0 | 0 | 0 | 0 | 0 | 0 | 0 | 0 | 0 | 0 | 0 | 2.5533 | 2045 |  | 0
| 2046 | 261.0051 | 59.9233 | 89.7184 |  |  |  |  | 2046 |  | 0 | 0 | 0 |  | 0 | 0 | [7 empty] | 2046 | 254.48 | 272.46 | 272.46 | [6 empty] | 0 | 2.6101 | 0 | 0 | [8 empty] | 0 | 0 | 0 | 0 | 0 | 0 | 0 | 0 | 0 | 0 | 0 | 0 | 0 | 0 | 0 | 0 | 0 | 2.6101 | 2046 |  | 0
| 2047 | 266.8 | 61.2536 | 91.7102 |  |  |  |  | 2047 |  | 0 | 0 | 0 |  | 0 | 0 | [7 empty] | 2047 | 260.13 | 278.51 | 278.51 | [6 empty] | 0 | 2.668 | 0 | 0 | [8 empty] | 0 | 0 | 0 | 0 | 0 | 0 | 0 | 0 | 0 | 0 | 0 | 0 | 0 | 0 | 0 | 0 | 0 | 2.668 | 2047
| 2048 | 272.7282 | 62.4424 | 93.4907 |  |  |  |  | 2048 | 0 | 0 | 0 | 0 |  | 0 | 0 | 0 | #DIV/0! | #DIV/0! | #DIV/0! | #DIV/0! | #DIV/0! | #DIV/0! | 2048 | 265.91 | 284.69 | 284.7 | [6 empty] | 0 | 2.7273 | 0 | 0 | [8 empty] | 0 | 0 | 0 | 0 | 0 | 0 | 0 | 0 | 0 | 0 | 0 | 0 | 0 | 0 | 0 | 0 | 0 | 2.7273 | 2048
| 2049 | 278.7795 | 64.0035 | 95.8276 |  |  |  |  | 2049 | 0 | 0 | 0 | 0 |  | 0 | 0 | 0 | #DIV/0! | #DIV/0! | #DIV/0! | #DIV/0! | #DIV/0! | #DIV/0! | 2049 | 271.81 | 291.01 | 291.02 | [6 empty] | 0 | 2.7878 | 0 | 0 | [8 empty] | 0 | 0 | 0 | 0 | 0 | 0 | 0 | 0 | 0 | 0 | 0 | 0 | 0 | 0 | 0 | 0 | 0 | 2.7878 | 2049
| 2050 | 284.9641 | 65.4243 | 97.9545 |  |  |  |  | 2050 | 0 | 0 | 0 | 0 |  | 0 | 0 | 0 | #DIV/0! | #DIV/0! | #DIV/0! | #DIV/0! | #DIV/0! | #DIV/0! | 2050 | 277.84 | 297.47 | 297.48 | [6 empty] | 0 | 2.8496 | 0 | 0 | [8 empty] | 0 | 0 | 0 | 0 | 0 | 0 | 0 | 0 | 0 | 0 | 0 | 0 | 0 | 0 | 0 | 0 | 0 | 2.8496 | 2050
| 2051 | 291.2923 | 66.8768 | 100.1293 |  |  |  |  | 2051 | 0 | 0 | 0 | 0 |  | 0 | 0 | 0 | #DIV/0! | #DIV/0! | #DIV/0! | #DIV/0! | #DIV/0! | #DIV/0! | 2051 | 284.01 | 304.08 | 304.08 | [6 empty] | 0 | 2.9129 | 0 | 0 | [8 empty] | 0 | 0 | 0 | 0 | 0 | 0 | 0 | 0 | 0 | 0 | 0 | 0 | 0 | 0 | 0 | 0 | 0 | 2.9129 | 2051
[8 empty] | Year of deferral |  | 2029 | 2035 | 2036 | 2038
[8 empty] | if Deferred 1 |  | #N/A | 1 | 0 | 0
Discount Rate - 2025 IRP
6.33%
[5 empty] | Inflation rate | 2.22%
15 Year Starting 2026 |  |  |  |  | Real Discount Rate | 4.021%
Levelized Prices (Nominal) @ 6.33% Discount Rate (1) (3)
| $/kW | 66.3362
| $/MWh |  | 44.1508 | 51.7234
15 Year Starting 2027
Levelized Prices (Nominal) @ 6.33% Discount Rate (1) (3)
| $/kW | 77.3871 | 45.6572
| $/MWh |  |  | 54.4913
15 Year Starting 2028
Levelized Prices (Nominal) @ 6.33% Discount Rate (1) (3)
| $/kW | 92.2903
| $/MWh |  | 47.7687 | 58.3041
<---- Calculated Monthly
Avoided Costs calculated annually are $50.56/MWH
Avoided Costs calculated monthly are $51.72/MWH

## Table 2
Appendix B
Table 2
Avoided Energy Costs - Scheduled Hours ($/MWh)
QF - Sch37 - UT - Thermal - 10.0 MW and 100.0% CF
|  | Winter Season |  |  |  |  | Summer Season |  |  |  | Winter Season
Year | Annual | Jan | Feb | Mar | Apr | May | Jun | Jul | Aug | Sep | Oct | Nov | Dec
Energy Only
2027 | 27.2781 | 30.5386 | 28.984 | 16.426 | 13.6308 | 17.7925 | 18.7116 | 66.3084 | 34.2793 | 26.1623 | 18.1672 | 25.4195 | 30.3686
2028 | 30.221 | 37.7784 | 34.5451 | 19.0099 | 16.824 | 17.8422 | 19.2145 | 66.7263 | 34.27 | 29.2248 | 22.2363 | 26.992 | 37.8351
2029 | 36.5548 | 38.2594 | 34.1916 | 18.6476 | 15.1922 | 23.208 | 27.7598 | 82.6467 | 49.6088 | 39.7109 | 28.1054 | 35.7262 | 44.7388
2030 | 48.0625 | 48.6735 | 48.4013 | 32.6979 | 31.1076 | 33.0878 | 43.1545 | 60.9852 | 69.0721 | 54.9371 | 45.5198 | 52.7854 | 56.2955
2031 | 60.553 | 58.9151 | 55.0126 | 41.3637 | 37.7456 | 38.1704 | 46.5015 | 105.7424 | 84.3612 | 60.832 | 47.0483 | 58.0721 | 92.0924
2032 | 61.3956 | 60.5771 | 59.4583 | 40.828 | 39.4734 | 36.9944 | 45.7763 | 104.4613 | 87.5471 | 61.8156 | 46.8279 | 62.6954 | 90.9164
2033 | 60.4997 | 58.5057 | 56.143 | 44.6354 | 39.6389 | 37.9412 | 44.0264 | 106.7878 | 77.1136 | 62.1088 | 49.1829 | 58.5876 | 90.6621
2034 | 65.387 | 60.1559 | 64.2852 | 42.0536 | 40.6678 | 41.7496 | 45.2541 | 116.5609 | 87.8592 | 68.312 | 50.6766 | 64.0958 | 102.6752
2035 | 40.3035 | 45.9613 | 43.1724 | 31.8835 | 27.2094 | 30.8741 | 37.7829 | 43.0417 | 45.266 | 44.7389 | 41.507 | 44.1211 | 48.3842
2036 | 41.4271 | 48.5051 | 42.1345 | 32.2704 | 29.7459 | 31.4582 | 38.8433 | 45.1507 | 45.3374 | 44.7134 | 42.8934 | 47.2364 | 49.2182
2037 | 42.8467 | 47.1079 | 48.0152 | 34.3264 | 32.4528 | 34.6979 | 40.5883 | 41.5124 | 46.7665 | 46.5058 | 44.1622 | 48.5759 | 50.0765
2038 | 43.7802 | 51.768 | 45.6244 | 34.9066 | 32.3902 | 33.5489 | 40.4594 | 45.8778 | 48.3473 | 47.6786 | 43.9527 | 47.8918 | 53.1825
2039 | 45.1082 | 53.253 | 47.1434 | 36.3383 | 33.491 | 35.8131 | 41.7122 | 45.8803 | 50.7719 | 48.2898 | 46.6868 | 49.5968 | 52.5206
2040 | 46.6472 | 50.6527 | 48.1075 | 38.5378 | 35.3742 | 33.8031 | 43.6674 | 51.4852 | 51.3966 | 48.5973 | 50.7393 | 52.6685 | 55.1787
2041 | 47.9975 | 52.2563 | 52.4233 | 38.9371 | 36.2828 | 32.2489 | 48.5154 | 51.8569 | 52.1396 | 53.0282 | 51.3859 | 51.9798 | 55.5159
2042 | 49.9212 | 57.9605 | 52.7862 | 40.7565 | 39.0814 | 35.6108 | 45.2935 | 54.0055 | 55.5059 | 53.3765 | 53.1775 | 52.9725 | 58.8027
2043 | 51.9717 | 53.3271 | 57.99 | 45.2325 | 40.9127 | 41.2364 | 44.693 | 56.0966 | 57.7307 | 54.2933 | 54.8713 | 57.8305 | 59.9591
2044 | 54.8527 | 60.9977 | 55.3743 | 46.9905 | 44.0606 | 42.9253 | 55.4929 | 57.3495 | 62.1629 | 55.3338 | 55.878 | 60.4072 | 61.5951
|  | 31 | 28 | 31 | 30 | 31 | 30 | 31 | 31 | 30 | 31 | 30 | 31

## GCC.PX.UTS.2035
Table 3
2025 IRP Update - Utah South - CCCT Dry "H", 2X1, DF, with SCR | [9 empty] | GCC.PX.UTS._.DF_.H_2x1
Year | Estimated Capital Cost | First Year Fixed Capital Cost at Real Levelized Rate | Network Upgrade | Fixed O&M + Pipeline | Total Resource Fixed Costs | Fuel Cost | Variable O&M | Total Resource Energy Cost | Total Resource Costs
| $/kW | $/kW-yr | $/kW-yr | $/kW-yr | $/kW-yr | $/MMBtu | $/MWh | $/MWh | $/MWh
| (a) | (b) | (c) | (d) | (e) | (f) | (g) | (h) | (i)
Utah South - CCCT Dry "H", 2X1, DF, with SCR (GCC.PX.UTS._.DF_.H_2x1)
2025 | 1520.4384 |  |  | 47.7901 |  | 5.7167 | 2.773
2026 | 1554.1921 |  |  | 48.8511 |  | 5.8436 | 2.8345
2027 | 1588.6952 |  |  | 49.9356 |  | 5.9733 | 2.8974
2028 | 1623.9642 |  | 19.1158 | 51.0442 |  | 6.1059 | 2.9618
2029 | 1660.0162 |  | 19.5401 | 52.1773 |  | 6.2415 | 3.0275
2030 | 1696.8686 |  | 19.9739 | 53.3357 |  | 6.38 | 3.0947
2031 | 1734.5391 |  | 20.4174 | 54.5197 |  | 6.5217 | 3.1634
2032 | 1773.0458 |  | 20.8706 | 55.7301 |  | 6.6665 | 3.2337
2033 | 1812.4074 |  | 21.3339 | 56.9673 |  | 6.8144 | 3.3054
2034 | 1852.6429 |  | 21.8076 | 58.2319 |  | 6.9657 | 3.3788
2035 | 1893.7716 | 118.06 | 22.2917 | 59.5247 | 199.88 | 7.1204 | 3.4538 | 47.31 | 76.56
2036 |  | 120.6809 | 22.7866 | 60.8461 | 204.31 | 7.2784 | 3.5305 | 48.36 | 78.26
2037 |  | 123.36 | 23.2924 | 62.1969 | 208.85 | 7.44 | 3.6089 | 49.43 | 80
2038 |  | 126.0986 | 23.8095 | 63.5777 | 213.49 | 7.6052 | 3.689 | 50.53 | 81.77
2039 |  | 128.898 | 24.3381 | 64.9891 | 218.23 | 7.774 | 3.7709 | 51.65 | 83.59
2040 |  | 131.7596 | 24.8784 | 66.4319 | 223.07 | 7.9466 | 3.8546 | 52.8 | 85.45
2041 |  | 134.6846 | 25.4307 | 67.9067 | 228.02 | 8.123 | 3.9402 | 53.97 | 87.34
2042 |  | 137.6746 | 25.9953 | 69.4142 | 233.08 | 8.3034 | 4.0277 | 55.17 | 89.28
2043 |  | 140.731 | 26.5723 | 70.9552 | 238.26 | 8.4877 | 4.1171 | 56.39 | 91.26
2044 |  | 143.8552 | 27.1623 | 72.5304 | 243.55 | 8.6761 | 4.2085 | 57.64 | 93.28
2045 |  | 147.0488 | 27.7653 | 74.1406 | 248.95 | 8.8687 | 4.3019 | 58.92 | 95.35
2046 |  | 150.3133 | 28.3816 | 75.7865 | 254.48 | 9.0656 | 4.3974 | 60.23 | 97.47
2047 |  | 153.6503 | 29.0117 | 77.4689 | 260.13 | 9.2669 | 4.495 | 61.57 | 99.64
2048 |  | 157.0613 | 29.6558 | 79.1888 | 265.91 | 9.4726 | 4.5948 | 62.94 | 101.86
2049 |  | 160.5481 | 30.3141 | 80.9468 | 271.81 | 9.6829 | 4.6968 | 64.33 | 104.11
2050 |  | 164.1122 | 30.9871 | 82.7438 | 277.84 | 9.8978 | 4.8011 | 65.76 | 106.42
2051 |  | 167.7555 | 31.675 | 84.5807 | 284.01 | 10.1176 | 4.9077 | 67.22 | 108.79
2052 |  | 171.4797 | 32.3782 | 86.4584 | 290.32 | 10.3422 | 5.0166 | 68.71 | 111.2
2053 |  | 175.2865 | 33.097 | 88.3777 | 296.76 | 10.5718 | 5.128 | 70.24 | 113.67
2054 |  | 179.1779 | 33.8318 | 90.3397 | 303.35 | 10.8065 | 5.2418 | 71.8 | 116.2
2055 |  | 183.1556 | 34.5828 | 92.3453 | 310.08 | 11.0464 | 5.3582 | 73.39 | 118.77
2056 |  | 187.2217 | 35.3506 | 94.3953 | 316.97 | 11.2916 | 5.4772 | 75.02 | 121.41
2057 |  | 191.378 | 36.1353 | 96.4909 | 324 | 11.5423 | 5.5988 | 76.69 | 124.11
2058 |  | 195.6266 | 36.9375 | 98.633 | 331.2 | 11.7985 | 5.723 | 78.39 | 126.86
2059 |  | 199.9695 | 37.7576 | 100.8227 | 338.55 | 12.0605 | 5.8501 | 80.13 | 129.68
2060 |  | 204.4088 | 38.5958 | 103.0609 | 346.07 | 12.3282 | 5.98 | 81.91 | 132.56
2061 |  | 208.9467 | 39.4526 | 105.3489 | 353.75 | 12.6019 | 6.1127 | 83.73 | 135.5
2062 |  | 213.5853 | 40.3285 | 107.6876 | 361.6 | 12.8816 | 6.2484 | 85.59 | 138.51
2063 |  | 218.3269 | 41.2237 | 110.0783 | 369.63 | 13.1676 | 6.3871 | 87.49 | 141.59
2064 |  | 223.1738 | 42.1389 | 112.522 | 377.83 | 13.4599 | 6.5289 | 89.43 | 144.73
2065 |  | 228.1283 | 43.0744 | 115.02 | 386.22 | 13.7587 | 6.6739 | 91.41 | 147.93
2066 |  | 233.1927 | 44.0306 | 117.5735 | 394.8 | 14.0642 | 6.822 | 93.44 | 151.22
2067 |  | 238.3696 | 45.0081 | 120.1836 | 403.56 | 14.3764 | 6.9735 | 95.52 | 154.58
2068 |  | 243.6614 | 46.0073 | 122.8517 | 412.52 | 14.6956 | 7.1283 | 97.64 | 158.01
2069 |  | 249.0707 | 47.0287 | 125.579 | 421.68 | 15.0218 | 7.2866 | 99.81 | 161.52
2070 |  | 254.6 | 48.0727 | 128.3668 | 431.04 | 15.3553 | 7.4483 | 102.02 | 165.1
2071 |  | 260.2522 | 49.1399 | 131.2166 | 440.61 | 15.6962 | 7.6137 | 104.29 | 168.77
2072 |  | 266.0298 | 50.2308 | 134.1296 | 450.39 | 16.0446 | 7.7827 | 106.6 | 172.52
2073 |  | 271.9356 | 51.346 | 137.1073 | 460.39 | 16.4008 | 7.9555 | 108.97 | 176.35
2074 |  | 277.9726 | 52.4858 | 140.151 | 470.61 | 16.7649 | 8.1321 | 111.39 | 180.27
2075 |  | 284.1436 | 53.651 | 143.2624 | 481.06 | 17.1371 | 8.3126 | 113.86 | 184.26
2076 |  | 290.4516 | 54.8421 | 146.4428 | 491.74 | 17.5176 | 8.4971 | 116.39 | 188.36
2077 |  | 296.8996 | 56.0596 | 149.6939 | 502.65 | 17.9064 | 8.6858 | 118.97 | 192.53
2078 |  | 303.4908 | 57.3041 | 153.0171 | 513.81 | 18.304 | 8.8786 | 121.61 | 196.81
Nominal 40 year Levelized |  |  |  |  | 267.1667 |  |  | 63.2346 | 102.3346
Sources, Inputs and Assumptions
Source: (a)(d)(e)(g) |  | Plant Costs - 2025 IRP Update
| (a) | First year real levelized costs
| (b) | = (a) x 6.234% Real Payment Factor@ 00% ITC
| (f) | Gas Price Forecast (Sept 2024 MM)
| (h) | = (f) / (8.76 x 'Capacity Factor' ) + (g)
| Utah South - CCCT Dry "H", 2X1, DF, with SCR (GCC.PX.UTS._.DF_.H_2x1) | [8 empty] | CCCT Dry "H", 2X1, DF, with SCR
| Statistics |  |  | MW | Percent | Cap Cost | Fixed |  |  | GCC.PX.UTS._.DF_.H_2x1
| CCCT Dry "H", 2X1, DF, with SCR |  |  | 1058.901 | 100% | 1508.5524 | 47.7901
| Capacity Weighted |  |  | 1058.901 | 100% | 1509 | 47.79
| Statistics |  |  | MW | CF | aMW | Percent | Variable | Heat Rate
| CCCT Dry "H", 2X1, DF, with SCR |  |  | 1058.901 | 78% | 825.9428 | 100% | 2.773 | 6158.732
| 0 |  |  | 0 | 0% | 0 | 0% | 0 | 0
| Energy Weighted |  |  | 1058.901 | 78% | 825.9428 | 100% | 2.77 | 6159
Rounded
| CCCT |  | Plant Costs - 2025 IRP Update
| 1058.901 |  | MW Plant Capacity
2025 $ | 1508.5524 |  | Plant capacity cost - in $/kW
2025 $ | 11.886 |  | Demolition Cost - in $/kW
2025 $ | 38.4109 |  | Fixed O&M & Capitalized O&M ($/kW-Yr)
| 6158.732 |  | Max Load Heat Rate on Gas (Btu/kw)
| 156515.6994 |  | Gas Fired Conversion Load (MMBtu/d)
| 0.17385 |  | Fixed Demand Transportation Charge (Tariff) ($/mmBtu-day)
| 0.00267 |  | Transportation Commodity / Usage Charge ($/MMBtu)
| 0.0015 |  | ACA Charge ($/MMBtu)
| 0.00417 |  | Total Variable Charges ($/MMBtu)
| 9931742.8321 |  | Fixed Transport Charge $/Year
| 9.3793 |  | Fixed Pipeline in $/kW
| 47.7901 |  | Fixed O&M including Fixed Pipeline & Capitalized O&M ($/kW-Yr)
2025 $ | 2.773 |  | Variable O&M Costs & Capitalized Variable O&M ($/MWh)
| 6158.732 |  | Heat Rate in btu/kWh
| 0% |  | Assumed ITC
| 6.234% |  | Real Payment Factor@ 00% ITC
| 78% |  | Capacity Factor
|  | 78% | Energy Weighted Capacity Factor
2025 $ |  |  | Network Upgrade ($/kw-yr)
|  | 5.7167 | Fuel Cost ($/mmBtu )
|  | 35.2075 | Fuel Cost ($/MWH)
|  | 2.5% | EFOR %
2028 $ |  | 19.1158 | Network Upgrade ($/kw-yr)

## Table 4
Appendix B
Table 4
Burnertip Natural Gas Price Forecast |  |  |  |  | Quote Date
QF - Sch37 - UT - Thermal - 10.0 MW and 100.0% CF |  |  |  |  | 2026-03-31
PacifiCorp
| Delivered | Delivered | Delivered | Delivered
Year | IRP - Utah Greenfield | Naughton | IRP West Side | IRP - Wyo NE
| Fuel Cost | Fuel Cost | Fuel Cost | Fuel Cost
[6 empty] | IRP - Utah Greenfield |  | IRP West Side | IRP - Wyo NE |  |  | IRP West Side |  | Burner tip
[5 empty] | Peak Type: | Delivered | Naughton | Delivered | Delivered | Year | IRP - Utah Greenfield | West Side | IRP - Wyo NE | Naughton
2025 | 2.78 | 2.76 | 2.18 | 2.76 | 2025-01-01 | 4.1297 | 4.1012 | 3.6667 | 4.1265 | 2025 | 47 | 43 | 46 | 42
2026 | 2.32 | 2.29 | 1.96 | 2.2 | 2025-02-01 | 3.4435 | 3.4192 | 3.2332 | 3.4317 | 2025
2027 | 3.33 | 3.3 | 2.99 | 3.09 | 2025-03-01 | 2.6848 | 2.6655 | 2.0537 | 2.7211 | 2025
2028 | 3.51 | 3.49 | 3.34 | 3.27 | 2025-04-01 | 1.9318 | 1.917 | 1.5165 | 1.9378 | 2025
2029 | 4.41 | 4.36 | 4.3 | 4.16 | 2025-05-01 | 2.1744 | 2.1585 | 1.6603 | 2.1166 | 2025
2030 | 5.79 | 5.72 | 5.67 | 5.52 | 2025-06-01 | 2.5624 | 2.5442 | 1.5135 | 2.5327 | 2025
2031 | 6.51 | 6.42 | 6.37 | 6.23 | 2025-07-01 | 2.8296 | 2.8098 | 1.2723 | 2.7603 | 2025
2032 | 6.42 | 6.34 | 6.24 | 6.14 | 2025-08-01 | 2.5406 | 2.5223 | 1.8363 | 2.4552 | 2025
2033 | 6.29 | 6.21 | 6.05 | 6.01 | 2025-09-01 | 2.6151 | 2.5965 | 1.537 | 2.5551 | 2025
2034 | 6.57 | 6.49 | 6.3 | 6.29 | 2025-10-01 | 2.2421 | 2.2255 | 2.181 | 2.2831 | 2025
2035 | 6.87 | 6.78 | 6.54 | 6.58 | 2025-11-01 | 3.0975 | 3.0762 | 2.6906 | 3.0824 | 2025
2036 | 7.17 | 7.08 | 6.79 | 6.88 | 2025-12-01 | 3.0588 | 3.0371 | 2.9402 | 3.0579 | 2025
2037 | 7.36 | 7.26 | 6.95 | 7.07 | 2026-01-01 | 4.2351 | 4.2065 | 2.2547 | 4.1929 | 2026
2038 | 7.48 | 7.38 | 7 | 7.19 | 2026-02-01 | 1.7319 | 1.7179 | 1.6646 | 1.744 | 2026
2039 | 7.73 | 7.63 | 7.23 | 7.44 | 2026-03-01 | 1.3282 | 1.317 | 1.3849 | 1.3482 | 2026
2040 | 8.02 | 7.9 | 7.46 | 7.71 | 2026-04-01 | 1.3613 | 1.1582 | 1.4131 | 1.2678 | 2026
2041 | 8.24 | 8.12 | 7.59 | 7.93 | 2026-05-01 | 1.1818 | 1.1731 | 1.1815 | 1.1366 | 2026
2042 | 8.6 | 8.47 | 7.87 | 8.29 | 2026-06-01 | 1.423 | 1.4128 | 1.2958 | 1.331 | 2026
2043 | 8.94 | 8.8 | 8.11 | 8.62 | 2026-07-01 | 2.1106 | 2.096 | 1.7109 | 1.9668 | 2026
2044 | 9.31 | 9.17 | 8.43 | 8.99 | 2026-08-01 | 2.3126 | 2.2967 | 1.83 | 2.1441 | 2026
2045 | 9.73 | 9.58 | 8.74 | 9.4 | 2026-09-01 | 2.2258 | 2.2105 | 1.9097 | 2.0653 | 2026
[5 empty] | 2026-10-01 | 2.3867 | 2.3703 | 2.0647 | 2.2569 | 2026
[5 empty] | 2026-11-01 | 3.0729 | 3.0522 | 2.7178 | 2.8401 | 2026
[5 empty] | 2026-12-01 | 4.5166 | 4.4866 | 4.0849 | 4.1038 | 2026
[5 empty] | 2027-01-01 | 4.9994 | 4.9663 | 4.602 | 4.7429 | 2027
[5 empty] | 2027-02-01 | 4.5011 | 4.4712 | 4.133 | 4.2595 | 2027
[5 empty] | 2027-03-01 | 2.7675 | 2.7487 | 2.5381 | 2.5566 | 2027
[5 empty] | 2027-04-01 | 2.3027 | 2.2869 | 2.0076 | 2.1633 | 2027
[5 empty] | 2027-05-01 | 2.2042 | 2.189 | 1.8896 | 2.0904 | 2027
[5 empty] | 2027-06-01 | 2.3965 | 2.3801 | 2.0434 | 2.2799 | 2027
[5 empty] | 2027-07-01 | 3.0583 | 3.0376 | 2.5418 | 2.8613 | 2027
[5 empty] | 2027-08-01 | 3.121 | 3.0999 | 2.638 | 2.9156 | 2027
[5 empty] | 2027-09-01 | 3.0746 | 3.0538 | 2.5963 | 2.7643 | 2027
[5 empty] | 2027-10-01 | 2.9516 | 2.9316 | 2.6074 | 2.809 | 2027
[5 empty] | 2027-11-01 | 3.545 | 3.5212 | 3.3248 | 3.1899 | 2027
[5 empty] | 2027-12-01 | 4.9884 | 4.9554 | 4.9724 | 4.4558 | 2027
Official Forward Price Curve Forecast dated Mar 31, 2026 |  |  |  |  | 2028-01-01 | 5.5251 | 5.4887 | 5.3426 | 5.2231 | 2028
[5 empty] | 2028-02-01 | 4.8072 | 4.7754 | 4.7604 | 4.5186 | 2028
[5 empty] | 2028-03-01 | 2.9404 | 2.9205 | 2.7307 | 2.8457 | 2028
[5 empty] | 2028-04-01 | 2.5098 | 2.4926 | 2.4097 | 2.3713 | 2028
[5 empty] | 2028-05-01 | 2.4368 | 2.4201 | 2.1923 | 2.307 | 2028
[5 empty] | 2028-06-01 | 2.6083 | 2.5905 | 2.3887 | 2.4734 | 2028
[5 empty] | 2028-07-01 | 3.2435 | 3.2216 | 2.9074 | 2.9759 | 2028
[5 empty] | 2028-08-01 | 3.3072 | 3.285 | 2.9763 | 3.0387 | 2028
[5 empty] | 2028-09-01 | 3.2608 | 3.2388 | 2.9616 | 3.0131 | 2028
[5 empty] | 2028-10-01 | 3.0465 | 3.0259 | 2.8379 | 2.9201 | 2028
[5 empty] | 2028-11-01 | 3.4715 | 3.4482 | 3.4419 | 3.1678 | 2028
[5 empty] | 2028-12-01 | 5.0139 | 4.9807 | 5.1567 | 4.3854 | 2028
[5 empty] | 2029-01-01 | 5.3909 | 5.3553 | 5.3797 | 5.0407 | 2029
[5 empty] | 2029-02-01 | 4.6649 | 4.634 | 4.7526 | 4.3784 | 2029
[5 empty] | 2029-03-01 | 2.7603 | 2.7415 | 2.9598 | 2.7311 | 2029
[5 empty] | 2029-04-01 | 2.4062 | 2.3897 | 2.2754 | 2.3673 | 2029
[5 empty] | 2029-05-01 | 3.9399 | 3.8931 | 3.6265 | 3.7874 | 2029
[5 empty] | 2029-06-01 | 4.0736 | 4.0265 | 3.7404 | 3.9166 | 2029
[5 empty] | 2029-07-01 | 4.685 | 4.6343 | 4.3326 | 4.3957 | 2029
[5 empty] | 2029-08-01 | 4.755 | 4.7038 | 4.4632 | 4.4646 | 2029
[5 empty] | 2029-09-01 | 4.7237 | 4.6724 | 4.4828 | 4.4539 | 2029
[5 empty] | 2029-10-01 | 4.6331 | 4.5808 | 4.5092 | 4.4828 | 2029
[5 empty] | 2029-11-01 | 4.9567 | 4.9037 | 4.9427 | 4.6306 | 2029
[5 empty] | 2029-12-01 | 5.8913 | 5.8406 | 6.0845 | 5.2496 | 2029
[5 empty] | 2030-01-01 | 6.192 | 6.1404 | 6.2985 | 5.8297 | 2030
[5 empty] | 2030-02-01 | 5.7516 | 5.699 | 5.7958 | 5.4487 | 2030
[5 empty] | 2030-03-01 | 4.4071 | 4.3555 | 4.4566 | 4.3532 | 2030
[5 empty] | 2030-04-01 | 4.19 | 4.1378 | 3.9511 | 4.1242 | 2030
[5 empty] | 2030-05-01 | 5.4429 | 5.3661 | 5.0607 | 5.2678 | 2030
[5 empty] | 2030-06-01 | 5.539 | 5.4625 | 5.0921 | 5.3599 | 2030
[5 empty] | 2030-07-01 | 6.1264 | 6.0469 | 5.7578 | 5.8154 | 2030
[5 empty] | 2030-08-01 | 6.2027 | 6.1226 | 5.9501 | 5.8905 | 2030
[5 empty] | 2030-09-01 | 6.1865 | 6.106 | 6.004 | 5.8947 | 2030
[5 empty] | 2030-10-01 | 6.2197 | 6.1357 | 6.1805 | 6.0454 | 2030
[5 empty] | 2030-11-01 | 6.4419 | 6.3592 | 6.4434 | 6.0935 | 2030
[5 empty] | 2030-12-01 | 6.7687 | 6.7004 | 7.0123 | 6.1138 | 2030
[5 empty] | 2031-01-01 | 6.9931 | 6.9255 | 7.2173 | 6.6188 | 2031
[5 empty] | 2031-02-01 | 6.8385 | 6.764 | 6.8391 | 6.5192 | 2031
[5 empty] | 2031-03-01 | 6.0541 | 5.9694 | 5.9535 | 5.9753 | 2031
[5 empty] | 2031-04-01 | 5.9739 | 5.886 | 5.6266 | 5.8812 | 2031
[5 empty] | 2031-05-01 | 5.9889 | 5.9012 | 5.5729 | 5.8055 | 2031
[5 empty] | 2031-06-01 | 6.0595 | 5.9727 | 5.6064 | 5.8726 | 2031
[5 empty] | 2031-07-01 | 6.577 | 6.4885 | 6.2186 | 6.2592 | 2031
[5 empty] | 2031-08-01 | 6.6274 | 6.5387 | 6.3784 | 6.3088 | 2031
[5 empty] | 2031-09-01 | 6.5886 | 6.5001 | 6.4174 | 6.2906 | 2031
[5 empty] | 2031-10-01 | 6.5784 | 6.4871 | 6.5437 | 6.3987 | 2031
[5 empty] | 2031-11-01 | 6.7609 | 6.6718 | 6.7617 | 6.4076 | 2031
[5 empty] | 2031-12-01 | 7.0345 | 6.9609 | 7.2523 | 6.3756 | 2031
[5 empty] | 2032-01-01 | 7.2401 | 7.1676 | 7.4635 | 6.862 | 2032
[5 empty] | 2032-02-01 | 6.5064 | 6.4386 | 6.5072 | 6.1922 | 2032
[5 empty] | 2032-03-01 | 5.9746 | 5.8916 | 5.8208 | 5.897 | 2032
[5 empty] | 2032-04-01 | 5.8724 | 5.7866 | 5.4961 | 5.7813 | 2032
[5 empty] | 2032-05-01 | 5.9061 | 5.82 | 5.4556 | 5.724 | 2032
[5 empty] | 2032-06-01 | 5.977 | 5.8919 | 5.4727 | 5.7913 | 2032
[5 empty] | 2032-07-01 | 6.4305 | 6.345 | 6.0431 | 6.1149 | 2032
[5 empty] | 2032-08-01 | 6.5122 | 6.4259 | 6.1795 | 6.1954 | 2032
[5 empty] | 2032-09-01 | 6.5035 | 6.4166 | 6.2233 | 6.2068 | 2032
[5 empty] | 2032-10-01 | 6.4539 | 6.3651 | 6.3555 | 6.2761 | 2032
[5 empty] | 2032-11-01 | 6.652 | 6.5652 | 6.6527 | 6.3004 | 2032
[5 empty] | 2032-12-01 | 7.0164 | 6.9432 | 7.1701 | 6.3578 | 2032
[5 empty] | 2033-01-01 | 6.741 | 6.6784 | 6.8682 | 6.3704 | 2033
[5 empty] | 2033-02-01 | 6.5919 | 6.5225 | 6.5752 | 6.2764 | 2033
[5 empty] | 2033-03-01 | 5.8142 | 5.7343 | 5.5711 | 5.739 | 2033
[5 empty] | 2033-04-01 | 5.7376 | 5.6545 | 5.2875 | 5.6485 | 2033
[5 empty] | 2033-05-01 | 5.7723 | 5.6889 | 5.2842 | 5.5923 | 2033
[5 empty] | 2033-06-01 | 5.8433 | 5.7607 | 5.3069 | 5.6596 | 2033
[5 empty] | 2033-07-01 | 6.2705 | 6.1881 | 5.8797 | 5.9573 | 2033
[5 empty] | 2033-08-01 | 6.4016 | 6.3174 | 6.0134 | 6.0864 | 2033
[5 empty] | 2033-09-01 | 6.4104 | 6.3255 | 6.0638 | 6.1152 | 2033
[5 empty] | 2033-10-01 | 6.437 | 6.3487 | 6.1828 | 6.2595 | 2033
[5 empty] | 2033-11-01 | 6.5386 | 6.4539 | 6.5391 | 6.1886 | 2033
[5 empty] | 2033-12-01 | 6.8805 | 6.81 | 7.0204 | 6.2239 | 2033
[5 empty] | 2034-01-01 | 7.0747 | 7.0055 | 7.2179 | 6.6991 | 2034
[5 empty] | 2034-02-01 | 6.8137 | 6.7398 | 6.7583 | 6.4948 | 2034
[5 empty] | 2034-03-01 | 6.0184 | 5.9344 | 5.7293 | 5.9401 | 2034
[5 empty] | 2034-04-01 | 5.9542 | 5.8667 | 5.4622 | 5.8618 | 2034
[5 empty] | 2034-05-01 | 5.9885 | 5.9007 | 5.4618 | 5.8051 | 2034
[5 empty] | 2034-06-01 | 6.0958 | 6.0083 | 5.4934 | 5.9083 | 2034
[5 empty] | 2034-07-01 | 6.5542 | 6.4661 | 6.1231 | 6.2367 | 2034
[5 empty] | 2034-08-01 | 6.7217 | 6.6311 | 6.3158 | 6.4017 | 2034
[5 empty] | 2034-09-01 | 6.732 | 6.6407 | 6.3664 | 6.432 | 2034
[5 empty] | 2034-10-01 | 6.7494 | 6.6547 | 6.4441 | 6.5671 | 2034
[5 empty] | 2034-11-01 | 6.861 | 6.7699 | 6.8426 | 6.5062 | 2034
[5 empty] | 2034-12-01 | 7.2819 | 7.2034 | 7.4325 | 6.6193 | 2034
[5 empty] | 2035-01-01 | 7.2684 | 7.1952 | 7.3966 | 6.8898 | 2035
[5 empty] | 2035-02-01 | 7.0461 | 6.9675 | 6.9163 | 6.7237 | 2035
[5 empty] | 2035-03-01 | 6.2959 | 6.2064 | 5.9425 | 6.2135 | 2035
[5 empty] | 2035-04-01 | 6.2509 | 6.1575 | 5.6954 | 6.1541 | 2035
[5 empty] | 2035-05-01 | 6.2881 | 6.1944 | 5.7073 | 6.1003 | 2035
[5 empty] | 2035-06-01 | 6.4289 | 6.3347 | 5.7376 | 6.2364 | 2035
[5 empty] | 2035-07-01 | 6.8991 | 6.8041 | 6.3798 | 6.5764 | 2035
[5 empty] | 2035-08-01 | 7.0312 | 6.9345 | 6.6081 | 6.7065 | 2035
[5 empty] | 2035-09-01 | 7.0695 | 6.9713 | 6.6477 | 6.7643 | 2035
[5 empty] | 2035-10-01 | 7.0999 | 6.9982 | 6.6864 | 6.9124 | 2035
[5 empty] | 2035-11-01 | 7.1802 | 7.0827 | 7.0931 | 6.8206 | 2035
[5 empty] | 2035-12-01 | 7.585 | 7.5004 | 7.6259 | 6.9178 | 2035
[5 empty] | 2036-01-01 | 7.7996 | 7.7159 | 7.8404 | 7.4131 | 2036
[5 empty] | 2036-02-01 | 7.1597 | 7.0789 | 6.9743 | 6.8356 | 2036
[5 empty] | 2036-03-01 | 6.6069 | 6.5112 | 6.2376 | 6.5198 | 2036
[5 empty] | 2036-04-01 | 6.5797 | 6.4797 | 5.9576 | 6.4779 | 2036
[5 empty] | 2036-05-01 | 6.6193 | 6.5189 | 5.9792 | 6.4264 | 2036
[5 empty] | 2036-06-01 | 6.7683 | 6.6673 | 6.0109 | 6.5706 | 2036
[5 empty] | 2036-07-01 | 7.2243 | 7.1228 | 6.6332 | 6.8967 | 2036
[5 empty] | 2036-08-01 | 7.3148 | 7.2124 | 6.8756 | 6.9858 | 2036
[5 empty] | 2036-09-01 | 7.3539 | 7.25 | 6.9128 | 7.0444 | 2036
[5 empty] | 2036-10-01 | 7.3942 | 7.2866 | 6.9529 | 7.2022 | 2036
[5 empty] | 2036-11-01 | 7.4438 | 7.341 | 7.2714 | 7.0802 | 2036
[5 empty] | 2036-12-01 | 7.8356 | 7.746 | 7.8426 | 7.1646 | 2036
[5 empty] | 2037-01-01 | 8.0489 | 7.9602 | 8.0549 | 7.6586 | 2037
[5 empty] | 2037-02-01 | 7.5918 | 7.5023 | 7.3465 | 7.2612 | 2037
[5 empty] | 2037-03-01 | 6.7717 | 6.6727 | 6.3929 | 6.6821 | 2037
[5 empty] | 2037-04-01 | 6.718 | 6.6153 | 6.0781 | 6.6142 | 2037
[5 empty] | 2037-05-01 | 6.7585 | 6.6553 | 6.0614 | 6.5635 | 2037
[5 empty] | 2037-06-01 | 6.9088 | 6.805 | 6.0978 | 6.709 | 2037
[5 empty] | 2037-07-01 | 7.3373 | 7.2336 | 6.7194 | 7.008 | 2037
[5 empty] | 2037-08-01 | 7.4496 | 7.3445 | 7.0017 | 7.1186 | 2037
[5 empty] | 2037-09-01 | 7.4938 | 7.3872 | 7.0436 | 7.1822 | 2037
[5 empty] | 2037-10-01 | 7.5368 | 7.4264 | 7.0845 | 7.3427 | 2037
[5 empty] | 2037-11-01 | 7.6531 | 7.5462 | 7.4428 | 7.2864 | 2037
[5 empty] | 2037-12-01 | 8.045 | 7.9512 | 8.0396 | 7.3708 | 2037
[5 empty] | 2038-01-01 | 8.0096 | 7.9216 | 7.7944 | 7.6199 | 2038
[5 empty] | 2038-02-01 | 7.6192 | 7.5292 | 7.3099 | 7.2881 | 2038
[5 empty] | 2038-03-01 | 6.8975 | 6.7961 | 6.5111 | 6.806 | 2038
[5 empty] | 2038-04-01 | 6.8698 | 6.764 | 6.1943 | 6.7636 | 2038
[5 empty] | 2038-05-01 | 6.9111 | 6.8049 | 6.187 | 6.7139 | 2038
[5 empty] | 2038-06-01 | 7.0725 | 6.9655 | 6.2225 | 6.8703 | 2038
[5 empty] | 2038-07-01 | 7.5515 | 7.4435 | 6.8667 | 7.219 | 2038
[5 empty] | 2038-08-01 | 7.634 | 7.5252 | 7.1712 | 7.3002 | 2038
[5 empty] | 2038-09-01 | 7.6755 | 7.5652 | 7.2142 | 7.3612 | 2038
[5 empty] | 2038-10-01 | 7.7195 | 7.6055 | 7.2562 | 7.5226 | 2038
[5 empty] | 2038-11-01 | 7.7684 | 7.6591 | 7.4872 | 7.3999 | 2038
[5 empty] | 2038-12-01 | 8.0819 | 7.9874 | 7.8171 | 7.4072 | 2038
[5 empty] | 2039-01-01 | 8.3384 | 8.2438 | 8.0283 | 7.9437 | 2039
[5 empty] | 2039-02-01 | 7.9198 | 7.8238 | 7.5861 | 7.5842 | 2039
[5 empty] | 2039-03-01 | 7.1455 | 7.0391 | 6.7459 | 7.0502 | 2039
[5 empty] | 2039-04-01 | 7.086 | 6.9759 | 6.3924 | 6.9766 | 2039
[5 empty] | 2039-05-01 | 7.1281 | 7.0176 | 6.4216 | 6.9276 | 2039
[5 empty] | 2039-06-01 | 7.3333 | 7.221 | 6.4601 | 7.1271 | 2039
[5 empty] | 2039-07-01 | 7.8298 | 7.7162 | 7.118 | 7.4931 | 2039
[5 empty] | 2039-08-01 | 7.9052 | 7.791 | 7.3952 | 7.5673 | 2039
[5 empty] | 2039-09-01 | 7.9148 | 7.7998 | 7.4396 | 7.5969 | 2039
[5 empty] | 2039-10-01 | 7.9602 | 7.8413 | 7.4814 | 7.7597 | 2039
[5 empty] | 2039-11-01 | 8.0103 | 7.8962 | 7.6841 | 7.6382 | 2039
[5 empty] | 2039-12-01 | 8.2427 | 8.145 | 7.9849 | 7.5656 | 2039
[5 empty] | 2040-01-01 | 8.5114 | 8.4135 | 8.2007 | 8.1142 | 2040
[5 empty] | 2040-02-01 | 7.9613 | 7.8645 | 7.6042 | 7.6251 | 2040
[5 empty] | 2040-03-01 | 7.3768 | 7.2657 | 6.9646 | 7.2781 | 2040
[5 empty] | 2040-04-01 | 7.3456 | 7.2303 | 6.6372 | 7.2323 | 2040
[5 empty] | 2040-05-01 | 7.3893 | 7.2736 | 6.5566 | 7.1848 | 2040
[5 empty] | 2040-06-01 | 7.6373 | 7.5189 | 6.6417 | 7.4266 | 2040
[5 empty] | 2040-07-01 | 8.1445 | 8.0246 | 7.3332 | 7.803 | 2040
[5 empty] | 2040-08-01 | 8.2239 | 8.1032 | 7.7006 | 7.8812 | 2040
[5 empty] | 2040-09-01 | 8.2401 | 8.1186 | 7.7468 | 7.9173 | 2040
[5 empty] | 2040-10-01 | 8.2874 | 8.162 | 7.7917 | 8.082 | 2040
[5 empty] | 2040-11-01 | 8.3398 | 8.2191 | 7.9861 | 7.9627 | 2040
[5 empty] | 2040-12-01 | 8.7246 | 8.6172 | 8.3564 | 8.0402 | 2040
[5 empty] | 2041-01-01 | 8.6216 | 8.5214 | 8.2789 | 8.2227 | 2041
[5 empty] | 2041-02-01 | 8.4185 | 8.3124 | 8.0137 | 8.0754 | 2041
[5 empty] | 2041-03-01 | 7.5937 | 7.4783 | 7.1218 | 7.4917 | 2041
[5 empty] | 2041-04-01 | 7.6011 | 7.4807 | 6.8242 | 7.4839 | 2041
[5 empty] | 2041-05-01 | 7.6467 | 7.5258 | 6.6906 | 7.4384 | 2041
[5 empty] | 2041-06-01 | 7.8733 | 7.7502 | 6.7308 | 7.659 | 2041
[5 empty] | 2041-07-01 | 8.383 | 8.2584 | 7.4537 | 8.038 | 2041
[5 empty] | 2041-08-01 | 8.4568 | 8.3316 | 7.7781 | 8.1106 | 2041
[5 empty] | 2041-09-01 | 8.4494 | 8.3237 | 7.8248 | 8.1234 | 2041
[5 empty] | 2041-10-01 | 8.471 | 8.3419 | 7.8616 | 8.2628 | 2041
[5 empty] | 2041-11-01 | 8.5212 | 8.3969 | 8.055 | 8.1414 | 2041
[5 empty] | 2041-12-01 | 8.7909 | 8.6822 | 8.3899 | 8.1055 | 2041
[5 empty] | 2042-01-01 | 9.0301 | 8.9217 | 8.6168 | 8.625 | 2042
[5 empty] | 2042-02-01 | 8.6977 | 8.5861 | 8.2214 | 8.3504 | 2042
[5 empty] | 2042-03-01 | 7.8809 | 7.7598 | 7.3601 | 7.7746 | 2042
[5 empty] | 2042-04-01 | 7.919 | 7.7922 | 7.0339 | 7.797 | 2042
[5 empty] | 2042-05-01 | 7.966 | 7.8387 | 6.9199 | 7.7529 | 2042
[5 empty] | 2042-06-01 | 8.179 | 8.0497 | 7.0095 | 7.9601 | 2042
[5 empty] | 2042-07-01 | 8.75 | 8.618 | 7.6446 | 8.3994 | 2042
[5 empty] | 2042-08-01 | 8.8056 | 8.6734 | 8.0738 | 8.4542 | 2042
[5 empty] | 2042-09-01 | 8.828 | 8.6948 | 8.1222 | 8.4964 | 2042
[5 empty] | 2042-10-01 | 8.8788 | 8.7415 | 8.1694 | 8.6644 | 2042
[5 empty] | 2042-11-01 | 8.9398 | 8.8072 | 8.4525 | 8.5537 | 2042
[5 empty] | 2042-12-01 | 9.2995 | 9.1807 | 8.7959 | 8.6064 | 2042
[5 empty] | 2043-01-01 | 9.2315 | 9.1192 | 8.8234 | 8.8234 | 2043
[5 empty] | 2043-02-01 | 9.0781 | 8.959 | 8.5824 | 8.7251 | 2043
[5 empty] | 2043-03-01 | 8.3448 | 8.2143 | 7.6789 | 8.2314 | 2043
[5 empty] | 2043-04-01 | 8.3245 | 8.1896 | 7.3422 | 8.1964 | 2043
[5 empty] | 2043-05-01 | 8.3739 | 8.2384 | 7.0213 | 8.1546 | 2043
[5 empty] | 2043-06-01 | 8.5699 | 8.4329 | 7.1123 | 8.3451 | 2043
[5 empty] | 2043-07-01 | 9.0916 | 8.9528 | 7.9156 | 8.7359 | 2043
[5 empty] | 2043-08-01 | 9.1512 | 9.0121 | 8.3394 | 8.7946 | 2043
[5 empty] | 2043-09-01 | 9.1422 | 9.0026 | 8.3895 | 8.8058 | 2043
[5 empty] | 2043-10-01 | 9.1947 | 9.0511 | 8.4161 | 8.9756 | 2043
[5 empty] | 2043-11-01 | 9.2509 | 9.112 | 8.7474 | 8.8601 | 2043
[5 empty] | 2043-12-01 | 9.4902 | 9.3675 | 8.9787 | 8.7943 | 2043
[5 empty] | 2044-01-01 | 9.7484 | 9.6256 | 9.2214 | 9.3325 | 2044
[5 empty] | 2044-02-01 | 9.2085 | 9.0867 | 8.6509 | 8.8535 | 2044
[5 empty] | 2044-03-01 | 8.7223 | 8.5843 | 8.025 | 8.6033 | 2044
[5 empty] | 2044-04-01 | 8.6918 | 8.5496 | 7.6322 | 8.5582 | 2044
[5 empty] | 2044-05-01 | 8.7434 | 8.6005 | 7.364 | 8.5185 | 2044
[5 empty] | 2044-06-01 | 8.9485 | 8.8039 | 7.4082 | 8.718 | 2044
[5 empty] | 2044-07-01 | 9.4906 | 9.3438 | 8.2753 | 9.1288 | 2044
[5 empty] | 2044-08-01 | 9.5479 | 9.4009 | 8.6512 | 9.1853 | 2044
[5 empty] | 2044-09-01 | 9.5346 | 9.3871 | 8.7031 | 9.1923 | 2044
[5 empty] | 2044-10-01 | 9.5784 | 9.4271 | 8.7369 | 9.3535 | 2044
[5 empty] | 2044-11-01 | 9.6369 | 9.4903 | 9.1136 | 9.2403 | 2044
[5 empty] | 2044-12-01 | 9.8519 | 9.722 | 9.319 | 9.1505 | 2044
[5 empty] | 2045-01-01 | 10.1298 | 9.9995 | 9.5801 | 9.7081 | 2045
[5 empty] | 2045-02-01 | 9.8046 | 9.6708 | 9.2387 | 9.4406 | 2045
[5 empty] | 2045-03-01 | 9.1074 | 8.9617 | 8.3826 | 8.9826 | 2045
[5 empty] | 2045-04-01 | 9.089 | 8.9388 | 7.8782 | 8.9493 | 2045
[5 empty] | 2045-05-01 | 9.1428 | 8.992 | 7.6249 | 8.912 | 2045
[5 empty] | 2045-06-01 | 9.3481 | 9.1956 | 7.6182 | 9.1117 | 2045
[5 empty] | 2045-07-01 | 9.8677 | 9.7134 | 8.4936 | 9.5003 | 2045
[5 empty] | 2045-08-01 | 9.9273 | 9.7727 | 8.9101 | 9.559 | 2045
[5 empty] | 2045-09-01 | 9.9159 | 9.7608 | 8.9635 | 9.5678 | 2045
[5 empty] | 2045-10-01 | 9.9727 | 9.8137 | 9.0156 | 9.7419 | 2045
[5 empty] | 2045-11-01 | 10.0338 | 9.8792 | 9.4528 | 9.6311 | 2045
[5 empty] | 2045-12-01 | 10.3694 | 10.2291 | 9.7418 | 9.6602 | 2045
[5 empty] | 2046-01-01 | 10.215 | 10.0829 | 9.5996 | 9.7921 | 2046
[5 empty] | 2046-02-01 | 10.0014 | 9.8638 | 9.4069 | 9.6345 | 2046
[5 empty] | 2046-03-01 | 9.3097 | 9.1599 | 8.5777 | 9.1818 | 2046
[5 empty] | 2046-04-01 | 9.3104 | 9.1558 | 8.0527 | 9.1674 | 2046
[5 empty] | 2046-05-01 | 9.3656 | 9.2103 | 7.7965 | 9.1313 | 2046
[5 empty] | 2046-06-01 | 9.54 | 9.3836 | 7.8433 | 9.3006 | 2046
[5 empty] | 2046-07-01 | 10.1087 | 9.9495 | 8.6802 | 9.7376 | 2046
[5 empty] | 2046-08-01 | 10.1698 | 10.0103 | 9.1289 | 9.7978 | 2046
[5 empty] | 2046-09-01 | 10.1442 | 9.9845 | 9.1837 | 9.7927 | 2046
[5 empty] | 2046-10-01 | 10.1651 | 10.0021 | 9.1885 | 9.9313 | 2046
[5 empty] | 2046-11-01 | 10.2254 | 10.067 | 9.6199 | 9.8199 | 2046
[5 empty] | 2046-12-01 | 10.4142 | 10.273 | 9.7999 | 9.7043 | 2046
[5 empty] | 2047-01-01 | 10.7078 | 10.5659 | 10.0746 | 10.2775 | 2047
[5 empty] | 2047-02-01 | 10.3567 | 10.212 | 9.7421 | 9.9844 | 2047
[5 empty] | 2047-03-01 | 9.6253 | 9.4692 | 8.836 | 9.4927 | 2047
[5 empty] | 2047-04-01 | 9.6365 | 9.4754 | 8.1431 | 9.4886 | 2047
[5 empty] | 2047-05-01 | 9.6938 | 9.532 | 7.9803 | 9.4546 | 2047
[5 empty] | 2047-06-01 | 9.8785 | 9.7153 | 8.0282 | 9.634 | 2047
[5 empty] | 2047-07-01 | 10.4687 | 10.3023 | 8.9392 | 10.0922 | 2047
[5 empty] | 2047-08-01 | 10.5319 | 10.3652 | 9.4138 | 10.1545 | 2047
[5 empty] | 2047-09-01 | 10.4836 | 10.3171 | 9.4703 | 10.1269 | 2047
[5 empty] | 2047-10-01 | 10.5251 | 10.3549 | 9.5254 | 10.2859 | 2047
[5 empty] | 2047-11-01 | 10.5874 | 10.4219 | 9.9616 | 10.1765 | 2047
[5 empty] | 2047-12-01 | 10.7933 | 10.6446 | 10.1573 | 10.0777 | 2047
[5 empty] | 2048-01-01 | 11.1118 | 10.9618 | 10.4422 | 10.6754 | 2048
[5 empty] | 2048-02-01 | 10.541 | 10.3925 | 9.8062 | 10.1659 | 2048
[5 empty] | 2048-03-01 | 10.0558 | 9.8911 | 9.1599 | 9.9167 | 2048
[5 empty] | 2048-04-01 | 10.0717 | 9.902 | 8.4289 | 9.9173 | 2048
[5 empty] | 2048-05-01 | 10.1319 | 9.9613 | 8.3626 | 9.8861 | 2048
[5 empty] | 2048-06-01 | 10.3516 | 10.1789 | 8.4127 | 10.1 | 2048
[5 empty] | 2048-07-01 | 10.9708 | 10.7944 | 9.3521 | 10.5867 | 2048
[5 empty] | 2048-08-01 | 11.037 | 10.8602 | 9.8829 | 10.652 | 2048
[5 empty] | 2048-09-01 | 11.0602 | 10.8822 | 9.9423 | 10.6949 | 2048
[5 empty] | 2048-10-01 | 11.1237 | 10.9415 | 10.0321 | 10.8755 | 2048
[5 empty] | 2048-11-01 | 11.1915 | 11.0138 | 10.5333 | 10.7714 | 2048
[5 empty] | 2048-12-01 | 11.498 | 11.3352 | 10.8072 | 10.7719 | 2048
[5 empty] | 2049-01-01 | 11.514 | 11.3559 | 10.6973 | 11.0714 | 2049
[5 empty] | 2049-02-01 | 11.2394 | 11.077 | 10.3965 | 10.8538 | 2049
[5 empty] | 2049-03-01 | 10.5777 | 10.4026 | 9.5542 | 10.4307 | 2049
[5 empty] | 2049-04-01 | 10.5623 | 10.3827 | 8.788 | 10.4005 | 2049
[5 empty] | 2049-05-01 | 10.6249 | 10.4444 | 8.7253 | 10.3717 | 2049
[5 empty] | 2049-06-01 | 10.8298 | 10.6476 | 8.7777 | 10.5709 | 2049
[5 empty] | 2049-07-01 | 11.3378 | 11.1541 | 9.6822 | 10.9482 | 2049
[5 empty] | 2049-08-01 | 11.4064 | 11.2221 | 10.2346 | 11.0158 | 2049
[5 empty] | 2049-09-01 | 11.4001 | 11.2153 | 10.2961 | 11.0296 | 2049
[5 empty] | 2049-10-01 | 11.4655 | 11.2766 | 10.3559 | 11.2122 | 2049
[5 empty] | 2049-11-01 | 11.4976 | 11.3139 | 10.8215 | 11.073 | 2049
[5 empty] | 2049-12-01 | 11.725 | 11.5576 | 11.0378 | 10.9954 | 2049
[5 empty] | 2050-01-01 | 11.7674 | 11.6044 | 10.9325 | 11.3211 | 2050
[5 empty] | 2050-02-01 | 11.4869 | 11.3196 | 10.6249 | 11.0976 | 2050
[5 empty] | 2050-03-01 | 10.8107 | 10.6309 | 9.7642 | 10.6602 | 2050
[5 empty] | 2050-04-01 | 10.795 | 10.6107 | 8.9811 | 10.6296 | 2050
[5 empty] | 2050-05-01 | 10.8589 | 10.6737 | 8.917 | 10.6021 | 2050
[5 empty] | 2050-06-01 | 11.0684 | 10.8813 | 8.9705 | 10.8059 | 2050
[5 empty] | 2050-07-01 | 11.5875 | 11.3988 | 9.895 | 11.1942 | 2050
[5 empty] | 2050-08-01 | 11.6575 | 11.4683 | 10.4596 | 11.2631 | 2050
[5 empty] | 2050-09-01 | 11.6511 | 11.4614 | 10.5224 | 11.2769 | 2050
[5 empty] | 2050-10-01 | 11.718 | 11.524 | 10.5834 | 11.4609 | 2050
[5 empty] | 2050-11-01 | 11.7509 | 11.562 | 11.0594 | 11.3224 | 2050
[5 empty] | 2050-12-01 | 11.9831 | 11.8106 | 11.2804 | 11.2496 | 2050
[5 empty] | 2051-01-01 | 12.0384 | 11.8699 | 11.1836 | 11.5879 | 2051
[5 empty] | 2051-02-01 | 11.7514 | 11.5787 | 10.8691 | 11.3581 | 2051
[5 empty] | 2051-03-01 | 11.0596 | 10.8748 | 9.9886 | 10.9053 | 2051
[5 empty] | 2051-04-01 | 11.0435 | 10.8542 | 9.1874 | 10.8744 | 2051
[5 empty] | 2051-05-01 | 11.1089 | 10.9187 | 9.1219 | 10.8483 | 2051
[5 empty] | 2051-06-01 | 11.3231 | 11.131 | 9.1766 | 11.0569 | 2051
[5 empty] | 2051-07-01 | 11.8543 | 11.6602 | 10.1223 | 11.4569 | 2051
[5 empty] | 2051-08-01 | 11.9259 | 11.7313 | 10.6999 | 11.5274 | 2051
[5 empty] | 2051-09-01 | 11.9194 | 11.7242 | 10.7641 | 11.5411 | 2051
[5 empty] | 2051-10-01 | 11.9877 | 11.7884 | 10.8266 | 11.7265 | 2051
[5 empty] | 2051-11-01 | 12.0214 | 11.8271 | 11.3135 | 11.5888 | 2051
[5 empty] | 2051-12-01 | 12.259 | 12.0809 | 11.5395 | 11.5213 | 2051
[5 empty] | 2052-01-01 | 12.3155 | 12.1415 | 11.4406 | 11.8609 | 2052
[5 empty] | 2052-02-01 | 12.0219 | 11.8439 | 11.1187 | 11.6245 | 2052
[5 empty] | 2052-03-01 | 11.3142 | 11.1244 | 10.218 | 11.1561 | 2052
[5 empty] | 2052-04-01 | 11.2977 | 11.1034 | 9.3984 | 11.1248 | 2052
[5 empty] | 2052-05-01 | 11.3646 | 11.1693 | 9.3314 | 11.1002 | 2052
[5 empty] | 2052-06-01 | 11.5839 | 11.3865 | 9.3875 | 11.3137 | 2052
[5 empty] | 2052-07-01 | 12.1272 | 11.9277 | 10.3548 | 11.7257 | 2052
[5 empty] | 2052-08-01 | 12.2005 | 12.0004 | 10.9457 | 11.7979 | 2052
[5 empty] | 2052-09-01 | 12.1938 | 11.9932 | 11.0114 | 11.8113 | 2052
[5 empty] | 2052-10-01 | 12.2638 | 12.0588 | 11.0753 | 11.9984 | 2052
[5 empty] | 2052-11-01 | 12.2981 | 12.0983 | 11.5735 | 11.8614 | 2052
[5 empty] | 2052-12-01 | 12.5412 | 12.3575 | 11.8047 | 11.7993 | 2052
[5 empty] | 2053-01-01 | 12.5991 | 12.4193 | 11.7035 | 12.1402 | 2053
[5 empty] | 2053-02-01 | 12.2987 | 12.1151 | 11.3743 | 11.8971 | 2053
[5 empty] | 2053-03-01 | 11.5747 | 11.3797 | 10.4528 | 11.4127 | 2053
[5 empty] | 2053-04-01 | 11.5578 | 11.3583 | 9.6144 | 11.381 | 2053
[5 empty] | 2053-05-01 | 11.6262 | 11.4258 | 9.5458 | 11.3579 | 2053
[5 empty] | 2053-06-01 | 11.8505 | 11.6479 | 9.6031 | 11.5763 | 2053
[5 empty] | 2053-07-01 | 12.4064 | 12.2013 | 10.5927 | 12.0007 | 2053
[5 empty] | 2053-08-01 | 12.4813 | 12.2756 | 11.1973 | 12.0745 | 2053
[5 empty] | 2053-09-01 | 12.4745 | 12.2683 | 11.2644 | 12.0878 | 2053
[5 empty] | 2053-10-01 | 12.5461 | 12.3355 | 11.3299 | 12.2765 | 2053
[5 empty] | 2053-11-01 | 12.5812 | 12.3758 | 11.8394 | 12.1402 | 2053
[5 empty] | 2053-12-01 | 12.8299 | 12.6404 | 12.0759 | 12.0836 | 2053
[5 empty] | 0 | #N/A | #N/A | #N/A | #N/A | 1900
Note on H5: PacifiCorp: Date that deal is evaluated.

## Table 5
[8 empty] | Corrected for missing one day data from ST due to stiching in PLEXOS | [13 empty] | laST Plexos Model Year |  | 2045
| Table 5 | [9 empty] | Study_Name:
| QF - Sch37 - UT - Thermal - 10.0 MW and 100.0% CF | [7 empty] | 2026-06-01 |  | QF - Sch37 - UT - Thermal |  |  |  | 15 Year Starting 2028 | 15 Year Starting 2027 | 15 Year Starting 2026
| June 2026 through May 2046 | [6 empty] | Start | 2026-06-01 |  | Resource Capacity |  | start |  | 37 | 25 | 13
| Nominal Avoided Costs Calculated Monthly | [6 empty] | End | 2046-05-01 |  | 10 | MW | end |  | 216 | 204 | 192
15 Year Starting 2028 |  | 40947557.2915 | 9031019.4904 | 49978576.7819 | 857205.116 | 58.3041 | [15 empty] | Resource type
15 Year Starting 2027 |  | 39135718.1873 | 7572318.7149 | 46708036.9022 | 857164.4843 | 54.4913 |  |  |  |  | 100% | CF | [9 empty] | NonSolar | Solar
| Nominal NPV at 6.33% Discount Rate | [6 empty] | Discount Rate - 2025 IRP | [13 empty] | TH_QF_UTN_QF_Sch37_UT
15 Year Starting 2026 |  | 37206658.696 | 6381585.1881 | 43588243.8841 | 842717.8875 | 51.7234 |  | 6.33% | 0.5128%
|  | Energy | Capacity $ | Total | Total | AC Price | [10 empty] | Summer | Summer |  |  | Inflation | Degradation for Adj beyond 2046
| Month | Avoided $ | 100.0% CF | Dollars | MWH | 100.0% CF | Offset | Year | Date Test | Offset |  |  |  | Total | energy | capacity | Energy | Capacity | -
| 2026-01-01 | [5 empty] | 1 | 2026 |  | 869 | Total Net Power Cost ($ 000) | [7 empty] | - |  | 2.22% | 0%
| 2026-02-01 | [5 empty] | 2 | 2026 |  | 1186 | TH_QF_UTN_QF_Sch37_UT | [7 empty] | - |  | 2.22% | 0%
| 2026-03-01 | [5 empty] | 3 | 2026 | [10 empty] | - |  | 2.22% | 0%
| 2026-04-01 | [5 empty] | 4 | 2026 |  | 2026 | 1131717.7129 | 0 | 51360 | 22.035 | 22.035 | 0 | 480816.5744 | 0 | - | 1131717.7129 | 2.22% | 0%
| 2026-05-01 | [5 empty] | 5 | 2026 |  | 2027 | 2390299.743 | 0 | 87600 | 27.2865 | 27.2865 | 0 | 1015472.5382 | 0 | Summer | 2390299.743 | 2.22% | 0%
| 2026-06-01 | 93744.6814 | 0 | 93744.6814 | 7200 | 13.0201 | 6 | 2026 | 2026-06-01 | 2028 | 2658267.504 | 0 | 87840 | 30.2626 | 30.2626 | 0 | 1022502.8775 | 0 | Summer | 2658267.504 | 2.22% | 0%
| 2026-07-01 | 178950.2615 | 0 | 178950.2615 | 7440 | 24.0525 | 7 | 2026 | 2026-07-01 | 2029 | 3204165.4981 | 0 | 87600 | 36.5772 | 36.5772 | 0 | 1356519.2721 | 0 | Summer | 3204165.4981 | 2.22% | 0%
| 2026-08-01 | 208121.6315 | 0 | 208121.6315 | 7440 | 27.9733 | 8 | 2026 | 2026-08-01 | 2030 | 4212255.0013 | 0 | 87600 | 48.0851 | 48.0851 | 0 | 1524511.5003 | 0 | Summer | 4212255.0013 | 2.22% | 0%
| 2026-09-01 | 162166.4683 | 0 | 162166.4683 | 7200 | 22.5231 | 9 | 2026 | 2026-09-01 | 2031 | 5312013.2747 | 0 | 87600 | 60.6394 | 60.6394 | 0 | 2033169.4349 | 0 | Winter | 5312013.2747 | 2.22% | 0%
| 2026-10-01 | 123367.6307 | 0 | 123367.6307 | 7440 | 16.5817 | 10 | 2026 | 2026-10-01 | 2032 | 5407159.7794 | 0 | 87840 | 61.5569 | 61.5569 | 0 | 2033369.8441 | 0 | Winter | 5407159.7794 | 2.22% | 0%
| 2026-11-01 | 164736.6711 | 0 | 164736.6711 | 7200 | 22.8801 | 11 | 2026 | 2026-11-01 | 2033 | 5307010.0062 | 0 | 87600 | 60.5823 | 60.5823 | 0 | 1967498.9855 | 0 | Winter | 5307010.0062 | 2.22% | 0%
| 2026-12-01 | 200630.3684 | 0 | 200630.3684 | 7440 | 26.9664 | 12 | 2026 | 2026-12-01 | 2034 | 5736849.1077 | 0 | 87600 | 65.4891 | 65.4891 | 0 | 2157332.0115 | 0 | Winter | 5736849.1077 | 2.22% | 0%
| 2027-01-01 | 227206.9286 | 0 | 227206.9286 | 7440 | 30.5386 | 14 | 2027 | 2027-01-01 | 2035 | 3532522.7949 | 2050051.2821 | 87600 | 63.728 | 40.3256 | 23.4024 | 1158749.618 | 683350.4274 | Winter | 5582574.077 | 2.22% | 0%
| 2027-02-01 | 194772.1561 | 0 | 194772.1561 | 6720 | 28.984 | 15 | 2027 | 2027-02-01 | 2036 | 3642697.5648 | 2095487.1795 | 87840 | 65.3254 | 41.4697 | 23.8557 | 1186952.5766 | 698495.7265 | Winter | 5738184.7443 | 2.22% | 0%
| 2027-03-01 | 122209.7762 | 0 | 122209.7762 | 7440 | 16.426 | 16 | 2027 | 2027-03-01 | 2037 | 3755102.0851 | 2142051.2821 | 87600 | 67.3191 | 42.8665 | 24.4526 | 1207183.4439 | 714017.094 | Winter | 5897153.3672 | 2.22% | 0%
| 2027-04-01 | 98142.0888 | 0 | 98142.0888 | 7200 | 13.6308 | 17 | 2027 | 2027-04-01 | 2038 | 3837404.1978 | 2189641.0256 | 87600 | 68.8019 | 43.806 | 24.9959 | 1241946.2554 | 729880.3419 | Winter | 6027045.2235 | 2.22% | 0%
| 2027-05-01 | 132376.5066 | 0 | 132376.5066 | 7440 | 17.7925 | 18 | 2027 | 2027-05-01 | 2039 | 3953253.6131 | 2238256.4103 | 87600 | 70.6793 | 45.1285 | 25.5509 | 1285869.3481 | 746085.4701 | Summer | 6191510.0234 | 2.22% | 0%
| 2027-06-01 | 134723.3998 | 0 | 134723.3998 | 7200 | 18.7116 | 19 | 2027 | 2027-06-01 | 2040 | 4101584.4837 | 2287897.4359 | 87840 | 72.74 | 46.6938 | 26.0462 | 1331340.5517 | 762632.4786 | Summer | 6389481.9196 | 2.22% | 0%
| 2027-07-01 | 493334.7195 | 0 | 493334.7195 | 7440 | 66.3084 | 20 | 2027 | 2027-07-01 | 2041 | 4206383.9214 | 2338666.6667 | 87600 | 74.7152 | 48.0181 | 26.6971 | 1362977.6407 | 779555.5556 | Summer | 6545050.588 | 2.22% | 0%
| 2027-08-01 | 255037.9124 | 0 | 255037.9124 | 7440 | 34.2793 | 21 | 2027 | 2027-08-01 | 2042 | 4375231.8374 | 2390564.1026 | 87600 | 77.2351 | 49.9456 | 27.2895 | 1405822.6114 | 796854.7009 | Summer | 6765795.94 | 2.22% | 0%
| 2027-09-01 | 188368.9185 | 0 | 188368.9185 | 7200 | 26.1623 | 22 | 2027 | 2027-09-01 | 2043 | 4554640.577 | 2443692.3077 | 87600 | 79.8896 | 51.9936 | 27.896 | 1475463.4578 | 814564.1026 | Winter | 6998332.8847 | 2.22% | 0%
| 2027-10-01 | 135164.3338 | 0 | 135164.3338 | 7440 | 18.1672 | 23 | 2027 | 2027-10-01 | 2044 | 4821493.3881 | 2497948.7179 | 87840 | 83.327 | 54.8895 | 28.4375 | 1608085.5073 | 832649.5726 | Winter | 7319442.106 | 2.22% | 0%
| 2027-11-01 | 183020.4409 | 0 | 183020.4409 | 7200 | 25.4195 | 24 | 2027 | 2027-11-01 | 2045 | 5135280.1278 | 2553333.3333 | 87600 | 87.7696 | 58.6219 | 29.1476 | 1669840.954 | 851111.1111 | Winter | 7688613.4611 | 2.22% | 0%
| 2027-12-01 | 225942.5618 | 0 | 225942.5618 | 7440 | 30.3686 | 25 | 2027 | 2027-12-01 | 2046 | 5249283.3466 | 2610051.2821 | 87600 | 89.7184 | 59.9233 | 29.7951 | 1706911.4232 | 870017.094 | Winter | 7859334.6287 | 2.22% | 0%
| 2028-01-01 | 281071.0545 | 0 | 281071.0545 | 7440 | 37.7784 | 27 | 2028 | 2028-01-01 | 2047 | 5365817.4369 | 2668000 | 87600 | 91.7102 | 61.2536 | 30.4566 | 1744804.8568 | 889333.3333 | Winter | 8033817.4369 | 2.22% | 0%
| 2028-02-01 | 240433.8224 | 0 | 240433.8224 | 6960 | 34.5451 | 28 | 2028 | 2028-02-01 | 2048 | 5484938.584 | 2727282.0513 | 87840 | 93.4907 | 62.4424 | 31.0483 | 1783539.5246 | 0 | Winter | 8212220.6353 | 2.22% | 0%
| 2028-03-01 | 141433.6873 | 0 | 141433.6873 | 7440 | 19.0099 | 29 | 2028 | 2028-03-01 | 2049 | 5606704.2206 | 2787794.8718 | 87600 | 95.8276 | 64.0035 | 31.8241 | 1823134.102 | 0 | Winter | 8394499.0924 | 2.22% | 0%
| 2028-04-01 | 121132.8773 | 0 | 121132.8773 | 7200 | 16.824 | 30 | 2028 | 2028-04-01 | 2050 | 5731173.0543 | 2849641.0256 | 87600 | 97.9545 | 65.4243 | 32.5301 | 1863607.6791 | 0 | Winter | 8580814.0799 | 2.22% | 0%
| 2028-05-01 | 132746.0501 | 0 | 132746.0501 | 7440 | 17.8422 | 31 | 2028 | 2028-05-01 | 2051 | 5858405.0961 | 2912923.0769 | 87600 | 100.1293 | 66.8768 | 33.2525 | 0 | 0 | Summer | 8771328.173 | 2.22% | 0%
| 2028-06-01 | 138344.2892 | 0 | 138344.2892 | 7200 | 19.2145 | 32 | 2028 | 2028-06-01 | 2052 | [8 empty] | Summer | 0 | 2.22% | 0%
| 2028-07-01 | 496443.525 | 0 | 496443.525 | 7440 | 66.7263 | 33 | 2028 | 2028-07-01 | [9 empty] | Summer | 0 | 2.22% | 0%
| 2028-08-01 | 254969.0132 | 0 | 254969.0132 | 7440 | 34.27 | 34 | 2028 | 2028-08-01 | [9 empty] | Summer | 0 | 2.22% | 0%
| 2028-09-01 | 210418.7306 | 0 | 210418.7306 | 7200 | 29.2248 | 35 | 2028 | 2028-09-01 | [9 empty] | Winter | 0 | 2.22% | 0%
| 2028-10-01 | 165438.291 | 0 | 165438.291 | 7440 | 22.2363 | 36 | 2028 | 2028-10-01 | [9 empty] | Winter | 0 | 2.22% | 0%
| 2028-11-01 | 194342.7584 | 0 | 194342.7584 | 7200 | 26.992 | 37 | 2028 | 2028-11-01 | [9 empty] | Winter | 0 | 2.22% | 0%
| 2028-12-01 | 281493.4051 | 0 | 281493.4051 | 7440 | 37.8351 | 38 | 2028 | 2028-12-01 | [9 empty] | Winter | 0 | 2.22% | 0%
| 2029-01-01 | 284649.7211 | 0 | 284649.7211 | 7440 | 38.2594 | 40 | 2029 | 2029-01-01 | [9 empty] | Winter | 0 | 2.22% | 0%
| 2029-02-01 | 229767.2228 | 0 | 229767.2228 | 6720 | 34.1916 | 41 | 2029 | 2029-02-01 | [9 empty] | Winter | 0 | 2.22% | 0%
| 2029-03-01 | 138738.0649 | 0 | 138738.0649 | 7440 | 18.6476 | 42 | 2029 | 2029-03-01 | [9 empty] | Winter |  | 2.22% | 0%
| 2029-04-01 | 109383.5997 | 0 | 109383.5997 | 7200 | 15.1922 | 43 | 2029 | 2029-04-01 | [9 empty] | Winter |  | 2.22% | 0%
| 2029-05-01 | 172667.6769 | 0 | 172667.6769 | 7440 | 23.208 | 44 | 2029 | 2029-05-01 | [9 empty] | Summer |  | 2.22% | 0%
| 2029-06-01 | 199870.6597 | 0 | 199870.6597 | 7200 | 27.7598 | 45 | 2029 | 2029-06-01 | [9 empty] | Summer |  | 2.22% | 0%
| 2029-07-01 | 614891.2155 | 0 | 614891.2155 | 7440 | 82.6467 | 46 | 2029 | 2029-07-01 | [9 empty] | Summer |  | 2.22% | 0%
| 2029-08-01 | 369089.72 | 0 | 369089.72 | 7440 | 49.6088 | 47 | 2029 | 2029-08-01 | [9 empty] | Summer |  | 2.22% | 0%
| 2029-09-01 | 285918.3668 | 0 | 285918.3668 | 7200 | 39.7109 | 48 | 2029 | 2029-09-01 | [9 empty] | Winter |  | 2.22% | 0%
| 2029-10-01 | 209103.8433 | 0 | 209103.8433 | 7440 | 28.1054 | 49 | 2029 | 2029-10-01 | [9 empty] | Winter |  | 2.22% | 0%
| 2029-11-01 | 257228.9574 | 0 | 257228.9574 | 7200 | 35.7262 | 50 | 2029 | 2029-11-01 | [9 empty] | Winter |  | 2.22% | 0%
| 2029-12-01 | 332856.45 | 0 | 332856.45 | 7440 | 44.7388 | 51 | 2029 | 2029-12-01 | [9 empty] | Winter |  | 2.22% | 0%
| 2030-01-01 | 362131.0496 | 0 | 362131.0496 | 7440 | 48.6735 | 53 | 2030 | 2030-01-01 | [9 empty] | Winter |  | 2.22% | 0%
| 2030-02-01 | 325256.6012 | 0 | 325256.6012 | 6720 | 48.4013 | 54 | 2030 | 2030-02-01 | [9 empty] | Winter |  | 2.22% | 0%
| 2030-03-01 | 243272.193 | 0 | 243272.193 | 7440 | 32.6979 | 55 | 2030 | 2030-03-01 | [9 empty] | Winter |  | 2.22% | 0%
| 2030-04-01 | 223974.9984 | 0 | 223974.9984 | 7200 | 31.1076 | 56 | 2030 | 2030-04-01 | [9 empty] | Winter |  | 2.22% | 0%
| 2030-05-01 | 246173.4682 | 0 | 246173.4682 | 7440 | 33.0878 | 57 | 2030 | 2030-05-01 | [9 empty] | Summer |  | 2.22% | 0%
| 2030-06-01 | 310712.0743 | 0 | 310712.0743 | 7200 | 43.1545 | 58 | 2030 | 2030-06-01 | [9 empty] | Summer |  | 2.22% | 0%
| 2030-07-01 | 453729.8544 | 0 | 453729.8544 | 7440 | 60.9852 | 59 | 2030 | 2030-07-01 | [9 empty] | Summer |  | 2.22% | 0%
| 2030-08-01 | 513896.1033 | 0 | 513896.1033 | 7440 | 69.0721 | 60 | 2030 | 2030-08-01 | [9 empty] | Summer |  | 2.22% | 0%
| 2030-09-01 | 395547.3776 | 0 | 395547.3776 | 7200 | 54.9371 | 61 | 2030 | 2030-09-01 | [9 empty] | Winter |  | 2.22% | 0%
| 2030-10-01 | 338667.3103 | 0 | 338667.3103 | 7440 | 45.5198 | 62 | 2030 | 2030-10-01 | [9 empty] | Winter |  | 2.22% | 0%
| 2030-11-01 | 380055.0893 | 0 | 380055.0893 | 7200 | 52.7854 | 63 | 2030 | 2030-11-01 | [9 empty] | Winter |  | 2.22% | 0%
| 2030-12-01 | 418838.8815 | 0 | 418838.8815 | 7440 | 56.2955 | 64 | 2030 | 2030-12-01 | [9 empty] | Winter |  | 2.22% | 0%
| 2031-01-01 | 438328.4849 | 0 | 438328.4849 | 7440 | 58.9151 | 66 | 2031 | 2031-01-01 | [9 empty] | Winter |  | 2.22% | 0%
| 2031-02-01 | 369684.6291 | 0 | 369684.6291 | 6720 | 55.0126 | 67 | 2031 | 2031-02-01 | [9 empty] | Winter |  | 2.22% | 0%
| 2031-03-01 | 307746.0883 | 0 | 307746.0883 | 7440 | 41.3637 | 68 | 2031 | 2031-03-01 | [9 empty] | Winter |  | 2.22% | 0%
| 2031-04-01 | 271768.613 | 0 | 271768.613 | 7200 | 37.7456 | 69 | 2031 | 2031-04-01 | [9 empty] | Winter |  | 2.22% | 0%
| 2031-05-01 | 283987.6999 | 0 | 283987.6999 | 7440 | 38.1704 | 70 | 2031 | 2031-05-01 | [9 empty] | Summer |  | 2.22% | 0%
| 2031-06-01 | 334810.6451 | 0 | 334810.6451 | 7200 | 46.5015 | 71 | 2031 | 2031-06-01 | [9 empty] | Summer |  | 2.22% | 0%
| 2031-07-01 | 786723.5234 | 0 | 786723.5234 | 7440 | 105.7424 | 72 | 2031 | 2031-07-01 | [9 empty] | Summer |  | 2.22% | 0%
| 2031-08-01 | 627647.5665 | 0 | 627647.5665 | 7440 | 84.3612 | 73 | 2031 | 2031-08-01 | [9 empty] | Summer |  | 2.22% | 0%
| 2031-09-01 | 437990.0459 | 0 | 437990.0459 | 7200 | 60.832 | 74 | 2031 | 2031-09-01 | [9 empty] | Winter |  | 2.22% | 0%
| 2031-10-01 | 350039.0275 | 0 | 350039.0275 | 7440 | 47.0483 | 75 | 2031 | 2031-10-01 | [9 empty] | Winter |  | 2.22% | 0%
| 2031-11-01 | 418119.3295 | 0 | 418119.3295 | 7200 | 58.0721 | 76 | 2031 | 2031-11-01 | [9 empty] | Winter |  | 2.22% | 0%
| 2031-12-01 | 685167.6218 | 0 | 685167.6218 | 7440 | 92.0924 | 77 | 2031 | 2031-12-01 | [9 empty] | Winter |  | 2.22% | 0%
| 2032-01-01 | 450693.9291 | 0 | 450693.9291 | 7440 | 60.5771 | 79 | 2032 | 2032-01-01 | [9 empty] | Winter |  | 2.22% | 0%
| 2032-02-01 | 413829.5617 | 0 | 413829.5617 | 6960 | 59.4583 | 80 | 2032 | 2032-02-01 | [9 empty] | Winter |  | 2.22% | 0%
| 2032-03-01 | 303760.5287 | 0 | 303760.5287 | 7440 | 40.828 | 81 | 2032 | 2032-03-01 | [9 empty] | Winter |  | 2.22% | 0%
| 2032-04-01 | 284208.6998 | 0 | 284208.6998 | 7200 | 39.4734 | 82 | 2032 | 2032-04-01 | [9 empty] | Winter |  | 2.22% | 0%
| 2032-05-01 | 275238.132 | 0 | 275238.132 | 7440 | 36.9944 | 83 | 2032 | 2032-05-01 | [9 empty] | Summer |  | 2.22% | 0%
| 2032-06-01 | 329589.7123 | 0 | 329589.7123 | 7200 | 45.7763 | 84 | 2032 | 2032-06-01 | [9 empty] | Summer |  | 2.22% | 0%
| 2032-07-01 | 777191.7921 | 0 | 777191.7921 | 7440 | 104.4613 | 85 | 2032 | 2032-07-01 | [9 empty] | Summer |  | 2.22% | 0%
| 2032-08-01 | 651350.2076 | 0 | 651350.2076 | 7440 | 87.5471 | 86 | 2032 | 2032-08-01 | [9 empty] | Summer |  | 2.22% | 0%
| 2032-09-01 | 445072.6705 | 0 | 445072.6705 | 7200 | 61.8156 | 87 | 2032 | 2032-09-01 | [9 empty] | Winter |  | 2.22% | 0%
| 2032-10-01 | 348399.2637 | 0 | 348399.2637 | 7440 | 46.8279 | 88 | 2032 | 2032-10-01 | [9 empty] | Winter |  | 2.22% | 0%
| 2032-11-01 | 451407.1401 | 0 | 451407.1401 | 7200 | 62.6954 | 89 | 2032 | 2032-11-01 | [9 empty] | Winter |  | 2.22% | 0%
| 2032-12-01 | 676418.1417 | 0 | 676418.1417 | 7440 | 90.9164 | 90 | 2032 | 2032-12-01 | [9 empty] | Winter |  | 2.22% | 0%
| 2033-01-01 | 435282.256 | 0 | 435282.256 | 7440 | 58.5057 | 92 | 2033 | 2033-01-01 | [9 empty] | Winter |  | 2.22% | 0%
| 2033-02-01 | 377281.2028 | 0 | 377281.2028 | 6720 | 56.143 | 93 | 2033 | 2033-02-01 | [9 empty] | Winter |  | 2.22% | 0%
| 2033-03-01 | 332087.2473 | 0 | 332087.2473 | 7440 | 44.6354 | 94 | 2033 | 2033-03-01 | [9 empty] | Winter |  | 2.22% | 0%
| 2033-04-01 | 285399.7544 | 0 | 285399.7544 | 7200 | 39.6389 | 95 | 2033 | 2033-04-01 | [9 empty] | Winter |  | 2.22% | 0%
| 2033-05-01 | 282282.6604 | 0 | 282282.6604 | 7440 | 37.9412 | 96 | 2033 | 2033-05-01 | [9 empty] | Summer |  | 2.22% | 0%
| 2033-06-01 | 316989.9506 | 0 | 316989.9506 | 7200 | 44.0264 | 97 | 2033 | 2033-06-01 | [9 empty] | Summer |  | 2.22% | 0%
| 2033-07-01 | 794500.9256 | 0 | 794500.9256 | 7440 | 106.7878 | 98 | 2033 | 2033-07-01 | [9 empty] | Summer |  | 2.22% | 0%
| 2033-08-01 | 573725.4489 | 0 | 573725.4489 | 7440 | 77.1136 | 99 | 2033 | 2033-08-01 | [9 empty] | Summer |  | 2.22% | 0%
| 2033-09-01 | 447183.3635 | 0 | 447183.3635 | 7200 | 62.1088 | 100 | 2033 | 2033-09-01 | [9 empty] | Winter |  | 2.22% | 0%
| 2033-10-01 | 365920.8986 | 0 | 365920.8986 | 7440 | 49.1829 | 101 | 2033 | 2033-10-01 | [9 empty] | Winter |  | 2.22% | 0%
| 2033-11-01 | 421830.4335 | 0 | 421830.4335 | 7200 | 58.5876 | 102 | 2033 | 2033-11-01 | [9 empty] | Winter |  | 2.22% | 0%
| 2033-12-01 | 674525.8647 | 0 | 674525.8647 | 7440 | 90.6621 | 103 | 2033 | 2033-12-01 | [9 empty] | Winter |  | 2.22% | 0%
| 2034-01-01 | 447560.1875 | 0 | 447560.1875 | 7440 | 60.1559 | 105 | 2034 | 2034-01-01 | [9 empty] | Winter |  | 2.22% | 0%
| 2034-02-01 | 431996.311 | 0 | 431996.311 | 6720 | 64.2852 | 106 | 2034 | 2034-02-01 | [9 empty] | Winter |  | 2.22% | 0%
| 2034-03-01 | 312878.7207 | 0 | 312878.7207 | 7440 | 42.0536 | 107 | 2034 | 2034-03-01 | [9 empty] | Winter |  | 2.22% | 0%
| 2034-04-01 | 292808.28 | 0 | 292808.28 | 7200 | 40.6678 | 108 | 2034 | 2034-04-01 | [9 empty] | Winter |  | 2.22% | 0%
| 2034-05-01 | 310617.2109 | 0 | 310617.2109 | 7440 | 41.7496 | 109 | 2034 | 2034-05-01 | [9 empty] | Summer |  | 2.22% | 0%
| 2034-06-01 | 325829.4723 | 0 | 325829.4723 | 7200 | 45.2541 | 110 | 2034 | 2034-06-01 | [9 empty] | Summer |  | 2.22% | 0%
| 2034-07-01 | 867213.008 | 0 | 867213.008 | 7440 | 116.5609 | 111 | 2034 | 2034-07-01 | [9 empty] | Summer |  | 2.22% | 0%
| 2034-08-01 | 653672.3203 | 0 | 653672.3203 | 7440 | 87.8592 | 112 | 2034 | 2034-08-01 | [9 empty] | Summer |  | 2.22% | 0%
| 2034-09-01 | 491846.39 | 0 | 491846.39 | 7200 | 68.312 | 113 | 2034 | 2034-09-01 | [9 empty] | Winter |  | 2.22% | 0%
| 2034-10-01 | 377034.0215 | 0 | 377034.0215 | 7440 | 50.6766 | 114 | 2034 | 2034-10-01 | [9 empty] | Winter |  | 2.22% | 0%
| 2034-11-01 | 461489.5201 | 0 | 461489.5201 | 7200 | 64.0958 | 115 | 2034 | 2034-11-01 | [9 empty] | Winter |  | 2.22% | 0%
| 2034-12-01 | 763903.6653 | 0 | 763903.6653 | 7440 | 102.6752 | 116 | 2034 | 2034-12-01 | [9 empty] | Winter |  | 2.22% | 0%
| 2035-01-01 | 341951.7221 | 170837.6068 | 512789.3289 | 7440 | 68.9233 | 118 | 2035 | 2035-01-01 | [9 empty] | Winter |  | 2.22% | 0%
| 2035-02-01 | 290118.3576 | 170837.6068 | 460955.9645 | 6720 | 68.5946 | 119 | 2035 | 2035-02-01 | [9 empty] | Winter |  | 2.22% | 0%
| 2035-03-01 | 237213.3673 | 170837.6068 | 408050.9741 | 7440 | 54.8456 | 120 | 2035 | 2035-03-01 | [9 empty] | Winter |  | 2.22% | 0%
| 2035-04-01 | 195907.5243 | 170837.6068 | 366745.1312 | 7200 | 50.9368 | 121 | 2035 | 2035-04-01 | [9 empty] | Winter |  | 2.22% | 0%
| 2035-05-01 | 229703.1191 | 170837.6068 | 400540.7259 | 7440 | 53.8361 | 122 | 2035 | 2035-05-01 | [9 empty] | Summer |  | 2.22% | 0%
| 2035-06-01 | 272036.9427 | 170837.6068 | 442874.5496 | 7200 | 61.5104 | 123 | 2035 | 2035-06-01 | [9 empty] | Summer |  | 2.22% | 0%
| 2035-07-01 | 320230.3873 | 170837.6068 | 491067.9942 | 7440 | 66.0038 | 124 | 2035 | 2035-07-01 | [9 empty] | Summer |  | 2.22% | 0%
| 2035-08-01 | 336779.1689 | 170837.6068 | 507616.7757 | 7440 | 68.2281 | 125 | 2035 | 2035-08-01 | [9 empty] | Summer |  | 2.22% | 0%
| 2035-09-01 | 322119.8975 | 170837.6068 | 492957.5044 | 7200 | 68.4663 | 126 | 2035 | 2035-09-01 | [9 empty] | Winter |  | 2.22% | 0%
| 2035-10-01 | 308811.9716 | 170837.6068 | 479649.5784 | 7440 | 64.469 | 127 | 2035 | 2035-10-01 | [9 empty] | Winter |  | 2.22% | 0%
| 2035-11-01 | 317672.0383 | 170837.6068 | 488509.6451 | 7200 | 67.8486 | 128 | 2035 | 2035-11-01 | [9 empty] | Winter |  | 2.22% | 0%
| 2035-12-01 | 359978.2982 | 170837.6068 | 530815.905 | 7440 | 71.3462 | 129 | 2035 | 2035-12-01 | [9 empty] | Winter |  | 2.22% | 0%
| 2036-01-01 | 360877.5738 | 174623.9316 | 535501.5054 | 7440 | 71.976 | 131 | 2036 | 2036-01-01 | [9 empty] | Winter |  | 2.22% | 0%
| 2036-02-01 | 293255.9955 | 174623.9316 | 467879.9271 | 6960 | 67.2241 | 132 | 2036 | 2036-02-01 | [9 empty] | Winter |  | 2.22% | 0%
| 2036-03-01 | 240092.0214 | 174623.9316 | 414715.953 | 7440 | 55.7414 | 133 | 2036 | 2036-03-01 | [9 empty] | Winter |  | 2.22% | 0%
| 2036-04-01 | 214170.589 | 174623.9316 | 388794.5207 | 7200 | 53.9992 | 134 | 2036 | 2036-04-01 | [9 empty] | Winter |  | 2.22% | 0%
| 2036-05-01 | 234048.9423 | 174623.9316 | 408672.8739 | 7440 | 54.9291 | 135 | 2036 | 2036-05-01 | [9 empty] | Summer |  | 2.22% | 0%
| 2036-06-01 | 279671.973 | 174623.9316 | 454295.9046 | 7200 | 63.0967 | 136 | 2036 | 2036-06-01 | [9 empty] | Summer |  | 2.22% | 0%
| 2036-07-01 | 335921.3799 | 174623.9316 | 510545.3115 | 7440 | 68.6217 | 137 | 2036 | 2036-07-01 | [9 empty] | Summer |  | 2.22% | 0%
| 2036-08-01 | 337310.2814 | 174623.9316 | 511934.2131 | 7440 | 68.8084 | 138 | 2036 | 2036-08-01 | [9 empty] | Summer |  | 2.22% | 0%
| 2036-09-01 | 321936.2852 | 174623.9316 | 496560.2168 | 7200 | 68.9667 | 139 | 2036 | 2036-09-01 | [9 empty] | Winter |  | 2.22% | 0%
| 2036-10-01 | 319126.6734 | 174623.9316 | 493750.605 | 7440 | 66.3643 | 140 | 2036 | 2036-10-01 | [9 empty] | Winter |  | 2.22% | 0%
| 2036-11-01 | 340102.205 | 174623.9316 | 514726.1366 | 7200 | 71.4897 | 141 | 2036 | 2036-11-01 | [9 empty] | Winter |  | 2.22% | 0%
| 2036-12-01 | 366183.6448 | 174623.9316 | 540807.5765 | 7440 | 72.6892 | 142 | 2036 | 2036-12-01 | [9 empty] | Winter |  | 2.22% | 0%
| 2037-01-01 | 350483.1398 | 178504.2735 | 528987.4133 | 7440 | 71.1005 | 144 | 2037 | 2037-01-01 | [9 empty] | Winter |  | 2.22% | 0%
| 2037-02-01 | 322661.9876 | 178504.2735 | 501166.2611 | 6720 | 74.5783 | 145 | 2037 | 2037-02-01 | [9 empty] | Winter |  | 2.22% | 0%
| 2037-03-01 | 255388.401 | 178504.2735 | 433892.6745 | 7440 | 58.3189 | 146 | 2037 | 2037-03-01 | [9 empty] | Winter |  | 2.22% | 0%
| 2037-04-01 | 233660.1638 | 178504.2735 | 412164.4373 | 7200 | 57.2451 | 147 | 2037 | 2037-04-01 | [9 empty] | Winter |  | 2.22% | 0%
| 2037-05-01 | 258152.1297 | 178504.2735 | 436656.4032 | 7440 | 58.6904 | 148 | 2037 | 2037-05-01 | [9 empty] | Summer |  | 2.22% | 0%
| 2037-06-01 | 292236.1185 | 178504.2735 | 470740.392 | 7200 | 65.3806 | 149 | 2037 | 2037-06-01 | [9 empty] | Summer |  | 2.22% | 0%
| 2037-07-01 | 308852.1996 | 178504.2735 | 487356.4731 | 7440 | 65.5049 | 150 | 2037 | 2037-07-01 | [9 empty] | Summer |  | 2.22% | 0%
| 2037-08-01 | 347942.9961 | 178504.2735 | 526447.2696 | 7440 | 70.759 | 151 | 2037 | 2037-08-01 | [9 empty] | Summer |  | 2.22% | 0%
| 2037-09-01 | 334841.9949 | 178504.2735 | 513346.2684 | 7200 | 71.2981 | 152 | 2037 | 2037-09-01 | [9 empty] | Winter |  | 2.22% | 0%
| 2037-10-01 | 328566.9864 | 178504.2735 | 507071.2599 | 7440 | 68.1547 | 153 | 2037 | 2037-10-01 | [9 empty] | Winter |  | 2.22% | 0%
| 2037-11-01 | 349746.6257 | 178504.2735 | 528250.8992 | 7200 | 73.3682 | 154 | 2037 | 2037-11-01 | [9 empty] | Winter |  | 2.22% | 0%
| 2037-12-01 | 372569.3422 | 178504.2735 | 551073.6157 | 7440 | 74.069 | 155 | 2037 | 2037-12-01 | [9 empty] | Winter |  | 2.22% | 0%
| 2038-01-01 | 385154.2398 | 182470.0855 | 567624.3253 | 7440 | 76.2936 | 157 | 2038 | 2038-01-01 | [9 empty] | Winter |  | 2.22% | 0%
| 2038-02-01 | 306596.0787 | 182470.0855 | 489066.1642 | 6720 | 72.7777 | 158 | 2038 | 2038-02-01 | [9 empty] | Winter |  | 2.22% | 0%
| 2038-03-01 | 259705.4668 | 182470.0855 | 442175.5523 | 7440 | 59.4322 | 159 | 2038 | 2038-03-01 | [9 empty] | Winter |  | 2.22% | 0%
| 2038-04-01 | 233209.6117 | 182470.0855 | 415679.6971 | 7200 | 57.7333 | 160 | 2038 | 2038-04-01 | [9 empty] | Winter |  | 2.22% | 0%
| 2038-05-01 | 249603.6834 | 182470.0855 | 432073.7689 | 7440 | 58.0744 | 161 | 2038 | 2038-05-01 | [9 empty] | Summer |  | 2.22% | 0%
| 2038-06-01 | 291307.6855 | 182470.0855 | 473777.771 | 7200 | 65.8025 | 162 | 2038 | 2038-06-01 | [9 empty] | Summer |  | 2.22% | 0%
| 2038-07-01 | 341330.8163 | 182470.0855 | 523800.9018 | 7440 | 70.4033 | 163 | 2038 | 2038-07-01 | [9 empty] | Summer |  | 2.22% | 0%
| 2038-08-01 | 359704.0701 | 182470.0855 | 542174.1556 | 7440 | 72.8729 | 164 | 2038 | 2038-08-01 | [9 empty] | Summer |  | 2.22% | 0%
| 2038-09-01 | 343285.6118 | 182470.0855 | 525755.6973 | 7200 | 73.0216 | 165 | 2038 | 2038-09-01 | [9 empty] | Winter |  | 2.22% | 0%
| 2038-10-01 | 327008.413 | 182470.0855 | 509478.4985 | 7440 | 68.4783 | 166 | 2038 | 2038-10-01 | [9 empty] | Winter |  | 2.22% | 0%
| 2038-11-01 | 344821.0619 | 182470.0855 | 527291.1473 | 7200 | 73.2349 | 167 | 2038 | 2038-11-01 | [9 empty] | Winter |  | 2.22% | 0%
| 2038-12-01 | 395677.4587 | 182470.0855 | 578147.5442 | 7440 | 77.708 | 168 | 2038 | 2038-12-01 | [9 empty] | Winter |  | 2.22% | 0%
| 2039-01-01 | 396202.5266 | 186521.3675 | 582723.8941 | 7440 | 78.3231 | 170 | 2039 | 2039-01-01 | [9 empty] | Winter |  | 2.22% | 0%
| 2039-02-01 | 316803.5695 | 186521.3675 | 503324.9371 | 6720 | 74.8995 | 171 | 2039 | 2039-02-01 | [9 empty] | Winter |  | 2.22% | 0%
| 2039-03-01 | 270356.826 | 186521.3675 | 456878.1936 | 7440 | 61.4084 | 172 | 2039 | 2039-03-01 | [9 empty] | Winter |  | 2.22% | 0%
| 2039-04-01 | 241134.9945 | 186521.3675 | 427656.3621 | 7200 | 59.3967 | 173 | 2039 | 2039-04-01 | [9 empty] | Winter |  | 2.22% | 0%
| 2039-05-01 | 266449.3996 | 186521.3675 | 452970.7671 | 7440 | 60.8832 | 174 | 2039 | 2039-05-01 | [9 empty] | Summer |  | 2.22% | 0%
| 2039-06-01 | 300327.4803 | 186521.3675 | 486848.8478 | 7200 | 67.6179 | 175 | 2039 | 2039-06-01 | [9 empty] | Summer |  | 2.22% | 0%
| 2039-07-01 | 341349.3745 | 186521.3675 | 527870.742 | 7440 | 70.9504 | 176 | 2039 | 2039-07-01 | [9 empty] | Summer |  | 2.22% | 0%
| 2039-08-01 | 377743.0937 | 186521.3675 | 564264.4612 | 7440 | 75.842 | 177 | 2039 | 2039-08-01 | [9 empty] | Summer |  | 2.22% | 0%
| 2039-09-01 | 347686.2475 | 186521.3675 | 534207.615 | 7200 | 74.1955 | 178 | 2039 | 2039-09-01 | [9 empty] | Winter |  | 2.22% | 0%
| 2039-10-01 | 347349.9521 | 186521.3675 | 533871.3196 | 7440 | 71.7569 | 179 | 2039 | 2039-10-01 | [9 empty] | Winter |  | 2.22% | 0%
| 2039-11-01 | 357097.0736 | 186521.3675 | 543618.4412 | 7200 | 75.5026 | 180 | 2039 | 2039-11-01 | [9 empty] | Winter |  | 2.22% | 0%
| 2039-12-01 | 390753.0751 | 186521.3675 | 577274.4426 | 7440 | 77.5907 | 181 | 2039 | 2039-12-01 | [9 empty] | Winter |  | 2.22% | 0%
| 2040-01-01 | 376856.3596 | 190658.1197 | 567514.4793 | 7440 | 76.2788 | 183 | 2040 | 2040-01-01 | [9 empty] | Winter |  | 2.22% | 0%
| 2040-02-01 | 334827.9018 | 190658.1197 | 525486.0214 | 6960 | 75.5009 | 184 | 2040 | 2040-02-01 | [9 empty] | Winter |  | 2.22% | 0%
| 2040-03-01 | 286721.2211 | 190658.1197 | 477379.3407 | 7440 | 64.1639 | 185 | 2040 | 2040-03-01 | [9 empty] | Winter |  | 2.22% | 0%
| 2040-04-01 | 254694.2416 | 190658.1197 | 445352.3613 | 7200 | 61.8545 | 186 | 2040 | 2040-04-01 | [9 empty] | Winter |  | 2.22% | 0%
| 2040-05-01 | 251494.8347 | 190658.1197 | 442152.9544 | 7440 | 59.4292 | 187 | 2040 | 2040-05-01 | [9 empty] | Summer |  | 2.22% | 0%
| 2040-06-01 | 314405.6095 | 190658.1197 | 505063.7291 | 7200 | 70.1477 | 188 | 2040 | 2040-06-01 | [9 empty] | Summer |  | 2.22% | 0%
| 2040-07-01 | 383049.6559 | 190658.1197 | 573707.7756 | 7440 | 77.1113 | 189 | 2040 | 2040-07-01 | [9 empty] | Summer |  | 2.22% | 0%
| 2040-08-01 | 382390.4516 | 190658.1197 | 573048.5713 | 7440 | 77.0227 | 190 | 2040 | 2040-08-01 | [9 empty] | Summer |  | 2.22% | 0%
| 2040-09-01 | 349900.7321 | 190658.1197 | 540558.8518 | 7200 | 75.0776 | 191 | 2040 | 2040-09-01 | [9 empty] | Winter |  | 2.22% | 0%
| 2040-10-01 | 377500.4841 | 190658.1197 | 568158.6038 | 7440 | 76.3654 | 192 | 2040 | 2040-10-01 | [9 empty] | Winter |  | 2.22% | 0%
| 2040-11-01 | 379213.4129 | 190658.1197 | 569871.5326 | 7200 | 79.1488 | 193 | 2040 | 2040-11-01 | [9 empty] | Winter |  | 2.22% | 0%
| 2040-12-01 | 410529.5787 | 190658.1197 | 601187.6984 | 7440 | 80.8048 | 194 | 2040 | 2040-12-01 | [9 empty] | Winter |  | 2.22% | 0%
| 2041-01-01 | 388786.887 | 194888.8889 | 583675.7759 | 7440 | 78.451 | 196 | 2041 | 2041-01-01 | [9 empty] | Winter |  | 2.22% | 0%
| 2041-02-01 | 352284.6791 | 194888.8889 | 547173.568 | 6720 | 81.4246 | 197 | 2041 | 2041-02-01 | [9 empty] | Winter |  | 2.22% | 0%
| 2041-03-01 | 289691.8118 | 194888.8889 | 484580.7007 | 7440 | 65.1318 | 198 | 2041 | 2041-03-01 | [9 empty] | Winter |  | 2.22% | 0%
| 2041-04-01 | 261236.3418 | 194888.8889 | 456125.2307 | 7200 | 63.3507 | 199 | 2041 | 2041-04-01 | [9 empty] | Winter |  | 2.22% | 0%
| 2041-05-01 | 239932.1501 | 194888.8889 | 434821.039 | 7440 | 58.4437 | 200 | 2041 | 2041-05-01 | [9 empty] | Summer |  | 2.22% | 0%
| 2041-06-01 | 349311.0737 | 194888.8889 | 544199.9626 | 7200 | 75.5833 | 201 | 2041 | 2041-06-01 | [9 empty] | Summer |  | 2.22% | 0%
| 2041-07-01 | 385815.6577 | 194888.8889 | 580704.5466 | 7440 | 78.0517 | 202 | 2041 | 2041-07-01 | [9 empty] | Summer |  | 2.22% | 0%
| 2041-08-01 | 387918.7592 | 194888.8889 | 582807.6481 | 7440 | 78.3344 | 203 | 2041 | 2041-08-01 | [9 empty] | Summer |  | 2.22% | 0%
| 2041-09-01 | 381802.8735 | 194888.8889 | 576691.7624 | 7200 | 80.0961 | 204 | 2041 | 2041-09-01 | [9 empty] | Winter |  | 2.22% | 0%
| 2041-10-01 | 382310.9889 | 194888.8889 | 577199.8778 | 7440 | 77.5806 | 205 | 2041 | 2041-10-01 | [9 empty] | Winter |  | 2.22% | 0%
| 2041-11-01 | 374254.2954 | 194888.8889 | 569143.1843 | 7200 | 79.0477 | 206 | 2041 | 2041-11-01 | [9 empty] | Winter |  | 2.22% | 0%
| 2041-12-01 | 413038.403 | 194888.8889 | 607927.2919 | 7440 | 81.7107 | 207 | 2041 | 2041-12-01 | [9 empty] | Winter |  | 2.22% | 0%
| 2042-01-01 | 431226.0576 | 199213.6752 | 630439.7329 | 7440 | 84.7365 | 209 | 2042 | 2042-01-01 |  |  | 8.012% | 0% | 8.012% |  |  |  |  | Winter |  | 2.22% | 0%
| 2042-02-01 | 354723.3796 | 199213.6752 | 553937.0548 | 6720 | 82.4311 | 210 | 2042 | 2042-02-01 |  |  | 1.236% | 0% | 1.236% |  |  |  |  | Winter |  | 2.22% | 0%
| 2042-03-01 | 303228.5402 | 199213.6752 | 502442.2154 | 7440 | 67.5326 | 211 | 2042 | 2042-03-01 |  |  | 3.686% | 0% | 3.686% |  |  |  |  | Winter |  | 2.22% | 0%
| 2042-04-01 | 281385.9948 | 199213.6752 | 480599.67 | 7200 | 66.75 | 212 | 2042 | 2042-04-01 |  |  | 5.366% | 0% | 5.366% |  |  |  |  | Winter |  | 2.22% | 0%
| 2042-05-01 | 264944.6664 | 199213.6752 | 464158.3417 | 7440 | 62.3869 | 213 | 2042 | 2042-05-01 |  |  | 6.747% | 0% | 6.747% |  |  |  |  | Summer |  | 2.22% | 0%
| 2042-06-01 | 326113.2307 | 199213.6752 | 525326.9059 | 7200 | 72.9621 | 214 | 2042 | 2042-06-01 |  |  | -3.468% | 0% | -3.468% |  |  |  |  | Summer |  | 2.22% | 0%
| 2042-07-01 | 401801.0598 | 199213.6752 | 601014.735 | 7440 | 80.7816 | 215 | 2042 | 2042-07-01 |  |  | 3.498% | 0% | 3.498% |  |  |  |  | Summer |  | 2.22% | 0%
| 2042-08-01 | 412963.6544 | 199213.6752 | 612177.3296 | 7440 | 82.2819 | 216 | 2042 | 2042-08-01 |  |  | 5.039% | 0% | 5.039% |  |  |  |  | Summer |  | 2.22% | 0%
| 2042-09-01 | 384310.8591 | 199213.6752 | 583524.5344 | 7200 | 81.0451 | 217 | 2042 | 2042-09-01 |  |  | 1.185% | 0% | 1.185% |  |  |  |  | Winter |  | 2.22% | 0%
| 2042-10-01 | 395640.3686 | 199213.6752 | 594854.0438 | 7440 | 79.9535 | 218 | 2042 | 2042-10-01 |  |  | 3.059% | 0% | 3.059% |  |  |  |  | Winter |  | 2.22% | 0%
| 2042-11-01 | 381401.7991 | 199213.6752 | 580615.4743 | 7200 | 80.641 | 219 | 2042 | 2042-11-01 |  |  | 2.016% | 0% | 2.016% |  |  |  |  | Winter |  | 2.22% | 0%
| 2042-12-01 | 437492.2269 | 199213.6752 | 636705.9022 | 7440 | 85.5788 | 220 | 2042 | 2042-12-01 |  |  | 4.734% | 0% | 4.734% |  |  |  |  | Winter |  | 2.22% | 0%
| 2043-01-01 | 396753.9526 | 203641.0256 | 600394.9782 | 7440 | 80.6982 | 222 | 2043 | 2043-01-01 |  |  | -4.766% | 0% | -4.766% |  |  |  |  | Winter |  | 2.22% | 0%
| 2043-02-01 | 389692.7127 | 203641.0256 | 593333.7383 | 6720 | 88.2937 | 223 | 2043 | 2043-02-01 |  |  | 7.112% | 0% | 7.112% |  |  |  |  | Winter |  | 2.22% | 0%
| 2043-03-01 | 336529.6925 | 203641.0256 | 540170.7181 | 7440 | 72.6036 | 224 | 2043 | 2043-03-01 |  |  | 7.509% | 0% | 7.509% |  |  |  |  | Winter |  | 2.22% | 0%
| 2043-04-01 | 294571.5444 | 203641.0256 | 498212.5701 | 7200 | 69.1962 | 225 | 2043 | 2043-04-01 |  |  | 3.665% | 0% | 3.665% |  |  |  |  | Winter |  | 2.22% | 0%
| 2043-05-01 | 306799.1637 | 203641.0256 | 510440.1894 | 7440 | 68.6076 | 226 | 2043 | 2043-05-01 |  |  | 9.971% | 0% | 9.971% |  |  |  |  | Summer |  | 2.22% | 0%
| 2043-06-01 | 321789.6207 | 203641.0256 | 525430.6464 | 7200 | 72.9765 | 227 | 2043 | 2043-06-01 |  |  | 0.01975% | 0% | 0.01975% |  |  |  |  | Summer |  | 2.22% | 0%
| 2043-07-01 | 417358.3709 | 203641.0256 | 620999.3966 | 7440 | 83.4677 | 228 | 2043 | 2043-07-01 |  |  | 3.325% | 0% | 3.325% |  |  |  |  | Summer |  | 2.22% | 0%
| 2043-08-01 | 429516.3024 | 203641.0256 | 633157.3281 | 7440 | 85.1018 | 229 | 2043 | 2043-08-01 |  |  | 3.427% | 0% | 3.427% |  |  |  |  | Summer |  | 2.22% | 0%
| 2043-09-01 | 390912.066 | 203641.0256 | 594553.0916 | 7200 | 82.5768 | 230 | 2043 | 2043-09-01 |  |  | 1.89% | 0% | 1.89% |  |  |  |  | Winter |  | 2.22% | 0%
| 2043-10-01 | 408242.2793 | 203641.0256 | 611883.305 | 7440 | 82.2424 | 231 | 2043 | 2043-10-01 |  |  | 2.863% | 0% | 2.863% |  |  |  |  | Winter |  | 2.22% | 0%
| 2043-11-01 | 416379.2753 | 203641.0256 | 620020.301 | 7200 | 86.1139 | 232 | 2043 | 2043-11-01 |  |  | 6.787% | 0% | 6.787% |  |  |  |  | Winter |  | 2.22% | 0%
| 2043-12-01 | 446095.5964 | 203641.0256 | 649736.6221 | 7440 | 87.3302 | 233 | 2043 | 2043-12-01 |  |  | 2.047% | 0% | 2.047% |  |  |  |  | Winter |  | 2.22% | 0%
| 2044-01-01 | 453822.9469 | 208162.3932 | 661985.3401 | 7440 | 88.9765 | 235 | 2044 | 2044-01-01 |  |  | 10.26% | 0% | 10.26% |  |  |  |  | Winter |  | 2.22% | 0%
| 2044-02-01 | 385404.9044 | 208162.3932 | 593567.2975 | 6960 | 85.2827 | 236 | 2044 | 2044-02-01 |  |  | 0.03936% | 3.571% | -3.41% |  |  |  |  | Winter |  | 2.22% | 0%
| 2044-03-01 | 349609.3404 | 208162.3932 | 557771.7336 | 7440 | 74.9693 | 237 | 2044 | 2044-03-01 |  |  | 3.258% | 0% | 3.258% |  |  |  |  | Winter |  | 2.22% | 0%
| 2044-04-01 | 317236.2596 | 208162.3932 | 525398.6528 | 7200 | 72.972 | 238 | 2044 | 2044-04-01 |  |  | 5.457% | 0% | 5.457% |  |  |  |  | Winter |  | 2.22% | 0%
| 2044-05-01 | 319364.4174 | 208162.3932 | 527526.8106 | 7440 | 70.9041 | 239 | 2044 | 2044-05-01 |  |  | 3.347% | 0% | 3.347% |  |  |  |  | Summer |  | 2.22% | 0%
| 2044-06-01 | 399548.8123 | 208162.3932 | 607711.2054 | 7200 | 84.4043 | 240 | 2044 | 2044-06-01 |  |  | 15.66% | 0% | 15.66% |  |  |  |  | Summer |  | 2.22% | 0%
| 2044-07-01 | 426680.5934 | 208162.3932 | 634842.9865 | 7440 | 85.3284 | 241 | 2044 | 2044-07-01 |  |  | 2.229% | 0% | 2.229% |  |  |  |  | Summer |  | 2.22% | 0%
| 2044-08-01 | 462491.6843 | 208162.3932 | 670654.0774 | 7440 | 90.1417 | 242 | 2044 | 2044-08-01 |  |  | 5.922% | 0% | 5.922% |  |  |  |  | Summer |  | 2.22% | 0%
| 2044-09-01 | 398403.0871 | 208162.3932 | 606565.4802 | 7200 | 84.2452 | 243 | 2044 | 2044-09-01 |  |  | 2.02% | 0% | 2.02% |  |  |  |  | Winter |  | 2.22% | 0%
| 2044-10-01 | 415732.6066 | 208162.3932 | 623894.9998 | 7440 | 83.8569 | 244 | 2044 | 2044-10-01 |  |  | 1.963% | 0% | 1.963% |  |  |  |  | Winter |  | 2.22% | 0%
| 2044-11-01 | 434931.505 | 208162.3932 | 643093.8981 | 7200 | 89.3186 | 245 | 2044 | 2044-11-01 |  |  | 3.721% | 0% | 3.721% |  |  |  |  | Winter |  | 2.22% | 0%
| 2044-12-01 | 458267.2307 | 208162.3932 | 666429.6238 | 7440 | 89.5739 | 246 | 2044 | 2044-12-01 |  |  | 2.569% | 0% | 2.569% |  |  |  |  | Winter |  | 2.22% | 0%
| 2045-01-01 | 480639.0492 | 212777.7778 | 693416.827 | 7440 | 93.2012 | 248 | 2045 | 2045-01-01 |  |  | 4.748% | 0% | 4.748% |  |  |  |  | Winter |  | 2.22% | 0%
| 2045-02-01 | 410993.236 | 212777.7778 | 623771.0138 | 6720 | 92.8231 | 249 | 2045 | 2045-02-01 |  |  | 5.089% | -3.448% | 8.842% |  |  |  |  | Winter |  | 2.22% | 0%
| 2045-03-01 | 376894.0547 | 212777.7778 | 589671.8325 | 7440 | 79.257 | 250 | 2045 | 2045-03-01 |  |  | 5.719% | 0% | 5.719% |  |  |  |  | Winter |  | 2.22% | 0%
| 2045-04-01 | 343456.2766 | 212777.7778 | 556234.0544 | 7200 | 77.2547 | 251 | 2045 | 2045-04-01 |  |  | 5.869% | 0% | 5.869% |  |  |  |  | Winter |  | 2.22% | 0%
| 2045-05-01 | 336514.6666 | 212777.7778 | 549292.4444 | 7440 | 73.8296 | 252 | 2045 | 2045-05-01 |  |  | 4.126% | 0% | 4.126% |  |  |  |  | Summer |  | 2.22% | 0%
| 2045-06-01 | 385574.768 | 212777.7778 | 598352.5458 | 7200 | 83.1045 | 253 | 2045 | 2045-06-01 |  |  | -1.54% | 0% | -1.54% |  |  |  |  | Summer |  | 2.22% | 0%
| 2045-07-01 | 455877.0366 | 212777.7778 | 668654.8144 | 7440 | 89.873 | 254 | 2045 | 2045-07-01 |  |  | 5.326% | 0% | 5.326% |  |  |  |  | Summer |  | 2.22% | 0%
| 2045-08-01 | 491874.4827 | 212777.7778 | 704652.2605 | 7440 | 94.7113 | 255 | 2045 | 2045-08-01 |  |  | 5.069% | 0% | 5.069% |  |  |  |  | Summer |  | 2.22% | 0%
| 2045-09-01 | 473419.5591 | 212777.7778 | 686197.3369 | 7200 | 95.3052 | 256 | 2045 | 2045-09-01 |  |  | 13.13% | 0% | 13.13% |  |  |  |  | Winter |  | 2.22% | 0%
| 2045-10-01 | 441593.0858 | 212777.7778 | 654370.8635 | 7440 | 87.9531 | 257 | 2045 | 2045-10-01 |  |  | 4.885% | 0% | 4.885% |  |  |  |  | Winter |  | 2.22% | 0%
| 2045-11-01 | 456353.228 | 212777.7778 | 669131.0058 | 7200 | 92.9349 | 258 | 2045 | 2045-11-01 |  |  | 4.049% | 0% | 4.049% |  |  |  |  | Winter |  | 2.22% | 0%
| 2045-12-01 | 482090.6843 | 212777.7778 | 694868.4621 | 7440 | 93.3963 | 259 | 2045 | 2045-12-01 |  |  | 4.267% | 0% | 4.267% |  |  |  |  | Winter |  | 2.22% | 0%
| 2046-01-01 | 491309.2361 | 217504.2735 | 708813.5096 | 7440 | 95.2706 | 261 | 2046 | 2046-01-01 |  |  | 2.22% | 0% | 2.22% |  |  |  |  | Winter |  | 2.22% | 0%
| 2046-02-01 | 420117.2859 | 217504.2735 | 637621.5594 | 6720 | 94.8842 | 262 | 2046 | 2046-02-01 |  |  | 2.22% | 0% | 2.22% |  |  |  |  | Winter |  | 2.22% | 0%
| 2046-03-01 | 385261.1027 | 217504.2735 | 602765.3762 | 7440 | 81.0169 | 263 | 2046 | 2046-03-01 |  |  | 2.22% | 0% | 2.22% |  |  |  |  | Winter |  | 2.22% | 0%
| 2046-04-01 | 351081.0059 | 217504.2735 | 568585.2794 | 7200 | 78.9702 | 264 | 2046 | 2046-04-01 |  |  | 2.221% | 0% | 2.221% |  |  |  |  | Winter |  | 2.22% | 0%
| 2046-05-01 | 343985.2922 | 217504.2735 | 561489.5657 | 7440 | 75.469 | 265 | 2046 | 2046-05-01 |  |  | 2.221% | 0% | 2.221% |  |  |  |  | Summer |  | 2.22% | 0%
| 2046-06-01 | 394134.5279 | 217504.2735 | 611638.8014 | 7200 | 84.9498 | 266 | 2046 | 2046-06-01 |  |  | 2.22% | 0% | 2.22% |  |  |  |  | Summer |  | 2.22% | 0%
| 2046-07-01 | 465997.5069 | 217504.2735 | 683501.7804 | 7440 | 91.8685 | 267 | 2046 | 2046-07-01 |  |  | 2.22% | 0% | 2.22% |  |  |  |  | Summer |  | 2.22% | 0%
| 2046-08-01 | 502794.0962 | 217504.2735 | 720298.3697 | 7440 | 96.8143 | 268 | 2046 | 2046-08-01 |  |  | 2.22% | 0% | 2.22% |  |  |  |  | Summer |  | 2.22% | 0%
| 2046-09-01 | 483929.4733 | 217504.2735 | 701433.7468 | 7200 | 97.4214 | 269 | 2046 | 2046-09-01 |  |  | 2.22% | 0% | 2.22% |  |  |  |  | Winter |  | 2.22% | 0%
| 2046-10-01 | 451396.4523 | 217504.2735 | 668900.7258 | 7440 | 89.906 | 270 | 2046 | 2046-10-01 |  |  | 2.22% | 0% | 2.22% |  |  |  |  | Winter |  | 2.22% | 0%
| 2046-11-01 | 466484.2697 | 217504.2735 | 683988.5432 | 7200 | 94.9984 | 271 | 2046 | 2046-11-01 |  |  | 2.22% | 0% | 2.22% |  |  |  |  | Winter |  | 2.22% | 0%
| 2046-12-01 | 492793.0975 | 217504.2735 | 710297.371 | 7440 | 95.4701 | 272 | 2046 | 2046-12-01 |  |  | 2.22% | 0% | 2.22% |  |  |  |  | Winter |  | 2.22% | 0%
| 2047-01-01 | 502216.3012 | 222333.3333 | 724549.6345 | 7440 | 97.3857 | 274 | 2047 | 2047-01-01 |  |  | 2.22% | 0% | 2.22% |  |  |  |  | Winter |  | 2.22% | 0%
| 2047-02-01 | 429443.8896 | 222333.3333 | 651777.223 | 6720 | 96.9907 | 275 | 2047 | 2047-02-01 |  |  | 2.22% | 0% | 2.22% |  |  |  |  | Winter |  | 2.22% | 0%
| 2047-03-01 | 393813.8992 | 222333.3333 | 616147.2325 | 7440 | 82.8155 | 276 | 2047 | 2047-03-01 |  |  | 2.22% | 0% | 2.22% |  |  |  |  | Winter |  | 2.22% | 0%
| 2047-04-01 | 358875.0043 | 222333.3333 | 581208.3376 | 7200 | 80.7234 | 277 | 2047 | 2047-04-01 |  |  | 2.22% | 0% | 2.22% |  |  |  |  | Winter |  | 2.22% | 0%
| 2047-05-01 | 351621.7657 | 222333.3333 | 573955.099 | 7440 | 77.1445 | 278 | 2047 | 2047-05-01 |  |  | 2.22% | 0% | 2.22% |  |  |  |  | Summer |  | 2.22% | 0%
| 2047-06-01 | 402884.3144 | 222333.3333 | 625217.6477 | 7200 | 86.8358 | 279 | 2047 | 2047-06-01 |  |  | 2.22% | 0% | 2.22% |  |  |  |  | Summer |  | 2.22% | 0%
| 2047-07-01 | 476342.6515 | 222333.3333 | 698675.9848 | 7440 | 93.9081 | 280 | 2047 | 2047-07-01 |  |  | 2.22% | 0% | 2.22% |  |  |  |  | Summer |  | 2.22% | 0%
| 2047-08-01 | 513956.1252 | 222333.3333 | 736289.4585 | 7440 | 98.9636 | 281 | 2047 | 2047-08-01 |  |  | 2.22% | 0% | 2.22% |  |  |  |  | Summer |  | 2.22% | 0%
| 2047-09-01 | 494672.7076 | 222333.3333 | 717006.041 | 7200 | 99.5842 | 282 | 2047 | 2047-09-01 |  |  | 2.22% | 0% | 2.22% |  |  |  |  | Winter |  | 2.22% | 0%
| 2047-10-01 | 461417.4535 | 222333.3333 | 683750.7868 | 7440 | 91.902 | 283 | 2047 | 2047-10-01 |  |  | 2.22% | 0% | 2.22% |  |  |  |  | Winter |  | 2.22% | 0%
| 2047-11-01 | 476840.2205 | 222333.3333 | 699173.5538 | 7200 | 97.1074 | 284 | 2047 | 2047-11-01 |  |  | 2.22% | 0% | 2.22% |  |  |  |  | Winter |  | 2.22% | 0%
| 2047-12-01 | 503733.1043 | 222333.3333 | 726066.4376 | 7440 | 97.5896 | 285 | 2047 | 2047-12-01 |  |  | 2.22% | 0% | 2.22% |  |  |  |  | Winter |  | 2.22% | 0%
| 2048-01-01 | 513365.5031 | 227273.5043 | 740639.0073 | 7440 | 99.5483 | 287 | 2048 | 2048-01-01 |  |  | 2.221% | 0% | 2.221% |  |  |  |  | Winter |  | 2.22% | 0%
| 2048-02-01 | 438977.544 | 227273.5043 | 666251.0483 | 6960 | 95.7257 | 288 | 2048 | 2048-02-01 |  |  | 2.221% | 3.571% | -1.304% |  |  |  |  | Winter |  | 2.22% | 0%
| 2048-03-01 | 402556.5678 | 227273.5043 | 629830.072 | 7440 | 84.6546 | 289 | 2048 | 2048-03-01 |  |  | 2.221% | 0% | 2.221% |  |  |  |  | Winter |  | 2.22% | 0%
| 2048-04-01 | 366842.0294 | 227273.5043 | 594115.5336 | 7200 | 82.516 | 290 | 2048 | 2048-04-01 |  |  | 2.221% | 0% | 2.221% |  |  |  |  | Winter |  | 2.22% | 0%
| 2048-05-01 | 359427.7689 | 227273.5043 | 586701.2732 | 7440 | 78.8577 | 291 | 2048 | 2048-05-01 |  |  | 2.221% | 0% | 2.221% |  |  |  |  | Summer |  | 2.22% | 0%
| 2048-06-01 | 411828.3462 | 227273.5043 | 639101.8504 | 7200 | 88.7641 | 292 | 2048 | 2048-06-01 |  |  | 2.221% | 0% | 2.221% |  |  |  |  | Summer |  | 2.22% | 0%
| 2048-07-01 | 486917.4584 | 227273.5043 | 714190.9626 | 7440 | 95.9934 | 293 | 2048 | 2048-07-01 |  |  | 2.221% | 0% | 2.221% |  |  |  |  | Summer |  | 2.22% | 0%
| 2048-08-01 | 525365.9512 | 227273.5043 | 752639.4554 | 7440 | 101.1612 | 294 | 2048 | 2048-08-01 |  |  | 2.221% | 0% | 2.221% |  |  |  |  | Summer |  | 2.22% | 0%
| 2048-09-01 | 505654.4417 | 227273.5043 | 732927.946 | 7200 | 101.7955 | 295 | 2048 | 2048-09-01 |  |  | 2.221% | 0% | 2.221% |  |  |  |  | Winter |  | 2.22% | 0%
| 2048-10-01 | 471660.921 | 227273.5043 | 698934.4252 | 7440 | 93.9428 | 296 | 2048 | 2048-10-01 |  |  | 2.221% | 0% | 2.221% |  |  |  |  | Winter |  | 2.22% | 0%
| 2048-11-01 | 487426.0733 | 227273.5043 | 714699.5776 | 7200 | 99.2638 | 297 | 2048 | 2048-11-01 |  |  | 2.221% | 0% | 2.221% |  |  |  |  | Winter |  | 2.22% | 0%
| 2048-12-01 | 514915.9792 | 227273.5043 | 742189.4835 | 7440 | 99.7567 | 298 | 2048 | 2048-12-01 |  |  | 2.221% | 0% | 2.221% |  |  |  |  | Winter |  | 2.22% | 0%
| 2049-01-01 | 524762.2172 | 232316.2393 | 757078.4566 | 7440 | 101.7579 | 300 | 2049 | 2049-01-01 |  |  | 2.22% | 0% | 2.22% |  |  |  |  | Winter |  | 2.22% | 0%
| 2049-02-01 | 448722.8455 | 232316.2393 | 681039.0848 | 6720 | 101.3451 | 301 | 2049 | 2049-02-01 |  |  | 2.22% | -3.448% | 5.87% |  |  |  |  | Winter |  | 2.22% | 0%
| 2049-03-01 | 411493.3236 | 232316.2393 | 643809.5629 | 7440 | 86.5335 | 302 | 2049 | 2049-03-01 |  |  | 2.22% | 0% | 2.22% |  |  |  |  | Winter |  | 2.22% | 0%
| 2049-04-01 | 374985.9224 | 232316.2393 | 607302.1617 | 7200 | 84.3475 | 303 | 2049 | 2049-04-01 |  |  | 2.22% | 0% | 2.22% |  |  |  |  | Winter |  | 2.22% | 0%
| 2049-05-01 | 367407.0654 | 232316.2393 | 599723.3047 | 7440 | 80.608 | 304 | 2049 | 2049-05-01 |  |  | 2.22% | 0% | 2.22% |  |  |  |  | Summer |  | 2.22% | 0%
| 2049-06-01 | 420970.9355 | 232316.2393 | 653287.1748 | 7200 | 90.7343 | 305 | 2049 | 2049-06-01 |  |  | 2.22% | 0% | 2.22% |  |  |  |  | Summer |  | 2.22% | 0%
| 2049-07-01 | 497727.0259 | 232316.2393 | 730043.2653 | 7440 | 98.1241 | 306 | 2049 | 2049-07-01 |  |  | 2.22% | 0% | 2.22% |  |  |  |  | Summer |  | 2.22% | 0%
| 2049-08-01 | 537029.0753 | 232316.2393 | 769345.3146 | 7440 | 103.4066 | 307 | 2049 | 2049-08-01 |  |  | 2.22% | 0% | 2.22% |  |  |  |  | Summer |  | 2.22% | 0%
| 2049-09-01 | 516879.9704 | 232316.2393 | 749196.2097 | 7200 | 104.055 | 308 | 2049 | 2049-09-01 |  |  | 2.22% | 0% | 2.22% |  |  |  |  | Winter |  | 2.22% | 0%
| 2049-10-01 | 482131.7934 | 232316.2393 | 714448.0327 | 7440 | 96.028 | 309 | 2049 | 2049-10-01 |  |  | 2.22% | 0% | 2.22% |  |  |  |  | Winter |  | 2.22% | 0%
| 2049-11-01 | 498246.9322 | 232316.2393 | 730563.1715 | 7200 | 101.4671 | 310 | 2049 | 2049-11-01 |  |  | 2.22% | 0% | 2.22% |  |  |  |  | Winter |  | 2.22% | 0%
| 2049-12-01 | 526347.1139 | 232316.2393 | 758663.3533 | 7440 | 101.9709 | 311 | 2049 | 2049-12-01 |  |  | 2.22% | 0% | 2.22% |  |  |  |  | Winter |  | 2.22% | 0%
| 2050-01-01 | 536411.9385 | 237470.0855 | 773882.0239 | 7440 | 104.0164 | 313 | 2050 | 2050-01-01 |  |  | 2.22% | 0% | 2.22% |  |  |  |  | Winter |  | 2.22% | 0%
| 2050-02-01 | 458684.4926 | 237470.0855 | 696154.5781 | 6720 | 103.5944 | 314 | 2050 | 2050-02-01 |  |  | 2.219% | 0% | 2.219% |  |  |  |  | Winter |  | 2.22% | 0%
| 2050-03-01 | 420628.4754 | 237470.0855 | 658098.5608 | 7440 | 88.4541 | 315 | 2050 | 2050-03-01 |  |  | 2.219% | 0% | 2.219% |  |  |  |  | Winter |  | 2.22% | 0%
| 2050-04-01 | 383310.6099 | 237470.0855 | 620780.6954 | 7200 | 86.2195 | 316 | 2050 | 2050-04-01 |  |  | 2.219% | 0% | 2.219% |  |  |  |  | Winter |  | 2.22% | 0%
| 2050-05-01 | 375563.5022 | 237470.0855 | 613033.5877 | 7440 | 82.397 | 317 | 2050 | 2050-05-01 |  |  | 2.219% | 0% | 2.219% |  |  |  |  | Summer |  | 2.22% | 0%
| 2050-06-01 | 430316.4902 | 237470.0855 | 667786.5757 | 7200 | 92.7481 | 318 | 2050 | 2050-06-01 |  |  | 2.219% | 0% | 2.219% |  |  |  |  | Summer |  | 2.22% | 0%
| 2050-07-01 | 508776.5659 | 237470.0855 | 746246.6514 | 7440 | 100.302 | 319 | 2050 | 2050-07-01 |  |  | 2.22% | 0% | 2.22% |  |  |  |  | Summer |  | 2.22% | 0%
| 2050-08-01 | 548951.1207 | 237470.0855 | 786421.2062 | 7440 | 105.7018 | 320 | 2050 | 2050-08-01 |  |  | 2.22% | 0% | 2.22% |  |  |  |  | Summer |  | 2.22% | 0%
| 2050-09-01 | 528354.7057 | 237470.0855 | 765824.7912 | 7200 | 106.3646 | 321 | 2050 | 2050-09-01 |  |  | 2.22% | 0% | 2.22% |  |  |  |  | Winter |  | 2.22% | 0%
| 2050-10-01 | 492835.1192 | 237470.0855 | 730305.2047 | 7440 | 98.1593 | 322 | 2050 | 2050-10-01 |  |  | 2.219% | 0% | 2.219% |  |  |  |  | Winter |  | 2.22% | 0%
| 2050-11-01 | 509308.0141 | 237470.0855 | 746778.0995 | 7200 | 103.7192 | 323 | 2050 | 2050-11-01 |  |  | 2.22% | 0% | 2.22% |  |  |  |  | Winter |  | 2.22% | 0%
| 2050-12-01 | 538032.0199 | 237470.0855 | 775502.1053 | 7440 | 104.2342 | 324 | 2050 | 2050-12-01 |  |  | 2.22% | 0% | 2.22% |  |  |  |  | Winter |  | 2.22% | 0%
| 2051-01-01 | 548320.2835 | 242743.5897 | 791063.8732 | 7440 | 106.3258 | 326 | 2051 | 2051-01-01 |  |  | 2.22% | 0% | 2.22% |  |  |  |  | Winter |  | 2.22% | 0%
| 2051-02-01 | 468867.2884 | 242743.5897 | 711610.8781 | 6720 | 105.8945 | 327 | 2051 | 2051-02-01 |  |  | 2.22% | 0% | 2.22% |  |  |  |  | Winter |  | 2.22% | 0%
| 2051-03-01 | 429966.4275 | 242743.5897 | 672710.0173 | 7440 | 90.418 | 328 | 2051 | 2051-03-01 |  |  | 2.22% | 0% | 2.22% |  |  |  |  | Winter |  | 2.22% | 0%
| 2051-04-01 | 391820.1054 | 242743.5897 | 634563.6952 | 7200 | 88.1338 | 329 | 2051 | 2051-04-01 |  |  | 2.22% | 0% | 2.22% |  |  |  |  | Winter |  | 2.22% | 0%
| 2051-05-01 | 383901.012 | 242743.5897 | 626644.6017 | 7440 | 84.2264 | 330 | 2051 | 2051-05-01 |  |  | 2.22% | 0% | 2.22% |  |  |  |  | Summer |  | 2.22% | 0%
| 2051-06-01 | 439869.5163 | 242743.5897 | 682613.106 | 7200 | 94.8074 | 331 | 2051 | 2051-06-01 |  |  | 2.22% | 0% | 2.22% |  |  |  |  | Summer |  | 2.22% | 0%
| 2051-07-01 | 520071.4057 | 242743.5897 | 762814.9954 | 7440 | 102.5289 | 332 | 2051 | 2051-07-01 |  |  | 2.22% | 0% | 2.22% |  |  |  |  | Summer |  | 2.22% | 0%
| 2051-08-01 | 561137.8356 | 242743.5897 | 803881.4254 | 7440 | 108.0486 | 333 | 2051 | 2051-08-01 |  |  | 2.22% | 0% | 2.22% |  |  |  |  | Summer |  | 2.22% | 0%
| 2051-09-01 | 540084.1802 | 242743.5897 | 782827.7699 | 7200 | 108.7261 | 334 | 2051 | 2051-09-01 |  |  | 2.22% | 0% | 2.22% |  |  |  |  | Winter |  | 2.22% | 0%
| 2051-10-01 | 503776.0589 | 242743.5897 | 746519.6486 | 7440 | 100.3387 | 335 | 2051 | 2051-10-01 |  |  | 2.22% | 0% | 2.22% |  |  |  |  | Winter |  | 2.22% | 0%
| 2051-11-01 | 520614.652 | 242743.5897 | 763358.2417 | 7200 | 106.022 | 336 | 2051 | 2051-11-01 |  |  | 2.22% | 0% | 2.22% |  |  |  |  | Winter |  | 2.22% | 0%
| 2051-12-01 | 549976.3307 | 242743.5897 | 792719.9205 | 7440 | 106.5484 | 337 | 2051 | 2051-12-01 |  |  | 2.22% | 0% | 2.22% |  |  |  |  | Winter |  | 2.22% | 0%
[21 empty] | 2.22% | 0%
[21 empty] | 2.22% | 0%
[21 empty] | 2.22% | 0%
[21 empty] | 2.22% | 0%
[21 empty] | 2.22% | 0%
[21 empty] | 2.22% | 0%
[21 empty] | 2.22% | 0%
[21 empty] | 2.22% | 0%
[21 empty] | 2.22% | 0%
2.22%
2.22%
2.22%
2.22%
2.22%
2.22%
2.22%
2.22%
2.22%
2.22%
2.22%
2.22%
2.22%
2.22%
2.22%
2.22%
2.22%
2.22%
2.22%
2.22%
2.22%
2.22%
2.22%
2.22%
2.22%
2.22%
2.22%
2.22%
2.22%
2.22%
2.22%
2.22%
2.22%
2.22%

## Table3Compare
Total Fixed Cost
$/kW-yr | GCC.PX.UTS._.DF_.H_2x1 | GCC.PX.UTS._.DF_.H_2x1 | GCC.PX.UTS._.DF_.H_2x1
COD | 2035 | 2036 | 2038
| THERMAL | THERMAL | THERMAL
| GCC.PX.UTS._.DF_.H_2x1 | GCC.PX.UTS._.DF_.H_2x1 | GCC.PX.UTS._.DF_.H_2x1
2024 | 0 | 0 | 0
2025 | 0 | 0 | 0
2026 | 0 | 0 | 0
2027 | 0 | 0 | 0
2028 | 0 | 0 | 0
2029 | 0 | 0 | 0
2030 | 0 | 0 | 0
2031 | 0 | 0 | 0
2032 | 0 | 0 | 0
2033 | 0 | 0 | 0
2034 | 0 | 0 | 0
2035 | 199.88 | 0 | 0
2036 | 204.31 | 218.75 | 0
2037 | 208.85 | 223.6 | 0
2038 | 213.49 | 228.57 | 228.57
2039 | 218.23 | 233.64 | 233.65
2040 | 223.07 | 238.83 | 238.83
2041 | 228.02 | 244.13 | 244.13
2042 | 233.08 | 249.55 | 249.55
2043 | 238.26 | 255.09 | 255.09
2044 | 243.55 | 260.75 | 260.76
2045 | 248.95 | 266.54 | 266.55
2046 | 254.48 | 272.46 | 272.46
2047 | 260.13 | 278.51 | 278.51
2048 | 265.91 | 284.69 | 284.7
2049 | 271.81 | 291.01 | 291.02
2050 | 277.84 | 297.47 | 297.48
2051 | 284.01 | 304.08 | 304.08
2052 | 290.32 | 310.83 | 310.83
2053 | 296.76 | 317.73 | 317.73
2054 | 303.35 | 324.78 | 324.78
2055 | 310.08 | 331.99 | 331.99

## GCC.PX.UTS.2036 (hidden)
Table 3
2025 IRP Update - Utah South - CCCT Dry "H", 2X1, DF, with SCR | [9 empty] | GCC.PX.UTS._.DF_.H_2x1
Year | Estimated Capital Cost | First Year Fixed Capital Cost at Real Levelized Rate | Network Upgrade | Fixed O&M + Pipeline | Total Resource Fixed Costs | Fuel Cost | Variable O&M | Total Resource Energy Cost | Total Resource Costs
| $/kW | $/kW-yr | $/kW-yr | $/kW-yr | $/kW-yr | $/MMBtu | $/MWh | $/MWh | $/MWh
| (a) | (b) | (c) | (d) | (e) | (f) | (g) | (h) | (i)
Utah South - CCCT Dry "H", 2X1, DF, with SCR (GCC.PX.UTS._.DF_.H_2x1)
2025 | 1520.4384 |  |  | 47.7901 |  | 5.7167 | 2.773
2026 | 1554.1921 |  |  | 48.8511 |  | 5.8436 | 2.8345
2027 | 1588.6952 |  |  | 49.9356 |  | 5.9733 | 2.8974
2028 | 1623.9642 |  | 19.1158 | 51.0442 |  | 6.1059 | 2.9618
2029 | 1660.0162 |  | 19.5401 | 52.1773 |  | 6.2415 | 3.0275
2030 | 1696.8686 |  | 19.9739 | 53.3357 |  | 6.38 | 3.0947
2031 | 1734.5391 |  | 20.4174 | 54.5197 |  | 6.5217 | 3.1634
2032 | 1773.0458 |  | 20.8706 | 55.7301 |  | 6.6665 | 3.2337
2033 | 1812.4074 |  | 21.3339 | 56.9673 |  | 6.8144 | 3.3054
2034 | 1852.6429 |  | 21.8076 | 58.2319 |  | 6.9657 | 3.3788
2035 | 1893.7716 |  | 22.2917 | 59.5247 |  | 7.1204 | 3.4538
2036 | 1935.8133 | 120.68 | 37.2224 | 60.8461 | 218.75 | 7.2784 | 3.5305 | 48.36 | 80.37
2037 |  | 123.3591 | 38.0488 | 62.1969 | 223.6 | 7.44 | 3.6089 | 49.43 | 82.15
2038 |  | 126.0977 | 38.8935 | 63.5777 | 228.57 | 7.6052 | 3.689 | 50.53 | 83.98
2039 |  | 128.897 | 39.7569 | 64.9891 | 233.64 | 7.774 | 3.7709 | 51.65 | 85.84
2040 |  | 131.7586 | 40.6395 | 66.4319 | 238.83 | 7.9466 | 3.8546 | 52.8 | 87.75
2041 |  | 134.6836 | 41.5417 | 67.9067 | 244.13 | 8.123 | 3.9402 | 53.97 | 89.7
2042 |  | 137.6736 | 42.4639 | 69.4142 | 249.55 | 8.3034 | 4.0277 | 55.17 | 91.69
2043 |  | 140.7299 | 43.4066 | 70.9552 | 255.09 | 8.4877 | 4.1171 | 56.39 | 93.72
2044 |  | 143.8541 | 44.3702 | 72.5304 | 260.75 | 8.6761 | 4.2085 | 57.64 | 95.8
2045 |  | 147.0477 | 45.3553 | 74.1406 | 266.54 | 8.8687 | 4.3019 | 58.92 | 97.93
2046 |  | 150.3121 | 46.3621 | 75.7865 | 272.46 | 9.0656 | 4.3974 | 60.23 | 100.11
2047 |  | 153.6491 | 47.3914 | 77.4689 | 278.51 | 9.2669 | 4.495 | 61.57 | 102.33
2048 |  | 157.0601 | 48.4435 | 79.1888 | 284.69 | 9.4726 | 4.5948 | 62.94 | 104.61
2049 |  | 160.5468 | 49.5189 | 80.9468 | 291.01 | 9.6829 | 4.6968 | 64.33 | 106.92
2050 |  | 164.111 | 50.6182 | 82.7438 | 297.47 | 9.8978 | 4.8011 | 65.76 | 109.3
2051 |  | 167.7542 | 51.742 | 84.5807 | 304.08 | 10.1176 | 4.9077 | 67.22 | 111.72
2052 |  | 171.4784 | 52.8906 | 86.4584 | 310.83 | 10.3422 | 5.0166 | 68.71 | 114.2
2053 |  | 175.2852 | 54.0648 | 88.3777 | 317.73 | 10.5718 | 5.128 | 70.24 | 116.74
2054 |  | 179.1765 | 55.265 | 90.3397 | 324.78 | 10.8065 | 5.2418 | 71.8 | 119.33
2055 |  | 183.1542 | 56.4919 | 92.3453 | 331.99 | 11.0464 | 5.3582 | 73.39 | 121.98
2056 |  | 187.2203 | 57.7461 | 94.3953 | 339.36 | 11.2916 | 5.4772 | 75.02 | 124.69
2057 |  | 191.3765 | 59.028 | 96.4909 | 346.9 | 11.5423 | 5.5988 | 76.69 | 127.46
2058 |  | 195.6251 | 60.3384 | 98.633 | 354.6 | 11.7985 | 5.723 | 78.39 | 130.29
2059 |  | 199.968 | 61.678 | 100.8227 | 362.47 | 12.0605 | 5.8501 | 80.13 | 133.18
2060 |  | 204.4073 | 63.0472 | 103.0609 | 370.52 | 12.3282 | 5.98 | 81.91 | 136.14
2061 |  | 208.9451 | 64.4469 | 105.3489 | 378.74 | 12.6019 | 6.1127 | 83.73 | 139.16
2062 |  | 213.5837 | 65.8776 | 107.6876 | 387.15 | 12.8816 | 6.2484 | 85.59 | 142.25
2063 |  | 218.3253 | 67.3401 | 110.0783 | 395.74 | 13.1676 | 6.3871 | 87.49 | 145.41
2064 |  | 223.1721 | 68.835 | 112.522 | 404.53 | 13.4599 | 6.5289 | 89.43 | 148.63
2065 |  | 228.1265 | 70.3631 | 115.02 | 413.51 | 13.7587 | 6.6739 | 91.41 | 151.93
2066 |  | 233.1909 | 71.9252 | 117.5735 | 422.69 | 14.0642 | 6.822 | 93.44 | 155.3
2067 |  | 238.3677 | 73.5219 | 120.1836 | 432.07 | 14.3764 | 6.9735 | 95.52 | 158.75
2068 |  | 243.6595 | 75.1541 | 122.8517 | 441.67 | 14.6956 | 7.1283 | 97.64 | 162.28
2069 |  | 249.0687 | 76.8225 | 125.579 | 451.47 | 15.0218 | 7.2866 | 99.81 | 165.88
2070 |  | 254.5981 | 78.528 | 128.3668 | 461.49 | 15.3553 | 7.4483 | 102.02 | 169.56
2071 |  | 260.2501 | 80.2713 | 131.2166 | 471.74 | 15.6962 | 7.6137 | 104.29 | 173.33
2072 |  | 266.0277 | 82.0534 | 134.1296 | 482.21 | 16.0446 | 7.7827 | 106.6 | 177.17
2073 |  | 271.9335 | 83.8749 | 137.1073 | 492.92 | 16.4008 | 7.9555 | 108.97 | 181.11
2074 |  | 277.9704 | 85.737 | 140.151 | 503.86 | 16.7649 | 8.1321 | 111.39 | 185.13
2075 |  | 284.1414 | 87.6403 | 143.2624 | 515.04 | 17.1371 | 8.3126 | 113.86 | 189.24
2076 |  | 290.4493 | 89.5859 | 146.4428 | 526.48 | 17.5176 | 8.4971 | 116.39 | 193.44
2077 |  | 296.8973 | 91.5747 | 149.6939 | 538.17 | 17.9064 | 8.6858 | 118.97 | 197.73
2078 |  | 303.4884 | 93.6077 | 153.0171 | 550.11 | 18.304 | 8.8786 | 121.61 | 202.12
Nominal 40 year Levelized |  |  |  |  | 292.3913 |  |  | 64.6382 | 106.9404
Sources, Inputs and Assumptions
Source: (a)(d)(e)(g) |  | Plant Costs - 2025 IRP Update
| (a) | First year real levelized costs
| (b) | = (a) x 6.234% Real Payment Factor@ 00% ITC
| (f) | Gas Price Forecast (Sept 2024 MM)
| (h) | = (f) / (8.76 x 'Capacity Factor' ) + (g)
| Utah South - CCCT Dry "H", 2X1, DF, with SCR (GCC.PX.UTS._.DF_.H_2x1) | [8 empty] | CCCT Dry "H", 2X1, DF, with SCR
| Statistics |  |  | MW | Percent | Cap Cost | Fixed |  |  | GCC.PX.UTS._.DF_.H_2x1
| CCCT Dry "H", 2X1, DF, with SCR |  |  | 1058.901 | 100% | 1508.5524 | 47.7901
| Capacity Weighted |  |  | 1058.901 | 100% | 1509 | 47.79
| Statistics |  |  | MW | CF | aMW | Percent | Variable | Heat Rate
| CCCT Dry "H", 2X1, DF, with SCR |  |  | 1058.901 | 78% | 825.9428 | 100% | 2.773 | 6158.732
| 0 |  |  | 0 | 0% | 0 | 0% | 0 | 0
| Energy Weighted |  |  | 1058.901 | 78% | 825.9428 | 100% | 2.77 | 6159
Rounded
| CCCT |  | Plant Costs - 2025 IRP Update
| 1058.901 |  | MW Plant Capacity
2025 $ | 1508.5524 |  | Plant capacity cost - in $/kW
2025 $ | 11.886 |  | Demolition Cost - in $/kW
2025 $ | 38.4109 |  | Fixed O&M & Capitalized O&M ($/kW-Yr)
| 6158.732 |  | Max Load Heat Rate on Gas (Btu/kw)
| 156515.6994 |  | Gas Fired Conversion Load (MMBtu/d)
| 0.17385 |  | Fixed Demand Transportation Charge (Tariff) ($/mmBtu-day)
| 0.00267 |  | Transportation Commodity / Usage Charge ($/MMBtu)
| 0.0015 |  | ACA Charge ($/MMBtu)
| 0.00417 |  | Total Variable Charges ($/MMBtu)
| 9931742.8321 |  | Fixed Transport Charge $/Year
| 9.3793 |  | Fixed Pipeline in $/kW
| 47.7901 |  | Fixed O&M including Fixed Pipeline & Capitalized O&M ($/kW-Yr)
2025 $ | 2.773 |  | Variable O&M Costs & Capitalized Variable O&M ($/MWh)
| 6158.732 |  | Heat Rate in btu/kWh
| 0% |  | Assumed ITC
| 6.234% |  | Real Payment Factor@ 00% ITC
| 78% |  | Capacity Factor
|  | 78% | Energy Weighted Capacity Factor
2025 $ |  |  | Network Upgrade ($/kw-yr)
|  | 5.7167 | Fuel Cost ($/mmBtu )
|  | 35.2075 | Fuel Cost ($/MWH)
|  | 2.5% | EFOR %
2028 $ |  | 19.1158 | Network Upgrade ($/kw-yr)
2036 $ |  | 14.4359 | Network Upgrade ($/kw-yr)

## GCC.PX.UTS.2038 (hidden)
Table 3
2025 IRP Update - Utah South - CCCT Dry "H", 2X1, DF, with SCR | [9 empty] | GCC.PX.UTS._.DF_.H_2x1
Year | Estimated Capital Cost | First Year Fixed Capital Cost at Real Levelized Rate | Network Upgrade | Fixed O&M + Pipeline | Total Resource Fixed Costs | Fuel Cost | Variable O&M | Total Resource Energy Cost | Total Resource Costs
| $/kW | $/kW-yr | $/kW-yr | $/kW-yr | $/kW-yr | $/MMBtu | $/MWh | $/MWh | $/MWh
| (a) | (b) | (c) | (d) | (e) | (f) | (g) | (h) | (i)
Utah South - CCCT Dry "H", 2X1, DF, with SCR (GCC.PX.UTS._.DF_.H_2x1)
2025 | 1520.4384 |  |  | 47.7901 |  | 5.7167 | 2.773
2026 | 1554.1921 |  |  | 48.8511 |  | 5.8436 | 2.8345
2027 | 1588.6952 |  |  | 49.9356 |  | 5.9733 | 2.8974
2028 | 1623.9642 |  | 19.1158 | 51.0442 |  | 6.1059 | 2.9618
2029 | 1660.0162 |  | 19.5401 | 52.1773 |  | 6.2415 | 3.0275
2030 | 1696.8686 |  | 19.9739 | 53.3357 |  | 6.38 | 3.0947
2031 | 1734.5391 |  | 20.4174 | 54.5197 |  | 6.5217 | 3.1634
2032 | 1773.0458 |  | 20.8706 | 55.7301 |  | 6.6665 | 3.2337
2033 | 1812.4074 |  | 21.3339 | 56.9673 |  | 6.8144 | 3.3054
2034 | 1852.6429 |  | 21.8076 | 58.2319 |  | 6.9657 | 3.3788
2035 | 1893.7716 |  | 22.2917 | 59.5247 |  | 7.1204 | 3.4538
2036 | 1935.8133 |  | 37.2224 | 60.8461 |  | 7.2784 | 3.5305
2037 | 1978.7884 |  | 38.0488 | 62.1969 |  | 7.44 | 3.6089
2038 | 2022.7175 | 126.1 | 38.8935 | 63.5777 | 228.57 | 7.6052 | 3.689 | 50.53 | 83.98
2039 |  | 128.8994 | 39.7569 | 64.9891 | 233.65 | 7.774 | 3.7709 | 51.65 | 85.85
2040 |  | 131.761 | 40.6395 | 66.4319 | 238.83 | 7.9466 | 3.8546 | 52.8 | 87.75
2041 |  | 134.6861 | 41.5417 | 67.9067 | 244.13 | 8.123 | 3.9402 | 53.97 | 89.7
2042 |  | 137.6761 | 42.4639 | 69.4142 | 249.55 | 8.3034 | 4.0277 | 55.17 | 91.69
2043 |  | 140.7325 | 43.4066 | 70.9552 | 255.09 | 8.4877 | 4.1171 | 56.39 | 93.72
2044 |  | 143.8568 | 44.3702 | 72.5304 | 260.76 | 8.6761 | 4.2085 | 57.64 | 95.8
2045 |  | 147.0504 | 45.3553 | 74.1406 | 266.55 | 8.8687 | 4.3019 | 58.92 | 97.93
2046 |  | 150.3149 | 46.3621 | 75.7865 | 272.46 | 9.0656 | 4.3974 | 60.23 | 100.11
2047 |  | 153.6519 | 47.3914 | 77.4689 | 278.51 | 9.2669 | 4.495 | 61.57 | 102.33
2048 |  | 157.063 | 48.4435 | 79.1888 | 284.7 | 9.4726 | 4.5948 | 62.94 | 104.61
2049 |  | 160.5498 | 49.5189 | 80.9468 | 291.02 | 9.6829 | 4.6968 | 64.33 | 106.92
2050 |  | 164.114 | 50.6182 | 82.7438 | 297.48 | 9.8978 | 4.8011 | 65.76 | 109.3
2051 |  | 167.7573 | 51.742 | 84.5807 | 304.08 | 10.1176 | 4.9077 | 67.22 | 111.72
2052 |  | 171.4815 | 52.8906 | 86.4584 | 310.83 | 10.3422 | 5.0166 | 68.71 | 114.2
2053 |  | 175.2884 | 54.0648 | 88.3777 | 317.73 | 10.5718 | 5.128 | 70.24 | 116.74
2054 |  | 179.1798 | 55.265 | 90.3397 | 324.78 | 10.8065 | 5.2418 | 71.8 | 119.33
2055 |  | 183.1576 | 56.4919 | 92.3453 | 331.99 | 11.0464 | 5.3582 | 73.39 | 121.98
2056 |  | 187.2237 | 57.7461 | 94.3953 | 339.37 | 11.2916 | 5.4772 | 75.02 | 124.69
2057 |  | 191.3801 | 59.028 | 96.4909 | 346.9 | 11.5423 | 5.5988 | 76.69 | 127.46
2058 |  | 195.6287 | 60.3384 | 98.633 | 354.6 | 11.7985 | 5.723 | 78.39 | 130.29
2059 |  | 199.9717 | 61.678 | 100.8227 | 362.47 | 12.0605 | 5.8501 | 80.13 | 133.18
2060 |  | 204.4111 | 63.0472 | 103.0609 | 370.52 | 12.3282 | 5.98 | 81.91 | 136.14
2061 |  | 208.949 | 64.4469 | 105.3489 | 378.74 | 12.6019 | 6.1127 | 83.73 | 139.16
2062 |  | 213.5876 | 65.8776 | 107.6876 | 387.15 | 12.8816 | 6.2484 | 85.59 | 142.25
2063 |  | 218.3293 | 67.3401 | 110.0783 | 395.75 | 13.1676 | 6.3871 | 87.49 | 145.41
2064 |  | 223.1762 | 68.835 | 112.522 | 404.53 | 13.4599 | 6.5289 | 89.43 | 148.63
2065 |  | 228.1307 | 70.3631 | 115.02 | 413.51 | 13.7587 | 6.6739 | 91.41 | 151.93
2066 |  | 233.1952 | 71.9252 | 117.5735 | 422.69 | 14.0642 | 6.822 | 93.44 | 155.3
2067 |  | 238.3721 | 73.5219 | 120.1836 | 432.08 | 14.3764 | 6.9735 | 95.52 | 158.76
2068 |  | 243.664 | 75.1541 | 122.8517 | 441.67 | 14.6956 | 7.1283 | 97.64 | 162.28
2069 |  | 249.0733 | 76.8225 | 125.579 | 451.47 | 15.0218 | 7.2866 | 99.81 | 165.88
2070 |  | 254.6028 | 78.528 | 128.3668 | 461.5 | 15.3553 | 7.4483 | 102.02 | 169.56
2071 |  | 260.255 | 80.2713 | 131.2166 | 471.74 | 15.6962 | 7.6137 | 104.29 | 173.33
2072 |  | 266.0326 | 82.0534 | 134.1296 | 482.22 | 16.0446 | 7.7827 | 106.6 | 177.17
2073 |  | 271.9385 | 83.8749 | 137.1073 | 492.92 | 16.4008 | 7.9555 | 108.97 | 181.11
2074 |  | 277.9756 | 85.737 | 140.151 | 503.86 | 16.7649 | 8.1321 | 111.39 | 185.13
2075 |  | 284.1466 | 87.6403 | 143.2624 | 515.05 | 17.1371 | 8.3126 | 113.86 | 189.24
2076 |  | 290.4547 | 89.5859 | 146.4428 | 526.48 | 17.5176 | 8.4971 | 116.39 | 193.44
2077 |  | 296.9028 | 91.5747 | 149.6939 | 538.17 | 17.9064 | 8.6858 | 118.97 | 197.73
2078 |  | 303.494 | 93.6077 | 153.0171 | 550.12 | 18.304 | 8.8786 | 121.61 | 202.12
Nominal 40 year Levelized |  |  |  |  | 305.521 |  |  | 67.54 | 112.2537
Sources, Inputs and Assumptions
Source: (a)(d)(e)(g) |  | Plant Costs - 2025 IRP Update
| (a) | First year real levelized costs
| (b) | = (a) x 6.234% Real Payment Factor@ 00% ITC
| (f) | Gas Price Forecast (Sept 2024 MM)
| (h) | = (f) / (8.76 x 'Capacity Factor' ) + (g)
| Utah South - CCCT Dry "H", 2X1, DF, with SCR (GCC.PX.UTS._.DF_.H_2x1) | [8 empty] | CCCT Dry "H", 2X1, DF, with SCR
| Statistics |  |  | MW | Percent | Cap Cost | Fixed |  |  | GCC.PX.UTS._.DF_.H_2x1
| CCCT Dry "H", 2X1, DF, with SCR |  |  | 1058.901 | 100% | 1508.5524 | 47.7901
| Capacity Weighted |  |  | 1058.901 | 100% | 1509 | 47.79
| Statistics |  |  | MW | CF | aMW | Percent | Variable | Heat Rate
| CCCT Dry "H", 2X1, DF, with SCR |  |  | 1058.901 | 78% | 825.9428 | 100% | 2.773 | 6158.732
| 0 |  |  | 0 | 0% | 0 | 0% | 0 | 0
| Energy Weighted |  |  | 1058.901 | 78% | 825.9428 | 100% | 2.77 | 6159
Rounded
| CCCT |  | Plant Costs - 2025 IRP Update
| 1058.901 |  | MW Plant Capacity
2025 $ | 1508.5524 |  | Plant capacity cost - in $/kW
2025 $ | 11.886 |  | Demolition Cost - in $/kW
2025 $ | 38.4109 |  | Fixed O&M & Capitalized O&M ($/kW-Yr)
| 6158.732 |  | Max Load Heat Rate on Gas (Btu/kw)
| 156515.6994 |  | Gas Fired Conversion Load (MMBtu/d)
| 0.17385 |  | Fixed Demand Transportation Charge (Tariff) ($/mmBtu-day)
| 0.00267 |  | Transportation Commodity / Usage Charge ($/MMBtu)
| 0.0015 |  | ACA Charge ($/MMBtu)
| 0.00417 |  | Total Variable Charges ($/MMBtu)
| 9931742.8321 |  | Fixed Transport Charge $/Year
| 9.3793 |  | Fixed Pipeline in $/kW
| 47.7901 |  | Fixed O&M including Fixed Pipeline & Capitalized O&M ($/kW-Yr)
2025 $ | 2.773 |  | Variable O&M Costs & Capitalized Variable O&M ($/MWh)
| 6158.732 |  | Heat Rate in btu/kWh
| 0% |  | Assumed ITC
| 6.234% |  | Real Payment Factor@ 00% ITC
| 78% |  | Capacity Factor
|  | 78% | Energy Weighted Capacity Factor
2025 $ |  |  | Network Upgrade ($/kw-yr)
|  | 5.7167 | Fuel Cost ($/mmBtu )
|  | 35.2075 | Fuel Cost ($/MWH)
|  | 2.5% | EFOR %
2028 $ |  | 19.1158 | Network Upgrade ($/kw-yr)
2036 $ |  | 14.4359 | Network Upgrade ($/kw-yr)

## GSC.PX.BDG.2038 (hidden)
Table 3
2025 IRP Update - Utah South - CCCT Dry "H", 2X1, DF, with SCR | [9 empty] | GSC.PX.BDG._.___.Frame
Year | Estimated Capital Cost | First Year Fixed Capital Cost at Real Levelized Rate | Network Upgrade | Fixed O&M + Pipeline | Total Resource Fixed Costs | Fuel Cost | Variable O&M | Total Resource Energy Cost | Total Resource Costs
| $/kW | $/kW-yr | $/kW-yr | $/kW-yr | $/kW-yr | $/MMBtu | $/MWh | $/MWh | $/MWh
| (a) | (b) | (c) | (d) | (e) | (f) | (g) | (h) | (i)
Wyoming East-Brownfield - SCCT Frame "F" x1, with SCR (GSC.PX.BDG._.___.Frame)
2025 | 1207.6438 |  |  | 56.2839 |  | 5.6148 | 8.4901
2026 | 1234.4535 |  |  | 57.5334 |  | 5.7394 | 8.6786
2027 | 1261.8583 |  |  | 58.8107 |  | 5.8668 | 8.8713
2028 | 1289.8716 |  | 0 | 60.1163 |  | 5.9971 | 9.0682
2029 | 1318.5067 |  | 0 | 61.4509 |  | 6.1302 | 9.2696
2030 | 1347.7776 |  | 0 | 62.8151 |  | 6.2663 | 9.4753
2031 | 1377.6982 |  | 0 | 64.2096 |  | 6.4054 | 9.6857
2032 | 1408.2831 |  | 0 | 65.635 |  | 6.5476 | 9.9007
2033 | 1439.547 |  | 0 | 67.0921 |  | 6.6929 | 10.1205
2034 | 1471.505 |  | 0 | 68.5816 |  | 6.8415 | 10.3452
2035 | 1504.1724 |  | 0 | 70.1041 |  | 6.9934 | 10.5748
2036 | 1537.565 |  | 0 | 71.6604 |  | 7.1487 | 10.8096
2037 | 1571.6989 |  | 0 | 73.2512 |  | 7.3074 | 11.0496
2038 | 1606.5907 | 98 | 0 | 74.8774 | 172.88 | 7.4696 | 11.2949 | 83 | 142.8
2039 |  | 100.1756 | 0 | 76.5397 | 176.72 | 7.6354 | 11.5456 | 84.85 | 145.98
2040 |  | 102.3995 | 0 | 78.2389 | 180.64 | 7.8049 | 11.8019 | 86.73 | 149.22
2041 |  | 104.6728 | 0 | 79.9758 | 184.65 | 7.9782 | 12.0639 | 88.65 | 152.53
2042 |  | 106.9965 | 0 | 81.7513 | 188.75 | 8.1553 | 12.3318 | 90.62 | 155.91
2043 |  | 109.3718 | 0 | 83.5661 | 192.94 | 8.3364 | 12.6055 | 92.63 | 159.37
2044 |  | 111.7999 | 0 | 85.4213 | 197.22 | 8.5214 | 12.8854 | 94.69 | 162.91
2045 |  | 114.2818 | 0 | 87.3177 | 201.6 | 8.7106 | 13.1714 | 96.79 | 166.53
2046 |  | 116.8189 | 0 | 89.2561 | 206.07 | 8.904 | 13.4638 | 98.94 | 170.22
2047 |  | 119.4123 | 0 | 91.2376 | 210.65 | 9.1016 | 13.7627 | 101.14 | 174.01
2048 |  | 122.0632 | 0 | 93.2631 | 215.33 | 9.3037 | 14.0683 | 103.38 | 177.87
2049 |  | 124.773 | 0 | 95.3335 | 220.11 | 9.5102 | 14.3806 | 105.68 | 181.82
2050 |  | 127.543 | 0 | 97.4499 | 224.99 | 9.7214 | 14.6998 | 108.02 | 185.85
2051 |  | 130.3744 | 0 | 99.6133 | 229.99 | 9.9372 | 15.0262 | 110.42 | 189.98
2052 |  | 133.2688 | 0 | 101.8247 | 235.09 | 10.1578 | 15.3597 | 112.87 | 194.19
2053 |  | 136.2273 | 0 | 104.0852 | 240.31 | 10.3833 | 15.7007 | 115.38 | 198.51
2054 |  | 139.2516 | 0 | 106.3959 | 245.65 | 10.6138 | 16.0493 | 117.94 | 202.92
2055 |  | 142.343 | 0 | 108.7579 | 251.1 | 10.8494 | 16.4056 | 120.56 | 207.42
2056 |  | 145.503 | 0 | 111.1723 | 256.68 | 11.0903 | 16.7698 | 123.24 | 212.03
2057 |  | 148.7331 | 0 | 113.6403 | 262.37 | 11.3365 | 17.1421 | 125.97 | 216.73
2058 |  | 152.035 | 0 | 116.1632 | 268.2 | 11.5882 | 17.5226 | 128.77 | 221.55
2059 |  | 155.4102 | 0 | 118.742 | 274.15 | 11.8454 | 17.9116 | 131.63 | 226.47
2060 |  | 158.8603 | 0 | 121.3781 | 280.24 | 12.1084 | 18.3093 | 134.55 | 231.49
2061 |  | 162.387 | 0 | 124.0727 | 286.46 | 12.3772 | 18.7157 | 137.54 | 236.63
2062 |  | 165.992 | 0 | 126.8271 | 292.82 | 12.652 | 19.1312 | 140.59 | 241.88
2063 |  | 169.677 | 0 | 129.6426 | 299.32 | 12.9328 | 19.5559 | 143.71 | 247.25
2064 |  | 173.4438 | 0 | 132.5207 | 305.96 | 13.2199 | 19.9901 | 146.9 | 252.74
2065 |  | 177.2943 | 0 | 135.4627 | 312.76 | 13.5134 | 20.4339 | 150.16 | 258.35
2066 |  | 181.2302 | 0 | 138.4699 | 319.7 | 13.8134 | 20.8875 | 153.5 | 264.09
2067 |  | 185.2535 | 0 | 141.544 | 326.8 | 14.1201 | 21.3512 | 156.9 | 269.95
2068 |  | 189.3662 | 0 | 144.6862 | 334.05 | 14.4336 | 21.8252 | 160.39 | 275.95
2069 |  | 193.5701 | 0 | 147.8983 | 341.47 | 14.754 | 22.3097 | 163.95 | 282.07
2070 |  | 197.8673 | 0 | 151.1816 | 349.05 | 15.0815 | 22.805 | 167.59 | 288.34
2071 |  | 202.26 | 0 | 154.5378 | 356.8 | 15.4163 | 23.3113 | 171.31 | 294.74
2072 |  | 206.7502 | 0 | 157.9686 | 364.72 | 15.7586 | 23.8288 | 175.11 | 301.28
2073 |  | 211.34 | 0 | 161.4755 | 372.82 | 16.1084 | 24.3578 | 179 | 307.97
2074 |  | 216.0318 | 0 | 165.0602 | 381.09 | 16.466 | 24.8985 | 182.97 | 314.8
2075 |  | 220.8277 | 0 | 168.7246 | 389.55 | 16.8316 | 25.4513 | 187.03 | 321.79
2076 |  | 225.7301 | 0 | 172.4703 | 398.2 | 17.2052 | 26.0163 | 191.19 | 328.94
2077 |  | 230.7413 | 0 | 176.2991 | 407.04 | 17.5872 | 26.5938 | 195.43 | 336.24
2078 |  | 235.8637 | 0 | 180.2129 | 416.08 | 17.9776 | 27.1842 | 199.77 | 343.7
Nominal 40 year Levelized |  |  |  |  | 231.0789 |  |  | 110.9455 | 190.8811
Sources, Inputs and Assumptions
Source: (a)(d)(e)(g) |  | Plant Costs - 2025 IRP Update
| (a) | First year real levelized costs
| (b) | = (a) x 6.100% Real Payment Factor@ 00% ITC
| (f) | Gas Price Forecast (Sept 2024 MM)
| (h) | = (f) / (8.76 x 'Capacity Factor' ) + (g)
Wyoming East-Brownfield - SCCT Frame "F" x1, with SCR (GSC.PX.BDG._.___.Frame)
| Statistics |  |  | MW | Percent | Cap Cost | Fixed
| GSC.PX.BDG._.___.Frame |  |  | 191.759 | 100% | 1195.5137 | 56.2839
| Capacity Weighted |  |  | 191.759 | 100% | 1196 | 56.28
| Statistics |  |  | MW | CF | aMW | Percent | Variable | Heat Rate
| GSC.PX.BDG._.___.Frame |  |  | 191.759 | 33% | 63.2805 | 100% | 8.4901 | 9600.396
| 0 |  |  | 0 | 0% | 0 | 0% | 0 | 0
| Energy Weighted |  |  | 191.759 | 33% | 63.2805 | 100% | 8.49 | 9600
Rounded
| SCCT |  | Plant Costs - 2025 IRP Update
| 191.759 |  | MW Plant Capacity
2025 $ | 1195.5137 |  | Plant capacity cost - in $/kW
2025 $ | 12.13 |  | Demolition Cost - in $/kW
2025 $ | 30.4848 |  | Fixed O&M & Capitalized O&M ($/kW-Yr)
| 9600.396 |  | Max Load Heat Rate on Gas (Btu/kw)
| 44183.0961 |  | Gas Fired Conversion Load (MMBtu/d)
| 0.30677 |  | Fixed Demand Transportation Charge (Tariff) ($/mmBtu-day)
| 0.0057 |  | Transportation Commodity / Usage Charge ($/MMBtu)
| 0.0015 |  | ACA Charge ($/MMBtu)
| 0.0072 |  | Total Variable Charges ($/MMBtu)
| 4947216.6143 |  | Fixed Transport Charge $/Year
| 25.7991 |  | Fixed Pipeline in $/kW
| 56.2839 |  | Fixed O&M including Fixed Pipeline & Capitalized O&M ($/kW-Yr)
2025 $ | 8.4901 |  | Variable O&M Costs & Capitalized Variable O&M ($/MWh)
| 9600.396 |  | Heat Rate in btu/kWh
| 0% |  | Assumed ITC
| 6.1% |  | Real Payment Factor@ 00% ITC
| 33% |  | Capacity Factor
|  | 33% | Energy Weighted Capacity Factor
2025 $ |  |  | Network Upgrade ($/kw-yr)
|  | 5.6148 | Fuel Cost ($/mmBtu )
|  | 53.9038 | Fuel Cost ($/MWH)
|  | 2.7% | EFOR %
Network Upgrade ($/kw-yr)
Network Upgrade ($/kw-yr)

## 2025 IRPUpdt Assumptions
Collection | Parent Object | Child Object | Property | Value | Data File | Units | Band | Date From | Date To | Timeslice | Action | Expression | Scenario | Memo | Category
Generators | System | GCC.PX.DJW._.DF_.H_2x1 | Build Cost | 1357.697 |  | $/kW | 1 |  |  |  | × | Inflation | 25 IRP Update SSR |  | New Gas
Generators | System | GCC.PX.UTS._.DF_.H_2x1 | Build Cost | 1508.552 |  | $/kW | 1 |  |  |  | × | Inflation | 25 IRP Update SSR |  | New Gas
Generators | System | GCC.PX.WYE._.DF_.H_2x1 | Build Cost | 1508.552 |  | $/kW | 1 |  |  |  | × | Inflation | 25 IRP Update SSR |  | New Gas
Generators | System | GSC.PX.BDG._.___.Frame | Build Cost | 1195.514 |  | $/kW | 1 |  |  |  | × | Inflation | 25 IRP Update SSR |  | New Gas
Generators | System | GSC.PX.WYE._.___.Frame | Build Cost | 1328.349 |  | $/kW | 1 |  |  |  | × | Inflation | 25 IRP Update SSR |  | New Gas
Generators | System | PV_.PX.BOR._.PTC.Utility_Scale | Build Cost | 1399.38 |  | $/kW | 1 |  |  |  | × | IRPPVESC | 25 IRP Update SSR |  | New Solar
Generators | System | PV_.PX.COR._.NTC.Small_Scale | Build Cost | 1954.522 |  | $/kW | 1 |  |  |  | × | IRPPV_NTC_ESC_Small | 25 IRP Update SSR |  | New Solar
Generators | System | PV_.PX.COR._.NTC.Utility_Scale | Build Cost | 1468.657 |  | $/kW | 1 |  |  |  | × | IRPPV_NTC_ESC | 25 IRP Update SSR |  | New Solar
Generators | System | PV_.PX.COR._.PTC.Small_Scale | Build Cost | 1954.522 |  | $/kW | 1 |  |  |  | × | IRPPVESC_Small | 25 IRP Update SSR |  | New Solar
Generators | System | PV_.PX.COR._.PTC.Utility_Scale | Build Cost | 1468.657 |  | $/kW | 1 |  |  |  | × | IRPPVESC | 25 IRP Update SSR |  | New Solar
Generators | System | PV_.PX.GOE._.PTC.Utility_Scale | Build Cost | 1399.38 |  | $/kW | 1 |  |  |  | × | IRPPVESC | 25 IRP Update SSR |  | New Solar
Generators | System | PV_.PX.NUT._.NTC.Utility_Scale | Build Cost | 1399.38 |  | $/kW | 1 |  |  |  | × | IRPPV_NTC_ESC | 25 IRP Update SSR |  | New Solar
Generators | System | PV_.PX.NUT._.PTC.Utility_Scale | Build Cost | 1399.38 |  | $/kW | 1 |  |  |  | × | IRPPVESC | 25 IRP Update SSR |  | New Solar
Generators | System | PV_.PX.SOR._.PTC.Utility_Scale | Build Cost | 1537.933 |  | $/kW | 1 |  |  |  | × | IRPPVESC | 25 IRP Update SSR |  | New Solar
Generators | System | PV_.PX.SUM._.NTC.Utility_Scale | Build Cost | 1468.657 |  | $/kW | 1 |  |  |  | × | IRPPV_NTC_ESC | 25 IRP Update SSR |  | New Solar
Generators | System | PV_.PX.SUM._.PTC.Utility_Scale | Build Cost | 1468.657 |  | $/kW | 1 |  |  |  | × | IRPPVESC | 25 IRP Update SSR |  | New Solar
Generators | System | PV_.PX.UTS._.NTC.Utility_Scale | Build Cost | 1385.525 |  | $/kW | 1 |  |  |  | × | IRPPV_NTC_ESC | 25 IRP Update SSR |  | New Solar
Generators | System | PV_.PX.UTS._.PTC.Utility_Scale | Build Cost | 1385.525 |  | $/kW | 1 |  |  |  | × | IRPPVESC | 25 IRP Update SSR |  | New Solar
Generators | System | PV_.PX.WWA._.NTC.Utility_Scale | Build Cost | 1413.236 |  | $/kW | 1 |  |  |  | × | IRPPV_NTC_ESC | 25 IRP Update SSR |  | New Solar
Generators | System | PV_.PX.WWA._.PTC.Utility_Scale | Build Cost | 1413.236 |  | $/kW | 1 |  |  |  | × | IRPPVESC | 25 IRP Update SSR |  | New Solar
Generators | System | PV_.PX.WYN._.NTC.Small_Scale | Build Cost | 1843.889 |  | $/kW | 1 |  |  |  | × | IRPPV_NTC_ESC_Small | 25 IRP Update SSR |  | New Solar
Generators | System | PV_.PX.WYN._.PTC.Small_Scale | Build Cost | 1843.889 |  | $/kW | 1 |  |  |  | × | IRPPVESC_Small | 25 IRP Update SSR |  | New Solar
Generators | System | PV_.PX.YAK._.NTC.Utility_Scale | Build Cost | 1413.236 |  | $/kW | 1 |  |  |  | × | IRPPV_NTC_ESC | 25 IRP Update SSR |  | New Solar
Generators | System | PV_.PX.YAK._.PTC.Utility_Scale | Build Cost | 1413.236 |  | $/kW | 1 |  |  |  | × | IRPPVESC | 25 IRP Update SSR |  | New Solar
Generators | System | WD_.PX.BOR._.PTC.Utility_Scale | Build Cost | 1537.358 |  | $/kW | 1 |  |  |  | × | IRPWDESC | 25 IRP Update SSR |  | New Wind
Generators | System | WD_.PX.COR._.NTC.Utility_Scale | Build Cost | 1673.008 |  | $/kW | 1 |  |  |  | × | IRPWD_NTC_ESC | 25 IRP Update SSR |  | New Wind
Generators | System | WD_.PX.COR._.PTC.Utility_Scale | Build Cost | 1673.008 |  | $/kW | 1 |  |  |  | × | IRPWDESC | 25 IRP Update SSR |  | New Wind
Generators | System | WD_.PX.GOE._.PTC.Utility_Scale | Build Cost | 1537.358 |  | $/kW | 1 |  |  |  | × | IRPWDESC | 25 IRP Update SSR |  | New Wind
Generators | System | WD_.PX.SOR._.NTC.Utility_Scale | Build Cost | 1778.513 |  | $/kW | 1 |  |  |  | × | IRPWD_NTC_ESC | 25 IRP Update SSR |  | New Wind
Generators | System | WD_.PX.SOR._.PTC.Utility_Scale | Build Cost | 1778.513 |  | $/kW | 1 |  |  |  | × | IRPWDESC | 25 IRP Update SSR |  | New Wind
Generators | System | WD_.PX.SUM._.NTC.Utility_Scale | Build Cost | 1673.008 |  | $/kW | 1 |  |  |  | × | IRPWD_NTC_ESC | 25 IRP Update SSR |  | New Wind
Generators | System | WD_.PX.SUM._.PTC.Utility_Scale | Build Cost | 1673.008 |  | $/kW | 1 |  |  |  | × | IRPWDESC | 25 IRP Update SSR |  | New Wind
Generators | System | WD_.PX.UTS._.PTC.Utility_Scale | Build Cost | 1522.286 |  | $/kW | 1 |  |  |  | × | IRPWDESC | 25 IRP Update SSR |  | New Wind
Generators | System | WD_.PX.WMV._.NTC.Utility_Scale | Build Cost | 1673.008 |  | $/kW | 1 |  |  |  | × | IRPWD_NTC_ESC | 25 IRP Update SSR |  | New Wind
Generators | System | WD_.PX.WMV._.PTC.Utility_Scale | Build Cost | 1673.008 |  | $/kW | 1 |  |  |  | × | IRPWDESC | 25 IRP Update SSR |  | New Wind
Generators | System | WD_.PX.WWA._.PTC.Utility_Scale | Build Cost | 1567.503 |  | $/kW | 1 |  |  |  | × | IRPWDESC | 25 IRP Update SSR |  | New Wind
Generators | System | WD_.PX.WYE._.NTC.Utility_Scale | Build Cost | 1477.07 |  | $/kW | 1 |  |  |  | × | IRPWD_NTC_ESC | 25 IRP Update SSR |  | New Wind
Generators | System | WD_.PX.WYE._.PTC.Utility_Scale | Build Cost | 1477.07 |  | $/kW | 1 |  |  |  | × | IRPWDESC | 25 IRP Update SSR |  | New Wind
Generators | System | WD_.PX.WYN._.NTC.Small_Scale | Build Cost | 2917.666 |  | $/kW | 1 |  |  |  | × | IRPWD_NTC_ESC_Small | 25 IRP Update SSR |  | New Wind
Generators | System | WD_.PX.WYN._.PTC.Small_Scale | Build Cost | 2917.666 |  | $/kW | 1 |  |  |  | × | IRPWDESC_Small | 25 IRP Update SSR |  | New Wind
Generators | System | WD_.PX.YAK._.NTC.Utility_Scale | Build Cost | 1567.503 |  | $/kW | 1 |  |  |  | × | IRPWD_NTC_ESC | 25 IRP Update SSR |  | New Wind
Generators | System | WD_.PX.YAK._.PTC.Utility_Scale | Build Cost | 1567.503 |  | $/kW | 1 |  |  |  | × | IRPWDESC | 25 IRP Update SSR |  | New Wind
Collection | Parent Object | Child Object | Property | Value | Data File | Units | Band | Date From | Date To | Timeslice | Action | Expression | Scenario | Memo | Category
Generators | System | GCC.PX.DJW._.DF_.H_2x1 | FO&M Charge | 53.9819 |  | $/kW/yr | 1 |  |  |  | × | Inflation | 25 IRP Update SSR |  | New Gas
Generators | System | GCC.PX.UTS._.DF_.H_2x1 | FO&M Charge | 46.8108 |  | $/kW/yr | 1 |  |  |  | × | Inflation | 25 IRP Update SSR |  | New Gas
Generators | System | GCC.PX.WYE._.DF_.H_2x1 | FO&M Charge | 53.9819 |  | $/kW/yr | 1 |  |  |  | × | Inflation | 25 IRP Update SSR |  | New Gas
Generators | System | GSC.PX.BDG._.___.Frame | FO&M Charge | 55.5067 |  | $/kW/yr | 1 |  |  |  | × | Inflation | 25 IRP Update SSR |  | New Gas
Generators | System | GSC.PX.WYE._.___.Frame | FO&M Charge | 55.5067 |  | $/kW/yr | 1 |  |  |  | × | Inflation | 25 IRP Update SSR |  | New Gas
Generators | System | PV_.PX.BOR._.PTC.Utility_Scale | FO&M Charge | 21.84 |  | $/kW/yr | 1 |  |  |  | × | Inflation | 25 IRP Update SSR |  | New Solar
Generators | System | PV_.PX.COR._.NTC.Small_Scale | FO&M Charge | 18.998 |  | $/kW/yr | 1 |  |  |  | × | Inflation | 25 IRP Update SSR |  | New Solar
Generators | System | PV_.PX.COR._.NTC.Utility_Scale | FO&M Charge | 21.84 |  | $/kW/yr | 1 |  |  |  | × | Inflation | 25 IRP Update SSR |  | New Solar
Generators | System | PV_.PX.COR._.PTC.Small_Scale | FO&M Charge | 18.998 |  | $/kW/yr | 1 |  |  |  | × | Inflation | 25 IRP Update SSR |  | New Solar
Generators | System | PV_.PX.COR._.PTC.Utility_Scale | FO&M Charge | 21.84 |  | $/kW/yr | 1 |  |  |  | × | Inflation | 25 IRP Update SSR |  | New Solar
Generators | System | PV_.PX.GOE._.PTC.Utility_Scale | FO&M Charge | 21.84 |  | $/kW/yr | 1 |  |  |  | × | Inflation | 25 IRP Update SSR |  | New Solar
Generators | System | PV_.PX.NUT._.NTC.Utility_Scale | FO&M Charge | 21.84 |  | $/kW/yr | 1 |  |  |  | × | Inflation | 25 IRP Update SSR |  | New Solar
Generators | System | PV_.PX.NUT._.PTC.Utility_Scale | FO&M Charge | 21.84 |  | $/kW/yr | 1 |  |  |  | × | Inflation | 25 IRP Update SSR |  | New Solar
Generators | System | PV_.PX.SOR._.PTC.Utility_Scale | FO&M Charge | 21.84 |  | $/kW/yr | 1 |  |  |  | × | Inflation | 25 IRP Update SSR |  | New Solar
Generators | System | PV_.PX.SUM._.NTC.Utility_Scale | FO&M Charge | 21.84 |  | $/kW/yr | 1 |  |  |  | × | Inflation | 25 IRP Update SSR |  | New Solar
Generators | System | PV_.PX.SUM._.PTC.Utility_Scale | FO&M Charge | 21.84 |  | $/kW/yr | 1 |  |  |  | × | Inflation | 25 IRP Update SSR |  | New Solar
Generators | System | PV_.PX.UTS._.NTC.Utility_Scale | FO&M Charge | 22.89 |  | $/kW/yr | 1 |  |  |  | × | Inflation | 25 IRP Update SSR |  | New Solar
Generators | System | PV_.PX.UTS._.PTC.Utility_Scale | FO&M Charge | 22.89 |  | $/kW/yr | 1 |  |  |  | × | Inflation | 25 IRP Update SSR |  | New Solar
Generators | System | PV_.PX.WWA._.NTC.Utility_Scale | FO&M Charge | 21.84 |  | $/kW/yr | 1 |  |  |  | × | Inflation | 25 IRP Update SSR |  | New Solar
Generators | System | PV_.PX.WWA._.PTC.Utility_Scale | FO&M Charge | 21.84 |  | $/kW/yr | 1 |  |  |  | × | Inflation | 25 IRP Update SSR |  | New Solar
Generators | System | PV_.PX.WYN._.NTC.Small_Scale | FO&M Charge | 18.998 |  | $/kW/yr | 1 |  |  |  | × | Inflation | 25 IRP Update SSR |  | New Solar
Generators | System | PV_.PX.WYN._.PTC.Small_Scale | FO&M Charge | 18.998 |  | $/kW/yr | 1 |  |  |  | × | Inflation | 25 IRP Update SSR |  | New Solar
Generators | System | PV_.PX.YAK._.NTC.Utility_Scale | FO&M Charge | 21.84 |  | $/kW/yr | 1 |  |  |  | × | Inflation | 25 IRP Update SSR |  | New Solar
Generators | System | PV_.PX.YAK._.PTC.Utility_Scale | FO&M Charge | 21.84 |  | $/kW/yr | 1 |  |  |  | × | Inflation | 25 IRP Update SSR |  | New Solar
Generators | System | WD_.PX.BOR._.PTC.Utility_Scale | FO&M Charge | 34.774 |  | $/kW/yr | 1 |  |  |  | × | Inflation | 25 IRP Update SSR |  | New Wind
Generators | System | WD_.PX.COR._.NTC.Utility_Scale | FO&M Charge | 34.774 |  | $/kW/yr | 1 |  |  |  | × | Inflation | 25 IRP Update SSR |  | New Wind
Generators | System | WD_.PX.COR._.PTC.Utility_Scale | FO&M Charge | 34.774 |  | $/kW/yr | 1 |  |  |  | × | Inflation | 25 IRP Update SSR |  | New Wind
Generators | System | WD_.PX.GOE._.PTC.Utility_Scale | FO&M Charge | 34.774 |  | $/kW/yr | 1 |  |  |  | × | Inflation | 25 IRP Update SSR |  | New Wind
Generators | System | WD_.PX.SOR._.NTC.Utility_Scale | FO&M Charge | 34.774 |  | $/kW/yr | 1 |  |  |  | × | Inflation | 25 IRP Update SSR |  | New Wind
Generators | System | WD_.PX.SOR._.PTC.Utility_Scale | FO&M Charge | 34.774 |  | $/kW/yr | 1 |  |  |  | × | Inflation | 25 IRP Update SSR |  | New Wind
Generators | System | WD_.PX.SUM._.NTC.Utility_Scale | FO&M Charge | 34.774 |  | $/kW/yr | 1 |  |  |  | × | Inflation | 25 IRP Update SSR |  | New Wind
Generators | System | WD_.PX.SUM._.PTC.Utility_Scale | FO&M Charge | 34.774 |  | $/kW/yr | 1 |  |  |  | × | Inflation | 25 IRP Update SSR |  | New Wind
Generators | System | WD_.PX.UTS._.PTC.Utility_Scale | FO&M Charge | 35.824 |  | $/kW/yr | 1 |  |  |  | × | Inflation | 25 IRP Update SSR |  | New Wind
Generators | System | WD_.PX.WMV._.NTC.Utility_Scale | FO&M Charge | 34.774 |  | $/kW/yr | 1 |  |  |  | × | Inflation | 25 IRP Update SSR |  | New Wind
Generators | System | WD_.PX.WMV._.PTC.Utility_Scale | FO&M Charge | 34.774 |  | $/kW/yr | 1 |  |  |  | × | Inflation | 25 IRP Update SSR |  | New Wind
Generators | System | WD_.PX.WWA._.PTC.Utility_Scale | FO&M Charge | 34.774 |  | $/kW/yr | 1 |  |  |  | × | Inflation | 25 IRP Update SSR |  | New Wind
Generators | System | WD_.PX.WYE._.NTC.Utility_Scale | FO&M Charge | 34.774 |  | $/kW/yr | 1 |  |  |  | × | Inflation | 25 IRP Update SSR |  | New Wind
Generators | System | WD_.PX.WYE._.PTC.Utility_Scale | FO&M Charge | 34.774 |  | $/kW/yr | 1 |  |  |  | × | Inflation | 25 IRP Update SSR |  | New Wind
Generators | System | WD_.PX.WYN._.NTC.Small_Scale | FO&M Charge | 43.602 |  | $/kW/yr | 1 |  |  |  | × | Inflation | 25 IRP Update SSR |  | New Wind
Generators | System | WD_.PX.WYN._.PTC.Small_Scale | FO&M Charge | 43.602 |  | $/kW/yr | 1 |  |  |  | × | Inflation | 25 IRP Update SSR |  | New Wind
Generators | System | WD_.PX.YAK._.NTC.Utility_Scale | FO&M Charge | 34.774 |  | $/kW/yr | 1 |  |  |  | × | Inflation | 25 IRP Update SSR |  | New Wind
Generators | System | WD_.PX.YAK._.PTC.Utility_Scale | FO&M Charge | 34.774 |  | $/kW/yr | 1 |  |  |  | × | Inflation | 25 IRP Update SSR |  | New Wind
Collection | Parent Object | Child Object | Property | Value | Data File | Units | Band | Date From | Date To | Timeslice | Action | Expression | Scenario | Memo | Category
Generators | System | GCC.PX.DJW._.DF_.H_2x1 | VO&M Charge | 2.182 |  | $/MWh | 1 |  |  |  | = |  | 25 IRP Update SSR |  | New Gas
Generators | System | GCC.PX.UTS._.DF_.H_2x1 | VO&M Charge | 2.424 |  | $/MWh | 1 |  |  |  | = |  | 25 IRP Update SSR |  | New Gas
Generators | System | GCC.PX.WYE._.DF_.H_2x1 | VO&M Charge | 2.424 |  | $/MWh | 1 |  |  |  | = |  | 25 IRP Update SSR |  | New Gas
Generators | System | GSC.PX.BDG._.___.Frame | VO&M Charge | 7.422 |  | $/MWh | 1 |  |  |  | = |  | 25 IRP Update SSR |  | New Gas
Generators | System | GSC.PX.WYE._.___.Frame | VO&M Charge | 8.247 |  | $/MWh | 1 |  |  |  | = |  | 25 IRP Update SSR |  | New Gas
Generators | System | PV_.PX.BOR._.PTC.Utility_Scale | VO&M Charge | 0 |  | $/MWh | 1 |  |  |  | = |  | 25 IRP Update SSR |  | New Solar
Generators | System | PV_.PX.COR._.NTC.Small_Scale | VO&M Charge | 0 |  | $/MWh | 1 |  |  |  | = |  | 25 IRP Update SSR |  | New Solar
Generators | System | PV_.PX.COR._.NTC.Utility_Scale | VO&M Charge | 0 |  | $/MWh | 1 |  |  |  | = |  | 25 IRP Update SSR |  | New Solar
Generators | System | PV_.PX.COR._.PTC.Small_Scale | VO&M Charge | 0 |  | $/MWh | 1 |  |  |  | = |  | 25 IRP Update SSR |  | New Solar
Generators | System | PV_.PX.COR._.PTC.Utility_Scale | VO&M Charge | 0 |  | $/MWh | 1 |  |  |  | = |  | 25 IRP Update SSR |  | New Solar
Generators | System | PV_.PX.GOE._.PTC.Utility_Scale | VO&M Charge | 0 |  | $/MWh | 1 |  |  |  | = |  | 25 IRP Update SSR |  | New Solar
Generators | System | PV_.PX.NUT._.NTC.Utility_Scale | VO&M Charge | 0 |  | $/MWh | 1 |  |  |  | = |  | 25 IRP Update SSR |  | New Solar
Generators | System | PV_.PX.NUT._.PTC.Utility_Scale | VO&M Charge | 0 |  | $/MWh | 1 |  |  |  | = |  | 25 IRP Update SSR |  | New Solar
Generators | System | PV_.PX.SOR._.PTC.Utility_Scale | VO&M Charge | 0 |  | $/MWh | 1 |  |  |  | = |  | 25 IRP Update SSR |  | New Solar
Generators | System | PV_.PX.SUM._.NTC.Utility_Scale | VO&M Charge | 0 |  | $/MWh | 1 |  |  |  | = |  | 25 IRP Update SSR |  | New Solar
Generators | System | PV_.PX.SUM._.PTC.Utility_Scale | VO&M Charge | 0 |  | $/MWh | 1 |  |  |  | = |  | 25 IRP Update SSR |  | New Solar
Generators | System | PV_.PX.UTS._.NTC.Utility_Scale | VO&M Charge | 0 |  | $/MWh | 1 |  |  |  | = |  | 25 IRP Update SSR |  | New Solar
Generators | System | PV_.PX.UTS._.PTC.Utility_Scale | VO&M Charge | 0 |  | $/MWh | 1 |  |  |  | = |  | 25 IRP Update SSR |  | New Solar
Generators | System | PV_.PX.WWA._.NTC.Utility_Scale | VO&M Charge | 0 |  | $/MWh | 1 |  |  |  | = |  | 25 IRP Update SSR |  | New Solar
Generators | System | PV_.PX.WWA._.PTC.Utility_Scale | VO&M Charge | 0 |  | $/MWh | 1 |  |  |  | = |  | 25 IRP Update SSR |  | New Solar
Generators | System | PV_.PX.WYN._.NTC.Small_Scale | VO&M Charge | 0 |  | $/MWh | 1 |  |  |  | = |  | 25 IRP Update SSR |  | New Solar
Generators | System | PV_.PX.WYN._.PTC.Small_Scale | VO&M Charge | 0 |  | $/MWh | 1 |  |  |  | = |  | 25 IRP Update SSR |  | New Solar
Generators | System | PV_.PX.YAK._.NTC.Utility_Scale | VO&M Charge | 0 |  | $/MWh | 1 |  |  |  | = |  | 25 IRP Update SSR |  | New Solar
Generators | System | PV_.PX.YAK._.PTC.Utility_Scale | VO&M Charge | 0 |  | $/MWh | 1 |  |  |  | = |  | 25 IRP Update SSR |  | New Solar
Generators | System | WD_.PX.BOR._.PTC.Utility_Scale | VO&M Charge | 0 |  | $/MWh | 1 |  |  |  | = |  | 25 IRP Update SSR |  | New Wind
Generators | System | WD_.PX.COR._.NTC.Utility_Scale | VO&M Charge | 0 |  | $/MWh | 1 |  |  |  | = |  | 25 IRP Update SSR |  | New Wind
Generators | System | WD_.PX.COR._.PTC.Utility_Scale | VO&M Charge | 0 |  | $/MWh | 1 |  |  |  | = |  | 25 IRP Update SSR |  | New Wind
Generators | System | WD_.PX.GOE._.PTC.Utility_Scale | VO&M Charge | 0 |  | $/MWh | 1 |  |  |  | = |  | 25 IRP Update SSR |  | New Wind
Generators | System | WD_.PX.SOR._.NTC.Utility_Scale | VO&M Charge | 0 |  | $/MWh | 1 |  |  |  | = |  | 25 IRP Update SSR |  | New Wind
Generators | System | WD_.PX.SOR._.PTC.Utility_Scale | VO&M Charge | 0 |  | $/MWh | 1 |  |  |  | = |  | 25 IRP Update SSR |  | New Wind
Generators | System | WD_.PX.SUM._.NTC.Utility_Scale | VO&M Charge | 0 |  | $/MWh | 1 |  |  |  | = |  | 25 IRP Update SSR |  | New Wind
Generators | System | WD_.PX.SUM._.PTC.Utility_Scale | VO&M Charge | 0 |  | $/MWh | 1 |  |  |  | = |  | 25 IRP Update SSR |  | New Wind
Generators | System | WD_.PX.UTS._.PTC.Utility_Scale | VO&M Charge | 0 |  | $/MWh | 1 |  |  |  | = |  | 25 IRP Update SSR |  | New Wind
Generators | System | WD_.PX.WMV._.NTC.Utility_Scale | VO&M Charge | 0 |  | $/MWh | 1 |  |  |  | = |  | 25 IRP Update SSR |  | New Wind
Generators | System | WD_.PX.WMV._.PTC.Utility_Scale | VO&M Charge | 0 |  | $/MWh | 1 |  |  |  | = |  | 25 IRP Update SSR |  | New Wind
Generators | System | WD_.PX.WWA._.PTC.Utility_Scale | VO&M Charge | 0 |  | $/MWh | 1 |  |  |  | = |  | 25 IRP Update SSR |  | New Wind
Generators | System | WD_.PX.WYE._.NTC.Utility_Scale | VO&M Charge | 1 |  | $/MWh | 1 |  |  |  | = |  | 25 IRP Update SSR |  | New Wind
Generators | System | WD_.PX.WYE._.PTC.Utility_Scale | VO&M Charge | 1 |  | $/MWh | 1 |  |  |  | = |  | 25 IRP Update SSR |  | New Wind
Generators | System | WD_.PX.WYN._.NTC.Small_Scale | VO&M Charge | 1 |  | $/MWh | 1 |  |  |  | = |  | 25 IRP Update SSR |  | New Wind
Generators | System | WD_.PX.WYN._.PTC.Small_Scale | VO&M Charge | 1 |  | $/MWh | 1 |  |  |  | = |  | 25 IRP Update SSR |  | New Wind
Generators | System | WD_.PX.YAK._.NTC.Utility_Scale | VO&M Charge | 0 |  | $/MWh | 1 |  |  |  | = |  | 25 IRP Update SSR |  | New Wind
Generators | System | WD_.PX.YAK._.PTC.Utility_Scale | VO&M Charge | 0 |  | $/MWh | 1 |  |  |  | = |  | 25 IRP Update SSR |  | New Wind
[12 empty] | TransCapRecovFct | 0.05279
[12 empty] | OATT | 0.21
|  |  |  | Export (MW) | Import (MW) | Interconnect (MW) | Build Investment ($m) | Build (%) | From | To | Build Investment $/kW-yr of Interconnect
|  | 2028 | B2H | 818 | 300 | 0 | 0 | 100% | Hemingway | Boardman | 0
|  |  | B2H - Idaho Power Asset Transfer | 600 | 300 | 0 | 0 | 100% | Borah | Hemingway | 0
|  |  | B2H - IPC PTP Eastbound | 200 | 200 | 0 | 0 | 100% | Walla Walla | Borah | 0
|  |  | B2H-Enabled BPA Central OR Load Service | 0 | 340 | 0 | 0 | 100% | n/a | n/a | 0
|  |  | Serial queue: Central Oregon | 0 | 0 | 152 | 3.57 | 100% | n/a | n/a | 0.9795
|  |  | Utah South - Wasatch Front: Spanish Fork - Mercer 345 kV | 300 | 300 | 300 | 137.51 | 100% | Utah South | Wasatch Front | 19.1158
|  | 2029 | Ben Lomond Upgrades | 433.2 | 433.2 | 433.2 | 60.84 | 100% | NUT | Wasatch Front | 5.8571
|  |  | Cluster 1 Area 11: Willamette Valley | 0 | 0 | 199 | 13.9 | 100% | n/a | n/a | 2.913
|  |  | Serial/Cluster 1/2: Yakima | 0 | 0 | 122.5263 | 12.71 | 19.51% | n/a | n/a | 4.3261
|  | 2030 | Cluster 1 Area 14: Summer Lake | 400 | 400 | 400 | 115.13 | 100% | Summer Lake | Hemingway | 12.0035
|  |  | Cluster 2 Area 23: Willamette Valley | 0 | 0 | 393 | 2.26 | 100% | n/a | n/a | 0.23983
|  |  | Serial/Cluster 1/2: Yakima | 0 | 0 | 69.4905 | 7.37 | 11.07% | n/a | n/a | 4.423
|  | 2035 | Cluster 2 Area 18: Central Oregon 500 kV Substation | 0 | 0 | 78.3776 | 58.94 | 15.13% | n/a | n/a | 31.3615
|  | 2036 | Utah South - Wasatch Front: Huntington - Clover 345 kV | 800 | 800 | 800 | 276.92 | 100% | Utah South | Wasatch Front | 14.4359
|  | 2037 | Cluster 2 Area 18: Central Oregon 500 kV Substation | 0 | 0 | 117.4043 | 92.09 | 22.66% | n/a | n/a | 32.712
|  |  | Goshen - Blackfoot 161 kV | 75 | 75 | 42 | 15.76 | 100% | Goshen | Wasatch Front | 15.649
|  | 2039 | Cluster 1/2/3: Walla Walla | 0 | 0 | 70.9457 | 75.05 | 18.05% | n/a | n/a | 44.1168
|  |  | Cluster 2/3: Willamette Valley - Central Oregon 230 kV | 450 | 450 | 450 | 480.72 | 100% | Willamette Valley | Central OR | 44.5511
|  | 2043 | Serial through Cluster 1 Area 13: Southern Oregon | 0 | 0 | 54.1051 | 12.81 | 23.42% | n/a | n/a | 9.8739
|  | 2045 | Cluster 2 Area 6: Goshen | 150 | 150 | 359 | 144.52 | 100% | Goshen | NUT | 16.7885
|  | Grand Total |  | 4226.2 | 3748.2 | 4041.0495 | 1510.1 | 1510% |  |  | 15.5844
Parent Object | Child Object | Property | Value | Data File | Units | Band | Date From | Date To | Timeslice | Action | Expression | Scenario | Memo | Category | Year
System | IRPPVESC | Profile | 1 |  | - | 1 | 2025-01-01 |  |  | = |  |  |  | Escalation Rates | 2025
System | IRPPVESC | Profile | 0.9492 |  | - | 1 | 2026-01-01 |  |  | = |  |  |  | Escalation Rates | 2026
System | IRPPVESC | Profile | 0.9215 |  | - | 1 | 2027-01-01 |  |  | = |  |  |  | Escalation Rates | 2027
System | IRPPVESC | Profile | 0.892 |  | - | 1 | 2028-01-01 |  |  | = |  |  |  | Escalation Rates | 2028
System | IRPPVESC | Profile | 0.8609 |  | - | 1 | 2029-01-01 |  |  | = |  |  |  | Escalation Rates | 2029
System | IRPPVESC | Profile | 0.8279 |  | - | 1 | 2030-01-01 |  |  | = |  |  |  | Escalation Rates | 2030
System | IRPPVESC | Profile | 0.7932 |  | - | 1 | 2031-01-01 |  |  | = |  |  |  | Escalation Rates | 2031
System | IRPPVESC | Profile | 0.7976 |  | - | 1 | 2032-01-01 |  |  | = |  |  |  | Escalation Rates | 2032
System | IRPPVESC | Profile | 0.8019 |  | - | 1 | 2033-01-01 |  |  | = |  |  |  | Escalation Rates | 2033
System | IRPPVESC | Profile | 0.806 |  | - | 1 | 2034-01-01 |  |  | = |  |  |  | Escalation Rates | 2034
System | IRPPVESC | Profile | 0.8101 |  | - | 1 | 2035-01-01 |  |  | = |  |  |  | Escalation Rates | 2035
System | IRPPVESC | Profile | 0.8143 |  | - | 1 | 2036-01-01 |  |  | = |  |  |  | Escalation Rates | 2036
System | IRPPVESC | Profile | 0.8184 |  | - | 1 | 2037-01-01 |  |  | = |  |  |  | Escalation Rates | 2037
System | IRPPVESC | Profile | 0.8226 |  | - | 1 | 2038-01-01 |  |  | = |  |  |  | Escalation Rates | 2038
System | IRPPVESC | Profile | 0.8268 |  | - | 1 | 2039-01-01 |  |  | = |  |  |  | Escalation Rates | 2039
System | IRPPVESC | Profile | 0.831 |  | - | 1 | 2040-01-01 |  |  | = |  |  |  | Escalation Rates | 2040
System | IRPPVESC | Profile | 0.8353 |  | - | 1 | 2041-01-01 |  |  | = |  |  |  | Escalation Rates | 2041
System | IRPPVESC | Profile | 0.8396 |  | - | 1 | 2042-01-01 |  |  | = |  |  |  | Escalation Rates | 2042
System | IRPPVESC | Profile | 0.8439 |  | - | 1 | 2043-01-01 |  |  | = |  |  |  | Escalation Rates | 2043
System | IRPPVESC | Profile | 0.8482 |  | - | 1 | 2044-01-01 |  |  | = |  |  |  | Escalation Rates | 2044
System | IRPPVESC | Profile | 0.8525 |  | - | 1 | 2045-01-01 |  |  | = |  |  |  | Escalation Rates | 2045
1900
Parent Object | Child Object | Property | Value | Data File | Units | Band | Date From | Date To | Timeslice | Action | Expression | Scenario | Memo | Category
System | IRPWDESC | Profile | 1 |  | - | 1 | 2025-01-01 |  |  | = |  |  |  | Escalation Rates | 2025
System | IRPWDESC | Profile | 1.0223 |  | - | 1 | 2026-01-01 |  |  | = |  |  |  | Escalation Rates | 2026
System | IRPWDESC | Profile | 1.0335 |  | - | 1 | 2027-01-01 |  |  | = |  |  |  | Escalation Rates | 2027
System | IRPWDESC | Profile | 1.0447 |  | - | 1 | 2028-01-01 |  |  | = |  |  |  | Escalation Rates | 2028
System | IRPWDESC | Profile | 1.0559 |  | - | 1 | 2029-01-01 |  |  | = |  |  |  | Escalation Rates | 2029
System | IRPWDESC | Profile | 1.0671 |  | - | 1 | 2030-01-01 |  |  | = |  |  |  | Escalation Rates | 2030
System | IRPWDESC | Profile | 1.0782 |  | - | 1 | 2031-01-01 |  |  | = |  |  |  | Escalation Rates | 2031
System | IRPWDESC | Profile | 1.0894 |  | - | 1 | 2032-01-01 |  |  | = |  |  |  | Escalation Rates | 2032
System | IRPWDESC | Profile | 1.1005 |  | - | 1 | 2033-01-01 |  |  | = |  |  |  | Escalation Rates | 2033
System | IRPWDESC | Profile | 1.1116 |  | - | 1 | 2034-01-01 |  |  | = |  |  |  | Escalation Rates | 2034
System | IRPWDESC | Profile | 1.1228 |  | - | 1 | 2035-01-01 |  |  | = |  |  |  | Escalation Rates | 2035
System | IRPWDESC | Profile | 1.1341 |  | - | 1 | 2036-01-01 |  |  | = |  |  |  | Escalation Rates | 2036
System | IRPWDESC | Profile | 1.1455 |  | - | 1 | 2037-01-01 |  |  | = |  |  |  | Escalation Rates | 2037
System | IRPWDESC | Profile | 1.157 |  | - | 1 | 2038-01-01 |  |  | = |  |  |  | Escalation Rates | 2038
System | IRPWDESC | Profile | 1.1687 |  | - | 1 | 2039-01-01 |  |  | = |  |  |  | Escalation Rates | 2039
System | IRPWDESC | Profile | 1.1804 |  | - | 1 | 2040-01-01 |  |  | = |  |  |  | Escalation Rates | 2040
System | IRPWDESC | Profile | 1.1923 |  | - | 1 | 2041-01-01 |  |  | = |  |  |  | Escalation Rates | 2041
System | IRPWDESC | Profile | 1.2043 |  | - | 1 | 2042-01-01 |  |  | = |  |  |  | Escalation Rates | 2042
System | IRPWDESC | Profile | 1.2164 |  | - | 1 | 2043-01-01 |  |  | = |  |  |  | Escalation Rates | 2043
System | IRPWDESC | Profile | 1.2287 |  | - | 1 | 2044-01-01 |  |  | = |  |  |  | Escalation Rates | 2044
System | IRPWDESC | Profile | 1.241 |  | - | 1 | 2045-01-01 |  |  | = |  |  |  | Escalation Rates | 2045
Parent Object | Child Object | Property | Value | Data File | Units | Band | Date From | Date To | Timeslice | Action | Expression | Scenario | Memo | Category
System | Inflation | Profile | 1 |  | - | 1 | 2025-01-01 |  |  | = |  |  | H:\2025 IRP Update\03. Assumptions\04. Financial\[25IRPU Plexos Inflation inputs 2025Q1 CONF.xlsb]Inflation | - | 2025
System | Inflation | Profile | 1.0222 |  | - | 1 | 2026-01-01 |  |  | = |  |  | H:\2025 IRP Update\03. Assumptions\04. Financial\[25IRPU Plexos Inflation inputs 2025Q1 CONF.xlsb]Inflation | - | 2026 | 2.22%
System | Inflation | Profile | 1.0449 |  | - | 1 | 2027-01-01 |  |  | = |  |  | H:\2025 IRP Update\03. Assumptions\04. Financial\[25IRPU Plexos Inflation inputs 2025Q1 CONF.xlsb]Inflation | - | 2027 | 2.22% | 0
System | Inflation | Profile | 1.0681 |  | - | 1 | 2028-01-01 |  |  | = |  |  | H:\2025 IRP Update\03. Assumptions\04. Financial\[25IRPU Plexos Inflation inputs 2025Q1 CONF.xlsb]Inflation | - | 2028 | 2.22% | -4.5938e-11
System | Inflation | Profile | 1.0918 |  | - | 1 | 2029-01-01 |  |  | = |  |  | H:\2025 IRP Update\03. Assumptions\04. Financial\[25IRPU Plexos Inflation inputs 2025Q1 CONF.xlsb]Inflation | - | 2029 | 2.22% | 1.3918e-11
System | Inflation | Profile | 1.116 |  | - | 1 | 2030-01-01 |  |  | = |  |  | H:\2025 IRP Update\03. Assumptions\04. Financial\[25IRPU Plexos Inflation inputs 2025Q1 CONF.xlsb]Inflation | - | 2030 | 2.22% | -1.9091e-10
System | Inflation | Profile | 1.1408 |  | - | 1 | 2031-01-01 |  |  | = |  |  | H:\2025 IRP Update\03. Assumptions\04. Financial\[25IRPU Plexos Inflation inputs 2025Q1 CONF.xlsb]Inflation | - | 2031 | 2.22% | 7.0141e-10
System | Inflation | Profile | 1.1661 |  | - | 1 | 2032-01-01 |  |  | = |  |  | H:\2025 IRP Update\03. Assumptions\04. Financial\[25IRPU Plexos Inflation inputs 2025Q1 CONF.xlsb]Inflation | - | 2032 | 2.22% | -6.1294e-10
System | Inflation | Profile | 1.192 |  | - | 1 | 2033-01-01 |  |  | = |  |  | H:\2025 IRP Update\03. Assumptions\04. Financial\[25IRPU Plexos Inflation inputs 2025Q1 CONF.xlsb]Inflation | - | 2033 | 2.22% | -2.6206e-10
System | Inflation | Profile | 1.2185 |  | - | 1 | 2034-01-01 |  |  | = |  |  | H:\2025 IRP Update\03. Assumptions\04. Financial\[25IRPU Plexos Inflation inputs 2025Q1 CONF.xlsb]Inflation | - | 2034 | 2.22% | 8.351e-10
System | Inflation | Profile | 1.2455 |  | - | 1 | 2035-01-01 |  |  | = |  |  | H:\2025 IRP Update\03. Assumptions\04. Financial\[25IRPU Plexos Inflation inputs 2025Q1 CONF.xlsb]Inflation | - | 2035 | 2.22% | -7.0153e-10
System | Inflation | Profile | 1.2732 |  | - | 1 | 2036-01-01 |  |  | = |  |  | H:\2025 IRP Update\03. Assumptions\04. Financial\[25IRPU Plexos Inflation inputs 2025Q1 CONF.xlsb]Inflation | - | 2036 | 2.22% | 1.0446e-10
System | Inflation | Profile | 1.3015 |  | - | 1 | 2037-01-01 |  |  | = |  |  | H:\2025 IRP Update\03. Assumptions\04. Financial\[25IRPU Plexos Inflation inputs 2025Q1 CONF.xlsb]Inflation | - | 2037 | 2.22% | 4.2333e-10
System | Inflation | Profile | 1.3304 |  | - | 1 | 2038-01-01 |  |  | = |  |  | H:\2025 IRP Update\03. Assumptions\04. Financial\[25IRPU Plexos Inflation inputs 2025Q1 CONF.xlsb]Inflation | - | 2038 | 2.22% | -2.4347e-11
System | Inflation | Profile | 1.3599 |  | - | 1 | 2039-01-01 |  |  | = |  |  | H:\2025 IRP Update\03. Assumptions\04. Financial\[25IRPU Plexos Inflation inputs 2025Q1 CONF.xlsb]Inflation | - | 2039 | 2.22% | -8.2195e-11
System | Inflation | Profile | 1.3901 |  | - | 1 | 2040-01-01 |  |  | = |  |  | H:\2025 IRP Update\03. Assumptions\04. Financial\[25IRPU Plexos Inflation inputs 2025Q1 CONF.xlsb]Inflation | - | 2040 | 2.22% | -3.1714e-10
System | Inflation | Profile | 1.4209 |  | - | 1 | 2041-01-01 |  |  | = |  |  | H:\2025 IRP Update\03. Assumptions\04. Financial\[25IRPU Plexos Inflation inputs 2025Q1 CONF.xlsb]Inflation | - | 2041 | 2.22% | 1.0661e-10
System | Inflation | Profile | 1.4525 |  | - | 1 | 2042-01-01 |  |  | = |  |  | H:\2025 IRP Update\03. Assumptions\04. Financial\[25IRPU Plexos Inflation inputs 2025Q1 CONF.xlsb]Inflation | - | 2042 | 2.22% | -3.0134e-10
System | Inflation | Profile | 1.4847 |  | - | 1 | 2043-01-01 |  |  | = |  |  | H:\2025 IRP Update\03. Assumptions\04. Financial\[25IRPU Plexos Inflation inputs 2025Q1 CONF.xlsb]Inflation | - | 2043 | 2.22% | 4.9333e-10
System | Inflation | Profile | 1.5177 |  | - | 1 | 2044-01-01 |  |  | = |  |  | H:\2025 IRP Update\03. Assumptions\04. Financial\[25IRPU Plexos Inflation inputs 2025Q1 CONF.xlsb]Inflation | - | 2044 | 2.22% | 1.1726e-10
System | Inflation | Profile | 1.5514 |  | - | 1 | 2045-01-01 |  |  | = |  |  | H:\2025 IRP Update\03. Assumptions\04. Financial\[25IRPU Plexos Inflation inputs 2025Q1 CONF.xlsb]Inflation | - | 2045 | 2.22% | -3.1487e-10
System | Inflation | Profile | 1.5858 |  | - | 1 | 2046-01-01 |  |  | = |  |  | H:\2025 IRP Update\03. Assumptions\04. Financial\[25IRPU Plexos Inflation inputs 2025Q1 CONF.xlsb]Inflation | - | 2046 | 2.22% | 6.7262e-11
System | Inflation | Profile | 1.621 |  | - | 1 | 2047-01-01 |  |  | = |  |  | H:\2025 IRP Update\03. Assumptions\04. Financial\[25IRPU Plexos Inflation inputs 2025Q1 CONF.xlsb]Inflation | - | 2047 | 2.22% | 2.1992e-11
System | Inflation | Profile | 1.657 |  | - | 1 | 2048-01-01 |  |  | = |  |  | H:\2025 IRP Update\03. Assumptions\04. Financial\[25IRPU Plexos Inflation inputs 2025Q1 CONF.xlsb]Inflation | - | 2048 | 2.22% | -4.0968e-10