## Table 1
Appendix B
| Table 1 | [5 empty] | 18
| Avoided Cost Prices | [5 empty] | 348 |  |  | Capacity Contribution
| QF - Sch37 - UT - Wind - 10.0 MW and 30.6% CF | [9 empty] | 97.5% | 97.5% | 97.5% | [52 empty] | Transmission Deferral (MW)
[8 empty] | lookup |  | 0 | GCC.PX.UTS._.DF_.H_2x1 | GCC.PX.UTS._.DF_.H_2x1 | GCC.PX.UTS._.DF_.H_2x1 | 0 | GCC.PX.UTS._.DF_.H_2x1 | GCC.PX.UTS._.DF_.H_2x1 | GCC.PX.UTS._.DF_.H_2x1 | [6 empty] | mapping to CC_LOLP | GCC.PX.UTS._.DF_.H_2x1 | GCC.PX.UTS._.DF_.H_2x1 | GCC.PX.UTS._.DF_.H_2x1
|  |  |  | Total Price @ | [5 empty] | 0 | GCC.PX.UTS._.DF_.H_2x1 | GCC.PX.UTS._.DF_.H_2x1 | GCC.PX.UTS._.DF_.H_2x1 | 0 | GCC.PX.UTS._.DF_.H_2x1 | GCC.PX.UTS._.DF_.H_2x1 | GCC.PX.UTS._.DF_.H_2x1 | [6 empty] | Resource Cost ($/kw-year) | GCC.PX.UTS._.DF_.H_2x1 | GCC.PX.UTS._.DF_.H_2x1 | GCC.PX.UTS._.DF_.H_2x1 | [6 empty] | Deferred Cost (Millions $/year) | [30 empty] | Resource Cost ($/kw-year) | Deferred Cost (Millions $/year)
|  | Capacity | Energy | 30.55% | [5 empty] | 0 | GCC.PX.UTS._.DF_.H_2x1 | GCC.PX.UTS._.DF_.H_2x1 | GCC.PX.UTS._.DF_.H_2x1 | 0 | GCC.PX.UTS._.DF_.H_2x1 | GCC.PX.UTS._.DF_.H_2x1 | GCC.PX.UTS._.DF_.H_2x1 | 0 | 0 | 0 | 0 | 0 | 0 |  | GCC.PX.UTS._.DF_.H_2x1 | GCC.PX.UTS._.DF_.H_2x1 | GCC.PX.UTS._.DF_.H_2x1 | 0 | 0 |  |  |  |  | 0 | GCC.PX.UTS._.DF_.H_2x1 | GCC.PX.UTS._.DF_.H_2x1 | GCC.PX.UTS._.DF_.H_2x1 | 0 | 0 | 0 | 0 | 0 | 0 | 0 | 0 | 0 | 0 | 0 | 0 | 0 | 0 | 0 | 0 | 0 | 0 | 0 | 0 | 0 | 0 | 0 | 0 | 0 | Total Capacity Deferral |  | Cluster 2/3 - Willamette Valley - Fry-Full Circle 230 kV | Cluster 2/3 - Willamette Valley - Fry-Full Circle 230 kV
| Year | Price | Only Price | Capacity Factor
|  | $/kW-yr | $/MWh (2) | $/MWh | [5 empty] | MW | MW | MW | MW | MW | MW | MW | MW | [7 empty] | $/kw-year | $/kw-year | $/kw-year | $/kw-year | $/kw-year | $/kw-year | $/kw-year | $/kw-year | $/kw-year | Millions $/year | Millions $/year | Millions $/year | Millions $/year | Millions $/year | Millions $/year | Millions $/year | Millions $/year | Millions $/year | Millions $/year | Millions $/year | Millions $/year | Millions $/year | Millions $/year | Millions $/year | Millions $/year | Millions $/year | Millions $/year | Millions $/year | Millions $/year | Millions $/year | Millions $/year | Millions $/year | Millions $/year | Millions $/year | Millions $/year | Millions $/year | Millions $/year | Millions $/year | Millions $/year |  | $/kw-year | Millions $/year
| 2026 | 0 | 17.4209 | 17.4209 |  |  |  |  | 2026 |  | 0 | 0 | 0 |  | 0 | 0 | 0 | [6 empty] | 2026 | 0 | 0 | 0 | [6 empty] | 0 | 0 | 0 | 0 | [8 empty] | 0 | 0 | 0 | 0 | 0 | 0 | 0 | 0 | 0 | 0 | 0 | 0 | 0 | 0 | 0 | 0 | 0 | 0 | 2026 |  | 0
| 2027 | 0 | 19.6275 | 19.6275 |  |  |  |  | 2027 |  | 0 | 0 | 0 |  | 0 | 0 | 0 | [6 empty] | 2027 | 0 | 0 | 0 | [6 empty] | 0 | 0 | 0 | 0 | [8 empty] | 0 | 0 | 0 | 0 | 0 | 0 | 0 | 0 | 0 | 0 | 0 | 0 | 0 | 0 | 0 | 0 | 0 | 0 | 2027 |  | 0
| 2028 | 0 | 23.3272 | 23.3272 |  |  |  |  | 2028 |  | 0 | 0 | 0 |  | 0 | 0 | 0 | [6 empty] | 2028 | 0 | 0 | 0 | [6 empty] | 0 | 0 | 0 | 0 | [8 empty] | 0 | 0 | 0 | 0 | 0 | 0 | 0 | 0 | 0 | 0 | 0 | 0 | 0 | 0 | 0 | 0 | 0 | 0 | 2028 |  | 0
| 2029 | 0 | 27.2214 | 27.2214 |  |  |  |  | 2029 |  | 0 | 0 | 0 |  | 0 | 0 | 0 | [6 empty] | 2029 | 0 | 0 | 0 | [6 empty] | 0 | 0 | 0 | 0 | [8 empty] | 0 | 0 | 0 | 0 | 0 | 0 | 0 | 0 | 0 | 0 | 0 | 0 | 0 | 0 | 0 | 0 | 0 | 0 | 2029 |  | 0
| 2030 | 0 | 37.5933 | 37.5933 |  |  |  |  | 2030 |  | 0 | 0 | 0 |  | 0 | 0 | 0 | [6 empty] | 2030 | 0 | 0 | 0 | [6 empty] | 0 | 0 | 0 | 0 | [8 empty] | 0 | 0 | 0 | 0 | 0 | 0 | 0 | 0 | 0 | 0 | 0 | 0 | 0 | 0 | 0 | 0 | 0 | 0 | 2030 |  | 0
| 2031 | 0 | 48.3545 | 48.3545 |  |  |  |  | 2031 |  | 0 | 0 | 0 |  | 0 | 0 | 0 | [6 empty] | 2031 | 0 | 0 | 0 | [6 empty] | 0 | 0 | 0 | 0 | [8 empty] | 0 | 0 | 0 | 0 | 0 | 0 | 0 | 0 | 0 | 0 | 0 | 0 | 0 | 0 | 0 | 0 | 0 | 0 | 2031 |  | 0
| 2032 | 0 | 47.514 | 47.514 |  |  |  |  | 2032 |  | 0 | 0 | 0 |  | 0 | 0 | 0 | [6 empty] | 2032 | 0 | 0 | 0 | [6 empty] | 0 | 0 | 0 | 0 | [8 empty] | 0 | 0 | 0 | 0 | 0 | 0 | 0 | 0 | 0 | 0 | 0 | 0 | 0 | 0 | 0 | 0 | 0 | 0 | 2032 |  | 0
| 2033 | 0 | 48.3443 | 48.3443 |  |  |  |  | 2033 |  | 0 | 0 | 0 |  | 0 | 0 | 0 | [6 empty] | 2033 | 0 | 0 | 0 | [6 empty] | 0 | 0 | 0 | 0 | [8 empty] | 0 | 0 | 0 | 0 | 0 | 0 | 0 | 0 | 0 | 0 | 0 | 0 | 0 | 0 | 0 | 0 | 0 | 0 | 2033 |  | 0
| 2034 | 0 | 48.9557 | 48.9557 |  |  |  |  | 2034 |  | 0 | 0 | 0 |  | 0 | 0 | 0 | [6 empty] | 2034 | 0 | 0 | 0 | [6 empty] | 0 | 0 | 0 | 0 | [8 empty] | 0 | 0 | 0 | 0 | 0 | 0 | 0 | 0 | 0 | 0 | 0 | 0 | 0 | 0 | 0 | 0 | 0 | 0 | 2034 |  | 0
| 2035 | 37.3109 | 36.7338 | 50.7729 |  |  |  |  | 2035 |  | 1.82 | 0 | 0 |  | 1.8667 | 0 | 0 | [6 empty] | 2035 | 199.88 | 0 | 0 | [6 empty] | 0 | 0.37311 | 0 | 0 | [8 empty] | 0 | 0 | 0 | 0 | 0 | 0 | 0 | 0 | 0 | 0 | 0 | 0 | 0 | 0 | 0 | 0 | 0 | 0.37311 | 2035 |  | 0
| 2036 | 38.1379 | 36.8756 | 51.1968 |  |  |  |  | 2036 |  | 0 | 0 | 0 |  | 0 | 0 | 0 | [6 empty] | 2036 | 204.31 | 218.75 | 0 | [6 empty] | 0 | 0.38138 | 0 | 0 | [8 empty] | 0 | 0 | 0 | 0 | 0 | 0 | 0 | 0 | 0 | 0 | 0 | 0 | 0 | 0 | 0 | 0 | 0 | 0.38138 | 2036 |  | 0
| 2037 | 38.9853 | 37.9109 | 52.5487 |  |  |  |  | 2037 |  | 0 | 0 | 0 |  | 0 | 0 | 0 | [6 empty] | 2037 | 208.85 | 223.6 | 0 | [6 empty] | 0 | 0.38985 | 0 | 0 | [8 empty] | 0 | 0 | 0 | 0 | 0 | 0 | 0 | 0 | 0 | 0 | 0 | 0 | 0 | 0 | 0 | 0 | 0 | 0.38985 | 2037 |  | 0
| 2038 | 39.8515 | 39.7545 | 54.7415 |  |  |  |  | 2038 |  | 0 | 0 | 0 |  | 0 | 0 | 0 | [6 empty] | 2038 | 213.49 | 228.57 | 228.57 | [6 empty] | 0 | 0.39851 | 0 | 0 | [8 empty] | 0 | 0 | 0 | 0 | 0 | 0 | 0 | 0 | 0 | 0 | 0 | 0 | 0 | 0 | 0 | 0 | 0 | 0.39851 | 2038 |  | 0
| 2039 | 40.7363 | 41.2653 | 56.5868 |  |  |  |  | 2039 |  | 0 | 0 | 0 |  | 0 | 0 | 0 | [6 empty] | 2039 | 218.23 | 233.64 | 233.65 | [6 empty] | 0 | 0.40736 | 0 | 0 | [8 empty] | 0 | 0 | 0 | 0 | 0 | 0 | 0 | 0 | 0 | 0 | 0 | 0 | 0 | 0 | 0 | 0 | 0 | 0.40736 | 2039 |  | 0
| 2040 | 41.6397 | 41.1686 | 56.7949 |  |  |  |  | 2040 |  | 0 | 0 | 0 |  | 0 | 0 | 0 | [6 empty] | 2040 | 223.07 | 238.83 | 238.83 | [6 empty] | 0 | 0.4164 | 0 | 0 | [8 empty] | 0 | 0 | 0 | 0 | 0 | 0 | 0 | 0 | 0 | 0 | 0 | 0 | 0 | 0 | 0 | 0 | 0 | 0.4164 | 2040 |  | 0
| 2041 | 42.5637 | 42.3535 | 58.3468 |  |  |  |  | 2041 |  | 0 | 0 | 0 |  | 0 | 0 | 0 | [6 empty] | 2041 | 228.02 | 244.13 | 244.13 | [6 empty] | 0 | 0.42564 | 0 | 0 | [8 empty] | 0 | 0 | 0 | 0 | 0 | 0 | 0 | 0 | 0 | 0 | 0 | 0 | 0 | 0 | 0 | 0 | 0 | 0.42564 | 2041 |  | 0
| 2042 | 43.5083 | 45.661 | 61.9931 |  |  |  |  | 2042 |  | 0 | 0 | 0 |  | 0 | 0 | 0 | [6 empty] | 2042 | 233.08 | 249.55 | 249.55 | [6 empty] | 0 | 0.43508 | 0 | 0 | [8 empty] | 0 | 0 | 0 | 0 | 0 | 0 | 0 | 0 | 0 | 0 | 0 | 0 | 0 | 0 | 0 | 0 | 0 | 0.43508 | 2042 |  | 0
| 2043 | 44.4752 | 48.4605 | 65.1595 |  |  |  |  | 2043 |  | 0 | 0 | 0 |  | 0 | 0 | 0 | [6 empty] | 2043 | 238.26 | 255.09 | 255.09 | [6 empty] | 0 | 0.44475 | 0 | 0 | [8 empty] | 0 | 0 | 0 | 0 | 0 | 0 | 0 | 0 | 0 | 0 | 0 | 0 | 0 | 0 | 0 | 0 | 0 | 0.44475 | 2043 |  | 0
| 2044 | 45.4627 | 50.8375 | 67.8975 |  |  |  |  | 2044 |  | 0 | 0 | 0 |  | 0 | 0 | 0 | [6 empty] | 2044 | 243.55 | 260.75 | 260.76 | [6 empty] | 0 | 0.45463 | 0 | 0 | [8 empty] | 0 | 0 | 0 | 0 | 0 | 0 | 0 | 0 | 0 | 0 | 0 | 0 | 0 | 0 | 0 | 0 | 0 | 0.45463 | 2044 |  | 0
| 2045 | 46.4707 | 55.1218 | 72.5964 |  |  |  |  | 2045 |  | 0 | 0 | 0 |  | 0 | 0 | 0 | [6 empty] | 2045 | 248.95 | 266.54 | 266.55 | [6 empty] | 0 | 0.46471 | 0 | 0 | [8 empty] | 0 | 0 | 0 | 0 | 0 | 0 | 0 | 0 | 0 | 0 | 0 | 0 | 0 | 0 | 0 | 0 | 0 | 0.46471 | 2045 |  | 0
| 2046 | 47.5029 | 56.3455 | 74.2082 |  |  |  |  | 2046 |  | 0 | 0 | 0 |  | 0 | 0 | [7 empty] | 2046 | 254.48 | 272.46 | 272.46 | [6 empty] | 0 | 0.47503 | 0 | 0 | [8 empty] | 0 | 0 | 0 | 0 | 0 | 0 | 0 | 0 | 0 | 0 | 0 | 0 | 0 | 0 | 0 | 0 | 0 | 0.47503 | 2046 |  | 0
| 2047 | 48.5576 | 57.5964 | 75.8557 |  |  |  |  | 2047 |  | 0 | 0 | 0 |  | 0 | 0 | [7 empty] | 2047 | 260.13 | 278.51 | 278.51 | [6 empty] | 0 | 0.48558 | 0 | 0 | [8 empty] | 0 | 0 | 0 | 0 | 0 | 0 | 0 | 0 | 0 | 0 | 0 | 0 | 0 | 0 | 0 | 0 | 0 | 0.48558 | 2047
| 2048 | 49.6365 | 58.6959 | 77.3041 |  |  |  |  | 2048 | 0 | 0 | 0 | 0 |  | 0 | 0 | 0 | #DIV/0! | #DIV/0! | #DIV/0! | #DIV/0! | #DIV/0! | #DIV/0! | 2048 | 265.91 | 284.69 | 284.7 | [6 empty] | 0 | 0.49637 | 0 | 0 | [8 empty] | 0 | 0 | 0 | 0 | 0 | 0 | 0 | 0 | 0 | 0 | 0 | 0 | 0 | 0 | 0 | 0 | 0 | 0.49637 | 2048
| 2049 | 50.7379 | 60.1821 | 79.2612 |  |  |  |  | 2049 | 0 | 0 | 0 | 0 |  | 0 | 0 | 0 | #DIV/0! | #DIV/0! | #DIV/0! | #DIV/0! | #DIV/0! | #DIV/0! | 2049 | 271.81 | 291.01 | 291.02 | [6 empty] | 0 | 0.50738 | 0 | 0 | [8 empty] | 0 | 0 | 0 | 0 | 0 | 0 | 0 | 0 | 0 | 0 | 0 | 0 | 0 | 0 | 0 | 0 | 0 | 0.50738 | 2049
| 2050 | 51.8635 | 61.5181 | 81.0205 |  |  |  |  | 2050 | 0 | 0 | 0 | 0 |  | 0 | 0 | 0 | #DIV/0! | #DIV/0! | #DIV/0! | #DIV/0! | #DIV/0! | #DIV/0! | 2050 | 277.84 | 297.47 | 297.48 | [6 empty] | 0 | 0.51863 | 0 | 0 | [8 empty] | 0 | 0 | 0 | 0 | 0 | 0 | 0 | 0 | 0 | 0 | 0 | 0 | 0 | 0 | 0 | 0 | 0 | 0.51863 | 2050
| 2051 | 53.0152 | 62.8838 | 82.8193 |  |  |  |  | 2051 | 0 | 0 | 0 | 0 |  | 0 | 0 | 0 | #DIV/0! | #DIV/0! | #DIV/0! | #DIV/0! | #DIV/0! | #DIV/0! | 2051 | 284.01 | 304.08 | 304.08 | [6 empty] | 0 | 0.53015 | 0 | 0 | [8 empty] | 0 | 0 | 0 | 0 | 0 | 0 | 0 | 0 | 0 | 0 | 0 | 0 | 0 | 0 | 0 | 0 | 0 | 0.53015 | 2051
[8 empty] | Year of deferral |  |  | 2035 | 2036 | 2038
[8 empty] | if Deferred 1 |  |  | 1 | 0 | 0
Discount Rate - 2025 IRP
6.33%
[5 empty] | Inflation rate | 2.22%
15 Year Starting 2026 |  |  |  |  | Real Discount Rate | 4.021%
Levelized Prices (Nominal) @ 6.33% Discount Rate (1) (3)
| $/kW | 12.1922
| $/MWh |  | 35.8163 | 40.3721
15 Year Starting 2027
Levelized Prices (Nominal) @ 6.33% Discount Rate (1) (3)
| $/kW | 14.1452 | 37.1067
| $/MWh |  |  | 42.3923
15 Year Starting 2028
Levelized Prices (Nominal) @ 6.33% Discount Rate (1) (3)
| $/kW | 16.8679
| $/MWh |  | 39.303 | 45.6059
<---- Calculated Monthly
Avoided Costs calculated annually are $39.36/MWH
Avoided Costs calculated monthly are $40.37/MWH

## Table 2
Appendix B
Table 2
Avoided Energy Costs - Scheduled Hours ($/MWh)
QF - Sch37 - UT - Wind - 10.0 MW and 30.6% CF
|  | Winter Season |  |  |  |  | Summer Season |  |  |  | Winter Season
Year | Annual | Jan | Feb | Mar | Apr | May | Jun | Jul | Aug | Sep | Oct | Nov | Dec
Energy Only
2027 | 19.6094 | 26.0075 | 26.0042 | 10.4639 | 6.0024 | 12.0028 | 10.1411 | 53.5213 | 27.5682 | 19.9722 | 14.0378 | 22.528 | 27.5452
2028 | 23.2851 | 33.4183 | 29.7797 | 14.8529 | 10.5929 | 13.4427 | 13.7134 | 55.6203 | 28.1283 | 23.8659 | 19.4102 | 24.2457 | 33.0251
2029 | 27.2005 | 32.2035 | 37.6712 | 16.1692 | 7.1369 | 13.0323 | 21.2967 | 70.4622 | 35.7758 | 31.0769 | 23.2589 | 32.9103 | 37.3517
2030 | 37.572 | 37.6683 | 42.3513 | 23.3995 | 22.3886 | 23.7454 | 36.7248 | 50.3111 | 51.2877 | 50.9523 | 38.4781 | 51.028 | 48.5853
2031 | 48.2828 | 52.4767 | 53.5346 | 35.6125 | 25.8633 | 33.3577 | 36.9007 | 82.7511 | 61.756 | 49.3359 | 42.0862 | 52.8523 | 78.6957
2032 | 47.3874 | 53.0847 | 52.2511 | 33.3265 | 27.142 | 29.5499 | 37.6336 | 85.5149 | 59.2188 | 52.7387 | 40.8209 | 57.1656 | 74.4026
2033 | 48.2874 | 51.831 | 54.2775 | 31.4268 | 30.0851 | 28.2161 | 36.6087 | 86.2122 | 76.7702 | 52.1872 | 42.1256 | 54.003 | 74.3818
2034 | 48.8719 | 54.6735 | 54.4595 | 31.8738 | 28.2493 | 29.6593 | 38.2804 | 91.2924 | 47.8619 | 55.6504 | 44.2861 | 60.5389 | 87.9172
2035 | 36.721 | 57.3891 | 42.9067 | 24.3706 | 19.7867 | 20.4987 | 46.763 | 31.2745 | 38.6412 | 23.1756 | 44.9592 | 47.1563 | 42.8889
2036 | 36.8542 | 48.0993 | 44.9415 | 27.0789 | 24.553 | 24.483 | 37.4737 | 33.9243 | 28.6249 | 36.9172 | 42.3035 | 55.0436 | 42.3416
2037 | 37.8683 | 42.8638 | 55.9778 | 34.9824 | 22.3139 | 33.0876 | 37.2663 | 25.1701 | 28.1135 | 40.0155 | 36.0376 | 44.9398 | 56.2384
2038 | 39.7041 | 47.3712 | 51.3373 | 32.1611 | 26.1922 | 28.6492 | 39.828 | 37.2513 | 34.2232 | 41.0119 | 40.8894 | 43.5822 | 61.8319
2039 | 41.2471 | 54.9756 | 50.8481 | 30.1115 | 27.3923 | 33.3237 | 39.6276 | 31.321 | 48.4292 | 36.8273 | 48.3235 | 47.7922 | 49.5936
2040 | 41.1501 | 45.886 | 49.6997 | 26.4051 | 30.574 | 28.6647 | 40.8863 | 45.6291 | 42.4641 | 40.6149 | 46.835 | 60.1708 | 45.5932
2041 | 42.3356 | 45.6388 | 55.996 | 38.3674 | 31.8381 | 21.2646 | 49.6271 | 29.8809 | 42.496 | 39.1353 | 50.3685 | 56.6959 | 51.6099
2042 | 45.6143 | 57.4962 | 55.3836 | 37.1526 | 30.3653 | 28.5955 | 41.0123 | 58.8759 | 38.0202 | 44.8981 | 51.765 | 44.8228 | 65.4263
2043 | 48.4285 | 43.4276 | 72.9658 | 42.0306 | 30.8326 | 41.5729 | 40.6785 | 50.1866 | 44.8918 | 41.1153 | 52.8966 | 62.7661 | 62.2
2044 | 50.8101 | 63.333 | 65.094 | 40.1901 | 41.9037 | 36.8859 | 56.6198 | 43.7242 | 59.1347 | 44.9679 | 51.5746 | 52.1537 | 56.9786
|  | 31 | 28 | 31 | 30 | 31 | 30 | 31 | 31 | 30 | 31 | 30 | 31

## GCC.PX.UTS.2035
Table 3
2025 IRP Update - Utah South - CCCT Dry "H", 2X1, DF, with SCR | [9 empty] | GCC.PX.UTS._.DF_.H_2x1
Year | Estimated Capital Cost | First Year Fixed Capital Cost at Real Levelized Rate | Network Upgrade | Fixed O&M + Pipeline | Total Resource Fixed Costs | Fuel Cost | Variable O&M | Total Resource Energy Cost | Total Resource Costs
| $/kW | $/kW-yr | $/kW-yr | $/kW-yr | $/kW-yr | $/MMBtu | $/MWh | $/MWh | $/MWh
| (a) | (b) | (c) | (d) | (e) | (f) | (g) | (h) | (i)
Utah South - CCCT Dry "H", 2X1, DF, with SCR (GCC.PX.UTS._.DF_.H_2x1)
2025 | 1520.4384 |  |  | 47.7901 |  | 5.7167 | 2.773
2026 | 1554.1921 |  |  | 48.8511 |  | 5.8436 | 2.8345
2027 | 1588.6952 |  |  | 49.9356 |  | 5.9733 | 2.8974
2028 | 1623.9642 |  | 19.1158 | 51.0442 |  | 6.1059 | 2.9618
2029 | 1660.0162 |  | 19.5401 | 52.1773 |  | 6.2415 | 3.0275
2030 | 1696.8686 |  | 19.9739 | 53.3357 |  | 6.38 | 3.0947
2031 | 1734.5391 |  | 20.4174 | 54.5197 |  | 6.5217 | 3.1634
2032 | 1773.0458 |  | 20.8706 | 55.7301 |  | 6.6665 | 3.2337
2033 | 1812.4074 |  | 21.3339 | 56.9673 |  | 6.8144 | 3.3054
2034 | 1852.6429 |  | 21.8076 | 58.2319 |  | 6.9657 | 3.3788
2035 | 1893.7716 | 118.06 | 22.2917 | 59.5247 | 199.88 | 7.1204 | 3.4538 | 47.31 | 76.56
2036 |  | 120.6809 | 22.7866 | 60.8461 | 204.31 | 7.2784 | 3.5305 | 48.36 | 78.26
2037 |  | 123.36 | 23.2924 | 62.1969 | 208.85 | 7.44 | 3.6089 | 49.43 | 80
2038 |  | 126.0986 | 23.8095 | 63.5777 | 213.49 | 7.6052 | 3.689 | 50.53 | 81.77
2039 |  | 128.898 | 24.3381 | 64.9891 | 218.23 | 7.774 | 3.7709 | 51.65 | 83.59
2040 |  | 131.7596 | 24.8784 | 66.4319 | 223.07 | 7.9466 | 3.8546 | 52.8 | 85.45
2041 |  | 134.6846 | 25.4307 | 67.9067 | 228.02 | 8.123 | 3.9402 | 53.97 | 87.34
2042 |  | 137.6746 | 25.9953 | 69.4142 | 233.08 | 8.3034 | 4.0277 | 55.17 | 89.28
2043 |  | 140.731 | 26.5723 | 70.9552 | 238.26 | 8.4877 | 4.1171 | 56.39 | 91.26
2044 |  | 143.8552 | 27.1623 | 72.5304 | 243.55 | 8.6761 | 4.2085 | 57.64 | 93.28
2045 |  | 147.0488 | 27.7653 | 74.1406 | 248.95 | 8.8687 | 4.3019 | 58.92 | 95.35
2046 |  | 150.3133 | 28.3816 | 75.7865 | 254.48 | 9.0656 | 4.3974 | 60.23 | 97.47
2047 |  | 153.6503 | 29.0117 | 77.4689 | 260.13 | 9.2669 | 4.495 | 61.57 | 99.64
2048 |  | 157.0613 | 29.6558 | 79.1888 | 265.91 | 9.4726 | 4.5948 | 62.94 | 101.86
2049 |  | 160.5481 | 30.3141 | 80.9468 | 271.81 | 9.6829 | 4.6968 | 64.33 | 104.11
2050 |  | 164.1122 | 30.9871 | 82.7438 | 277.84 | 9.8978 | 4.8011 | 65.76 | 106.42
2051 |  | 167.7555 | 31.675 | 84.5807 | 284.01 | 10.1176 | 4.9077 | 67.22 | 108.79
2052 |  | 171.4797 | 32.3782 | 86.4584 | 290.32 | 10.3422 | 5.0166 | 68.71 | 111.2
2053 |  | 175.2865 | 33.097 | 88.3777 | 296.76 | 10.5718 | 5.128 | 70.24 | 113.67
2054 |  | 179.1779 | 33.8318 | 90.3397 | 303.35 | 10.8065 | 5.2418 | 71.8 | 116.2
2055 |  | 183.1556 | 34.5828 | 92.3453 | 310.08 | 11.0464 | 5.3582 | 73.39 | 118.77
2056 |  | 187.2217 | 35.3506 | 94.3953 | 316.97 | 11.2916 | 5.4772 | 75.02 | 121.41
2057 |  | 191.378 | 36.1353 | 96.4909 | 324 | 11.5423 | 5.5988 | 76.69 | 124.11
2058 |  | 195.6266 | 36.9375 | 98.633 | 331.2 | 11.7985 | 5.723 | 78.39 | 126.86
2059 |  | 199.9695 | 37.7576 | 100.8227 | 338.55 | 12.0605 | 5.8501 | 80.13 | 129.68
2060 |  | 204.4088 | 38.5958 | 103.0609 | 346.07 | 12.3282 | 5.98 | 81.91 | 132.56
2061 |  | 208.9467 | 39.4526 | 105.3489 | 353.75 | 12.6019 | 6.1127 | 83.73 | 135.5
2062 |  | 213.5853 | 40.3285 | 107.6876 | 361.6 | 12.8816 | 6.2484 | 85.59 | 138.51
2063 |  | 218.3269 | 41.2237 | 110.0783 | 369.63 | 13.1676 | 6.3871 | 87.49 | 141.59
2064 |  | 223.1738 | 42.1389 | 112.522 | 377.83 | 13.4599 | 6.5289 | 89.43 | 144.73
2065 |  | 228.1283 | 43.0744 | 115.02 | 386.22 | 13.7587 | 6.6739 | 91.41 | 147.93
2066 |  | 233.1927 | 44.0306 | 117.5735 | 394.8 | 14.0642 | 6.822 | 93.44 | 151.22
2067 |  | 238.3696 | 45.0081 | 120.1836 | 403.56 | 14.3764 | 6.9735 | 95.52 | 154.58
2068 |  | 243.6614 | 46.0073 | 122.8517 | 412.52 | 14.6956 | 7.1283 | 97.64 | 158.01
2069 |  | 249.0707 | 47.0287 | 125.579 | 421.68 | 15.0218 | 7.2866 | 99.81 | 161.52
2070 |  | 254.6 | 48.0727 | 128.3668 | 431.04 | 15.3553 | 7.4483 | 102.02 | 165.1
2071 |  | 260.2522 | 49.1399 | 131.2166 | 440.61 | 15.6962 | 7.6137 | 104.29 | 168.77
2072 |  | 266.0298 | 50.2308 | 134.1296 | 450.39 | 16.0446 | 7.7827 | 106.6 | 172.52
2073 |  | 271.9356 | 51.346 | 137.1073 | 460.39 | 16.4008 | 7.9555 | 108.97 | 176.35
2074 |  | 277.9726 | 52.4858 | 140.151 | 470.61 | 16.7649 | 8.1321 | 111.39 | 180.27
2075 |  | 284.1436 | 53.651 | 143.2624 | 481.06 | 17.1371 | 8.3126 | 113.86 | 184.26
2076 |  | 290.4516 | 54.8421 | 146.4428 | 491.74 | 17.5176 | 8.4971 | 116.39 | 188.36
2077 |  | 296.8996 | 56.0596 | 149.6939 | 502.65 | 17.9064 | 8.6858 | 118.97 | 192.53
2078 |  | 303.4908 | 57.3041 | 153.0171 | 513.81 | 18.304 | 8.8786 | 121.61 | 196.81
Nominal 40 year Levelized |  |  |  |  | 267.1667 |  |  | 63.2346 | 102.3346
Sources, Inputs and Assumptions
Source: (a)(d)(e)(g) |  | Plant Costs - 2025 IRP Update
| (a) | First year real levelized costs
| (b) | = (a) x 6.234% Real Payment Factor@ 00% ITC
| (f) | Gas Price Forecast (Sept 2024 MM)
| (h) | = (f) / (8.76 x 'Capacity Factor' ) + (g)
| Utah South - CCCT Dry "H", 2X1, DF, with SCR (GCC.PX.UTS._.DF_.H_2x1) | [8 empty] | CCCT Dry "H", 2X1, DF, with SCR
| Statistics |  |  | MW | Percent | Cap Cost | Fixed |  |  | GCC.PX.UTS._.DF_.H_2x1
| CCCT Dry "H", 2X1, DF, with SCR |  |  | 1058.901 | 100% | 1508.5524 | 47.7901
| Capacity Weighted |  |  | 1058.901 | 100% | 1509 | 47.79
| Statistics |  |  | MW | CF | aMW | Percent | Variable | Heat Rate
| CCCT Dry "H", 2X1, DF, with SCR |  |  | 1058.901 | 78% | 825.9428 | 100% | 2.773 | 6158.732
| 0 |  |  | 0 | 0% | 0 | 0% | 0 | 0
| Energy Weighted |  |  | 1058.901 | 78% | 825.9428 | 100% | 2.77 | 6159
Rounded
| CCCT |  | Plant Costs - 2025 IRP Update
| 1058.901 |  | MW Plant Capacity
2025 $ | 1508.5524 |  | Plant capacity cost - in $/kW
2025 $ | 11.886 |  | Demolition Cost - in $/kW
2025 $ | 38.4109 |  | Fixed O&M & Capitalized O&M ($/kW-Yr)
| 6158.732 |  | Max Load Heat Rate on Gas (Btu/kw)
| 156515.6994 |  | Gas Fired Conversion Load (MMBtu/d)
| 0.17385 |  | Fixed Demand Transportation Charge (Tariff) ($/mmBtu-day)
| 0.00267 |  | Transportation Commodity / Usage Charge ($/MMBtu)
| 0.0015 |  | ACA Charge ($/MMBtu)
| 0.00417 |  | Total Variable Charges ($/MMBtu)
| 9931742.8321 |  | Fixed Transport Charge $/Year
| 9.3793 |  | Fixed Pipeline in $/kW
| 47.7901 |  | Fixed O&M including Fixed Pipeline & Capitalized O&M ($/kW-Yr)
2025 $ | 2.773 |  | Variable O&M Costs & Capitalized Variable O&M ($/MWh)
| 6158.732 |  | Heat Rate in btu/kWh
| 0% |  | Assumed ITC
| 6.234% |  | Real Payment Factor@ 00% ITC
| 78% |  | Capacity Factor
|  | 78% | Energy Weighted Capacity Factor
2025 $ |  |  | Network Upgrade ($/kw-yr)
|  | 5.7167 | Fuel Cost ($/mmBtu )
|  | 35.2075 | Fuel Cost ($/MWH)
|  | 2.5% | EFOR %
2028 $ |  | 19.1158 | Network Upgrade ($/kw-yr)

## Table 4
Appendix B
Table 4
Burnertip Natural Gas Price Forecast |  |  |  |  | Quote Date
QF - Sch37 - UT - Wind - 10.0 MW and 30.6% CF |  |  |  |  | 2026-03-31
PacifiCorp
| Delivered | Delivered | Delivered | Delivered
Year | IRP - Utah Greenfield | Naughton | IRP West Side | IRP - Wyo NE
| Fuel Cost | Fuel Cost | Fuel Cost | Fuel Cost
[6 empty] | IRP - Utah Greenfield |  | IRP West Side | IRP - Wyo NE |  |  | IRP West Side |  | Burner tip
[5 empty] | Peak Type: | Delivered | Naughton | Delivered | Delivered | Year | IRP - Utah Greenfield | West Side | IRP - Wyo NE | Naughton
2025 | 2.78 | 2.76 | 2.18 | 2.76 | 2025-01-01 | 4.1297 | 4.1012 | 3.6667 | 4.1265 | 2025 | 47 | 43 | 46 | 42
2026 | 2.32 | 2.29 | 1.96 | 2.2 | 2025-02-01 | 3.4435 | 3.4192 | 3.2332 | 3.4317 | 2025
2027 | 3.33 | 3.3 | 2.99 | 3.09 | 2025-03-01 | 2.6848 | 2.6655 | 2.0537 | 2.7211 | 2025
2028 | 3.51 | 3.49 | 3.34 | 3.27 | 2025-04-01 | 1.9318 | 1.917 | 1.5165 | 1.9378 | 2025
2029 | 4.41 | 4.36 | 4.3 | 4.16 | 2025-05-01 | 2.1744 | 2.1585 | 1.6603 | 2.1166 | 2025
2030 | 5.79 | 5.72 | 5.67 | 5.52 | 2025-06-01 | 2.5624 | 2.5442 | 1.5135 | 2.5327 | 2025
2031 | 6.51 | 6.42 | 6.37 | 6.23 | 2025-07-01 | 2.8296 | 2.8098 | 1.2723 | 2.7603 | 2025
2032 | 6.42 | 6.34 | 6.24 | 6.14 | 2025-08-01 | 2.5406 | 2.5223 | 1.8363 | 2.4552 | 2025
2033 | 6.29 | 6.21 | 6.05 | 6.01 | 2025-09-01 | 2.6151 | 2.5965 | 1.537 | 2.5551 | 2025
2034 | 6.57 | 6.49 | 6.3 | 6.29 | 2025-10-01 | 2.2421 | 2.2255 | 2.181 | 2.2831 | 2025
2035 | 6.87 | 6.78 | 6.54 | 6.58 | 2025-11-01 | 3.0975 | 3.0762 | 2.6906 | 3.0824 | 2025
2036 | 7.17 | 7.08 | 6.79 | 6.88 | 2025-12-01 | 3.0588 | 3.0371 | 2.9402 | 3.0579 | 2025
2037 | 7.36 | 7.26 | 6.95 | 7.07 | 2026-01-01 | 4.2351 | 4.2065 | 2.2547 | 4.1929 | 2026
2038 | 7.48 | 7.38 | 7 | 7.19 | 2026-02-01 | 1.7319 | 1.7179 | 1.6646 | 1.744 | 2026
2039 | 7.73 | 7.63 | 7.23 | 7.44 | 2026-03-01 | 1.3282 | 1.317 | 1.3849 | 1.3482 | 2026
2040 | 8.02 | 7.9 | 7.46 | 7.71 | 2026-04-01 | 1.3613 | 1.1582 | 1.4131 | 1.2678 | 2026
2041 | 8.24 | 8.12 | 7.59 | 7.93 | 2026-05-01 | 1.1818 | 1.1731 | 1.1815 | 1.1366 | 2026
2042 | 8.6 | 8.47 | 7.87 | 8.29 | 2026-06-01 | 1.423 | 1.4128 | 1.2958 | 1.331 | 2026
2043 | 8.94 | 8.8 | 8.11 | 8.62 | 2026-07-01 | 2.1106 | 2.096 | 1.7109 | 1.9668 | 2026
2044 | 9.31 | 9.17 | 8.43 | 8.99 | 2026-08-01 | 2.3126 | 2.2967 | 1.83 | 2.1441 | 2026
2045 | 9.73 | 9.58 | 8.74 | 9.4 | 2026-09-01 | 2.2258 | 2.2105 | 1.9097 | 2.0653 | 2026
[5 empty] | 2026-10-01 | 2.3867 | 2.3703 | 2.0647 | 2.2569 | 2026
[5 empty] | 2026-11-01 | 3.0729 | 3.0522 | 2.7178 | 2.8401 | 2026
[5 empty] | 2026-12-01 | 4.5166 | 4.4866 | 4.0849 | 4.1038 | 2026
[5 empty] | 2027-01-01 | 4.9994 | 4.9663 | 4.602 | 4.7429 | 2027
[5 empty] | 2027-02-01 | 4.5011 | 4.4712 | 4.133 | 4.2595 | 2027
[5 empty] | 2027-03-01 | 2.7675 | 2.7487 | 2.5381 | 2.5566 | 2027
[5 empty] | 2027-04-01 | 2.3027 | 2.2869 | 2.0076 | 2.1633 | 2027
[5 empty] | 2027-05-01 | 2.2042 | 2.189 | 1.8896 | 2.0904 | 2027
[5 empty] | 2027-06-01 | 2.3965 | 2.3801 | 2.0434 | 2.2799 | 2027
[5 empty] | 2027-07-01 | 3.0583 | 3.0376 | 2.5418 | 2.8613 | 2027
[5 empty] | 2027-08-01 | 3.121 | 3.0999 | 2.638 | 2.9156 | 2027
[5 empty] | 2027-09-01 | 3.0746 | 3.0538 | 2.5963 | 2.7643 | 2027
[5 empty] | 2027-10-01 | 2.9516 | 2.9316 | 2.6074 | 2.809 | 2027
[5 empty] | 2027-11-01 | 3.545 | 3.5212 | 3.3248 | 3.1899 | 2027
[5 empty] | 2027-12-01 | 4.9884 | 4.9554 | 4.9724 | 4.4558 | 2027
Official Forward Price Curve Forecast dated Mar 31, 2026 |  |  |  |  | 2028-01-01 | 5.5251 | 5.4887 | 5.3426 | 5.2231 | 2028
[5 empty] | 2028-02-01 | 4.8072 | 4.7754 | 4.7604 | 4.5186 | 2028
[5 empty] | 2028-03-01 | 2.9404 | 2.9205 | 2.7307 | 2.8457 | 2028
[5 empty] | 2028-04-01 | 2.5098 | 2.4926 | 2.4097 | 2.3713 | 2028
[5 empty] | 2028-05-01 | 2.4368 | 2.4201 | 2.1923 | 2.307 | 2028
[5 empty] | 2028-06-01 | 2.6083 | 2.5905 | 2.3887 | 2.4734 | 2028
[5 empty] | 2028-07-01 | 3.2435 | 3.2216 | 2.9074 | 2.9759 | 2028
[5 empty] | 2028-08-01 | 3.3072 | 3.285 | 2.9763 | 3.0387 | 2028
[5 empty] | 2028-09-01 | 3.2608 | 3.2388 | 2.9616 | 3.0131 | 2028
[5 empty] | 2028-10-01 | 3.0465 | 3.0259 | 2.8379 | 2.9201 | 2028
[5 empty] | 2028-11-01 | 3.4715 | 3.4482 | 3.4419 | 3.1678 | 2028
[5 empty] | 2028-12-01 | 5.0139 | 4.9807 | 5.1567 | 4.3854 | 2028
[5 empty] | 2029-01-01 | 5.3909 | 5.3553 | 5.3797 | 5.0407 | 2029
[5 empty] | 2029-02-01 | 4.6649 | 4.634 | 4.7526 | 4.3784 | 2029
[5 empty] | 2029-03-01 | 2.7603 | 2.7415 | 2.9598 | 2.7311 | 2029
[5 empty] | 2029-04-01 | 2.4062 | 2.3897 | 2.2754 | 2.3673 | 2029
[5 empty] | 2029-05-01 | 3.9399 | 3.8931 | 3.6265 | 3.7874 | 2029
[5 empty] | 2029-06-01 | 4.0736 | 4.0265 | 3.7404 | 3.9166 | 2029
[5 empty] | 2029-07-01 | 4.685 | 4.6343 | 4.3326 | 4.3957 | 2029
[5 empty] | 2029-08-01 | 4.755 | 4.7038 | 4.4632 | 4.4646 | 2029
[5 empty] | 2029-09-01 | 4.7237 | 4.6724 | 4.4828 | 4.4539 | 2029
[5 empty] | 2029-10-01 | 4.6331 | 4.5808 | 4.5092 | 4.4828 | 2029
[5 empty] | 2029-11-01 | 4.9567 | 4.9037 | 4.9427 | 4.6306 | 2029
[5 empty] | 2029-12-01 | 5.8913 | 5.8406 | 6.0845 | 5.2496 | 2029
[5 empty] | 2030-01-01 | 6.192 | 6.1404 | 6.2985 | 5.8297 | 2030
[5 empty] | 2030-02-01 | 5.7516 | 5.699 | 5.7958 | 5.4487 | 2030
[5 empty] | 2030-03-01 | 4.4071 | 4.3555 | 4.4566 | 4.3532 | 2030
[5 empty] | 2030-04-01 | 4.19 | 4.1378 | 3.9511 | 4.1242 | 2030
[5 empty] | 2030-05-01 | 5.4429 | 5.3661 | 5.0607 | 5.2678 | 2030
[5 empty] | 2030-06-01 | 5.539 | 5.4625 | 5.0921 | 5.3599 | 2030
[5 empty] | 2030-07-01 | 6.1264 | 6.0469 | 5.7578 | 5.8154 | 2030
[5 empty] | 2030-08-01 | 6.2027 | 6.1226 | 5.9501 | 5.8905 | 2030
[5 empty] | 2030-09-01 | 6.1865 | 6.106 | 6.004 | 5.8947 | 2030
[5 empty] | 2030-10-01 | 6.2197 | 6.1357 | 6.1805 | 6.0454 | 2030
[5 empty] | 2030-11-01 | 6.4419 | 6.3592 | 6.4434 | 6.0935 | 2030
[5 empty] | 2030-12-01 | 6.7687 | 6.7004 | 7.0123 | 6.1138 | 2030
[5 empty] | 2031-01-01 | 6.9931 | 6.9255 | 7.2173 | 6.6188 | 2031
[5 empty] | 2031-02-01 | 6.8385 | 6.764 | 6.8391 | 6.5192 | 2031
[5 empty] | 2031-03-01 | 6.0541 | 5.9694 | 5.9535 | 5.9753 | 2031
[5 empty] | 2031-04-01 | 5.9739 | 5.886 | 5.6266 | 5.8812 | 2031
[5 empty] | 2031-05-01 | 5.9889 | 5.9012 | 5.5729 | 5.8055 | 2031
[5 empty] | 2031-06-01 | 6.0595 | 5.9727 | 5.6064 | 5.8726 | 2031
[5 empty] | 2031-07-01 | 6.577 | 6.4885 | 6.2186 | 6.2592 | 2031
[5 empty] | 2031-08-01 | 6.6274 | 6.5387 | 6.3784 | 6.3088 | 2031
[5 empty] | 2031-09-01 | 6.5886 | 6.5001 | 6.4174 | 6.2906 | 2031
[5 empty] | 2031-10-01 | 6.5784 | 6.4871 | 6.5437 | 6.3987 | 2031
[5 empty] | 2031-11-01 | 6.7609 | 6.6718 | 6.7617 | 6.4076 | 2031
[5 empty] | 2031-12-01 | 7.0345 | 6.9609 | 7.2523 | 6.3756 | 2031
[5 empty] | 2032-01-01 | 7.2401 | 7.1676 | 7.4635 | 6.862 | 2032
[5 empty] | 2032-02-01 | 6.5064 | 6.4386 | 6.5072 | 6.1922 | 2032
[5 empty] | 2032-03-01 | 5.9746 | 5.8916 | 5.8208 | 5.897 | 2032
[5 empty] | 2032-04-01 | 5.8724 | 5.7866 | 5.4961 | 5.7813 | 2032
[5 empty] | 2032-05-01 | 5.9061 | 5.82 | 5.4556 | 5.724 | 2032
[5 empty] | 2032-06-01 | 5.977 | 5.8919 | 5.4727 | 5.7913 | 2032
[5 empty] | 2032-07-01 | 6.4305 | 6.345 | 6.0431 | 6.1149 | 2032
[5 empty] | 2032-08-01 | 6.5122 | 6.4259 | 6.1795 | 6.1954 | 2032
[5 empty] | 2032-09-01 | 6.5035 | 6.4166 | 6.2233 | 6.2068 | 2032
[5 empty] | 2032-10-01 | 6.4539 | 6.3651 | 6.3555 | 6.2761 | 2032
[5 empty] | 2032-11-01 | 6.652 | 6.5652 | 6.6527 | 6.3004 | 2032
[5 empty] | 2032-12-01 | 7.0164 | 6.9432 | 7.1701 | 6.3578 | 2032
[5 empty] | 2033-01-01 | 6.741 | 6.6784 | 6.8682 | 6.3704 | 2033
[5 empty] | 2033-02-01 | 6.5919 | 6.5225 | 6.5752 | 6.2764 | 2033
[5 empty] | 2033-03-01 | 5.8142 | 5.7343 | 5.5711 | 5.739 | 2033
[5 empty] | 2033-04-01 | 5.7376 | 5.6545 | 5.2875 | 5.6485 | 2033
[5 empty] | 2033-05-01 | 5.7723 | 5.6889 | 5.2842 | 5.5923 | 2033
[5 empty] | 2033-06-01 | 5.8433 | 5.7607 | 5.3069 | 5.6596 | 2033
[5 empty] | 2033-07-01 | 6.2705 | 6.1881 | 5.8797 | 5.9573 | 2033
[5 empty] | 2033-08-01 | 6.4016 | 6.3174 | 6.0134 | 6.0864 | 2033
[5 empty] | 2033-09-01 | 6.4104 | 6.3255 | 6.0638 | 6.1152 | 2033
[5 empty] | 2033-10-01 | 6.437 | 6.3487 | 6.1828 | 6.2595 | 2033
[5 empty] | 2033-11-01 | 6.5386 | 6.4539 | 6.5391 | 6.1886 | 2033
[5 empty] | 2033-12-01 | 6.8805 | 6.81 | 7.0204 | 6.2239 | 2033
[5 empty] | 2034-01-01 | 7.0747 | 7.0055 | 7.2179 | 6.6991 | 2034
[5 empty] | 2034-02-01 | 6.8137 | 6.7398 | 6.7583 | 6.4948 | 2034
[5 empty] | 2034-03-01 | 6.0184 | 5.9344 | 5.7293 | 5.9401 | 2034
[5 empty] | 2034-04-01 | 5.9542 | 5.8667 | 5.4622 | 5.8618 | 2034
[5 empty] | 2034-05-01 | 5.9885 | 5.9007 | 5.4618 | 5.8051 | 2034
[5 empty] | 2034-06-01 | 6.0958 | 6.0083 | 5.4934 | 5.9083 | 2034
[5 empty] | 2034-07-01 | 6.5542 | 6.4661 | 6.1231 | 6.2367 | 2034
[5 empty] | 2034-08-01 | 6.7217 | 6.6311 | 6.3158 | 6.4017 | 2034
[5 empty] | 2034-09-01 | 6.732 | 6.6407 | 6.3664 | 6.432 | 2034
[5 empty] | 2034-10-01 | 6.7494 | 6.6547 | 6.4441 | 6.5671 | 2034
[5 empty] | 2034-11-01 | 6.861 | 6.7699 | 6.8426 | 6.5062 | 2034
[5 empty] | 2034-12-01 | 7.2819 | 7.2034 | 7.4325 | 6.6193 | 2034
[5 empty] | 2035-01-01 | 7.2684 | 7.1952 | 7.3966 | 6.8898 | 2035
[5 empty] | 2035-02-01 | 7.0461 | 6.9675 | 6.9163 | 6.7237 | 2035
[5 empty] | 2035-03-01 | 6.2959 | 6.2064 | 5.9425 | 6.2135 | 2035
[5 empty] | 2035-04-01 | 6.2509 | 6.1575 | 5.6954 | 6.1541 | 2035
[5 empty] | 2035-05-01 | 6.2881 | 6.1944 | 5.7073 | 6.1003 | 2035
[5 empty] | 2035-06-01 | 6.4289 | 6.3347 | 5.7376 | 6.2364 | 2035
[5 empty] | 2035-07-01 | 6.8991 | 6.8041 | 6.3798 | 6.5764 | 2035
[5 empty] | 2035-08-01 | 7.0312 | 6.9345 | 6.6081 | 6.7065 | 2035
[5 empty] | 2035-09-01 | 7.0695 | 6.9713 | 6.6477 | 6.7643 | 2035
[5 empty] | 2035-10-01 | 7.0999 | 6.9982 | 6.6864 | 6.9124 | 2035
[5 empty] | 2035-11-01 | 7.1802 | 7.0827 | 7.0931 | 6.8206 | 2035
[5 empty] | 2035-12-01 | 7.585 | 7.5004 | 7.6259 | 6.9178 | 2035
[5 empty] | 2036-01-01 | 7.7996 | 7.7159 | 7.8404 | 7.4131 | 2036
[5 empty] | 2036-02-01 | 7.1597 | 7.0789 | 6.9743 | 6.8356 | 2036
[5 empty] | 2036-03-01 | 6.6069 | 6.5112 | 6.2376 | 6.5198 | 2036
[5 empty] | 2036-04-01 | 6.5797 | 6.4797 | 5.9576 | 6.4779 | 2036
[5 empty] | 2036-05-01 | 6.6193 | 6.5189 | 5.9792 | 6.4264 | 2036
[5 empty] | 2036-06-01 | 6.7683 | 6.6673 | 6.0109 | 6.5706 | 2036
[5 empty] | 2036-07-01 | 7.2243 | 7.1228 | 6.6332 | 6.8967 | 2036
[5 empty] | 2036-08-01 | 7.3148 | 7.2124 | 6.8756 | 6.9858 | 2036
[5 empty] | 2036-09-01 | 7.3539 | 7.25 | 6.9128 | 7.0444 | 2036
[5 empty] | 2036-10-01 | 7.3942 | 7.2866 | 6.9529 | 7.2022 | 2036
[5 empty] | 2036-11-01 | 7.4438 | 7.341 | 7.2714 | 7.0802 | 2036
[5 empty] | 2036-12-01 | 7.8356 | 7.746 | 7.8426 | 7.1646 | 2036
[5 empty] | 2037-01-01 | 8.0489 | 7.9602 | 8.0549 | 7.6586 | 2037
[5 empty] | 2037-02-01 | 7.5918 | 7.5023 | 7.3465 | 7.2612 | 2037
[5 empty] | 2037-03-01 | 6.7717 | 6.6727 | 6.3929 | 6.6821 | 2037
[5 empty] | 2037-04-01 | 6.718 | 6.6153 | 6.0781 | 6.6142 | 2037
[5 empty] | 2037-05-01 | 6.7585 | 6.6553 | 6.0614 | 6.5635 | 2037
[5 empty] | 2037-06-01 | 6.9088 | 6.805 | 6.0978 | 6.709 | 2037
[5 empty] | 2037-07-01 | 7.3373 | 7.2336 | 6.7194 | 7.008 | 2037
[5 empty] | 2037-08-01 | 7.4496 | 7.3445 | 7.0017 | 7.1186 | 2037
[5 empty] | 2037-09-01 | 7.4938 | 7.3872 | 7.0436 | 7.1822 | 2037
[5 empty] | 2037-10-01 | 7.5368 | 7.4264 | 7.0845 | 7.3427 | 2037
[5 empty] | 2037-11-01 | 7.6531 | 7.5462 | 7.4428 | 7.2864 | 2037
[5 empty] | 2037-12-01 | 8.045 | 7.9512 | 8.0396 | 7.3708 | 2037
[5 empty] | 2038-01-01 | 8.0096 | 7.9216 | 7.7944 | 7.6199 | 2038
[5 empty] | 2038-02-01 | 7.6192 | 7.5292 | 7.3099 | 7.2881 | 2038
[5 empty] | 2038-03-01 | 6.8975 | 6.7961 | 6.5111 | 6.806 | 2038
[5 empty] | 2038-04-01 | 6.8698 | 6.764 | 6.1943 | 6.7636 | 2038
[5 empty] | 2038-05-01 | 6.9111 | 6.8049 | 6.187 | 6.7139 | 2038
[5 empty] | 2038-06-01 | 7.0725 | 6.9655 | 6.2225 | 6.8703 | 2038
[5 empty] | 2038-07-01 | 7.5515 | 7.4435 | 6.8667 | 7.219 | 2038
[5 empty] | 2038-08-01 | 7.634 | 7.5252 | 7.1712 | 7.3002 | 2038
[5 empty] | 2038-09-01 | 7.6755 | 7.5652 | 7.2142 | 7.3612 | 2038
[5 empty] | 2038-10-01 | 7.7195 | 7.6055 | 7.2562 | 7.5226 | 2038
[5 empty] | 2038-11-01 | 7.7684 | 7.6591 | 7.4872 | 7.3999 | 2038
[5 empty] | 2038-12-01 | 8.0819 | 7.9874 | 7.8171 | 7.4072 | 2038
[5 empty] | 2039-01-01 | 8.3384 | 8.2438 | 8.0283 | 7.9437 | 2039
[5 empty] | 2039-02-01 | 7.9198 | 7.8238 | 7.5861 | 7.5842 | 2039
[5 empty] | 2039-03-01 | 7.1455 | 7.0391 | 6.7459 | 7.0502 | 2039
[5 empty] | 2039-04-01 | 7.086 | 6.9759 | 6.3924 | 6.9766 | 2039
[5 empty] | 2039-05-01 | 7.1281 | 7.0176 | 6.4216 | 6.9276 | 2039
[5 empty] | 2039-06-01 | 7.3333 | 7.221 | 6.4601 | 7.1271 | 2039
[5 empty] | 2039-07-01 | 7.8298 | 7.7162 | 7.118 | 7.4931 | 2039
[5 empty] | 2039-08-01 | 7.9052 | 7.791 | 7.3952 | 7.5673 | 2039
[5 empty] | 2039-09-01 | 7.9148 | 7.7998 | 7.4396 | 7.5969 | 2039
[5 empty] | 2039-10-01 | 7.9602 | 7.8413 | 7.4814 | 7.7597 | 2039
[5 empty] | 2039-11-01 | 8.0103 | 7.8962 | 7.6841 | 7.6382 | 2039
[5 empty] | 2039-12-01 | 8.2427 | 8.145 | 7.9849 | 7.5656 | 2039
[5 empty] | 2040-01-01 | 8.5114 | 8.4135 | 8.2007 | 8.1142 | 2040
[5 empty] | 2040-02-01 | 7.9613 | 7.8645 | 7.6042 | 7.6251 | 2040
[5 empty] | 2040-03-01 | 7.3768 | 7.2657 | 6.9646 | 7.2781 | 2040
[5 empty] | 2040-04-01 | 7.3456 | 7.2303 | 6.6372 | 7.2323 | 2040
[5 empty] | 2040-05-01 | 7.3893 | 7.2736 | 6.5566 | 7.1848 | 2040
[5 empty] | 2040-06-01 | 7.6373 | 7.5189 | 6.6417 | 7.4266 | 2040
[5 empty] | 2040-07-01 | 8.1445 | 8.0246 | 7.3332 | 7.803 | 2040
[5 empty] | 2040-08-01 | 8.2239 | 8.1032 | 7.7006 | 7.8812 | 2040
[5 empty] | 2040-09-01 | 8.2401 | 8.1186 | 7.7468 | 7.9173 | 2040
[5 empty] | 2040-10-01 | 8.2874 | 8.162 | 7.7917 | 8.082 | 2040
[5 empty] | 2040-11-01 | 8.3398 | 8.2191 | 7.9861 | 7.9627 | 2040
[5 empty] | 2040-12-01 | 8.7246 | 8.6172 | 8.3564 | 8.0402 | 2040
[5 empty] | 2041-01-01 | 8.6216 | 8.5214 | 8.2789 | 8.2227 | 2041
[5 empty] | 2041-02-01 | 8.4185 | 8.3124 | 8.0137 | 8.0754 | 2041
[5 empty] | 2041-03-01 | 7.5937 | 7.4783 | 7.1218 | 7.4917 | 2041
[5 empty] | 2041-04-01 | 7.6011 | 7.4807 | 6.8242 | 7.4839 | 2041
[5 empty] | 2041-05-01 | 7.6467 | 7.5258 | 6.6906 | 7.4384 | 2041
[5 empty] | 2041-06-01 | 7.8733 | 7.7502 | 6.7308 | 7.659 | 2041
[5 empty] | 2041-07-01 | 8.383 | 8.2584 | 7.4537 | 8.038 | 2041
[5 empty] | 2041-08-01 | 8.4568 | 8.3316 | 7.7781 | 8.1106 | 2041
[5 empty] | 2041-09-01 | 8.4494 | 8.3237 | 7.8248 | 8.1234 | 2041
[5 empty] | 2041-10-01 | 8.471 | 8.3419 | 7.8616 | 8.2628 | 2041
[5 empty] | 2041-11-01 | 8.5212 | 8.3969 | 8.055 | 8.1414 | 2041
[5 empty] | 2041-12-01 | 8.7909 | 8.6822 | 8.3899 | 8.1055 | 2041
[5 empty] | 2042-01-01 | 9.0301 | 8.9217 | 8.6168 | 8.625 | 2042
[5 empty] | 2042-02-01 | 8.6977 | 8.5861 | 8.2214 | 8.3504 | 2042
[5 empty] | 2042-03-01 | 7.8809 | 7.7598 | 7.3601 | 7.7746 | 2042
[5 empty] | 2042-04-01 | 7.919 | 7.7922 | 7.0339 | 7.797 | 2042
[5 empty] | 2042-05-01 | 7.966 | 7.8387 | 6.9199 | 7.7529 | 2042
[5 empty] | 2042-06-01 | 8.179 | 8.0497 | 7.0095 | 7.9601 | 2042
[5 empty] | 2042-07-01 | 8.75 | 8.618 | 7.6446 | 8.3994 | 2042
[5 empty] | 2042-08-01 | 8.8056 | 8.6734 | 8.0738 | 8.4542 | 2042
[5 empty] | 2042-09-01 | 8.828 | 8.6948 | 8.1222 | 8.4964 | 2042
[5 empty] | 2042-10-01 | 8.8788 | 8.7415 | 8.1694 | 8.6644 | 2042
[5 empty] | 2042-11-01 | 8.9398 | 8.8072 | 8.4525 | 8.5537 | 2042
[5 empty] | 2042-12-01 | 9.2995 | 9.1807 | 8.7959 | 8.6064 | 2042
[5 empty] | 2043-01-01 | 9.2315 | 9.1192 | 8.8234 | 8.8234 | 2043
[5 empty] | 2043-02-01 | 9.0781 | 8.959 | 8.5824 | 8.7251 | 2043
[5 empty] | 2043-03-01 | 8.3448 | 8.2143 | 7.6789 | 8.2314 | 2043
[5 empty] | 2043-04-01 | 8.3245 | 8.1896 | 7.3422 | 8.1964 | 2043
[5 empty] | 2043-05-01 | 8.3739 | 8.2384 | 7.0213 | 8.1546 | 2043
[5 empty] | 2043-06-01 | 8.5699 | 8.4329 | 7.1123 | 8.3451 | 2043
[5 empty] | 2043-07-01 | 9.0916 | 8.9528 | 7.9156 | 8.7359 | 2043
[5 empty] | 2043-08-01 | 9.1512 | 9.0121 | 8.3394 | 8.7946 | 2043
[5 empty] | 2043-09-01 | 9.1422 | 9.0026 | 8.3895 | 8.8058 | 2043
[5 empty] | 2043-10-01 | 9.1947 | 9.0511 | 8.4161 | 8.9756 | 2043
[5 empty] | 2043-11-01 | 9.2509 | 9.112 | 8.7474 | 8.8601 | 2043
[5 empty] | 2043-12-01 | 9.4902 | 9.3675 | 8.9787 | 8.7943 | 2043
[5 empty] | 2044-01-01 | 9.7484 | 9.6256 | 9.2214 | 9.3325 | 2044
[5 empty] | 2044-02-01 | 9.2085 | 9.0867 | 8.6509 | 8.8535 | 2044
[5 empty] | 2044-03-01 | 8.7223 | 8.5843 | 8.025 | 8.6033 | 2044
[5 empty] | 2044-04-01 | 8.6918 | 8.5496 | 7.6322 | 8.5582 | 2044
[5 empty] | 2044-05-01 | 8.7434 | 8.6005 | 7.364 | 8.5185 | 2044
[5 empty] | 2044-06-01 | 8.9485 | 8.8039 | 7.4082 | 8.718 | 2044
[5 empty] | 2044-07-01 | 9.4906 | 9.3438 | 8.2753 | 9.1288 | 2044
[5 empty] | 2044-08-01 | 9.5479 | 9.4009 | 8.6512 | 9.1853 | 2044
[5 empty] | 2044-09-01 | 9.5346 | 9.3871 | 8.7031 | 9.1923 | 2044
[5 empty] | 2044-10-01 | 9.5784 | 9.4271 | 8.7369 | 9.3535 | 2044
[5 empty] | 2044-11-01 | 9.6369 | 9.4903 | 9.1136 | 9.2403 | 2044
[5 empty] | 2044-12-01 | 9.8519 | 9.722 | 9.319 | 9.1505 | 2044
[5 empty] | 2045-01-01 | 10.1298 | 9.9995 | 9.5801 | 9.7081 | 2045
[5 empty] | 2045-02-01 | 9.8046 | 9.6708 | 9.2387 | 9.4406 | 2045
[5 empty] | 2045-03-01 | 9.1074 | 8.9617 | 8.3826 | 8.9826 | 2045
[5 empty] | 2045-04-01 | 9.089 | 8.9388 | 7.8782 | 8.9493 | 2045
[5 empty] | 2045-05-01 | 9.1428 | 8.992 | 7.6249 | 8.912 | 2045
[5 empty] | 2045-06-01 | 9.3481 | 9.1956 | 7.6182 | 9.1117 | 2045
[5 empty] | 2045-07-01 | 9.8677 | 9.7134 | 8.4936 | 9.5003 | 2045
[5 empty] | 2045-08-01 | 9.9273 | 9.7727 | 8.9101 | 9.559 | 2045
[5 empty] | 2045-09-01 | 9.9159 | 9.7608 | 8.9635 | 9.5678 | 2045
[5 empty] | 2045-10-01 | 9.9727 | 9.8137 | 9.0156 | 9.7419 | 2045
[5 empty] | 2045-11-01 | 10.0338 | 9.8792 | 9.4528 | 9.6311 | 2045
[5 empty] | 2045-12-01 | 10.3694 | 10.2291 | 9.7418 | 9.6602 | 2045
[5 empty] | 2046-01-01 | 10.215 | 10.0829 | 9.5996 | 9.7921 | 2046
[5 empty] | 2046-02-01 | 10.0014 | 9.8638 | 9.4069 | 9.6345 | 2046
[5 empty] | 2046-03-01 | 9.3097 | 9.1599 | 8.5777 | 9.1818 | 2046
[5 empty] | 2046-04-01 | 9.3104 | 9.1558 | 8.0527 | 9.1674 | 2046
[5 empty] | 2046-05-01 | 9.3656 | 9.2103 | 7.7965 | 9.1313 | 2046
[5 empty] | 2046-06-01 | 9.54 | 9.3836 | 7.8433 | 9.3006 | 2046
[5 empty] | 2046-07-01 | 10.1087 | 9.9495 | 8.6802 | 9.7376 | 2046
[5 empty] | 2046-08-01 | 10.1698 | 10.0103 | 9.1289 | 9.7978 | 2046
[5 empty] | 2046-09-01 | 10.1442 | 9.9845 | 9.1837 | 9.7927 | 2046
[5 empty] | 2046-10-01 | 10.1651 | 10.0021 | 9.1885 | 9.9313 | 2046
[5 empty] | 2046-11-01 | 10.2254 | 10.067 | 9.6199 | 9.8199 | 2046
[5 empty] | 2046-12-01 | 10.4142 | 10.273 | 9.7999 | 9.7043 | 2046
[5 empty] | 2047-01-01 | 10.7078 | 10.5659 | 10.0746 | 10.2775 | 2047
[5 empty] | 2047-02-01 | 10.3567 | 10.212 | 9.7421 | 9.9844 | 2047
[5 empty] | 2047-03-01 | 9.6253 | 9.4692 | 8.836 | 9.4927 | 2047
[5 empty] | 2047-04-01 | 9.6365 | 9.4754 | 8.1431 | 9.4886 | 2047
[5 empty] | 2047-05-01 | 9.6938 | 9.532 | 7.9803 | 9.4546 | 2047
[5 empty] | 2047-06-01 | 9.8785 | 9.7153 | 8.0282 | 9.634 | 2047
[5 empty] | 2047-07-01 | 10.4687 | 10.3023 | 8.9392 | 10.0922 | 2047
[5 empty] | 2047-08-01 | 10.5319 | 10.3652 | 9.4138 | 10.1545 | 2047
[5 empty] | 2047-09-01 | 10.4836 | 10.3171 | 9.4703 | 10.1269 | 2047
[5 empty] | 2047-10-01 | 10.5251 | 10.3549 | 9.5254 | 10.2859 | 2047
[5 empty] | 2047-11-01 | 10.5874 | 10.4219 | 9.9616 | 10.1765 | 2047
[5 empty] | 2047-12-01 | 10.7933 | 10.6446 | 10.1573 | 10.0777 | 2047
[5 empty] | 2048-01-01 | 11.1118 | 10.9618 | 10.4422 | 10.6754 | 2048
[5 empty] | 2048-02-01 | 10.541 | 10.3925 | 9.8062 | 10.1659 | 2048
[5 empty] | 2048-03-01 | 10.0558 | 9.8911 | 9.1599 | 9.9167 | 2048
[5 empty] | 2048-04-01 | 10.0717 | 9.902 | 8.4289 | 9.9173 | 2048
[5 empty] | 2048-05-01 | 10.1319 | 9.9613 | 8.3626 | 9.8861 | 2048
[5 empty] | 2048-06-01 | 10.3516 | 10.1789 | 8.4127 | 10.1 | 2048
[5 empty] | 2048-07-01 | 10.9708 | 10.7944 | 9.3521 | 10.5867 | 2048
[5 empty] | 2048-08-01 | 11.037 | 10.8602 | 9.8829 | 10.652 | 2048
[5 empty] | 2048-09-01 | 11.0602 | 10.8822 | 9.9423 | 10.6949 | 2048
[5 empty] | 2048-10-01 | 11.1237 | 10.9415 | 10.0321 | 10.8755 | 2048
[5 empty] | 2048-11-01 | 11.1915 | 11.0138 | 10.5333 | 10.7714 | 2048
[5 empty] | 2048-12-01 | 11.498 | 11.3352 | 10.8072 | 10.7719 | 2048
[5 empty] | 2049-01-01 | 11.514 | 11.3559 | 10.6973 | 11.0714 | 2049
[5 empty] | 2049-02-01 | 11.2394 | 11.077 | 10.3965 | 10.8538 | 2049
[5 empty] | 2049-03-01 | 10.5777 | 10.4026 | 9.5542 | 10.4307 | 2049
[5 empty] | 2049-04-01 | 10.5623 | 10.3827 | 8.788 | 10.4005 | 2049
[5 empty] | 2049-05-01 | 10.6249 | 10.4444 | 8.7253 | 10.3717 | 2049
[5 empty] | 2049-06-01 | 10.8298 | 10.6476 | 8.7777 | 10.5709 | 2049
[5 empty] | 2049-07-01 | 11.3378 | 11.1541 | 9.6822 | 10.9482 | 2049
[5 empty] | 2049-08-01 | 11.4064 | 11.2221 | 10.2346 | 11.0158 | 2049
[5 empty] | 2049-09-01 | 11.4001 | 11.2153 | 10.2961 | 11.0296 | 2049
[5 empty] | 2049-10-01 | 11.4655 | 11.2766 | 10.3559 | 11.2122 | 2049
[5 empty] | 2049-11-01 | 11.4976 | 11.3139 | 10.8215 | 11.073 | 2049
[5 empty] | 2049-12-01 | 11.725 | 11.5576 | 11.0378 | 10.9954 | 2049
[5 empty] | 2050-01-01 | 11.7674 | 11.6044 | 10.9325 | 11.3211 | 2050
[5 empty] | 2050-02-01 | 11.4869 | 11.3196 | 10.6249 | 11.0976 | 2050
[5 empty] | 2050-03-01 | 10.8107 | 10.6309 | 9.7642 | 10.6602 | 2050
[5 empty] | 2050-04-01 | 10.795 | 10.6107 | 8.9811 | 10.6296 | 2050
[5 empty] | 2050-05-01 | 10.8589 | 10.6737 | 8.917 | 10.6021 | 2050
[5 empty] | 2050-06-01 | 11.0684 | 10.8813 | 8.9705 | 10.8059 | 2050
[5 empty] | 2050-07-01 | 11.5875 | 11.3988 | 9.895 | 11.1942 | 2050
[5 empty] | 2050-08-01 | 11.6575 | 11.4683 | 10.4596 | 11.2631 | 2050
[5 empty] | 2050-09-01 | 11.6511 | 11.4614 | 10.5224 | 11.2769 | 2050
[5 empty] | 2050-10-01 | 11.718 | 11.524 | 10.5834 | 11.4609 | 2050
[5 empty] | 2050-11-01 | 11.7509 | 11.562 | 11.0594 | 11.3224 | 2050
[5 empty] | 2050-12-01 | 11.9831 | 11.8106 | 11.2804 | 11.2496 | 2050
[5 empty] | 2051-01-01 | 12.0384 | 11.8699 | 11.1836 | 11.5879 | 2051
[5 empty] | 2051-02-01 | 11.7514 | 11.5787 | 10.8691 | 11.3581 | 2051
[5 empty] | 2051-03-01 | 11.0596 | 10.8748 | 9.9886 | 10.9053 | 2051
[5 empty] | 2051-04-01 | 11.0435 | 10.8542 | 9.1874 | 10.8744 | 2051
[5 empty] | 2051-05-01 | 11.1089 | 10.9187 | 9.1219 | 10.8483 | 2051
[5 empty] | 2051-06-01 | 11.3231 | 11.131 | 9.1766 | 11.0569 | 2051
[5 empty] | 2051-07-01 | 11.8543 | 11.6602 | 10.1223 | 11.4569 | 2051
[5 empty] | 2051-08-01 | 11.9259 | 11.7313 | 10.6999 | 11.5274 | 2051
[5 empty] | 2051-09-01 | 11.9194 | 11.7242 | 10.7641 | 11.5411 | 2051
[5 empty] | 2051-10-01 | 11.9877 | 11.7884 | 10.8266 | 11.7265 | 2051
[5 empty] | 2051-11-01 | 12.0214 | 11.8271 | 11.3135 | 11.5888 | 2051
[5 empty] | 2051-12-01 | 12.259 | 12.0809 | 11.5395 | 11.5213 | 2051
[5 empty] | 2052-01-01 | 12.3155 | 12.1415 | 11.4406 | 11.8609 | 2052
[5 empty] | 2052-02-01 | 12.0219 | 11.8439 | 11.1187 | 11.6245 | 2052
[5 empty] | 2052-03-01 | 11.3142 | 11.1244 | 10.218 | 11.1561 | 2052
[5 empty] | 2052-04-01 | 11.2977 | 11.1034 | 9.3984 | 11.1248 | 2052
[5 empty] | 2052-05-01 | 11.3646 | 11.1693 | 9.3314 | 11.1002 | 2052
[5 empty] | 2052-06-01 | 11.5839 | 11.3865 | 9.3875 | 11.3137 | 2052
[5 empty] | 2052-07-01 | 12.1272 | 11.9277 | 10.3548 | 11.7257 | 2052
[5 empty] | 2052-08-01 | 12.2005 | 12.0004 | 10.9457 | 11.7979 | 2052
[5 empty] | 2052-09-01 | 12.1938 | 11.9932 | 11.0114 | 11.8113 | 2052
[5 empty] | 2052-10-01 | 12.2638 | 12.0588 | 11.0753 | 11.9984 | 2052
[5 empty] | 2052-11-01 | 12.2981 | 12.0983 | 11.5735 | 11.8614 | 2052
[5 empty] | 2052-12-01 | 12.5412 | 12.3575 | 11.8047 | 11.7993 | 2052
[5 empty] | 2053-01-01 | 12.5991 | 12.4193 | 11.7035 | 12.1402 | 2053
[5 empty] | 2053-02-01 | 12.2987 | 12.1151 | 11.3743 | 11.8971 | 2053
[5 empty] | 2053-03-01 | 11.5747 | 11.3797 | 10.4528 | 11.4127 | 2053
[5 empty] | 2053-04-01 | 11.5578 | 11.3583 | 9.6144 | 11.381 | 2053
[5 empty] | 2053-05-01 | 11.6262 | 11.4258 | 9.5458 | 11.3579 | 2053
[5 empty] | 2053-06-01 | 11.8505 | 11.6479 | 9.6031 | 11.5763 | 2053
[5 empty] | 2053-07-01 | 12.4064 | 12.2013 | 10.5927 | 12.0007 | 2053
[5 empty] | 2053-08-01 | 12.4813 | 12.2756 | 11.1973 | 12.0745 | 2053
[5 empty] | 2053-09-01 | 12.4745 | 12.2683 | 11.2644 | 12.0878 | 2053
[5 empty] | 2053-10-01 | 12.5461 | 12.3355 | 11.3299 | 12.2765 | 2053
[5 empty] | 2053-11-01 | 12.5812 | 12.3758 | 11.8394 | 12.1402 | 2053
[5 empty] | 2053-12-01 | 12.8299 | 12.6404 | 12.0759 | 12.0836 | 2053
[5 empty] | 0 | #N/A | #N/A | #N/A | #N/A | 1900
Note on H5: PacifiCorp: Date that deal is evaluated.

## Table 5
[8 empty] | Corrected for missing one day data from ST due to stitching in PLEXOS | [13 empty] | laST Plexos Model Year |  | 2045
| Table 5 | [9 empty] | Study_Name:
| QF - Sch37 - UT - Wind - 10.0 MW and 30.6% CF | [7 empty] | 2026-06-01 |  | QF - Sch37 - UT - Wind |  |  |  | 15 Year Starting 2028 | 15 Year Starting 2027 | 15 Year Starting 2026
| June 2026 through May 2046 | [6 empty] | Start | 2026-06-01 |  | Resource Capacity |  | start |  | 37 | 25 | 13
| Nominal Avoided Costs Calculated Monthly | [6 empty] | End | 2046-05-01 |  | 10 | MW | end |  | 216 | 204 | 192
15 Year Starting 2028 |  | 10249156.871 | 1643645.5472 | 11892802.4182 | 260773.1604 | 45.6059 | [15 empty] | Resource type
15 Year Starting 2027 |  | 9675171.6838 | 1378162.0061 | 11053333.6899 | 260739.3793 | 42.3923 |  |  |  |  | 30.55% | CF | [9 empty] | NonSolar | Solar
| Nominal NPV at 6.33% Discount Rate | [6 empty] | Discount Rate - 2025 IRP | [13 empty] | WD_QF_UTN_Sch37_UT
15 Year Starting 2026 |  | 9130921.4604 | 1161448.5042 | 10292369.9646 | 254937.8512 | 40.3721 |  | 6.33% | 0.5128%
|  | Energy | Capacity $ | Total | Total | AC Price | [10 empty] | Summer | Summer |  |  | Inflation | Degradation for Adj beyond 2046
| Month | Avoided $ | 30.4% CF | Dollars | MWH | 30.4% CF | Offset | Year | Date Test | Offset |  |  |  | Total | energy | capacity | Energy | Capacity | -
| 2026-01-01 | [5 empty] | 1 | 2026 |  | 869 | Total Net Power Cost ($ 000) | [7 empty] | - |  | 2.22% | 0%
| 2026-02-01 | [5 empty] | 2 | 2026 |  | 1186 | WD_QF_UTN_Sch37_UT | [7 empty] | - |  | 2.22% | 0%
| 2026-03-01 | [5 empty] | 3 | 2026 | [10 empty] | - |  | 2.22% | 0%
| 2026-04-01 | [5 empty] | 4 | 2026 |  | 2026 | 247190.7095 | 0 | 14189.2934 | 17.4209 | 17.4209 | 0 | 104622.8002 | 0 | - | 247190.7095 | 2.22% | 0%
| 2026-05-01 | [5 empty] | 5 | 2026 |  | 2027 | 521907.6156 | 0 | 26590.6186 | 19.6275 | 19.6275 | 0 | 198594.5906 | 0 | Summer | 521907.6156 | 2.22% | 0%
| 2026-06-01 | 21667.7293 | 0 | 21667.7293 | 2690.5022 | 8.0534 | 6 | 2026 | 2026-06-01 | 2028 | 621543.3599 | 0 | 26644.6234 | 23.3272 | 23.3272 | 0 | 211902.3033 | 0 | Summer | 621543.3599 | 2.22% | 0%
| 2026-07-01 | 41526.8688 | 0 | 41526.8688 | 1893.4389 | 21.932 | 7 | 2026 | 2026-07-01 | 2029 | 723448.0114 | 0 | 26576.3989 | 27.2214 | 27.2214 | 0 | 263262.1398 | 0 | Summer | 723448.0114 | 2.22% | 0%
| 2026-08-01 | 41428.202 | 0 | 41428.202 | 1568.5698 | 26.4115 | 8 | 2026 | 2026-08-01 | 2030 | 1000485.6524 | 0 | 26613.407 | 37.5933 | 37.5933 | 0 | 326088.2162 | 0 | Summer | 1000485.6524 | 2.22% | 0%
| 2026-09-01 | 24504.2054 | 0 | 24504.2054 | 1537.0544 | 15.9423 | 9 | 2026 | 2026-09-01 | 2031 | 1288148.8489 | 0 | 26639.7104 | 48.3545 | 48.3545 | 0 | 447718.3621 | 0 | Winter | 1288148.8489 | 2.22% | 0%
| 2026-10-01 | 35473.6632 | 0 | 35473.6632 | 2848.6211 | 12.4529 | 10 | 2026 | 2026-10-01 | 2032 | 1268472.0179 | 0 | 26696.7916 | 47.514 | 47.514 | 0 | 430272.7302 | 0 | Winter | 1268472.0179 | 2.22% | 0%
| 2026-11-01 | 35191.1145 | 0 | 35191.1145 | 1736.8876 | 20.261 | 11 | 2026 | 2026-11-01 | 2033 | 1285355.4115 | 0 | 26587.5432 | 48.3443 | 48.3443 | 0 | 452847.4149 | 0 | Winter | 1285355.4115 | 2.22% | 0%
| 2026-12-01 | 47398.9262 | 0 | 47398.9262 | 1914.2195 | 24.7615 | 12 | 2026 | 2026-12-01 | 2034 | 1301895.0314 | 0 | 26593.3362 | 48.9557 | 48.9557 | 0 | 414212.2552 | 0 | Winter | 1301895.0314 | 2.22% | 0%
| 2027-01-01 | 61310.1079 | 0 | 61310.1079 | 2357.3984 | 26.0075 | 14 | 2027 | 2027-01-01 | 2035 | 976251.5592 | 373109.3333 | 26576.3989 | 50.7729 | 36.7338 | 14.0391 | 294510.572 | 124369.7778 | Winter | 1349360.8925 | 2.22% | 0%
| 2027-02-01 | 61852.1676 | 0 | 61852.1676 | 2378.5414 | 26.0042 | 15 | 2027 | 2027-02-01 | 2036 | 982010.5892 | 381378.6667 | 26630.3707 | 51.1968 | 36.8756 | 14.3212 | 264846.6746 | 127126.2222 | Winter | 1363389.2559 | 2.22% | 0%
| 2027-03-01 | 23832.5422 | 0 | 23832.5422 | 2277.5991 | 10.4639 | 16 | 2027 | 2027-03-01 | 2037 | 1009696.5692 | 389853.3333 | 26633.3959 | 52.5487 | 37.9109 | 14.6378 | 284932.2156 | 129951.1111 | Winter | 1399549.9026 | 2.22% | 0%
| 2027-04-01 | 16179.1574 | 0 | 16179.1574 | 2695.4546 | 6.0024 | 17 | 2027 | 2027-04-01 | 2038 | 1057096.7861 | 398514.6667 | 26590.6186 | 54.7415 | 39.7545 | 14.987 | 310445.8464 | 132838.2222 | Winter | 1455611.4528 | 2.22% | 0%
| 2027-05-01 | 34285.8319 | 0 | 34285.8319 | 2856.481 | 12.0028 | 18 | 2027 | 2027-05-01 | 2039 | 1097142.2265 | 407362.6667 | 26587.5432 | 56.5868 | 41.2653 | 15.3216 | 335433.6964 | 135787.5556 | Summer | 1504504.8932 | 2.22% | 0%
| 2027-06-01 | 27842.8665 | 0 | 27842.8665 | 2745.5493 | 10.1411 | 19 | 2027 | 2027-06-01 | 2040 | 1097028.8476 | 416397.3333 | 26647.2387 | 56.7949 | 41.1686 | 15.6263 | 331007.3577 | 138799.1111 | Summer | 1513426.1809 | 2.22% | 0%
| 2027-07-01 | 91949.9336 | 0 | 91949.9336 | 1718.0069 | 53.5213 | 20 | 2027 | 2027-07-01 | 2041 | 1127170.6879 | 425637.3333 | 26613.407 | 58.3468 | 42.3535 | 15.9933 | 307089.2253 | 141879.1111 | Summer | 1552808.0213 | 2.22% | 0%
| 2027-08-01 | 44515.9585 | 0 | 44515.9585 | 1614.7588 | 27.5682 | 21 | 2027 | 2027-08-01 | 2042 | 1216394.8824 | 435082.6667 | 26639.7104 | 61.9931 | 45.661 | 16.3321 | 363727.0398 | 145027.5556 | Summer | 1651477.549 | 2.22% | 0%
| 2027-09-01 | 29637.4765 | 0 | 29637.4765 | 1483.9359 | 19.9722 | 22 | 2027 | 2027-09-01 | 2043 | 1290666.742 | 444752 | 26633.3959 | 65.1595 | 48.4605 | 16.699 | 391625.1877 | 148250.6667 | Winter | 1735418.742 | 2.22% | 0%
| 2027-10-01 | 40534.6266 | 0 | 40534.6266 | 2887.5429 | 14.0378 | 23 | 2027 | 2027-10-01 | 2044 | 1354757.2582 | 454626.6667 | 26648.7536 | 67.8975 | 50.8375 | 17.06 | 430485.5547 | 151542.2222 | Winter | 1809383.9249 | 2.22% | 0%
| 2027-11-01 | 38241.8448 | 0 | 38241.8448 | 1697.5271 | 22.528 | 24 | 2027 | 2027-11-01 | 2045 | 1465872.943 | 464706.6667 | 26593.3362 | 72.5964 | 55.1218 | 17.4746 | 460563.2307 | 154902.2222 | Winter | 1930579.6097 | 2.22% | 0%
| 2027-12-01 | 51725.1019 | 0 | 51725.1019 | 1877.8233 | 27.5452 | 25 | 2027 | 2027-12-01 | 2046 | 1498415.3223 | 475029.3333 | 26593.3362 | 74.2082 | 56.3455 | 17.8627 | 470787.7344 | 158343.1111 | Winter | 1973444.6557 | 2.22% | 0%
| 2028-01-01 | 79447.3404 | 0 | 79447.3404 | 2377.3622 | 33.4183 | 27 | 2028 | 2028-01-01 | 2047 | 1531680.1425 | 485576 | 26593.3362 | 75.8557 | 57.5964 | 18.2593 | 481239.2221 | 161858.6667 | Winter | 2017256.1425 | 2.22% | 0%
| 2028-02-01 | 73993.6058 | 0 | 73993.6058 | 2484.6961 | 29.7797 | 28 | 2028 | 2028-02-01 | 2048 | 1565683.4417 | 496365.3333 | 26674.4986 | 77.3041 | 58.6959 | 18.6082 | 491922.7329 | 0 | Winter | 2062048.775 | 2.22% | 0%
| 2028-03-01 | 32320.1638 | 0 | 32320.1638 | 2176.0226 | 14.8529 | 29 | 2028 | 2028-03-01 | 2049 | 1600441.6141 | 507378.6667 | 26593.3362 | 79.2612 | 60.1821 | 19.0792 | 502843.4176 | 0 | Winter | 2107820.2807 | 2.22% | 0%
| 2028-04-01 | 31233.7134 | 0 | 31233.7134 | 2948.5433 | 10.5929 | 30 | 2028 | 2028-04-01 | 2050 | 1635971.4179 | 518634.6667 | 26593.3362 | 81.0205 | 61.5181 | 19.5024 | 514006.5414 | 0 | Winter | 2154606.0846 | 2.22% | 0%
| 2028-05-01 | 36716.5391 | 0 | 36716.5391 | 2731.3344 | 13.4427 | 31 | 2028 | 2028-05-01 | 2051 | 1672289.9834 | 530152 | 26593.3362 | 82.8193 | 62.8838 | 19.9355 | 0 | 0 | Summer | 2202441.9834 | 2.22% | 0%
| 2028-06-01 | 37244.1404 | 0 | 37244.1404 | 2715.9027 | 13.7134 | 32 | 2028 | 2028-06-01 | 2052 | [8 empty] | Summer | 0 | 2.22% | 0%
| 2028-07-01 | 90992.4709 | 0 | 90992.4709 | 1635.9578 | 55.6203 | 33 | 2028 | 2028-07-01 | [9 empty] | Summer | 0 | 2.22% | 0%
| 2028-08-01 | 46949.1529 | 0 | 46949.1529 | 1669.1047 | 28.1283 | 34 | 2028 | 2028-08-01 | [9 empty] | Summer | 0 | 2.22% | 0%
| 2028-09-01 | 33728.9955 | 0 | 33728.9955 | 1413.27 | 23.8659 | 35 | 2028 | 2028-09-01 | [9 empty] | Winter | 0 | 2.22% | 0%
| 2028-10-01 | 56786.5385 | 0 | 56786.5385 | 2925.6091 | 19.4102 | 36 | 2028 | 2028-10-01 | [9 empty] | Winter | 0 | 2.22% | 0%
| 2028-11-01 | 43258.3642 | 0 | 43258.3642 | 1784.1682 | 24.2457 | 37 | 2028 | 2028-11-01 | [9 empty] | Winter | 0 | 2.22% | 0%
| 2028-12-01 | 58872.335 | 0 | 58872.335 | 1782.6524 | 33.0251 | 38 | 2028 | 2028-12-01 | [9 empty] | Winter | 0 | 2.22% | 0%
| 2029-01-01 | 84354.1632 | 0 | 84354.1632 | 2619.411 | 32.2035 | 40 | 2029 | 2029-01-01 | [9 empty] | Winter | 0 | 2.22% | 0%
| 2029-02-01 | 82027.4751 | 0 | 82027.4751 | 2177.4586 | 37.6712 | 41 | 2029 | 2029-02-01 | [9 empty] | Winter | 0 | 2.22% | 0%
| 2029-03-01 | 35293.1078 | 0 | 35293.1078 | 2182.739 | 16.1692 | 42 | 2029 | 2029-03-01 | [9 empty] | Winter |  | 2.22% | 0%
| 2029-04-01 | 21380.7601 | 0 | 21380.7601 | 2995.7917 | 7.1369 | 43 | 2029 | 2029-04-01 | [9 empty] | Winter |  | 2.22% | 0%
| 2029-05-01 | 36770.5588 | 0 | 36770.5588 | 2821.4999 | 13.0323 | 44 | 2029 | 2029-05-01 | [9 empty] | Summer |  | 2.22% | 0%
| 2029-06-01 | 56152.7374 | 0 | 56152.7374 | 2636.6837 | 21.2967 | 45 | 2029 | 2029-06-01 | [9 empty] | Summer |  | 2.22% | 0%
| 2029-07-01 | 110975.4659 | 0 | 110975.4659 | 1574.9646 | 70.4622 | 46 | 2029 | 2029-07-01 | [9 empty] | Summer |  | 2.22% | 0%
| 2029-08-01 | 59363.3777 | 0 | 59363.3777 | 1659.3171 | 35.7758 | 47 | 2029 | 2029-08-01 | [9 empty] | Summer |  | 2.22% | 0%
| 2029-09-01 | 43748.84 | 0 | 43748.84 | 1407.7626 | 31.0769 | 48 | 2029 | 2029-09-01 | [9 empty] | Winter |  | 2.22% | 0%
| 2029-10-01 | 67761.3585 | 0 | 67761.3585 | 2913.346 | 23.2589 | 49 | 2029 | 2029-10-01 | [9 empty] | Winter |  | 2.22% | 0%
| 2029-11-01 | 62066.8577 | 0 | 62066.8577 | 1885.9404 | 32.9103 | 50 | 2029 | 2029-11-01 | [9 empty] | Winter |  | 2.22% | 0%
| 2029-12-01 | 63553.3093 | 0 | 63553.3093 | 1701.4843 | 37.3517 | 51 | 2029 | 2029-12-01 | [9 empty] | Winter |  | 2.22% | 0%
| 2030-01-01 | 102277.2843 | 0 | 102277.2843 | 2715.2098 | 37.6683 | 53 | 2030 | 2030-01-01 | [9 empty] | Winter |  | 2.22% | 0%
| 2030-02-01 | 90600.2515 | 0 | 90600.2515 | 2139.2579 | 42.3513 | 54 | 2030 | 2030-02-01 | [9 empty] | Winter |  | 2.22% | 0%
| 2030-03-01 | 53024.0636 | 0 | 53024.0636 | 2266.0345 | 23.3995 | 55 | 2030 | 2030-03-01 | [9 empty] | Winter |  | 2.22% | 0%
| 2030-04-01 | 63938.2194 | 0 | 63938.2194 | 2855.838 | 22.3886 | 56 | 2030 | 2030-04-01 | [9 empty] | Winter |  | 2.22% | 0%
| 2030-05-01 | 69938.6273 | 0 | 69938.6273 | 2945.3491 | 23.7454 | 57 | 2030 | 2030-05-01 | [9 empty] | Summer |  | 2.22% | 0%
| 2030-06-01 | 95280.7372 | 0 | 95280.7372 | 2594.4522 | 36.7248 | 58 | 2030 | 2030-06-01 | [9 empty] | Summer |  | 2.22% | 0%
| 2030-07-01 | 74961.9292 | 0 | 74961.9292 | 1489.9674 | 50.3111 | 59 | 2030 | 2030-07-01 | [9 empty] | Summer |  | 2.22% | 0%
| 2030-08-01 | 85906.9224 | 0 | 85906.9224 | 1675.0011 | 51.2877 | 60 | 2030 | 2030-08-01 | [9 empty] | Summer |  | 2.22% | 0%
| 2030-09-01 | 72141.8767 | 0 | 72141.8767 | 1415.8712 | 50.9523 | 61 | 2030 | 2030-09-01 | [9 empty] | Winter |  | 2.22% | 0%
| 2030-10-01 | 111033.1071 | 0 | 111033.1071 | 2885.6155 | 38.4781 | 62 | 2030 | 2030-10-01 | [9 empty] | Winter |  | 2.22% | 0%
| 2030-11-01 | 104001.936 | 0 | 104001.936 | 2038.1331 | 51.028 | 63 | 2030 | 2030-11-01 | [9 empty] | Winter |  | 2.22% | 0%
| 2030-12-01 | 77380.6975 | 0 | 77380.6975 | 1592.6772 | 48.5853 | 64 | 2030 | 2030-12-01 | [9 empty] | Winter |  | 2.22% | 0%
| 2031-01-01 | 111264.9283 | 0 | 111264.9283 | 2120.2715 | 52.4767 | 66 | 2031 | 2031-01-01 | [9 empty] | Winter |  | 2.22% | 0%
| 2031-02-01 | 138016.7504 | 0 | 138016.7504 | 2578.0838 | 53.5346 | 67 | 2031 | 2031-02-01 | [9 empty] | Winter |  | 2.22% | 0%
| 2031-03-01 | 84369.79 | 0 | 84369.79 | 2369.1073 | 35.6125 | 68 | 2031 | 2031-03-01 | [9 empty] | Winter |  | 2.22% | 0%
| 2031-04-01 | 63825.6225 | 0 | 63825.6225 | 2467.8024 | 25.8633 | 69 | 2031 | 2031-04-01 | [9 empty] | Winter |  | 2.22% | 0%
| 2031-05-01 | 93736.4389 | 0 | 93736.4389 | 2810.0359 | 33.3577 | 70 | 2031 | 2031-05-01 | [9 empty] | Summer |  | 2.22% | 0%
| 2031-06-01 | 100685.9739 | 0 | 100685.9739 | 2728.5642 | 36.9007 | 71 | 2031 | 2031-06-01 | [9 empty] | Summer |  | 2.22% | 0%
| 2031-07-01 | 162014.7372 | 0 | 162014.7372 | 1957.8558 | 82.7511 | 72 | 2031 | 2031-07-01 | [9 empty] | Summer |  | 2.22% | 0%
| 2031-08-01 | 91281.2121 | 0 | 91281.2121 | 1478.094 | 61.756 | 73 | 2031 | 2031-08-01 | [9 empty] | Summer |  | 2.22% | 0%
| 2031-09-01 | 75055.738 | 0 | 75055.738 | 1521.3223 | 49.3359 | 74 | 2031 | 2031-09-01 | [9 empty] | Winter |  | 2.22% | 0%
| 2031-10-01 | 123771.9348 | 0 | 123771.9348 | 2940.9179 | 42.0862 | 75 | 2031 | 2031-10-01 | [9 empty] | Winter |  | 2.22% | 0%
| 2031-11-01 | 91012.7951 | 0 | 91012.7951 | 1722.0227 | 52.8523 | 76 | 2031 | 2031-11-01 | [9 empty] | Winter |  | 2.22% | 0%
| 2031-12-01 | 153112.9277 | 0 | 153112.9277 | 1945.6326 | 78.6957 | 77 | 2031 | 2031-12-01 | [9 empty] | Winter |  | 2.22% | 0%
| 2032-01-01 | 119064.4389 | 0 | 119064.4389 | 2242.9136 | 53.0847 | 79 | 2032 | 2032-01-01 | [9 empty] | Winter |  | 2.22% | 0%
| 2032-02-01 | 132575.5984 | 0 | 132575.5984 | 2537.2796 | 52.2511 | 80 | 2032 | 2032-02-01 | [9 empty] | Winter |  | 2.22% | 0%
| 2032-03-01 | 75904.2956 | 0 | 75904.2956 | 2277.5991 | 33.3265 | 81 | 2032 | 2032-03-01 | [9 empty] | Winter |  | 2.22% | 0%
| 2032-04-01 | 73160.1055 | 0 | 73160.1055 | 2695.4546 | 27.142 | 82 | 2032 | 2032-04-01 | [9 empty] | Winter |  | 2.22% | 0%
| 2032-05-01 | 84408.644 | 0 | 84408.644 | 2856.481 | 29.5499 | 83 | 2032 | 2032-05-01 | [9 empty] | Summer |  | 2.22% | 0%
| 2032-06-01 | 103324.7801 | 0 | 103324.7801 | 2745.5493 | 37.6336 | 84 | 2032 | 2032-06-01 | [9 empty] | Summer |  | 2.22% | 0%
| 2032-07-01 | 146915.1688 | 0 | 146915.1688 | 1718.0069 | 85.5149 | 85 | 2032 | 2032-07-01 | [9 empty] | Summer |  | 2.22% | 0%
| 2032-08-01 | 95624.1372 | 0 | 95624.1372 | 1614.7588 | 59.2188 | 86 | 2032 | 2032-08-01 | [9 empty] | Summer |  | 2.22% | 0%
| 2032-09-01 | 78260.8338 | 0 | 78260.8338 | 1483.9359 | 52.7387 | 87 | 2032 | 2032-09-01 | [9 empty] | Winter |  | 2.22% | 0%
| 2032-10-01 | 117871.9667 | 0 | 117871.9667 | 2887.5429 | 40.8209 | 88 | 2032 | 2032-10-01 | [9 empty] | Winter |  | 2.22% | 0%
| 2032-11-01 | 97040.2147 | 0 | 97040.2147 | 1697.5271 | 57.1656 | 89 | 2032 | 2032-11-01 | [9 empty] | Winter |  | 2.22% | 0%
| 2032-12-01 | 144321.8341 | 0 | 144321.8341 | 1939.7428 | 74.4026 | 90 | 2032 | 2032-12-01 | [9 empty] | Winter |  | 2.22% | 0%
| 2033-01-01 | 123221.0921 | 0 | 123221.0921 | 2377.3622 | 51.831 | 92 | 2033 | 2033-01-01 | [9 empty] | Winter |  | 2.22% | 0%
| 2033-02-01 | 128965.0147 | 0 | 128965.0147 | 2376.0315 | 54.2775 | 93 | 2033 | 2033-02-01 | [9 empty] | Winter |  | 2.22% | 0%
| 2033-03-01 | 70537.439 | 0 | 70537.439 | 2244.5005 | 31.4268 | 94 | 2033 | 2033-03-01 | [9 empty] | Winter |  | 2.22% | 0%
| 2033-04-01 | 83848.0056 | 0 | 83848.0056 | 2787.0276 | 30.0851 | 95 | 2033 | 2033-04-01 | [9 empty] | Winter |  | 2.22% | 0%
| 2033-05-01 | 80087.2245 | 0 | 80087.2245 | 2838.3486 | 28.2161 | 96 | 2033 | 2033-05-01 | [9 empty] | Summer |  | 2.22% | 0%
| 2033-06-01 | 99510.758 | 0 | 99510.758 | 2718.2265 | 36.6087 | 97 | 2033 | 2033-06-01 | [9 empty] | Summer |  | 2.22% | 0%
| 2033-07-01 | 146682.2931 | 0 | 146682.2931 | 1701.4097 | 86.2122 | 98 | 2033 | 2033-07-01 | [9 empty] | Summer |  | 2.22% | 0%
| 2033-08-01 | 126567.1392 | 0 | 126567.1392 | 1648.6496 | 76.7702 | 99 | 2033 | 2033-08-01 | [9 empty] | Summer |  | 2.22% | 0%
| 2033-09-01 | 75560.0863 | 0 | 75560.0863 | 1447.8664 | 52.1872 | 100 | 2033 | 2033-09-01 | [9 empty] | Winter |  | 2.22% | 0%
| 2033-10-01 | 122142.3526 | 0 | 122142.3526 | 2899.4782 | 42.1256 | 101 | 2033 | 2033-10-01 | [9 empty] | Winter |  | 2.22% | 0%
| 2033-11-01 | 94657.923 | 0 | 94657.923 | 1752.8258 | 54.003 | 102 | 2033 | 2033-11-01 | [9 empty] | Winter |  | 2.22% | 0%
| 2033-12-01 | 133576.0831 | 0 | 133576.0831 | 1795.8167 | 74.3818 | 103 | 2033 | 2033-12-01 | [9 empty] | Winter |  | 2.22% | 0%
| 2034-01-01 | 139522.1509 | 0 | 139522.1509 | 2551.9149 | 54.6735 | 105 | 2034 | 2034-01-01 | [9 empty] | Winter |  | 2.22% | 0%
| 2034-02-01 | 123761.8143 | 0 | 123761.8143 | 2272.5492 | 54.4595 | 106 | 2034 | 2034-02-01 | [9 empty] | Winter |  | 2.22% | 0%
| 2034-03-01 | 69358.0378 | 0 | 69358.0378 | 2176.0226 | 31.8738 | 107 | 2034 | 2034-03-01 | [9 empty] | Winter |  | 2.22% | 0%
| 2034-04-01 | 83294.2524 | 0 | 83294.2524 | 2948.5433 | 28.2493 | 108 | 2034 | 2034-04-01 | [9 empty] | Winter |  | 2.22% | 0%
| 2034-05-01 | 81009.5567 | 0 | 81009.5567 | 2731.3344 | 29.6593 | 109 | 2034 | 2034-05-01 | [9 empty] | Summer |  | 2.22% | 0%
| 2034-06-01 | 103965.75 | 0 | 103965.75 | 2715.9027 | 38.2804 | 110 | 2034 | 2034-06-01 | [9 empty] | Summer |  | 2.22% | 0%
| 2034-07-01 | 149350.4644 | 0 | 149350.4644 | 1635.9578 | 91.2924 | 111 | 2034 | 2034-07-01 | [9 empty] | Summer |  | 2.22% | 0%
| 2034-08-01 | 79886.484 | 0 | 79886.484 | 1669.1047 | 47.8619 | 112 | 2034 | 2034-08-01 | [9 empty] | Summer |  | 2.22% | 0%
| 2034-09-01 | 78649.0445 | 0 | 78649.0445 | 1413.27 | 55.6504 | 113 | 2034 | 2034-09-01 | [9 empty] | Winter |  | 2.22% | 0%
| 2034-10-01 | 129563.8517 | 0 | 129563.8517 | 2925.6091 | 44.2861 | 114 | 2034 | 2034-10-01 | [9 empty] | Winter |  | 2.22% | 0%
| 2034-11-01 | 108011.6162 | 0 | 108011.6162 | 1784.1682 | 60.5389 | 115 | 2034 | 2034-11-01 | [9 empty] | Winter |  | 2.22% | 0%
| 2034-12-01 | 155522.0084 | 0 | 155522.0084 | 1768.9593 | 87.9172 | 116 | 2034 | 2034-12-01 | [9 empty] | Winter |  | 2.22% | 0%
| 2035-01-01 | 150325.7704 | 31092.4444 | 181418.2149 | 2619.411 | 69.2592 | 118 | 2035 | 2035-01-01 | [9 empty] | Winter |  | 2.22% | 0%
| 2035-02-01 | 93427.4859 | 31092.4444 | 124519.9304 | 2177.4586 | 57.1859 | 119 | 2035 | 2035-02-01 | [9 empty] | Winter |  | 2.22% | 0%
| 2035-03-01 | 53194.7684 | 31092.4444 | 84287.2129 | 2182.739 | 38.6153 | 120 | 2035 | 2035-03-01 | [9 empty] | Winter |  | 2.22% | 0%
| 2035-04-01 | 59276.7591 | 31092.4444 | 90369.2035 | 2995.7917 | 30.1654 | 121 | 2035 | 2035-04-01 | [9 empty] | Winter |  | 2.22% | 0%
| 2035-05-01 | 57837.0366 | 31092.4444 | 88929.481 | 2821.4999 | 31.5185 | 122 | 2035 | 2035-05-01 | [9 empty] | Summer |  | 2.22% | 0%
| 2035-06-01 | 123299.2854 | 31092.4444 | 154391.7298 | 2636.6837 | 58.5553 | 123 | 2035 | 2035-06-01 | [9 empty] | Summer |  | 2.22% | 0%
| 2035-07-01 | 49256.244 | 31092.4444 | 80348.6885 | 1574.9646 | 51.0162 | 124 | 2035 | 2035-07-01 | [9 empty] | Summer |  | 2.22% | 0%
| 2035-08-01 | 64118.006 | 31092.4444 | 95210.4505 | 1659.3171 | 57.3793 | 125 | 2035 | 2035-08-01 | [9 empty] | Summer |  | 2.22% | 0%
| 2035-09-01 | 32625.7263 | 31092.4444 | 63718.1707 | 1407.7626 | 45.262 | 126 | 2035 | 2035-09-01 | [9 empty] | Winter |  | 2.22% | 0%
| 2035-10-01 | 130981.7952 | 31092.4444 | 162074.2396 | 2913.346 | 55.6316 | 127 | 2035 | 2035-10-01 | [9 empty] | Winter |  | 2.22% | 0%
| 2035-11-01 | 88933.9013 | 31092.4444 | 120026.3457 | 1885.9404 | 63.6427 | 128 | 2035 | 2035-11-01 | [9 empty] | Winter |  | 2.22% | 0%
| 2035-12-01 | 72974.7805 | 31092.4444 | 104067.225 | 1701.4843 | 61.1626 | 129 | 2035 | 2035-12-01 | [9 empty] | Winter |  | 2.22% | 0%
| 2036-01-01 | 130599.7102 | 31781.5556 | 162381.2657 | 2715.2098 | 59.8043 | 131 | 2036 | 2036-01-01 | [9 empty] | Winter |  | 2.22% | 0%
| 2036-02-01 | 99538.8268 | 31781.5556 | 131320.3824 | 2214.8536 | 59.2908 | 132 | 2036 | 2036-02-01 | [9 empty] | Winter |  | 2.22% | 0%
| 2036-03-01 | 60622.0015 | 31781.5556 | 92403.5571 | 2238.7155 | 41.2753 | 133 | 2036 | 2036-03-01 | [9 empty] | Winter |  | 2.22% | 0%
| 2036-04-01 | 72480.6659 | 31781.5556 | 104262.2215 | 2952.0116 | 35.319 | 134 | 2036 | 2036-04-01 | [9 empty] | Winter |  | 2.22% | 0%
| 2036-05-01 | 68663.0711 | 31781.5556 | 100444.6267 | 2804.5222 | 35.8152 | 135 | 2036 | 2036-05-01 | [9 empty] | Summer |  | 2.22% | 0%
| 2036-06-01 | 97368.5258 | 31781.5556 | 129150.0813 | 2598.314 | 49.7053 | 136 | 2036 | 2036-06-01 | [9 empty] | Summer |  | 2.22% | 0%
| 2036-07-01 | 53920.0473 | 31781.5556 | 85701.6028 | 1589.4247 | 53.9199 | 137 | 2036 | 2036-07-01 | [9 empty] | Summer |  | 2.22% | 0%
| 2036-08-01 | 44895.0304 | 31781.5556 | 76676.5859 | 1568.392 | 48.8887 | 138 | 2036 | 2036-08-01 | [9 empty] | Summer |  | 2.22% | 0%
| 2036-09-01 | 57587.2101 | 31781.5556 | 89368.7656 | 1559.9002 | 57.2913 | 139 | 2036 | 2036-09-01 | [9 empty] | Winter |  | 2.22% | 0%
| 2036-10-01 | 115979.133 | 31781.5556 | 147760.6886 | 2741.5976 | 53.8958 | 140 | 2036 | 2036-10-01 | [9 empty] | Winter |  | 2.22% | 0%
| 2036-11-01 | 112316.1811 | 31781.5556 | 144097.7366 | 2040.4947 | 70.619 | 141 | 2036 | 2036-11-01 | [9 empty] | Winter |  | 2.22% | 0%
| 2036-12-01 | 68040.186 | 31781.5556 | 99821.7416 | 1606.9348 | 62.1193 | 142 | 2036 | 2036-12-01 | [9 empty] | Winter |  | 2.22% | 0%
| 2037-01-01 | 96139.8568 | 32487.7778 | 128627.6346 | 2242.9136 | 57.3485 | 144 | 2037 | 2037-01-01 | [9 empty] | Winter |  | 2.22% | 0%
| 2037-02-01 | 140886.1273 | 32487.7778 | 173373.9051 | 2516.8217 | 68.886 | 145 | 2037 | 2037-02-01 | [9 empty] | Winter |  | 2.22% | 0%
| 2037-03-01 | 80236.9985 | 32487.7778 | 112724.7762 | 2293.6407 | 49.1467 | 146 | 2037 | 2037-03-01 | [9 empty] | Winter |  | 2.22% | 0%
| 2037-04-01 | 57629.8718 | 32487.7778 | 90117.6496 | 2582.6898 | 34.8929 | 147 | 2037 | 2037-04-01 | [9 empty] | Winter |  | 2.22% | 0%
| 2037-05-01 | 92911.2781 | 32487.7778 | 125399.0559 | 2808.0367 | 44.6572 | 148 | 2037 | 2037-05-01 | [9 empty] | Summer |  | 2.22% | 0%
| 2037-06-01 | 100264.9278 | 32487.7778 | 132752.7056 | 2690.5022 | 49.3412 | 149 | 2037 | 2037-06-01 | [9 empty] | Summer |  | 2.22% | 0%
| 2037-07-01 | 47657.9661 | 32487.7778 | 80145.7439 | 1893.4389 | 42.3281 | 150 | 2037 | 2037-07-01 | [9 empty] | Summer |  | 2.22% | 0%
| 2037-08-01 | 44098.0435 | 32487.7778 | 76585.8213 | 1568.5698 | 48.8253 | 151 | 2037 | 2037-08-01 | [9 empty] | Summer |  | 2.22% | 0%
| 2037-09-01 | 61506.056 | 32487.7778 | 93993.8338 | 1537.0544 | 61.1519 | 152 | 2037 | 2037-09-01 | [9 empty] | Winter |  | 2.22% | 0%
| 2037-10-01 | 102657.4323 | 32487.7778 | 135145.2101 | 2848.6211 | 47.4423 | 153 | 2037 | 2037-10-01 | [9 empty] | Winter |  | 2.22% | 0%
| 2037-11-01 | 78055.3009 | 32487.7778 | 110543.0786 | 1736.8876 | 63.6443 | 154 | 2037 | 2037-11-01 | [9 empty] | Winter |  | 2.22% | 0%
| 2037-12-01 | 107652.7101 | 32487.7778 | 140140.4879 | 1914.2195 | 73.2102 | 155 | 2037 | 2037-12-01 | [9 empty] | Winter |  | 2.22% | 0%
| 2038-01-01 | 111672.7636 | 33209.5556 | 144882.3192 | 2357.3984 | 61.4586 | 157 | 2038 | 2038-01-01 | [9 empty] | Winter |  | 2.22% | 0%
| 2038-02-01 | 122107.8478 | 33209.5556 | 155317.4034 | 2378.5414 | 65.2994 | 158 | 2038 | 2038-02-01 | [9 empty] | Winter |  | 2.22% | 0%
| 2038-03-01 | 73250.1756 | 33209.5556 | 106459.7312 | 2277.5991 | 46.7421 | 159 | 2038 | 2038-03-01 | [9 empty] | Winter |  | 2.22% | 0%
| 2038-04-01 | 70599.9707 | 33209.5556 | 103809.5263 | 2695.4546 | 38.5128 | 160 | 2038 | 2038-04-01 | [9 empty] | Winter |  | 2.22% | 0%
| 2038-05-01 | 81835.7895 | 33209.5556 | 115045.3451 | 2856.481 | 40.2752 | 161 | 2038 | 2038-05-01 | [9 empty] | Summer |  | 2.22% | 0%
| 2038-06-01 | 109349.8614 | 33209.5556 | 142559.4169 | 2745.5493 | 51.9238 | 162 | 2038 | 2038-06-01 | [9 empty] | Summer |  | 2.22% | 0%
| 2038-07-01 | 63997.9052 | 33209.5556 | 97207.4608 | 1718.0069 | 56.5815 | 163 | 2038 | 2038-07-01 | [9 empty] | Summer |  | 2.22% | 0%
| 2038-08-01 | 55262.2903 | 33209.5556 | 88471.8458 | 1614.7588 | 54.7895 | 164 | 2038 | 2038-08-01 | [9 empty] | Summer |  | 2.22% | 0%
| 2038-09-01 | 60858.9609 | 33209.5556 | 94068.5165 | 1483.9359 | 63.3912 | 165 | 2038 | 2038-09-01 | [9 empty] | Winter |  | 2.22% | 0%
| 2038-10-01 | 118069.7788 | 33209.5556 | 151279.3343 | 2887.5429 | 52.3903 | 166 | 2038 | 2038-10-01 | [9 empty] | Winter |  | 2.22% | 0%
| 2038-11-01 | 73982.0478 | 33209.5556 | 107191.6034 | 1697.5271 | 63.1457 | 167 | 2038 | 2038-11-01 | [9 empty] | Winter |  | 2.22% | 0%
| 2038-12-01 | 116109.3944 | 33209.5556 | 149318.9499 | 1877.8233 | 79.517 | 168 | 2038 | 2038-12-01 | [9 empty] | Winter |  | 2.22% | 0%
| 2039-01-01 | 130696.9224 | 33946.8889 | 164643.8113 | 2377.3622 | 69.2548 | 170 | 2039 | 2039-01-01 | [9 empty] | Winter |  | 2.22% | 0%
| 2039-02-01 | 120816.6484 | 33946.8889 | 154763.5373 | 2376.0315 | 65.1353 | 171 | 2039 | 2039-02-01 | [9 empty] | Winter |  | 2.22% | 0%
| 2039-03-01 | 67585.358 | 33946.8889 | 101532.2469 | 2244.5005 | 45.236 | 172 | 2039 | 2039-03-01 | [9 empty] | Winter |  | 2.22% | 0%
| 2039-04-01 | 76343.0976 | 33946.8889 | 110289.9865 | 2787.0276 | 39.5726 | 173 | 2039 | 2039-04-01 | [9 empty] | Winter |  | 2.22% | 0%
| 2039-05-01 | 94584.4126 | 33946.8889 | 128531.3014 | 2838.3486 | 45.2838 | 174 | 2039 | 2039-05-01 | [9 empty] | Summer |  | 2.22% | 0%
| 2039-06-01 | 107716.7043 | 33946.8889 | 141663.5932 | 2718.2265 | 52.1162 | 175 | 2039 | 2039-06-01 | [9 empty] | Summer |  | 2.22% | 0%
| 2039-07-01 | 53289.8268 | 33946.8889 | 87236.7156 | 1701.4097 | 51.2732 | 176 | 2039 | 2039-07-01 | [9 empty] | Summer |  | 2.22% | 0%
| 2039-08-01 | 79842.7528 | 33946.8889 | 113789.6417 | 1648.6496 | 69.0199 | 177 | 2039 | 2039-08-01 | [9 empty] | Summer |  | 2.22% | 0%
| 2039-09-01 | 53321.0061 | 33946.8889 | 87267.895 | 1447.8664 | 60.2734 | 178 | 2039 | 2039-09-01 | [9 empty] | Winter |  | 2.22% | 0%
| 2039-10-01 | 140113.0734 | 33946.8889 | 174059.9623 | 2899.4782 | 60.0315 | 179 | 2039 | 2039-10-01 | [9 empty] | Winter |  | 2.22% | 0%
| 2039-11-01 | 83771.3956 | 33946.8889 | 117718.2845 | 1752.8258 | 67.1591 | 180 | 2039 | 2039-11-01 | [9 empty] | Winter |  | 2.22% | 0%
| 2039-12-01 | 89061.0286 | 33946.8889 | 123007.9175 | 1795.8167 | 68.4969 | 181 | 2039 | 2039-12-01 | [9 empty] | Winter |  | 2.22% | 0%
| 2040-01-01 | 117097.1584 | 34699.7778 | 151796.9362 | 2551.9149 | 59.4835 | 183 | 2040 | 2040-01-01 | [9 empty] | Winter |  | 2.22% | 0%
| 2040-02-01 | 114175.5231 | 34699.7778 | 148875.3009 | 2297.3096 | 64.8042 | 184 | 2040 | 2040-02-01 | [9 empty] | Winter |  | 2.22% | 0%
| 2040-03-01 | 57635.3842 | 34699.7778 | 92335.162 | 2182.739 | 42.3024 | 185 | 2040 | 2040-03-01 | [9 empty] | Winter |  | 2.22% | 0%
| 2040-04-01 | 91593.2814 | 34699.7778 | 126293.0592 | 2995.7917 | 42.1568 | 186 | 2040 | 2040-04-01 | [9 empty] | Winter |  | 2.22% | 0%
| 2040-05-01 | 80877.5157 | 34699.7778 | 115577.2935 | 2821.4999 | 40.9631 | 187 | 2040 | 2040-05-01 | [9 empty] | Summer |  | 2.22% | 0%
| 2040-06-01 | 107804.1681 | 34699.7778 | 142503.9459 | 2636.6837 | 54.0467 | 188 | 2040 | 2040-06-01 | [9 empty] | Summer |  | 2.22% | 0%
| 2040-07-01 | 71864.2228 | 34699.7778 | 106564.0006 | 1574.9646 | 67.6612 | 189 | 2040 | 2040-07-01 | [9 empty] | Summer |  | 2.22% | 0%
| 2040-08-01 | 70461.4511 | 34699.7778 | 105161.2288 | 1659.3171 | 63.3762 | 190 | 2040 | 2040-08-01 | [9 empty] | Summer |  | 2.22% | 0%
| 2040-09-01 | 57176.1241 | 34699.7778 | 91875.9019 | 1407.7626 | 65.2638 | 191 | 2040 | 2040-09-01 | [9 empty] | Winter |  | 2.22% | 0%
| 2040-10-01 | 136446.6233 | 34699.7778 | 171146.401 | 2913.346 | 58.7456 | 192 | 2040 | 2040-10-01 | [9 empty] | Winter |  | 2.22% | 0%
| 2040-11-01 | 113478.5297 | 34699.7778 | 148178.3075 | 1885.9404 | 78.57 | 193 | 2040 | 2040-11-01 | [9 empty] | Winter |  | 2.22% | 0%
| 2040-12-01 | 78418.8657 | 34699.7778 | 113118.6435 | 1719.9693 | 65.7678 | 194 | 2040 | 2040-12-01 | [9 empty] | Winter |  | 2.22% | 0%
| 2041-01-01 | 123918.7887 | 35469.7778 | 159388.5664 | 2715.2098 | 58.7021 | 196 | 2041 | 2041-01-01 | [9 empty] | Winter |  | 2.22% | 0%
| 2041-02-01 | 119789.91 | 35469.7778 | 155259.6878 | 2139.2579 | 72.5764 | 197 | 2041 | 2041-02-01 | [9 empty] | Winter |  | 2.22% | 0%
| 2041-03-01 | 86941.9416 | 35469.7778 | 122411.7193 | 2266.0345 | 54.0202 | 198 | 2041 | 2041-03-01 | [9 empty] | Winter |  | 2.22% | 0%
| 2041-04-01 | 90924.533 | 35469.7778 | 126394.3108 | 2855.838 | 44.2582 | 199 | 2041 | 2041-04-01 | [9 empty] | Winter |  | 2.22% | 0%
| 2041-05-01 | 62631.7966 | 35469.7778 | 98101.5744 | 2945.3491 | 33.3073 | 200 | 2041 | 2041-05-01 | [9 empty] | Summer |  | 2.22% | 0%
| 2041-06-01 | 128755.0528 | 35469.7778 | 164224.8306 | 2594.4522 | 63.2985 | 201 | 2041 | 2041-06-01 | [9 empty] | Summer |  | 2.22% | 0%
| 2041-07-01 | 44521.4938 | 35469.7778 | 79991.2715 | 1489.9674 | 53.6866 | 202 | 2041 | 2041-07-01 | [9 empty] | Summer |  | 2.22% | 0%
| 2041-08-01 | 71180.8821 | 35469.7778 | 106650.6598 | 1675.0011 | 63.672 | 203 | 2041 | 2041-08-01 | [9 empty] | Summer |  | 2.22% | 0%
| 2041-09-01 | 55410.4783 | 35469.7778 | 90880.2561 | 1415.8712 | 64.1868 | 204 | 2041 | 2041-09-01 | [9 empty] | Winter |  | 2.22% | 0%
| 2041-10-01 | 145344.1961 | 35469.7778 | 180813.9739 | 2885.6155 | 62.6605 | 205 | 2041 | 2041-10-01 | [9 empty] | Winter |  | 2.22% | 0%
| 2041-11-01 | 115553.7492 | 35469.7778 | 151023.527 | 2038.1331 | 74.099 | 206 | 2041 | 2041-11-01 | [9 empty] | Winter |  | 2.22% | 0%
| 2041-12-01 | 82197.8657 | 35469.7778 | 117667.6435 | 1592.6772 | 73.8804 | 207 | 2041 | 2041-12-01 | [9 empty] | Winter |  | 2.22% | 0%
| 2042-01-01 | 121907.5391 | 36256.8889 | 158164.428 | 2120.2715 | 74.5963 | 209 | 2042 | 2042-01-01 |  |  | -0.768% | -21.91% | 27.08% |  |  |  |  | Winter |  | 2.22% | 0%
| 2042-02-01 | 142783.6049 | 36256.8889 | 179040.4938 | 2578.0838 | 69.4471 | 210 | 2042 | 2042-02-01 |  |  | 15.32% | 20.51% | -4.312% |  |  |  |  | Winter |  | 2.22% | 0%
| 2042-03-01 | 88018.5548 | 36256.8889 | 124275.4437 | 2369.1073 | 52.4567 | 211 | 2042 | 2042-03-01 |  |  | 1.523% | 4.549% | -2.894% |  |  |  |  | Winter |  | 2.22% | 0%
| 2042-04-01 | 74935.6837 | 36256.8889 | 111192.5726 | 2467.8024 | 45.0573 | 212 | 2042 | 2042-04-01 |  |  | -12.03% | -13.59% | 1.806% |  |  |  |  | Winter |  | 2.22% | 0%
| 2042-05-01 | 80354.3057 | 36256.8889 | 116611.1946 | 2810.0359 | 41.4981 | 213 | 2042 | 2042-05-01 |  |  | 18.87% | -4.594% | 24.59% |  |  |  |  | Summer |  | 2.22% | 0%
| 2042-06-01 | 111904.7502 | 36256.8889 | 148161.6391 | 2728.5642 | 54.3002 | 214 | 2042 | 2042-06-01 |  |  | -9.781% | 5.169% | -14.22% |  |  |  |  | Summer |  | 2.22% | 0%
| 2042-07-01 | 115270.5389 | 36256.8889 | 151527.4278 | 1957.8558 | 77.3946 | 215 | 2042 | 2042-07-01 |  |  | 89.43% | 31.4% | 44.16% |  |  |  |  | Summer |  | 2.22% | 0%
| 2042-08-01 | 56197.445 | 36256.8889 | 92454.3339 | 1478.094 | 62.5497 | 216 | 2042 | 2042-08-01 |  |  | -13.31% | -11.76% | -1.763% |  |  |  |  | Summer |  | 2.22% | 0%
| 2042-09-01 | 68304.4899 | 36256.8889 | 104561.3788 | 1521.3223 | 68.7306 | 217 | 2042 | 2042-09-01 |  |  | 15.05% | 7.448% | 7.079% |  |  |  |  | Winter |  | 2.22% | 0%
| 2042-10-01 | 152236.5579 | 36256.8889 | 188493.4468 | 2940.9179 | 64.0934 | 218 | 2042 | 2042-10-01 |  |  | 4.247% | 1.916% | 2.287% |  |  |  |  | Winter |  | 2.22% | 0%
| 2042-11-01 | 77185.8924 | 36256.8889 | 113442.7813 | 1722.0227 | 65.8776 | 219 | 2042 | 2042-11-01 |  |  | -24.88% | -15.51% | -11.1% |  |  |  |  | Winter |  | 2.22% | 0%
| 2042-12-01 | 127295.5198 | 36256.8889 | 163552.4087 | 1945.6326 | 84.0613 | 220 | 2042 | 2042-12-01 |  |  | 39% | 22.16% | 13.78% |  |  |  |  | Winter |  | 2.22% | 0%
| 2043-01-01 | 97404.3306 | 37062.6667 | 134466.9973 | 2242.9136 | 59.9519 | 222 | 2043 | 2043-01-01 |  |  | -14.98% | 5.784% | -19.63% |  |  |  |  | Winter |  | 2.22% | 0%
| 2043-02-01 | 183642.0008 | 37062.6667 | 220704.6675 | 2516.8217 | 87.6918 | 223 | 2043 | 2043-02-01 |  |  | 23.27% | -2.376% | 26.27% |  |  |  |  | Winter |  | 2.22% | 0%
| 2043-03-01 | 96403.1592 | 37062.6667 | 133465.8259 | 2293.6407 | 58.1895 | 224 | 2043 | 2043-03-01 |  |  | 7.395% | -3.185% | 10.93% |  |  |  |  | Winter |  | 2.22% | 0%
| 2043-04-01 | 79630.9499 | 37062.6667 | 116693.6166 | 2582.6898 | 45.183 | 225 | 2043 | 2043-04-01 |  |  | 4.947% | 4.655% | 0.2789% |  |  |  |  | Winter |  | 2.22% | 0%
| 2043-05-01 | 116738.3068 | 37062.6667 | 153800.9734 | 2808.0367 | 54.7717 | 226 | 2043 | 2043-05-01 |  |  | 31.89% | -0.07115% | 31.99% |  |  |  |  | Summer |  | 2.22% | 0%
| 2043-06-01 | 109445.6404 | 37062.6667 | 146508.307 | 2690.5022 | 54.4539 | 227 | 2043 | 2043-06-01 |  |  | -1.116% | -1.395% | 0.283% |  |  |  |  | Summer |  | 2.22% | 0%
| 2043-07-01 | 95025.3256 | 37062.6667 | 132087.9923 | 1893.4389 | 69.7609 | 228 | 2043 | 2043-07-01 |  |  | -12.83% | -3.29% | -9.863% |  |  |  |  | Summer |  | 2.22% | 0%
| 2043-08-01 | 70415.915 | 37062.6667 | 107478.5816 | 1568.5698 | 68.5201 | 229 | 2043 | 2043-08-01 |  |  | 16.25% | 6.121% | 9.545% |  |  |  |  | Summer |  | 2.22% | 0%
| 2043-09-01 | 63196.5183 | 37062.6667 | 100259.185 | 1537.0544 | 65.2281 | 230 | 2043 | 2043-09-01 |  |  | -4.115% | 1.034% | -5.096% |  |  |  |  | Winter |  | 2.22% | 0%
| 2043-10-01 | 150682.3931 | 37062.6667 | 187745.0598 | 2848.6211 | 65.9073 | 231 | 2043 | 2043-10-01 |  |  | -0.397% | -3.138% | 2.83% |  |  |  |  | Winter |  | 2.22% | 0%
| 2043-11-01 | 109017.7218 | 37062.6667 | 146080.3884 | 1736.8876 | 84.1047 | 232 | 2043 | 2043-11-01 |  |  | 28.77% | 0.8632% | 27.67% |  |  |  |  | Winter |  | 2.22% | 0%
| 2043-12-01 | 119064.4805 | 37062.6667 | 156127.1472 | 1914.2195 | 81.5618 | 233 | 2043 | 2043-12-01 |  |  | -4.54% | -1.615% | -2.973% |  |  |  |  | Winter |  | 2.22% | 0%
| 2044-01-01 | 149301.0868 | 37885.5556 | 187186.6423 | 2357.3984 | 79.4039 | 235 | 2044 | 2044-01-01 |  |  | 39.21% | 5.104% | 32.45% |  |  |  |  | Winter |  | 2.22% | 0%
| 2044-02-01 | 157072.8982 | 37885.5556 | 194958.4537 | 2413.0173 | 80.7945 | 236 | 2044 | 2044-02-01 |  |  | -11.67% | -4.124% | -7.865% |  |  |  |  | Winter |  | 2.22% | 0%
| 2044-03-01 | 90206.7958 | 37885.5556 | 128092.3514 | 2244.5005 | 57.0694 | 237 | 2044 | 2044-03-01 |  |  | -4.026% | -2.142% | -1.925% |  |  |  |  | Winter |  | 2.22% | 0%
| 2044-04-01 | 116786.7761 | 37885.5556 | 154672.3316 | 2787.0276 | 55.4972 | 238 | 2044 | 2044-04-01 |  |  | 32.55% | 7.912% | 22.83% |  |  |  |  | Winter |  | 2.22% | 0%
| 2044-05-01 | 104695.1062 | 37885.5556 | 142580.6617 | 2838.3486 | 50.2337 | 239 | 2044 | 2044-05-01 |  |  | -7.295% | 1.079% | -8.285% |  |  |  |  | Summer |  | 2.22% | 0%
| 2044-06-01 | 153905.3482 | 37885.5556 | 191790.9037 | 2718.2265 | 70.5574 | 240 | 2044 | 2044-06-01 |  |  | 30.91% | 1.03% | 29.57% |  |  |  |  | Summer |  | 2.22% | 0%
| 2044-07-01 | 74392.7339 | 37885.5556 | 112278.2895 | 1701.4097 | 65.9913 | 241 | 2044 | 2044-07-01 |  |  | -15% | -10.14% | -5.404% |  |  |  |  | Summer |  | 2.22% | 0%
| 2044-08-01 | 97492.3664 | 37885.5556 | 135377.922 | 1648.6496 | 82.1144 | 242 | 2044 | 2044-08-01 |  |  | 25.96% | 5.105% | 19.84% |  |  |  |  | Summer |  | 2.22% | 0%
| 2044-09-01 | 65107.5502 | 37885.5556 | 102993.1058 | 1447.8664 | 71.1344 | 243 | 2044 | 2044-09-01 |  |  | 2.727% | -5.803% | 9.055% |  |  |  |  | Winter |  | 2.22% | 0%
| 2044-10-01 | 149539.3718 | 37885.5556 | 187424.9274 | 2899.4782 | 64.6409 | 244 | 2044 | 2044-10-01 |  |  | -0.1705% | 1.785% | -1.922% |  |  |  |  | Winter |  | 2.22% | 0%
| 2044-11-01 | 91416.3464 | 37885.5556 | 129301.902 | 1752.8258 | 73.7677 | 245 | 2044 | 2044-11-01 |  |  | -11.49% | 0.9176% | -12.29% |  |  |  |  | Winter |  | 2.22% | 0%
| 2044-12-01 | 104840.8782 | 37885.5556 | 142726.4338 | 1840.0052 | 77.5685 | 246 | 2044 | 2044-12-01 |  |  | -8.583% | -3.877% | -4.896% |  |  |  |  | Winter |  | 2.22% | 0%
| 2045-01-01 | 172527.3035 | 38725.5556 | 211252.8591 | 2551.9149 | 82.7821 | 248 | 2045 | 2045-01-01 | [9 empty] | Winter |  | 2.22% | 0%
| 2045-02-01 | 144630.9827 | 38725.5556 | 183356.5383 | 2272.5492 | 80.6832 | 249 | 2045 | 2045-02-01 | [9 empty] | Winter |  | 2.22% | 0%
| 2045-03-01 | 87707.0674 | 38725.5556 | 126432.623 | 2176.0226 | 58.1026 | 250 | 2045 | 2045-03-01 | [9 empty] | Winter |  | 2.22% | 0%
| 2045-04-01 | 116658.9075 | 38725.5556 | 155384.4631 | 2948.5433 | 52.6987 | 251 | 2045 | 2045-04-01 | [9 empty] | Winter |  | 2.22% | 0%
| 2045-05-01 | 111546.9701 | 38725.5556 | 150272.5257 | 2731.3344 | 55.018 | 252 | 2045 | 2045-05-01 | [9 empty] | Summer |  | 2.22% | 0%
| 2045-06-01 | 138728.6812 | 38725.5556 | 177454.2368 | 2715.9027 | 65.339 | 253 | 2045 | 2045-06-01 | [9 empty] | Summer |  | 2.22% | 0%
| 2045-07-01 | 87168.0477 | 38725.5556 | 125893.6033 | 1635.9578 | 76.9541 | 254 | 2045 | 2045-07-01 | [9 empty] | Summer |  | 2.22% | 0%
| 2045-08-01 | 123119.5316 | 38725.5556 | 161845.0872 | 1669.1047 | 96.9652 | 255 | 2045 | 2045-08-01 | [9 empty] | Summer |  | 2.22% | 0%
| 2045-09-01 | 80247.4895 | 38725.5556 | 118973.0451 | 1413.27 | 84.1828 | 256 | 2045 | 2045-09-01 | [9 empty] | Winter |  | 2.22% | 0%
| 2045-10-01 | 163451.1938 | 38725.5556 | 202176.7493 | 2925.6091 | 69.1059 | 257 | 2045 | 2045-10-01 | [9 empty] | Winter |  | 2.22% | 0%
| 2045-11-01 | 146493.8986 | 38725.5556 | 185219.4542 | 1784.1682 | 103.8128 | 258 | 2045 | 2045-11-01 | [9 empty] | Winter |  | 2.22% | 0%
| 2045-12-01 | 93592.8692 | 38725.5556 | 132318.4247 | 1768.9593 | 74.8002 | 259 | 2045 | 2045-12-01 | [9 empty] | Winter |  | 2.22% | 0%
| 2046-01-01 | 176357.4097 | 39585.7778 | 215943.1875 | 2551.9149 | 84.6201 | 261 | 2046 | 2046-01-01 |  |  | 2.22% | 0% | 2.22% |  |  |  |  | Winter |  | 2.22% | 0%
| 2046-02-01 | 147841.7905 | 39585.7778 | 187427.5683 | 2272.5492 | 82.4746 | 262 | 2046 | 2046-02-01 |  |  | 2.22% | 0% | 2.22% |  |  |  |  | Winter |  | 2.22% | 0%
| 2046-03-01 | 89654.1643 | 39585.7778 | 129239.9421 | 2176.0226 | 59.3927 | 263 | 2046 | 2046-03-01 |  |  | 2.22% | 0% | 2.22% |  |  |  |  | Winter |  | 2.22% | 0%
| 2046-04-01 | 119248.7353 | 39585.7778 | 158834.513 | 2948.5433 | 53.8688 | 264 | 2046 | 2046-04-01 |  |  | 2.22% | 0% | 2.22% |  |  |  |  | Winter |  | 2.22% | 0%
| 2046-05-01 | 114023.3129 | 39585.7778 | 153609.0906 | 2731.3344 | 56.2396 | 265 | 2046 | 2046-05-01 |  |  | 2.22% | 0% | 2.22% |  |  |  |  | Summer |  | 2.22% | 0%
| 2046-06-01 | 141808.458 | 39585.7778 | 181394.2357 | 2715.9027 | 66.7897 | 266 | 2046 | 2046-06-01 |  |  | 2.22% | 0% | 2.22% |  |  |  |  | Summer |  | 2.22% | 0%
| 2046-07-01 | 89103.1784 | 39585.7778 | 128688.9562 | 1635.9578 | 78.6628 | 267 | 2046 | 2046-07-01 |  |  | 2.22% | 0% | 2.22% |  |  |  |  | Summer |  | 2.22% | 0%
| 2046-08-01 | 125852.7852 | 39585.7778 | 165438.563 | 1669.1047 | 99.1181 | 268 | 2046 | 2046-08-01 |  |  | 2.22% | 0% | 2.22% |  |  |  |  | Summer |  | 2.22% | 0%
| 2046-09-01 | 82028.9838 | 39585.7778 | 121614.7616 | 1413.27 | 86.052 | 269 | 2046 | 2046-09-01 |  |  | 2.22% | 0% | 2.22% |  |  |  |  | Winter |  | 2.22% | 0%
| 2046-10-01 | 167079.8103 | 39585.7778 | 206665.588 | 2925.6091 | 70.6402 | 270 | 2046 | 2046-10-01 |  |  | 2.22% | 0% | 2.22% |  |  |  |  | Winter |  | 2.22% | 0%
| 2046-11-01 | 149746.0632 | 39585.7778 | 189331.841 | 1784.1682 | 106.1177 | 271 | 2046 | 2046-11-01 |  |  | 2.22% | 0% | 2.22% |  |  |  |  | Winter |  | 2.22% | 0%
| 2046-12-01 | 95670.6309 | 39585.7778 | 135256.4086 | 1768.9593 | 76.461 | 272 | 2046 | 2046-12-01 |  |  | 2.22% | 0% | 2.22% |  |  |  |  | Winter |  | 2.22% | 0%
| 2047-01-01 | 180272.5442 | 40464.6667 | 220737.2108 | 2551.9149 | 86.4987 | 274 | 2047 | 2047-01-01 |  |  | 2.22% | 0% | 2.22% |  |  |  |  | Winter |  | 2.22% | 0%
| 2047-02-01 | 151123.8783 | 40464.6667 | 191588.5449 | 2272.5492 | 84.3056 | 275 | 2047 | 2047-02-01 |  |  | 2.22% | 0% | 2.22% |  |  |  |  | Winter |  | 2.22% | 0%
| 2047-03-01 | 91644.4868 | 40464.6667 | 132109.1534 | 2176.0226 | 60.7113 | 276 | 2047 | 2047-03-01 |  |  | 2.22% | 0% | 2.22% |  |  |  |  | Winter |  | 2.22% | 0%
| 2047-04-01 | 121896.0572 | 40464.6667 | 162360.7238 | 2948.5433 | 55.0647 | 277 | 2047 | 2047-04-01 |  |  | 2.22% | 0% | 2.22% |  |  |  |  | Winter |  | 2.22% | 0%
| 2047-05-01 | 116554.6304 | 40464.6667 | 157019.2971 | 2731.3344 | 57.4881 | 278 | 2047 | 2047-05-01 |  |  | 2.22% | 0% | 2.22% |  |  |  |  | Summer |  | 2.22% | 0%
| 2047-06-01 | 144956.6057 | 40464.6667 | 185421.2724 | 2715.9027 | 68.2724 | 279 | 2047 | 2047-06-01 |  |  | 2.22% | 0% | 2.22% |  |  |  |  | Summer |  | 2.22% | 0%
| 2047-07-01 | 91081.2689 | 40464.6667 | 131545.9356 | 1635.9578 | 80.4091 | 280 | 2047 | 2047-07-01 |  |  | 2.22% | 0% | 2.22% |  |  |  |  | Summer |  | 2.22% | 0%
| 2047-08-01 | 128646.7171 | 40464.6667 | 169111.3837 | 1669.1047 | 101.3186 | 281 | 2047 | 2047-08-01 |  |  | 2.22% | 0% | 2.22% |  |  |  |  | Summer |  | 2.22% | 0%
| 2047-09-01 | 83850.0272 | 40464.6667 | 124314.6939 | 1413.27 | 87.9625 | 282 | 2047 | 2047-09-01 |  |  | 2.22% | 0% | 2.22% |  |  |  |  | Winter |  | 2.22% | 0%
| 2047-10-01 | 170788.9821 | 40464.6667 | 211253.6487 | 2925.6091 | 72.2084 | 283 | 2047 | 2047-10-01 |  |  | 2.22% | 0% | 2.22% |  |  |  |  | Winter |  | 2.22% | 0%
| 2047-11-01 | 153070.4258 | 40464.6667 | 193535.0925 | 1784.1682 | 108.4736 | 284 | 2047 | 2047-11-01 |  |  | 2.22% | 0% | 2.22% |  |  |  |  | Winter |  | 2.22% | 0%
| 2047-12-01 | 97794.5189 | 40464.6667 | 138259.1855 | 1768.9593 | 78.1585 | 285 | 2047 | 2047-12-01 |  |  | 2.22% | 0% | 2.22% |  |  |  |  | Winter |  | 2.22% | 0%
| 2048-01-01 | 184274.5947 | 41363.7778 | 225638.3724 | 2551.9149 | 88.4192 | 287 | 2048 | 2048-01-01 |  |  | 2.22% | 0% | 2.22% |  |  |  |  | Winter |  | 2.22% | 0%
| 2048-02-01 | 154478.8284 | 41363.7778 | 195842.6061 | 2353.7117 | 83.2059 | 288 | 2048 | 2048-02-01 |  |  | 2.22% | 3.571% | -1.304% |  |  |  |  | Winter |  | 2.22% | 0%
| 2048-03-01 | 93678.9944 | 41363.7778 | 135042.7721 | 2176.0226 | 62.0595 | 289 | 2048 | 2048-03-01 |  |  | 2.221% | 0% | 2.221% |  |  |  |  | Winter |  | 2.22% | 0%
| 2048-04-01 | 124602.1496 | 41363.7778 | 165965.9274 | 2948.5433 | 56.2874 | 290 | 2048 | 2048-04-01 |  |  | 2.22% | 0% | 2.22% |  |  |  |  | Winter |  | 2.22% | 0%
| 2048-05-01 | 119142.1432 | 41363.7778 | 160505.921 | 2731.3344 | 58.7647 | 291 | 2048 | 2048-05-01 |  |  | 2.221% | 0% | 2.221% |  |  |  |  | Summer |  | 2.22% | 0%
| 2048-06-01 | 148174.6424 | 41363.7778 | 189538.4202 | 2715.9027 | 69.7884 | 292 | 2048 | 2048-06-01 |  |  | 2.22% | 0% | 2.22% |  |  |  |  | Summer |  | 2.22% | 0%
| 2048-07-01 | 93103.2731 | 41363.7778 | 134467.0509 | 1635.9578 | 82.1947 | 293 | 2048 | 2048-07-01 |  |  | 2.221% | 0% | 2.221% |  |  |  |  | Summer |  | 2.22% | 0%
| 2048-08-01 | 131502.6742 | 41363.7778 | 172866.452 | 1669.1047 | 103.5684 | 294 | 2048 | 2048-08-01 |  |  | 2.22% | 0% | 2.22% |  |  |  |  | Summer |  | 2.22% | 0%
| 2048-09-01 | 85711.4978 | 41363.7778 | 127075.2756 | 1413.27 | 89.9158 | 295 | 2048 | 2048-09-01 |  |  | 2.221% | 0% | 2.221% |  |  |  |  | Winter |  | 2.22% | 0%
| 2048-10-01 | 174580.4975 | 41363.7778 | 215944.2752 | 2925.6091 | 73.8117 | 296 | 2048 | 2048-10-01 |  |  | 2.22% | 0% | 2.22% |  |  |  |  | Winter |  | 2.22% | 0%
| 2048-11-01 | 156468.5893 | 41363.7778 | 197832.367 | 1784.1682 | 110.8821 | 297 | 2048 | 2048-11-01 |  |  | 2.22% | 0% | 2.22% |  |  |  |  | Winter |  | 2.22% | 0%
| 2048-12-01 | 99965.5572 | 41363.7778 | 141329.335 | 1768.9593 | 79.8941 | 298 | 2048 | 2048-12-01 |  |  | 2.221% | 0% | 2.221% |  |  |  |  | Winter |  | 2.22% | 0%
| 2049-01-01 | 188365.4907 | 42281.5556 | 230647.0462 | 2551.9149 | 90.382 | 300 | 2049 | 2049-01-01 |  |  | 2.22% | 0% | 2.22% |  |  |  |  | Winter |  | 2.22% | 0%
| 2049-02-01 | 157908.2584 | 42281.5556 | 200189.8139 | 2272.5492 | 88.0904 | 301 | 2049 | 2049-02-01 |  |  | 2.22% | -3.448% | 5.87% |  |  |  |  | Winter |  | 2.22% | 0%
| 2049-03-01 | 95758.668 | 42281.5556 | 138040.2236 | 2176.0226 | 63.4369 | 302 | 2049 | 2049-03-01 |  |  | 2.22% | 0% | 2.22% |  |  |  |  | Winter |  | 2.22% | 0%
| 2049-04-01 | 127368.3174 | 42281.5556 | 169649.8729 | 2948.5433 | 57.5368 | 303 | 2049 | 2049-04-01 |  |  | 2.22% | 0% | 2.22% |  |  |  |  | Winter |  | 2.22% | 0%
| 2049-05-01 | 121787.0988 | 42281.5556 | 164068.6543 | 2731.3344 | 60.069 | 304 | 2049 | 2049-05-01 |  |  | 2.22% | 0% | 2.22% |  |  |  |  | Summer |  | 2.22% | 0%
| 2049-06-01 | 151464.1194 | 42281.5556 | 193745.675 | 2715.9027 | 71.3375 | 305 | 2049 | 2049-06-01 |  |  | 2.22% | 0% | 2.22% |  |  |  |  | Summer |  | 2.22% | 0%
| 2049-07-01 | 95170.1658 | 42281.5556 | 137451.7213 | 1635.9578 | 84.0191 | 306 | 2049 | 2049-07-01 |  |  | 2.22% | 0% | 2.22% |  |  |  |  | Summer |  | 2.22% | 0%
| 2049-08-01 | 134422.0336 | 42281.5556 | 176703.5891 | 1669.1047 | 105.8673 | 307 | 2049 | 2049-08-01 |  |  | 2.22% | 0% | 2.22% |  |  |  |  | Summer |  | 2.22% | 0%
| 2049-09-01 | 87614.2931 | 42281.5556 | 129895.8487 | 1413.27 | 91.9116 | 308 | 2049 | 2049-09-01 |  |  | 2.22% | 0% | 2.22% |  |  |  |  | Winter |  | 2.22% | 0%
| 2049-10-01 | 178456.1845 | 42281.5556 | 220737.7401 | 2925.6091 | 75.4502 | 309 | 2049 | 2049-10-01 |  |  | 2.22% | 0% | 2.22% |  |  |  |  | Winter |  | 2.22% | 0%
| 2049-11-01 | 159942.1919 | 42281.5556 | 202223.7475 | 1784.1682 | 113.3434 | 310 | 2049 | 2049-11-01 |  |  | 2.22% | 0% | 2.22% |  |  |  |  | Winter |  | 2.22% | 0%
| 2049-12-01 | 102184.7925 | 42281.5556 | 144466.3481 | 1768.9593 | 81.6674 | 311 | 2049 | 2049-12-01 |  |  | 2.22% | 0% | 2.22% |  |  |  |  | Winter |  | 2.22% | 0%
| 2050-01-01 | 192547.2046 | 43219.5556 | 235766.7601 | 2551.9149 | 92.3882 | 313 | 2050 | 2050-01-01 |  |  | 2.22% | 0% | 2.22% |  |  |  |  | Winter |  | 2.22% | 0%
| 2050-02-01 | 161413.8217 | 43219.5556 | 204633.3772 | 2272.5492 | 90.0457 | 314 | 2050 | 2050-02-01 |  |  | 2.22% | 0% | 2.22% |  |  |  |  | Winter |  | 2.22% | 0%
| 2050-03-01 | 97884.5105 | 43219.5556 | 141104.066 | 2176.0226 | 64.8449 | 315 | 2050 | 2050-03-01 |  |  | 2.22% | 0% | 2.22% |  |  |  |  | Winter |  | 2.22% | 0%
| 2050-04-01 | 130195.894 | 43219.5556 | 173415.4496 | 2948.5433 | 58.8139 | 316 | 2050 | 2050-04-01 |  |  | 2.22% | 0% | 2.22% |  |  |  |  | Winter |  | 2.22% | 0%
| 2050-05-01 | 124490.7724 | 43219.5556 | 167710.3279 | 2731.3344 | 61.4023 | 317 | 2050 | 2050-05-01 |  |  | 2.22% | 0% | 2.22% |  |  |  |  | Summer |  | 2.22% | 0%
| 2050-06-01 | 154826.6229 | 43219.5556 | 198046.1784 | 2715.9027 | 72.9209 | 318 | 2050 | 2050-06-01 |  |  | 2.22% | 0% | 2.22% |  |  |  |  | Summer |  | 2.22% | 0%
| 2050-07-01 | 97282.9435 | 43219.5556 | 140502.499 | 1635.9578 | 85.8839 | 319 | 2050 | 2050-07-01 |  |  | 2.22% | 0% | 2.22% |  |  |  |  | Summer |  | 2.22% | 0%
| 2050-08-01 | 137406.2027 | 43219.5556 | 180625.7583 | 1669.1047 | 108.2172 | 320 | 2050 | 2050-08-01 |  |  | 2.22% | 0% | 2.22% |  |  |  |  | Summer |  | 2.22% | 0%
| 2050-09-01 | 89559.3304 | 43219.5556 | 132778.886 | 1413.27 | 93.9515 | 321 | 2050 | 2050-09-01 |  |  | 2.219% | 0% | 2.219% |  |  |  |  | Winter |  | 2.22% | 0%
| 2050-10-01 | 182417.9118 | 43219.5556 | 225637.4673 | 2925.6091 | 77.125 | 322 | 2050 | 2050-10-01 |  |  | 2.22% | 0% | 2.22% |  |  |  |  | Winter |  | 2.22% | 0%
| 2050-11-01 | 163492.9086 | 43219.5556 | 206712.4642 | 1784.1682 | 115.8593 | 323 | 2050 | 2050-11-01 |  |  | 2.22% | 0% | 2.22% |  |  |  |  | Winter |  | 2.22% | 0%
| 2050-12-01 | 104453.2949 | 43219.5556 | 147672.8505 | 1768.9593 | 83.4801 | 324 | 2050 | 2050-12-01 |  |  | 2.22% | 0% | 2.22% |  |  |  |  | Winter |  | 2.22% | 0%
| 2051-01-01 | 196821.7525 | 44179.3333 | 241001.0858 | 2551.9149 | 94.4393 | 326 | 2051 | 2051-01-01 |  |  | 2.22% | 0% | 2.22% |  |  |  |  | Winter |  | 2.22% | 0%
| 2051-02-01 | 164997.2085 | 44179.3333 | 209176.5419 | 2272.5492 | 92.0449 | 327 | 2051 | 2051-02-01 |  |  | 2.22% | 0% | 2.22% |  |  |  |  | Winter |  | 2.22% | 0%
| 2051-03-01 | 100057.5466 | 44179.3333 | 144236.8799 | 2176.0226 | 66.2846 | 328 | 2051 | 2051-03-01 |  |  | 2.22% | 0% | 2.22% |  |  |  |  | Winter |  | 2.22% | 0%
| 2051-04-01 | 133086.2429 | 44179.3333 | 177265.5762 | 2948.5433 | 60.1197 | 329 | 2051 | 2051-04-01 |  |  | 2.22% | 0% | 2.22% |  |  |  |  | Winter |  | 2.22% | 0%
| 2051-05-01 | 127254.4675 | 44179.3333 | 171433.8008 | 2731.3344 | 62.7656 | 330 | 2051 | 2051-05-01 |  |  | 2.22% | 0% | 2.22% |  |  |  |  | Summer |  | 2.22% | 0%
| 2051-06-01 | 158263.7739 | 44179.3333 | 202443.1073 | 2715.9027 | 74.5399 | 331 | 2051 | 2051-06-01 |  |  | 2.22% | 0% | 2.22% |  |  |  |  | Summer |  | 2.22% | 0%
| 2051-07-01 | 99442.6248 | 44179.3333 | 143621.9581 | 1635.9578 | 87.7907 | 332 | 2051 | 2051-07-01 |  |  | 2.22% | 0% | 2.22% |  |  |  |  | Summer |  | 2.22% | 0%
| 2051-08-01 | 140456.6204 | 44179.3333 | 184635.9537 | 1669.1047 | 110.6198 | 333 | 2051 | 2051-08-01 |  |  | 2.22% | 0% | 2.22% |  |  |  |  | Summer |  | 2.22% | 0%
| 2051-09-01 | 91547.5475 | 44179.3333 | 135726.8809 | 1413.27 | 96.0375 | 334 | 2051 | 2051-09-01 |  |  | 2.22% | 0% | 2.22% |  |  |  |  | Winter |  | 2.22% | 0%
| 2051-10-01 | 186467.5894 | 44179.3333 | 230646.9228 | 2925.6091 | 78.8372 | 335 | 2051 | 2051-10-01 |  |  | 2.22% | 0% | 2.22% |  |  |  |  | Winter |  | 2.22% | 0%
| 2051-11-01 | 167122.4512 | 44179.3333 | 211301.7845 | 1784.1682 | 118.4315 | 336 | 2051 | 2051-11-01 |  |  | 2.22% | 0% | 2.22% |  |  |  |  | Winter |  | 2.22% | 0%
| 2051-12-01 | 106772.1581 | 44179.3333 | 150951.4914 | 1768.9593 | 85.3335 | 337 | 2051 | 2051-12-01 |  |  | 2.22% | 0% | 2.22% |  |  |  |  | Winter |  | 2.22% | 0%
[21 empty] | 2.22% | 0%
[21 empty] | 2.22% | 0%
[21 empty] | 2.22% | 0%
[21 empty] | 2.22% | 0%
[21 empty] | 2.22% | 0%
[21 empty] | 2.22% | 0%
[21 empty] | 2.22% | 0%
[21 empty] | 2.22% | 0%
[21 empty] | 2.22% | 0%
2.22%
2.22%
2.22%
2.22%
2.22%
2.22%
2.22%
2.22%
2.22%
2.22%
2.22%
2.22%
2.22%
2.22%
2.22%
2.22%
2.22%
2.22%
2.22%
2.22%
2.22%
2.22%
2.22%
2.22%
2.22%
2.22%
2.22%
2.22%
2.22%
2.22%
2.22%
2.22%
2.22%
2.22%

## Table3Compare
Total Fixed Cost
$/kW-yr | GCC.PX.UTS._.DF_.H_2x1 | GCC.PX.UTS._.DF_.H_2x1 | GCC.PX.UTS._.DF_.H_2x1
COD | 2035 | 2036 | 2038
| THERMAL | THERMAL | THERMAL
| GCC.PX.UTS._.DF_.H_2x1 | GCC.PX.UTS._.DF_.H_2x1 | GCC.PX.UTS._.DF_.H_2x1
2024 | 0 | 0 | 0
2025 | 0 | 0 | 0
2026 | 0 | 0 | 0
2027 | 0 | 0 | 0
2028 | 0 | 0 | 0
2029 | 0 | 0 | 0
2030 | 0 | 0 | 0
2031 | 0 | 0 | 0
2032 | 0 | 0 | 0
2033 | 0 | 0 | 0
2034 | 0 | 0 | 0
2035 | 199.88 | 0 | 0
2036 | 204.31 | 218.75 | 0
2037 | 208.85 | 223.6 | 0
2038 | 213.49 | 228.57 | 228.57
2039 | 218.23 | 233.64 | 233.65
2040 | 223.07 | 238.83 | 238.83
2041 | 228.02 | 244.13 | 244.13
2042 | 233.08 | 249.55 | 249.55
2043 | 238.26 | 255.09 | 255.09
2044 | 243.55 | 260.75 | 260.76
2045 | 248.95 | 266.54 | 266.55
2046 | 254.48 | 272.46 | 272.46
2047 | 260.13 | 278.51 | 278.51
2048 | 265.91 | 284.69 | 284.7
2049 | 271.81 | 291.01 | 291.02
2050 | 277.84 | 297.47 | 297.48
2051 | 284.01 | 304.08 | 304.08
2052 | 290.32 | 310.83 | 310.83
2053 | 296.76 | 317.73 | 317.73
2054 | 303.35 | 324.78 | 324.78
2055 | 310.08 | 331.99 | 331.99

## GCC.PX.UTS.2036 (hidden)
Table 3
2025 IRP Update - Utah South - CCCT Dry "H", 2X1, DF, with SCR | [9 empty] | GCC.PX.UTS._.DF_.H_2x1
Year | Estimated Capital Cost | First Year Fixed Capital Cost at Real Levelized Rate | Network Upgrade | Fixed O&M + Pipeline | Total Resource Fixed Costs | Fuel Cost | Variable O&M | Total Resource Energy Cost | Total Resource Costs
| $/kW | $/kW-yr | $/kW-yr | $/kW-yr | $/kW-yr | $/MMBtu | $/MWh | $/MWh | $/MWh
| (a) | (b) | (c) | (d) | (e) | (f) | (g) | (h) | (i)
Utah South - CCCT Dry "H", 2X1, DF, with SCR (GCC.PX.UTS._.DF_.H_2x1)
2025 | 1520.4384 |  |  | 47.7901 |  | 5.7167 | 2.773
2026 | 1554.1921 |  |  | 48.8511 |  | 5.8436 | 2.8345
2027 | 1588.6952 |  |  | 49.9356 |  | 5.9733 | 2.8974
2028 | 1623.9642 |  | 19.1158 | 51.0442 |  | 6.1059 | 2.9618
2029 | 1660.0162 |  | 19.5401 | 52.1773 |  | 6.2415 | 3.0275
2030 | 1696.8686 |  | 19.9739 | 53.3357 |  | 6.38 | 3.0947
2031 | 1734.5391 |  | 20.4174 | 54.5197 |  | 6.5217 | 3.1634
2032 | 1773.0458 |  | 20.8706 | 55.7301 |  | 6.6665 | 3.2337
2033 | 1812.4074 |  | 21.3339 | 56.9673 |  | 6.8144 | 3.3054
2034 | 1852.6429 |  | 21.8076 | 58.2319 |  | 6.9657 | 3.3788
2035 | 1893.7716 |  | 22.2917 | 59.5247 |  | 7.1204 | 3.4538
2036 | 1935.8133 | 120.68 | 37.2224 | 60.8461 | 218.75 | 7.2784 | 3.5305 | 48.36 | 80.37
2037 |  | 123.3591 | 38.0488 | 62.1969 | 223.6 | 7.44 | 3.6089 | 49.43 | 82.15
2038 |  | 126.0977 | 38.8935 | 63.5777 | 228.57 | 7.6052 | 3.689 | 50.53 | 83.98
2039 |  | 128.897 | 39.7569 | 64.9891 | 233.64 | 7.774 | 3.7709 | 51.65 | 85.84
2040 |  | 131.7586 | 40.6395 | 66.4319 | 238.83 | 7.9466 | 3.8546 | 52.8 | 87.75
2041 |  | 134.6836 | 41.5417 | 67.9067 | 244.13 | 8.123 | 3.9402 | 53.97 | 89.7
2042 |  | 137.6736 | 42.4639 | 69.4142 | 249.55 | 8.3034 | 4.0277 | 55.17 | 91.69
2043 |  | 140.7299 | 43.4066 | 70.9552 | 255.09 | 8.4877 | 4.1171 | 56.39 | 93.72
2044 |  | 143.8541 | 44.3702 | 72.5304 | 260.75 | 8.6761 | 4.2085 | 57.64 | 95.8
2045 |  | 147.0477 | 45.3553 | 74.1406 | 266.54 | 8.8687 | 4.3019 | 58.92 | 97.93
2046 |  | 150.3121 | 46.3621 | 75.7865 | 272.46 | 9.0656 | 4.3974 | 60.23 | 100.11
2047 |  | 153.6491 | 47.3914 | 77.4689 | 278.51 | 9.2669 | 4.495 | 61.57 | 102.33
2048 |  | 157.0601 | 48.4435 | 79.1888 | 284.69 | 9.4726 | 4.5948 | 62.94 | 104.61
2049 |  | 160.5468 | 49.5189 | 80.9468 | 291.01 | 9.6829 | 4.6968 | 64.33 | 106.92
2050 |  | 164.111 | 50.6182 | 82.7438 | 297.47 | 9.8978 | 4.8011 | 65.76 | 109.3
2051 |  | 167.7542 | 51.742 | 84.5807 | 304.08 | 10.1176 | 4.9077 | 67.22 | 111.72
2052 |  | 171.4784 | 52.8906 | 86.4584 | 310.83 | 10.3422 | 5.0166 | 68.71 | 114.2
2053 |  | 175.2852 | 54.0648 | 88.3777 | 317.73 | 10.5718 | 5.128 | 70.24 | 116.74
2054 |  | 179.1765 | 55.265 | 90.3397 | 324.78 | 10.8065 | 5.2418 | 71.8 | 119.33
2055 |  | 183.1542 | 56.4919 | 92.3453 | 331.99 | 11.0464 | 5.3582 | 73.39 | 121.98
2056 |  | 187.2203 | 57.7461 | 94.3953 | 339.36 | 11.2916 | 5.4772 | 75.02 | 124.69
2057 |  | 191.3765 | 59.028 | 96.4909 | 346.9 | 11.5423 | 5.5988 | 76.69 | 127.46
2058 |  | 195.6251 | 60.3384 | 98.633 | 354.6 | 11.7985 | 5.723 | 78.39 | 130.29
2059 |  | 199.968 | 61.678 | 100.8227 | 362.47 | 12.0605 | 5.8501 | 80.13 | 133.18
2060 |  | 204.4073 | 63.0472 | 103.0609 | 370.52 | 12.3282 | 5.98 | 81.91 | 136.14
2061 |  | 208.9451 | 64.4469 | 105.3489 | 378.74 | 12.6019 | 6.1127 | 83.73 | 139.16
2062 |  | 213.5837 | 65.8776 | 107.6876 | 387.15 | 12.8816 | 6.2484 | 85.59 | 142.25
2063 |  | 218.3253 | 67.3401 | 110.0783 | 395.74 | 13.1676 | 6.3871 | 87.49 | 145.41
2064 |  | 223.1721 | 68.835 | 112.522 | 404.53 | 13.4599 | 6.5289 | 89.43 | 148.63
2065 |  | 228.1265 | 70.3631 | 115.02 | 413.51 | 13.7587 | 6.6739 | 91.41 | 151.93
2066 |  | 233.1909 | 71.9252 | 117.5735 | 422.69 | 14.0642 | 6.822 | 93.44 | 155.3
2067 |  | 238.3677 | 73.5219 | 120.1836 | 432.07 | 14.3764 | 6.9735 | 95.52 | 158.75
2068 |  | 243.6595 | 75.1541 | 122.8517 | 441.67 | 14.6956 | 7.1283 | 97.64 | 162.28
2069 |  | 249.0687 | 76.8225 | 125.579 | 451.47 | 15.0218 | 7.2866 | 99.81 | 165.88
2070 |  | 254.5981 | 78.528 | 128.3668 | 461.49 | 15.3553 | 7.4483 | 102.02 | 169.56
2071 |  | 260.2501 | 80.2713 | 131.2166 | 471.74 | 15.6962 | 7.6137 | 104.29 | 173.33
2072 |  | 266.0277 | 82.0534 | 134.1296 | 482.21 | 16.0446 | 7.7827 | 106.6 | 177.17
2073 |  | 271.9335 | 83.8749 | 137.1073 | 492.92 | 16.4008 | 7.9555 | 108.97 | 181.11
2074 |  | 277.9704 | 85.737 | 140.151 | 503.86 | 16.7649 | 8.1321 | 111.39 | 185.13
2075 |  | 284.1414 | 87.6403 | 143.2624 | 515.04 | 17.1371 | 8.3126 | 113.86 | 189.24
2076 |  | 290.4493 | 89.5859 | 146.4428 | 526.48 | 17.5176 | 8.4971 | 116.39 | 193.44
2077 |  | 296.8973 | 91.5747 | 149.6939 | 538.17 | 17.9064 | 8.6858 | 118.97 | 197.73
2078 |  | 303.4884 | 93.6077 | 153.0171 | 550.11 | 18.304 | 8.8786 | 121.61 | 202.12
Nominal 40 year Levelized |  |  |  |  | 292.3913 |  |  | 64.6382 | 106.9404
Sources, Inputs and Assumptions
Source: (a)(d)(e)(g) |  | Plant Costs - 2025 IRP Update
| (a) | First year real levelized costs
| (b) | = (a) x 6.234% Real Payment Factor@ 00% ITC
| (f) | Gas Price Forecast (Sept 2024 MM)
| (h) | = (f) / (8.76 x 'Capacity Factor' ) + (g)
| Utah South - CCCT Dry "H", 2X1, DF, with SCR (GCC.PX.UTS._.DF_.H_2x1) | [8 empty] | CCCT Dry "H", 2X1, DF, with SCR
| Statistics |  |  | MW | Percent | Cap Cost | Fixed |  |  | GCC.PX.UTS._.DF_.H_2x1
| CCCT Dry "H", 2X1, DF, with SCR |  |  | 1058.901 | 100% | 1508.5524 | 47.7901
| Capacity Weighted |  |  | 1058.901 | 100% | 1509 | 47.79
| Statistics |  |  | MW | CF | aMW | Percent | Variable | Heat Rate
| CCCT Dry "H", 2X1, DF, with SCR |  |  | 1058.901 | 78% | 825.9428 | 100% | 2.773 | 6158.732
| 0 |  |  | 0 | 0% | 0 | 0% | 0 | 0
| Energy Weighted |  |  | 1058.901 | 78% | 825.9428 | 100% | 2.77 | 6159
Rounded
| CCCT |  | Plant Costs - 2025 IRP Update
| 1058.901 |  | MW Plant Capacity
2025 $ | 1508.5524 |  | Plant capacity cost - in $/kW
2025 $ | 11.886 |  | Demolition Cost - in $/kW
2025 $ | 38.4109 |  | Fixed O&M & Capitalized O&M ($/kW-Yr)
| 6158.732 |  | Max Load Heat Rate on Gas (Btu/kw)
| 156515.6994 |  | Gas Fired Conversion Load (MMBtu/d)
| 0.17385 |  | Fixed Demand Transportation Charge (Tariff) ($/mmBtu-day)
| 0.00267 |  | Transportation Commodity / Usage Charge ($/MMBtu)
| 0.0015 |  | ACA Charge ($/MMBtu)
| 0.00417 |  | Total Variable Charges ($/MMBtu)
| 9931742.8321 |  | Fixed Transport Charge $/Year
| 9.3793 |  | Fixed Pipeline in $/kW
| 47.7901 |  | Fixed O&M including Fixed Pipeline & Capitalized O&M ($/kW-Yr)
2025 $ | 2.773 |  | Variable O&M Costs & Capitalized Variable O&M ($/MWh)
| 6158.732 |  | Heat Rate in btu/kWh
| 0% |  | Assumed ITC
| 6.234% |  | Real Payment Factor@ 00% ITC
| 78% |  | Capacity Factor
|  | 78% | Energy Weighted Capacity Factor
2025 $ |  |  | Network Upgrade ($/kw-yr)
|  | 5.7167 | Fuel Cost ($/mmBtu )
|  | 35.2075 | Fuel Cost ($/MWH)
|  | 2.5% | EFOR %
2028 $ |  | 19.1158 | Network Upgrade ($/kw-yr)
2036 $ |  | 14.4359 | Network Upgrade ($/kw-yr)

## GCC.PX.UTS.2038 (hidden)
Table 3
2025 IRP Update - Utah South - CCCT Dry "H", 2X1, DF, with SCR | [9 empty] | GCC.PX.UTS._.DF_.H_2x1
Year | Estimated Capital Cost | First Year Fixed Capital Cost at Real Levelized Rate | Network Upgrade | Fixed O&M + Pipeline | Total Resource Fixed Costs | Fuel Cost | Variable O&M | Total Resource Energy Cost | Total Resource Costs
| $/kW | $/kW-yr | $/kW-yr | $/kW-yr | $/kW-yr | $/MMBtu | $/MWh | $/MWh | $/MWh
| (a) | (b) | (c) | (d) | (e) | (f) | (g) | (h) | (i)
Utah South - CCCT Dry "H", 2X1, DF, with SCR (GCC.PX.UTS._.DF_.H_2x1)
2025 | 1520.4384 |  |  | 47.7901 |  | 5.7167 | 2.773
2026 | 1554.1921 |  |  | 48.8511 |  | 5.8436 | 2.8345
2027 | 1588.6952 |  |  | 49.9356 |  | 5.9733 | 2.8974
2028 | 1623.9642 |  | 19.1158 | 51.0442 |  | 6.1059 | 2.9618
2029 | 1660.0162 |  | 19.5401 | 52.1773 |  | 6.2415 | 3.0275
2030 | 1696.8686 |  | 19.9739 | 53.3357 |  | 6.38 | 3.0947
2031 | 1734.5391 |  | 20.4174 | 54.5197 |  | 6.5217 | 3.1634
2032 | 1773.0458 |  | 20.8706 | 55.7301 |  | 6.6665 | 3.2337
2033 | 1812.4074 |  | 21.3339 | 56.9673 |  | 6.8144 | 3.3054
2034 | 1852.6429 |  | 21.8076 | 58.2319 |  | 6.9657 | 3.3788
2035 | 1893.7716 |  | 22.2917 | 59.5247 |  | 7.1204 | 3.4538
2036 | 1935.8133 |  | 37.2224 | 60.8461 |  | 7.2784 | 3.5305
2037 | 1978.7884 |  | 38.0488 | 62.1969 |  | 7.44 | 3.6089
2038 | 2022.7175 | 126.1 | 38.8935 | 63.5777 | 228.57 | 7.6052 | 3.689 | 50.53 | 83.98
2039 |  | 128.8994 | 39.7569 | 64.9891 | 233.65 | 7.774 | 3.7709 | 51.65 | 85.85
2040 |  | 131.761 | 40.6395 | 66.4319 | 238.83 | 7.9466 | 3.8546 | 52.8 | 87.75
2041 |  | 134.6861 | 41.5417 | 67.9067 | 244.13 | 8.123 | 3.9402 | 53.97 | 89.7
2042 |  | 137.6761 | 42.4639 | 69.4142 | 249.55 | 8.3034 | 4.0277 | 55.17 | 91.69
2043 |  | 140.7325 | 43.4066 | 70.9552 | 255.09 | 8.4877 | 4.1171 | 56.39 | 93.72
2044 |  | 143.8568 | 44.3702 | 72.5304 | 260.76 | 8.6761 | 4.2085 | 57.64 | 95.8
2045 |  | 147.0504 | 45.3553 | 74.1406 | 266.55 | 8.8687 | 4.3019 | 58.92 | 97.93
2046 |  | 150.3149 | 46.3621 | 75.7865 | 272.46 | 9.0656 | 4.3974 | 60.23 | 100.11
2047 |  | 153.6519 | 47.3914 | 77.4689 | 278.51 | 9.2669 | 4.495 | 61.57 | 102.33
2048 |  | 157.063 | 48.4435 | 79.1888 | 284.7 | 9.4726 | 4.5948 | 62.94 | 104.61
2049 |  | 160.5498 | 49.5189 | 80.9468 | 291.02 | 9.6829 | 4.6968 | 64.33 | 106.92
2050 |  | 164.114 | 50.6182 | 82.7438 | 297.48 | 9.8978 | 4.8011 | 65.76 | 109.3
2051 |  | 167.7573 | 51.742 | 84.5807 | 304.08 | 10.1176 | 4.9077 | 67.22 | 111.72
2052 |  | 171.4815 | 52.8906 | 86.4584 | 310.83 | 10.3422 | 5.0166 | 68.71 | 114.2
2053 |  | 175.2884 | 54.0648 | 88.3777 | 317.73 | 10.5718 | 5.128 | 70.24 | 116.74
2054 |  | 179.1798 | 55.265 | 90.3397 | 324.78 | 10.8065 | 5.2418 | 71.8 | 119.33
2055 |  | 183.1576 | 56.4919 | 92.3453 | 331.99 | 11.0464 | 5.3582 | 73.39 | 121.98
2056 |  | 187.2237 | 57.7461 | 94.3953 | 339.37 | 11.2916 | 5.4772 | 75.02 | 124.69
2057 |  | 191.3801 | 59.028 | 96.4909 | 346.9 | 11.5423 | 5.5988 | 76.69 | 127.46
2058 |  | 195.6287 | 60.3384 | 98.633 | 354.6 | 11.7985 | 5.723 | 78.39 | 130.29
2059 |  | 199.9717 | 61.678 | 100.8227 | 362.47 | 12.0605 | 5.8501 | 80.13 | 133.18
2060 |  | 204.4111 | 63.0472 | 103.0609 | 370.52 | 12.3282 | 5.98 | 81.91 | 136.14
2061 |  | 208.949 | 64.4469 | 105.3489 | 378.74 | 12.6019 | 6.1127 | 83.73 | 139.16
2062 |  | 213.5876 | 65.8776 | 107.6876 | 387.15 | 12.8816 | 6.2484 | 85.59 | 142.25
2063 |  | 218.3293 | 67.3401 | 110.0783 | 395.75 | 13.1676 | 6.3871 | 87.49 | 145.41
2064 |  | 223.1762 | 68.835 | 112.522 | 404.53 | 13.4599 | 6.5289 | 89.43 | 148.63
2065 |  | 228.1307 | 70.3631 | 115.02 | 413.51 | 13.7587 | 6.6739 | 91.41 | 151.93
2066 |  | 233.1952 | 71.9252 | 117.5735 | 422.69 | 14.0642 | 6.822 | 93.44 | 155.3
2067 |  | 238.3721 | 73.5219 | 120.1836 | 432.08 | 14.3764 | 6.9735 | 95.52 | 158.76
2068 |  | 243.664 | 75.1541 | 122.8517 | 441.67 | 14.6956 | 7.1283 | 97.64 | 162.28
2069 |  | 249.0733 | 76.8225 | 125.579 | 451.47 | 15.0218 | 7.2866 | 99.81 | 165.88
2070 |  | 254.6028 | 78.528 | 128.3668 | 461.5 | 15.3553 | 7.4483 | 102.02 | 169.56
2071 |  | 260.255 | 80.2713 | 131.2166 | 471.74 | 15.6962 | 7.6137 | 104.29 | 173.33
2072 |  | 266.0326 | 82.0534 | 134.1296 | 482.22 | 16.0446 | 7.7827 | 106.6 | 177.17
2073 |  | 271.9385 | 83.8749 | 137.1073 | 492.92 | 16.4008 | 7.9555 | 108.97 | 181.11
2074 |  | 277.9756 | 85.737 | 140.151 | 503.86 | 16.7649 | 8.1321 | 111.39 | 185.13
2075 |  | 284.1466 | 87.6403 | 143.2624 | 515.05 | 17.1371 | 8.3126 | 113.86 | 189.24
2076 |  | 290.4547 | 89.5859 | 146.4428 | 526.48 | 17.5176 | 8.4971 | 116.39 | 193.44
2077 |  | 296.9028 | 91.5747 | 149.6939 | 538.17 | 17.9064 | 8.6858 | 118.97 | 197.73
2078 |  | 303.494 | 93.6077 | 153.0171 | 550.12 | 18.304 | 8.8786 | 121.61 | 202.12
Nominal 40 year Levelized |  |  |  |  | 305.521 |  |  | 67.54 | 112.2537
Sources, Inputs and Assumptions
Source: (a)(d)(e)(g) |  | Plant Costs - 2025 IRP Update
| (a) | First year real levelized costs
| (b) | = (a) x 6.234% Real Payment Factor@ 00% ITC
| (f) | Gas Price Forecast (Sept 2024 MM)
| (h) | = (f) / (8.76 x 'Capacity Factor' ) + (g)
| Utah South - CCCT Dry "H", 2X1, DF, with SCR (GCC.PX.UTS._.DF_.H_2x1) | [8 empty] | CCCT Dry "H", 2X1, DF, with SCR
| Statistics |  |  | MW | Percent | Cap Cost | Fixed |  |  | GCC.PX.UTS._.DF_.H_2x1
| CCCT Dry "H", 2X1, DF, with SCR |  |  | 1058.901 | 100% | 1508.5524 | 47.7901
| Capacity Weighted |  |  | 1058.901 | 100% | 1509 | 47.79
| Statistics |  |  | MW | CF | aMW | Percent | Variable | Heat Rate
| CCCT Dry "H", 2X1, DF, with SCR |  |  | 1058.901 | 78% | 825.9428 | 100% | 2.773 | 6158.732
| 0 |  |  | 0 | 0% | 0 | 0% | 0 | 0
| Energy Weighted |  |  | 1058.901 | 78% | 825.9428 | 100% | 2.77 | 6159
Rounded
| CCCT |  | Plant Costs - 2025 IRP Update
| 1058.901 |  | MW Plant Capacity
2025 $ | 1508.5524 |  | Plant capacity cost - in $/kW
2025 $ | 11.886 |  | Demolition Cost - in $/kW
2025 $ | 38.4109 |  | Fixed O&M & Capitalized O&M ($/kW-Yr)
| 6158.732 |  | Max Load Heat Rate on Gas (Btu/kw)
| 156515.6994 |  | Gas Fired Conversion Load (MMBtu/d)
| 0.17385 |  | Fixed Demand Transportation Charge (Tariff) ($/mmBtu-day)
| 0.00267 |  | Transportation Commodity / Usage Charge ($/MMBtu)
| 0.0015 |  | ACA Charge ($/MMBtu)
| 0.00417 |  | Total Variable Charges ($/MMBtu)
| 9931742.8321 |  | Fixed Transport Charge $/Year
| 9.3793 |  | Fixed Pipeline in $/kW
| 47.7901 |  | Fixed O&M including Fixed Pipeline & Capitalized O&M ($/kW-Yr)
2025 $ | 2.773 |  | Variable O&M Costs & Capitalized Variable O&M ($/MWh)
| 6158.732 |  | Heat Rate in btu/kWh
| 0% |  | Assumed ITC
| 6.234% |  | Real Payment Factor@ 00% ITC
| 78% |  | Capacity Factor
|  | 78% | Energy Weighted Capacity Factor
2025 $ |  |  | Network Upgrade ($/kw-yr)
|  | 5.7167 | Fuel Cost ($/mmBtu )
|  | 35.2075 | Fuel Cost ($/MWH)
|  | 2.5% | EFOR %
2028 $ |  | 19.1158 | Network Upgrade ($/kw-yr)
2036 $ |  | 14.4359 | Network Upgrade ($/kw-yr)

## GSC.PX.BDG.2038 (hidden)
Table 3
2025 IRP Update - Utah South - CCCT Dry "H", 2X1, DF, with SCR | [9 empty] | GSC.PX.BDG._.___.Frame
Year | Estimated Capital Cost | First Year Fixed Capital Cost at Real Levelized Rate | Network Upgrade | Fixed O&M + Pipeline | Total Resource Fixed Costs | Fuel Cost | Variable O&M | Total Resource Energy Cost | Total Resource Costs
| $/kW | $/kW-yr | $/kW-yr | $/kW-yr | $/kW-yr | $/MMBtu | $/MWh | $/MWh | $/MWh
| (a) | (b) | (c) | (d) | (e) | (f) | (g) | (h) | (i)
Wyoming East-Brownfield - SCCT Frame "F" x1, with SCR (GSC.PX.BDG._.___.Frame)
2025 | 1207.6438 |  |  | 56.2839 |  | 5.6148 | 8.4901
2026 | 1234.4535 |  |  | 57.5334 |  | 5.7394 | 8.6786
2027 | 1261.8583 |  |  | 58.8107 |  | 5.8668 | 8.8713
2028 | 1289.8716 |  | 0 | 60.1163 |  | 5.9971 | 9.0682
2029 | 1318.5067 |  | 0 | 61.4509 |  | 6.1302 | 9.2696
2030 | 1347.7776 |  | 0 | 62.8151 |  | 6.2663 | 9.4753
2031 | 1377.6982 |  | 0 | 64.2096 |  | 6.4054 | 9.6857
2032 | 1408.2831 |  | 0 | 65.635 |  | 6.5476 | 9.9007
2033 | 1439.547 |  | 0 | 67.0921 |  | 6.6929 | 10.1205
2034 | 1471.505 |  | 0 | 68.5816 |  | 6.8415 | 10.3452
2035 | 1504.1724 |  | 0 | 70.1041 |  | 6.9934 | 10.5748
2036 | 1537.565 |  | 0 | 71.6604 |  | 7.1487 | 10.8096
2037 | 1571.6989 |  | 0 | 73.2512 |  | 7.3074 | 11.0496
2038 | 1606.5907 | 98 | 0 | 74.8774 | 172.88 | 7.4696 | 11.2949 | 83 | 142.8
2039 |  | 100.1756 | 0 | 76.5397 | 176.72 | 7.6354 | 11.5456 | 84.85 | 145.98
2040 |  | 102.3995 | 0 | 78.2389 | 180.64 | 7.8049 | 11.8019 | 86.73 | 149.22
2041 |  | 104.6728 | 0 | 79.9758 | 184.65 | 7.9782 | 12.0639 | 88.65 | 152.53
2042 |  | 106.9965 | 0 | 81.7513 | 188.75 | 8.1553 | 12.3318 | 90.62 | 155.91
2043 |  | 109.3718 | 0 | 83.5661 | 192.94 | 8.3364 | 12.6055 | 92.63 | 159.37
2044 |  | 111.7999 | 0 | 85.4213 | 197.22 | 8.5214 | 12.8854 | 94.69 | 162.91
2045 |  | 114.2818 | 0 | 87.3177 | 201.6 | 8.7106 | 13.1714 | 96.79 | 166.53
2046 |  | 116.8189 | 0 | 89.2561 | 206.07 | 8.904 | 13.4638 | 98.94 | 170.22
2047 |  | 119.4123 | 0 | 91.2376 | 210.65 | 9.1016 | 13.7627 | 101.14 | 174.01
2048 |  | 122.0632 | 0 | 93.2631 | 215.33 | 9.3037 | 14.0683 | 103.38 | 177.87
2049 |  | 124.773 | 0 | 95.3335 | 220.11 | 9.5102 | 14.3806 | 105.68 | 181.82
2050 |  | 127.543 | 0 | 97.4499 | 224.99 | 9.7214 | 14.6998 | 108.02 | 185.85
2051 |  | 130.3744 | 0 | 99.6133 | 229.99 | 9.9372 | 15.0262 | 110.42 | 189.98
2052 |  | 133.2688 | 0 | 101.8247 | 235.09 | 10.1578 | 15.3597 | 112.87 | 194.19
2053 |  | 136.2273 | 0 | 104.0852 | 240.31 | 10.3833 | 15.7007 | 115.38 | 198.51
2054 |  | 139.2516 | 0 | 106.3959 | 245.65 | 10.6138 | 16.0493 | 117.94 | 202.92
2055 |  | 142.343 | 0 | 108.7579 | 251.1 | 10.8494 | 16.4056 | 120.56 | 207.42
2056 |  | 145.503 | 0 | 111.1723 | 256.68 | 11.0903 | 16.7698 | 123.24 | 212.03
2057 |  | 148.7331 | 0 | 113.6403 | 262.37 | 11.3365 | 17.1421 | 125.97 | 216.73
2058 |  | 152.035 | 0 | 116.1632 | 268.2 | 11.5882 | 17.5226 | 128.77 | 221.55
2059 |  | 155.4102 | 0 | 118.742 | 274.15 | 11.8454 | 17.9116 | 131.63 | 226.47
2060 |  | 158.8603 | 0 | 121.3781 | 280.24 | 12.1084 | 18.3093 | 134.55 | 231.49
2061 |  | 162.387 | 0 | 124.0727 | 286.46 | 12.3772 | 18.7157 | 137.54 | 236.63
2062 |  | 165.992 | 0 | 126.8271 | 292.82 | 12.652 | 19.1312 | 140.59 | 241.88
2063 |  | 169.677 | 0 | 129.6426 | 299.32 | 12.9328 | 19.5559 | 143.71 | 247.25
2064 |  | 173.4438 | 0 | 132.5207 | 305.96 | 13.2199 | 19.9901 | 146.9 | 252.74
2065 |  | 177.2943 | 0 | 135.4627 | 312.76 | 13.5134 | 20.4339 | 150.16 | 258.35
2066 |  | 181.2302 | 0 | 138.4699 | 319.7 | 13.8134 | 20.8875 | 153.5 | 264.09
2067 |  | 185.2535 | 0 | 141.544 | 326.8 | 14.1201 | 21.3512 | 156.9 | 269.95
2068 |  | 189.3662 | 0 | 144.6862 | 334.05 | 14.4336 | 21.8252 | 160.39 | 275.95
2069 |  | 193.5701 | 0 | 147.8983 | 341.47 | 14.754 | 22.3097 | 163.95 | 282.07
2070 |  | 197.8673 | 0 | 151.1816 | 349.05 | 15.0815 | 22.805 | 167.59 | 288.34
2071 |  | 202.26 | 0 | 154.5378 | 356.8 | 15.4163 | 23.3113 | 171.31 | 294.74
2072 |  | 206.7502 | 0 | 157.9686 | 364.72 | 15.7586 | 23.8288 | 175.11 | 301.28
2073 |  | 211.34 | 0 | 161.4755 | 372.82 | 16.1084 | 24.3578 | 179 | 307.97
2074 |  | 216.0318 | 0 | 165.0602 | 381.09 | 16.466 | 24.8985 | 182.97 | 314.8
2075 |  | 220.8277 | 0 | 168.7246 | 389.55 | 16.8316 | 25.4513 | 187.03 | 321.79
2076 |  | 225.7301 | 0 | 172.4703 | 398.2 | 17.2052 | 26.0163 | 191.19 | 328.94
2077 |  | 230.7413 | 0 | 176.2991 | 407.04 | 17.5872 | 26.5938 | 195.43 | 336.24
2078 |  | 235.8637 | 0 | 180.2129 | 416.08 | 17.9776 | 27.1842 | 199.77 | 343.7
Nominal 40 year Levelized |  |  |  |  | 231.0789 |  |  | 110.9455 | 190.8811
Sources, Inputs and Assumptions
Source: (a)(d)(e)(g) |  | Plant Costs - 2025 IRP Update
| (a) | First year real levelized costs
| (b) | = (a) x 6.100% Real Payment Factor@ 00% ITC
| (f) | Gas Price Forecast (Sept 2024 MM)
| (h) | = (f) / (8.76 x 'Capacity Factor' ) + (g)
Wyoming East-Brownfield - SCCT Frame "F" x1, with SCR (GSC.PX.BDG._.___.Frame)
| Statistics |  |  | MW | Percent | Cap Cost | Fixed
| GSC.PX.BDG._.___.Frame |  |  | 191.759 | 100% | 1195.5137 | 56.2839
| Capacity Weighted |  |  | 191.759 | 100% | 1196 | 56.28
| Statistics |  |  | MW | CF | aMW | Percent | Variable | Heat Rate
| GSC.PX.BDG._.___.Frame |  |  | 191.759 | 33% | 63.2805 | 100% | 8.4901 | 9600.396
| 0 |  |  | 0 | 0% | 0 | 0% | 0 | 0
| Energy Weighted |  |  | 191.759 | 33% | 63.2805 | 100% | 8.49 | 9600
Rounded
| SCCT |  | Plant Costs - 2025 IRP Update
| 191.759 |  | MW Plant Capacity
2025 $ | 1195.5137 |  | Plant capacity cost - in $/kW
2025 $ | 12.13 |  | Demolition Cost - in $/kW
2025 $ | 30.4848 |  | Fixed O&M & Capitalized O&M ($/kW-Yr)
| 9600.396 |  | Max Load Heat Rate on Gas (Btu/kw)
| 44183.0961 |  | Gas Fired Conversion Load (MMBtu/d)
| 0.30677 |  | Fixed Demand Transportation Charge (Tariff) ($/mmBtu-day)
| 0.0057 |  | Transportation Commodity / Usage Charge ($/MMBtu)
| 0.0015 |  | ACA Charge ($/MMBtu)
| 0.0072 |  | Total Variable Charges ($/MMBtu)
| 4947216.6143 |  | Fixed Transport Charge $/Year
| 25.7991 |  | Fixed Pipeline in $/kW
| 56.2839 |  | Fixed O&M including Fixed Pipeline & Capitalized O&M ($/kW-Yr)
2025 $ | 8.4901 |  | Variable O&M Costs & Capitalized Variable O&M ($/MWh)
| 9600.396 |  | Heat Rate in btu/kWh
| 0% |  | Assumed ITC
| 6.1% |  | Real Payment Factor@ 00% ITC
| 33% |  | Capacity Factor
|  | 33% | Energy Weighted Capacity Factor
2025 $ |  |  | Network Upgrade ($/kw-yr)
|  | 5.6148 | Fuel Cost ($/mmBtu )
|  | 53.9038 | Fuel Cost ($/MWH)
|  | 2.7% | EFOR %
Network Upgrade ($/kw-yr)
Network Upgrade ($/kw-yr)

## 2025 IRPUpdt Assumptions
Collection | Parent Object | Child Object | Property | Value | Data File | Units | Band | Date From | Date To | Timeslice | Action | Expression | Scenario | Memo | Category
Generators | System | GCC.PX.DJW._.DF_.H_2x1 | Build Cost | 1357.697 |  | $/kW | 1 |  |  |  | × | Inflation | 25 IRP Update SSR |  | New Gas
Generators | System | GCC.PX.UTS._.DF_.H_2x1 | Build Cost | 1508.552 |  | $/kW | 1 |  |  |  | × | Inflation | 25 IRP Update SSR |  | New Gas
Generators | System | GCC.PX.WYE._.DF_.H_2x1 | Build Cost | 1508.552 |  | $/kW | 1 |  |  |  | × | Inflation | 25 IRP Update SSR |  | New Gas
Generators | System | GSC.PX.BDG._.___.Frame | Build Cost | 1195.514 |  | $/kW | 1 |  |  |  | × | Inflation | 25 IRP Update SSR |  | New Gas
Generators | System | GSC.PX.WYE._.___.Frame | Build Cost | 1328.349 |  | $/kW | 1 |  |  |  | × | Inflation | 25 IRP Update SSR |  | New Gas
Generators | System | PV_.PX.BOR._.PTC.Utility_Scale | Build Cost | 1399.38 |  | $/kW | 1 |  |  |  | × | IRPPVESC | 25 IRP Update SSR |  | New Solar
Generators | System | PV_.PX.COR._.NTC.Small_Scale | Build Cost | 1954.522 |  | $/kW | 1 |  |  |  | × | IRPPV_NTC_ESC_Small | 25 IRP Update SSR |  | New Solar
Generators | System | PV_.PX.COR._.NTC.Utility_Scale | Build Cost | 1468.657 |  | $/kW | 1 |  |  |  | × | IRPPV_NTC_ESC | 25 IRP Update SSR |  | New Solar
Generators | System | PV_.PX.COR._.PTC.Small_Scale | Build Cost | 1954.522 |  | $/kW | 1 |  |  |  | × | IRPPVESC_Small | 25 IRP Update SSR |  | New Solar
Generators | System | PV_.PX.COR._.PTC.Utility_Scale | Build Cost | 1468.657 |  | $/kW | 1 |  |  |  | × | IRPPVESC | 25 IRP Update SSR |  | New Solar
Generators | System | PV_.PX.GOE._.PTC.Utility_Scale | Build Cost | 1399.38 |  | $/kW | 1 |  |  |  | × | IRPPVESC | 25 IRP Update SSR |  | New Solar
Generators | System | PV_.PX.NUT._.NTC.Utility_Scale | Build Cost | 1399.38 |  | $/kW | 1 |  |  |  | × | IRPPV_NTC_ESC | 25 IRP Update SSR |  | New Solar
Generators | System | PV_.PX.NUT._.PTC.Utility_Scale | Build Cost | 1399.38 |  | $/kW | 1 |  |  |  | × | IRPPVESC | 25 IRP Update SSR |  | New Solar
Generators | System | PV_.PX.SOR._.PTC.Utility_Scale | Build Cost | 1537.933 |  | $/kW | 1 |  |  |  | × | IRPPVESC | 25 IRP Update SSR |  | New Solar
Generators | System | PV_.PX.SUM._.NTC.Utility_Scale | Build Cost | 1468.657 |  | $/kW | 1 |  |  |  | × | IRPPV_NTC_ESC | 25 IRP Update SSR |  | New Solar
Generators | System | PV_.PX.SUM._.PTC.Utility_Scale | Build Cost | 1468.657 |  | $/kW | 1 |  |  |  | × | IRPPVESC | 25 IRP Update SSR |  | New Solar
Generators | System | PV_.PX.UTS._.NTC.Utility_Scale | Build Cost | 1385.525 |  | $/kW | 1 |  |  |  | × | IRPPV_NTC_ESC | 25 IRP Update SSR |  | New Solar
Generators | System | PV_.PX.UTS._.PTC.Utility_Scale | Build Cost | 1385.525 |  | $/kW | 1 |  |  |  | × | IRPPVESC | 25 IRP Update SSR |  | New Solar
Generators | System | PV_.PX.WWA._.NTC.Utility_Scale | Build Cost | 1413.236 |  | $/kW | 1 |  |  |  | × | IRPPV_NTC_ESC | 25 IRP Update SSR |  | New Solar
Generators | System | PV_.PX.WWA._.PTC.Utility_Scale | Build Cost | 1413.236 |  | $/kW | 1 |  |  |  | × | IRPPVESC | 25 IRP Update SSR |  | New Solar
Generators | System | PV_.PX.WYN._.NTC.Small_Scale | Build Cost | 1843.889 |  | $/kW | 1 |  |  |  | × | IRPPV_NTC_ESC_Small | 25 IRP Update SSR |  | New Solar
Generators | System | PV_.PX.WYN._.PTC.Small_Scale | Build Cost | 1843.889 |  | $/kW | 1 |  |  |  | × | IRPPVESC_Small | 25 IRP Update SSR |  | New Solar
Generators | System | PV_.PX.YAK._.NTC.Utility_Scale | Build Cost | 1413.236 |  | $/kW | 1 |  |  |  | × | IRPPV_NTC_ESC | 25 IRP Update SSR |  | New Solar
Generators | System | PV_.PX.YAK._.PTC.Utility_Scale | Build Cost | 1413.236 |  | $/kW | 1 |  |  |  | × | IRPPVESC | 25 IRP Update SSR |  | New Solar
Generators | System | WD_.PX.BOR._.PTC.Utility_Scale | Build Cost | 1537.358 |  | $/kW | 1 |  |  |  | × | IRPWDESC | 25 IRP Update SSR |  | New Wind
Generators | System | WD_.PX.COR._.NTC.Utility_Scale | Build Cost | 1673.008 |  | $/kW | 1 |  |  |  | × | IRPWD_NTC_ESC | 25 IRP Update SSR |  | New Wind
Generators | System | WD_.PX.COR._.PTC.Utility_Scale | Build Cost | 1673.008 |  | $/kW | 1 |  |  |  | × | IRPWDESC | 25 IRP Update SSR |  | New Wind
Generators | System | WD_.PX.GOE._.PTC.Utility_Scale | Build Cost | 1537.358 |  | $/kW | 1 |  |  |  | × | IRPWDESC | 25 IRP Update SSR |  | New Wind
Generators | System | WD_.PX.SOR._.NTC.Utility_Scale | Build Cost | 1778.513 |  | $/kW | 1 |  |  |  | × | IRPWD_NTC_ESC | 25 IRP Update SSR |  | New Wind
Generators | System | WD_.PX.SOR._.PTC.Utility_Scale | Build Cost | 1778.513 |  | $/kW | 1 |  |  |  | × | IRPWDESC | 25 IRP Update SSR |  | New Wind
Generators | System | WD_.PX.SUM._.NTC.Utility_Scale | Build Cost | 1673.008 |  | $/kW | 1 |  |  |  | × | IRPWD_NTC_ESC | 25 IRP Update SSR |  | New Wind
Generators | System | WD_.PX.SUM._.PTC.Utility_Scale | Build Cost | 1673.008 |  | $/kW | 1 |  |  |  | × | IRPWDESC | 25 IRP Update SSR |  | New Wind
Generators | System | WD_.PX.UTS._.PTC.Utility_Scale | Build Cost | 1522.286 |  | $/kW | 1 |  |  |  | × | IRPWDESC | 25 IRP Update SSR |  | New Wind
Generators | System | WD_.PX.WMV._.NTC.Utility_Scale | Build Cost | 1673.008 |  | $/kW | 1 |  |  |  | × | IRPWD_NTC_ESC | 25 IRP Update SSR |  | New Wind
Generators | System | WD_.PX.WMV._.PTC.Utility_Scale | Build Cost | 1673.008 |  | $/kW | 1 |  |  |  | × | IRPWDESC | 25 IRP Update SSR |  | New Wind
Generators | System | WD_.PX.WWA._.PTC.Utility_Scale | Build Cost | 1567.503 |  | $/kW | 1 |  |  |  | × | IRPWDESC | 25 IRP Update SSR |  | New Wind
Generators | System | WD_.PX.WYE._.NTC.Utility_Scale | Build Cost | 1477.07 |  | $/kW | 1 |  |  |  | × | IRPWD_NTC_ESC | 25 IRP Update SSR |  | New Wind
Generators | System | WD_.PX.WYE._.PTC.Utility_Scale | Build Cost | 1477.07 |  | $/kW | 1 |  |  |  | × | IRPWDESC | 25 IRP Update SSR |  | New Wind
Generators | System | WD_.PX.WYN._.NTC.Small_Scale | Build Cost | 2917.666 |  | $/kW | 1 |  |  |  | × | IRPWD_NTC_ESC_Small | 25 IRP Update SSR |  | New Wind
Generators | System | WD_.PX.WYN._.PTC.Small_Scale | Build Cost | 2917.666 |  | $/kW | 1 |  |  |  | × | IRPWDESC_Small | 25 IRP Update SSR |  | New Wind
Generators | System | WD_.PX.YAK._.NTC.Utility_Scale | Build Cost | 1567.503 |  | $/kW | 1 |  |  |  | × | IRPWD_NTC_ESC | 25 IRP Update SSR |  | New Wind
Generators | System | WD_.PX.YAK._.PTC.Utility_Scale | Build Cost | 1567.503 |  | $/kW | 1 |  |  |  | × | IRPWDESC | 25 IRP Update SSR |  | New Wind
Collection | Parent Object | Child Object | Property | Value | Data File | Units | Band | Date From | Date To | Timeslice | Action | Expression | Scenario | Memo | Category
Generators | System | GCC.PX.DJW._.DF_.H_2x1 | FO&M Charge | 53.9819 |  | $/kW/yr | 1 |  |  |  | × | Inflation | 25 IRP Update SSR |  | New Gas
Generators | System | GCC.PX.UTS._.DF_.H_2x1 | FO&M Charge | 46.8108 |  | $/kW/yr | 1 |  |  |  | × | Inflation | 25 IRP Update SSR |  | New Gas
Generators | System | GCC.PX.WYE._.DF_.H_2x1 | FO&M Charge | 53.9819 |  | $/kW/yr | 1 |  |  |  | × | Inflation | 25 IRP Update SSR |  | New Gas
Generators | System | GSC.PX.BDG._.___.Frame | FO&M Charge | 55.5067 |  | $/kW/yr | 1 |  |  |  | × | Inflation | 25 IRP Update SSR |  | New Gas
Generators | System | GSC.PX.WYE._.___.Frame | FO&M Charge | 55.5067 |  | $/kW/yr | 1 |  |  |  | × | Inflation | 25 IRP Update SSR |  | New Gas
Generators | System | PV_.PX.BOR._.PTC.Utility_Scale | FO&M Charge | 21.84 |  | $/kW/yr | 1 |  |  |  | × | Inflation | 25 IRP Update SSR |  | New Solar
Generators | System | PV_.PX.COR._.NTC.Small_Scale | FO&M Charge | 18.998 |  | $/kW/yr | 1 |  |  |  | × | Inflation | 25 IRP Update SSR |  | New Solar
Generators | System | PV_.PX.COR._.NTC.Utility_Scale | FO&M Charge | 21.84 |  | $/kW/yr | 1 |  |  |  | × | Inflation | 25 IRP Update SSR |  | New Solar
Generators | System | PV_.PX.COR._.PTC.Small_Scale | FO&M Charge | 18.998 |  | $/kW/yr | 1 |  |  |  | × | Inflation | 25 IRP Update SSR |  | New Solar
Generators | System | PV_.PX.COR._.PTC.Utility_Scale | FO&M Charge | 21.84 |  | $/kW/yr | 1 |  |  |  | × | Inflation | 25 IRP Update SSR |  | New Solar
Generators | System | PV_.PX.GOE._.PTC.Utility_Scale | FO&M Charge | 21.84 |  | $/kW/yr | 1 |  |  |  | × | Inflation | 25 IRP Update SSR |  | New Solar
Generators | System | PV_.PX.NUT._.NTC.Utility_Scale | FO&M Charge | 21.84 |  | $/kW/yr | 1 |  |  |  | × | Inflation | 25 IRP Update SSR |  | New Solar
Generators | System | PV_.PX.NUT._.PTC.Utility_Scale | FO&M Charge | 21.84 |  | $/kW/yr | 1 |  |  |  | × | Inflation | 25 IRP Update SSR |  | New Solar
Generators | System | PV_.PX.SOR._.PTC.Utility_Scale | FO&M Charge | 21.84 |  | $/kW/yr | 1 |  |  |  | × | Inflation | 25 IRP Update SSR |  | New Solar
Generators | System | PV_.PX.SUM._.NTC.Utility_Scale | FO&M Charge | 21.84 |  | $/kW/yr | 1 |  |  |  | × | Inflation | 25 IRP Update SSR |  | New Solar
Generators | System | PV_.PX.SUM._.PTC.Utility_Scale | FO&M Charge | 21.84 |  | $/kW/yr | 1 |  |  |  | × | Inflation | 25 IRP Update SSR |  | New Solar
Generators | System | PV_.PX.UTS._.NTC.Utility_Scale | FO&M Charge | 22.89 |  | $/kW/yr | 1 |  |  |  | × | Inflation | 25 IRP Update SSR |  | New Solar
Generators | System | PV_.PX.UTS._.PTC.Utility_Scale | FO&M Charge | 22.89 |  | $/kW/yr | 1 |  |  |  | × | Inflation | 25 IRP Update SSR |  | New Solar
Generators | System | PV_.PX.WWA._.NTC.Utility_Scale | FO&M Charge | 21.84 |  | $/kW/yr | 1 |  |  |  | × | Inflation | 25 IRP Update SSR |  | New Solar
Generators | System | PV_.PX.WWA._.PTC.Utility_Scale | FO&M Charge | 21.84 |  | $/kW/yr | 1 |  |  |  | × | Inflation | 25 IRP Update SSR |  | New Solar
Generators | System | PV_.PX.WYN._.NTC.Small_Scale | FO&M Charge | 18.998 |  | $/kW/yr | 1 |  |  |  | × | Inflation | 25 IRP Update SSR |  | New Solar
Generators | System | PV_.PX.WYN._.PTC.Small_Scale | FO&M Charge | 18.998 |  | $/kW/yr | 1 |  |  |  | × | Inflation | 25 IRP Update SSR |  | New Solar
Generators | System | PV_.PX.YAK._.NTC.Utility_Scale | FO&M Charge | 21.84 |  | $/kW/yr | 1 |  |  |  | × | Inflation | 25 IRP Update SSR |  | New Solar
Generators | System | PV_.PX.YAK._.PTC.Utility_Scale | FO&M Charge | 21.84 |  | $/kW/yr | 1 |  |  |  | × | Inflation | 25 IRP Update SSR |  | New Solar
Generators | System | WD_.PX.BOR._.PTC.Utility_Scale | FO&M Charge | 34.774 |  | $/kW/yr | 1 |  |  |  | × | Inflation | 25 IRP Update SSR |  | New Wind
Generators | System | WD_.PX.COR._.NTC.Utility_Scale | FO&M Charge | 34.774 |  | $/kW/yr | 1 |  |  |  | × | Inflation | 25 IRP Update SSR |  | New Wind
Generators | System | WD_.PX.COR._.PTC.Utility_Scale | FO&M Charge | 34.774 |  | $/kW/yr | 1 |  |  |  | × | Inflation | 25 IRP Update SSR |  | New Wind
Generators | System | WD_.PX.GOE._.PTC.Utility_Scale | FO&M Charge | 34.774 |  | $/kW/yr | 1 |  |  |  | × | Inflation | 25 IRP Update SSR |  | New Wind
Generators | System | WD_.PX.SOR._.NTC.Utility_Scale | FO&M Charge | 34.774 |  | $/kW/yr | 1 |  |  |  | × | Inflation | 25 IRP Update SSR |  | New Wind
Generators | System | WD_.PX.SOR._.PTC.Utility_Scale | FO&M Charge | 34.774 |  | $/kW/yr | 1 |  |  |  | × | Inflation | 25 IRP Update SSR |  | New Wind
Generators | System | WD_.PX.SUM._.NTC.Utility_Scale | FO&M Charge | 34.774 |  | $/kW/yr | 1 |  |  |  | × | Inflation | 25 IRP Update SSR |  | New Wind
Generators | System | WD_.PX.SUM._.PTC.Utility_Scale | FO&M Charge | 34.774 |  | $/kW/yr | 1 |  |  |  | × | Inflation | 25 IRP Update SSR |  | New Wind
Generators | System | WD_.PX.UTS._.PTC.Utility_Scale | FO&M Charge | 35.824 |  | $/kW/yr | 1 |  |  |  | × | Inflation | 25 IRP Update SSR |  | New Wind
Generators | System | WD_.PX.WMV._.NTC.Utility_Scale | FO&M Charge | 34.774 |  | $/kW/yr | 1 |  |  |  | × | Inflation | 25 IRP Update SSR |  | New Wind
Generators | System | WD_.PX.WMV._.PTC.Utility_Scale | FO&M Charge | 34.774 |  | $/kW/yr | 1 |  |  |  | × | Inflation | 25 IRP Update SSR |  | New Wind
Generators | System | WD_.PX.WWA._.PTC.Utility_Scale | FO&M Charge | 34.774 |  | $/kW/yr | 1 |  |  |  | × | Inflation | 25 IRP Update SSR |  | New Wind
Generators | System | WD_.PX.WYE._.NTC.Utility_Scale | FO&M Charge | 34.774 |  | $/kW/yr | 1 |  |  |  | × | Inflation | 25 IRP Update SSR |  | New Wind
Generators | System | WD_.PX.WYE._.PTC.Utility_Scale | FO&M Charge | 34.774 |  | $/kW/yr | 1 |  |  |  | × | Inflation | 25 IRP Update SSR |  | New Wind
Generators | System | WD_.PX.WYN._.NTC.Small_Scale | FO&M Charge | 43.602 |  | $/kW/yr | 1 |  |  |  | × | Inflation | 25 IRP Update SSR |  | New Wind
Generators | System | WD_.PX.WYN._.PTC.Small_Scale | FO&M Charge | 43.602 |  | $/kW/yr | 1 |  |  |  | × | Inflation | 25 IRP Update SSR |  | New Wind
Generators | System | WD_.PX.YAK._.NTC.Utility_Scale | FO&M Charge | 34.774 |  | $/kW/yr | 1 |  |  |  | × | Inflation | 25 IRP Update SSR |  | New Wind
Generators | System | WD_.PX.YAK._.PTC.Utility_Scale | FO&M Charge | 34.774 |  | $/kW/yr | 1 |  |  |  | × | Inflation | 25 IRP Update SSR |  | New Wind
Collection | Parent Object | Child Object | Property | Value | Data File | Units | Band | Date From | Date To | Timeslice | Action | Expression | Scenario | Memo | Category
Generators | System | GCC.PX.DJW._.DF_.H_2x1 | VO&M Charge | 2.182 |  | $/MWh | 1 |  |  |  | = |  | 25 IRP Update SSR |  | New Gas
Generators | System | GCC.PX.UTS._.DF_.H_2x1 | VO&M Charge | 2.424 |  | $/MWh | 1 |  |  |  | = |  | 25 IRP Update SSR |  | New Gas
Generators | System | GCC.PX.WYE._.DF_.H_2x1 | VO&M Charge | 2.424 |  | $/MWh | 1 |  |  |  | = |  | 25 IRP Update SSR |  | New Gas
Generators | System | GSC.PX.BDG._.___.Frame | VO&M Charge | 7.422 |  | $/MWh | 1 |  |  |  | = |  | 25 IRP Update SSR |  | New Gas
Generators | System | GSC.PX.WYE._.___.Frame | VO&M Charge | 8.247 |  | $/MWh | 1 |  |  |  | = |  | 25 IRP Update SSR |  | New Gas
Generators | System | PV_.PX.BOR._.PTC.Utility_Scale | VO&M Charge | 0 |  | $/MWh | 1 |  |  |  | = |  | 25 IRP Update SSR |  | New Solar
Generators | System | PV_.PX.COR._.NTC.Small_Scale | VO&M Charge | 0 |  | $/MWh | 1 |  |  |  | = |  | 25 IRP Update SSR |  | New Solar
Generators | System | PV_.PX.COR._.NTC.Utility_Scale | VO&M Charge | 0 |  | $/MWh | 1 |  |  |  | = |  | 25 IRP Update SSR |  | New Solar
Generators | System | PV_.PX.COR._.PTC.Small_Scale | VO&M Charge | 0 |  | $/MWh | 1 |  |  |  | = |  | 25 IRP Update SSR |  | New Solar
Generators | System | PV_.PX.COR._.PTC.Utility_Scale | VO&M Charge | 0 |  | $/MWh | 1 |  |  |  | = |  | 25 IRP Update SSR |  | New Solar
Generators | System | PV_.PX.GOE._.PTC.Utility_Scale | VO&M Charge | 0 |  | $/MWh | 1 |  |  |  | = |  | 25 IRP Update SSR |  | New Solar
Generators | System | PV_.PX.NUT._.NTC.Utility_Scale | VO&M Charge | 0 |  | $/MWh | 1 |  |  |  | = |  | 25 IRP Update SSR |  | New Solar
Generators | System | PV_.PX.NUT._.PTC.Utility_Scale | VO&M Charge | 0 |  | $/MWh | 1 |  |  |  | = |  | 25 IRP Update SSR |  | New Solar
Generators | System | PV_.PX.SOR._.PTC.Utility_Scale | VO&M Charge | 0 |  | $/MWh | 1 |  |  |  | = |  | 25 IRP Update SSR |  | New Solar
Generators | System | PV_.PX.SUM._.NTC.Utility_Scale | VO&M Charge | 0 |  | $/MWh | 1 |  |  |  | = |  | 25 IRP Update SSR |  | New Solar
Generators | System | PV_.PX.SUM._.PTC.Utility_Scale | VO&M Charge | 0 |  | $/MWh | 1 |  |  |  | = |  | 25 IRP Update SSR |  | New Solar
Generators | System | PV_.PX.UTS._.NTC.Utility_Scale | VO&M Charge | 0 |  | $/MWh | 1 |  |  |  | = |  | 25 IRP Update SSR |  | New Solar
Generators | System | PV_.PX.UTS._.PTC.Utility_Scale | VO&M Charge | 0 |  | $/MWh | 1 |  |  |  | = |  | 25 IRP Update SSR |  | New Solar
Generators | System | PV_.PX.WWA._.NTC.Utility_Scale | VO&M Charge | 0 |  | $/MWh | 1 |  |  |  | = |  | 25 IRP Update SSR |  | New Solar
Generators | System | PV_.PX.WWA._.PTC.Utility_Scale | VO&M Charge | 0 |  | $/MWh | 1 |  |  |  | = |  | 25 IRP Update SSR |  | New Solar
Generators | System | PV_.PX.WYN._.NTC.Small_Scale | VO&M Charge | 0 |  | $/MWh | 1 |  |  |  | = |  | 25 IRP Update SSR |  | New Solar
Generators | System | PV_.PX.WYN._.PTC.Small_Scale | VO&M Charge | 0 |  | $/MWh | 1 |  |  |  | = |  | 25 IRP Update SSR |  | New Solar
Generators | System | PV_.PX.YAK._.NTC.Utility_Scale | VO&M Charge | 0 |  | $/MWh | 1 |  |  |  | = |  | 25 IRP Update SSR |  | New Solar
Generators | System | PV_.PX.YAK._.PTC.Utility_Scale | VO&M Charge | 0 |  | $/MWh | 1 |  |  |  | = |  | 25 IRP Update SSR |  | New Solar
Generators | System | WD_.PX.BOR._.PTC.Utility_Scale | VO&M Charge | 0 |  | $/MWh | 1 |  |  |  | = |  | 25 IRP Update SSR |  | New Wind
Generators | System | WD_.PX.COR._.NTC.Utility_Scale | VO&M Charge | 0 |  | $/MWh | 1 |  |  |  | = |  | 25 IRP Update SSR |  | New Wind
Generators | System | WD_.PX.COR._.PTC.Utility_Scale | VO&M Charge | 0 |  | $/MWh | 1 |  |  |  | = |  | 25 IRP Update SSR |  | New Wind
Generators | System | WD_.PX.GOE._.PTC.Utility_Scale | VO&M Charge | 0 |  | $/MWh | 1 |  |  |  | = |  | 25 IRP Update SSR |  | New Wind
Generators | System | WD_.PX.SOR._.NTC.Utility_Scale | VO&M Charge | 0 |  | $/MWh | 1 |  |  |  | = |  | 25 IRP Update SSR |  | New Wind
Generators | System | WD_.PX.SOR._.PTC.Utility_Scale | VO&M Charge | 0 |  | $/MWh | 1 |  |  |  | = |  | 25 IRP Update SSR |  | New Wind
Generators | System | WD_.PX.SUM._.NTC.Utility_Scale | VO&M Charge | 0 |  | $/MWh | 1 |  |  |  | = |  | 25 IRP Update SSR |  | New Wind
Generators | System | WD_.PX.SUM._.PTC.Utility_Scale | VO&M Charge | 0 |  | $/MWh | 1 |  |  |  | = |  | 25 IRP Update SSR |  | New Wind
Generators | System | WD_.PX.UTS._.PTC.Utility_Scale | VO&M Charge | 0 |  | $/MWh | 1 |  |  |  | = |  | 25 IRP Update SSR |  | New Wind
Generators | System | WD_.PX.WMV._.NTC.Utility_Scale | VO&M Charge | 0 |  | $/MWh | 1 |  |  |  | = |  | 25 IRP Update SSR |  | New Wind
Generators | System | WD_.PX.WMV._.PTC.Utility_Scale | VO&M Charge | 0 |  | $/MWh | 1 |  |  |  | = |  | 25 IRP Update SSR |  | New Wind
Generators | System | WD_.PX.WWA._.PTC.Utility_Scale | VO&M Charge | 0 |  | $/MWh | 1 |  |  |  | = |  | 25 IRP Update SSR |  | New Wind
Generators | System | WD_.PX.WYE._.NTC.Utility_Scale | VO&M Charge | 1 |  | $/MWh | 1 |  |  |  | = |  | 25 IRP Update SSR |  | New Wind
Generators | System | WD_.PX.WYE._.PTC.Utility_Scale | VO&M Charge | 1 |  | $/MWh | 1 |  |  |  | = |  | 25 IRP Update SSR |  | New Wind
Generators | System | WD_.PX.WYN._.NTC.Small_Scale | VO&M Charge | 1 |  | $/MWh | 1 |  |  |  | = |  | 25 IRP Update SSR |  | New Wind
Generators | System | WD_.PX.WYN._.PTC.Small_Scale | VO&M Charge | 1 |  | $/MWh | 1 |  |  |  | = |  | 25 IRP Update SSR |  | New Wind
Generators | System | WD_.PX.YAK._.NTC.Utility_Scale | VO&M Charge | 0 |  | $/MWh | 1 |  |  |  | = |  | 25 IRP Update SSR |  | New Wind
Generators | System | WD_.PX.YAK._.PTC.Utility_Scale | VO&M Charge | 0 |  | $/MWh | 1 |  |  |  | = |  | 25 IRP Update SSR |  | New Wind
[12 empty] | TransCapRecovFct | 0.05279
[12 empty] | OATT | 0.21
|  |  |  | Export (MW) | Import (MW) | Interconnect (MW) | Build Investment ($m) | Build (%) | From | To | Build Investment $/kW-yr of Interconnect
|  | 2028 | B2H | 818 | 300 | 0 | 0 | 100% | Hemingway | Boardman | 0
|  |  | B2H - Idaho Power Asset Transfer | 600 | 300 | 0 | 0 | 100% | Borah | Hemingway | 0
|  |  | B2H - IPC PTP Eastbound | 200 | 200 | 0 | 0 | 100% | Walla Walla | Borah | 0
|  |  | B2H-Enabled BPA Central OR Load Service | 0 | 340 | 0 | 0 | 100% | n/a | n/a | 0
|  |  | Serial queue: Central Oregon | 0 | 0 | 152 | 3.57 | 100% | n/a | n/a | 0.9795
|  |  | Utah South - Wasatch Front: Spanish Fork - Mercer 345 kV | 300 | 300 | 300 | 137.51 | 100% | Utah South | Wasatch Front | 19.1158
|  | 2029 | Ben Lomond Upgrades | 433.2 | 433.2 | 433.2 | 60.84 | 100% | NUT | Wasatch Front | 5.8571
|  |  | Cluster 1 Area 11: Willamette Valley | 0 | 0 | 199 | 13.9 | 100% | n/a | n/a | 2.913
|  |  | Serial/Cluster 1/2: Yakima | 0 | 0 | 122.5263 | 12.71 | 19.51% | n/a | n/a | 4.3261
|  | 2030 | Cluster 1 Area 14: Summer Lake | 400 | 400 | 400 | 115.13 | 100% | Summer Lake | Hemingway | 12.0035
|  |  | Cluster 2 Area 23: Willamette Valley | 0 | 0 | 393 | 2.26 | 100% | n/a | n/a | 0.23983
|  |  | Serial/Cluster 1/2: Yakima | 0 | 0 | 69.4905 | 7.37 | 11.07% | n/a | n/a | 4.423
|  | 2035 | Cluster 2 Area 18: Central Oregon 500 kV Substation | 0 | 0 | 78.3776 | 58.94 | 15.13% | n/a | n/a | 31.3615
|  | 2036 | Utah South - Wasatch Front: Huntington - Clover 345 kV | 800 | 800 | 800 | 276.92 | 100% | Utah South | Wasatch Front | 14.4359
|  | 2037 | Cluster 2 Area 18: Central Oregon 500 kV Substation | 0 | 0 | 117.4043 | 92.09 | 22.66% | n/a | n/a | 32.712
|  |  | Goshen - Blackfoot 161 kV | 75 | 75 | 42 | 15.76 | 100% | Goshen | Wasatch Front | 15.649
|  | 2039 | Cluster 1/2/3: Walla Walla | 0 | 0 | 70.9457 | 75.05 | 18.05% | n/a | n/a | 44.1168
|  |  | Cluster 2/3: Willamette Valley - Central Oregon 230 kV | 450 | 450 | 450 | 480.72 | 100% | Willamette Valley | Central OR | 44.5511
|  | 2043 | Serial through Cluster 1 Area 13: Southern Oregon | 0 | 0 | 54.1051 | 12.81 | 23.42% | n/a | n/a | 9.8739
|  | 2045 | Cluster 2 Area 6: Goshen | 150 | 150 | 359 | 144.52 | 100% | Goshen | NUT | 16.7885
|  | Grand Total |  | 4226.2 | 3748.2 | 4041.0495 | 1510.1 | 1510% |  |  | 15.5844
Parent Object | Child Object | Property | Value | Data File | Units | Band | Date From | Date To | Timeslice | Action | Expression | Scenario | Memo | Category | Year
System | IRPPVESC | Profile | 1 |  | - | 1 | 2025-01-01 |  |  | = |  |  |  | Escalation Rates | 2025
System | IRPPVESC | Profile | 0.9492 |  | - | 1 | 2026-01-01 |  |  | = |  |  |  | Escalation Rates | 2026
System | IRPPVESC | Profile | 0.9215 |  | - | 1 | 2027-01-01 |  |  | = |  |  |  | Escalation Rates | 2027
System | IRPPVESC | Profile | 0.892 |  | - | 1 | 2028-01-01 |  |  | = |  |  |  | Escalation Rates | 2028
System | IRPPVESC | Profile | 0.8609 |  | - | 1 | 2029-01-01 |  |  | = |  |  |  | Escalation Rates | 2029
System | IRPPVESC | Profile | 0.8279 |  | - | 1 | 2030-01-01 |  |  | = |  |  |  | Escalation Rates | 2030
System | IRPPVESC | Profile | 0.7932 |  | - | 1 | 2031-01-01 |  |  | = |  |  |  | Escalation Rates | 2031
System | IRPPVESC | Profile | 0.7976 |  | - | 1 | 2032-01-01 |  |  | = |  |  |  | Escalation Rates | 2032
System | IRPPVESC | Profile | 0.8019 |  | - | 1 | 2033-01-01 |  |  | = |  |  |  | Escalation Rates | 2033
System | IRPPVESC | Profile | 0.806 |  | - | 1 | 2034-01-01 |  |  | = |  |  |  | Escalation Rates | 2034
System | IRPPVESC | Profile | 0.8101 |  | - | 1 | 2035-01-01 |  |  | = |  |  |  | Escalation Rates | 2035
System | IRPPVESC | Profile | 0.8143 |  | - | 1 | 2036-01-01 |  |  | = |  |  |  | Escalation Rates | 2036
System | IRPPVESC | Profile | 0.8184 |  | - | 1 | 2037-01-01 |  |  | = |  |  |  | Escalation Rates | 2037
System | IRPPVESC | Profile | 0.8226 |  | - | 1 | 2038-01-01 |  |  | = |  |  |  | Escalation Rates | 2038
System | IRPPVESC | Profile | 0.8268 |  | - | 1 | 2039-01-01 |  |  | = |  |  |  | Escalation Rates | 2039
System | IRPPVESC | Profile | 0.831 |  | - | 1 | 2040-01-01 |  |  | = |  |  |  | Escalation Rates | 2040
System | IRPPVESC | Profile | 0.8353 |  | - | 1 | 2041-01-01 |  |  | = |  |  |  | Escalation Rates | 2041
System | IRPPVESC | Profile | 0.8396 |  | - | 1 | 2042-01-01 |  |  | = |  |  |  | Escalation Rates | 2042
System | IRPPVESC | Profile | 0.8439 |  | - | 1 | 2043-01-01 |  |  | = |  |  |  | Escalation Rates | 2043
System | IRPPVESC | Profile | 0.8482 |  | - | 1 | 2044-01-01 |  |  | = |  |  |  | Escalation Rates | 2044
System | IRPPVESC | Profile | 0.8525 |  | - | 1 | 2045-01-01 |  |  | = |  |  |  | Escalation Rates | 2045
1900
Parent Object | Child Object | Property | Value | Data File | Units | Band | Date From | Date To | Timeslice | Action | Expression | Scenario | Memo | Category
System | IRPWDESC | Profile | 1 |  | - | 1 | 2025-01-01 |  |  | = |  |  |  | Escalation Rates | 2025
System | IRPWDESC | Profile | 1.0223 |  | - | 1 | 2026-01-01 |  |  | = |  |  |  | Escalation Rates | 2026
System | IRPWDESC | Profile | 1.0335 |  | - | 1 | 2027-01-01 |  |  | = |  |  |  | Escalation Rates | 2027
System | IRPWDESC | Profile | 1.0447 |  | - | 1 | 2028-01-01 |  |  | = |  |  |  | Escalation Rates | 2028
System | IRPWDESC | Profile | 1.0559 |  | - | 1 | 2029-01-01 |  |  | = |  |  |  | Escalation Rates | 2029
System | IRPWDESC | Profile | 1.0671 |  | - | 1 | 2030-01-01 |  |  | = |  |  |  | Escalation Rates | 2030
System | IRPWDESC | Profile | 1.0782 |  | - | 1 | 2031-01-01 |  |  | = |  |  |  | Escalation Rates | 2031
System | IRPWDESC | Profile | 1.0894 |  | - | 1 | 2032-01-01 |  |  | = |  |  |  | Escalation Rates | 2032
System | IRPWDESC | Profile | 1.1005 |  | - | 1 | 2033-01-01 |  |  | = |  |  |  | Escalation Rates | 2033
System | IRPWDESC | Profile | 1.1116 |  | - | 1 | 2034-01-01 |  |  | = |  |  |  | Escalation Rates | 2034
System | IRPWDESC | Profile | 1.1228 |  | - | 1 | 2035-01-01 |  |  | = |  |  |  | Escalation Rates | 2035
System | IRPWDESC | Profile | 1.1341 |  | - | 1 | 2036-01-01 |  |  | = |  |  |  | Escalation Rates | 2036
System | IRPWDESC | Profile | 1.1455 |  | - | 1 | 2037-01-01 |  |  | = |  |  |  | Escalation Rates | 2037
System | IRPWDESC | Profile | 1.157 |  | - | 1 | 2038-01-01 |  |  | = |  |  |  | Escalation Rates | 2038
System | IRPWDESC | Profile | 1.1687 |  | - | 1 | 2039-01-01 |  |  | = |  |  |  | Escalation Rates | 2039
System | IRPWDESC | Profile | 1.1804 |  | - | 1 | 2040-01-01 |  |  | = |  |  |  | Escalation Rates | 2040
System | IRPWDESC | Profile | 1.1923 |  | - | 1 | 2041-01-01 |  |  | = |  |  |  | Escalation Rates | 2041
System | IRPWDESC | Profile | 1.2043 |  | - | 1 | 2042-01-01 |  |  | = |  |  |  | Escalation Rates | 2042
System | IRPWDESC | Profile | 1.2164 |  | - | 1 | 2043-01-01 |  |  | = |  |  |  | Escalation Rates | 2043
System | IRPWDESC | Profile | 1.2287 |  | - | 1 | 2044-01-01 |  |  | = |  |  |  | Escalation Rates | 2044
System | IRPWDESC | Profile | 1.241 |  | - | 1 | 2045-01-01 |  |  | = |  |  |  | Escalation Rates | 2045
Parent Object | Child Object | Property | Value | Data File | Units | Band | Date From | Date To | Timeslice | Action | Expression | Scenario | Memo | Category
System | Inflation | Profile | 1 |  | - | 1 | 2025-01-01 |  |  | = |  |  |  | - | 2025
System | Inflation | Profile | 1.0222 |  | - | 1 | 2026-01-01 |  |  | = |  |  |  | - | 2026 | 2.22%
System | Inflation | Profile | 1.0449 |  | - | 1 | 2027-01-01 |  |  | = |  |  |  | - | 2027 | 2.22% | 0
System | Inflation | Profile | 1.0681 |  | - | 1 | 2028-01-01 |  |  | = |  |  |  | - | 2028 | 2.22% | -4.5938e-11
System | Inflation | Profile | 1.0918 |  | - | 1 | 2029-01-01 |  |  | = |  |  |  | - | 2029 | 2.22% | 1.3918e-11
System | Inflation | Profile | 1.116 |  | - | 1 | 2030-01-01 |  |  | = |  |  |  | - | 2030 | 2.22% | -1.9091e-10
System | Inflation | Profile | 1.1408 |  | - | 1 | 2031-01-01 |  |  | = |  |  |  | - | 2031 | 2.22% | 7.0141e-10
System | Inflation | Profile | 1.1661 |  | - | 1 | 2032-01-01 |  |  | = |  |  |  | - | 2032 | 2.22% | -6.1294e-10
System | Inflation | Profile | 1.192 |  | - | 1 | 2033-01-01 |  |  | = |  |  |  | - | 2033 | 2.22% | -2.6206e-10
System | Inflation | Profile | 1.2185 |  | - | 1 | 2034-01-01 |  |  | = |  |  |  | - | 2034 | 2.22% | 8.351e-10
System | Inflation | Profile | 1.2455 |  | - | 1 | 2035-01-01 |  |  | = |  |  |  | - | 2035 | 2.22% | -7.0153e-10
System | Inflation | Profile | 1.2732 |  | - | 1 | 2036-01-01 |  |  | = |  |  |  | - | 2036 | 2.22% | 1.0446e-10
System | Inflation | Profile | 1.3015 |  | - | 1 | 2037-01-01 |  |  | = |  |  |  | - | 2037 | 2.22% | 4.2333e-10
System | Inflation | Profile | 1.3304 |  | - | 1 | 2038-01-01 |  |  | = |  |  |  | - | 2038 | 2.22% | -2.4347e-11
System | Inflation | Profile | 1.3599 |  | - | 1 | 2039-01-01 |  |  | = |  |  |  | - | 2039 | 2.22% | -8.2195e-11
System | Inflation | Profile | 1.3901 |  | - | 1 | 2040-01-01 |  |  | = |  |  |  | - | 2040 | 2.22% | -3.1714e-10
System | Inflation | Profile | 1.4209 |  | - | 1 | 2041-01-01 |  |  | = |  |  |  | - | 2041 | 2.22% | 1.0661e-10
System | Inflation | Profile | 1.4525 |  | - | 1 | 2042-01-01 |  |  | = |  |  |  | - | 2042 | 2.22% | -3.0134e-10
System | Inflation | Profile | 1.4847 |  | - | 1 | 2043-01-01 |  |  | = |  |  |  | - | 2043 | 2.22% | 4.9333e-10
System | Inflation | Profile | 1.5177 |  | - | 1 | 2044-01-01 |  |  | = |  |  |  | - | 2044 | 2.22% | 1.1726e-10
System | Inflation | Profile | 1.5514 |  | - | 1 | 2045-01-01 |  |  | = |  |  |  | - | 2045 | 2.22% | -3.1487e-10
System | Inflation | Profile | 1.5858 |  | - | 1 | 2046-01-01 |  |  | = |  |  |  | - | 2046 | 2.22% | 6.7262e-11
System | Inflation | Profile | 1.621 |  | - | 1 | 2047-01-01 |  |  | = |  |  |  | - | 2047 | 2.22% | 2.1992e-11
System | Inflation | Profile | 1.657 |  | - | 1 | 2048-01-01 |  |  | = |  |  |  | - | 2048 | 2.22% | -4.0968e-10