## Table 1
Appendix B
| Table 1 | [5 empty] | 18
| Avoided Cost Prices | [5 empty] | 348 |  |  | Capacity Contribution
| QF - Sch37 - UT - Solar T - 10.0 MW and 30.2% CF | [9 empty] | 97.5% | 97.5% | 97.5% | [52 empty] | Transmission Deferral (MW)
[8 empty] | lookup |  | 0 | GCC.PX.UTS._.DF_.H_2x1 | GCC.PX.UTS._.DF_.H_2x1 | GCC.PX.UTS._.DF_.H_2x1 | 0 | GCC.PX.UTS._.DF_.H_2x1 | GCC.PX.UTS._.DF_.H_2x1 | GCC.PX.UTS._.DF_.H_2x1 | [6 empty] | mapping to CC_LOLP | GCC.PX.UTS._.DF_.H_2x1 | GCC.PX.UTS._.DF_.H_2x1 | GCC.PX.UTS._.DF_.H_2x1
|  |  |  | Total Price @ | [5 empty] | 0 | GCC.PX.UTS._.DF_.H_2x1 | GCC.PX.UTS._.DF_.H_2x1 | GCC.PX.UTS._.DF_.H_2x1 | 0 | GCC.PX.UTS._.DF_.H_2x1 | GCC.PX.UTS._.DF_.H_2x1 | GCC.PX.UTS._.DF_.H_2x1 | [6 empty] | Resource Cost ($/kw-year) | GCC.PX.UTS._.DF_.H_2x1 | GCC.PX.UTS._.DF_.H_2x1 | GCC.PX.UTS._.DF_.H_2x1 | [6 empty] | Deferred Cost (Millions $/year) | [30 empty] | Resource Cost ($/kw-year) | Deferred Cost (Millions $/year)
|  | Capacity | Energy | 30.24% | [5 empty] | 0 | GCC.PX.UTS._.DF_.H_2x1 | GCC.PX.UTS._.DF_.H_2x1 | GCC.PX.UTS._.DF_.H_2x1 | 0 | GCC.PX.UTS._.DF_.H_2x1 | GCC.PX.UTS._.DF_.H_2x1 | GCC.PX.UTS._.DF_.H_2x1 | 0 | 0 | 0 | 0 | 0 | 0 |  | GCC.PX.UTS._.DF_.H_2x1 | GCC.PX.UTS._.DF_.H_2x1 | GCC.PX.UTS._.DF_.H_2x1 | 0 | 0 |  |  |  |  | 0 | GCC.PX.UTS._.DF_.H_2x1 | GCC.PX.UTS._.DF_.H_2x1 | GCC.PX.UTS._.DF_.H_2x1 | 0 | 0 | 0 | 0 | 0 | 0 | 0 | 0 | 0 | 0 | 0 | 0 | 0 | 0 | 0 | 0 | 0 | 0 | 0 | 0 | 0 | 0 | 0 | 0 | 0 | Total Capacity Deferral |  | Cluster 2/3 - Willamette Valley - Fry-Full Circle 230 kV | Cluster 2/3 - Willamette Valley - Fry-Full Circle 230 kV
| Year | Price | Only Price | Capacity Factor
|  | $/kW-yr | $/MWh (2) | $/MWh | [5 empty] | MW | MW | MW | MW | MW | MW | MW | MW | [7 empty] | $/kw-year | $/kw-year | $/kw-year | $/kw-year | $/kw-year | $/kw-year | $/kw-year | $/kw-year | $/kw-year | Millions $/year | Millions $/year | Millions $/year | Millions $/year | Millions $/year | Millions $/year | Millions $/year | Millions $/year | Millions $/year | Millions $/year | Millions $/year | Millions $/year | Millions $/year | Millions $/year | Millions $/year | Millions $/year | Millions $/year | Millions $/year | Millions $/year | Millions $/year | Millions $/year | Millions $/year | Millions $/year | Millions $/year | Millions $/year | Millions $/year | Millions $/year | Millions $/year | Millions $/year | Millions $/year |  | $/kw-year | Millions $/year
| 2026 | 0 | 13.7699 | 13.7699 |  |  |  |  | 2026 |  | 0 | 0 | 0 |  | 0 | 0 | 0 | [6 empty] | 2026 | 0 | 0 | 0 | [6 empty] | 0 | 0 | 0 | 0 | [8 empty] | 0 | 0 | 0 | 0 | 0 | 0 | 0 | 0 | 0 | 0 | 0 | 0 | 0 | 0 | 0 | 0 | 0 | 0 | 2026 |  | 0
| 2027 | 0 | 16.7409 | 16.7409 |  |  |  |  | 2027 |  | 0 | 0 | 0 |  | 0 | 0 | 0 | [6 empty] | 2027 | 0 | 0 | 0 | [6 empty] | 0 | 0 | 0 | 0 | [8 empty] | 0 | 0 | 0 | 0 | 0 | 0 | 0 | 0 | 0 | 0 | 0 | 0 | 0 | 0 | 0 | 0 | 0 | 0 | 2027 |  | 0
| 2028 | 0 | 21.3072 | 21.3072 |  |  |  |  | 2028 |  | 0 | 0 | 0 |  | 0 | 0 | 0 | [6 empty] | 2028 | 0 | 0 | 0 | [6 empty] | 0 | 0 | 0 | 0 | [8 empty] | 0 | 0 | 0 | 0 | 0 | 0 | 0 | 0 | 0 | 0 | 0 | 0 | 0 | 0 | 0 | 0 | 0 | 0 | 2028 |  | 0
| 2029 | 0 | 21.4143 | 21.4143 |  |  |  |  | 2029 |  | 0 | 0 | 0 |  | 0 | 0 | 0 | [6 empty] | 2029 | 0 | 0 | 0 | [6 empty] | 0 | 0 | 0 | 0 | [8 empty] | 0 | 0 | 0 | 0 | 0 | 0 | 0 | 0 | 0 | 0 | 0 | 0 | 0 | 0 | 0 | 0 | 0 | 0 | 2029 |  | 0
| 2030 | 0 | 31.6006 | 31.6006 |  |  |  |  | 2030 |  | 0 | 0 | 0 |  | 0 | 0 | 0 | [6 empty] | 2030 | 0 | 0 | 0 | [6 empty] | 0 | 0 | 0 | 0 | [8 empty] | 0 | 0 | 0 | 0 | 0 | 0 | 0 | 0 | 0 | 0 | 0 | 0 | 0 | 0 | 0 | 0 | 0 | 0 | 2030 |  | 0
| 2031 | 0 | 42.1931 | 42.1931 |  |  |  |  | 2031 |  | 0 | 0 | 0 |  | 0 | 0 | 0 | [6 empty] | 2031 | 0 | 0 | 0 | [6 empty] | 0 | 0 | 0 | 0 | [8 empty] | 0 | 0 | 0 | 0 | 0 | 0 | 0 | 0 | 0 | 0 | 0 | 0 | 0 | 0 | 0 | 0 | 0 | 0 | 2031 |  | 0
| 2032 | 0 | 41.2852 | 41.2852 |  |  |  |  | 2032 |  | 0 | 0 | 0 |  | 0 | 0 | 0 | [6 empty] | 2032 | 0 | 0 | 0 | [6 empty] | 0 | 0 | 0 | 0 | [8 empty] | 0 | 0 | 0 | 0 | 0 | 0 | 0 | 0 | 0 | 0 | 0 | 0 | 0 | 0 | 0 | 0 | 0 | 0 | 2032 |  | 0
| 2033 | 0 | 43.5786 | 43.5786 |  |  |  |  | 2033 |  | 0 | 0 | 0 |  | 0 | 0 | 0 | [6 empty] | 2033 | 0 | 0 | 0 | [6 empty] | 0 | 0 | 0 | 0 | [8 empty] | 0 | 0 | 0 | 0 | 0 | 0 | 0 | 0 | 0 | 0 | 0 | 0 | 0 | 0 | 0 | 0 | 0 | 0 | 2033 |  | 0
| 2034 | 0 | 40.271 | 40.271 |  |  |  |  | 2034 |  | 0 | 0 | 0 |  | 0 | 0 | 0 | [6 empty] | 2034 | 0 | 0 | 0 | [6 empty] | 0 | 0 | 0 | 0 | [8 empty] | 0 | 0 | 0 | 0 | 0 | 0 | 0 | 0 | 0 | 0 | 0 | 0 | 0 | 0 | 0 | 0 | 0 | 0 | 2034 |  | 0
| 2035 | 21.1639 | 34.8818 | 43.2524 |  |  |  |  | 2035 |  | 1.0324 | 0 | 0 |  | 1.0588 | 0 | 0 | [6 empty] | 2035 | 199.88 | 0 | 0 | [6 empty] | 0 | 0.21164 | 0 | 0 | [8 empty] | 0 | 0 | 0 | 0 | 0 | 0 | 0 | 0 | 0 | 0 | 0 | 0 | 0 | 0 | 0 | 0 | 0 | 0.21164 | 2035 |  | 0
| 2036 | 21.633 | 35.6837 | 44.2787 |  |  |  |  | 2036 |  | 0 | 0 | 0 |  | 0 | 0 | 0 | [6 empty] | 2036 | 204.31 | 218.75 | 0 | [6 empty] | 0 | 0.21633 | 0 | 0 | [8 empty] | 0 | 0 | 0 | 0 | 0 | 0 | 0 | 0 | 0 | 0 | 0 | 0 | 0 | 0 | 0 | 0 | 0 | 0.21633 | 2036 |  | 0
| 2037 | 22.1137 | 35.6743 | 44.507 |  |  |  |  | 2037 |  | 0 | 0 | 0 |  | 0 | 0 | 0 | [6 empty] | 2037 | 208.85 | 223.6 | 0 | [6 empty] | 0 | 0.22114 | 0 | 0 | [8 empty] | 0 | 0 | 0 | 0 | 0 | 0 | 0 | 0 | 0 | 0 | 0 | 0 | 0 | 0 | 0 | 0 | 0 | 0.22114 | 2037 |  | 0
| 2038 | 22.605 | 37.1439 | 46.2187 |  |  |  |  | 2038 |  | 0 | 0 | 0 |  | 0 | 0 | 0 | [6 empty] | 2038 | 213.49 | 228.57 | 228.57 | [6 empty] | 0 | 0.22605 | 0 | 0 | [8 empty] | 0 | 0 | 0 | 0 | 0 | 0 | 0 | 0 | 0 | 0 | 0 | 0 | 0 | 0 | 0 | 0 | 0 | 0.22605 | 2038 |  | 0
| 2039 | 23.1069 | 38.2541 | 47.5783 |  |  |  |  | 2039 |  | 0 | 0 | 0 |  | 0 | 0 | 0 | [6 empty] | 2039 | 218.23 | 233.64 | 233.65 | [6 empty] | 0 | 0.23107 | 0 | 0 | [8 empty] | 0 | 0 | 0 | 0 | 0 | 0 | 0 | 0 | 0 | 0 | 0 | 0 | 0 | 0 | 0 | 0 | 0 | 0.23107 | 2039 |  | 0
| 2040 | 23.6194 | 38.5105 | 48.0707 |  |  |  |  | 2040 |  | 0 | 0 | 0 |  | 0 | 0 | 0 | [6 empty] | 2040 | 223.07 | 238.83 | 238.83 | [6 empty] | 0 | 0.23619 | 0 | 0 | [8 empty] | 0 | 0 | 0 | 0 | 0 | 0 | 0 | 0 | 0 | 0 | 0 | 0 | 0 | 0 | 0 | 0 | 0 | 0.23619 | 2040 |  | 0
| 2041 | 24.1435 | 39.6979 | 49.5338 |  |  |  |  | 2041 |  | 0 | 0 | 0 |  | 0 | 0 | 0 | [6 empty] | 2041 | 228.02 | 244.13 | 244.13 | [6 empty] | 0 | 0.24143 | 0 | 0 | [8 empty] | 0 | 0 | 0 | 0 | 0 | 0 | 0 | 0 | 0 | 0 | 0 | 0 | 0 | 0 | 0 | 0 | 0 | 0.24143 | 2041 |  | 0
| 2042 | 24.6792 | 43.3174 | 53.4184 |  |  |  |  | 2042 |  | 0 | 0 | 0 |  | 0 | 0 | 0 | [6 empty] | 2042 | 233.08 | 249.55 | 249.55 | [6 empty] | 0 | 0.24679 | 0 | 0 | [8 empty] | 0 | 0 | 0 | 0 | 0 | 0 | 0 | 0 | 0 | 0 | 0 | 0 | 0 | 0 | 0 | 0 | 0 | 0.24679 | 2042 |  | 0
| 2043 | 25.2277 | 45.7357 | 56.1195 |  |  |  |  | 2043 |  | 0 | 0 | 0 |  | 0 | 0 | 0 | [6 empty] | 2043 | 238.26 | 255.09 | 255.09 | [6 empty] | 0 | 0.25228 | 0 | 0 | [8 empty] | 0 | 0 | 0 | 0 | 0 | 0 | 0 | 0 | 0 | 0 | 0 | 0 | 0 | 0 | 0 | 0 | 0 | 0.25228 | 2043 |  | 0
| 2044 | 25.7878 | 46.5024 | 57.1597 |  |  |  |  | 2044 |  | 0 | 0 | 0 |  | 0 | 0 | 0 | [6 empty] | 2044 | 243.55 | 260.75 | 260.76 | [6 empty] | 0 | 0.25788 | 0 | 0 | [8 empty] | 0 | 0 | 0 | 0 | 0 | 0 | 0 | 0 | 0 | 0 | 0 | 0 | 0 | 0 | 0 | 0 | 0 | 0.25788 | 2044 |  | 0
| 2045 | 26.3596 | 47.4328 | 58.3848 |  |  |  |  | 2045 |  | 0 | 0 | 0 |  | 0 | 0 | 0 | [6 empty] | 2045 | 248.95 | 266.54 | 266.55 | [6 empty] | 0 | 0.2636 | 0 | 0 | [8 empty] | 0 | 0 | 0 | 0 | 0 | 0 | 0 | 0 | 0 | 0 | 0 | 0 | 0 | 0 | 0 | 0 | 0 | 0.2636 | 2045 |  | 0
| 2046 | 26.9451 | 48.4858 | 59.7374 |  |  |  |  | 2046 |  | 0 | 0 | 0 |  | 0 | 0 | [7 empty] | 2046 | 254.48 | 272.46 | 272.46 | [6 empty] | 0 | 0.26945 | 0 | 0 | [8 empty] | 0 | 0 | 0 | 0 | 0 | 0 | 0 | 0 | 0 | 0 | 0 | 0 | 0 | 0 | 0 | 0 | 0 | 0.26945 | 2046 |  | 0
| 2047 | 27.5434 | 49.5621 | 61.1214 |  |  |  |  | 2047 |  | 0 | 0 | 0 |  | 0 | 0 | [7 empty] | 2047 | 260.13 | 278.51 | 278.51 | [6 empty] | 0 | 0.27543 | 0 | 0 | [8 empty] | 0 | 0 | 0 | 0 | 0 | 0 | 0 | 0 | 0 | 0 | 0 | 0 | 0 | 0 | 0 | 0 | 0 | 0.27543 | 2047
| 2048 | 28.1554 | 50.6689 | 62.5179 |  |  |  |  | 2048 | 0 | 0 | 0 | 0 |  | 0 | 0 | 0 | #DIV/0! | #DIV/0! | #DIV/0! | #DIV/0! | #DIV/0! | #DIV/0! | 2048 | 265.91 | 284.69 | 284.7 | [6 empty] | 0 | 0.28155 | 0 | 0 | [8 empty] | 0 | 0 | 0 | 0 | 0 | 0 | 0 | 0 | 0 | 0 | 0 | 0 | 0 | 0 | 0 | 0 | 0 | 0.28155 | 2048
| 2049 | 28.7801 | 51.7871 | 63.9871 |  |  |  |  | 2049 | 0 | 0 | 0 | 0 |  | 0 | 0 | 0 | #DIV/0! | #DIV/0! | #DIV/0! | #DIV/0! | #DIV/0! | #DIV/0! | 2049 | 271.81 | 291.01 | 291.02 | [6 empty] | 0 | 0.2878 | 0 | 0 | [8 empty] | 0 | 0 | 0 | 0 | 0 | 0 | 0 | 0 | 0 | 0 | 0 | 0 | 0 | 0 | 0 | 0 | 0 | 0.2878 | 2049
| 2050 | 29.4186 | 52.9368 | 65.4701 |  |  |  |  | 2050 | 0 | 0 | 0 | 0 |  | 0 | 0 | 0 | #DIV/0! | #DIV/0! | #DIV/0! | #DIV/0! | #DIV/0! | #DIV/0! | 2050 | 277.84 | 297.47 | 297.48 | [6 empty] | 0 | 0.29419 | 0 | 0 | [8 empty] | 0 | 0 | 0 | 0 | 0 | 0 | 0 | 0 | 0 | 0 | 0 | 0 | 0 | 0 | 0 | 0 | 0 | 0.29419 | 2050
| 2051 | 30.0719 | 54.112 | 66.988 |  |  |  |  | 2051 | 0 | 0 | 0 | 0 |  | 0 | 0 | 0 | #DIV/0! | #DIV/0! | #DIV/0! | #DIV/0! | #DIV/0! | #DIV/0! | 2051 | 284.01 | 304.08 | 304.08 | [6 empty] | 0 | 0.30072 | 0 | 0 | [8 empty] | 0 | 0 | 0 | 0 | 0 | 0 | 0 | 0 | 0 | 0 | 0 | 0 | 0 | 0 | 0 | 0 | 0 | 0.30072 | 2051
[8 empty] | Year of deferral |  |  | 2035 | 2036 | 2038
[8 empty] | if Deferred 1 |  |  | 1 | 0 | 0
Discount Rate - 2025 IRP Update
6.33%
[5 empty] | Inflation rate | 2.22%
15 Year Starting 2026 |  |  |  |  | Real Discount Rate | 4.021%
Levelized Prices (Nominal) @ 6.33% Discount Rate (1) (3)
| $/kW | 7.0382
| $/MWh |  | 31.3398 | 33.9967
15 Year Starting 2027
Levelized Prices (Nominal) @ 6.33% Discount Rate (1) (3)
| $/kW | 8.2782 | 32.8592
| $/MWh |  |  | 35.9842
15 Year Starting 2028
Levelized Prices (Nominal) @ 6.33% Discount Rate (1) (3)
| $/kW | 9.9215
| $/MWh |  | 35.0354 | 38.7808
<---- Calculated Monthly
Avoided Costs calculated annually are $33.53/MWH
Avoided Costs calculated monthly are $34.00/MWH

## Table 2
Appendix B
Table 2
Avoided Energy Costs - Scheduled Hours ($/MWh)
QF - Sch37 - UT - Solar T - 10.0 MW and 30.2% CF
|  | Winter Season |  |  |  |  | Summer Season |  |  |  | Winter Season
Year | Annual | Jan | Feb | Mar | Apr | May | Jun | Jul | Aug | Sep | Oct | Nov | Dec
Energy Only
2027 | 16.7331 | 27.7715 | 14.4858 | 4.3606 | 4.8733 | 7.5947 | 12.575 | 33.3082 | 28.0232 | 18.4376 | 8.0836 | 19.9265 | 23.4708
2028 | 21.2823 | 22.8568 | 26.1578 | 7.462 | 10.3985 | 15.0531 | 15.3431 | 35.0335 | 30.0459 | 26.4753 | 16.7683 | 20.9009 | 32.1858
2029 | 21.3966 | 28.8089 | 23.224 | 1.0189 | 7.7287 | 12.747 | 14.0444 | 35.2596 | 36.611 | 30.2437 | 14.6133 | 24.3597 | 36.7974
2030 | 31.5801 | 38.058 | 27.2185 | 13.5124 | 15.1824 | 18.1107 | 28.6337 | 44.4063 | 50.662 | 39.1614 | 25.7613 | 37.5793 | 49.1645
2031 | 42.1817 | 42.9809 | 32.736 | 19.5221 | 22.8207 | 23.89 | 33.1679 | 77.9934 | 65.5905 | 48.0073 | 29.4054 | 40.4093 | 52.015
2032 | 41.2579 | 45.4222 | 31.0238 | 21.524 | 12.7806 | 26.3871 | 29.0026 | 81.6485 | 65.394 | 47.0586 | 28.744 | 41.8709 | 52.9237
2033 | 43.5682 | 43.4404 | 29.5629 | 20.0567 | 20.9574 | 27.3631 | 34.4651 | 77.1942 | 62.6387 | 46.6551 | 54.1134 | 44.7119 | 52.4753
2034 | 40.2541 | 47.1508 | 36.3419 | 19.8264 | 11.7787 | 27.4569 | 32.1812 | 76.2218 | 61.4917 | 48.3404 | 18.1084 | 43.9287 | 54.8352
2035 | 34.9581 | 48.5723 | 27.2746 | 16.0646 | 22.9603 | 22.3456 | 36.9404 | 60.9576 | 55.3263 | 44.0138 | 28.4433 | 38.665 | -31.7339
2036 | 35.6654 | 36.8294 | 26.2094 | 18.0774 | 21.2625 | 22.6896 | 39.3595 | 52.9165 | 47.7481 | 51.6333 | 23.9294 | 35.8519 | 43.5418
2037 | 35.6655 | 8.6904 | 34.5291 | 15.7665 | 28.9754 | 21.28 | 31.5281 | 51.3673 | 54.5923 | 46.2365 | 31.3133 | 39.1967 | 43.224
2038 | 37.134 | 38.9887 | 35.0603 | 18.6769 | 23.9577 | 21.6536 | 36.2993 | 42.4832 | 58.3133 | 45.7062 | 40.9821 | 37.6371 | 45.6063
2039 | 38.2559 | 80.7117 | 26.2685 | 19.0312 | 15.9609 | 29.6693 | 36.7647 | 50.0941 | 52.403 | 44.7032 | 32.7633 | 48.5488 | 36.7748
2040 | 38.4851 | 43.8141 | 36.115 | 19.1396 | 23.0613 | 25.7153 | 35.4453 | 53.7351 | 52.1612 | 48.5476 | 35.0023 | 44.3894 | 49.3929
2041 | 39.69 | 22.7947 | 47.8508 | 22.9903 | 24.6977 | 24.498 | 39.2567 | 51.7708 | 54.3724 | 49.2188 | 44.8009 | 41.2607 | 46.4462
2042 | 43.3078 | 77.2125 | 45.2942 | 23.6589 | 26.147 | 23.5285 | 40.4387 | 53.2872 | 59.1611 | 52.3369 | 39.621 | 46.2393 | 51.6061
2043 | 45.7354 | 47.9156 | 48.322 | 28.1444 | 27.9544 | 28.8692 | 48.6832 | 57.6079 | 65.2104 | 58.1345 | 33.1648 | 48.625 | 45.9772
2044 | 46.5655 | 37.4166 | 43.5119 | 26.0035 | 32.6174 | 27.5045 | 42.9314 | 72.2671 | 69.4204 | 60.2833 | 42.8697 | 49.4598 | 19.4736
|  | 31 | 28 | 31 | 30 | 31 | 30 | 31 | 31 | 30 | 31 | 30 | 31

## Table 4
Appendix B
Table 4
Burnertip Natural Gas Price Forecast |  |  |  |  | Quote Date
QF - Sch37 - UT - Solar T - 10.0 MW and 30.2% CF |  |  |  |  | 2026-06-30
PacifiCorp
| Delivered | Delivered | Delivered | Delivered
Year | IRP - Utah Greenfield | Naughton | IRP West Side | IRP - Wyo NE
| Fuel Cost | Fuel Cost | Fuel Cost | Fuel Cost
[6 empty] | IRP - Utah Greenfield |  | IRP West Side | IRP - Wyo NE |  |  | IRP West Side |  | Burner tip
[5 empty] | Peak Type: | Delivered | Naughton | Delivered | Delivered | Year | IRP - Utah Greenfield | West Side | IRP - Wyo NE | Naughton
2025 | 2.78 | 2.76 | 2.18 | 2.76 | 2025-01-01 | 4.1297 | 4.1012 | 3.6667 | 4.1265 | 2025 | 47 | 43 | 46 | 42
2026 | 2.3 | 2.25 | 1.93 | 2.2 | 2025-02-01 | 3.4435 | 3.4192 | 3.2332 | 3.4317 | 2025
2027 | 3.14 | 3.12 | 2.88 | 2.89 | 2025-03-01 | 2.6848 | 2.6655 | 2.0537 | 2.7211 | 2025
2028 | 3.55 | 3.53 | 3.33 | 3.22 | 2025-04-01 | 1.9318 | 1.917 | 1.5165 | 1.9378 | 2025
2029 | 4.13 | 4.09 | 4 | 3.79 | 2025-05-01 | 2.1744 | 2.1585 | 1.6603 | 2.1166 | 2025
2030 | 5.54 | 5.47 | 5.42 | 5.18 | 2025-06-01 | 2.5624 | 2.5442 | 1.5135 | 2.5327 | 2025
2031 | 6.52 | 6.44 | 6.38 | 6.15 | 2025-07-01 | 2.8296 | 2.8098 | 1.2723 | 2.7603 | 2025
2032 | 6.43 | 6.35 | 6.24 | 6.05 | 2025-08-01 | 2.5406 | 2.5223 | 1.8363 | 2.4552 | 2025
2033 | 6.29 | 6.21 | 6.06 | 5.92 | 2025-09-01 | 2.6151 | 2.5965 | 1.537 | 2.5551 | 2025
2034 | 6.58 | 6.49 | 6.31 | 6.2 | 2025-10-01 | 2.2421 | 2.2255 | 2.181 | 2.2831 | 2025
2035 | 6.88 | 6.79 | 6.54 | 6.5 | 2025-11-01 | 3.0975 | 3.0762 | 2.6906 | 3.0824 | 2025
2036 | 7.18 | 7.09 | 6.8 | 6.8 | 2025-12-01 | 3.0588 | 3.0371 | 2.9402 | 3.0579 | 2025
2037 | 7.36 | 7.26 | 6.95 | 6.98 | 2026-01-01 | 4.2351 | 4.2065 | 2.2547 | 4.1929 | 2026
2038 | 7.49 | 7.39 | 7.01 | 7.1 | 2026-02-01 | 1.7319 | 1.7179 | 1.6646 | 1.744 | 2026
2039 | 7.74 | 7.64 | 7.24 | 7.35 | 2026-03-01 | 1.3282 | 1.317 | 1.3849 | 1.3482 | 2026
2040 | 8.02 | 7.91 | 7.47 | 7.63 | 2026-04-01 | 0.87305 | 0.8646 | 0.95639 | 0.9139 | 2026
2041 | 8.24 | 8.13 | 7.59 | 7.84 | 2026-05-01 | 1.2257 | 1.2157 | 1.2774 | 1.2588 | 2026
2042 | 8.6 | 8.48 | 7.87 | 8.2 | 2026-06-01 | 1.7123 | 1.6997 | 1.4172 | 1.7208 | 2026
2043 | 8.95 | 8.82 | 8.12 | 8.54 | 2026-07-01 | 2.1909 | 1.8122 | 1.6837 | 2.0849 | 2026
2044 | 9.33 | 9.19 | 8.44 | 8.91 | 2026-08-01 | 2.4557 | 2.4389 | 1.9585 | 2.298 | 2026
2045 | 9.74 | 9.6 | 8.76 | 9.32 | 2026-09-01 | 2.3836 | 2.3672 | 1.9901 | 2.2266 | 2026
[5 empty] | 2026-10-01 | 2.3707 | 2.3544 | 1.9963 | 2.2002 | 2026
[5 empty] | 2026-11-01 | 2.7343 | 2.7157 | 2.553 | 2.6014 | 2026
[5 empty] | 2026-12-01 | 4.3755 | 4.3464 | 3.9719 | 3.8376 | 2026
[5 empty] | 2027-01-01 | 4.8556 | 4.8235 | 4.5095 | 4.4825 | 2027
[5 empty] | 2027-02-01 | 4.3276 | 4.2989 | 4.0324 | 4.0105 | 2027
[5 empty] | 2027-03-01 | 2.5496 | 2.5322 | 2.4362 | 2.434 | 2027
[5 empty] | 2027-04-01 | 2.0942 | 2.0797 | 1.9291 | 2.0253 | 2027
[5 empty] | 2027-05-01 | 1.9197 | 1.9063 | 1.6964 | 1.8894 | 2027
[5 empty] | 2027-06-01 | 2.152 | 2.1372 | 1.8613 | 2.0645 | 2027
[5 empty] | 2027-07-01 | 2.8777 | 2.8582 | 2.443 | 2.614 | 2027
[5 empty] | 2027-08-01 | 2.9113 | 2.8916 | 2.5093 | 2.6613 | 2027
[5 empty] | 2027-09-01 | 2.8593 | 2.8399 | 2.4606 | 2.5698 | 2027
[5 empty] | 2027-10-01 | 2.7052 | 2.6868 | 2.437 | 2.6141 | 2027
[5 empty] | 2027-11-01 | 3.4822 | 3.4589 | 3.2839 | 3.1156 | 2027
[5 empty] | 2027-12-01 | 4.9725 | 4.9396 | 5.0137 | 4.2191 | 2027
Official Forward Price Curve Forecast dated Jun 30, 2026 |  |  |  |  | 2028-01-01 | 5.3914 | 5.3559 | 5.2997 | 4.8578 | 2028
[5 empty] | 2028-02-01 | 4.9021 | 4.8697 | 4.8717 | 4.3909 | 2028
[5 empty] | 2028-03-01 | 3.0353 | 3.0148 | 2.8659 | 2.8663 | 2028
[5 empty] | 2028-04-01 | 2.5297 | 2.5124 | 2.3699 | 2.3759 | 2028
[5 empty] | 2028-05-01 | 2.4465 | 2.4298 | 2.1377 | 2.3015 | 2028
[5 empty] | 2028-06-01 | 2.5975 | 2.5798 | 2.3212 | 2.4477 | 2028
[5 empty] | 2028-07-01 | 3.2572 | 3.2353 | 2.8279 | 2.9116 | 2028
[5 empty] | 2028-08-01 | 3.321 | 3.2987 | 2.8859 | 2.9744 | 2028
[5 empty] | 2028-09-01 | 3.2705 | 3.2485 | 2.8728 | 2.9447 | 2028
[5 empty] | 2028-10-01 | 3.0547 | 3.034 | 2.7295 | 2.8854 | 2028
[5 empty] | 2028-11-01 | 3.6256 | 3.6013 | 3.4751 | 3.2543 | 2028
[5 empty] | 2028-12-01 | 5.1567 | 5.1227 | 5.3222 | 4.4156 | 2028
[5 empty] | 2029-01-01 | 5.5521 | 5.5155 | 5.5439 | 4.9055 | 2029
[5 empty] | 2029-02-01 | 5.0006 | 4.9675 | 5.0402 | 4.596 | 2029
[5 empty] | 2029-03-01 | 3.0644 | 3.0437 | 3.1833 | 2.9251 | 2029
[5 empty] | 2029-04-01 | 2.4327 | 2.4161 | 2.2771 | 2.3909 | 2029
[5 empty] | 2029-05-01 | 2.5195 | 2.5023 | 2.2913 | 2.3432 | 2029
[5 empty] | 2029-06-01 | 2.6118 | 2.594 | 2.3691 | 2.4317 | 2029
[5 empty] | 2029-07-01 | 3.1812 | 3.1598 | 2.8503 | 2.7864 | 2029
[5 empty] | 2029-08-01 | 4.7734 | 4.722 | 4.4302 | 4.4048 | 2029
[5 empty] | 2029-09-01 | 4.7421 | 4.6907 | 4.4478 | 4.3942 | 2029
[5 empty] | 2029-10-01 | 4.6461 | 4.5937 | 4.4666 | 4.4529 | 2029
[5 empty] | 2029-11-01 | 5.0449 | 4.9922 | 4.9719 | 4.6522 | 2029
[5 empty] | 2029-12-01 | 5.9774 | 5.9269 | 6.1785 | 5.2239 | 2029
[5 empty] | 2030-01-01 | 6.2831 | 6.2319 | 6.3877 | 5.6255 | 2030
[5 empty] | 2030-02-01 | 5.9283 | 5.8766 | 5.9513 | 5.5096 | 2030
[5 empty] | 2030-03-01 | 4.5705 | 4.5197 | 4.5739 | 4.4085 | 2030
[5 empty] | 2030-04-01 | 4.212 | 4.1598 | 3.9579 | 4.1434 | 2030
[5 empty] | 2030-05-01 | 4.2615 | 4.2095 | 3.9373 | 4.059 | 2030
[5 empty] | 2030-06-01 | 4.3443 | 4.2918 | 3.9946 | 4.138 | 2030
[5 empty] | 2030-07-01 | 4.8846 | 4.8291 | 4.5428 | 4.4641 | 2030
[5 empty] | 2030-08-01 | 6.2257 | 6.1453 | 5.9747 | 5.8353 | 2030
[5 empty] | 2030-09-01 | 6.2138 | 6.1329 | 6.0228 | 5.8436 | 2030
[5 empty] | 2030-10-01 | 6.2376 | 6.1533 | 6.2035 | 6.0204 | 2030
[5 empty] | 2030-11-01 | 6.4642 | 6.3831 | 6.4686 | 6.05 | 2030
[5 empty] | 2030-12-01 | 6.7981 | 6.7312 | 7.0348 | 6.0323 | 2030
[5 empty] | 2031-01-01 | 7.0142 | 6.9483 | 7.2315 | 6.3455 | 2031
[5 empty] | 2031-02-01 | 6.8559 | 6.7857 | 6.8625 | 6.4233 | 2031
[5 empty] | 2031-03-01 | 6.0766 | 5.9957 | 5.9646 | 5.892 | 2031
[5 empty] | 2031-04-01 | 5.9914 | 5.9036 | 5.6386 | 5.896 | 2031
[5 empty] | 2031-05-01 | 6.0036 | 5.9167 | 5.5832 | 5.7748 | 2031
[5 empty] | 2031-06-01 | 6.0766 | 5.9895 | 5.6202 | 5.8442 | 2031
[5 empty] | 2031-07-01 | 6.588 | 6.4984 | 6.2352 | 6.1419 | 2031
[5 empty] | 2031-08-01 | 6.6367 | 6.5481 | 6.3828 | 6.2401 | 2031
[5 empty] | 2031-09-01 | 6.6002 | 6.5116 | 6.4197 | 6.2242 | 2031
[5 empty] | 2031-10-01 | 6.588 | 6.4967 | 6.555 | 6.3655 | 2031
[5 empty] | 2031-11-01 | 6.7706 | 6.6835 | 6.7764 | 6.3519 | 2031
[5 empty] | 2031-12-01 | 7.0507 | 6.9787 | 7.2684 | 6.281 | 2031
[5 empty] | 2032-01-01 | 7.2434 | 7.173 | 7.4658 | 6.5712 | 2032
[5 empty] | 2032-02-01 | 6.5216 | 6.4582 | 6.5104 | 6.0941 | 2032
[5 empty] | 2032-03-01 | 5.9742 | 5.8952 | 5.819 | 5.791 | 2032
[5 empty] | 2032-04-01 | 5.887 | 5.8013 | 5.5047 | 5.7932 | 2032
[5 empty] | 2032-05-01 | 5.9119 | 5.8269 | 5.467 | 5.6845 | 2032
[5 empty] | 2032-06-01 | 5.9866 | 5.9013 | 5.4795 | 5.7556 | 2032
[5 empty] | 2032-07-01 | 6.4346 | 6.348 | 6.0579 | 5.9907 | 2032
[5 empty] | 2032-08-01 | 6.5092 | 6.4231 | 6.1835 | 6.1145 | 2032
[5 empty] | 2032-09-01 | 6.5092 | 6.4224 | 6.2213 | 6.1346 | 2032
[5 empty] | 2032-10-01 | 6.4595 | 6.3707 | 6.3595 | 6.2389 | 2032
[5 empty] | 2032-11-01 | 6.6586 | 6.5736 | 6.6487 | 6.2415 | 2032
[5 empty] | 2032-12-01 | 7.0194 | 6.9481 | 7.1766 | 6.2501 | 2032
[5 empty] | 2033-01-01 | 6.7417 | 6.6813 | 6.8718 | 6.0772 | 2033
[5 empty] | 2033-02-01 | 6.6018 | 6.5367 | 6.5892 | 6.1731 | 2033
[5 empty] | 2033-03-01 | 5.8134 | 5.7376 | 5.5742 | 5.6327 | 2033
[5 empty] | 2033-04-01 | 5.737 | 5.6543 | 5.2916 | 5.6454 | 2033
[5 empty] | 2033-05-01 | 5.7752 | 5.6928 | 5.2916 | 5.5498 | 2033
[5 empty] | 2033-06-01 | 5.8515 | 5.7689 | 5.3108 | 5.6225 | 2033
[5 empty] | 2033-07-01 | 6.2839 | 6.2004 | 5.8954 | 5.8423 | 2033
[5 empty] | 2033-08-01 | 6.411 | 6.3269 | 6.0239 | 6.0178 | 2033
[5 empty] | 2033-09-01 | 6.411 | 6.3262 | 6.0624 | 6.0379 | 2033
[5 empty] | 2033-10-01 | 6.4364 | 6.3482 | 6.1909 | 6.2162 | 2033
[5 empty] | 2033-11-01 | 6.5383 | 6.4557 | 6.5378 | 6.123 | 2033
[5 empty] | 2033-12-01 | 6.8815 | 6.813 | 7.026 | 6.1144 | 2033
[5 empty] | 2034-01-01 | 7.0852 | 7.0179 | 7.2197 | 6.4155 | 2034
[5 empty] | 2034-02-01 | 6.8253 | 6.7557 | 6.7601 | 6.3932 | 2034
[5 empty] | 2034-03-01 | 6.0195 | 5.9396 | 5.7359 | 5.8357 | 2034
[5 empty] | 2034-04-01 | 5.9545 | 5.8674 | 5.4668 | 5.8596 | 2034
[5 empty] | 2034-05-01 | 5.9935 | 5.9068 | 5.4734 | 5.7648 | 2034
[5 empty] | 2034-06-01 | 6.1104 | 6.0226 | 5.4996 | 5.8775 | 2034
[5 empty] | 2034-07-01 | 6.5653 | 6.4762 | 6.1298 | 6.1195 | 2034
[5 empty] | 2034-08-01 | 6.7343 | 6.6437 | 6.3268 | 6.3362 | 2034
[5 empty] | 2034-09-01 | 6.7343 | 6.643 | 6.3662 | 6.3563 | 2034
[5 empty] | 2034-10-01 | 6.7603 | 6.6655 | 6.445 | 6.5352 | 2034
[5 empty] | 2034-11-01 | 6.8643 | 6.7752 | 6.8521 | 6.4441 | 2034
[5 empty] | 2034-12-01 | 7.2802 | 7.2036 | 7.4364 | 6.507 | 2034
[5 empty] | 2035-01-01 | 7.2678 | 7.197 | 7.3917 | 6.5954 | 2035
[5 empty] | 2035-02-01 | 7.042 | 6.9682 | 6.9221 | 6.6066 | 2035
[5 empty] | 2035-03-01 | 6.2983 | 6.2129 | 5.9558 | 6.1102 | 2035
[5 empty] | 2035-04-01 | 6.2584 | 6.1652 | 5.7009 | 6.1589 | 2035
[5 empty] | 2035-05-01 | 6.285 | 6.1924 | 5.7076 | 6.052 | 2035
[5 empty] | 2035-06-01 | 6.4444 | 6.3499 | 5.7479 | 6.2064 | 2035
[5 empty] | 2035-07-01 | 6.9093 | 6.8132 | 6.3853 | 6.4583 | 2035
[5 empty] | 2035-08-01 | 7.042 | 6.9453 | 6.6134 | 6.6393 | 2035
[5 empty] | 2035-09-01 | 7.0819 | 6.9837 | 6.6536 | 6.6987 | 2035
[5 empty] | 2035-10-01 | 7.1085 | 7.0068 | 6.6939 | 6.8781 | 2035
[5 empty] | 2035-11-01 | 7.1881 | 7.0926 | 7.0965 | 6.7631 | 2035
[5 empty] | 2035-12-01 | 7.5866 | 7.504 | 7.6332 | 6.8088 | 2035
[5 empty] | 2036-01-01 | 7.8081 | 7.7264 | 7.8558 | 7.1275 | 2036
[5 empty] | 2036-02-01 | 7.1701 | 7.0936 | 6.978 | 6.7328 | 2036
[5 empty] | 2036-03-01 | 6.6136 | 6.5218 | 6.2512 | 6.4208 | 2036
[5 empty] | 2036-04-01 | 6.5863 | 6.4866 | 5.9632 | 6.4819 | 2036
[5 empty] | 2036-05-01 | 6.6271 | 6.5277 | 5.9838 | 6.3889 | 2036
[5 empty] | 2036-06-01 | 6.7628 | 6.662 | 6.0044 | 6.5201 | 2036
[5 empty] | 2036-07-01 | 7.2379 | 7.1354 | 6.6352 | 6.782 | 2036
[5 empty] | 2036-08-01 | 7.3194 | 7.2171 | 6.8821 | 6.9125 | 2036
[5 empty] | 2036-09-01 | 7.3602 | 7.2563 | 6.9232 | 6.9728 | 2036
[5 empty] | 2036-10-01 | 7.4009 | 7.2933 | 6.9506 | 7.1661 | 2036
[5 empty] | 2036-11-01 | 7.4552 | 7.3543 | 7.2798 | 7.0261 | 2036
[5 empty] | 2036-12-01 | 7.8353 | 7.7476 | 7.849 | 7.0538 | 2036
[5 empty] | 2037-01-01 | 8.0555 | 7.9688 | 8.0555 | 7.3711 | 2037
[5 empty] | 2037-02-01 | 7.5981 | 7.5131 | 7.3484 | 7.1544 | 2037
[5 empty] | 2037-03-01 | 6.7804 | 6.6853 | 6.3962 | 6.5851 | 2037
[5 empty] | 2037-04-01 | 6.7249 | 6.6224 | 6.0812 | 6.6184 | 2037
[5 empty] | 2037-05-01 | 6.7665 | 6.6643 | 6.0742 | 6.5262 | 2037
[5 empty] | 2037-06-01 | 6.919 | 6.815 | 6.1022 | 6.6739 | 2037
[5 empty] | 2037-07-01 | 7.3348 | 7.2302 | 6.7183 | 6.8774 | 2037
[5 empty] | 2037-08-01 | 7.4595 | 7.3544 | 6.9984 | 7.0504 | 2037
[5 empty] | 2037-09-01 | 7.5011 | 7.3944 | 7.0404 | 7.1116 | 2037
[5 empty] | 2037-10-01 | 7.5426 | 7.4323 | 7.0964 | 7.3057 | 2037
[5 empty] | 2037-11-01 | 7.6536 | 7.5487 | 7.4465 | 7.2215 | 2037
[5 empty] | 2037-12-01 | 8.0416 | 7.9499 | 8.0345 | 7.257 | 2037
[5 empty] | 2038-01-01 | 8.0126 | 7.9268 | 7.8028 | 7.3289 | 2038
[5 empty] | 2038-02-01 | 7.6164 | 7.531 | 7.3167 | 7.1724 | 2038
[5 empty] | 2038-03-01 | 6.8947 | 6.7974 | 6.516 | 6.6977 | 2038
[5 empty] | 2038-04-01 | 6.8805 | 6.7749 | 6.2015 | 6.7717 | 2038
[5 empty] | 2038-05-01 | 6.9229 | 6.8177 | 6.2015 | 6.6803 | 2038
[5 empty] | 2038-06-01 | 7.0787 | 6.9715 | 6.2301 | 6.8311 | 2038
[5 empty] | 2038-07-01 | 7.5598 | 7.4508 | 6.8734 | 7.099 | 2038
[5 empty] | 2038-08-01 | 7.6447 | 7.5359 | 7.1737 | 7.2329 | 2038
[5 empty] | 2038-09-01 | 7.6729 | 7.5629 | 7.2166 | 7.2808 | 2038
[5 empty] | 2038-10-01 | 7.7154 | 7.6016 | 7.2595 | 7.4759 | 2038
[5 empty] | 2038-11-01 | 7.772 | 7.6648 | 7.4882 | 7.3382 | 2038
[5 empty] | 2038-12-01 | 8.0975 | 8.0046 | 7.8313 | 7.3121 | 2038
[5 empty] | 2039-01-01 | 8.3401 | 8.2477 | 8.0394 | 7.6514 | 2039
[5 empty] | 2039-02-01 | 7.9355 | 7.8437 | 7.6014 | 7.4866 | 2039
[5 empty] | 2039-03-01 | 7.1553 | 7.0528 | 6.7549 | 6.9544 | 2039
[5 empty] | 2039-04-01 | 7.0974 | 6.9875 | 6.4045 | 6.9853 | 2039
[5 empty] | 2039-05-01 | 7.1408 | 7.0312 | 6.4337 | 6.8949 | 2039
[5 empty] | 2039-06-01 | 7.3431 | 7.2307 | 6.4629 | 7.0917 | 2039
[5 empty] | 2039-07-01 | 7.8344 | 7.7198 | 7.1197 | 7.3694 | 2039
[5 empty] | 2039-08-01 | 7.921 | 7.8067 | 7.4116 | 7.505 | 2039
[5 empty] | 2039-09-01 | 7.921 | 7.806 | 7.4409 | 7.5251 | 2039
[5 empty] | 2039-10-01 | 7.9644 | 7.8456 | 7.4846 | 7.7211 | 2039
[5 empty] | 2039-11-01 | 8.0077 | 7.8958 | 7.6891 | 7.5703 | 2039
[5 empty] | 2039-12-01 | 8.2534 | 8.1574 | 7.9955 | 7.4655 | 2039
[5 empty] | 2040-01-01 | 8.5154 | 8.4196 | 8.2079 | 7.8241 | 2040
[5 empty] | 2040-02-01 | 7.9696 | 7.8772 | 7.6118 | 7.5202 | 2040
[5 empty] | 2040-03-01 | 7.3796 | 7.2725 | 6.9709 | 7.1753 | 2040
[5 empty] | 2040-04-01 | 7.35 | 7.235 | 6.6431 | 7.2341 | 2040
[5 empty] | 2040-05-01 | 7.3943 | 7.2796 | 6.5536 | 7.1445 | 2040
[5 empty] | 2040-06-01 | 7.6451 | 7.5266 | 6.6505 | 7.389 | 2040
[5 empty] | 2040-07-01 | 8.1466 | 8.0259 | 7.3435 | 7.677 | 2040
[5 empty] | 2040-08-01 | 8.2351 | 8.1145 | 7.7012 | 7.8144 | 2040
[5 empty] | 2040-09-01 | 8.2499 | 8.1283 | 7.7608 | 7.849 | 2040
[5 empty] | 2040-10-01 | 8.2942 | 8.1687 | 7.8055 | 8.0459 | 2040
[5 empty] | 2040-11-01 | 8.3384 | 8.2199 | 7.9844 | 7.896 | 2040
[5 empty] | 2040-12-01 | 8.7367 | 8.631 | 8.3719 | 7.9416 | 2040
[5 empty] | 2041-01-01 | 8.6192 | 8.5212 | 8.2887 | 7.9263 | 2041
[5 empty] | 2041-02-01 | 8.4234 | 8.3218 | 8.0149 | 7.9671 | 2041
[5 empty] | 2041-03-01 | 7.6101 | 7.4984 | 7.1324 | 7.4023 | 2041
[5 empty] | 2041-04-01 | 7.6101 | 7.4898 | 6.828 | 7.4902 | 2041
[5 empty] | 2041-05-01 | 7.6552 | 7.5353 | 6.691 | 7.4015 | 2041
[5 empty] | 2041-06-01 | 7.8661 | 7.7432 | 6.7367 | 7.6067 | 2041
[5 empty] | 2041-07-01 | 8.3933 | 8.2676 | 7.4671 | 7.9199 | 2041
[5 empty] | 2041-08-01 | 8.4686 | 8.3433 | 7.7867 | 8.0443 | 2041
[5 empty] | 2041-09-01 | 8.4535 | 8.3278 | 7.8322 | 8.0495 | 2041
[5 empty] | 2041-10-01 | 8.4837 | 8.3544 | 7.8628 | 8.2326 | 2041
[5 empty] | 2041-11-01 | 8.5288 | 8.4065 | 8.0605 | 8.0835 | 2041
[5 empty] | 2041-12-01 | 8.7999 | 8.693 | 8.3953 | 8.0038 | 2041
[5 empty] | 2042-01-01 | 9.0464 | 8.94 | 8.6335 | 8.3471 | 2042
[5 empty] | 2042-02-01 | 8.7081 | 8.6009 | 8.2296 | 8.2476 | 2042
[5 empty] | 2042-03-01 | 7.8777 | 7.7608 | 7.3595 | 7.6659 | 2042
[5 empty] | 2042-04-01 | 7.9393 | 7.8124 | 7.0489 | 7.8145 | 2042
[5 empty] | 2042-05-01 | 7.97 | 7.8438 | 6.9245 | 7.7116 | 2042
[5 empty] | 2042-06-01 | 8.1853 | 8.056 | 7.0177 | 7.9211 | 2042
[5 empty] | 2042-07-01 | 8.7543 | 8.6214 | 7.6547 | 8.2755 | 2042
[5 empty] | 2042-08-01 | 8.8004 | 8.6685 | 8.0742 | 8.3711 | 2042
[5 empty] | 2042-09-01 | 8.8312 | 8.6979 | 8.1208 | 8.4216 | 2042
[5 empty] | 2042-10-01 | 8.8773 | 8.7402 | 8.1674 | 8.6203 | 2042
[5 empty] | 2042-11-01 | 8.9388 | 8.8083 | 8.4626 | 8.4873 | 2042
[5 empty] | 2042-12-01 | 9.3078 | 9.1908 | 8.8044 | 8.5041 | 2042
[5 empty] | 2043-01-01 | 9.2523 | 9.1418 | 8.8305 | 8.5499 | 2043
[5 empty] | 2043-02-01 | 9.0954 | 8.9804 | 8.5925 | 8.629 | 2043
[5 empty] | 2043-03-01 | 8.3574 | 8.2309 | 7.6883 | 8.1384 | 2043
[5 empty] | 2043-04-01 | 8.3417 | 8.2069 | 7.3552 | 8.2108 | 2043
[5 empty] | 2043-05-01 | 8.3731 | 8.2388 | 7.0222 | 8.1086 | 2043
[5 empty] | 2043-06-01 | 8.5772 | 8.4401 | 7.1173 | 8.3071 | 2043
[5 empty] | 2043-07-01 | 9.0954 | 8.9556 | 7.9263 | 8.6114 | 2043
[5 empty] | 2043-08-01 | 9.1581 | 9.0191 | 8.3387 | 8.7235 | 2043
[5 empty] | 2043-09-01 | 9.1581 | 9.0184 | 8.4021 | 8.7436 | 2043
[5 empty] | 2043-10-01 | 9.2053 | 9.0616 | 8.4339 | 8.9433 | 2043
[5 empty] | 2043-11-01 | 9.268 | 9.1309 | 8.7511 | 8.8117 | 2043
[5 empty] | 2043-12-01 | 9.5036 | 9.3826 | 8.989 | 8.6969 | 2043
[5 empty] | 2044-01-01 | 9.761 | 9.6403 | 9.2352 | 9.0509 | 2044
[5 empty] | 2044-02-01 | 9.2315 | 9.1138 | 8.6678 | 8.7631 | 2044
[5 empty] | 2044-03-01 | 8.7501 | 8.6157 | 8.0437 | 8.5251 | 2044
[5 empty] | 2044-04-01 | 8.718 | 8.5757 | 7.6465 | 8.5815 | 2044
[5 empty] | 2044-05-01 | 8.7662 | 8.624 | 7.3872 | 8.4958 | 2044
[5 empty] | 2044-06-01 | 8.9588 | 8.814 | 7.4196 | 8.6829 | 2044
[5 empty] | 2044-07-01 | 9.5204 | 9.3721 | 8.2949 | 9.03 | 2044
[5 empty] | 2044-08-01 | 9.5685 | 9.4212 | 8.6678 | 9.1276 | 2044
[5 empty] | 2044-09-01 | 9.5524 | 9.4048 | 8.7326 | 9.132 | 2044
[5 empty] | 2044-10-01 | 9.5846 | 9.4333 | 8.7489 | 9.3169 | 2044
[5 empty] | 2044-11-01 | 9.6488 | 9.504 | 9.1217 | 9.1866 | 2044
[5 empty] | 2044-12-01 | 9.8734 | 9.745 | 9.3325 | 9.0611 | 2044
[5 empty] | 2045-01-01 | 10.14 | 10.0117 | 9.5872 | 9.4242 | 2045
[5 empty] | 2045-02-01 | 9.8285 | 9.6988 | 9.2559 | 9.351 | 2045
[5 empty] | 2045-03-01 | 9.1233 | 8.9814 | 8.4109 | 8.8927 | 2045
[5 empty] | 2045-04-01 | 9.1068 | 8.9567 | 7.8891 | 8.9644 | 2045
[5 empty] | 2045-05-01 | 9.1561 | 9.0061 | 7.6323 | 8.8798 | 2045
[5 empty] | 2045-06-01 | 9.3693 | 9.2163 | 7.6323 | 9.0872 | 2045
[5 empty] | 2045-07-01 | 9.8941 | 9.7383 | 8.5104 | 9.3981 | 2045
[5 empty] | 2045-08-01 | 9.9433 | 9.7884 | 8.9246 | 9.4968 | 2045
[5 empty] | 2045-09-01 | 9.9268 | 9.7717 | 8.9743 | 9.5007 | 2045
[5 empty] | 2045-10-01 | 9.9924 | 9.833 | 9.0406 | 9.7186 | 2045
[5 empty] | 2045-11-01 | 10.058 | 9.9051 | 9.4713 | 9.5897 | 2045
[5 empty] | 2045-12-01 | 10.386 | 10.2474 | 9.753 | 9.566 | 2045
[5 empty] | 2046-01-01 | 10.246 | 10.1156 | 9.6286 | 9.5286 | 2046
[5 empty] | 2046-02-01 | 10.0114 | 9.8781 | 9.4254 | 9.5312 | 2046
[5 empty] | 2046-03-01 | 9.3243 | 9.1783 | 8.5957 | 9.0906 | 2046
[5 empty] | 2046-04-01 | 9.3243 | 9.1697 | 8.0623 | 9.1786 | 2046
[5 empty] | 2046-05-01 | 9.3745 | 9.2202 | 7.8084 | 9.0949 | 2046
[5 empty] | 2046-06-01 | 9.5589 | 9.4021 | 7.8677 | 9.274 | 2046
[5 empty] | 2046-07-01 | 10.1119 | 9.9519 | 8.6804 | 9.6127 | 2046
[5 empty] | 2046-08-01 | 10.1957 | 10.0359 | 9.1545 | 9.7454 | 2046
[5 empty] | 2046-09-01 | 10.1622 | 10.0024 | 9.2053 | 9.7326 | 2046
[5 empty] | 2046-10-01 | 10.179 | 10.0159 | 9.2053 | 9.9023 | 2046
[5 empty] | 2046-11-01 | 10.2293 | 10.0729 | 9.6286 | 9.7584 | 2046
[5 empty] | 2046-12-01 | 10.4304 | 10.2908 | 9.8149 | 9.6097 | 2046
[5 empty] | 2047-01-01 | 10.7287 | 10.5885 | 10.0998 | 10.004 | 2047
[5 empty] | 2047-02-01 | 10.3689 | 10.2285 | 9.7536 | 9.8833 | 2047
[5 empty] | 2047-03-01 | 9.6495 | 9.4971 | 8.8539 | 9.4109 | 2047
[5 empty] | 2047-04-01 | 9.6666 | 9.5053 | 8.1616 | 9.5158 | 2047
[5 empty] | 2047-05-01 | 9.718 | 9.5568 | 8.0058 | 9.4333 | 2047
[5 empty] | 2047-06-01 | 9.9064 | 9.7427 | 8.0405 | 9.6163 | 2047
[5 empty] | 2047-07-01 | 10.4888 | 10.3212 | 8.9577 | 9.9838 | 2047
[5 empty] | 2047-08-01 | 10.5573 | 10.3903 | 9.4249 | 10.1016 | 2047
[5 empty] | 2047-09-01 | 10.5059 | 10.3392 | 9.4768 | 10.071 | 2047
[5 empty] | 2047-10-01 | 10.5573 | 10.3866 | 9.546 | 10.275 | 2047
[5 empty] | 2047-11-01 | 10.6088 | 10.4448 | 9.9787 | 10.1322 | 2047
[5 empty] | 2047-12-01 | 10.8143 | 10.667 | 10.1863 | 9.9878 | 2047
[5 empty] | 2048-01-01 | 11.1224 | 10.9744 | 10.4632 | 10.3919 | 2048
[5 empty] | 2048-02-01 | 10.5622 | 10.418 | 9.8265 | 10.0738 | 2048
[5 empty] | 2048-03-01 | 10.0721 | 9.9112 | 9.1722 | 9.8272 | 2048
[5 empty] | 2048-04-01 | 10.0896 | 9.9198 | 8.447 | 9.9324 | 2048
[5 empty] | 2048-05-01 | 10.1597 | 9.9896 | 8.3852 | 9.8682 | 2048
[5 empty] | 2048-06-01 | 10.3697 | 10.1967 | 8.4205 | 10.0726 | 2048
[5 empty] | 2048-07-01 | 10.9824 | 10.8049 | 9.3667 | 10.47 | 2048
[5 empty] | 2048-08-01 | 11.0524 | 10.8755 | 9.8972 | 10.5892 | 2048
[5 empty] | 2048-09-01 | 11.0699 | 10.8919 | 9.9503 | 10.6265 | 2048
[5 empty] | 2048-10-01 | 11.14 | 10.9576 | 10.0564 | 10.8488 | 2048
[5 empty] | 2048-11-01 | 11.21 | 11.034 | 10.5516 | 10.7243 | 2048
[5 empty] | 2048-12-01 | 11.5075 | 11.3465 | 10.8169 | 10.6706 | 2048
[5 empty] | 2049-01-01 | 11.5284 | 11.3723 | 10.7112 | 10.7917 | 2049
[5 empty] | 2049-02-01 | 11.26 | 11.1018 | 10.4221 | 10.761 | 2049
[5 empty] | 2049-03-01 | 10.598 | 10.4267 | 9.5725 | 10.3452 | 2049
[5 empty] | 2049-04-01 | 10.5802 | 10.4006 | 8.7953 | 10.4156 | 2049
[5 empty] | 2049-05-01 | 10.6339 | 10.4544 | 8.7321 | 10.3353 | 2049
[5 empty] | 2049-06-01 | 10.8486 | 10.666 | 8.8043 | 10.5442 | 2049
[5 empty] | 2049-07-01 | 11.3673 | 11.1822 | 9.6991 | 10.8491 | 2049
[5 empty] | 2049-08-01 | 11.439 | 11.2542 | 10.2594 | 10.9699 | 2049
[5 empty] | 2049-09-01 | 11.421 | 11.236 | 10.3136 | 10.9724 | 2049
[5 empty] | 2049-10-01 | 11.4926 | 11.3032 | 10.3859 | 11.1962 | 2049
[5 empty] | 2049-11-01 | 11.5105 | 11.3285 | 10.8377 | 11.0203 | 2049
[5 empty] | 2049-12-01 | 11.743 | 11.5773 | 11.0546 | 10.9026 | 2049
[5 empty] | 2050-01-01 | 12.0931 | 11.9257 | 11.3715 | 11.3479 | 2050
[5 empty] | 2050-02-01 | 11.764 | 11.5956 | 10.9097 | 11.2574 | 2050
[5 empty] | 2050-03-01 | 11.0326 | 10.8525 | 9.9122 | 10.7733 | 2050
[5 empty] | 2050-04-01 | 11.0692 | 10.8798 | 9.1456 | 10.8972 | 2050
[5 empty] | 2050-05-01 | 11.1241 | 10.9347 | 9.0717 | 10.8181 | 2050
[5 empty] | 2050-06-01 | 11.2703 | 11.0793 | 9.1179 | 10.9596 | 2050
[5 empty] | 2050-07-01 | 11.8919 | 11.6963 | 10.3001 | 11.3658 | 2050
[5 empty] | 2050-08-01 | 11.9651 | 11.7699 | 10.8358 | 11.4881 | 2050
[5 empty] | 2050-09-01 | 12.0017 | 11.805 | 10.9097 | 11.5443 | 2050
[5 empty] | 2050-10-01 | 12.0565 | 11.8559 | 10.9651 | 11.7516 | 2050
[5 empty] | 2050-11-01 | 12.1479 | 11.9532 | 11.4269 | 11.6481 | 2050
[5 empty] | 2050-12-01 | 12.7148 | 12.5295 | 12.0364 | 11.8597 | 2050
[5 empty] | 2051-01-01 | 12.3715 | 12.1985 | 11.6327 | 11.6221 | 2051
[5 empty] | 2051-02-01 | 12.0348 | 11.8611 | 11.1604 | 11.5241 | 2051
[5 empty] | 2051-03-01 | 11.2866 | 11.1015 | 10.1399 | 11.0234 | 2051
[5 empty] | 2051-04-01 | 11.3241 | 11.1295 | 9.3556 | 11.1482 | 2051
[5 empty] | 2051-05-01 | 11.3801 | 11.1857 | 9.2801 | 11.0702 | 2051
[5 empty] | 2051-06-01 | 11.5298 | 11.3336 | 9.3273 | 11.2152 | 2051
[5 empty] | 2051-07-01 | 12.1657 | 11.9646 | 10.5367 | 11.6355 | 2051
[5 empty] | 2051-08-01 | 12.2406 | 12.0398 | 11.0847 | 11.7595 | 2051
[5 empty] | 2051-09-01 | 12.2779 | 12.0758 | 11.1604 | 11.8164 | 2051
[5 empty] | 2051-10-01 | 12.3341 | 12.1279 | 11.2171 | 12.0249 | 2051
[5 empty] | 2051-11-01 | 12.4276 | 12.2273 | 11.6894 | 11.9236 | 2051
[5 empty] | 2051-12-01 | 13.0074 | 12.8164 | 12.313 | 12.1479 | 2051
[5 empty] | 2052-01-01 | 12.6563 | 12.4776 | 11.9 | 11.9026 | 2052
[5 empty] | 2052-02-01 | 12.3118 | 12.1326 | 11.4168 | 11.797 | 2052
[5 empty] | 2052-03-01 | 11.5464 | 11.3561 | 10.3729 | 11.2793 | 2052
[5 empty] | 2052-04-01 | 11.5848 | 11.385 | 9.5706 | 11.405 | 2052
[5 empty] | 2052-05-01 | 11.6421 | 11.4425 | 9.4933 | 11.3283 | 2052
[5 empty] | 2052-06-01 | 11.7952 | 11.5937 | 9.5416 | 11.4766 | 2052
[5 empty] | 2052-07-01 | 12.4458 | 12.2391 | 10.7788 | 11.9113 | 2052
[5 empty] | 2052-08-01 | 12.5223 | 12.316 | 11.3394 | 12.037 | 2052
[5 empty] | 2052-09-01 | 12.5606 | 12.3528 | 11.4168 | 12.0948 | 2052
[5 empty] | 2052-10-01 | 12.618 | 12.4061 | 11.4748 | 12.3046 | 2052
[5 empty] | 2052-11-01 | 12.7137 | 12.5077 | 11.9581 | 12.2053 | 2052
[5 empty] | 2052-12-01 | 13.3069 | 13.1098 | 12.596 | 12.4429 | 2052
[5 empty] | 2053-01-01 | 12.9476 | 12.7631 | 12.1735 | 12.1895 | 2053
[5 empty] | 2053-02-01 | 12.5953 | 12.4103 | 11.6791 | 12.0762 | 2053
[5 empty] | 2053-03-01 | 11.8123 | 11.6166 | 10.6112 | 11.5412 | 2053
[5 empty] | 2053-04-01 | 11.8514 | 11.6464 | 9.7905 | 11.6676 | 2053
[5 empty] | 2053-05-01 | 11.9102 | 11.7051 | 9.7114 | 11.5924 | 2053
[5 empty] | 2053-06-01 | 12.0667 | 11.8599 | 9.7608 | 11.744 | 2053
[5 empty] | 2053-07-01 | 12.7323 | 12.5199 | 11.0265 | 12.1936 | 2053
[5 empty] | 2053-08-01 | 12.8106 | 12.5985 | 11.6 | 12.3209 | 2053
[5 empty] | 2053-09-01 | 12.8498 | 12.6362 | 11.6791 | 12.3796 | 2053
[5 empty] | 2053-10-01 | 12.9085 | 12.6908 | 11.7384 | 12.5906 | 2053
[5 empty] | 2053-11-01 | 13.0064 | 12.7945 | 12.2328 | 12.4937 | 2053
[5 empty] | 2053-12-01 | 13.6133 | 13.41 | 12.8855 | 12.7446 | 2053
[5 empty] | 0 | #N/A | #N/A | #N/A | #N/A | 1900
Note on H5: PacifiCorp: Date that deal is evaluated.

## Table 5
[22 empty] | laST Plexos Model Year |  | 2045
Corrected for missing one day data from ST due to stiching in PLEXOS
| Table 5 | [9 empty] | Study_Name:
| QF - Sch37 - UT - Solar T - 10.0 MW and 30.2% CF | [7 empty] | 2026-06-01 |  | QF - Sch37 - UT - Solar T |  |  |  | 15 Year Starting 2028 | 15 Year Starting 2027 | 15 Year Starting 2026
| June 2026 through May 2046 | [6 empty] | Start | 2026-06-01 |  | Resource Capacity |  | start |  | 37 | 25 | 13
| Nominal Avoided Costs Calculated Monthly | [6 empty] | End | 2046-05-01 |  | 10 | MW | end |  | 216 | 204 | 192
15 Year Starting 2028 |  | 8721340.7298 | 932327.0006 | 9653667.7304 | 248929.0935 | 38.7808 | [15 empty] | Resource type
15 Year Starting 2027 |  | 8219915.1333 | 781736.4587 | 9001651.592 | 250155.8534 | 35.9842 |  |  |  |  | 30.24% | CF | [9 empty] | Solar | Solar
| Nominal NPV at 6.33% Discount Rate | [6 empty] | Discount Rate - 2025 IRP Update | [13 empty] | PV_QF_UTN_Track_Sch37_UT
15 Year Starting 2026 |  | 7771089.5871 | 658809.8037 | 8429899.3908 | 247962.0614 | 33.9967 |  | 6.33% | 0.5128%
|  | Energy | Capacity $ | Total | Total | AC Price | [10 empty] | Summer | Summer |  |  | Inflation | Degradation for Adj beyond 2046
| Month | Avoided $ | 29.8% CF | Dollars | MWH | 29.8% CF | Offset | Year | Date Test | Offset |  |  |  | Total | energy | capacity | Energy | Capacity | -
| 2026-01-01 | [5 empty] | 1 | 2026 |  | 880 | Total Net Power Cost ($ 000) | [7 empty] | - |  | 2.22% | 0%
| 2026-02-01 | [5 empty] | 2 | 2026 |  | 1197 | PV_QF_UTN_Track_Sch37_UT | [7 empty] | - |  | 2.22% | 0%
| 2026-03-01 | [5 empty] | 3 | 2026 | [10 empty] | - |  | 2.22% | 0%
| 2026-04-01 | [5 empty] | 4 | 2026 |  | 2026 | 228373.8907 | 0 | 16584.9704 | 13.7699 | 13.7699 | 0 | 163663.6202 | 0 | - | 228373.8907 | 2.22% | 0%
| 2026-05-01 | [5 empty] | 5 | 2026 |  | 2027 | 440474.0305 | 0 | 26311.1972 | 16.7409 | 16.7409 | 0 | 257854.7269 | 0 | Summer | 440474.0305 | 2.22% | 0%
| 2026-06-01 | 21773.0656 | 0 | 21773.0656 | 3479.8423 | 6.2569 | 6 | 2026 | 2026-06-01 | 2028 | 558520.829 | 0 | 26212.7878 | 21.3072 | 21.3072 | 0 | 300378.5242 | 0 | Summer | 558520.829 | 2.22% | 0%
| 2026-07-01 | 67683.3449 | 0 | 67683.3449 | 3337.6031 | 20.279 | 7 | 2026 | 2026-07-01 | 2029 | 557855.0511 | 0 | 26050.6408 | 21.4143 | 21.4143 | 0 | 306077.5902 | 0 | Summer | 557855.0511 | 2.22% | 0%
| 2026-08-01 | 74207.2097 | 0 | 74207.2097 | 2937.601 | 25.2612 | 8 | 2026 | 2026-08-01 | 2030 | 819144.8359 | 0 | 25921.8529 | 31.6006 | 31.6006 | 0 | 440858.6312 | 0 | Summer | 819144.8359 | 2.22% | 0%
| 2026-09-01 | 36380.8424 | 0 | 36380.8424 | 2557.4074 | 14.2257 | 9 | 2026 | 2026-09-01 | 2031 | 1088955.3905 | 0 | 25808.8411 | 42.1931 | 42.1931 | 0 | 627325.5237 | 0 | Winter | 1088955.3905 | 2.22% | 0%
| 2026-10-01 | -20785.7223 | 0 | -20785.7223 | 1864.1897 | -11.15 | 10 | 2026 | 2026-10-01 | 2032 | 1061091.8474 | 0 | 25701.489 | 41.2852 | 41.2852 | 0 | 622880.0124 | 0 | Winter | 1061091.8474 | 2.22% | 0%
| 2026-11-01 | 27646.9531 | 0 | 27646.9531 | 1444.9963 | 19.1329 | 11 | 2026 | 2026-11-01 | 2033 | 1113378.8652 | 0 | 25548.7267 | 43.5786 | 43.5786 | 0 | 620914.866 | 0 | Winter | 1113378.8652 | 2.22% | 0%
| 2026-12-01 | 21468.1972 | 0 | 21468.1972 | 963.3306 | 22.2854 | 12 | 2026 | 2026-12-01 | 2034 | 1024695.5067 | 0 | 25444.9746 | 40.271 | 40.271 | 0 | 603593.7747 | 0 | Winter | 1024695.5067 | 2.22% | 0%
| 2027-01-01 | 27242.5532 | 0 | 27242.5532 | 980.9527 | 27.7715 | 14 | 2027 | 2027-01-01 | 2035 | 881938.8146 | 211639.2468 | 25283.6676 | 43.2524 | 34.8818 | 8.3706 | 534264.1009 | 70546.4156 | Winter | 1093578.0614 | 2.22% | 0%
| 2027-02-01 | 24017.7113 | 0 | 24017.7113 | 1658.0183 | 14.4858 | 15 | 2027 | 2027-02-01 | 2036 | 898123.0041 | 216329.8705 | 25169.0233 | 44.2787 | 35.6837 | 8.5951 | 494333.6631 | 72109.9568 | Winter | 1114452.8745 | 2.22% | 0%
| 2027-03-01 | 8223.288 | 0 | 8223.288 | 1885.8196 | 4.3606 | 16 | 2027 | 2027-03-01 | 2037 | 893152.6422 | 221136.9657 | 25036.2844 | 44.507 | 35.6743 | 8.8327 | 476491.1891 | 73712.3219 | Winter | 1114289.6079 | 2.22% | 0%
| 2027-04-01 | 11831.4053 | 0 | 11831.4053 | 2427.7998 | 4.8733 | 17 | 2027 | 2027-04-01 | 2038 | 925243.1197 | 226049.944 | 24909.6962 | 46.2187 | 37.1439 | 9.0748 | 474341.8798 | 75349.9813 | Winter | 1151293.0637 | 2.22% | 0%
| 2027-05-01 | 22390.0019 | 0 | 22390.0019 | 2948.0924 | 7.5947 | 18 | 2027 | 2027-05-01 | 2039 | 948003.6605 | 231068.8054 | 24781.736 | 47.5783 | 38.2541 | 9.3242 | 504565.6911 | 77022.9351 | Summer | 1179072.466 | 2.22% | 0%
| 2027-06-01 | 43652.2162 | 0 | 43652.2162 | 3471.3369 | 12.575 | 19 | 2027 | 2027-06-01 | 2040 | 951436.618 | 236193.5501 | 24705.9202 | 48.0707 | 38.5105 | 9.5602 | 495035.2153 | 78731.1834 | Summer | 1187630.1681 | 2.22% | 0%
| 2027-07-01 | 109202.133 | 0 | 109202.133 | 3278.536 | 33.3082 | 20 | 2027 | 2027-07-01 | 2041 | 974441.2254 | 241434.7661 | 24546.4077 | 49.5338 | 39.6979 | 9.8358 | 502106.6684 | 80478.2554 | Summer | 1215875.9916 | 2.22% | 0%
| 2027-08-01 | 82610.3758 | 0 | 82610.3758 | 2947.9285 | 28.0232 | 21 | 2027 | 2027-08-01 | 2042 | 1058345.8539 | 246792.4537 | 24432.3696 | 53.4184 | 43.3174 | 10.101 | 521039.2411 | 82264.1512 | Summer | 1305138.3076 | 2.22% | 0%
| 2027-09-01 | 45826.9007 | 0 | 45826.9007 | 2485.508 | 18.4376 | 22 | 2027 | 2027-09-01 | 2043 | 1111159.3469 | 252277.201 | 24295.2527 | 56.1195 | 45.7357 | 10.3838 | 585295.4946 | 84092.4003 | Winter | 1363436.5479 | 2.22% | 0%
| 2027-10-01 | 15096.68 | 0 | 15096.68 | 1867.5611 | 8.0836 | 23 | 2027 | 2027-10-01 | 2044 | 1125240.6682 | 257878.4198 | 24197.4504 | 57.1597 | 46.5024 | 10.6573 | 618434.9375 | 85959.4733 | Winter | 1383119.0881 | 2.22% | 0%
| 2027-11-01 | 28121.4879 | 0 | 28121.4879 | 1411.2613 | 19.9265 | 24 | 2027 | 2027-11-01 | 2045 | 1141618.1467 | 263596.1101 | 24068.1394 | 58.3848 | 47.4328 | 10.9521 | 639356.609 | 87865.37 | Winter | 1405214.2569 | 2.22% | 0%
| 2027-12-01 | 22259.2772 | 0 | 22259.2772 | 948.3825 | 23.4708 | 25 | 2027 | 2027-12-01 | 2046 | 1161127.2592 | 269451.4485 | 23947.7987 | 59.7374 | 48.4858 | 11.2516 | 650282.5741 | 89817.1495 | Winter | 1430578.7077 | 2.22% | 0%
| 2028-01-01 | 22804.5354 | 0 | 22804.5354 | 997.7125 | 22.8568 | 27 | 2028 | 2028-01-01 | 2047 | 1180969.763 | 275433.8467 | 23828.0597 | 61.1214 | 49.5621 | 11.5592 | 661395.253 | 91811.2822 | Winter | 1456403.6096 | 2.22% | 0%
| 2028-02-01 | 43549.933 | 0 | 43549.933 | 1664.8927 | 26.1578 | 28 | 2028 | 2028-02-01 | 2048 | 1203981.9833 | 281553.8929 | 23761.7524 | 62.5179 | 50.6689 | 11.849 | 672697.8365 | 0 | Winter | 1485535.8763 | 2.22% | 0%
| 2028-03-01 | 14744.274 | 0 | 14744.274 | 1975.9058 | 7.462 | 29 | 2028 | 2028-03-01 | 2049 | 1221677.8308 | 287800.999 | 23590.3748 | 63.9871 | 51.7871 | 12.1999 | 684193.5698 | 0 | Winter | 1509478.8297 | 2.22% | 0%
| 2028-04-01 | 24699.0506 | 0 | 24699.0506 | 2375.2597 | 10.3985 | 30 | 2028 | 2028-04-01 | 2050 | 1242555.0832 | 294185.7531 | 23472.4229 | 65.4701 | 52.9368 | 12.5333 | 695885.7537 | 0 | Winter | 1536740.8363 | 2.22% | 0%
| 2028-05-01 | 45738.9242 | 0 | 45738.9242 | 3038.5009 | 15.0531 | 31 | 2028 | 2028-05-01 | 2051 | 1263789.107 | 300718.7437 | 23355.0608 | 66.988 | 54.112 | 12.876 | 0 | 0 | Summer | 1564507.8507 | 2.22% | 0%
| 2028-06-01 | 52871.393 | 0 | 52871.393 | 3445.9402 | 15.3431 | 32 | 2028 | 2028-06-01 | 2052 | [8 empty] | Summer | 0 | 2.22% | 0%
| 2028-07-01 | 112703.8261 | 0 | 112703.8261 | 3217.0281 | 35.0335 | 33 | 2028 | 2028-07-01 | [9 empty] | Summer | 0 | 2.22% | 0%
| 2028-08-01 | 89064.3808 | 0 | 89064.3808 | 2964.2751 | 30.0459 | 34 | 2028 | 2028-08-01 | [9 empty] | Summer | 0 | 2.22% | 0%
| 2028-09-01 | 62393.4057 | 0 | 62393.4057 | 2356.6605 | 26.4753 | 35 | 2028 | 2028-09-01 | [9 empty] | Winter | 0 | 2.22% | 0%
| 2028-10-01 | 31717.5005 | 0 | 31717.5005 | 1891.5118 | 16.7683 | 36 | 2028 | 2028-10-01 | [9 empty] | Winter | 0 | 2.22% | 0%
| 2028-11-01 | 28363.332 | 0 | 28363.332 | 1357.0417 | 20.9009 | 37 | 2028 | 2028-11-01 | [9 empty] | Winter | 0 | 2.22% | 0%
| 2028-12-01 | 29870.2737 | 0 | 29870.2737 | 928.0587 | 32.1858 | 38 | 2028 | 2028-12-01 | [9 empty] | Winter | 0 | 2.22% | 0%
| 2029-01-01 | 28376.1622 | 0 | 28376.1622 | 984.9798 | 28.8089 | 40 | 2029 | 2029-01-01 | [9 empty] | Winter | 0 | 2.22% | 0%
| 2029-02-01 | 38168.8774 | 0 | 38168.8774 | 1643.5072 | 23.224 | 41 | 2029 | 2029-02-01 | [9 empty] | Winter | 0 | 2.22% | 0%
| 2029-03-01 | 2033.733 | 0 | 2033.733 | 1995.9158 | 1.0189 | 42 | 2029 | 2029-03-01 | [9 empty] | Winter |  | 2.22% | 0%
| 2029-04-01 | 18631.1654 | 0 | 18631.1654 | 2410.6512 | 7.7287 | 43 | 2029 | 2029-04-01 | [9 empty] | Winter |  | 2.22% | 0%
| 2029-05-01 | 38412.3147 | 0 | 38412.3147 | 3013.4281 | 12.747 | 44 | 2029 | 2029-05-01 | [9 empty] | Summer |  | 2.22% | 0%
| 2029-06-01 | 48373.2248 | 0 | 48373.2248 | 3444.3169 | 14.0444 | 45 | 2029 | 2029-06-01 | [9 empty] | Summer |  | 2.22% | 0%
| 2029-07-01 | 112609.5254 | 0 | 112609.5254 | 3193.7253 | 35.2596 | 46 | 2029 | 2029-07-01 | [9 empty] | Summer |  | 2.22% | 0%
| 2029-08-01 | 106682.5253 | 0 | 106682.5253 | 2913.9458 | 36.611 | 47 | 2029 | 2029-08-01 | [9 empty] | Summer |  | 2.22% | 0%
| 2029-09-01 | 71252.3657 | 0 | 71252.3657 | 2355.9414 | 30.2437 | 48 | 2029 | 2029-09-01 | [9 empty] | Winter |  | 2.22% | 0%
| 2029-10-01 | 26861.2942 | 0 | 26861.2942 | 1838.1341 | 14.6133 | 49 | 2029 | 2029-10-01 | [9 empty] | Winter |  | 2.22% | 0%
| 2029-11-01 | 32442.4314 | 0 | 32442.4314 | 1331.8061 | 24.3597 | 50 | 2029 | 2029-11-01 | [9 empty] | Winter |  | 2.22% | 0%
| 2029-12-01 | 34011.4316 | 0 | 34011.4316 | 924.289 | 36.7974 | 51 | 2029 | 2029-12-01 | [9 empty] | Winter |  | 2.22% | 0%
| 2030-01-01 | 37823.0277 | 0 | 37823.0277 | 993.8251 | 38.058 | 53 | 2030 | 2030-01-01 | [9 empty] | Winter |  | 2.22% | 0%
| 2030-02-01 | 43933.5628 | 0 | 43933.5628 | 1614.108 | 27.2185 | 54 | 2030 | 2030-02-01 | [9 empty] | Winter |  | 2.22% | 0%
| 2030-03-01 | 27389.0815 | 0 | 27389.0815 | 2026.9613 | 13.5124 | 55 | 2030 | 2030-03-01 | [9 empty] | Winter |  | 2.22% | 0%
| 2030-04-01 | 36977.6288 | 0 | 36977.6288 | 2435.5532 | 15.1824 | 56 | 2030 | 2030-04-01 | [9 empty] | Winter |  | 2.22% | 0%
| 2030-05-01 | 54455.7148 | 0 | 54455.7148 | 3006.8282 | 18.1107 | 57 | 2030 | 2030-05-01 | [9 empty] | Summer |  | 2.22% | 0%
| 2030-06-01 | 96266.6508 | 0 | 96266.6508 | 3362.0086 | 28.6337 | 58 | 2030 | 2030-06-01 | [9 empty] | Summer |  | 2.22% | 0%
| 2030-07-01 | 142694.468 | 0 | 142694.468 | 3213.3819 | 44.4063 | 59 | 2030 | 2030-07-01 | [9 empty] | Summer |  | 2.22% | 0%
| 2030-08-01 | 147441.7975 | 0 | 147441.7975 | 2910.301 | 50.662 | 60 | 2030 | 2030-08-01 | [9 empty] | Summer |  | 2.22% | 0%
| 2030-09-01 | 91242.3728 | 0 | 91242.3728 | 2329.9042 | 39.1614 | 61 | 2030 | 2030-09-01 | [9 empty] | Winter |  | 2.22% | 0%
| 2030-10-01 | 46498.8358 | 0 | 46498.8358 | 1804.9861 | 25.7613 | 62 | 2030 | 2030-10-01 | [9 empty] | Winter |  | 2.22% | 0%
| 2030-11-01 | 48396.2082 | 0 | 48396.2082 | 1287.8424 | 37.5793 | 63 | 2030 | 2030-11-01 | [9 empty] | Winter |  | 2.22% | 0%
| 2030-12-01 | 46025.4871 | 0 | 46025.4871 | 936.1528 | 49.1645 | 64 | 2030 | 2030-12-01 | [9 empty] | Winter |  | 2.22% | 0%
| 2031-01-01 | 42293.2019 | 0 | 42293.2019 | 984.0004 | 42.9809 | 66 | 2031 | 2031-01-01 | [9 empty] | Winter |  | 2.22% | 0%
| 2031-02-01 | 50343.6785 | 0 | 50343.6785 | 1537.8667 | 32.736 | 67 | 2031 | 2031-02-01 | [9 empty] | Winter |  | 2.22% | 0%
| 2031-03-01 | 35871.5207 | 0 | 35871.5207 | 1837.4835 | 19.5221 | 68 | 2031 | 2031-03-01 | [9 empty] | Winter |  | 2.22% | 0%
| 2031-04-01 | 54520.8262 | 0 | 54520.8262 | 2389.093 | 22.8207 | 69 | 2031 | 2031-04-01 | [9 empty] | Winter |  | 2.22% | 0%
| 2031-05-01 | 66954.0489 | 0 | 66954.0489 | 2802.592 | 23.89 | 70 | 2031 | 2031-05-01 | [9 empty] | Summer |  | 2.22% | 0%
| 2031-06-01 | 112627.9892 | 0 | 112627.9892 | 3395.6918 | 33.1679 | 71 | 2031 | 2031-06-01 | [9 empty] | Summer |  | 2.22% | 0%
| 2031-07-01 | 259287.2389 | 0 | 259287.2389 | 3324.4778 | 77.9934 | 72 | 2031 | 2031-07-01 | [9 empty] | Summer |  | 2.22% | 0%
| 2031-08-01 | 188456.2468 | 0 | 188456.2468 | 2873.2232 | 65.5905 | 73 | 2031 | 2031-08-01 | [9 empty] | Summer |  | 2.22% | 0%
| 2031-09-01 | 117762.588 | 0 | 117762.588 | 2453.0141 | 48.0073 | 74 | 2031 | 2031-09-01 | [9 empty] | Winter |  | 2.22% | 0%
| 2031-10-01 | 53663.5084 | 0 | 53663.5084 | 1824.9549 | 29.4054 | 75 | 2031 | 2031-10-01 | [9 empty] | Winter |  | 2.22% | 0%
| 2031-11-01 | 59039.1315 | 0 | 59039.1315 | 1461.029 | 40.4093 | 76 | 2031 | 2031-11-01 | [9 empty] | Winter |  | 2.22% | 0%
| 2031-12-01 | 48135.4115 | 0 | 48135.4115 | 925.4146 | 52.015 | 77 | 2031 | 2031-12-01 | [9 empty] | Winter |  | 2.22% | 0%
| 2032-01-01 | 43881.2616 | 0 | 43881.2616 | 966.0747 | 45.4222 | 79 | 2032 | 2032-01-01 | [9 empty] | Winter |  | 2.22% | 0%
| 2032-02-01 | 51182.0487 | 0 | 51182.0487 | 1649.7694 | 31.0238 | 80 | 2032 | 2032-02-01 | [9 empty] | Winter |  | 2.22% | 0%
| 2032-03-01 | 39570.4338 | 0 | 39570.4338 | 1838.4372 | 21.524 | 81 | 2032 | 2032-03-01 | [9 empty] | Winter |  | 2.22% | 0%
| 2032-04-01 | 30249.0621 | 0 | 30249.0621 | 2366.7998 | 12.7806 | 82 | 2032 | 2032-04-01 | [9 empty] | Winter |  | 2.22% | 0%
| 2032-05-01 | 75837.0354 | 0 | 75837.0354 | 2874.0197 | 26.3871 | 83 | 2032 | 2032-05-01 | [9 empty] | Summer |  | 2.22% | 0%
| 2032-06-01 | 98148.2037 | 0 | 98148.2037 | 3384.1174 | 29.0026 | 84 | 2032 | 2032-06-01 | [9 empty] | Summer |  | 2.22% | 0%
| 2032-07-01 | 260961.6373 | 0 | 260961.6373 | 3196.1607 | 81.6485 | 85 | 2032 | 2032-07-01 | [9 empty] | Summer |  | 2.22% | 0%
| 2032-08-01 | 187933.136 | 0 | 187933.136 | 2873.86 | 65.394 | 86 | 2032 | 2032-08-01 | [9 empty] | Summer |  | 2.22% | 0%
| 2032-09-01 | 114025.7674 | 0 | 114025.7674 | 2423.0581 | 47.0586 | 87 | 2032 | 2032-09-01 | [9 empty] | Winter |  | 2.22% | 0%
| 2032-10-01 | 52332.4455 | 0 | 52332.4455 | 1820.6375 | 28.744 | 88 | 2032 | 2032-10-01 | [9 empty] | Winter |  | 2.22% | 0%
| 2032-11-01 | 57606.1224 | 0 | 57606.1224 | 1375.8025 | 41.8709 | 89 | 2032 | 2032-11-01 | [9 empty] | Winter |  | 2.22% | 0%
| 2032-12-01 | 49364.6935 | 0 | 49364.6935 | 932.752 | 52.9237 | 90 | 2032 | 2032-12-01 | [9 empty] | Winter |  | 2.22% | 0%
| 2033-01-01 | 42290.3654 | 0 | 42290.3654 | 973.5256 | 43.4404 | 92 | 2033 | 2033-01-01 | [9 empty] | Winter |  | 2.22% | 0%
| 2033-02-01 | 46916.4855 | 0 | 46916.4855 | 1587.0062 | 29.5629 | 93 | 2033 | 2033-02-01 | [9 empty] | Winter |  | 2.22% | 0%
| 2033-03-01 | 37765.011 | 0 | 37765.011 | 1882.9095 | 20.0567 | 94 | 2033 | 2033-03-01 | [9 empty] | Winter |  | 2.22% | 0%
| 2033-04-01 | 48304.6376 | 0 | 48304.6376 | 2304.8953 | 20.9574 | 95 | 2033 | 2033-04-01 | [9 empty] | Winter |  | 2.22% | 0%
| 2033-05-01 | 80560.3011 | 0 | 80560.3011 | 2944.1175 | 27.3631 | 96 | 2033 | 2033-05-01 | [9 empty] | Summer |  | 2.22% | 0%
| 2033-06-01 | 116530.0171 | 0 | 116530.0171 | 3381.1015 | 34.4651 | 97 | 2033 | 2033-06-01 | [9 empty] | Summer |  | 2.22% | 0%
| 2033-07-01 | 245349.0023 | 0 | 245349.0023 | 3178.3343 | 77.1942 | 98 | 2033 | 2033-07-01 | [9 empty] | Summer |  | 2.22% | 0%
| 2033-08-01 | 178475.5455 | 0 | 178475.5455 | 2849.2867 | 62.6387 | 99 | 2033 | 2033-08-01 | [9 empty] | Summer |  | 2.22% | 0%
| 2033-09-01 | 110184.8811 | 0 | 110184.8811 | 2361.6924 | 46.6551 | 100 | 2033 | 2033-09-01 | [9 empty] | Winter |  | 2.22% | 0%
| 2033-10-01 | 98647.23 | 0 | 98647.23 | 1822.9731 | 54.1134 | 101 | 2033 | 2033-10-01 | [9 empty] | Winter |  | 2.22% | 0%
| 2033-11-01 | 59840.2273 | 0 | 59840.2273 | 1338.3518 | 44.7119 | 102 | 2033 | 2033-11-01 | [9 empty] | Winter |  | 2.22% | 0%
| 2033-12-01 | 48515.1614 | 0 | 48515.1614 | 924.533 | 52.4753 | 103 | 2033 | 2033-12-01 | [9 empty] | Winter |  | 2.22% | 0%
| 2034-01-01 | 46340.9897 | 0 | 46340.9897 | 982.8254 | 47.1508 | 105 | 2034 | 2034-01-01 | [9 empty] | Winter |  | 2.22% | 0%
| 2034-02-01 | 57698.05 | 0 | 57698.05 | 1587.6453 | 36.3419 | 106 | 2034 | 2034-02-01 | [9 empty] | Winter |  | 2.22% | 0%
| 2034-03-01 | 38027.4604 | 0 | 38027.4604 | 1918.0258 | 19.8264 | 107 | 2034 | 2034-03-01 | [9 empty] | Winter |  | 2.22% | 0%
| 2034-04-01 | 27157.9034 | 0 | 27157.9034 | 2305.6814 | 11.7787 | 108 | 2034 | 2034-04-01 | [9 empty] | Winter |  | 2.22% | 0%
| 2034-05-01 | 80983.969 | 0 | 80983.969 | 2949.4943 | 27.4569 | 109 | 2034 | 2034-05-01 | [9 empty] | Summer |  | 2.22% | 0%
| 2034-06-01 | 107645.9218 | 0 | 107645.9218 | 3344.9985 | 32.1812 | 110 | 2034 | 2034-06-01 | [9 empty] | Summer |  | 2.22% | 0%
| 2034-07-01 | 238024.9629 | 0 | 238024.9629 | 3122.792 | 76.2218 | 111 | 2034 | 2034-07-01 | [9 empty] | Summer |  | 2.22% | 0%
| 2034-08-01 | 176938.921 | 0 | 176938.921 | 2877.4428 | 61.4917 | 112 | 2034 | 2034-08-01 | [9 empty] | Summer |  | 2.22% | 0%
| 2034-09-01 | 110584.8048 | 0 | 110584.8048 | 2287.627 | 48.3404 | 113 | 2034 | 2034-09-01 | [9 empty] | Winter |  | 2.22% | 0%
| 2034-10-01 | 33248.8261 | 0 | 33248.8261 | 1836.1038 | 18.1084 | 114 | 2034 | 2034-10-01 | [9 empty] | Winter |  | 2.22% | 0%
| 2034-11-01 | 57866.8412 | 0 | 57866.8412 | 1317.29 | 43.9287 | 115 | 2034 | 2034-11-01 | [9 empty] | Winter |  | 2.22% | 0%
| 2034-12-01 | 50176.8564 | 0 | 50176.8564 | 915.0483 | 54.8352 | 116 | 2034 | 2034-12-01 | [9 empty] | Winter |  | 2.22% | 0%
| 2035-01-01 | 46434.1922 | 17636.6039 | 64070.7961 | 955.9804 | 67.021 | 118 | 2035 | 2035-01-01 | [9 empty] | Winter |  | 2.22% | 0%
| 2035-02-01 | 43506.3034 | 17636.6039 | 61142.9073 | 1595.1196 | 38.3312 | 119 | 2035 | 2035-02-01 | [9 empty] | Winter |  | 2.22% | 0%
| 2035-03-01 | 31119.5415 | 17636.6039 | 48756.1454 | 1937.1528 | 25.169 | 120 | 2035 | 2035-03-01 | [9 empty] | Winter |  | 2.22% | 0%
| 2035-04-01 | 53719.7179 | 17636.6039 | 71356.3218 | 2339.6777 | 30.4984 | 121 | 2035 | 2035-04-01 | [9 empty] | Winter |  | 2.22% | 0%
| 2035-05-01 | 65354.3628 | 17636.6039 | 82990.9667 | 2924.7078 | 28.3758 | 122 | 2035 | 2035-05-01 | [9 empty] | Summer |  | 2.22% | 0%
| 2035-06-01 | 123488.4439 | 17636.6039 | 141125.0478 | 3342.9106 | 42.2162 | 123 | 2035 | 2035-06-01 | [9 empty] | Summer |  | 2.22% | 0%
| 2035-07-01 | 188949.9668 | 17636.6039 | 206586.5707 | 3099.6968 | 66.6473 | 124 | 2035 | 2035-07-01 | [9 empty] | Summer |  | 2.22% | 0%
| 2035-08-01 | 156471.3274 | 17636.6039 | 174107.9313 | 2828.1545 | 61.5624 | 125 | 2035 | 2035-08-01 | [9 empty] | Summer |  | 2.22% | 0%
| 2035-09-01 | 100641.0912 | 17636.6039 | 118277.6951 | 2286.5787 | 51.7269 | 126 | 2035 | 2035-09-01 | [9 empty] | Winter |  | 2.22% | 0%
| 2035-10-01 | 50743.3253 | 17636.6039 | 68379.9292 | 1784.0165 | 38.3292 | 127 | 2035 | 2035-10-01 | [9 empty] | Winter |  | 2.22% | 0%
| 2035-11-01 | 49978.2647 | 17636.6039 | 67614.8686 | 1292.5956 | 52.3094 | 128 | 2035 | 2035-11-01 | [9 empty] | Winter |  | 2.22% | 0%
| 2035-12-01 | -28467.7224 | 17636.6039 | -10831.1185 | 897.0765 | -12.0738 | 129 | 2035 | 2035-12-01 | [9 empty] | Winter |  | 2.22% | 0%
| 2036-01-01 | 35518.8455 | 18027.4892 | 53546.3347 | 964.416 | 55.522 | 131 | 2036 | 2036-01-01 | [9 empty] | Winter |  | 2.22% | 0%
| 2036-02-01 | 41606.3041 | 18027.4892 | 59633.7933 | 1587.4564 | 37.5656 | 132 | 2036 | 2036-02-01 | [9 empty] | Winter |  | 2.22% | 0%
| 2036-03-01 | 36952.8146 | 18027.4892 | 54980.3038 | 2044.1436 | 26.8965 | 133 | 2036 | 2036-03-01 | [9 empty] | Winter |  | 2.22% | 0%
| 2036-04-01 | 50078.1175 | 18027.4892 | 68105.6067 | 2355.2341 | 28.9167 | 134 | 2036 | 2036-04-01 | [9 empty] | Winter |  | 2.22% | 0%
| 2036-05-01 | 66812.0758 | 18027.4892 | 84839.565 | 2944.6085 | 28.8118 | 135 | 2036 | 2036-05-01 | [9 empty] | Summer |  | 2.22% | 0%
| 2036-06-01 | 128405.086 | 18027.4892 | 146432.5752 | 3262.3686 | 44.8854 | 136 | 2036 | 2036-06-01 | [9 empty] | Summer |  | 2.22% | 0%
| 2036-07-01 | 164625.783 | 18027.4892 | 182653.2722 | 3111.0458 | 58.7112 | 137 | 2036 | 2036-07-01 | [9 empty] | Summer |  | 2.22% | 0%
| 2036-08-01 | 134490.7183 | 18027.4892 | 152518.2076 | 2816.6727 | 54.1484 | 138 | 2036 | 2036-08-01 | [9 empty] | Summer |  | 2.22% | 0%
| 2036-09-01 | 115424.9133 | 18027.4892 | 133452.4025 | 2235.4727 | 59.6976 | 139 | 2036 | 2036-09-01 | [9 empty] | Winter |  | 2.22% | 0%
| 2036-10-01 | 41503.0825 | 18027.4892 | 59530.5717 | 1734.3976 | 34.3235 | 140 | 2036 | 2036-10-01 | [9 empty] | Winter |  | 2.22% | 0%
| 2036-11-01 | 43393.8098 | 18027.4892 | 61421.299 | 1210.3637 | 50.7462 | 141 | 2036 | 2036-11-01 | [9 empty] | Winter |  | 2.22% | 0%
| 2036-12-01 | 39311.4538 | 18027.4892 | 57338.943 | 902.8436 | 63.5093 | 142 | 2036 | 2036-12-01 | [9 empty] | Winter |  | 2.22% | 0%
| 2037-01-01 | 8187.8921 | 18428.0805 | 26615.9726 | 942.1719 | 28.2496 | 144 | 2037 | 2037-01-01 | [9 empty] | Winter |  | 2.22% | 0%
| 2037-02-01 | 52928.8457 | 18428.0805 | 71356.9262 | 1532.8752 | 46.551 | 145 | 2037 | 2037-02-01 | [9 empty] | Winter |  | 2.22% | 0%
| 2037-03-01 | 28110.8778 | 18428.0805 | 46538.9583 | 1782.9515 | 26.1022 | 146 | 2037 | 2037-03-01 | [9 empty] | Winter |  | 2.22% | 0%
| 2037-04-01 | 67380.8321 | 18428.0805 | 85808.9126 | 2325.448 | 36.8999 | 147 | 2037 | 2037-04-01 | [9 empty] | Winter |  | 2.22% | 0%
| 2037-05-01 | 58806.4249 | 18428.0805 | 77234.5054 | 2763.4557 | 27.9485 | 148 | 2037 | 2037-05-01 | [9 empty] | Summer |  | 2.22% | 0%
| 2037-06-01 | 103788.461 | 18428.0805 | 122216.5415 | 3291.9308 | 37.1261 | 149 | 2037 | 2037-06-01 | [9 empty] | Summer |  | 2.22% | 0%
| 2037-07-01 | 162185.8286 | 18428.0805 | 180613.9091 | 3157.3725 | 57.2039 | 150 | 2037 | 2037-07-01 | [9 empty] | Summer |  | 2.22% | 0%
| 2037-08-01 | 151710.4745 | 18428.0805 | 170138.555 | 2778.9705 | 61.2236 | 151 | 2037 | 2037-08-01 | [9 empty] | Summer |  | 2.22% | 0%
| 2037-09-01 | 111860.2336 | 18428.0805 | 130288.314 | 2419.3074 | 53.8536 | 152 | 2037 | 2037-09-01 | [9 empty] | Winter |  | 2.22% | 0%
| 2037-10-01 | 55221.7861 | 18428.0805 | 73649.8666 | 1763.5235 | 41.7629 | 153 | 2037 | 2037-10-01 | [9 empty] | Winter |  | 2.22% | 0%
| 2037-11-01 | 53580.5269 | 18428.0805 | 72008.6074 | 1366.9665 | 52.6777 | 154 | 2037 | 2037-11-01 | [9 empty] | Winter |  | 2.22% | 0%
| 2037-12-01 | 39390.4587 | 18428.0805 | 57818.5392 | 911.3107 | 63.4455 | 155 | 2037 | 2037-12-01 | [9 empty] | Winter |  | 2.22% | 0%
| 2038-01-01 | 36208.8531 | 18837.4953 | 55046.3484 | 928.7009 | 59.2724 | 157 | 2038 | 2038-01-01 | [9 empty] | Winter |  | 2.22% | 0%
| 2038-02-01 | 55034.2796 | 18837.4953 | 73871.775 | 1569.7018 | 47.061 | 158 | 2038 | 2038-02-01 | [9 empty] | Winter |  | 2.22% | 0%
| 2038-03-01 | 33345.2426 | 18837.4953 | 52182.7379 | 1785.3689 | 29.228 | 159 | 2038 | 2038-03-01 | [9 empty] | Winter |  | 2.22% | 0%
| 2038-04-01 | 55066.3749 | 18837.4953 | 73903.8703 | 2298.4798 | 32.1534 | 160 | 2038 | 2038-04-01 | [9 empty] | Winter |  | 2.22% | 0%
| 2038-05-01 | 60436.3474 | 18837.4953 | 79273.8427 | 2791.0583 | 28.4028 | 161 | 2038 | 2038-05-01 | [9 empty] | Summer |  | 2.22% | 0%
| 2038-06-01 | 119295.1035 | 18837.4953 | 138132.5988 | 3286.4315 | 42.0312 | 162 | 2038 | 2038-06-01 | [9 empty] | Summer |  | 2.22% | 0%
| 2038-07-01 | 131863.7711 | 18837.4953 | 150701.2664 | 3103.9004 | 48.5522 | 163 | 2038 | 2038-07-01 | [9 empty] | Summer |  | 2.22% | 0%
| 2038-08-01 | 162746.6579 | 18837.4953 | 181584.1532 | 2790.9032 | 65.0629 | 164 | 2038 | 2038-08-01 | [9 empty] | Summer |  | 2.22% | 0%
| 2038-09-01 | 107551.9575 | 18837.4953 | 126389.4528 | 2353.1141 | 53.7116 | 165 | 2038 | 2038-09-01 | [9 empty] | Winter |  | 2.22% | 0%
| 2038-10-01 | 72459.7302 | 18837.4953 | 91297.2255 | 1768.083 | 51.6363 | 166 | 2038 | 2038-10-01 | [9 empty] | Winter |  | 2.22% | 0%
| 2038-11-01 | 50286.4603 | 18837.4953 | 69123.9557 | 1336.0886 | 51.7361 | 167 | 2038 | 2038-11-01 | [9 empty] | Winter |  | 2.22% | 0%
| 2038-12-01 | 40948.3417 | 18837.4953 | 59785.837 | 897.8656 | 66.5866 | 168 | 2038 | 2038-12-01 | [9 empty] | Winter |  | 2.22% | 0%
| 2039-01-01 | 76216.027 | 19255.7338 | 95471.7608 | 944.2996 | 101.1032 | 170 | 2039 | 2039-01-01 | [9 empty] | Winter |  | 2.22% | 0%
| 2039-02-01 | 40436.7973 | 19255.7338 | 59692.5311 | 1539.3631 | 38.7774 | 171 | 2039 | 2039-02-01 | [9 empty] | Winter |  | 2.22% | 0%
| 2039-03-01 | 34758.2119 | 19255.7338 | 54013.9456 | 1826.3832 | 29.5743 | 172 | 2039 | 2039-03-01 | [9 empty] | Winter |  | 2.22% | 0%
| 2039-04-01 | 35683.8162 | 19255.7338 | 54939.55 | 2235.7007 | 24.5737 | 173 | 2039 | 2039-04-01 | [9 empty] | Winter |  | 2.22% | 0%
| 2039-05-01 | 84727.6047 | 19255.7338 | 103983.3385 | 2855.733 | 36.4121 | 174 | 2039 | 2039-05-01 | [9 empty] | Summer |  | 2.22% | 0%
| 2039-06-01 | 120573.4527 | 19255.7338 | 139829.1865 | 3279.5985 | 42.6361 | 175 | 2039 | 2039-06-01 | [9 empty] | Summer |  | 2.22% | 0%
| 2039-07-01 | 154435.9432 | 19255.7338 | 173691.677 | 3082.9184 | 56.34 | 176 | 2039 | 2039-07-01 | [9 empty] | Summer |  | 2.22% | 0%
| 2039-08-01 | 144828.6905 | 19255.7338 | 164084.4243 | 2763.7491 | 59.3702 | 177 | 2039 | 2039-08-01 | [9 empty] | Summer |  | 2.22% | 0%
| 2039-09-01 | 102405.84 | 19255.7338 | 121661.5738 | 2290.7927 | 53.1089 | 178 | 2039 | 2039-09-01 | [9 empty] | Winter |  | 2.22% | 0%
| 2039-10-01 | 57933.6438 | 19255.7338 | 77189.3776 | 1768.2461 | 43.6531 | 179 | 2039 | 2039-10-01 | [9 empty] | Winter |  | 2.22% | 0%
| 2039-11-01 | 63024.7733 | 19255.7338 | 82280.5071 | 1298.1735 | 63.3817 | 180 | 2039 | 2039-11-01 | [9 empty] | Winter |  | 2.22% | 0%
| 2039-12-01 | 32978.8599 | 19255.7338 | 52234.5937 | 896.7779 | 58.247 | 181 | 2039 | 2039-12-01 | [9 empty] | Winter |  | 2.22% | 0%
| 2040-01-01 | 41762.1423 | 19682.7958 | 61444.9382 | 953.1668 | 64.464 | 183 | 2040 | 2040-01-01 | [9 empty] | Winter |  | 2.22% | 0%
| 2040-02-01 | 56894.7318 | 19682.7958 | 76577.5276 | 1575.3787 | 48.609 | 184 | 2040 | 2040-02-01 | [9 empty] | Winter |  | 2.22% | 0%
| 2040-03-01 | 36145.5144 | 19682.7958 | 55828.3103 | 1888.5214 | 29.5619 | 185 | 2040 | 2040-03-01 | [9 empty] | Winter |  | 2.22% | 0%
| 2040-04-01 | 52601.3936 | 19682.7958 | 72284.1894 | 2280.9411 | 31.6905 | 186 | 2040 | 2040-04-01 | [9 empty] | Winter |  | 2.22% | 0%
| 2040-05-01 | 73321.7187 | 19682.7958 | 93004.5145 | 2851.2842 | 32.6185 | 187 | 2040 | 2040-05-01 | [9 empty] | Summer |  | 2.22% | 0%
| 2040-06-01 | 115515.8435 | 19682.7958 | 135198.6394 | 3258.9882 | 41.4849 | 188 | 2040 | 2040-06-01 | [9 empty] | Summer |  | 2.22% | 0%
| 2040-07-01 | 162381.0878 | 19682.7958 | 182063.8836 | 3021.8802 | 60.2485 | 189 | 2040 | 2040-07-01 | [9 empty] | Summer |  | 2.22% | 0%
| 2040-08-01 | 143816.5654 | 19682.7958 | 163499.3612 | 2757.1549 | 59.3 | 190 | 2040 | 2040-08-01 | [9 empty] | Summer |  | 2.22% | 0%
| 2040-09-01 | 108221.0477 | 19682.7958 | 127903.8435 | 2229.175 | 57.3772 | 191 | 2040 | 2040-09-01 | [9 empty] | Winter |  | 2.22% | 0%
| 2040-10-01 | 60877.0802 | 19682.7958 | 80559.876 | 1739.2294 | 46.3193 | 192 | 2040 | 2040-10-01 | [9 empty] | Winter |  | 2.22% | 0%
| 2040-11-01 | 55937.0726 | 19682.7958 | 75619.8684 | 1260.1455 | 60.0088 | 193 | 2040 | 2040-11-01 | [9 empty] | Winter |  | 2.22% | 0%
| 2040-12-01 | 43962.4201 | 19682.7958 | 63645.2159 | 890.0548 | 71.5071 | 194 | 2040 | 2040-12-01 | [9 empty] | Winter |  | 2.22% | 0%
| 2041-01-01 | 21451.9435 | 20119.5638 | 41571.5073 | 941.0915 | 44.1737 | 196 | 2041 | 2041-01-01 | [9 empty] | Winter |  | 2.22% | 0%
| 2041-02-01 | 73138.1732 | 20119.5638 | 93257.737 | 1528.4615 | 61.0141 | 197 | 2041 | 2041-02-01 | [9 empty] | Winter |  | 2.22% | 0%
| 2041-03-01 | 44127.7605 | 20119.5638 | 64247.3244 | 1919.4082 | 33.4725 | 198 | 2041 | 2041-03-01 | [9 empty] | Winter |  | 2.22% | 0%
| 2041-04-01 | 56960.8746 | 20119.5638 | 77080.4384 | 2306.3197 | 33.4214 | 199 | 2041 | 2041-04-01 | [9 empty] | Winter |  | 2.22% | 0%
| 2041-05-01 | 69752.7015 | 20119.5638 | 89872.2653 | 2847.2823 | 31.5642 | 200 | 2041 | 2041-05-01 | [9 empty] | Summer |  | 2.22% | 0%
| 2041-06-01 | 124978.1436 | 20119.5638 | 145097.7074 | 3183.6163 | 45.5764 | 201 | 2041 | 2041-06-01 | [9 empty] | Summer |  | 2.22% | 0%
| 2041-07-01 | 157532.0773 | 20119.5638 | 177651.6411 | 3042.8759 | 58.3828 | 202 | 2041 | 2041-07-01 | [9 empty] | Summer |  | 2.22% | 0%
| 2041-08-01 | 149843.746 | 20119.5638 | 169963.3099 | 2755.8769 | 61.673 | 203 | 2041 | 2041-08-01 | [9 empty] | Summer |  | 2.22% | 0%
| 2041-09-01 | 108590.2487 | 20119.5638 | 128709.8125 | 2206.2767 | 58.338 | 204 | 2041 | 2041-09-01 | [9 empty] | Winter |  | 2.22% | 0%
| 2041-10-01 | 76574.2847 | 20119.5638 | 96693.8485 | 1709.2113 | 56.5722 | 205 | 2041 | 2041-10-01 | [9 empty] | Winter |  | 2.22% | 0%
| 2041-11-01 | 50317.7047 | 20119.5638 | 70437.2686 | 1219.5079 | 57.7588 | 206 | 2041 | 2041-11-01 | [9 empty] | Winter |  | 2.22% | 0%
| 2041-12-01 | 41173.5672 | 20119.5638 | 61293.131 | 886.4794 | 69.1422 | 207 | 2041 | 2041-12-01 | [9 empty] | Winter |  | 2.22% | 0%
| 2042-01-01 | 71925.0303 | 20566.0378 | 92491.0681 | 931.5204 | 99.2904 | 209 | 2042 | 2042-01-01 |  |  | 122.5% | -1.017% | 124.8% |  |  |  |  | Winter |  | 2.22% | 0%
| 2042-02-01 | 65941.3668 | 20566.0378 | 86507.4047 | 1455.8472 | 59.4207 | 210 | 2042 | 2042-02-01 |  |  | -7.238% | -4.751% | -2.612% |  |  |  |  | Winter |  | 2.22% | 0%
| 2042-03-01 | 41154.2192 | 20566.0378 | 61720.257 | 1739.4844 | 35.4819 | 211 | 2042 | 2042-03-01 |  |  | -3.933% | -9.374% | 6.003% |  |  |  |  | Winter |  | 2.22% | 0%
| 2042-04-01 | 59135.9636 | 20566.0378 | 79702.0014 | 2261.6747 | 35.2403 | 212 | 2042 | 2042-04-01 |  |  | 3.401% | -1.936% | 5.442% |  |  |  |  | Winter |  | 2.22% | 0%
| 2042-05-01 | 62423.9767 | 20566.0378 | 82990.0145 | 2653.1204 | 31.2802 | 213 | 2042 | 2042-05-01 |  |  | -7.658% | -6.819% | -0.9% |  |  |  |  | Summer |  | 2.22% | 0%
| 2042-06-01 | 129993.8011 | 20566.0378 | 150559.8389 | 3214.5883 | 46.8364 | 214 | 2042 | 2042-06-01 |  |  | 3.764% | 0.9729% | 2.765% |  |  |  |  | Summer |  | 2.22% | 0%
| 2042-07-01 | 167704.1389 | 20566.0378 | 188270.1767 | 3147.1724 | 59.822 | 215 | 2042 | 2042-07-01 |  |  | 5.977% | 3.428% | 2.465% |  |  |  |  | Summer |  | 2.22% | 0%
| 2042-08-01 | 160917.3245 | 20566.0378 | 181483.3623 | 2719.9847 | 66.7222 | 216 | 2042 | 2042-08-01 |  |  | 6.778% | -1.302% | 8.187% |  |  |  |  | Summer |  | 2.22% | 0%
| 2042-09-01 | 121536.051 | 20566.0378 | 142102.0888 | 2322.1867 | 61.1932 | 217 | 2042 | 2042-09-01 |  |  | 10.41% | 5.254% | 4.894% |  |  |  |  | Winter |  | 2.22% | 0%
| 2042-10-01 | 68450.1333 | 20566.0378 | 89016.1711 | 1727.624 | 51.5252 | 218 | 2042 | 2042-10-01 |  |  | -7.94% | 1.077% | -8.921% |  |  |  |  | Winter |  | 2.22% | 0%
| 2042-11-01 | 63953.8696 | 20566.0378 | 84519.9074 | 1383.1074 | 61.1087 | 219 | 2042 | 2042-11-01 |  |  | 19.99% | 13.42% | 5.8% |  |  |  |  | Winter |  | 2.22% | 0%
| 2042-12-01 | 45209.9789 | 20566.0378 | 65776.0167 | 876.0591 | 75.0817 | 220 | 2042 | 2042-12-01 |  |  | 7.314% | -1.175% | 8.59% |  |  |  |  | Winter |  | 2.22% | 0%
| 2043-01-01 | 43808.5326 | 21023.1001 | 64831.6327 | 914.2852 | 70.9096 | 222 | 2043 | 2043-01-01 |  |  | -29.9% | -1.85% | -28.58% |  |  |  |  | Winter |  | 2.22% | 0%
| 2043-02-01 | 71879.1531 | 21023.1001 | 92902.2532 | 1487.5047 | 62.4551 | 223 | 2043 | 2043-02-01 |  |  | 7.392% | 2.175% | 5.107% |  |  |  |  | Winter |  | 2.22% | 0%
| 2043-03-01 | 48694.8543 | 21023.1001 | 69717.9544 | 1730.1791 | 40.2952 | 224 | 2043 | 2043-03-01 |  |  | 12.96% | -0.5349% | 13.57% |  |  |  |  | Winter |  | 2.22% | 0%
| 2043-04-01 | 63082.4002 | 21023.1001 | 84105.5002 | 2256.6187 | 37.2706 | 225 | 2043 | 2043-04-01 |  |  | 5.525% | -0.2236% | 5.761% |  |  |  |  | Winter |  | 2.22% | 0%
| 2043-05-01 | 77417.415 | 21023.1001 | 98440.5151 | 2681.6621 | 36.7088 | 226 | 2043 | 2043-05-01 |  |  | 18.62% | 1.076% | 17.35% |  |  |  |  | Summer |  | 2.22% | 0%
| 2043-06-01 | 155518.207 | 21023.1001 | 176541.3071 | 3194.4953 | 55.2642 | 227 | 2043 | 2043-06-01 |  |  | 17.26% | -0.6251% | 17.99% |  |  |  |  | Summer |  | 2.22% | 0%
| 2043-07-01 | 176505.8279 | 21023.1001 | 197528.928 | 3063.9196 | 64.4694 | 228 | 2043 | 2043-07-01 |  |  | 4.918% | -2.645% | 7.769% |  |  |  |  | Summer |  | 2.22% | 0%
| 2043-08-01 | 175854.0447 | 21023.1001 | 196877.1448 | 2696.7177 | 73.0062 | 229 | 2043 | 2043-08-01 |  |  | 8.482% | -0.8554% | 9.418% |  |  |  |  | Summer |  | 2.22% | 0%
| 2043-09-01 | 136482.4339 | 21023.1001 | 157505.534 | 2347.7 | 67.0893 | 230 | 2043 | 2043-09-01 |  |  | 10.84% | 1.099% | 9.635% |  |  |  |  | Winter |  | 2.22% | 0%
| 2043-10-01 | 56755.7975 | 21023.1001 | 77778.8976 | 1711.3262 | 45.4495 | 231 | 2043 | 2043-10-01 |  |  | -12.62% | -0.9434% | -11.79% |  |  |  |  | Winter |  | 2.22% | 0%
| 2043-11-01 | 64501.3305 | 21023.1001 | 85524.4306 | 1326.5066 | 64.4734 | 232 | 2043 | 2043-11-01 |  |  | 1.189% | -4.092% | 5.506% |  |  |  |  | Winter |  | 2.22% | 0%
| 2043-12-01 | 40659.3502 | 21023.1001 | 61682.4503 | 884.3375 | 69.7499 | 233 | 2043 | 2043-12-01 |  |  | -6.223% | 0.945% | -7.101% |  |  |  |  | Winter |  | 2.22% | 0%
| 2044-01-01 | 33715.9904 | 21489.8683 | 55205.8587 | 901.0962 | 61.2652 | 235 | 2044 | 2044-01-01 |  |  | -14.85% | -1.443% | -13.6% |  |  |  |  | Winter |  | 2.22% | 0%
| 2044-02-01 | 67363.5452 | 21489.8683 | 88853.4135 | 1548.1644 | 57.3928 | 236 | 2044 | 2044-02-01 |  |  | -4.358% | 4.078% | -8.106% |  |  |  |  | Winter |  | 2.22% | 0%
| 2044-03-01 | 46326.6568 | 21489.8683 | 67816.5251 | 1781.552 | 38.066 | 237 | 2044 | 2044-03-01 |  |  | -2.727% | 2.969% | -5.532% |  |  |  |  | Winter |  | 2.22% | 0%
| 2044-04-01 | 71132.6998 | 21489.8683 | 92622.5681 | 2180.8223 | 42.4714 | 238 | 2044 | 2044-04-01 |  |  | 10.13% | -3.359% | 13.95% |  |  |  |  | Winter |  | 2.22% | 0%
| 2044-05-01 | 76617.5818 | 21489.8683 | 98107.4501 | 2785.635 | 35.2191 | 239 | 2044 | 2044-05-01 |  |  | -0.3383% | 3.877% | -4.058% |  |  |  |  | Summer |  | 2.22% | 0%
| 2044-06-01 | 137341.5388 | 21489.8683 | 158831.4071 | 3199.096 | 49.6488 | 240 | 2044 | 2044-06-01 |  |  | -10.03% | 0.144% | -10.16% |  |  |  |  | Summer |  | 2.22% | 0%
| 2044-07-01 | 217324.6437 | 21489.8683 | 238814.512 | 3007.2438 | 79.4131 | 241 | 2044 | 2044-07-01 |  |  | 20.9% | -1.85% | 23.18% |  |  |  |  | Summer |  | 2.22% | 0%
| 2044-08-01 | 187151.1733 | 21489.8683 | 208641.0416 | 2695.9089 | 77.3917 | 242 | 2044 | 2044-08-01 |  |  | 5.975% | -0.02999% | 6.007% |  |  |  |  | Summer |  | 2.22% | 0%
| 2044-09-01 | 134706.798 | 21489.8683 | 156196.6663 | 2234.562 | 69.9004 | 243 | 2044 | 2044-09-01 |  |  | -0.831% | -4.819% | 4.19% |  |  |  |  | Winter |  | 2.22% | 0%
| 2044-10-01 | 73943.4165 | 21489.8683 | 95433.2849 | 1724.842 | 55.3287 | 244 | 2044 | 2044-10-01 |  |  | 22.7% | 0.7898% | 21.74% |  |  |  |  | Winter |  | 2.22% | 0%
| 2044-11-01 | 62631.3887 | 21489.8683 | 84121.257 | 1266.308 | 66.4303 | 245 | 2044 | 2044-11-01 |  |  | -1.641% | -4.538% | 3.035% |  |  |  |  | Winter |  | 2.22% | 0%
| 2044-12-01 | 16985.2353 | 21489.8683 | 38475.1036 | 872.2198 | 44.1117 | 246 | 2044 | 2044-12-01 |  |  | -37.62% | -1.37% | -36.76% |  |  |  |  | Winter |  | 2.22% | 0%
| 2045-01-01 | 9359.7174 | 21966.3425 | 31326.0599 | 929.6444 | 33.6968 | 248 | 2045 | 2045-01-01 | [9 empty] | Winter |  | 2.22% | 0%
| 2045-02-01 | 75329.3069 | 21966.3425 | 97295.6494 | 1501.7374 | 64.7887 | 249 | 2045 | 2045-02-01 | [9 empty] | Winter |  | 2.22% | 0%
| 2045-03-01 | 57856.4899 | 21966.3425 | 79822.8324 | 1814.2408 | 43.9979 | 250 | 2045 | 2045-03-01 | [9 empty] | Winter |  | 2.22% | 0%
| 2045-04-01 | 66103.9529 | 21966.3425 | 88070.2954 | 2180.9203 | 40.3822 | 251 | 2045 | 2045-04-01 | [9 empty] | Winter |  | 2.22% | 0%
| 2045-05-01 | 85228.6653 | 21966.3425 | 107195.0078 | 2789.8963 | 38.4226 | 252 | 2045 | 2045-05-01 | [9 empty] | Summer |  | 2.22% | 0%
| 2045-06-01 | 151187.1936 | 21966.3425 | 173153.5361 | 3163.9996 | 54.7262 | 253 | 2045 | 2045-06-01 | [9 empty] | Summer |  | 2.22% | 0%
| 2045-07-01 | 233450.6537 | 21966.3425 | 255416.9962 | 2953.8167 | 86.4702 | 254 | 2045 | 2045-07-01 | [9 empty] | Summer |  | 2.22% | 0%
| 2045-08-01 | 169490.0964 | 21966.3425 | 191456.439 | 2721.7435 | 70.3433 | 255 | 2045 | 2045-08-01 | [9 empty] | Summer |  | 2.22% | 0%
| 2045-09-01 | 106424.8051 | 21966.3425 | 128391.1476 | 2163.8428 | 59.3348 | 256 | 2045 | 2045-09-01 | [9 empty] | Winter |  | 2.22% | 0%
| 2045-10-01 | 99963.0784 | 21966.3425 | 121929.4209 | 1736.7517 | 70.2054 | 257 | 2045 | 2045-10-01 | [9 empty] | Winter |  | 2.22% | 0%
| 2045-11-01 | 41868.2416 | 21966.3425 | 63834.5841 | 1246.0111 | 51.2312 | 258 | 2045 | 2045-11-01 | [9 empty] | Winter |  | 2.22% | 0%
| 2045-12-01 | 45355.9455 | 21966.3425 | 67322.288 | 865.5348 | 77.7811 | 259 | 2045 | 2045-12-01 | [9 empty] | Winter |  | 2.22% | 0%
| 2046-01-01 | 9519.6656 | 22454.2874 | 31973.953 | 924.9962 | 34.5666 | 261 | 2046 | 2046-01-01 | [9 empty] | Winter |  | 2.22% | -0.5%
| 2046-02-01 | 76616.6094 | 22454.2874 | 99070.8968 | 1494.2287 | 66.3024 | 262 | 2046 | 2046-02-01 | [9 empty] | Winter |  | 2.22% | -0.5%
| 2046-03-01 | 58845.1995 | 22454.2874 | 81299.4868 | 1805.1696 | 45.037 | 263 | 2046 | 2046-03-01 | [9 empty] | Winter |  | 2.22% | -0.5%
| 2046-04-01 | 67233.6033 | 22454.2874 | 89687.8907 | 2170.0157 | 41.3305 | 264 | 2046 | 2046-04-01 | [9 empty] | Winter |  | 2.22% | -0.5%
| 2046-05-01 | 86685.138 | 22454.2874 | 109139.4254 | 2775.9468 | 39.3161 | 265 | 2046 | 2046-05-01 | [9 empty] | Summer |  | 2.22% | -0.5%
| 2046-06-01 | 153770.8315 | 22454.2874 | 176225.1189 | 3148.1796 | 55.9768 | 266 | 2046 | 2046-06-01 | [9 empty] | Summer |  | 2.22% | -0.5%
| 2046-07-01 | 237440.0919 | 22454.2874 | 259894.3793 | 2939.0477 | 88.4281 | 267 | 2046 | 2046-07-01 | [9 empty] | Summer |  | 2.22% | -0.5%
| 2046-08-01 | 172386.5127 | 22454.2874 | 194840.8001 | 2708.1348 | 71.9465 | 268 | 2046 | 2046-08-01 | [9 empty] | Summer |  | 2.22% | -0.5%
| 2046-09-01 | 108243.4986 | 22454.2874 | 130697.786 | 2153.0236 | 60.7043 | 269 | 2046 | 2046-09-01 | [9 empty] | Winter |  | 2.22% | -0.5%
| 2046-10-01 | 101671.3475 | 22454.2874 | 124125.6348 | 1728.068 | 71.8291 | 270 | 2046 | 2046-10-01 | [9 empty] | Winter |  | 2.22% | -0.5%
| 2046-11-01 | 42583.728 | 22454.2874 | 65038.0154 | 1239.781 | 52.4593 | 271 | 2046 | 2046-11-01 | [9 empty] | Winter |  | 2.22% | -0.5%
| 2046-12-01 | 46131.0333 | 22454.2874 | 68585.3207 | 861.2071 | 79.6386 | 272 | 2046 | 2046-12-01 | [9 empty] | Winter |  | 2.22% | -0.5%
| 2047-01-01 | 9682.3472 | 22952.8206 | 32635.1678 | 920.3712 | 35.4587 | 274 | 2047 | 2047-01-01 | [9 empty] | Winter |  | 2.22% | -0.5%
| 2047-02-01 | 77925.9106 | 22952.8206 | 100878.7312 | 1486.7575 | 67.8515 | 275 | 2047 | 2047-02-01 | [9 empty] | Winter |  | 2.22% | -0.5%
| 2047-03-01 | 59850.8051 | 22952.8206 | 82803.6256 | 1796.1437 | 46.1008 | 276 | 2047 | 2047-03-01 | [9 empty] | Winter |  | 2.22% | -0.5%
| 2047-04-01 | 68382.5584 | 22952.8206 | 91335.3789 | 2159.1656 | 42.3012 | 277 | 2047 | 2047-04-01 | [9 empty] | Winter |  | 2.22% | -0.5%
| 2047-05-01 | 88166.5003 | 22952.8206 | 111119.3209 | 2762.0671 | 40.2305 | 278 | 2047 | 2047-05-01 | [9 empty] | Summer |  | 2.22% | -0.5%
| 2047-06-01 | 156398.6213 | 22952.8206 | 179351.4418 | 3132.4387 | 57.2562 | 279 | 2047 | 2047-06-01 | [9 empty] | Summer |  | 2.22% | -0.5%
| 2047-07-01 | 241497.7056 | 22952.8206 | 264450.5262 | 2924.3524 | 90.4305 | 280 | 2047 | 2047-07-01 | [9 empty] | Summer |  | 2.22% | -0.5%
| 2047-08-01 | 175332.4258 | 22952.8206 | 198285.2464 | 2694.5941 | 73.5863 | 281 | 2047 | 2047-08-01 | [9 empty] | Summer |  | 2.22% | -0.5%
| 2047-09-01 | 110093.2717 | 22952.8206 | 133046.0923 | 2142.2585 | 62.1055 | 282 | 2047 | 2047-09-01 | [9 empty] | Winter |  | 2.22% | -0.5%
| 2047-10-01 | 103408.8091 | 22952.8206 | 126361.6297 | 1719.4276 | 73.4905 | 283 | 2047 | 2047-10-01 | [9 empty] | Winter |  | 2.22% | -0.5%
| 2047-11-01 | 43311.4413 | 22952.8206 | 66264.2619 | 1233.5821 | 53.7169 | 284 | 2047 | 2047-11-01 | [9 empty] | Winter |  | 2.22% | -0.5%
| 2047-12-01 | 46919.3665 | 22952.8206 | 69872.1871 | 856.9011 | 81.5406 | 285 | 2047 | 2047-12-01 | [9 empty] | Winter |  | 2.22% | -0.5%
| 2048-01-01 | 9847.8088 | 23462.8244 | 33310.6332 | 915.7694 | 36.3745 | 287 | 2048 | 2048-01-01 | [9 empty] | Winter |  | 2.22% | -0.5%
| 2048-02-01 | 82088.2146 | 23462.8244 | 105551.039 | 1532.1567 | 68.8905 | 288 | 2048 | 2048-02-01 | [9 empty] | Winter |  | 2.22% | -0.5%
| 2048-03-01 | 60873.5955 | 23462.8244 | 84336.4199 | 1787.163 | 47.1901 | 289 | 2048 | 2048-03-01 | [9 empty] | Winter |  | 2.22% | -0.5%
| 2048-04-01 | 69551.1479 | 23462.8244 | 93013.9723 | 2148.3697 | 43.2951 | 290 | 2048 | 2048-04-01 | [9 empty] | Winter |  | 2.22% | -0.5%
| 2048-05-01 | 89673.1776 | 23462.8244 | 113136.002 | 2748.2568 | 41.1665 | 291 | 2048 | 2048-05-01 | [9 empty] | Summer |  | 2.22% | -0.5%
| 2048-06-01 | 159071.3173 | 23462.8244 | 182534.1417 | 3116.7765 | 58.565 | 292 | 2048 | 2048-06-01 | [9 empty] | Summer |  | 2.22% | -0.5%
| 2048-07-01 | 245624.6599 | 23462.8244 | 269087.4843 | 2909.7307 | 92.4785 | 293 | 2048 | 2048-07-01 | [9 empty] | Summer |  | 2.22% | -0.5%
| 2048-08-01 | 178328.6816 | 23462.8244 | 201791.5061 | 2681.1211 | 75.2639 | 294 | 2048 | 2048-08-01 | [9 empty] | Summer |  | 2.22% | -0.5%
| 2048-09-01 | 111974.6557 | 23462.8244 | 135437.4801 | 2131.5472 | 63.5395 | 295 | 2048 | 2048-09-01 | [9 empty] | Winter |  | 2.22% | -0.5%
| 2048-10-01 | 105175.9623 | 23462.8244 | 128638.7867 | 1710.8305 | 75.1908 | 296 | 2048 | 2048-10-01 | [9 empty] | Winter |  | 2.22% | -0.5%
| 2048-11-01 | 44051.5905 | 23462.8244 | 67514.4149 | 1227.4142 | 55.0054 | 297 | 2048 | 2048-11-01 | [9 empty] | Winter |  | 2.22% | -0.5%
| 2048-12-01 | 47721.1716 | 23462.8244 | 71183.996 | 852.6166 | 83.4889 | 298 | 2048 | 2048-12-01 | [9 empty] | Winter |  | 2.22% | -0.5%
| 2049-01-01 | 10016.098 | 23983.4166 | 33999.5146 | 911.1905 | 37.3133 | 300 | 2049 | 2049-01-01 | [9 empty] | Winter |  | 2.22% | -0.5%
| 2049-02-01 | 80612.0194 | 23983.4166 | 104595.436 | 1471.9271 | 71.0602 | 301 | 2049 | 2049-02-01 | [9 empty] | Winter |  | 2.22% | -0.5%
| 2049-03-01 | 61913.8644 | 23983.4166 | 85897.2809 | 1778.2272 | 48.305 | 302 | 2049 | 2049-03-01 | [9 empty] | Winter |  | 2.22% | -0.5%
| 2049-04-01 | 70739.7075 | 23983.4166 | 94723.1241 | 2137.6279 | 44.3123 | 303 | 2049 | 2049-04-01 | [9 empty] | Winter |  | 2.22% | -0.5%
| 2049-05-01 | 91205.6026 | 23983.4166 | 115189.0191 | 2734.5155 | 42.1241 | 304 | 2049 | 2049-05-01 | [9 empty] | Summer |  | 2.22% | -0.5%
| 2049-06-01 | 161789.6871 | 23983.4166 | 185773.1036 | 3101.1926 | 59.9038 | 305 | 2049 | 2049-06-01 | [9 empty] | Summer |  | 2.22% | -0.5%
| 2049-07-01 | 249822.1397 | 23983.4166 | 273805.5563 | 2895.182 | 94.5728 | 306 | 2049 | 2049-07-01 | [9 empty] | Summer |  | 2.22% | -0.5%
| 2049-08-01 | 181376.1405 | 23983.4166 | 205359.5571 | 2667.7155 | 76.9796 | 307 | 2049 | 2049-08-01 | [9 empty] | Summer |  | 2.22% | -0.5%
| 2049-09-01 | 113888.1906 | 23983.4166 | 137871.6071 | 2120.8895 | 65.0065 | 308 | 2049 | 2049-09-01 | [9 empty] | Winter |  | 2.22% | -0.5%
| 2049-10-01 | 106973.3143 | 23983.4166 | 130956.7309 | 1702.2763 | 76.9304 | 309 | 2049 | 2049-10-01 | [9 empty] | Winter |  | 2.22% | -0.5%
| 2049-11-01 | 44804.3882 | 23983.4166 | 68787.8047 | 1221.2771 | 56.3245 | 310 | 2049 | 2049-11-01 | [9 empty] | Winter |  | 2.22% | -0.5%
| 2049-12-01 | 48536.6787 | 23983.4166 | 72520.0952 | 848.3535 | 85.4833 | 311 | 2049 | 2049-12-01 | [9 empty] | Winter |  | 2.22% | -0.5%
| 2050-01-01 | 10187.2631 | 24515.4794 | 34702.7426 | 906.6346 | 38.2764 | 313 | 2050 | 2050-01-01 | [9 empty] | Winter |  | 2.22% | -0.5%
| 2050-02-01 | 81989.5982 | 24515.4794 | 106505.0776 | 1464.5675 | 72.7212 | 314 | 2050 | 2050-02-01 | [9 empty] | Winter |  | 2.22% | -0.5%
| 2050-03-01 | 62971.9104 | 24515.4794 | 87487.3898 | 1769.3361 | 49.4465 | 315 | 2050 | 2050-03-01 | [9 empty] | Winter |  | 2.22% | -0.5%
| 2050-04-01 | 71948.5783 | 24515.4794 | 96464.0578 | 2126.9398 | 45.3535 | 316 | 2050 | 2050-04-01 | [9 empty] | Winter |  | 2.22% | -0.5%
| 2050-05-01 | 92764.2151 | 24515.4794 | 117279.6945 | 2720.8429 | 43.1042 | 317 | 2050 | 2050-05-01 | [9 empty] | Summer |  | 2.22% | -0.5%
| 2050-06-01 | 164554.511 | 24515.4794 | 189069.9904 | 3085.6867 | 61.2732 | 318 | 2050 | 2050-06-01 | [9 empty] | Summer |  | 2.22% | -0.5%
| 2050-07-01 | 254091.3503 | 24515.4794 | 278606.8297 | 2880.7061 | 96.7148 | 319 | 2050 | 2050-07-01 | [9 empty] | Summer |  | 2.22% | -0.5%
| 2050-08-01 | 184475.6773 | 24515.4794 | 208991.1568 | 2654.377 | 78.7345 | 320 | 2050 | 2050-08-01 | [9 empty] | Summer |  | 2.22% | -0.5%
| 2050-09-01 | 115834.4258 | 24515.4794 | 140349.9053 | 2110.285 | 66.5076 | 321 | 2050 | 2050-09-01 | [9 empty] | Winter |  | 2.22% | -0.5%
| 2050-10-01 | 108801.3813 | 24515.4794 | 133316.8607 | 1693.7649 | 78.7104 | 322 | 2050 | 2050-10-01 | [9 empty] | Winter |  | 2.22% | -0.5%
| 2050-11-01 | 45570.0504 | 24515.4794 | 70085.5298 | 1215.1707 | 57.6755 | 323 | 2050 | 2050-11-01 | [9 empty] | Winter |  | 2.22% | -0.5%
| 2050-12-01 | 49366.122 | 24515.4794 | 73881.6014 | 844.1117 | 87.5259 | 324 | 2050 | 2050-12-01 | [9 empty] | Winter |  | 2.22% | -0.5%
| 2051-01-01 | 10361.3533 | 25059.8953 | 35421.2486 | 902.1014 | 39.2653 | 326 | 2051 | 2051-01-01 | [9 empty] | Winter |  | 2.22% | -0.5%
| 2051-02-01 | 83390.7184 | 25059.8953 | 108450.6137 | 1457.2446 | 74.4217 | 327 | 2051 | 2051-02-01 | [9 empty] | Winter |  | 2.22% | -0.5%
| 2051-03-01 | 64048.0374 | 25059.8953 | 89107.9327 | 1760.4894 | 50.6154 | 328 | 2051 | 2051-03-01 | [9 empty] | Winter |  | 2.22% | -0.5%
| 2051-04-01 | 73178.1076 | 25059.8953 | 98238.0029 | 2116.3051 | 46.4196 | 329 | 2051 | 2051-04-01 | [9 empty] | Winter |  | 2.22% | -0.5%
| 2051-05-01 | 94349.4628 | 25059.8953 | 119409.3581 | 2707.2387 | 44.1074 | 330 | 2051 | 2051-05-01 | [9 empty] | Summer |  | 2.22% | -0.5%
| 2051-06-01 | 167366.5831 | 25059.8953 | 192426.4784 | 3070.2582 | 62.6744 | 331 | 2051 | 2051-06-01 | [9 empty] | Summer |  | 2.22% | -0.5%
| 2051-07-01 | 258433.5174 | 25059.8953 | 283493.4127 | 2866.3026 | 98.9056 | 332 | 2051 | 2051-07-01 | [9 empty] | Summer |  | 2.22% | -0.5%
| 2051-08-01 | 187628.1822 | 25059.8953 | 212688.0775 | 2641.1051 | 80.53 | 333 | 2051 | 2051-08-01 | [9 empty] | Summer |  | 2.22% | -0.5%
| 2051-09-01 | 117813.9203 | 25059.8953 | 142873.8157 | 2099.7336 | 68.0438 | 334 | 2051 | 2051-09-01 | [9 empty] | Winter |  | 2.22% | -0.5%
| 2051-10-01 | 110660.6881 | 25059.8953 | 135720.5834 | 1685.2961 | 80.5322 | 335 | 2051 | 2051-10-01 | [9 empty] | Winter |  | 2.22% | -0.5%
| 2051-11-01 | 46348.7969 | 25059.8953 | 71408.6923 | 1209.0949 | 59.0596 | 336 | 2051 | 2051-11-01 | [9 empty] | Winter |  | 2.22% | -0.5%
| 2051-12-01 | 50209.7396 | 25059.8953 | 75269.6349 | 839.8912 | 89.6183 | 337 | 2051 | 2051-12-01 | [9 empty] | Winter |  | 2.22% | -0.5%
[21 empty] | 2.22% | 0%
[21 empty] | 2.22% | 0%
[21 empty] | 2.22% | 0%
[21 empty] | 2.22% | 0%
[21 empty] | 2.22% | 0%
[21 empty] | 2.22% | 0%
[21 empty] | 2.22% | 0%
[21 empty] | 2.22% | 0%
[21 empty] | 2.22% | 0%
2.22%
2.22%
2.22%
2.22%
2.22%
2.22%
2.22%
2.22%
2.22%
2.22%
2.22%
2.22%
2.22%
2.22%
2.22%
2.22%
2.22%
2.22%
2.22%
2.22%
2.22%
2.22%
2.22%
2.22%
2.22%
2.22%
2.22%
2.22%
2.22%
2.22%
2.22%
2.22%
2.22%
2.22%

## Table3Compare
Total Fixed Cost
$/kW-yr | GCC.PX.UTS._.DF_.H_2x1 | GCC.PX.UTS._.DF_.H_2x1 | GCC.PX.UTS._.DF_.H_2x1
COD | 2035 | 2036 | 2038
| THERMAL | THERMAL | THERMAL
| GCC.PX.UTS._.DF_.H_2x1 | GCC.PX.UTS._.DF_.H_2x1 | GCC.PX.UTS._.DF_.H_2x1
2024 | 0 | 0 | 0
2025 | 0 | 0 | 0
2026 | 0 | 0 | 0
2027 | 0 | 0 | 0
2028 | 0 | 0 | 0
2029 | 0 | 0 | 0
2030 | 0 | 0 | 0
2031 | 0 | 0 | 0
2032 | 0 | 0 | 0
2033 | 0 | 0 | 0
2034 | 0 | 0 | 0
2035 | 199.88 | 0 | 0
2036 | 204.31 | 218.75 | 0
2037 | 208.85 | 223.6 | 0
2038 | 213.49 | 228.57 | 228.57
2039 | 218.23 | 233.64 | 233.65
2040 | 223.07 | 238.83 | 238.83
2041 | 228.02 | 244.13 | 244.13
2042 | 233.08 | 249.55 | 249.55
2043 | 238.26 | 255.09 | 255.09
2044 | 243.55 | 260.75 | 260.76
2045 | 248.95 | 266.54 | 266.55
2046 | 254.48 | 272.46 | 272.46
2047 | 260.13 | 278.51 | 278.51
2048 | 265.91 | 284.69 | 284.7
2049 | 271.81 | 291.01 | 291.02
2050 | 277.84 | 297.47 | 297.48
2051 | 284.01 | 304.08 | 304.08
2052 | 290.32 | 310.83 | 310.83
2053 | 296.76 | 317.73 | 317.73
2054 | 303.35 | 324.78 | 324.78
2055 | 310.08 | 331.99 | 331.99

## GCC.PX.UTS.2035
Table 3
2025 IRP Update - Utah South - CCCT Dry "H", 2X1, DF, with SCR | [9 empty] | GCC.PX.UTS._.DF_.H_2x1
Year | Estimated Capital Cost | First Year Fixed Capital Cost at Real Levelized Rate | Network Upgrade | Fixed O&M + Pipeline | Total Resource Fixed Costs | Fuel Cost | Variable O&M | Total Resource Energy Cost | Total Resource Costs
| $/kW | $/kW-yr | $/kW-yr | $/kW-yr | $/kW-yr | $/MMBtu | $/MWh | $/MWh | $/MWh
| (a) | (b) | (c) | (d) | (e) | (f) | (g) | (h) | (i)
Utah South - CCCT Dry "H", 2X1, DF, with SCR (GCC.PX.UTS._.DF_.H_2x1)
2025 | 1520.4384 |  |  | 47.7901 |  | 5.7167 | 2.773
2026 | 1554.1921 |  |  | 48.8511 |  | 5.8436 | 2.8345
2027 | 1588.6952 |  |  | 49.9356 |  | 5.9733 | 2.8974
2028 | 1623.9642 |  | 19.1158 | 51.0442 |  | 6.1059 | 2.9618
2029 | 1660.0162 |  | 19.5401 | 52.1773 |  | 6.2415 | 3.0275
2030 | 1696.8686 |  | 19.9739 | 53.3357 |  | 6.38 | 3.0947
2031 | 1734.5391 |  | 20.4174 | 54.5197 |  | 6.5217 | 3.1634
2032 | 1773.0458 |  | 20.8706 | 55.7301 |  | 6.6665 | 3.2337
2033 | 1812.4074 |  | 21.3339 | 56.9673 |  | 6.8144 | 3.3054
2034 | 1852.6429 |  | 21.8076 | 58.2319 |  | 6.9657 | 3.3788
2035 | 1893.7716 | 118.06 | 22.2917 | 59.5247 | 199.88 | 7.1204 | 3.4538 | 47.31 | 76.56
2036 |  | 120.6809 | 22.7866 | 60.8461 | 204.31 | 7.2784 | 3.5305 | 48.36 | 78.26
2037 |  | 123.36 | 23.2924 | 62.1969 | 208.85 | 7.44 | 3.6089 | 49.43 | 80
2038 |  | 126.0986 | 23.8095 | 63.5777 | 213.49 | 7.6052 | 3.689 | 50.53 | 81.77
2039 |  | 128.898 | 24.3381 | 64.9891 | 218.23 | 7.774 | 3.7709 | 51.65 | 83.59
2040 |  | 131.7596 | 24.8784 | 66.4319 | 223.07 | 7.9466 | 3.8546 | 52.8 | 85.45
2041 |  | 134.6846 | 25.4307 | 67.9067 | 228.02 | 8.123 | 3.9402 | 53.97 | 87.34
2042 |  | 137.6746 | 25.9953 | 69.4142 | 233.08 | 8.3034 | 4.0277 | 55.17 | 89.28
2043 |  | 140.731 | 26.5723 | 70.9552 | 238.26 | 8.4877 | 4.1171 | 56.39 | 91.26
2044 |  | 143.8552 | 27.1623 | 72.5304 | 243.55 | 8.6761 | 4.2085 | 57.64 | 93.28
2045 |  | 147.0488 | 27.7653 | 74.1406 | 248.95 | 8.8687 | 4.3019 | 58.92 | 95.35
2046 |  | 150.3133 | 28.3816 | 75.7865 | 254.48 | 9.0656 | 4.3974 | 60.23 | 97.47
2047 |  | 153.6503 | 29.0117 | 77.4689 | 260.13 | 9.2669 | 4.495 | 61.57 | 99.64
2048 |  | 157.0613 | 29.6558 | 79.1888 | 265.91 | 9.4726 | 4.5948 | 62.94 | 101.86
2049 |  | 160.5481 | 30.3141 | 80.9468 | 271.81 | 9.6829 | 4.6968 | 64.33 | 104.11
2050 |  | 164.1122 | 30.9871 | 82.7438 | 277.84 | 9.8978 | 4.8011 | 65.76 | 106.42
2051 |  | 167.7555 | 31.675 | 84.5807 | 284.01 | 10.1176 | 4.9077 | 67.22 | 108.79
2052 |  | 171.4797 | 32.3782 | 86.4584 | 290.32 | 10.3422 | 5.0166 | 68.71 | 111.2
2053 |  | 175.2865 | 33.097 | 88.3777 | 296.76 | 10.5718 | 5.128 | 70.24 | 113.67
2054 |  | 179.1779 | 33.8318 | 90.3397 | 303.35 | 10.8065 | 5.2418 | 71.8 | 116.2
2055 |  | 183.1556 | 34.5828 | 92.3453 | 310.08 | 11.0464 | 5.3582 | 73.39 | 118.77
2056 |  | 187.2217 | 35.3506 | 94.3953 | 316.97 | 11.2916 | 5.4772 | 75.02 | 121.41
2057 |  | 191.378 | 36.1353 | 96.4909 | 324 | 11.5423 | 5.5988 | 76.69 | 124.11
2058 |  | 195.6266 | 36.9375 | 98.633 | 331.2 | 11.7985 | 5.723 | 78.39 | 126.86
2059 |  | 199.9695 | 37.7576 | 100.8227 | 338.55 | 12.0605 | 5.8501 | 80.13 | 129.68
2060 |  | 204.4088 | 38.5958 | 103.0609 | 346.07 | 12.3282 | 5.98 | 81.91 | 132.56
2061 |  | 208.9467 | 39.4526 | 105.3489 | 353.75 | 12.6019 | 6.1127 | 83.73 | 135.5
2062 |  | 213.5853 | 40.3285 | 107.6876 | 361.6 | 12.8816 | 6.2484 | 85.59 | 138.51
2063 |  | 218.3269 | 41.2237 | 110.0783 | 369.63 | 13.1676 | 6.3871 | 87.49 | 141.59
2064 |  | 223.1738 | 42.1389 | 112.522 | 377.83 | 13.4599 | 6.5289 | 89.43 | 144.73
2065 |  | 228.1283 | 43.0744 | 115.02 | 386.22 | 13.7587 | 6.6739 | 91.41 | 147.93
2066 |  | 233.1927 | 44.0306 | 117.5735 | 394.8 | 14.0642 | 6.822 | 93.44 | 151.22
2067 |  | 238.3696 | 45.0081 | 120.1836 | 403.56 | 14.3764 | 6.9735 | 95.52 | 154.58
2068 |  | 243.6614 | 46.0073 | 122.8517 | 412.52 | 14.6956 | 7.1283 | 97.64 | 158.01
2069 |  | 249.0707 | 47.0287 | 125.579 | 421.68 | 15.0218 | 7.2866 | 99.81 | 161.52
2070 |  | 254.6 | 48.0727 | 128.3668 | 431.04 | 15.3553 | 7.4483 | 102.02 | 165.1
2071 |  | 260.2522 | 49.1399 | 131.2166 | 440.61 | 15.6962 | 7.6137 | 104.29 | 168.77
2072 |  | 266.0298 | 50.2308 | 134.1296 | 450.39 | 16.0446 | 7.7827 | 106.6 | 172.52
2073 |  | 271.9356 | 51.346 | 137.1073 | 460.39 | 16.4008 | 7.9555 | 108.97 | 176.35
2074 |  | 277.9726 | 52.4858 | 140.151 | 470.61 | 16.7649 | 8.1321 | 111.39 | 180.27
2075 |  | 284.1436 | 53.651 | 143.2624 | 481.06 | 17.1371 | 8.3126 | 113.86 | 184.26
2076 |  | 290.4516 | 54.8421 | 146.4428 | 491.74 | 17.5176 | 8.4971 | 116.39 | 188.36
2077 |  | 296.8996 | 56.0596 | 149.6939 | 502.65 | 17.9064 | 8.6858 | 118.97 | 192.53
2078 |  | 303.4908 | 57.3041 | 153.0171 | 513.81 | 18.304 | 8.8786 | 121.61 | 196.81
Nominal 40 year Levelized |  |  |  |  | 267.1667 |  |  | 63.2346 | 102.3346
Sources, Inputs and Assumptions
Source: (a)(d)(e)(g) |  | Plant Costs - 2025 IRP Update
| (a) | First year real levelized costs
| (b) | = (a) x 6.234% Real Payment Factor@ 00% ITC
| (f) | Gas Price Forecast (Sept 2024 MM)
| (h) | = (f) / (8.76 x 'Capacity Factor' ) + (g)
| Utah South - CCCT Dry "H", 2X1, DF, with SCR (GCC.PX.UTS._.DF_.H_2x1) | [8 empty] | CCCT Dry "H", 2X1, DF, with SCR
| Statistics |  |  | MW | Percent | Cap Cost | Fixed |  |  | GCC.PX.UTS._.DF_.H_2x1
| CCCT Dry "H", 2X1, DF, with SCR |  |  | 1058.901 | 100% | 1508.5524 | 47.7901
| Capacity Weighted |  |  | 1058.901 | 100% | 1509 | 47.79
| Statistics |  |  | MW | CF | aMW | Percent | Variable | Heat Rate
| CCCT Dry "H", 2X1, DF, with SCR |  |  | 1058.901 | 78% | 825.9428 | 100% | 2.773 | 6158.732
| 0 |  |  | 0 | 0% | 0 | 0% | 0 | 0
| Energy Weighted |  |  | 1058.901 | 78% | 825.9428 | 100% | 2.77 | 6159
Rounded
| CCCT |  | Plant Costs - 2025 IRP Update
| 1058.901 |  | MW Plant Capacity
2025 $ | 1508.5524 |  | Plant capacity cost - in $/kW
2025 $ | 11.886 |  | Demolition Cost - in $/kW
2025 $ | 38.4109 |  | Fixed O&M & Capitalized O&M ($/kW-Yr)
| 6158.732 |  | Max Load Heat Rate on Gas (Btu/kw)
| 156515.6994 |  | Gas Fired Conversion Load (MMBtu/d)
| 0.17385 |  | Fixed Demand Transportation Charge (Tariff) ($/mmBtu-day)
| 0.00267 |  | Transportation Commodity / Usage Charge ($/MMBtu)
| 0.0015 |  | ACA Charge ($/MMBtu)
| 0.00417 |  | Total Variable Charges ($/MMBtu)
| 9931742.8321 |  | Fixed Transport Charge $/Year
| 9.3793 |  | Fixed Pipeline in $/kW
| 47.7901 |  | Fixed O&M including Fixed Pipeline & Capitalized O&M ($/kW-Yr)
2025 $ | 2.773 |  | Variable O&M Costs & Capitalized Variable O&M ($/MWh)
| 6158.732 |  | Heat Rate in btu/kWh
| 0% |  | Assumed ITC
| 6.234% |  | Real Payment Factor@ 00% ITC
| 78% |  | Capacity Factor
|  | 78% | Energy Weighted Capacity Factor
2025 $ |  |  | Network Upgrade ($/kw-yr)
|  | 5.7167 | Fuel Cost ($/mmBtu )
|  | 35.2075 | Fuel Cost ($/MWH)
|  | 2.5% | EFOR %
2028 $ |  | 19.1158 | Network Upgrade ($/kw-yr)

## GCC.PX.UTS.2036 (hidden)
Table 3
2025 IRP Update - Utah South - CCCT Dry "H", 2X1, DF, with SCR | [9 empty] | GCC.PX.UTS._.DF_.H_2x1
Year | Estimated Capital Cost | First Year Fixed Capital Cost at Real Levelized Rate | Network Upgrade | Fixed O&M + Pipeline | Total Resource Fixed Costs | Fuel Cost | Variable O&M | Total Resource Energy Cost | Total Resource Costs
| $/kW | $/kW-yr | $/kW-yr | $/kW-yr | $/kW-yr | $/MMBtu | $/MWh | $/MWh | $/MWh
| (a) | (b) | (c) | (d) | (e) | (f) | (g) | (h) | (i)
Utah South - CCCT Dry "H", 2X1, DF, with SCR (GCC.PX.UTS._.DF_.H_2x1)
2025 | 1520.4384 |  |  | 47.7901 |  | 5.7167 | 2.773
2026 | 1554.1921 |  |  | 48.8511 |  | 5.8436 | 2.8345
2027 | 1588.6952 |  |  | 49.9356 |  | 5.9733 | 2.8974
2028 | 1623.9642 |  | 19.1158 | 51.0442 |  | 6.1059 | 2.9618
2029 | 1660.0162 |  | 19.5401 | 52.1773 |  | 6.2415 | 3.0275
2030 | 1696.8686 |  | 19.9739 | 53.3357 |  | 6.38 | 3.0947
2031 | 1734.5391 |  | 20.4174 | 54.5197 |  | 6.5217 | 3.1634
2032 | 1773.0458 |  | 20.8706 | 55.7301 |  | 6.6665 | 3.2337
2033 | 1812.4074 |  | 21.3339 | 56.9673 |  | 6.8144 | 3.3054
2034 | 1852.6429 |  | 21.8076 | 58.2319 |  | 6.9657 | 3.3788
2035 | 1893.7716 |  | 22.2917 | 59.5247 |  | 7.1204 | 3.4538
2036 | 1935.8133 | 120.68 | 37.2224 | 60.8461 | 218.75 | 7.2784 | 3.5305 | 48.36 | 80.37
2037 |  | 123.3591 | 38.0488 | 62.1969 | 223.6 | 7.44 | 3.6089 | 49.43 | 82.15
2038 |  | 126.0977 | 38.8935 | 63.5777 | 228.57 | 7.6052 | 3.689 | 50.53 | 83.98
2039 |  | 128.897 | 39.7569 | 64.9891 | 233.64 | 7.774 | 3.7709 | 51.65 | 85.84
2040 |  | 131.7586 | 40.6395 | 66.4319 | 238.83 | 7.9466 | 3.8546 | 52.8 | 87.75
2041 |  | 134.6836 | 41.5417 | 67.9067 | 244.13 | 8.123 | 3.9402 | 53.97 | 89.7
2042 |  | 137.6736 | 42.4639 | 69.4142 | 249.55 | 8.3034 | 4.0277 | 55.17 | 91.69
2043 |  | 140.7299 | 43.4066 | 70.9552 | 255.09 | 8.4877 | 4.1171 | 56.39 | 93.72
2044 |  | 143.8541 | 44.3702 | 72.5304 | 260.75 | 8.6761 | 4.2085 | 57.64 | 95.8
2045 |  | 147.0477 | 45.3553 | 74.1406 | 266.54 | 8.8687 | 4.3019 | 58.92 | 97.93
2046 |  | 150.3121 | 46.3621 | 75.7865 | 272.46 | 9.0656 | 4.3974 | 60.23 | 100.11
2047 |  | 153.6491 | 47.3914 | 77.4689 | 278.51 | 9.2669 | 4.495 | 61.57 | 102.33
2048 |  | 157.0601 | 48.4435 | 79.1888 | 284.69 | 9.4726 | 4.5948 | 62.94 | 104.61
2049 |  | 160.5468 | 49.5189 | 80.9468 | 291.01 | 9.6829 | 4.6968 | 64.33 | 106.92
2050 |  | 164.111 | 50.6182 | 82.7438 | 297.47 | 9.8978 | 4.8011 | 65.76 | 109.3
2051 |  | 167.7542 | 51.742 | 84.5807 | 304.08 | 10.1176 | 4.9077 | 67.22 | 111.72
2052 |  | 171.4784 | 52.8906 | 86.4584 | 310.83 | 10.3422 | 5.0166 | 68.71 | 114.2
2053 |  | 175.2852 | 54.0648 | 88.3777 | 317.73 | 10.5718 | 5.128 | 70.24 | 116.74
2054 |  | 179.1765 | 55.265 | 90.3397 | 324.78 | 10.8065 | 5.2418 | 71.8 | 119.33
2055 |  | 183.1542 | 56.4919 | 92.3453 | 331.99 | 11.0464 | 5.3582 | 73.39 | 121.98
2056 |  | 187.2203 | 57.7461 | 94.3953 | 339.36 | 11.2916 | 5.4772 | 75.02 | 124.69
2057 |  | 191.3765 | 59.028 | 96.4909 | 346.9 | 11.5423 | 5.5988 | 76.69 | 127.46
2058 |  | 195.6251 | 60.3384 | 98.633 | 354.6 | 11.7985 | 5.723 | 78.39 | 130.29
2059 |  | 199.968 | 61.678 | 100.8227 | 362.47 | 12.0605 | 5.8501 | 80.13 | 133.18
2060 |  | 204.4073 | 63.0472 | 103.0609 | 370.52 | 12.3282 | 5.98 | 81.91 | 136.14
2061 |  | 208.9451 | 64.4469 | 105.3489 | 378.74 | 12.6019 | 6.1127 | 83.73 | 139.16
2062 |  | 213.5837 | 65.8776 | 107.6876 | 387.15 | 12.8816 | 6.2484 | 85.59 | 142.25
2063 |  | 218.3253 | 67.3401 | 110.0783 | 395.74 | 13.1676 | 6.3871 | 87.49 | 145.41
2064 |  | 223.1721 | 68.835 | 112.522 | 404.53 | 13.4599 | 6.5289 | 89.43 | 148.63
2065 |  | 228.1265 | 70.3631 | 115.02 | 413.51 | 13.7587 | 6.6739 | 91.41 | 151.93
2066 |  | 233.1909 | 71.9252 | 117.5735 | 422.69 | 14.0642 | 6.822 | 93.44 | 155.3
2067 |  | 238.3677 | 73.5219 | 120.1836 | 432.07 | 14.3764 | 6.9735 | 95.52 | 158.75
2068 |  | 243.6595 | 75.1541 | 122.8517 | 441.67 | 14.6956 | 7.1283 | 97.64 | 162.28
2069 |  | 249.0687 | 76.8225 | 125.579 | 451.47 | 15.0218 | 7.2866 | 99.81 | 165.88
2070 |  | 254.5981 | 78.528 | 128.3668 | 461.49 | 15.3553 | 7.4483 | 102.02 | 169.56
2071 |  | 260.2501 | 80.2713 | 131.2166 | 471.74 | 15.6962 | 7.6137 | 104.29 | 173.33
2072 |  | 266.0277 | 82.0534 | 134.1296 | 482.21 | 16.0446 | 7.7827 | 106.6 | 177.17
2073 |  | 271.9335 | 83.8749 | 137.1073 | 492.92 | 16.4008 | 7.9555 | 108.97 | 181.11
2074 |  | 277.9704 | 85.737 | 140.151 | 503.86 | 16.7649 | 8.1321 | 111.39 | 185.13
2075 |  | 284.1414 | 87.6403 | 143.2624 | 515.04 | 17.1371 | 8.3126 | 113.86 | 189.24
2076 |  | 290.4493 | 89.5859 | 146.4428 | 526.48 | 17.5176 | 8.4971 | 116.39 | 193.44
2077 |  | 296.8973 | 91.5747 | 149.6939 | 538.17 | 17.9064 | 8.6858 | 118.97 | 197.73
2078 |  | 303.4884 | 93.6077 | 153.0171 | 550.11 | 18.304 | 8.8786 | 121.61 | 202.12
Nominal 40 year Levelized |  |  |  |  | 292.3913 |  |  | 64.6382 | 106.9404
Sources, Inputs and Assumptions
Source: (a)(d)(e)(g) |  | Plant Costs - 2025 IRP Update
| (a) | First year real levelized costs
| (b) | = (a) x 6.234% Real Payment Factor@ 00% ITC
| (f) | Gas Price Forecast (Sept 2024 MM)
| (h) | = (f) / (8.76 x 'Capacity Factor' ) + (g)
| Utah South - CCCT Dry "H", 2X1, DF, with SCR (GCC.PX.UTS._.DF_.H_2x1) | [8 empty] | CCCT Dry "H", 2X1, DF, with SCR
| Statistics |  |  | MW | Percent | Cap Cost | Fixed |  |  | GCC.PX.UTS._.DF_.H_2x1
| CCCT Dry "H", 2X1, DF, with SCR |  |  | 1058.901 | 100% | 1508.5524 | 47.7901
| Capacity Weighted |  |  | 1058.901 | 100% | 1509 | 47.79
| Statistics |  |  | MW | CF | aMW | Percent | Variable | Heat Rate
| CCCT Dry "H", 2X1, DF, with SCR |  |  | 1058.901 | 78% | 825.9428 | 100% | 2.773 | 6158.732
| 0 |  |  | 0 | 0% | 0 | 0% | 0 | 0
| Energy Weighted |  |  | 1058.901 | 78% | 825.9428 | 100% | 2.77 | 6159
Rounded
| CCCT |  | Plant Costs - 2025 IRP Update
| 1058.901 |  | MW Plant Capacity
2025 $ | 1508.5524 |  | Plant capacity cost - in $/kW
2025 $ | 11.886 |  | Demolition Cost - in $/kW
2025 $ | 38.4109 |  | Fixed O&M & Capitalized O&M ($/kW-Yr)
| 6158.732 |  | Max Load Heat Rate on Gas (Btu/kw)
| 156515.6994 |  | Gas Fired Conversion Load (MMBtu/d)
| 0.17385 |  | Fixed Demand Transportation Charge (Tariff) ($/mmBtu-day)
| 0.00267 |  | Transportation Commodity / Usage Charge ($/MMBtu)
| 0.0015 |  | ACA Charge ($/MMBtu)
| 0.00417 |  | Total Variable Charges ($/MMBtu)
| 9931742.8321 |  | Fixed Transport Charge $/Year
| 9.3793 |  | Fixed Pipeline in $/kW
| 47.7901 |  | Fixed O&M including Fixed Pipeline & Capitalized O&M ($/kW-Yr)
2025 $ | 2.773 |  | Variable O&M Costs & Capitalized Variable O&M ($/MWh)
| 6158.732 |  | Heat Rate in btu/kWh
| 0% |  | Assumed ITC
| 6.234% |  | Real Payment Factor@ 00% ITC
| 78% |  | Capacity Factor
|  | 78% | Energy Weighted Capacity Factor
2025 $ |  |  | Network Upgrade ($/kw-yr)
|  | 5.7167 | Fuel Cost ($/mmBtu )
|  | 35.2075 | Fuel Cost ($/MWH)
|  | 2.5% | EFOR %
2028 $ |  | 19.1158 | Network Upgrade ($/kw-yr)
2036 $ |  | 14.4359 | Network Upgrade ($/kw-yr)

## GCC.PX.UTS.2038 (hidden)
Table 3
2025 IRP Update - Utah South - CCCT Dry "H", 2X1, DF, with SCR | [9 empty] | GCC.PX.UTS._.DF_.H_2x1
Year | Estimated Capital Cost | First Year Fixed Capital Cost at Real Levelized Rate | Network Upgrade | Fixed O&M + Pipeline | Total Resource Fixed Costs | Fuel Cost | Variable O&M | Total Resource Energy Cost | Total Resource Costs
| $/kW | $/kW-yr | $/kW-yr | $/kW-yr | $/kW-yr | $/MMBtu | $/MWh | $/MWh | $/MWh
| (a) | (b) | (c) | (d) | (e) | (f) | (g) | (h) | (i)
Utah South - CCCT Dry "H", 2X1, DF, with SCR (GCC.PX.UTS._.DF_.H_2x1)
2025 | 1520.4384 |  |  | 47.7901 |  | 5.7167 | 2.773
2026 | 1554.1921 |  |  | 48.8511 |  | 5.8436 | 2.8345
2027 | 1588.6952 |  |  | 49.9356 |  | 5.9733 | 2.8974
2028 | 1623.9642 |  | 19.1158 | 51.0442 |  | 6.1059 | 2.9618
2029 | 1660.0162 |  | 19.5401 | 52.1773 |  | 6.2415 | 3.0275
2030 | 1696.8686 |  | 19.9739 | 53.3357 |  | 6.38 | 3.0947
2031 | 1734.5391 |  | 20.4174 | 54.5197 |  | 6.5217 | 3.1634
2032 | 1773.0458 |  | 20.8706 | 55.7301 |  | 6.6665 | 3.2337
2033 | 1812.4074 |  | 21.3339 | 56.9673 |  | 6.8144 | 3.3054
2034 | 1852.6429 |  | 21.8076 | 58.2319 |  | 6.9657 | 3.3788
2035 | 1893.7716 |  | 22.2917 | 59.5247 |  | 7.1204 | 3.4538
2036 | 1935.8133 |  | 37.2224 | 60.8461 |  | 7.2784 | 3.5305
2037 | 1978.7884 |  | 38.0488 | 62.1969 |  | 7.44 | 3.6089
2038 | 2022.7175 | 126.1 | 38.8935 | 63.5777 | 228.57 | 7.6052 | 3.689 | 50.53 | 83.98
2039 |  | 128.8994 | 39.7569 | 64.9891 | 233.65 | 7.774 | 3.7709 | 51.65 | 85.85
2040 |  | 131.761 | 40.6395 | 66.4319 | 238.83 | 7.9466 | 3.8546 | 52.8 | 87.75
2041 |  | 134.6861 | 41.5417 | 67.9067 | 244.13 | 8.123 | 3.9402 | 53.97 | 89.7
2042 |  | 137.6761 | 42.4639 | 69.4142 | 249.55 | 8.3034 | 4.0277 | 55.17 | 91.69
2043 |  | 140.7325 | 43.4066 | 70.9552 | 255.09 | 8.4877 | 4.1171 | 56.39 | 93.72
2044 |  | 143.8568 | 44.3702 | 72.5304 | 260.76 | 8.6761 | 4.2085 | 57.64 | 95.8
2045 |  | 147.0504 | 45.3553 | 74.1406 | 266.55 | 8.8687 | 4.3019 | 58.92 | 97.93
2046 |  | 150.3149 | 46.3621 | 75.7865 | 272.46 | 9.0656 | 4.3974 | 60.23 | 100.11
2047 |  | 153.6519 | 47.3914 | 77.4689 | 278.51 | 9.2669 | 4.495 | 61.57 | 102.33
2048 |  | 157.063 | 48.4435 | 79.1888 | 284.7 | 9.4726 | 4.5948 | 62.94 | 104.61
2049 |  | 160.5498 | 49.5189 | 80.9468 | 291.02 | 9.6829 | 4.6968 | 64.33 | 106.92
2050 |  | 164.114 | 50.6182 | 82.7438 | 297.48 | 9.8978 | 4.8011 | 65.76 | 109.3
2051 |  | 167.7573 | 51.742 | 84.5807 | 304.08 | 10.1176 | 4.9077 | 67.22 | 111.72
2052 |  | 171.4815 | 52.8906 | 86.4584 | 310.83 | 10.3422 | 5.0166 | 68.71 | 114.2
2053 |  | 175.2884 | 54.0648 | 88.3777 | 317.73 | 10.5718 | 5.128 | 70.24 | 116.74
2054 |  | 179.1798 | 55.265 | 90.3397 | 324.78 | 10.8065 | 5.2418 | 71.8 | 119.33
2055 |  | 183.1576 | 56.4919 | 92.3453 | 331.99 | 11.0464 | 5.3582 | 73.39 | 121.98
2056 |  | 187.2237 | 57.7461 | 94.3953 | 339.37 | 11.2916 | 5.4772 | 75.02 | 124.69
2057 |  | 191.3801 | 59.028 | 96.4909 | 346.9 | 11.5423 | 5.5988 | 76.69 | 127.46
2058 |  | 195.6287 | 60.3384 | 98.633 | 354.6 | 11.7985 | 5.723 | 78.39 | 130.29
2059 |  | 199.9717 | 61.678 | 100.8227 | 362.47 | 12.0605 | 5.8501 | 80.13 | 133.18
2060 |  | 204.4111 | 63.0472 | 103.0609 | 370.52 | 12.3282 | 5.98 | 81.91 | 136.14
2061 |  | 208.949 | 64.4469 | 105.3489 | 378.74 | 12.6019 | 6.1127 | 83.73 | 139.16
2062 |  | 213.5876 | 65.8776 | 107.6876 | 387.15 | 12.8816 | 6.2484 | 85.59 | 142.25
2063 |  | 218.3293 | 67.3401 | 110.0783 | 395.75 | 13.1676 | 6.3871 | 87.49 | 145.41
2064 |  | 223.1762 | 68.835 | 112.522 | 404.53 | 13.4599 | 6.5289 | 89.43 | 148.63
2065 |  | 228.1307 | 70.3631 | 115.02 | 413.51 | 13.7587 | 6.6739 | 91.41 | 151.93
2066 |  | 233.1952 | 71.9252 | 117.5735 | 422.69 | 14.0642 | 6.822 | 93.44 | 155.3
2067 |  | 238.3721 | 73.5219 | 120.1836 | 432.08 | 14.3764 | 6.9735 | 95.52 | 158.76
2068 |  | 243.664 | 75.1541 | 122.8517 | 441.67 | 14.6956 | 7.1283 | 97.64 | 162.28
2069 |  | 249.0733 | 76.8225 | 125.579 | 451.47 | 15.0218 | 7.2866 | 99.81 | 165.88
2070 |  | 254.6028 | 78.528 | 128.3668 | 461.5 | 15.3553 | 7.4483 | 102.02 | 169.56
2071 |  | 260.255 | 80.2713 | 131.2166 | 471.74 | 15.6962 | 7.6137 | 104.29 | 173.33
2072 |  | 266.0326 | 82.0534 | 134.1296 | 482.22 | 16.0446 | 7.7827 | 106.6 | 177.17
2073 |  | 271.9385 | 83.8749 | 137.1073 | 492.92 | 16.4008 | 7.9555 | 108.97 | 181.11
2074 |  | 277.9756 | 85.737 | 140.151 | 503.86 | 16.7649 | 8.1321 | 111.39 | 185.13
2075 |  | 284.1466 | 87.6403 | 143.2624 | 515.05 | 17.1371 | 8.3126 | 113.86 | 189.24
2076 |  | 290.4547 | 89.5859 | 146.4428 | 526.48 | 17.5176 | 8.4971 | 116.39 | 193.44
2077 |  | 296.9028 | 91.5747 | 149.6939 | 538.17 | 17.9064 | 8.6858 | 118.97 | 197.73
2078 |  | 303.494 | 93.6077 | 153.0171 | 550.12 | 18.304 | 8.8786 | 121.61 | 202.12
Nominal 40 year Levelized |  |  |  |  | 305.521 |  |  | 67.54 | 112.2537
Sources, Inputs and Assumptions
Source: (a)(d)(e)(g) |  | Plant Costs - 2025 IRP Update
| (a) | First year real levelized costs
| (b) | = (a) x 6.234% Real Payment Factor@ 00% ITC
| (f) | Gas Price Forecast (Sept 2024 MM)
| (h) | = (f) / (8.76 x 'Capacity Factor' ) + (g)
| Utah South - CCCT Dry "H", 2X1, DF, with SCR (GCC.PX.UTS._.DF_.H_2x1) | [8 empty] | CCCT Dry "H", 2X1, DF, with SCR
| Statistics |  |  | MW | Percent | Cap Cost | Fixed |  |  | GCC.PX.UTS._.DF_.H_2x1
| CCCT Dry "H", 2X1, DF, with SCR |  |  | 1058.901 | 100% | 1508.5524 | 47.7901
| Capacity Weighted |  |  | 1058.901 | 100% | 1509 | 47.79
| Statistics |  |  | MW | CF | aMW | Percent | Variable | Heat Rate
| CCCT Dry "H", 2X1, DF, with SCR |  |  | 1058.901 | 78% | 825.9428 | 100% | 2.773 | 6158.732
| 0 |  |  | 0 | 0% | 0 | 0% | 0 | 0
| Energy Weighted |  |  | 1058.901 | 78% | 825.9428 | 100% | 2.77 | 6159
Rounded
| CCCT |  | Plant Costs - 2025 IRP Update
| 1058.901 |  | MW Plant Capacity
2025 $ | 1508.5524 |  | Plant capacity cost - in $/kW
2025 $ | 11.886 |  | Demolition Cost - in $/kW
2025 $ | 38.4109 |  | Fixed O&M & Capitalized O&M ($/kW-Yr)
| 6158.732 |  | Max Load Heat Rate on Gas (Btu/kw)
| 156515.6994 |  | Gas Fired Conversion Load (MMBtu/d)
| 0.17385 |  | Fixed Demand Transportation Charge (Tariff) ($/mmBtu-day)
| 0.00267 |  | Transportation Commodity / Usage Charge ($/MMBtu)
| 0.0015 |  | ACA Charge ($/MMBtu)
| 0.00417 |  | Total Variable Charges ($/MMBtu)
| 9931742.8321 |  | Fixed Transport Charge $/Year
| 9.3793 |  | Fixed Pipeline in $/kW
| 47.7901 |  | Fixed O&M including Fixed Pipeline & Capitalized O&M ($/kW-Yr)
2025 $ | 2.773 |  | Variable O&M Costs & Capitalized Variable O&M ($/MWh)
| 6158.732 |  | Heat Rate in btu/kWh
| 0% |  | Assumed ITC
| 6.234% |  | Real Payment Factor@ 00% ITC
| 78% |  | Capacity Factor
|  | 78% | Energy Weighted Capacity Factor
2025 $ |  |  | Network Upgrade ($/kw-yr)
|  | 5.7167 | Fuel Cost ($/mmBtu )
|  | 35.2075 | Fuel Cost ($/MWH)
|  | 2.5% | EFOR %
2028 $ |  | 19.1158 | Network Upgrade ($/kw-yr)
2036 $ |  | 14.4359 | Network Upgrade ($/kw-yr)

## GSC.PX.BDG.2038 (hidden)
Table 3
2025 IRP Update - Utah South - CCCT Dry "H", 2X1, DF, with SCR | [9 empty] | GSC.PX.BDG._.___.Frame
Year | Estimated Capital Cost | First Year Fixed Capital Cost at Real Levelized Rate | Network Upgrade | Fixed O&M + Pipeline | Total Resource Fixed Costs | Fuel Cost | Variable O&M | Total Resource Energy Cost | Total Resource Costs
| $/kW | $/kW-yr | $/kW-yr | $/kW-yr | $/kW-yr | $/MMBtu | $/MWh | $/MWh | $/MWh
| (a) | (b) | (c) | (d) | (e) | (f) | (g) | (h) | (i)
Wyoming East-Brownfield - SCCT Frame "F" x1, with SCR (GSC.PX.BDG._.___.Frame)
2025 | 1207.6438 |  |  | 56.2839 |  | 5.6148 | 8.4901
2026 | 1234.4535 |  |  | 57.5334 |  | 5.7394 | 8.6786
2027 | 1261.8583 |  |  | 58.8107 |  | 5.8668 | 8.8713
2028 | 1289.8716 |  | 0 | 60.1163 |  | 5.9971 | 9.0682
2029 | 1318.5067 |  | 0 | 61.4509 |  | 6.1302 | 9.2696
2030 | 1347.7776 |  | 0 | 62.8151 |  | 6.2663 | 9.4753
2031 | 1377.6982 |  | 0 | 64.2096 |  | 6.4054 | 9.6857
2032 | 1408.2831 |  | 0 | 65.635 |  | 6.5476 | 9.9007
2033 | 1439.547 |  | 0 | 67.0921 |  | 6.6929 | 10.1205
2034 | 1471.505 |  | 0 | 68.5816 |  | 6.8415 | 10.3452
2035 | 1504.1724 |  | 0 | 70.1041 |  | 6.9934 | 10.5748
2036 | 1537.565 |  | 0 | 71.6604 |  | 7.1487 | 10.8096
2037 | 1571.6989 |  | 0 | 73.2512 |  | 7.3074 | 11.0496
2038 | 1606.5907 | 98 | 0 | 74.8774 | 172.88 | 7.4696 | 11.2949 | 83 | 142.8
2039 |  | 100.1756 | 0 | 76.5397 | 176.72 | 7.6354 | 11.5456 | 84.85 | 145.98
2040 |  | 102.3995 | 0 | 78.2389 | 180.64 | 7.8049 | 11.8019 | 86.73 | 149.22
2041 |  | 104.6728 | 0 | 79.9758 | 184.65 | 7.9782 | 12.0639 | 88.65 | 152.53
2042 |  | 106.9965 | 0 | 81.7513 | 188.75 | 8.1553 | 12.3318 | 90.62 | 155.91
2043 |  | 109.3718 | 0 | 83.5661 | 192.94 | 8.3364 | 12.6055 | 92.63 | 159.37
2044 |  | 111.7999 | 0 | 85.4213 | 197.22 | 8.5214 | 12.8854 | 94.69 | 162.91
2045 |  | 114.2818 | 0 | 87.3177 | 201.6 | 8.7106 | 13.1714 | 96.79 | 166.53
2046 |  | 116.8189 | 0 | 89.2561 | 206.07 | 8.904 | 13.4638 | 98.94 | 170.22
2047 |  | 119.4123 | 0 | 91.2376 | 210.65 | 9.1016 | 13.7627 | 101.14 | 174.01
2048 |  | 122.0632 | 0 | 93.2631 | 215.33 | 9.3037 | 14.0683 | 103.38 | 177.87
2049 |  | 124.773 | 0 | 95.3335 | 220.11 | 9.5102 | 14.3806 | 105.68 | 181.82
2050 |  | 127.543 | 0 | 97.4499 | 224.99 | 9.7214 | 14.6998 | 108.02 | 185.85
2051 |  | 130.3744 | 0 | 99.6133 | 229.99 | 9.9372 | 15.0262 | 110.42 | 189.98
2052 |  | 133.2688 | 0 | 101.8247 | 235.09 | 10.1578 | 15.3597 | 112.87 | 194.19
2053 |  | 136.2273 | 0 | 104.0852 | 240.31 | 10.3833 | 15.7007 | 115.38 | 198.51
2054 |  | 139.2516 | 0 | 106.3959 | 245.65 | 10.6138 | 16.0493 | 117.94 | 202.92
2055 |  | 142.343 | 0 | 108.7579 | 251.1 | 10.8494 | 16.4056 | 120.56 | 207.42
2056 |  | 145.503 | 0 | 111.1723 | 256.68 | 11.0903 | 16.7698 | 123.24 | 212.03
2057 |  | 148.7331 | 0 | 113.6403 | 262.37 | 11.3365 | 17.1421 | 125.97 | 216.73
2058 |  | 152.035 | 0 | 116.1632 | 268.2 | 11.5882 | 17.5226 | 128.77 | 221.55
2059 |  | 155.4102 | 0 | 118.742 | 274.15 | 11.8454 | 17.9116 | 131.63 | 226.47
2060 |  | 158.8603 | 0 | 121.3781 | 280.24 | 12.1084 | 18.3093 | 134.55 | 231.49
2061 |  | 162.387 | 0 | 124.0727 | 286.46 | 12.3772 | 18.7157 | 137.54 | 236.63
2062 |  | 165.992 | 0 | 126.8271 | 292.82 | 12.652 | 19.1312 | 140.59 | 241.88
2063 |  | 169.677 | 0 | 129.6426 | 299.32 | 12.9328 | 19.5559 | 143.71 | 247.25
2064 |  | 173.4438 | 0 | 132.5207 | 305.96 | 13.2199 | 19.9901 | 146.9 | 252.74
2065 |  | 177.2943 | 0 | 135.4627 | 312.76 | 13.5134 | 20.4339 | 150.16 | 258.35
2066 |  | 181.2302 | 0 | 138.4699 | 319.7 | 13.8134 | 20.8875 | 153.5 | 264.09
2067 |  | 185.2535 | 0 | 141.544 | 326.8 | 14.1201 | 21.3512 | 156.9 | 269.95
2068 |  | 189.3662 | 0 | 144.6862 | 334.05 | 14.4336 | 21.8252 | 160.39 | 275.95
2069 |  | 193.5701 | 0 | 147.8983 | 341.47 | 14.754 | 22.3097 | 163.95 | 282.07
2070 |  | 197.8673 | 0 | 151.1816 | 349.05 | 15.0815 | 22.805 | 167.59 | 288.34
2071 |  | 202.26 | 0 | 154.5378 | 356.8 | 15.4163 | 23.3113 | 171.31 | 294.74
2072 |  | 206.7502 | 0 | 157.9686 | 364.72 | 15.7586 | 23.8288 | 175.11 | 301.28
2073 |  | 211.34 | 0 | 161.4755 | 372.82 | 16.1084 | 24.3578 | 179 | 307.97
2074 |  | 216.0318 | 0 | 165.0602 | 381.09 | 16.466 | 24.8985 | 182.97 | 314.8
2075 |  | 220.8277 | 0 | 168.7246 | 389.55 | 16.8316 | 25.4513 | 187.03 | 321.79
2076 |  | 225.7301 | 0 | 172.4703 | 398.2 | 17.2052 | 26.0163 | 191.19 | 328.94
2077 |  | 230.7413 | 0 | 176.2991 | 407.04 | 17.5872 | 26.5938 | 195.43 | 336.24
2078 |  | 235.8637 | 0 | 180.2129 | 416.08 | 17.9776 | 27.1842 | 199.77 | 343.7
Nominal 40 year Levelized |  |  |  |  | 231.0789 |  |  | 110.9455 | 190.8811
Sources, Inputs and Assumptions
Source: (a)(d)(e)(g) |  | Plant Costs - 2025 IRP Update
| (a) | First year real levelized costs
| (b) | = (a) x 6.100% Real Payment Factor@ 00% ITC
| (f) | Gas Price Forecast (Sept 2024 MM)
| (h) | = (f) / (8.76 x 'Capacity Factor' ) + (g)
Wyoming East-Brownfield - SCCT Frame "F" x1, with SCR (GSC.PX.BDG._.___.Frame)
| Statistics |  |  | MW | Percent | Cap Cost | Fixed
| GSC.PX.BDG._.___.Frame |  |  | 191.759 | 100% | 1195.5137 | 56.2839
| Capacity Weighted |  |  | 191.759 | 100% | 1196 | 56.28
| Statistics |  |  | MW | CF | aMW | Percent | Variable | Heat Rate
| GSC.PX.BDG._.___.Frame |  |  | 191.759 | 33% | 63.2805 | 100% | 8.4901 | 9600.396
| 0 |  |  | 0 | 0% | 0 | 0% | 0 | 0
| Energy Weighted |  |  | 191.759 | 33% | 63.2805 | 100% | 8.49 | 9600
Rounded
| SCCT |  | Plant Costs - 2025 IRP Update
| 191.759 |  | MW Plant Capacity
2025 $ | 1195.5137 |  | Plant capacity cost - in $/kW
2025 $ | 12.13 |  | Demolition Cost - in $/kW
2025 $ | 30.4848 |  | Fixed O&M & Capitalized O&M ($/kW-Yr)
| 9600.396 |  | Max Load Heat Rate on Gas (Btu/kw)
| 44183.0961 |  | Gas Fired Conversion Load (MMBtu/d)
| 0.30677 |  | Fixed Demand Transportation Charge (Tariff) ($/mmBtu-day)
| 0.0057 |  | Transportation Commodity / Usage Charge ($/MMBtu)
| 0.0015 |  | ACA Charge ($/MMBtu)
| 0.0072 |  | Total Variable Charges ($/MMBtu)
| 4947216.6143 |  | Fixed Transport Charge $/Year
| 25.7991 |  | Fixed Pipeline in $/kW
| 56.2839 |  | Fixed O&M including Fixed Pipeline & Capitalized O&M ($/kW-Yr)
2025 $ | 8.4901 |  | Variable O&M Costs & Capitalized Variable O&M ($/MWh)
| 9600.396 |  | Heat Rate in btu/kWh
| 0% |  | Assumed ITC
| 6.1% |  | Real Payment Factor@ 00% ITC
| 33% |  | Capacity Factor
|  | 33% | Energy Weighted Capacity Factor
2025 $ |  |  | Network Upgrade ($/kw-yr)
|  | 5.6148 | Fuel Cost ($/mmBtu )
|  | 53.9038 | Fuel Cost ($/MWH)
|  | 2.7% | EFOR %
Network Upgrade ($/kw-yr)
Network Upgrade ($/kw-yr)

## 2025 IRPUpdt Assumptions (hidden)
Collection | Parent Object | Child Object | Property | Value | Data File | Units | Band | Date From | Date To | Timeslice | Action | Expression | Scenario | Memo | Category
Generators | System | GCC.PX.DJW._.DF_.H_2x1 | Build Cost | 1357.697 |  | $/kW | 1 |  |  |  | × | Inflation | 25 IRP Update SSR | H:\2025 IRP Update\03. Assumptions\12. New Resources (SSR)\[RESD SSR Database 2025 v9 20250219 Modifiers Expanded Table 2 2025 IRP Update Draft.xlsx]Build Cost | New Gas
Generators | System | GCC.PX.UTS._.DF_.H_2x1 | Build Cost | 1508.552 |  | $/kW | 1 |  |  |  | × | Inflation | 25 IRP Update SSR | H:\2025 IRP Update\03. Assumptions\12. New Resources (SSR)\[RESD SSR Database 2025 v9 20250219 Modifiers Expanded Table 2 2025 IRP Update Draft.xlsx]Build Cost | New Gas
Generators | System | GCC.PX.WYE._.DF_.H_2x1 | Build Cost | 1508.552 |  | $/kW | 1 |  |  |  | × | Inflation | 25 IRP Update SSR | H:\2025 IRP Update\03. Assumptions\12. New Resources (SSR)\[RESD SSR Database 2025 v9 20250219 Modifiers Expanded Table 2 2025 IRP Update Draft.xlsx]Build Cost | New Gas
Generators | System | GSC.PX.BDG._.___.Frame | Build Cost | 1195.514 |  | $/kW | 1 |  |  |  | × | Inflation | 25 IRP Update SSR | H:\2025 IRP Update\03. Assumptions\12. New Resources (SSR)\[RESD SSR Database 2025 v9 20250219 Modifiers Expanded Table 2 2025 IRP Update Draft.xlsx]Build Cost | New Gas
Generators | System | GSC.PX.WYE._.___.Frame | Build Cost | 1328.349 |  | $/kW | 1 |  |  |  | × | Inflation | 25 IRP Update SSR | H:\2025 IRP Update\03. Assumptions\12. New Resources (SSR)\[RESD SSR Database 2025 v9 20250219 Modifiers Expanded Table 2 2025 IRP Update Draft.xlsx]Build Cost | New Gas
Generators | System | PV_.PX.BOR._.PTC.Utility_Scale | Build Cost | 1399.38 |  | $/kW | 1 |  |  |  | × | IRPPVESC | 25 IRP Update SSR | H:\2025 IRP Update\03. Assumptions\12. New Resources (SSR)\[RESD SSR Database 2025 v9 20250219 Modifiers Expanded Table 2 2025 IRP Update Draft.xlsx]Build Cost | New Solar
Generators | System | PV_.PX.COR._.NTC.Small_Scale | Build Cost | 1954.522 |  | $/kW | 1 |  |  |  | × | IRPPV_NTC_ESC_Small | 25 IRP Update SSR | H:\2025 IRP Update\03. Assumptions\12. New Resources (SSR)\[RESD SSR Database 2025 v9 20250219 Modifiers Expanded Table 2 2025 IRP Update Draft.xlsx]Build Cost | New Solar
Generators | System | PV_.PX.COR._.NTC.Utility_Scale | Build Cost | 1468.657 |  | $/kW | 1 |  |  |  | × | IRPPV_NTC_ESC | 25 IRP Update SSR | H:\2025 IRP Update\03. Assumptions\12. New Resources (SSR)\[RESD SSR Database 2025 v9 20250219 Modifiers Expanded Table 2 2025 IRP Update Draft.xlsx]Build Cost | New Solar
Generators | System | PV_.PX.COR._.PTC.Small_Scale | Build Cost | 1954.522 |  | $/kW | 1 |  |  |  | × | IRPPVESC_Small | 25 IRP Update SSR | H:\2025 IRP Update\03. Assumptions\12. New Resources (SSR)\[RESD SSR Database 2025 v9 20250219 Modifiers Expanded Table 2 2025 IRP Update Draft.xlsx]Build Cost | New Solar
Generators | System | PV_.PX.COR._.PTC.Utility_Scale | Build Cost | 1468.657 |  | $/kW | 1 |  |  |  | × | IRPPVESC | 25 IRP Update SSR | H:\2025 IRP Update\03. Assumptions\12. New Resources (SSR)\[RESD SSR Database 2025 v9 20250219 Modifiers Expanded Table 2 2025 IRP Update Draft.xlsx]Build Cost | New Solar
Generators | System | PV_.PX.GOE._.PTC.Utility_Scale | Build Cost | 1399.38 |  | $/kW | 1 |  |  |  | × | IRPPVESC | 25 IRP Update SSR | H:\2025 IRP Update\03. Assumptions\12. New Resources (SSR)\[RESD SSR Database 2025 v9 20250219 Modifiers Expanded Table 2 2025 IRP Update Draft.xlsx]Build Cost | New Solar
Generators | System | PV_.PX.NUT._.NTC.Utility_Scale | Build Cost | 1399.38 |  | $/kW | 1 |  |  |  | × | IRPPV_NTC_ESC | 25 IRP Update SSR | H:\2025 IRP Update\03. Assumptions\12. New Resources (SSR)\[RESD SSR Database 2025 v9 20250219 Modifiers Expanded Table 2 2025 IRP Update Draft.xlsx]Build Cost | New Solar
Generators | System | PV_.PX.NUT._.PTC.Utility_Scale | Build Cost | 1399.38 |  | $/kW | 1 |  |  |  | × | IRPPVESC | 25 IRP Update SSR | H:\2025 IRP Update\03. Assumptions\12. New Resources (SSR)\[RESD SSR Database 2025 v9 20250219 Modifiers Expanded Table 2 2025 IRP Update Draft.xlsx]Build Cost | New Solar
Generators | System | PV_.PX.SOR._.PTC.Utility_Scale | Build Cost | 1537.933 |  | $/kW | 1 |  |  |  | × | IRPPVESC | 25 IRP Update SSR | H:\2025 IRP Update\03. Assumptions\12. New Resources (SSR)\[RESD SSR Database 2025 v9 20250219 Modifiers Expanded Table 2 2025 IRP Update Draft.xlsx]Build Cost | New Solar
Generators | System | PV_.PX.SUM._.NTC.Utility_Scale | Build Cost | 1468.657 |  | $/kW | 1 |  |  |  | × | IRPPV_NTC_ESC | 25 IRP Update SSR | H:\2025 IRP Update\03. Assumptions\12. New Resources (SSR)\[RESD SSR Database 2025 v9 20250219 Modifiers Expanded Table 2 2025 IRP Update Draft.xlsx]Build Cost | New Solar
Generators | System | PV_.PX.SUM._.PTC.Utility_Scale | Build Cost | 1468.657 |  | $/kW | 1 |  |  |  | × | IRPPVESC | 25 IRP Update SSR | H:\2025 IRP Update\03. Assumptions\12. New Resources (SSR)\[RESD SSR Database 2025 v9 20250219 Modifiers Expanded Table 2 2025 IRP Update Draft.xlsx]Build Cost | New Solar
Generators | System | PV_.PX.UTS._.NTC.Utility_Scale | Build Cost | 1385.525 |  | $/kW | 1 |  |  |  | × | IRPPV_NTC_ESC | 25 IRP Update SSR | H:\2025 IRP Update\03. Assumptions\12. New Resources (SSR)\[RESD SSR Database 2025 v9 20250219 Modifiers Expanded Table 2 2025 IRP Update Draft.xlsx]Build Cost | New Solar
Generators | System | PV_.PX.UTS._.PTC.Utility_Scale | Build Cost | 1385.525 |  | $/kW | 1 |  |  |  | × | IRPPVESC | 25 IRP Update SSR | H:\2025 IRP Update\03. Assumptions\12. New Resources (SSR)\[RESD SSR Database 2025 v9 20250219 Modifiers Expanded Table 2 2025 IRP Update Draft.xlsx]Build Cost | New Solar
Generators | System | PV_.PX.WWA._.NTC.Utility_Scale | Build Cost | 1413.236 |  | $/kW | 1 |  |  |  | × | IRPPV_NTC_ESC | 25 IRP Update SSR | H:\2025 IRP Update\03. Assumptions\12. New Resources (SSR)\[RESD SSR Database 2025 v9 20250219 Modifiers Expanded Table 2 2025 IRP Update Draft.xlsx]Build Cost | New Solar
Generators | System | PV_.PX.WWA._.PTC.Utility_Scale | Build Cost | 1413.236 |  | $/kW | 1 |  |  |  | × | IRPPVESC | 25 IRP Update SSR | H:\2025 IRP Update\03. Assumptions\12. New Resources (SSR)\[RESD SSR Database 2025 v9 20250219 Modifiers Expanded Table 2 2025 IRP Update Draft.xlsx]Build Cost | New Solar
Generators | System | PV_.PX.WYN._.NTC.Small_Scale | Build Cost | 1843.889 |  | $/kW | 1 |  |  |  | × | IRPPV_NTC_ESC_Small | 25 IRP Update SSR | H:\2025 IRP Update\03. Assumptions\12. New Resources (SSR)\[RESD SSR Database 2025 v9 20250219 Modifiers Expanded Table 2 2025 IRP Update Draft.xlsx]Build Cost | New Solar
Generators | System | PV_.PX.WYN._.PTC.Small_Scale | Build Cost | 1843.889 |  | $/kW | 1 |  |  |  | × | IRPPVESC_Small | 25 IRP Update SSR | H:\2025 IRP Update\03. Assumptions\12. New Resources (SSR)\[RESD SSR Database 2025 v9 20250219 Modifiers Expanded Table 2 2025 IRP Update Draft.xlsx]Build Cost | New Solar
Generators | System | PV_.PX.YAK._.NTC.Utility_Scale | Build Cost | 1413.236 |  | $/kW | 1 |  |  |  | × | IRPPV_NTC_ESC | 25 IRP Update SSR | H:\2025 IRP Update\03. Assumptions\12. New Resources (SSR)\[RESD SSR Database 2025 v9 20250219 Modifiers Expanded Table 2 2025 IRP Update Draft.xlsx]Build Cost | New Solar
Generators | System | PV_.PX.YAK._.PTC.Utility_Scale | Build Cost | 1413.236 |  | $/kW | 1 |  |  |  | × | IRPPVESC | 25 IRP Update SSR | H:\2025 IRP Update\03. Assumptions\12. New Resources (SSR)\[RESD SSR Database 2025 v9 20250219 Modifiers Expanded Table 2 2025 IRP Update Draft.xlsx]Build Cost | New Solar
Generators | System | WD_.PX.BOR._.PTC.Utility_Scale | Build Cost | 1537.358 |  | $/kW | 1 |  |  |  | × | IRPWDESC | 25 IRP Update SSR | H:\2025 IRP Update\03. Assumptions\12. New Resources (SSR)\[RESD SSR Database 2025 v9 20250219 Modifiers Expanded Table 2 2025 IRP Update Draft.xlsx]Build Cost | New Wind
Generators | System | WD_.PX.COR._.NTC.Utility_Scale | Build Cost | 1673.008 |  | $/kW | 1 |  |  |  | × | IRPWD_NTC_ESC | 25 IRP Update SSR | H:\2025 IRP Update\03. Assumptions\12. New Resources (SSR)\[RESD SSR Database 2025 v9 20250219 Modifiers Expanded Table 2 2025 IRP Update Draft.xlsx]Build Cost | New Wind
Generators | System | WD_.PX.COR._.PTC.Utility_Scale | Build Cost | 1673.008 |  | $/kW | 1 |  |  |  | × | IRPWDESC | 25 IRP Update SSR | H:\2025 IRP Update\03. Assumptions\12. New Resources (SSR)\[RESD SSR Database 2025 v9 20250219 Modifiers Expanded Table 2 2025 IRP Update Draft.xlsx]Build Cost | New Wind
Generators | System | WD_.PX.GOE._.PTC.Utility_Scale | Build Cost | 1537.358 |  | $/kW | 1 |  |  |  | × | IRPWDESC | 25 IRP Update SSR | H:\2025 IRP Update\03. Assumptions\12. New Resources (SSR)\[RESD SSR Database 2025 v9 20250219 Modifiers Expanded Table 2 2025 IRP Update Draft.xlsx]Build Cost | New Wind
Generators | System | WD_.PX.SOR._.NTC.Utility_Scale | Build Cost | 1778.513 |  | $/kW | 1 |  |  |  | × | IRPWD_NTC_ESC | 25 IRP Update SSR | H:\2025 IRP Update\03. Assumptions\12. New Resources (SSR)\[RESD SSR Database 2025 v9 20250219 Modifiers Expanded Table 2 2025 IRP Update Draft.xlsx]Build Cost | New Wind
Generators | System | WD_.PX.SOR._.PTC.Utility_Scale | Build Cost | 1778.513 |  | $/kW | 1 |  |  |  | × | IRPWDESC | 25 IRP Update SSR | H:\2025 IRP Update\03. Assumptions\12. New Resources (SSR)\[RESD SSR Database 2025 v9 20250219 Modifiers Expanded Table 2 2025 IRP Update Draft.xlsx]Build Cost | New Wind
Generators | System | WD_.PX.SUM._.NTC.Utility_Scale | Build Cost | 1673.008 |  | $/kW | 1 |  |  |  | × | IRPWD_NTC_ESC | 25 IRP Update SSR | H:\2025 IRP Update\03. Assumptions\12. New Resources (SSR)\[RESD SSR Database 2025 v9 20250219 Modifiers Expanded Table 2 2025 IRP Update Draft.xlsx]Build Cost | New Wind
Generators | System | WD_.PX.SUM._.PTC.Utility_Scale | Build Cost | 1673.008 |  | $/kW | 1 |  |  |  | × | IRPWDESC | 25 IRP Update SSR | H:\2025 IRP Update\03. Assumptions\12. New Resources (SSR)\[RESD SSR Database 2025 v9 20250219 Modifiers Expanded Table 2 2025 IRP Update Draft.xlsx]Build Cost | New Wind
Generators | System | WD_.PX.UTS._.PTC.Utility_Scale | Build Cost | 1522.286 |  | $/kW | 1 |  |  |  | × | IRPWDESC | 25 IRP Update SSR | H:\2025 IRP Update\03. Assumptions\12. New Resources (SSR)\[RESD SSR Database 2025 v9 20250219 Modifiers Expanded Table 2 2025 IRP Update Draft.xlsx]Build Cost | New Wind
Generators | System | WD_.PX.WMV._.NTC.Utility_Scale | Build Cost | 1673.008 |  | $/kW | 1 |  |  |  | × | IRPWD_NTC_ESC | 25 IRP Update SSR | H:\2025 IRP Update\03. Assumptions\12. New Resources (SSR)\[RESD SSR Database 2025 v9 20250219 Modifiers Expanded Table 2 2025 IRP Update Draft.xlsx]Build Cost | New Wind
Generators | System | WD_.PX.WMV._.PTC.Utility_Scale | Build Cost | 1673.008 |  | $/kW | 1 |  |  |  | × | IRPWDESC | 25 IRP Update SSR | H:\2025 IRP Update\03. Assumptions\12. New Resources (SSR)\[RESD SSR Database 2025 v9 20250219 Modifiers Expanded Table 2 2025 IRP Update Draft.xlsx]Build Cost | New Wind
Generators | System | WD_.PX.WWA._.PTC.Utility_Scale | Build Cost | 1567.503 |  | $/kW | 1 |  |  |  | × | IRPWDESC | 25 IRP Update SSR | H:\2025 IRP Update\03. Assumptions\12. New Resources (SSR)\[RESD SSR Database 2025 v9 20250219 Modifiers Expanded Table 2 2025 IRP Update Draft.xlsx]Build Cost | New Wind
Generators | System | WD_.PX.WYE._.NTC.Utility_Scale | Build Cost | 1477.07 |  | $/kW | 1 |  |  |  | × | IRPWD_NTC_ESC | 25 IRP Update SSR | H:\2025 IRP Update\03. Assumptions\12. New Resources (SSR)\[RESD SSR Database 2025 v9 20250219 Modifiers Expanded Table 2 2025 IRP Update Draft.xlsx]Build Cost | New Wind
Generators | System | WD_.PX.WYE._.PTC.Utility_Scale | Build Cost | 1477.07 |  | $/kW | 1 |  |  |  | × | IRPWDESC | 25 IRP Update SSR | H:\2025 IRP Update\03. Assumptions\12. New Resources (SSR)\[RESD SSR Database 2025 v9 20250219 Modifiers Expanded Table 2 2025 IRP Update Draft.xlsx]Build Cost | New Wind
Generators | System | WD_.PX.WYN._.NTC.Small_Scale | Build Cost | 2917.666 |  | $/kW | 1 |  |  |  | × | IRPWD_NTC_ESC_Small | 25 IRP Update SSR | H:\2025 IRP Update\03. Assumptions\12. New Resources (SSR)\[RESD SSR Database 2025 v9 20250219 Modifiers Expanded Table 2 2025 IRP Update Draft.xlsx]Build Cost | New Wind
Generators | System | WD_.PX.WYN._.PTC.Small_Scale | Build Cost | 2917.666 |  | $/kW | 1 |  |  |  | × | IRPWDESC_Small | 25 IRP Update SSR | H:\2025 IRP Update\03. Assumptions\12. New Resources (SSR)\[RESD SSR Database 2025 v9 20250219 Modifiers Expanded Table 2 2025 IRP Update Draft.xlsx]Build Cost | New Wind
Generators | System | WD_.PX.YAK._.NTC.Utility_Scale | Build Cost | 1567.503 |  | $/kW | 1 |  |  |  | × | IRPWD_NTC_ESC | 25 IRP Update SSR | H:\2025 IRP Update\03. Assumptions\12. New Resources (SSR)\[RESD SSR Database 2025 v9 20250219 Modifiers Expanded Table 2 2025 IRP Update Draft.xlsx]Build Cost | New Wind
Generators | System | WD_.PX.YAK._.PTC.Utility_Scale | Build Cost | 1567.503 |  | $/kW | 1 |  |  |  | × | IRPWDESC | 25 IRP Update SSR | H:\2025 IRP Update\03. Assumptions\12. New Resources (SSR)\[RESD SSR Database 2025 v9 20250219 Modifiers Expanded Table 2 2025 IRP Update Draft.xlsx]Build Cost | New Wind
Collection | Parent Object | Child Object | Property | Value | Data File | Units | Band | Date From | Date To | Timeslice | Action | Expression | Scenario | Memo | Category
Generators | System | GCC.PX.DJW._.DF_.H_2x1 | FO&M Charge | 53.9819 |  | $/kW/yr | 1 |  |  |  | × | Inflation | 25 IRP Update SSR | H:\2025 IRP Update\03. Assumptions\12. New Resources (SSR)\[RESD SSR Database 2025 v9 20250219 Modifiers Expanded Table 2 2025 IRP Update Draft.xlsx]FOM | New Gas
Generators | System | GCC.PX.UTS._.DF_.H_2x1 | FO&M Charge | 46.8108 |  | $/kW/yr | 1 |  |  |  | × | Inflation | 25 IRP Update SSR | H:\2025 IRP Update\03. Assumptions\12. New Resources (SSR)\[RESD SSR Database 2025 v9 20250219 Modifiers Expanded Table 2 2025 IRP Update Draft.xlsx]FOM | New Gas
Generators | System | GCC.PX.WYE._.DF_.H_2x1 | FO&M Charge | 53.9819 |  | $/kW/yr | 1 |  |  |  | × | Inflation | 25 IRP Update SSR | H:\2025 IRP Update\03. Assumptions\12. New Resources (SSR)\[RESD SSR Database 2025 v9 20250219 Modifiers Expanded Table 2 2025 IRP Update Draft.xlsx]FOM | New Gas
Generators | System | GSC.PX.BDG._.___.Frame | FO&M Charge | 55.5067 |  | $/kW/yr | 1 |  |  |  | × | Inflation | 25 IRP Update SSR | H:\2025 IRP Update\03. Assumptions\12. New Resources (SSR)\[RESD SSR Database 2025 v9 20250219 Modifiers Expanded Table 2 2025 IRP Update Draft.xlsx]FOM | New Gas
Generators | System | GSC.PX.WYE._.___.Frame | FO&M Charge | 55.5067 |  | $/kW/yr | 1 |  |  |  | × | Inflation | 25 IRP Update SSR | H:\2025 IRP Update\03. Assumptions\12. New Resources (SSR)\[RESD SSR Database 2025 v9 20250219 Modifiers Expanded Table 2 2025 IRP Update Draft.xlsx]FOM | New Gas
Generators | System | PV_.PX.BOR._.PTC.Utility_Scale | FO&M Charge | 21.84 |  | $/kW/yr | 1 |  |  |  | × | Inflation | 25 IRP Update SSR | H:\2025 IRP Update\03. Assumptions\12. New Resources (SSR)\[RESD SSR Database 2025 v9 20250219 Modifiers Expanded Table 2 2025 IRP Update Draft.xlsx]FOM | New Solar
Generators | System | PV_.PX.COR._.NTC.Small_Scale | FO&M Charge | 18.998 |  | $/kW/yr | 1 |  |  |  | × | Inflation | 25 IRP Update SSR | H:\2025 IRP Update\03. Assumptions\12. New Resources (SSR)\[RESD SSR Database 2025 v9 20250219 Modifiers Expanded Table 2 2025 IRP Update Draft.xlsx]FOM | New Solar
Generators | System | PV_.PX.COR._.NTC.Utility_Scale | FO&M Charge | 21.84 |  | $/kW/yr | 1 |  |  |  | × | Inflation | 25 IRP Update SSR | H:\2025 IRP Update\03. Assumptions\12. New Resources (SSR)\[RESD SSR Database 2025 v9 20250219 Modifiers Expanded Table 2 2025 IRP Update Draft.xlsx]FOM | New Solar
Generators | System | PV_.PX.COR._.PTC.Small_Scale | FO&M Charge | 18.998 |  | $/kW/yr | 1 |  |  |  | × | Inflation | 25 IRP Update SSR | H:\2025 IRP Update\03. Assumptions\12. New Resources (SSR)\[RESD SSR Database 2025 v9 20250219 Modifiers Expanded Table 2 2025 IRP Update Draft.xlsx]FOM | New Solar
Generators | System | PV_.PX.COR._.PTC.Utility_Scale | FO&M Charge | 21.84 |  | $/kW/yr | 1 |  |  |  | × | Inflation | 25 IRP Update SSR | H:\2025 IRP Update\03. Assumptions\12. New Resources (SSR)\[RESD SSR Database 2025 v9 20250219 Modifiers Expanded Table 2 2025 IRP Update Draft.xlsx]FOM | New Solar
Generators | System | PV_.PX.GOE._.PTC.Utility_Scale | FO&M Charge | 21.84 |  | $/kW/yr | 1 |  |  |  | × | Inflation | 25 IRP Update SSR | H:\2025 IRP Update\03. Assumptions\12. New Resources (SSR)\[RESD SSR Database 2025 v9 20250219 Modifiers Expanded Table 2 2025 IRP Update Draft.xlsx]FOM | New Solar
Generators | System | PV_.PX.NUT._.NTC.Utility_Scale | FO&M Charge | 21.84 |  | $/kW/yr | 1 |  |  |  | × | Inflation | 25 IRP Update SSR | H:\2025 IRP Update\03. Assumptions\12. New Resources (SSR)\[RESD SSR Database 2025 v9 20250219 Modifiers Expanded Table 2 2025 IRP Update Draft.xlsx]FOM | New Solar
Generators | System | PV_.PX.NUT._.PTC.Utility_Scale | FO&M Charge | 21.84 |  | $/kW/yr | 1 |  |  |  | × | Inflation | 25 IRP Update SSR | H:\2025 IRP Update\03. Assumptions\12. New Resources (SSR)\[RESD SSR Database 2025 v9 20250219 Modifiers Expanded Table 2 2025 IRP Update Draft.xlsx]FOM | New Solar
Generators | System | PV_.PX.SOR._.PTC.Utility_Scale | FO&M Charge | 21.84 |  | $/kW/yr | 1 |  |  |  | × | Inflation | 25 IRP Update SSR | H:\2025 IRP Update\03. Assumptions\12. New Resources (SSR)\[RESD SSR Database 2025 v9 20250219 Modifiers Expanded Table 2 2025 IRP Update Draft.xlsx]FOM | New Solar
Generators | System | PV_.PX.SUM._.NTC.Utility_Scale | FO&M Charge | 21.84 |  | $/kW/yr | 1 |  |  |  | × | Inflation | 25 IRP Update SSR | H:\2025 IRP Update\03. Assumptions\12. New Resources (SSR)\[RESD SSR Database 2025 v9 20250219 Modifiers Expanded Table 2 2025 IRP Update Draft.xlsx]FOM | New Solar
Generators | System | PV_.PX.SUM._.PTC.Utility_Scale | FO&M Charge | 21.84 |  | $/kW/yr | 1 |  |  |  | × | Inflation | 25 IRP Update SSR | H:\2025 IRP Update\03. Assumptions\12. New Resources (SSR)\[RESD SSR Database 2025 v9 20250219 Modifiers Expanded Table 2 2025 IRP Update Draft.xlsx]FOM | New Solar
Generators | System | PV_.PX.UTS._.NTC.Utility_Scale | FO&M Charge | 22.89 |  | $/kW/yr | 1 |  |  |  | × | Inflation | 25 IRP Update SSR | H:\2025 IRP Update\03. Assumptions\12. New Resources (SSR)\[RESD SSR Database 2025 v9 20250219 Modifiers Expanded Table 2 2025 IRP Update Draft.xlsx]FOM | New Solar
Generators | System | PV_.PX.UTS._.PTC.Utility_Scale | FO&M Charge | 22.89 |  | $/kW/yr | 1 |  |  |  | × | Inflation | 25 IRP Update SSR | H:\2025 IRP Update\03. Assumptions\12. New Resources (SSR)\[RESD SSR Database 2025 v9 20250219 Modifiers Expanded Table 2 2025 IRP Update Draft.xlsx]FOM | New Solar
Generators | System | PV_.PX.WWA._.NTC.Utility_Scale | FO&M Charge | 21.84 |  | $/kW/yr | 1 |  |  |  | × | Inflation | 25 IRP Update SSR | H:\2025 IRP Update\03. Assumptions\12. New Resources (SSR)\[RESD SSR Database 2025 v9 20250219 Modifiers Expanded Table 2 2025 IRP Update Draft.xlsx]FOM | New Solar
Generators | System | PV_.PX.WWA._.PTC.Utility_Scale | FO&M Charge | 21.84 |  | $/kW/yr | 1 |  |  |  | × | Inflation | 25 IRP Update SSR | H:\2025 IRP Update\03. Assumptions\12. New Resources (SSR)\[RESD SSR Database 2025 v9 20250219 Modifiers Expanded Table 2 2025 IRP Update Draft.xlsx]FOM | New Solar
Generators | System | PV_.PX.WYN._.NTC.Small_Scale | FO&M Charge | 18.998 |  | $/kW/yr | 1 |  |  |  | × | Inflation | 25 IRP Update SSR | H:\2025 IRP Update\03. Assumptions\12. New Resources (SSR)\[RESD SSR Database 2025 v9 20250219 Modifiers Expanded Table 2 2025 IRP Update Draft.xlsx]FOM | New Solar
Generators | System | PV_.PX.WYN._.PTC.Small_Scale | FO&M Charge | 18.998 |  | $/kW/yr | 1 |  |  |  | × | Inflation | 25 IRP Update SSR | H:\2025 IRP Update\03. Assumptions\12. New Resources (SSR)\[RESD SSR Database 2025 v9 20250219 Modifiers Expanded Table 2 2025 IRP Update Draft.xlsx]FOM | New Solar
Generators | System | PV_.PX.YAK._.NTC.Utility_Scale | FO&M Charge | 21.84 |  | $/kW/yr | 1 |  |  |  | × | Inflation | 25 IRP Update SSR | H:\2025 IRP Update\03. Assumptions\12. New Resources (SSR)\[RESD SSR Database 2025 v9 20250219 Modifiers Expanded Table 2 2025 IRP Update Draft.xlsx]FOM | New Solar
Generators | System | PV_.PX.YAK._.PTC.Utility_Scale | FO&M Charge | 21.84 |  | $/kW/yr | 1 |  |  |  | × | Inflation | 25 IRP Update SSR | H:\2025 IRP Update\03. Assumptions\12. New Resources (SSR)\[RESD SSR Database 2025 v9 20250219 Modifiers Expanded Table 2 2025 IRP Update Draft.xlsx]FOM | New Solar
Generators | System | WD_.PX.BOR._.PTC.Utility_Scale | FO&M Charge | 34.774 |  | $/kW/yr | 1 |  |  |  | × | Inflation | 25 IRP Update SSR | H:\2025 IRP Update\03. Assumptions\12. New Resources (SSR)\[RESD SSR Database 2025 v9 20250219 Modifiers Expanded Table 2 2025 IRP Update Draft.xlsx]FOM | New Wind
Generators | System | WD_.PX.COR._.NTC.Utility_Scale | FO&M Charge | 34.774 |  | $/kW/yr | 1 |  |  |  | × | Inflation | 25 IRP Update SSR | H:\2025 IRP Update\03. Assumptions\12. New Resources (SSR)\[RESD SSR Database 2025 v9 20250219 Modifiers Expanded Table 2 2025 IRP Update Draft.xlsx]FOM | New Wind
Generators | System | WD_.PX.COR._.PTC.Utility_Scale | FO&M Charge | 34.774 |  | $/kW/yr | 1 |  |  |  | × | Inflation | 25 IRP Update SSR | H:\2025 IRP Update\03. Assumptions\12. New Resources (SSR)\[RESD SSR Database 2025 v9 20250219 Modifiers Expanded Table 2 2025 IRP Update Draft.xlsx]FOM | New Wind
Generators | System | WD_.PX.GOE._.PTC.Utility_Scale | FO&M Charge | 34.774 |  | $/kW/yr | 1 |  |  |  | × | Inflation | 25 IRP Update SSR | H:\2025 IRP Update\03. Assumptions\12. New Resources (SSR)\[RESD SSR Database 2025 v9 20250219 Modifiers Expanded Table 2 2025 IRP Update Draft.xlsx]FOM | New Wind
Generators | System | WD_.PX.SOR._.NTC.Utility_Scale | FO&M Charge | 34.774 |  | $/kW/yr | 1 |  |  |  | × | Inflation | 25 IRP Update SSR | H:\2025 IRP Update\03. Assumptions\12. New Resources (SSR)\[RESD SSR Database 2025 v9 20250219 Modifiers Expanded Table 2 2025 IRP Update Draft.xlsx]FOM | New Wind
Generators | System | WD_.PX.SOR._.PTC.Utility_Scale | FO&M Charge | 34.774 |  | $/kW/yr | 1 |  |  |  | × | Inflation | 25 IRP Update SSR | H:\2025 IRP Update\03. Assumptions\12. New Resources (SSR)\[RESD SSR Database 2025 v9 20250219 Modifiers Expanded Table 2 2025 IRP Update Draft.xlsx]FOM | New Wind
Generators | System | WD_.PX.SUM._.NTC.Utility_Scale | FO&M Charge | 34.774 |  | $/kW/yr | 1 |  |  |  | × | Inflation | 25 IRP Update SSR | H:\2025 IRP Update\03. Assumptions\12. New Resources (SSR)\[RESD SSR Database 2025 v9 20250219 Modifiers Expanded Table 2 2025 IRP Update Draft.xlsx]FOM | New Wind
Generators | System | WD_.PX.SUM._.PTC.Utility_Scale | FO&M Charge | 34.774 |  | $/kW/yr | 1 |  |  |  | × | Inflation | 25 IRP Update SSR | H:\2025 IRP Update\03. Assumptions\12. New Resources (SSR)\[RESD SSR Database 2025 v9 20250219 Modifiers Expanded Table 2 2025 IRP Update Draft.xlsx]FOM | New Wind
Generators | System | WD_.PX.UTS._.PTC.Utility_Scale | FO&M Charge | 35.824 |  | $/kW/yr | 1 |  |  |  | × | Inflation | 25 IRP Update SSR | H:\2025 IRP Update\03. Assumptions\12. New Resources (SSR)\[RESD SSR Database 2025 v9 20250219 Modifiers Expanded Table 2 2025 IRP Update Draft.xlsx]FOM | New Wind
Generators | System | WD_.PX.WMV._.NTC.Utility_Scale | FO&M Charge | 34.774 |  | $/kW/yr | 1 |  |  |  | × | Inflation | 25 IRP Update SSR | H:\2025 IRP Update\03. Assumptions\12. New Resources (SSR)\[RESD SSR Database 2025 v9 20250219 Modifiers Expanded Table 2 2025 IRP Update Draft.xlsx]FOM | New Wind
Generators | System | WD_.PX.WMV._.PTC.Utility_Scale | FO&M Charge | 34.774 |  | $/kW/yr | 1 |  |  |  | × | Inflation | 25 IRP Update SSR | H:\2025 IRP Update\03. Assumptions\12. New Resources (SSR)\[RESD SSR Database 2025 v9 20250219 Modifiers Expanded Table 2 2025 IRP Update Draft.xlsx]FOM | New Wind
Generators | System | WD_.PX.WWA._.PTC.Utility_Scale | FO&M Charge | 34.774 |  | $/kW/yr | 1 |  |  |  | × | Inflation | 25 IRP Update SSR | H:\2025 IRP Update\03. Assumptions\12. New Resources (SSR)\[RESD SSR Database 2025 v9 20250219 Modifiers Expanded Table 2 2025 IRP Update Draft.xlsx]FOM | New Wind
Generators | System | WD_.PX.WYE._.NTC.Utility_Scale | FO&M Charge | 34.774 |  | $/kW/yr | 1 |  |  |  | × | Inflation | 25 IRP Update SSR | H:\2025 IRP Update\03. Assumptions\12. New Resources (SSR)\[RESD SSR Database 2025 v9 20250219 Modifiers Expanded Table 2 2025 IRP Update Draft.xlsx]FOM | New Wind
Generators | System | WD_.PX.WYE._.PTC.Utility_Scale | FO&M Charge | 34.774 |  | $/kW/yr | 1 |  |  |  | × | Inflation | 25 IRP Update SSR | H:\2025 IRP Update\03. Assumptions\12. New Resources (SSR)\[RESD SSR Database 2025 v9 20250219 Modifiers Expanded Table 2 2025 IRP Update Draft.xlsx]FOM | New Wind
Generators | System | WD_.PX.WYN._.NTC.Small_Scale | FO&M Charge | 43.602 |  | $/kW/yr | 1 |  |  |  | × | Inflation | 25 IRP Update SSR | H:\2025 IRP Update\03. Assumptions\12. New Resources (SSR)\[RESD SSR Database 2025 v9 20250219 Modifiers Expanded Table 2 2025 IRP Update Draft.xlsx]FOM | New Wind
Generators | System | WD_.PX.WYN._.PTC.Small_Scale | FO&M Charge | 43.602 |  | $/kW/yr | 1 |  |  |  | × | Inflation | 25 IRP Update SSR | H:\2025 IRP Update\03. Assumptions\12. New Resources (SSR)\[RESD SSR Database 2025 v9 20250219 Modifiers Expanded Table 2 2025 IRP Update Draft.xlsx]FOM | New Wind
Generators | System | WD_.PX.YAK._.NTC.Utility_Scale | FO&M Charge | 34.774 |  | $/kW/yr | 1 |  |  |  | × | Inflation | 25 IRP Update SSR | H:\2025 IRP Update\03. Assumptions\12. New Resources (SSR)\[RESD SSR Database 2025 v9 20250219 Modifiers Expanded Table 2 2025 IRP Update Draft.xlsx]FOM | New Wind
Generators | System | WD_.PX.YAK._.PTC.Utility_Scale | FO&M Charge | 34.774 |  | $/kW/yr | 1 |  |  |  | × | Inflation | 25 IRP Update SSR | H:\2025 IRP Update\03. Assumptions\12. New Resources (SSR)\[RESD SSR Database 2025 v9 20250219 Modifiers Expanded Table 2 2025 IRP Update Draft.xlsx]FOM | New Wind
Collection | Parent Object | Child Object | Property | Value | Data File | Units | Band | Date From | Date To | Timeslice | Action | Expression | Scenario | Memo | Category
Generators | System | GCC.PX.DJW._.DF_.H_2x1 | VO&M Charge | 2.182 |  | $/MWh | 1 |  |  |  | = |  | 25 IRP Update SSR | H:\2025 IRP Update\03. Assumptions\12. New Resources (SSR)\[RESD SSR Database 2025 v9 20250219 Modifiers Expanded Table 2 2025 IRP Update Draft.xlsx]VOM | New Gas
Generators | System | GCC.PX.UTS._.DF_.H_2x1 | VO&M Charge | 2.424 |  | $/MWh | 1 |  |  |  | = |  | 25 IRP Update SSR | H:\2025 IRP Update\03. Assumptions\12. New Resources (SSR)\[RESD SSR Database 2025 v9 20250219 Modifiers Expanded Table 2 2025 IRP Update Draft.xlsx]VOM | New Gas
Generators | System | GCC.PX.WYE._.DF_.H_2x1 | VO&M Charge | 2.424 |  | $/MWh | 1 |  |  |  | = |  | 25 IRP Update SSR | H:\2025 IRP Update\03. Assumptions\12. New Resources (SSR)\[RESD SSR Database 2025 v9 20250219 Modifiers Expanded Table 2 2025 IRP Update Draft.xlsx]VOM | New Gas
Generators | System | GSC.PX.BDG._.___.Frame | VO&M Charge | 7.422 |  | $/MWh | 1 |  |  |  | = |  | 25 IRP Update SSR | H:\2025 IRP Update\03. Assumptions\12. New Resources (SSR)\[RESD SSR Database 2025 v9 20250219 Modifiers Expanded Table 2 2025 IRP Update Draft.xlsx]VOM | New Gas
Generators | System | GSC.PX.WYE._.___.Frame | VO&M Charge | 8.247 |  | $/MWh | 1 |  |  |  | = |  | 25 IRP Update SSR | H:\2025 IRP Update\03. Assumptions\12. New Resources (SSR)\[RESD SSR Database 2025 v9 20250219 Modifiers Expanded Table 2 2025 IRP Update Draft.xlsx]VOM | New Gas
Generators | System | PV_.PX.BOR._.PTC.Utility_Scale | VO&M Charge | 0 |  | $/MWh | 1 |  |  |  | = |  | 25 IRP Update SSR | H:\2025 IRP Update\03. Assumptions\12. New Resources (SSR)\[RESD SSR Database 2025 v9 20250219 Modifiers Expanded Table 2 2025 IRP Update Draft.xlsx]VOM | New Solar
Generators | System | PV_.PX.COR._.NTC.Small_Scale | VO&M Charge | 0 |  | $/MWh | 1 |  |  |  | = |  | 25 IRP Update SSR | H:\2025 IRP Update\03. Assumptions\12. New Resources (SSR)\[RESD SSR Database 2025 v9 20250219 Modifiers Expanded Table 2 2025 IRP Update Draft.xlsx]VOM | New Solar
Generators | System | PV_.PX.COR._.NTC.Utility_Scale | VO&M Charge | 0 |  | $/MWh | 1 |  |  |  | = |  | 25 IRP Update SSR | H:\2025 IRP Update\03. Assumptions\12. New Resources (SSR)\[RESD SSR Database 2025 v9 20250219 Modifiers Expanded Table 2 2025 IRP Update Draft.xlsx]VOM | New Solar
Generators | System | PV_.PX.COR._.PTC.Small_Scale | VO&M Charge | 0 |  | $/MWh | 1 |  |  |  | = |  | 25 IRP Update SSR | H:\2025 IRP Update\03. Assumptions\12. New Resources (SSR)\[RESD SSR Database 2025 v9 20250219 Modifiers Expanded Table 2 2025 IRP Update Draft.xlsx]VOM | New Solar
Generators | System | PV_.PX.COR._.PTC.Utility_Scale | VO&M Charge | 0 |  | $/MWh | 1 |  |  |  | = |  | 25 IRP Update SSR | H:\2025 IRP Update\03. Assumptions\12. New Resources (SSR)\[RESD SSR Database 2025 v9 20250219 Modifiers Expanded Table 2 2025 IRP Update Draft.xlsx]VOM | New Solar
Generators | System | PV_.PX.GOE._.PTC.Utility_Scale | VO&M Charge | 0 |  | $/MWh | 1 |  |  |  | = |  | 25 IRP Update SSR | H:\2025 IRP Update\03. Assumptions\12. New Resources (SSR)\[RESD SSR Database 2025 v9 20250219 Modifiers Expanded Table 2 2025 IRP Update Draft.xlsx]VOM | New Solar
Generators | System | PV_.PX.NUT._.NTC.Utility_Scale | VO&M Charge | 0 |  | $/MWh | 1 |  |  |  | = |  | 25 IRP Update SSR | H:\2025 IRP Update\03. Assumptions\12. New Resources (SSR)\[RESD SSR Database 2025 v9 20250219 Modifiers Expanded Table 2 2025 IRP Update Draft.xlsx]VOM | New Solar
Generators | System | PV_.PX.NUT._.PTC.Utility_Scale | VO&M Charge | 0 |  | $/MWh | 1 |  |  |  | = |  | 25 IRP Update SSR | H:\2025 IRP Update\03. Assumptions\12. New Resources (SSR)\[RESD SSR Database 2025 v9 20250219 Modifiers Expanded Table 2 2025 IRP Update Draft.xlsx]VOM | New Solar
Generators | System | PV_.PX.SOR._.PTC.Utility_Scale | VO&M Charge | 0 |  | $/MWh | 1 |  |  |  | = |  | 25 IRP Update SSR | H:\2025 IRP Update\03. Assumptions\12. New Resources (SSR)\[RESD SSR Database 2025 v9 20250219 Modifiers Expanded Table 2 2025 IRP Update Draft.xlsx]VOM | New Solar
Generators | System | PV_.PX.SUM._.NTC.Utility_Scale | VO&M Charge | 0 |  | $/MWh | 1 |  |  |  | = |  | 25 IRP Update SSR | H:\2025 IRP Update\03. Assumptions\12. New Resources (SSR)\[RESD SSR Database 2025 v9 20250219 Modifiers Expanded Table 2 2025 IRP Update Draft.xlsx]VOM | New Solar
Generators | System | PV_.PX.SUM._.PTC.Utility_Scale | VO&M Charge | 0 |  | $/MWh | 1 |  |  |  | = |  | 25 IRP Update SSR | H:\2025 IRP Update\03. Assumptions\12. New Resources (SSR)\[RESD SSR Database 2025 v9 20250219 Modifiers Expanded Table 2 2025 IRP Update Draft.xlsx]VOM | New Solar
Generators | System | PV_.PX.UTS._.NTC.Utility_Scale | VO&M Charge | 0 |  | $/MWh | 1 |  |  |  | = |  | 25 IRP Update SSR | H:\2025 IRP Update\03. Assumptions\12. New Resources (SSR)\[RESD SSR Database 2025 v9 20250219 Modifiers Expanded Table 2 2025 IRP Update Draft.xlsx]VOM | New Solar
Generators | System | PV_.PX.UTS._.PTC.Utility_Scale | VO&M Charge | 0 |  | $/MWh | 1 |  |  |  | = |  | 25 IRP Update SSR | H:\2025 IRP Update\03. Assumptions\12. New Resources (SSR)\[RESD SSR Database 2025 v9 20250219 Modifiers Expanded Table 2 2025 IRP Update Draft.xlsx]VOM | New Solar
Generators | System | PV_.PX.WWA._.NTC.Utility_Scale | VO&M Charge | 0 |  | $/MWh | 1 |  |  |  | = |  | 25 IRP Update SSR | H:\2025 IRP Update\03. Assumptions\12. New Resources (SSR)\[RESD SSR Database 2025 v9 20250219 Modifiers Expanded Table 2 2025 IRP Update Draft.xlsx]VOM | New Solar
Generators | System | PV_.PX.WWA._.PTC.Utility_Scale | VO&M Charge | 0 |  | $/MWh | 1 |  |  |  | = |  | 25 IRP Update SSR | H:\2025 IRP Update\03. Assumptions\12. New Resources (SSR)\[RESD SSR Database 2025 v9 20250219 Modifiers Expanded Table 2 2025 IRP Update Draft.xlsx]VOM | New Solar
Generators | System | PV_.PX.WYN._.NTC.Small_Scale | VO&M Charge | 0 |  | $/MWh | 1 |  |  |  | = |  | 25 IRP Update SSR | H:\2025 IRP Update\03. Assumptions\12. New Resources (SSR)\[RESD SSR Database 2025 v9 20250219 Modifiers Expanded Table 2 2025 IRP Update Draft.xlsx]VOM | New Solar
Generators | System | PV_.PX.WYN._.PTC.Small_Scale | VO&M Charge | 0 |  | $/MWh | 1 |  |  |  | = |  | 25 IRP Update SSR | H:\2025 IRP Update\03. Assumptions\12. New Resources (SSR)\[RESD SSR Database 2025 v9 20250219 Modifiers Expanded Table 2 2025 IRP Update Draft.xlsx]VOM | New Solar
Generators | System | PV_.PX.YAK._.NTC.Utility_Scale | VO&M Charge | 0 |  | $/MWh | 1 |  |  |  | = |  | 25 IRP Update SSR | H:\2025 IRP Update\03. Assumptions\12. New Resources (SSR)\[RESD SSR Database 2025 v9 20250219 Modifiers Expanded Table 2 2025 IRP Update Draft.xlsx]VOM | New Solar
Generators | System | PV_.PX.YAK._.PTC.Utility_Scale | VO&M Charge | 0 |  | $/MWh | 1 |  |  |  | = |  | 25 IRP Update SSR | H:\2025 IRP Update\03. Assumptions\12. New Resources (SSR)\[RESD SSR Database 2025 v9 20250219 Modifiers Expanded Table 2 2025 IRP Update Draft.xlsx]VOM | New Solar
Generators | System | WD_.PX.BOR._.PTC.Utility_Scale | VO&M Charge | 0 |  | $/MWh | 1 |  |  |  | = |  | 25 IRP Update SSR | H:\2025 IRP Update\03. Assumptions\12. New Resources (SSR)\[RESD SSR Database 2025 v9 20250219 Modifiers Expanded Table 2 2025 IRP Update Draft.xlsx]VOM | New Wind
Generators | System | WD_.PX.COR._.NTC.Utility_Scale | VO&M Charge | 0 |  | $/MWh | 1 |  |  |  | = |  | 25 IRP Update SSR | H:\2025 IRP Update\03. Assumptions\12. New Resources (SSR)\[RESD SSR Database 2025 v9 20250219 Modifiers Expanded Table 2 2025 IRP Update Draft.xlsx]VOM | New Wind
Generators | System | WD_.PX.COR._.PTC.Utility_Scale | VO&M Charge | 0 |  | $/MWh | 1 |  |  |  | = |  | 25 IRP Update SSR | H:\2025 IRP Update\03. Assumptions\12. New Resources (SSR)\[RESD SSR Database 2025 v9 20250219 Modifiers Expanded Table 2 2025 IRP Update Draft.xlsx]VOM | New Wind
Generators | System | WD_.PX.GOE._.PTC.Utility_Scale | VO&M Charge | 0 |  | $/MWh | 1 |  |  |  | = |  | 25 IRP Update SSR | H:\2025 IRP Update\03. Assumptions\12. New Resources (SSR)\[RESD SSR Database 2025 v9 20250219 Modifiers Expanded Table 2 2025 IRP Update Draft.xlsx]VOM | New Wind
Generators | System | WD_.PX.SOR._.NTC.Utility_Scale | VO&M Charge | 0 |  | $/MWh | 1 |  |  |  | = |  | 25 IRP Update SSR | H:\2025 IRP Update\03. Assumptions\12. New Resources (SSR)\[RESD SSR Database 2025 v9 20250219 Modifiers Expanded Table 2 2025 IRP Update Draft.xlsx]VOM | New Wind
Generators | System | WD_.PX.SOR._.PTC.Utility_Scale | VO&M Charge | 0 |  | $/MWh | 1 |  |  |  | = |  | 25 IRP Update SSR | H:\2025 IRP Update\03. Assumptions\12. New Resources (SSR)\[RESD SSR Database 2025 v9 20250219 Modifiers Expanded Table 2 2025 IRP Update Draft.xlsx]VOM | New Wind
Generators | System | WD_.PX.SUM._.NTC.Utility_Scale | VO&M Charge | 0 |  | $/MWh | 1 |  |  |  | = |  | 25 IRP Update SSR | H:\2025 IRP Update\03. Assumptions\12. New Resources (SSR)\[RESD SSR Database 2025 v9 20250219 Modifiers Expanded Table 2 2025 IRP Update Draft.xlsx]VOM | New Wind
Generators | System | WD_.PX.SUM._.PTC.Utility_Scale | VO&M Charge | 0 |  | $/MWh | 1 |  |  |  | = |  | 25 IRP Update SSR | H:\2025 IRP Update\03. Assumptions\12. New Resources (SSR)\[RESD SSR Database 2025 v9 20250219 Modifiers Expanded Table 2 2025 IRP Update Draft.xlsx]VOM | New Wind
Generators | System | WD_.PX.UTS._.PTC.Utility_Scale | VO&M Charge | 0 |  | $/MWh | 1 |  |  |  | = |  | 25 IRP Update SSR | H:\2025 IRP Update\03. Assumptions\12. New Resources (SSR)\[RESD SSR Database 2025 v9 20250219 Modifiers Expanded Table 2 2025 IRP Update Draft.xlsx]VOM | New Wind
Generators | System | WD_.PX.WMV._.NTC.Utility_Scale | VO&M Charge | 0 |  | $/MWh | 1 |  |  |  | = |  | 25 IRP Update SSR | H:\2025 IRP Update\03. Assumptions\12. New Resources (SSR)\[RESD SSR Database 2025 v9 20250219 Modifiers Expanded Table 2 2025 IRP Update Draft.xlsx]VOM | New Wind
Generators | System | WD_.PX.WMV._.PTC.Utility_Scale | VO&M Charge | 0 |  | $/MWh | 1 |  |  |  | = |  | 25 IRP Update SSR | H:\2025 IRP Update\03. Assumptions\12. New Resources (SSR)\[RESD SSR Database 2025 v9 20250219 Modifiers Expanded Table 2 2025 IRP Update Draft.xlsx]VOM | New Wind
Generators | System | WD_.PX.WWA._.PTC.Utility_Scale | VO&M Charge | 0 |  | $/MWh | 1 |  |  |  | = |  | 25 IRP Update SSR | H:\2025 IRP Update\03. Assumptions\12. New Resources (SSR)\[RESD SSR Database 2025 v9 20250219 Modifiers Expanded Table 2 2025 IRP Update Draft.xlsx]VOM | New Wind
Generators | System | WD_.PX.WYE._.NTC.Utility_Scale | VO&M Charge | 1 |  | $/MWh | 1 |  |  |  | = |  | 25 IRP Update SSR | H:\2025 IRP Update\03. Assumptions\12. New Resources (SSR)\[RESD SSR Database 2025 v9 20250219 Modifiers Expanded Table 2 2025 IRP Update Draft.xlsx]VOM | New Wind
Generators | System | WD_.PX.WYE._.PTC.Utility_Scale | VO&M Charge | 1 |  | $/MWh | 1 |  |  |  | = |  | 25 IRP Update SSR | H:\2025 IRP Update\03. Assumptions\12. New Resources (SSR)\[RESD SSR Database 2025 v9 20250219 Modifiers Expanded Table 2 2025 IRP Update Draft.xlsx]VOM | New Wind
Generators | System | WD_.PX.WYN._.NTC.Small_Scale | VO&M Charge | 1 |  | $/MWh | 1 |  |  |  | = |  | 25 IRP Update SSR | H:\2025 IRP Update\03. Assumptions\12. New Resources (SSR)\[RESD SSR Database 2025 v9 20250219 Modifiers Expanded Table 2 2025 IRP Update Draft.xlsx]VOM | New Wind
Generators | System | WD_.PX.WYN._.PTC.Small_Scale | VO&M Charge | 1 |  | $/MWh | 1 |  |  |  | = |  | 25 IRP Update SSR | H:\2025 IRP Update\03. Assumptions\12. New Resources (SSR)\[RESD SSR Database 2025 v9 20250219 Modifiers Expanded Table 2 2025 IRP Update Draft.xlsx]VOM | New Wind
Generators | System | WD_.PX.YAK._.NTC.Utility_Scale | VO&M Charge | 0 |  | $/MWh | 1 |  |  |  | = |  | 25 IRP Update SSR | H:\2025 IRP Update\03. Assumptions\12. New Resources (SSR)\[RESD SSR Database 2025 v9 20250219 Modifiers Expanded Table 2 2025 IRP Update Draft.xlsx]VOM | New Wind
Generators | System | WD_.PX.YAK._.PTC.Utility_Scale | VO&M Charge | 0 |  | $/MWh | 1 |  |  |  | = |  | 25 IRP Update SSR | H:\2025 IRP Update\03. Assumptions\12. New Resources (SSR)\[RESD SSR Database 2025 v9 20250219 Modifiers Expanded Table 2 2025 IRP Update Draft.xlsx]VOM | New Wind
[12 empty] | TransCapRecovFct | 0.05279
[12 empty] | OATT | 0.21
|  |  |  | Export (MW) | Import (MW) | Interconnect (MW) | Build Investment ($m) | Build (%) | From | To | Build Investment $/kW-yr of Interconnect
|  | 2028 | B2H | 818 | 300 | 0 | 0 | 100% | Hemingway | Boardman | 0
|  |  | B2H - Idaho Power Asset Transfer | 600 | 300 | 0 | 0 | 100% | Borah | Hemingway | 0
|  |  | B2H - IPC PTP Eastbound | 200 | 200 | 0 | 0 | 100% | Walla Walla | Borah | 0
|  |  | B2H-Enabled BPA Central OR Load Service | 0 | 340 | 0 | 0 | 100% | n/a | n/a | 0
|  |  | Serial queue: Central Oregon | 0 | 0 | 152 | 3.57 | 100% | n/a | n/a | 0.9795
|  |  | Utah South - Wasatch Front: Spanish Fork - Mercer 345 kV | 300 | 300 | 300 | 137.51 | 100% | Utah South | Wasatch Front | 19.1158
|  | 2029 | Ben Lomond Upgrades | 433.2 | 433.2 | 433.2 | 60.84 | 100% | NUT | Wasatch Front | 5.8571
|  |  | Cluster 1 Area 11: Willamette Valley | 0 | 0 | 199 | 13.9 | 100% | n/a | n/a | 2.913
|  |  | Serial/Cluster 1/2: Yakima | 0 | 0 | 122.5263 | 12.71 | 19.51% | n/a | n/a | 4.3261
|  | 2030 | Cluster 1 Area 14: Summer Lake | 400 | 400 | 400 | 115.13 | 100% | Summer Lake | Hemingway | 12.0035
|  |  | Cluster 2 Area 23: Willamette Valley | 0 | 0 | 393 | 2.26 | 100% | n/a | n/a | 0.23983
|  |  | Serial/Cluster 1/2: Yakima | 0 | 0 | 69.4905 | 7.37 | 11.07% | n/a | n/a | 4.423
|  | 2035 | Cluster 2 Area 18: Central Oregon 500 kV Substation | 0 | 0 | 78.3776 | 58.94 | 15.13% | n/a | n/a | 31.3615
|  | 2036 | Utah South - Wasatch Front: Huntington - Clover 345 kV | 800 | 800 | 800 | 276.92 | 100% | Utah South | Wasatch Front | 14.4359
|  | 2037 | Cluster 2 Area 18: Central Oregon 500 kV Substation | 0 | 0 | 117.4043 | 92.09 | 22.66% | n/a | n/a | 32.712
|  |  | Goshen - Blackfoot 161 kV | 75 | 75 | 42 | 15.76 | 100% | Goshen | Wasatch Front | 15.649
|  | 2039 | Cluster 1/2/3: Walla Walla | 0 | 0 | 70.9457 | 75.05 | 18.05% | n/a | n/a | 44.1168
|  |  | Cluster 2/3: Willamette Valley - Central Oregon 230 kV | 450 | 450 | 450 | 480.72 | 100% | Willamette Valley | Central OR | 44.5511
|  | 2043 | Serial through Cluster 1 Area 13: Southern Oregon | 0 | 0 | 54.1051 | 12.81 | 23.42% | n/a | n/a | 9.8739
|  | 2045 | Cluster 2 Area 6: Goshen | 150 | 150 | 359 | 144.52 | 100% | Goshen | NUT | 16.7885
|  | Grand Total |  | 4226.2 | 3748.2 | 4041.0495 | 1510.1 | 1510% |  |  | 15.5844
Parent Object | Child Object | Property | Value | Data File | Units | Band | Date From | Date To | Timeslice | Action | Expression | Scenario | Memo | Category | Year
System | IRPPVESC | Profile | 1 |  | - | 1 | 2025-01-01 |  |  | = |  |  | H:\2025 IRP\03. Assumptions\12. New Resources (SSR)\RESD SSR Database 2025 v6 20240923 Modifiers Expanded.xlsx - Cost Forecasts Tab | Escalation Rates | 2025
System | IRPPVESC | Profile | 0.9492 |  | - | 1 | 2026-01-01 |  |  | = |  |  | H:\2025 IRP\03. Assumptions\12. New Resources (SSR)\RESD SSR Database 2025 v6 20240923 Modifiers Expanded.xlsx - Cost Forecasts Tab | Escalation Rates | 2026
System | IRPPVESC | Profile | 0.9215 |  | - | 1 | 2027-01-01 |  |  | = |  |  | H:\2025 IRP\03. Assumptions\12. New Resources (SSR)\RESD SSR Database 2025 v6 20240923 Modifiers Expanded.xlsx - Cost Forecasts Tab | Escalation Rates | 2027
System | IRPPVESC | Profile | 0.892 |  | - | 1 | 2028-01-01 |  |  | = |  |  | H:\2025 IRP\03. Assumptions\12. New Resources (SSR)\RESD SSR Database 2025 v6 20240923 Modifiers Expanded.xlsx - Cost Forecasts Tab | Escalation Rates | 2028
System | IRPPVESC | Profile | 0.8609 |  | - | 1 | 2029-01-01 |  |  | = |  |  | H:\2025 IRP\03. Assumptions\12. New Resources (SSR)\RESD SSR Database 2025 v6 20240923 Modifiers Expanded.xlsx - Cost Forecasts Tab | Escalation Rates | 2029
System | IRPPVESC | Profile | 0.8279 |  | - | 1 | 2030-01-01 |  |  | = |  |  | H:\2025 IRP\03. Assumptions\12. New Resources (SSR)\RESD SSR Database 2025 v6 20240923 Modifiers Expanded.xlsx - Cost Forecasts Tab | Escalation Rates | 2030
System | IRPPVESC | Profile | 0.7932 |  | - | 1 | 2031-01-01 |  |  | = |  |  | H:\2025 IRP\03. Assumptions\12. New Resources (SSR)\RESD SSR Database 2025 v6 20240923 Modifiers Expanded.xlsx - Cost Forecasts Tab | Escalation Rates | 2031
System | IRPPVESC | Profile | 0.7976 |  | - | 1 | 2032-01-01 |  |  | = |  |  | H:\2025 IRP\03. Assumptions\12. New Resources (SSR)\RESD SSR Database 2025 v6 20240923 Modifiers Expanded.xlsx - Cost Forecasts Tab | Escalation Rates | 2032
System | IRPPVESC | Profile | 0.8019 |  | - | 1 | 2033-01-01 |  |  | = |  |  | H:\2025 IRP\03. Assumptions\12. New Resources (SSR)\RESD SSR Database 2025 v6 20240923 Modifiers Expanded.xlsx - Cost Forecasts Tab | Escalation Rates | 2033
System | IRPPVESC | Profile | 0.806 |  | - | 1 | 2034-01-01 |  |  | = |  |  | H:\2025 IRP\03. Assumptions\12. New Resources (SSR)\RESD SSR Database 2025 v6 20240923 Modifiers Expanded.xlsx - Cost Forecasts Tab | Escalation Rates | 2034
System | IRPPVESC | Profile | 0.8101 |  | - | 1 | 2035-01-01 |  |  | = |  |  | H:\2025 IRP\03. Assumptions\12. New Resources (SSR)\RESD SSR Database 2025 v6 20240923 Modifiers Expanded.xlsx - Cost Forecasts Tab | Escalation Rates | 2035
System | IRPPVESC | Profile | 0.8143 |  | - | 1 | 2036-01-01 |  |  | = |  |  | H:\2025 IRP\03. Assumptions\12. New Resources (SSR)\RESD SSR Database 2025 v6 20240923 Modifiers Expanded.xlsx - Cost Forecasts Tab | Escalation Rates | 2036
System | IRPPVESC | Profile | 0.8184 |  | - | 1 | 2037-01-01 |  |  | = |  |  | H:\2025 IRP\03. Assumptions\12. New Resources (SSR)\RESD SSR Database 2025 v6 20240923 Modifiers Expanded.xlsx - Cost Forecasts Tab | Escalation Rates | 2037
System | IRPPVESC | Profile | 0.8226 |  | - | 1 | 2038-01-01 |  |  | = |  |  | H:\2025 IRP\03. Assumptions\12. New Resources (SSR)\RESD SSR Database 2025 v6 20240923 Modifiers Expanded.xlsx - Cost Forecasts Tab | Escalation Rates | 2038
System | IRPPVESC | Profile | 0.8268 |  | - | 1 | 2039-01-01 |  |  | = |  |  | H:\2025 IRP\03. Assumptions\12. New Resources (SSR)\RESD SSR Database 2025 v6 20240923 Modifiers Expanded.xlsx - Cost Forecasts Tab | Escalation Rates | 2039
System | IRPPVESC | Profile | 0.831 |  | - | 1 | 2040-01-01 |  |  | = |  |  | H:\2025 IRP\03. Assumptions\12. New Resources (SSR)\RESD SSR Database 2025 v6 20240923 Modifiers Expanded.xlsx - Cost Forecasts Tab | Escalation Rates | 2040
System | IRPPVESC | Profile | 0.8353 |  | - | 1 | 2041-01-01 |  |  | = |  |  | H:\2025 IRP\03. Assumptions\12. New Resources (SSR)\RESD SSR Database 2025 v6 20240923 Modifiers Expanded.xlsx - Cost Forecasts Tab | Escalation Rates | 2041
System | IRPPVESC | Profile | 0.8396 |  | - | 1 | 2042-01-01 |  |  | = |  |  | H:\2025 IRP\03. Assumptions\12. New Resources (SSR)\RESD SSR Database 2025 v6 20240923 Modifiers Expanded.xlsx - Cost Forecasts Tab | Escalation Rates | 2042
System | IRPPVESC | Profile | 0.8439 |  | - | 1 | 2043-01-01 |  |  | = |  |  | H:\2025 IRP\03. Assumptions\12. New Resources (SSR)\RESD SSR Database 2025 v6 20240923 Modifiers Expanded.xlsx - Cost Forecasts Tab | Escalation Rates | 2043
System | IRPPVESC | Profile | 0.8482 |  | - | 1 | 2044-01-01 |  |  | = |  |  | H:\2025 IRP\03. Assumptions\12. New Resources (SSR)\RESD SSR Database 2025 v6 20240923 Modifiers Expanded.xlsx - Cost Forecasts Tab | Escalation Rates | 2044
System | IRPPVESC | Profile | 0.8525 |  | - | 1 | 2045-01-01 |  |  | = |  |  | H:\2025 IRP\03. Assumptions\12. New Resources (SSR)\RESD SSR Database 2025 v6 20240923 Modifiers Expanded.xlsx - Cost Forecasts Tab | Escalation Rates | 2045
1900
Parent Object | Child Object | Property | Value | Data File | Units | Band | Date From | Date To | Timeslice | Action | Expression | Scenario | Memo | Category
System | IRPWDESC | Profile | 1 |  | - | 1 | 2025-01-01 |  |  | = |  |  | H:\2025 IRP\03. Assumptions\12. New Resources (SSR)\RESD SSR Database 2025 v6 20240923 Modifiers Expanded.xlsx - Cost Forecasts Tab | Escalation Rates | 2025
System | IRPWDESC | Profile | 1.0223 |  | - | 1 | 2026-01-01 |  |  | = |  |  | H:\2025 IRP\03. Assumptions\12. New Resources (SSR)\RESD SSR Database 2025 v6 20240923 Modifiers Expanded.xlsx - Cost Forecasts Tab | Escalation Rates | 2026
System | IRPWDESC | Profile | 1.0335 |  | - | 1 | 2027-01-01 |  |  | = |  |  | H:\2025 IRP\03. Assumptions\12. New Resources (SSR)\RESD SSR Database 2025 v6 20240923 Modifiers Expanded.xlsx - Cost Forecasts Tab | Escalation Rates | 2027
System | IRPWDESC | Profile | 1.0447 |  | - | 1 | 2028-01-01 |  |  | = |  |  | H:\2025 IRP\03. Assumptions\12. New Resources (SSR)\RESD SSR Database 2025 v6 20240923 Modifiers Expanded.xlsx - Cost Forecasts Tab | Escalation Rates | 2028
System | IRPWDESC | Profile | 1.0559 |  | - | 1 | 2029-01-01 |  |  | = |  |  | H:\2025 IRP\03. Assumptions\12. New Resources (SSR)\RESD SSR Database 2025 v6 20240923 Modifiers Expanded.xlsx - Cost Forecasts Tab | Escalation Rates | 2029
System | IRPWDESC | Profile | 1.0671 |  | - | 1 | 2030-01-01 |  |  | = |  |  | H:\2025 IRP\03. Assumptions\12. New Resources (SSR)\RESD SSR Database 2025 v6 20240923 Modifiers Expanded.xlsx - Cost Forecasts Tab | Escalation Rates | 2030
System | IRPWDESC | Profile | 1.0782 |  | - | 1 | 2031-01-01 |  |  | = |  |  | H:\2025 IRP\03. Assumptions\12. New Resources (SSR)\RESD SSR Database 2025 v6 20240923 Modifiers Expanded.xlsx - Cost Forecasts Tab | Escalation Rates | 2031
System | IRPWDESC | Profile | 1.0894 |  | - | 1 | 2032-01-01 |  |  | = |  |  | H:\2025 IRP\03. Assumptions\12. New Resources (SSR)\RESD SSR Database 2025 v6 20240923 Modifiers Expanded.xlsx - Cost Forecasts Tab | Escalation Rates | 2032
System | IRPWDESC | Profile | 1.1005 |  | - | 1 | 2033-01-01 |  |  | = |  |  | H:\2025 IRP\03. Assumptions\12. New Resources (SSR)\RESD SSR Database 2025 v6 20240923 Modifiers Expanded.xlsx - Cost Forecasts Tab | Escalation Rates | 2033
System | IRPWDESC | Profile | 1.1116 |  | - | 1 | 2034-01-01 |  |  | = |  |  | H:\2025 IRP\03. Assumptions\12. New Resources (SSR)\RESD SSR Database 2025 v6 20240923 Modifiers Expanded.xlsx - Cost Forecasts Tab | Escalation Rates | 2034
System | IRPWDESC | Profile | 1.1228 |  | - | 1 | 2035-01-01 |  |  | = |  |  | H:\2025 IRP\03. Assumptions\12. New Resources (SSR)\RESD SSR Database 2025 v6 20240923 Modifiers Expanded.xlsx - Cost Forecasts Tab | Escalation Rates | 2035
System | IRPWDESC | Profile | 1.1341 |  | - | 1 | 2036-01-01 |  |  | = |  |  | H:\2025 IRP\03. Assumptions\12. New Resources (SSR)\RESD SSR Database 2025 v6 20240923 Modifiers Expanded.xlsx - Cost Forecasts Tab | Escalation Rates | 2036
System | IRPWDESC | Profile | 1.1455 |  | - | 1 | 2037-01-01 |  |  | = |  |  | H:\2025 IRP\03. Assumptions\12. New Resources (SSR)\RESD SSR Database 2025 v6 20240923 Modifiers Expanded.xlsx - Cost Forecasts Tab | Escalation Rates | 2037
System | IRPWDESC | Profile | 1.157 |  | - | 1 | 2038-01-01 |  |  | = |  |  | H:\2025 IRP\03. Assumptions\12. New Resources (SSR)\RESD SSR Database 2025 v6 20240923 Modifiers Expanded.xlsx - Cost Forecasts Tab | Escalation Rates | 2038
System | IRPWDESC | Profile | 1.1687 |  | - | 1 | 2039-01-01 |  |  | = |  |  | H:\2025 IRP\03. Assumptions\12. New Resources (SSR)\RESD SSR Database 2025 v6 20240923 Modifiers Expanded.xlsx - Cost Forecasts Tab | Escalation Rates | 2039
System | IRPWDESC | Profile | 1.1804 |  | - | 1 | 2040-01-01 |  |  | = |  |  | H:\2025 IRP\03. Assumptions\12. New Resources (SSR)\RESD SSR Database 2025 v6 20240923 Modifiers Expanded.xlsx - Cost Forecasts Tab | Escalation Rates | 2040
System | IRPWDESC | Profile | 1.1923 |  | - | 1 | 2041-01-01 |  |  | = |  |  | H:\2025 IRP\03. Assumptions\12. New Resources (SSR)\RESD SSR Database 2025 v6 20240923 Modifiers Expanded.xlsx - Cost Forecasts Tab | Escalation Rates | 2041
System | IRPWDESC | Profile | 1.2043 |  | - | 1 | 2042-01-01 |  |  | = |  |  | H:\2025 IRP\03. Assumptions\12. New Resources (SSR)\RESD SSR Database 2025 v6 20240923 Modifiers Expanded.xlsx - Cost Forecasts Tab | Escalation Rates | 2042
System | IRPWDESC | Profile | 1.2164 |  | - | 1 | 2043-01-01 |  |  | = |  |  | H:\2025 IRP\03. Assumptions\12. New Resources (SSR)\RESD SSR Database 2025 v6 20240923 Modifiers Expanded.xlsx - Cost Forecasts Tab | Escalation Rates | 2043
System | IRPWDESC | Profile | 1.2287 |  | - | 1 | 2044-01-01 |  |  | = |  |  | H:\2025 IRP\03. Assumptions\12. New Resources (SSR)\RESD SSR Database 2025 v6 20240923 Modifiers Expanded.xlsx - Cost Forecasts Tab | Escalation Rates | 2044
System | IRPWDESC | Profile | 1.241 |  | - | 1 | 2045-01-01 |  |  | = |  |  | H:\2025 IRP\03. Assumptions\12. New Resources (SSR)\RESD SSR Database 2025 v6 20240923 Modifiers Expanded.xlsx - Cost Forecasts Tab | Escalation Rates | 2045
Parent Object | Child Object | Property | Value | Data File | Units | Band | Date From | Date To | Timeslice | Action | Expression | Scenario | Memo | Category
System | Inflation | Profile | 1 |  | - | 1 | 2025-01-01 |  |  | = |  |  | H:\2025 IRP Update\03. Assumptions\04. Financial\[25IRPU Plexos Inflation inputs 2025Q1 CONF.xlsb]Inflation | - | 2025
System | Inflation | Profile | 1.0222 |  | - | 1 | 2026-01-01 |  |  | = |  |  | H:\2025 IRP Update\03. Assumptions\04. Financial\[25IRPU Plexos Inflation inputs 2025Q1 CONF.xlsb]Inflation | - | 2026 | 2.22%
System | Inflation | Profile | 1.0449 |  | - | 1 | 2027-01-01 |  |  | = |  |  | H:\2025 IRP Update\03. Assumptions\04. Financial\[25IRPU Plexos Inflation inputs 2025Q1 CONF.xlsb]Inflation | - | 2027 | 2.22% | 0
System | Inflation | Profile | 1.0681 |  | - | 1 | 2028-01-01 |  |  | = |  |  | H:\2025 IRP Update\03. Assumptions\04. Financial\[25IRPU Plexos Inflation inputs 2025Q1 CONF.xlsb]Inflation | - | 2028 | 2.22% | -4.5938e-11
System | Inflation | Profile | 1.0918 |  | - | 1 | 2029-01-01 |  |  | = |  |  | H:\2025 IRP Update\03. Assumptions\04. Financial\[25IRPU Plexos Inflation inputs 2025Q1 CONF.xlsb]Inflation | - | 2029 | 2.22% | 1.3918e-11
System | Inflation | Profile | 1.116 |  | - | 1 | 2030-01-01 |  |  | = |  |  | H:\2025 IRP Update\03. Assumptions\04. Financial\[25IRPU Plexos Inflation inputs 2025Q1 CONF.xlsb]Inflation | - | 2030 | 2.22% | -1.9091e-10
System | Inflation | Profile | 1.1408 |  | - | 1 | 2031-01-01 |  |  | = |  |  | H:\2025 IRP Update\03. Assumptions\04. Financial\[25IRPU Plexos Inflation inputs 2025Q1 CONF.xlsb]Inflation | - | 2031 | 2.22% | 7.0141e-10
System | Inflation | Profile | 1.1661 |  | - | 1 | 2032-01-01 |  |  | = |  |  | H:\2025 IRP Update\03. Assumptions\04. Financial\[25IRPU Plexos Inflation inputs 2025Q1 CONF.xlsb]Inflation | - | 2032 | 2.22% | -6.1294e-10
System | Inflation | Profile | 1.192 |  | - | 1 | 2033-01-01 |  |  | = |  |  | H:\2025 IRP Update\03. Assumptions\04. Financial\[25IRPU Plexos Inflation inputs 2025Q1 CONF.xlsb]Inflation | - | 2033 | 2.22% | -2.6206e-10
System | Inflation | Profile | 1.2185 |  | - | 1 | 2034-01-01 |  |  | = |  |  | H:\2025 IRP Update\03. Assumptions\04. Financial\[25IRPU Plexos Inflation inputs 2025Q1 CONF.xlsb]Inflation | - | 2034 | 2.22% | 8.351e-10
System | Inflation | Profile | 1.2455 |  | - | 1 | 2035-01-01 |  |  | = |  |  | H:\2025 IRP Update\03. Assumptions\04. Financial\[25IRPU Plexos Inflation inputs 2025Q1 CONF.xlsb]Inflation | - | 2035 | 2.22% | -7.0153e-10
System | Inflation | Profile | 1.2732 |  | - | 1 | 2036-01-01 |  |  | = |  |  | H:\2025 IRP Update\03. Assumptions\04. Financial\[25IRPU Plexos Inflation inputs 2025Q1 CONF.xlsb]Inflation | - | 2036 | 2.22% | 1.0446e-10
System | Inflation | Profile | 1.3015 |  | - | 1 | 2037-01-01 |  |  | = |  |  | H:\2025 IRP Update\03. Assumptions\04. Financial\[25IRPU Plexos Inflation inputs 2025Q1 CONF.xlsb]Inflation | - | 2037 | 2.22% | 4.2333e-10
System | Inflation | Profile | 1.3304 |  | - | 1 | 2038-01-01 |  |  | = |  |  | H:\2025 IRP Update\03. Assumptions\04. Financial\[25IRPU Plexos Inflation inputs 2025Q1 CONF.xlsb]Inflation | - | 2038 | 2.22% | -2.4347e-11
System | Inflation | Profile | 1.3599 |  | - | 1 | 2039-01-01 |  |  | = |  |  | H:\2025 IRP Update\03. Assumptions\04. Financial\[25IRPU Plexos Inflation inputs 2025Q1 CONF.xlsb]Inflation | - | 2039 | 2.22% | -8.2195e-11
System | Inflation | Profile | 1.3901 |  | - | 1 | 2040-01-01 |  |  | = |  |  | H:\2025 IRP Update\03. Assumptions\04. Financial\[25IRPU Plexos Inflation inputs 2025Q1 CONF.xlsb]Inflation | - | 2040 | 2.22% | -3.1714e-10
System | Inflation | Profile | 1.4209 |  | - | 1 | 2041-01-01 |  |  | = |  |  | H:\2025 IRP Update\03. Assumptions\04. Financial\[25IRPU Plexos Inflation inputs 2025Q1 CONF.xlsb]Inflation | - | 2041 | 2.22% | 1.0661e-10
System | Inflation | Profile | 1.4525 |  | - | 1 | 2042-01-01 |  |  | = |  |  | H:\2025 IRP Update\03. Assumptions\04. Financial\[25IRPU Plexos Inflation inputs 2025Q1 CONF.xlsb]Inflation | - | 2042 | 2.22% | -3.0134e-10
System | Inflation | Profile | 1.4847 |  | - | 1 | 2043-01-01 |  |  | = |  |  | H:\2025 IRP Update\03. Assumptions\04. Financial\[25IRPU Plexos Inflation inputs 2025Q1 CONF.xlsb]Inflation | - | 2043 | 2.22% | 4.9333e-10
System | Inflation | Profile | 1.5177 |  | - | 1 | 2044-01-01 |  |  | = |  |  | H:\2025 IRP Update\03. Assumptions\04. Financial\[25IRPU Plexos Inflation inputs 2025Q1 CONF.xlsb]Inflation | - | 2044 | 2.22% | 1.1726e-10
System | Inflation | Profile | 1.5514 |  | - | 1 | 2045-01-01 |  |  | = |  |  | H:\2025 IRP Update\03. Assumptions\04. Financial\[25IRPU Plexos Inflation inputs 2025Q1 CONF.xlsb]Inflation | - | 2045 | 2.22% | -3.1487e-10
System | Inflation | Profile | 1.5858 |  | - | 1 | 2046-01-01 |  |  | = |  |  | H:\2025 IRP Update\03. Assumptions\04. Financial\[25IRPU Plexos Inflation inputs 2025Q1 CONF.xlsb]Inflation | - | 2046 | 2.22% | 6.7262e-11
System | Inflation | Profile | 1.621 |  | - | 1 | 2047-01-01 |  |  | = |  |  | H:\2025 IRP Update\03. Assumptions\04. Financial\[25IRPU Plexos Inflation inputs 2025Q1 CONF.xlsb]Inflation | - | 2047 | 2.22% | 2.1992e-11
System | Inflation | Profile | 1.657 |  | - | 1 | 2048-01-01 |  |  | = |  |  | H:\2025 IRP Update\03. Assumptions\04. Financial\[25IRPU Plexos Inflation inputs 2025Q1 CONF.xlsb]Inflation | - | 2048 | 2.22% | -4.0968e-10