## Table 1
Appendix B
| Table 1 | [5 empty] | 18
| Avoided Cost Prices | [5 empty] | 348 |  |  | Capacity Contribution
| QF - Sch37 - UT - Thermal - 10.0 MW and 100.0% CF | [9 empty] | 97.5% | 97.5% | 97.5% | [52 empty] | Transmission Deferral (MW)
[8 empty] | lookup |  | 0 | GCC.PX.UTS._.DF_.H_2x1 | GCC.PX.UTS._.DF_.H_2x1 | GCC.PX.UTS._.DF_.H_2x1 | 0 | GCC.PX.UTS._.DF_.H_2x1 | GCC.PX.UTS._.DF_.H_2x1 | GCC.PX.UTS._.DF_.H_2x1 | [6 empty] | mapping to CC_LOLP | GCC.PX.UTS._.DF_.H_2x1 | GCC.PX.UTS._.DF_.H_2x1 | GCC.PX.UTS._.DF_.H_2x1
|  |  |  | Total Price @ | [5 empty] | 0 | GCC.PX.UTS._.DF_.H_2x1 | GCC.PX.UTS._.DF_.H_2x1 | GCC.PX.UTS._.DF_.H_2x1 | 0 | GCC.PX.UTS._.DF_.H_2x1 | GCC.PX.UTS._.DF_.H_2x1 | GCC.PX.UTS._.DF_.H_2x1 | [6 empty] | Resource Cost ($/kw-year) | GCC.PX.UTS._.DF_.H_2x1 | GCC.PX.UTS._.DF_.H_2x1 | GCC.PX.UTS._.DF_.H_2x1 | [6 empty] | Deferred Cost (Millions $/year) | [30 empty] | Resource Cost ($/kw-year) | Deferred Cost (Millions $/year)
|  | Capacity | Energy | 100% | [5 empty] | 0 | GCC.PX.UTS._.DF_.H_2x1 | GCC.PX.UTS._.DF_.H_2x1 | GCC.PX.UTS._.DF_.H_2x1 | 0 | GCC.PX.UTS._.DF_.H_2x1 | GCC.PX.UTS._.DF_.H_2x1 | GCC.PX.UTS._.DF_.H_2x1 | 0 | 0 | 0 | 0 | 0 | 0 |  | GCC.PX.UTS._.DF_.H_2x1 | GCC.PX.UTS._.DF_.H_2x1 | GCC.PX.UTS._.DF_.H_2x1 | 0 | 0 |  |  |  |  | 0 | GCC.PX.UTS._.DF_.H_2x1 | GCC.PX.UTS._.DF_.H_2x1 | GCC.PX.UTS._.DF_.H_2x1 | 0 | 0 | 0 | 0 | 0 | 0 | 0 | 0 | 0 | 0 | 0 | 0 | 0 | 0 | 0 | 0 | 0 | 0 | 0 | 0 | 0 | 0 | 0 | 0 | 0 | Total Capacity Deferral |  | Cluster 2/3 - Willamette Valley - Fry-Full Circle 230 kV | Cluster 2/3 - Willamette Valley - Fry-Full Circle 230 kV
| Year | Price | Only Price | Capacity Factor
|  | $/kW-yr | $/MWh (2) | $/MWh | [5 empty] | MW | MW | MW | MW | MW | MW | MW | MW | [7 empty] | $/kw-year | $/kw-year | $/kw-year | $/kw-year | $/kw-year | $/kw-year | $/kw-year | $/kw-year | $/kw-year | Millions $/year | Millions $/year | Millions $/year | Millions $/year | Millions $/year | Millions $/year | Millions $/year | Millions $/year | Millions $/year | Millions $/year | Millions $/year | Millions $/year | Millions $/year | Millions $/year | Millions $/year | Millions $/year | Millions $/year | Millions $/year | Millions $/year | Millions $/year | Millions $/year | Millions $/year | Millions $/year | Millions $/year | Millions $/year | Millions $/year | Millions $/year | Millions $/year | Millions $/year | Millions $/year |  | $/kw-year | Millions $/year
| 2026 | 0 | 20.9441 | 20.9441 |  |  |  |  | 2026 |  | 0 | 0 | 0 |  | 0 | 0 | 0 | [6 empty] | 2026 | 0 | 0 | 0 | [6 empty] | 0 | 0 | 0 | 0 | [8 empty] | 0 | 0 | 0 | 0 | 0 | 0 | 0 | 0 | 0 | 0 | 0 | 0 | 0 | 0 | 0 | 0 | 0 | 0 | 2026 |  | 0
| 2027 | 0 | 25.845 | 25.845 |  |  |  |  | 2027 |  | 0 | 0 | 0 |  | 0 | 0 | 0 | [6 empty] | 2027 | 0 | 0 | 0 | [6 empty] | 0 | 0 | 0 | 0 | [8 empty] | 0 | 0 | 0 | 0 | 0 | 0 | 0 | 0 | 0 | 0 | 0 | 0 | 0 | 0 | 0 | 0 | 0 | 0 | 2027 |  | 0
| 2028 | 0 | 29.8701 | 29.8701 |  |  |  |  | 2028 |  | 0 | 0 | 0 |  | 0 | 0 | 0 | [6 empty] | 2028 | 0 | 0 | 0 | [6 empty] | 0 | 0 | 0 | 0 | [8 empty] | 0 | 0 | 0 | 0 | 0 | 0 | 0 | 0 | 0 | 0 | 0 | 0 | 0 | 0 | 0 | 0 | 0 | 0 | 2028 |  | 0
| 2029 | 0 | 33.481 | 33.481 |  |  |  |  | 2029 |  | 0 | 0 | 0 |  | 0 | 0 | 0 | [6 empty] | 2029 | 0 | 0 | 0 | [6 empty] | 0 | 0 | 0 | 0 | [8 empty] | 0 | 0 | 0 | 0 | 0 | 0 | 0 | 0 | 0 | 0 | 0 | 0 | 0 | 0 | 0 | 0 | 0 | 0 | 2029 |  | 0
| 2030 | 0 | 46.3429 | 46.3429 |  |  |  |  | 2030 |  | 0 | 0 | 0 |  | 0 | 0 | 0 | [6 empty] | 2030 | 0 | 0 | 0 | [6 empty] | 0 | 0 | 0 | 0 | [8 empty] | 0 | 0 | 0 | 0 | 0 | 0 | 0 | 0 | 0 | 0 | 0 | 0 | 0 | 0 | 0 | 0 | 0 | 0 | 2030 |  | 0
| 2031 | 0 | 63.8631 | 63.8631 |  |  |  |  | 2031 |  | 0 | 0 | 0 |  | 0 | 0 | 0 | [6 empty] | 2031 | 0 | 0 | 0 | [6 empty] | 0 | 0 | 0 | 0 | [8 empty] | 0 | 0 | 0 | 0 | 0 | 0 | 0 | 0 | 0 | 0 | 0 | 0 | 0 | 0 | 0 | 0 | 0 | 0 | 2031 |  | 0
| 2032 | 0 | 65.1877 | 65.1877 |  |  |  |  | 2032 |  | 0 | 0 | 0 |  | 0 | 0 | 0 | [6 empty] | 2032 | 0 | 0 | 0 | [6 empty] | 0 | 0 | 0 | 0 | [8 empty] | 0 | 0 | 0 | 0 | 0 | 0 | 0 | 0 | 0 | 0 | 0 | 0 | 0 | 0 | 0 | 0 | 0 | 0 | 2032 |  | 0
| 2033 | 0 | 63.4151 | 63.4151 |  |  |  |  | 2033 |  | 0 | 0 | 0 |  | 0 | 0 | 0 | [6 empty] | 2033 | 0 | 0 | 0 | [6 empty] | 0 | 0 | 0 | 0 | [8 empty] | 0 | 0 | 0 | 0 | 0 | 0 | 0 | 0 | 0 | 0 | 0 | 0 | 0 | 0 | 0 | 0 | 0 | 0 | 2033 |  | 0
| 2034 | 0 | 64.8327 | 64.8327 |  |  |  |  | 2034 |  | 0 | 0 | 0 |  | 0 | 0 | 0 | [6 empty] | 2034 | 0 | 0 | 0 | [6 empty] | 0 | 0 | 0 | 0 | [8 empty] | 0 | 0 | 0 | 0 | 0 | 0 | 0 | 0 | 0 | 0 | 0 | 0 | 0 | 0 | 0 | 0 | 0 | 0 | 2034 |  | 0
| 2035 | 205.0051 | 40.9224 | 64.3248 |  |  |  |  | 2035 |  | 10 | 0 | 0 |  | 10.2564 | 0 | 0 | [6 empty] | 2035 | 199.88 | 0 | 0 | [6 empty] | 0 | 2.0501 | 0 | 0 | [8 empty] | 0 | 0 | 0 | 0 | 0 | 0 | 0 | 0 | 0 | 0 | 0 | 0 | 0 | 0 | 0 | 0 | 0 | 2.0501 | 2035 |  | 0
| 2036 | 209.5487 | 42.5653 | 66.4211 |  |  |  |  | 2036 |  | 0 | 0 | 0 |  | 0 | 0 | 0 | [6 empty] | 2036 | 204.31 | 218.75 | 0 | [6 empty] | 0 | 2.0955 | 0 | 0 | [8 empty] | 0 | 0 | 0 | 0 | 0 | 0 | 0 | 0 | 0 | 0 | 0 | 0 | 0 | 0 | 0 | 0 | 0 | 2.0955 | 2036 |  | 0
| 2037 | 214.2051 | 42.9819 | 67.4346 |  |  |  |  | 2037 |  | 0 | 0 | 0 |  | 0 | 0 | 0 | [6 empty] | 2037 | 208.85 | 223.6 | 0 | [6 empty] | 0 | 2.1421 | 0 | 0 | [8 empty] | 0 | 0 | 0 | 0 | 0 | 0 | 0 | 0 | 0 | 0 | 0 | 0 | 0 | 0 | 0 | 0 | 0 | 2.1421 | 2037 |  | 0
| 2038 | 218.9641 | 44.5102 | 69.5061 |  |  |  |  | 2038 |  | 0 | 0 | 0 |  | 0 | 0 | 0 | [6 empty] | 2038 | 213.49 | 228.57 | 228.57 | [6 empty] | 0 | 2.1896 | 0 | 0 | [8 empty] | 0 | 0 | 0 | 0 | 0 | 0 | 0 | 0 | 0 | 0 | 0 | 0 | 0 | 0 | 0 | 0 | 0 | 2.1896 | 2038 |  | 0
| 2039 | 223.8256 | 46.3171 | 71.868 |  |  |  |  | 2039 |  | 0 | 0 | 0 |  | 0 | 0 | 0 | [6 empty] | 2039 | 218.23 | 233.64 | 233.65 | [6 empty] | 0 | 2.2383 | 0 | 0 | [8 empty] | 0 | 0 | 0 | 0 | 0 | 0 | 0 | 0 | 0 | 0 | 0 | 0 | 0 | 0 | 0 | 0 | 0 | 2.2383 | 2039 |  | 0
| 2040 | 228.7897 | 47.5954 | 73.6416 |  |  |  |  | 2040 |  | 0 | 0 | 0 |  | 0 | 0 | 0 | [6 empty] | 2040 | 223.07 | 238.83 | 238.83 | [6 empty] | 0 | 2.2879 | 0 | 0 | [8 empty] | 0 | 0 | 0 | 0 | 0 | 0 | 0 | 0 | 0 | 0 | 0 | 0 | 0 | 0 | 0 | 0 | 0 | 2.2879 | 2040 |  | 0
| 2041 | 233.8667 | 48.1815 | 74.8786 |  |  |  |  | 2041 |  | 0 | 0 | 0 |  | 0 | 0 | 0 | [6 empty] | 2041 | 228.02 | 244.13 | 244.13 | [6 empty] | 0 | 2.3387 | 0 | 0 | [8 empty] | 0 | 0 | 0 | 0 | 0 | 0 | 0 | 0 | 0 | 0 | 0 | 0 | 0 | 0 | 0 | 0 | 0 | 2.3387 | 2041 |  | 0
| 2042 | 239.0564 | 50.536 | 77.8256 |  |  |  |  | 2042 |  | 0 | 0 | 0 |  | 0 | 0 | 0 | [6 empty] | 2042 | 233.08 | 249.55 | 249.55 | [6 empty] | 0 | 2.3906 | 0 | 0 | [8 empty] | 0 | 0 | 0 | 0 | 0 | 0 | 0 | 0 | 0 | 0 | 0 | 0 | 0 | 0 | 0 | 0 | 0 | 2.3906 | 2042 |  | 0
| 2043 | 244.3692 | 52.8852 | 80.7812 |  |  |  |  | 2043 |  | 0 | 0 | 0 |  | 0 | 0 | 0 | [6 empty] | 2043 | 238.26 | 255.09 | 255.09 | [6 empty] | 0 | 2.4437 | 0 | 0 | [8 empty] | 0 | 0 | 0 | 0 | 0 | 0 | 0 | 0 | 0 | 0 | 0 | 0 | 0 | 0 | 0 | 0 | 0 | 2.4437 | 2043 |  | 0
| 2044 | 249.7949 | 55.2265 | 83.664 |  |  |  |  | 2044 |  | 0 | 0 | 0 |  | 0 | 0 | 0 | [6 empty] | 2044 | 243.55 | 260.75 | 260.76 | [6 empty] | 0 | 2.4979 | 0 | 0 | [8 empty] | 0 | 0 | 0 | 0 | 0 | 0 | 0 | 0 | 0 | 0 | 0 | 0 | 0 | 0 | 0 | 0 | 0 | 2.4979 | 2044 |  | 0
| 2045 | 255.3333 | 56.9997 | 86.1474 |  |  |  |  | 2045 |  | 0 | 0 | 0 |  | 0 | 0 | 0 | [6 empty] | 2045 | 248.95 | 266.54 | 266.55 | [6 empty] | 0 | 2.5533 | 0 | 0 | [8 empty] | 0 | 0 | 0 | 0 | 0 | 0 | 0 | 0 | 0 | 0 | 0 | 0 | 0 | 0 | 0 | 0 | 0 | 2.5533 | 2045 |  | 0
| 2046 | 261.0051 | 58.2651 | 88.0602 |  |  |  |  | 2046 |  | 0 | 0 | 0 |  | 0 | 0 | [7 empty] | 2046 | 254.48 | 272.46 | 272.46 | [6 empty] | 0 | 2.6101 | 0 | 0 | [8 empty] | 0 | 0 | 0 | 0 | 0 | 0 | 0 | 0 | 0 | 0 | 0 | 0 | 0 | 0 | 0 | 0 | 0 | 2.6101 | 2046 |  | 0
| 2047 | 266.8 | 59.5586 | 90.0152 |  |  |  |  | 2047 |  | 0 | 0 | 0 |  | 0 | 0 | [7 empty] | 2047 | 260.13 | 278.51 | 278.51 | [6 empty] | 0 | 2.668 | 0 | 0 | [8 empty] | 0 | 0 | 0 | 0 | 0 | 0 | 0 | 0 | 0 | 0 | 0 | 0 | 0 | 0 | 0 | 0 | 0 | 2.668 | 2047
| 2048 | 272.7282 | 60.7145 | 91.7628 |  |  |  |  | 2048 | 0 | 0 | 0 | 0 |  | 0 | 0 | 0 | #DIV/0! | #DIV/0! | #DIV/0! | #DIV/0! | #DIV/0! | #DIV/0! | 2048 | 265.91 | 284.69 | 284.7 | [6 empty] | 0 | 2.7273 | 0 | 0 | [8 empty] | 0 | 0 | 0 | 0 | 0 | 0 | 0 | 0 | 0 | 0 | 0 | 0 | 0 | 0 | 0 | 0 | 0 | 2.7273 | 2048
| 2049 | 278.7795 | 62.2324 | 94.0565 |  |  |  |  | 2049 | 0 | 0 | 0 | 0 |  | 0 | 0 | 0 | #DIV/0! | #DIV/0! | #DIV/0! | #DIV/0! | #DIV/0! | #DIV/0! | 2049 | 271.81 | 291.01 | 291.02 | [6 empty] | 0 | 2.7878 | 0 | 0 | [8 empty] | 0 | 0 | 0 | 0 | 0 | 0 | 0 | 0 | 0 | 0 | 0 | 0 | 0 | 0 | 0 | 0 | 0 | 2.7878 | 2049
| 2050 | 284.9641 | 63.6139 | 96.1441 |  |  |  |  | 2050 | 0 | 0 | 0 | 0 |  | 0 | 0 | 0 | #DIV/0! | #DIV/0! | #DIV/0! | #DIV/0! | #DIV/0! | #DIV/0! | 2050 | 277.84 | 297.47 | 297.48 | [6 empty] | 0 | 2.8496 | 0 | 0 | [8 empty] | 0 | 0 | 0 | 0 | 0 | 0 | 0 | 0 | 0 | 0 | 0 | 0 | 0 | 0 | 0 | 0 | 0 | 2.8496 | 2050
| 2051 | 291.2923 | 65.0262 | 98.2787 |  |  |  |  | 2051 | 0 | 0 | 0 | 0 |  | 0 | 0 | 0 | #DIV/0! | #DIV/0! | #DIV/0! | #DIV/0! | #DIV/0! | #DIV/0! | 2051 | 284.01 | 304.08 | 304.08 | [6 empty] | 0 | 2.9129 | 0 | 0 | [8 empty] | 0 | 0 | 0 | 0 | 0 | 0 | 0 | 0 | 0 | 0 | 0 | 0 | 0 | 0 | 0 | 0 | 0 | 2.9129 | 2051
[8 empty] | Year of deferral |  | 2029 | 2035 | 2036 | 2038
[8 empty] | if Deferred 1 |  | #N/A | 1 | 0 | 0
Discount Rate - 2025 IRP Update
6.33%
[5 empty] | Inflation rate | 2.22%
15 Year Starting 2026 |  |  |  |  | Real Discount Rate | 4.021%
Levelized Prices (Nominal) @ 6.33% Discount Rate (1) (3)
| $/kW | 66.3362
| $/MWh |  | 44.3901 | 51.9627
15 Year Starting 2027
Levelized Prices (Nominal) @ 6.33% Discount Rate (1) (3)
| $/kW | 77.3871 | 45.9747
| $/MWh |  |  | 54.8089
15 Year Starting 2028
Levelized Prices (Nominal) @ 6.33% Discount Rate (1) (3)
| $/kW | 92.2903
| $/MWh |  | 48.2827 | 58.8182
<---- Calculated Monthly
Avoided Costs calculated annually are $50.75/MWH
Avoided Costs calculated monthly are $51.96/MWH

## Table 2
Appendix B
Table 2
Avoided Energy Costs - Scheduled Hours ($/MWh)
QF - Sch37 - UT - Thermal - 10.0 MW and 100.0% CF
|  | Winter Season |  |  |  |  | Summer Season |  |  |  | Winter Season
Year | Annual | Jan | Feb | Mar | Apr | May | Jun | Jul | Aug | Sep | Oct | Nov | Dec
Energy Only
2027 | 25.8311 | 31.755 | 28.0295 | 17.2446 | 14.8481 | 15.2375 | 17.3725 | 53.6405 | 31.8626 | 24.5158 | 18.3322 | 25.9501 | 30.8949
2028 | 29.8222 | 36.5452 | 35.4194 | 20.6874 | 17.8767 | 19.4102 | 18.9199 | 57.4052 | 33.9277 | 31.3675 | 18.0697 | 29.8968 | 38.5824
2029 | 33.4479 | 38.3772 | 35.1752 | 22.4882 | 16.5498 | 18.5302 | 20.3493 | 52.9936 | 45.4559 | 38.7256 | 29.9259 | 37.1538 | 45.5297
2030 | 46.3191 | 51.1406 | 48.499 | 29.5052 | 33.492 | 30.6722 | 37.7654 | 50.5109 | 67.6904 | 54.177 | 45.5086 | 52.0759 | 55.033
2031 | 63.7707 | 59.3462 | 53.8957 | 45.7716 | 40.4593 | 41.1563 | 46.7672 | 124.2242 | 85.8191 | 61.8574 | 49.4777 | 57.5428 | 97.5004
2032 | 65.0044 | 59.5811 | 54.7655 | 45.9982 | 41.4849 | 42.9995 | 45.1155 | 131.229 | 89.0541 | 62.791 | 48.1697 | 60.2048 | 98.5362
2033 | 63.3282 | 54.7652 | 55.6258 | 45.4535 | 44.9747 | 39.3284 | 39.6378 | 120.2324 | 86.8625 | 61.2124 | 57.0342 | 58.4912 | 95.017
2034 | 64.738 | 60.8238 | 64.2309 | 44.3274 | 41.5277 | 42.1791 | 47.2634 | 115.6036 | 84.6529 | 63.7152 | 51.1596 | 61.6875 | 99.3071
2035 | 40.903 | 46.2365 | 42.6375 | 31.5063 | 34.7013 | 32.406 | 38.9143 | 40.1322 | 45.7176 | 44.0888 | 41.4742 | 45.4172 | 47.9849
2036 | 42.5252 | 49.8332 | 41.5843 | 34.2313 | 34.4502 | 31.985 | 40.8445 | 45.6747 | 46.2578 | 48.7672 | 40.4465 | 46.7927 | 49.8726
2037 | 42.9583 | 48.4742 | 44.6902 | 35.7139 | 35.699 | 35.3422 | 35.7836 | 44.0429 | 46.5042 | 43.281 | 46.5309 | 48.0166 | 51.5747
2038 | 44.4909 | 49.6726 | 46.189 | 36.3061 | 35.6001 | 36.512 | 41.4484 | 46.4595 | 48.4288 | 47.2739 | 45.4944 | 49.237 | 51.5182
2039 | 46.3025 | 59.3176 | 45.1619 | 37.6786 | 35.4526 | 37.373 | 42.5545 | 48.7744 | 49.931 | 49.1392 | 46.5488 | 51.9166 | 51.6454
2040 | 47.5504 | 54.1989 | 48.3377 | 38.4906 | 37.3526 | 36.2777 | 43.321 | 53.9248 | 51.1433 | 51.0119 | 48.275 | 52.8784 | 55.7937
2041 | 48.1589 | 52.1407 | 48.8147 | 40.2057 | 38.6754 | 37.5088 | 44.3745 | 51.6794 | 53.2337 | 51.7741 | 49.3815 | 53.9339 | 56.3886
2042 | 50.5195 | 60.8714 | 54.2691 | 42.4829 | 40.7132 | 38.32 | 44.5159 | 52.2285 | 55.291 | 53.9776 | 51.8455 | 55.4905 | 56.5478
2043 | 52.8703 | 58.6915 | 56.2404 | 44.1146 | 42.699 | 44.5155 | 49.249 | 56.091 | 56.9851 | 57.3511 | 51.6142 | 58.9743 | 58.3161
2044 | 55.2042 | 60.3778 | 56.5466 | 46.95 | 48.0331 | 43.4483 | 49.423 | 61.9773 | 60.2897 | 60.3539 | 55.1053 | 60.9386 | 59.2899
|  | 31 | 28 | 31 | 30 | 31 | 30 | 31 | 31 | 30 | 31 | 30 | 31

## Table 4
Appendix B
Table 4
Burnertip Natural Gas Price Forecast |  |  |  |  | Quote Date
QF - Sch37 - UT - Thermal - 10.0 MW and 100.0% CF |  |  |  |  | 2026-06-30
PacifiCorp
| Delivered | Delivered | Delivered | Delivered
Year | IRP - Utah Greenfield | Naughton | IRP West Side | IRP - Wyo NE
| Fuel Cost | Fuel Cost | Fuel Cost | Fuel Cost
[6 empty] | IRP - Utah Greenfield |  | IRP West Side | IRP - Wyo NE |  |  | IRP West Side |  | Burner tip
[5 empty] | Peak Type: | Delivered | Naughton | Delivered | Delivered | Year | IRP - Utah Greenfield | West Side | IRP - Wyo NE | Naughton
2025 | 2.78 | 2.76 | 2.18 | 2.76 | 2025-01-01 | 4.1297 | 4.1012 | 3.6667 | 4.1265 | 2025 | 47 | 43 | 46 | 42
2026 | 2.3 | 2.25 | 1.93 | 2.2 | 2025-02-01 | 3.4435 | 3.4192 | 3.2332 | 3.4317 | 2025
2027 | 3.14 | 3.12 | 2.88 | 2.89 | 2025-03-01 | 2.6848 | 2.6655 | 2.0537 | 2.7211 | 2025
2028 | 3.55 | 3.53 | 3.33 | 3.22 | 2025-04-01 | 1.9318 | 1.917 | 1.5165 | 1.9378 | 2025
2029 | 4.13 | 4.09 | 4 | 3.79 | 2025-05-01 | 2.1744 | 2.1585 | 1.6603 | 2.1166 | 2025
2030 | 5.54 | 5.47 | 5.42 | 5.18 | 2025-06-01 | 2.5624 | 2.5442 | 1.5135 | 2.5327 | 2025
2031 | 6.52 | 6.44 | 6.38 | 6.15 | 2025-07-01 | 2.8296 | 2.8098 | 1.2723 | 2.7603 | 2025
2032 | 6.43 | 6.35 | 6.24 | 6.05 | 2025-08-01 | 2.5406 | 2.5223 | 1.8363 | 2.4552 | 2025
2033 | 6.29 | 6.21 | 6.06 | 5.92 | 2025-09-01 | 2.6151 | 2.5965 | 1.537 | 2.5551 | 2025
2034 | 6.58 | 6.49 | 6.31 | 6.2 | 2025-10-01 | 2.2421 | 2.2255 | 2.181 | 2.2831 | 2025
2035 | 6.88 | 6.79 | 6.54 | 6.5 | 2025-11-01 | 3.0975 | 3.0762 | 2.6906 | 3.0824 | 2025
2036 | 7.18 | 7.09 | 6.8 | 6.8 | 2025-12-01 | 3.0588 | 3.0371 | 2.9402 | 3.0579 | 2025
2037 | 7.36 | 7.26 | 6.95 | 6.98 | 2026-01-01 | 4.2351 | 4.2065 | 2.2547 | 4.1929 | 2026
2038 | 7.49 | 7.39 | 7.01 | 7.1 | 2026-02-01 | 1.7319 | 1.7179 | 1.6646 | 1.744 | 2026
2039 | 7.74 | 7.64 | 7.24 | 7.35 | 2026-03-01 | 1.3282 | 1.317 | 1.3849 | 1.3482 | 2026
2040 | 8.02 | 7.91 | 7.47 | 7.63 | 2026-04-01 | 0.87305 | 0.8646 | 0.95639 | 0.9139 | 2026
2041 | 8.24 | 8.13 | 7.59 | 7.84 | 2026-05-01 | 1.2257 | 1.2157 | 1.2774 | 1.2588 | 2026
2042 | 8.6 | 8.48 | 7.87 | 8.2 | 2026-06-01 | 1.7123 | 1.6997 | 1.4172 | 1.7208 | 2026
2043 | 8.95 | 8.82 | 8.12 | 8.54 | 2026-07-01 | 2.1909 | 1.8122 | 1.6837 | 2.0849 | 2026
2044 | 9.33 | 9.19 | 8.44 | 8.91 | 2026-08-01 | 2.4557 | 2.4389 | 1.9585 | 2.298 | 2026
2045 | 9.74 | 9.6 | 8.76 | 9.32 | 2026-09-01 | 2.3836 | 2.3672 | 1.9901 | 2.2266 | 2026
[5 empty] | 2026-10-01 | 2.3707 | 2.3544 | 1.9963 | 2.2002 | 2026
[5 empty] | 2026-11-01 | 2.7343 | 2.7157 | 2.553 | 2.6014 | 2026
[5 empty] | 2026-12-01 | 4.3755 | 4.3464 | 3.9719 | 3.8376 | 2026
[5 empty] | 2027-01-01 | 4.8556 | 4.8235 | 4.5095 | 4.4825 | 2027
[5 empty] | 2027-02-01 | 4.3276 | 4.2989 | 4.0324 | 4.0105 | 2027
[5 empty] | 2027-03-01 | 2.5496 | 2.5322 | 2.4362 | 2.434 | 2027
[5 empty] | 2027-04-01 | 2.0942 | 2.0797 | 1.9291 | 2.0253 | 2027
[5 empty] | 2027-05-01 | 1.9197 | 1.9063 | 1.6964 | 1.8894 | 2027
[5 empty] | 2027-06-01 | 2.152 | 2.1372 | 1.8613 | 2.0645 | 2027
[5 empty] | 2027-07-01 | 2.8777 | 2.8582 | 2.443 | 2.614 | 2027
[5 empty] | 2027-08-01 | 2.9113 | 2.8916 | 2.5093 | 2.6613 | 2027
[5 empty] | 2027-09-01 | 2.8593 | 2.8399 | 2.4606 | 2.5698 | 2027
[5 empty] | 2027-10-01 | 2.7052 | 2.6868 | 2.437 | 2.6141 | 2027
[5 empty] | 2027-11-01 | 3.4822 | 3.4589 | 3.2839 | 3.1156 | 2027
[5 empty] | 2027-12-01 | 4.9725 | 4.9396 | 5.0137 | 4.2191 | 2027
Official Forward Price Curve Forecast dated Jun 30, 2026 |  |  |  |  | 2028-01-01 | 5.3914 | 5.3559 | 5.2997 | 4.8578 | 2028
[5 empty] | 2028-02-01 | 4.9021 | 4.8697 | 4.8717 | 4.3909 | 2028
[5 empty] | 2028-03-01 | 3.0353 | 3.0148 | 2.8659 | 2.8663 | 2028
[5 empty] | 2028-04-01 | 2.5297 | 2.5124 | 2.3699 | 2.3759 | 2028
[5 empty] | 2028-05-01 | 2.4465 | 2.4298 | 2.1377 | 2.3015 | 2028
[5 empty] | 2028-06-01 | 2.5975 | 2.5798 | 2.3212 | 2.4477 | 2028
[5 empty] | 2028-07-01 | 3.2572 | 3.2353 | 2.8279 | 2.9116 | 2028
[5 empty] | 2028-08-01 | 3.321 | 3.2987 | 2.8859 | 2.9744 | 2028
[5 empty] | 2028-09-01 | 3.2705 | 3.2485 | 2.8728 | 2.9447 | 2028
[5 empty] | 2028-10-01 | 3.0547 | 3.034 | 2.7295 | 2.8854 | 2028
[5 empty] | 2028-11-01 | 3.6256 | 3.6013 | 3.4751 | 3.2543 | 2028
[5 empty] | 2028-12-01 | 5.1567 | 5.1227 | 5.3222 | 4.4156 | 2028
[5 empty] | 2029-01-01 | 5.5521 | 5.5155 | 5.5439 | 4.9055 | 2029
[5 empty] | 2029-02-01 | 5.0006 | 4.9675 | 5.0402 | 4.596 | 2029
[5 empty] | 2029-03-01 | 3.0644 | 3.0437 | 3.1833 | 2.9251 | 2029
[5 empty] | 2029-04-01 | 2.4327 | 2.4161 | 2.2771 | 2.3909 | 2029
[5 empty] | 2029-05-01 | 2.5195 | 2.5023 | 2.2913 | 2.3432 | 2029
[5 empty] | 2029-06-01 | 2.6118 | 2.594 | 2.3691 | 2.4317 | 2029
[5 empty] | 2029-07-01 | 3.1812 | 3.1598 | 2.8503 | 2.7864 | 2029
[5 empty] | 2029-08-01 | 4.7734 | 4.722 | 4.4302 | 4.4048 | 2029
[5 empty] | 2029-09-01 | 4.7421 | 4.6907 | 4.4478 | 4.3942 | 2029
[5 empty] | 2029-10-01 | 4.6461 | 4.5937 | 4.4666 | 4.4529 | 2029
[5 empty] | 2029-11-01 | 5.0449 | 4.9922 | 4.9719 | 4.6522 | 2029
[5 empty] | 2029-12-01 | 5.9774 | 5.9269 | 6.1785 | 5.2239 | 2029
[5 empty] | 2030-01-01 | 6.2831 | 6.2319 | 6.3877 | 5.6255 | 2030
[5 empty] | 2030-02-01 | 5.9283 | 5.8766 | 5.9513 | 5.5096 | 2030
[5 empty] | 2030-03-01 | 4.5705 | 4.5197 | 4.5739 | 4.4085 | 2030
[5 empty] | 2030-04-01 | 4.212 | 4.1598 | 3.9579 | 4.1434 | 2030
[5 empty] | 2030-05-01 | 4.2615 | 4.2095 | 3.9373 | 4.059 | 2030
[5 empty] | 2030-06-01 | 4.3443 | 4.2918 | 3.9946 | 4.138 | 2030
[5 empty] | 2030-07-01 | 4.8846 | 4.8291 | 4.5428 | 4.4641 | 2030
[5 empty] | 2030-08-01 | 6.2257 | 6.1453 | 5.9747 | 5.8353 | 2030
[5 empty] | 2030-09-01 | 6.2138 | 6.1329 | 6.0228 | 5.8436 | 2030
[5 empty] | 2030-10-01 | 6.2376 | 6.1533 | 6.2035 | 6.0204 | 2030
[5 empty] | 2030-11-01 | 6.4642 | 6.3831 | 6.4686 | 6.05 | 2030
[5 empty] | 2030-12-01 | 6.7981 | 6.7312 | 7.0348 | 6.0323 | 2030
[5 empty] | 2031-01-01 | 7.0142 | 6.9483 | 7.2315 | 6.3455 | 2031
[5 empty] | 2031-02-01 | 6.8559 | 6.7857 | 6.8625 | 6.4233 | 2031
[5 empty] | 2031-03-01 | 6.0766 | 5.9957 | 5.9646 | 5.892 | 2031
[5 empty] | 2031-04-01 | 5.9914 | 5.9036 | 5.6386 | 5.896 | 2031
[5 empty] | 2031-05-01 | 6.0036 | 5.9167 | 5.5832 | 5.7748 | 2031
[5 empty] | 2031-06-01 | 6.0766 | 5.9895 | 5.6202 | 5.8442 | 2031
[5 empty] | 2031-07-01 | 6.588 | 6.4984 | 6.2352 | 6.1419 | 2031
[5 empty] | 2031-08-01 | 6.6367 | 6.5481 | 6.3828 | 6.2401 | 2031
[5 empty] | 2031-09-01 | 6.6002 | 6.5116 | 6.4197 | 6.2242 | 2031
[5 empty] | 2031-10-01 | 6.588 | 6.4967 | 6.555 | 6.3655 | 2031
[5 empty] | 2031-11-01 | 6.7706 | 6.6835 | 6.7764 | 6.3519 | 2031
[5 empty] | 2031-12-01 | 7.0507 | 6.9787 | 7.2684 | 6.281 | 2031
[5 empty] | 2032-01-01 | 7.2434 | 7.173 | 7.4658 | 6.5712 | 2032
[5 empty] | 2032-02-01 | 6.5216 | 6.4582 | 6.5104 | 6.0941 | 2032
[5 empty] | 2032-03-01 | 5.9742 | 5.8952 | 5.819 | 5.791 | 2032
[5 empty] | 2032-04-01 | 5.887 | 5.8013 | 5.5047 | 5.7932 | 2032
[5 empty] | 2032-05-01 | 5.9119 | 5.8269 | 5.467 | 5.6845 | 2032
[5 empty] | 2032-06-01 | 5.9866 | 5.9013 | 5.4795 | 5.7556 | 2032
[5 empty] | 2032-07-01 | 6.4346 | 6.348 | 6.0579 | 5.9907 | 2032
[5 empty] | 2032-08-01 | 6.5092 | 6.4231 | 6.1835 | 6.1145 | 2032
[5 empty] | 2032-09-01 | 6.5092 | 6.4224 | 6.2213 | 6.1346 | 2032
[5 empty] | 2032-10-01 | 6.4595 | 6.3707 | 6.3595 | 6.2389 | 2032
[5 empty] | 2032-11-01 | 6.6586 | 6.5736 | 6.6487 | 6.2415 | 2032
[5 empty] | 2032-12-01 | 7.0194 | 6.9481 | 7.1766 | 6.2501 | 2032
[5 empty] | 2033-01-01 | 6.7417 | 6.6813 | 6.8718 | 6.0772 | 2033
[5 empty] | 2033-02-01 | 6.6018 | 6.5367 | 6.5892 | 6.1731 | 2033
[5 empty] | 2033-03-01 | 5.8134 | 5.7376 | 5.5742 | 5.6327 | 2033
[5 empty] | 2033-04-01 | 5.737 | 5.6543 | 5.2916 | 5.6454 | 2033
[5 empty] | 2033-05-01 | 5.7752 | 5.6928 | 5.2916 | 5.5498 | 2033
[5 empty] | 2033-06-01 | 5.8515 | 5.7689 | 5.3108 | 5.6225 | 2033
[5 empty] | 2033-07-01 | 6.2839 | 6.2004 | 5.8954 | 5.8423 | 2033
[5 empty] | 2033-08-01 | 6.411 | 6.3269 | 6.0239 | 6.0178 | 2033
[5 empty] | 2033-09-01 | 6.411 | 6.3262 | 6.0624 | 6.0379 | 2033
[5 empty] | 2033-10-01 | 6.4364 | 6.3482 | 6.1909 | 6.2162 | 2033
[5 empty] | 2033-11-01 | 6.5383 | 6.4557 | 6.5378 | 6.123 | 2033
[5 empty] | 2033-12-01 | 6.8815 | 6.813 | 7.026 | 6.1144 | 2033
[5 empty] | 2034-01-01 | 7.0852 | 7.0179 | 7.2197 | 6.4155 | 2034
[5 empty] | 2034-02-01 | 6.8253 | 6.7557 | 6.7601 | 6.3932 | 2034
[5 empty] | 2034-03-01 | 6.0195 | 5.9396 | 5.7359 | 5.8357 | 2034
[5 empty] | 2034-04-01 | 5.9545 | 5.8674 | 5.4668 | 5.8596 | 2034
[5 empty] | 2034-05-01 | 5.9935 | 5.9068 | 5.4734 | 5.7648 | 2034
[5 empty] | 2034-06-01 | 6.1104 | 6.0226 | 5.4996 | 5.8775 | 2034
[5 empty] | 2034-07-01 | 6.5653 | 6.4762 | 6.1298 | 6.1195 | 2034
[5 empty] | 2034-08-01 | 6.7343 | 6.6437 | 6.3268 | 6.3362 | 2034
[5 empty] | 2034-09-01 | 6.7343 | 6.643 | 6.3662 | 6.3563 | 2034
[5 empty] | 2034-10-01 | 6.7603 | 6.6655 | 6.445 | 6.5352 | 2034
[5 empty] | 2034-11-01 | 6.8643 | 6.7752 | 6.8521 | 6.4441 | 2034
[5 empty] | 2034-12-01 | 7.2802 | 7.2036 | 7.4364 | 6.507 | 2034
[5 empty] | 2035-01-01 | 7.2678 | 7.197 | 7.3917 | 6.5954 | 2035
[5 empty] | 2035-02-01 | 7.042 | 6.9682 | 6.9221 | 6.6066 | 2035
[5 empty] | 2035-03-01 | 6.2983 | 6.2129 | 5.9558 | 6.1102 | 2035
[5 empty] | 2035-04-01 | 6.2584 | 6.1652 | 5.7009 | 6.1589 | 2035
[5 empty] | 2035-05-01 | 6.285 | 6.1924 | 5.7076 | 6.052 | 2035
[5 empty] | 2035-06-01 | 6.4444 | 6.3499 | 5.7479 | 6.2064 | 2035
[5 empty] | 2035-07-01 | 6.9093 | 6.8132 | 6.3853 | 6.4583 | 2035
[5 empty] | 2035-08-01 | 7.042 | 6.9453 | 6.6134 | 6.6393 | 2035
[5 empty] | 2035-09-01 | 7.0819 | 6.9837 | 6.6536 | 6.6987 | 2035
[5 empty] | 2035-10-01 | 7.1085 | 7.0068 | 6.6939 | 6.8781 | 2035
[5 empty] | 2035-11-01 | 7.1881 | 7.0926 | 7.0965 | 6.7631 | 2035
[5 empty] | 2035-12-01 | 7.5866 | 7.504 | 7.6332 | 6.8088 | 2035
[5 empty] | 2036-01-01 | 7.8081 | 7.7264 | 7.8558 | 7.1275 | 2036
[5 empty] | 2036-02-01 | 7.1701 | 7.0936 | 6.978 | 6.7328 | 2036
[5 empty] | 2036-03-01 | 6.6136 | 6.5218 | 6.2512 | 6.4208 | 2036
[5 empty] | 2036-04-01 | 6.5863 | 6.4866 | 5.9632 | 6.4819 | 2036
[5 empty] | 2036-05-01 | 6.6271 | 6.5277 | 5.9838 | 6.3889 | 2036
[5 empty] | 2036-06-01 | 6.7628 | 6.662 | 6.0044 | 6.5201 | 2036
[5 empty] | 2036-07-01 | 7.2379 | 7.1354 | 6.6352 | 6.782 | 2036
[5 empty] | 2036-08-01 | 7.3194 | 7.2171 | 6.8821 | 6.9125 | 2036
[5 empty] | 2036-09-01 | 7.3602 | 7.2563 | 6.9232 | 6.9728 | 2036
[5 empty] | 2036-10-01 | 7.4009 | 7.2933 | 6.9506 | 7.1661 | 2036
[5 empty] | 2036-11-01 | 7.4552 | 7.3543 | 7.2798 | 7.0261 | 2036
[5 empty] | 2036-12-01 | 7.8353 | 7.7476 | 7.849 | 7.0538 | 2036
[5 empty] | 2037-01-01 | 8.0555 | 7.9688 | 8.0555 | 7.3711 | 2037
[5 empty] | 2037-02-01 | 7.5981 | 7.5131 | 7.3484 | 7.1544 | 2037
[5 empty] | 2037-03-01 | 6.7804 | 6.6853 | 6.3962 | 6.5851 | 2037
[5 empty] | 2037-04-01 | 6.7249 | 6.6224 | 6.0812 | 6.6184 | 2037
[5 empty] | 2037-05-01 | 6.7665 | 6.6643 | 6.0742 | 6.5262 | 2037
[5 empty] | 2037-06-01 | 6.919 | 6.815 | 6.1022 | 6.6739 | 2037
[5 empty] | 2037-07-01 | 7.3348 | 7.2302 | 6.7183 | 6.8774 | 2037
[5 empty] | 2037-08-01 | 7.4595 | 7.3544 | 6.9984 | 7.0504 | 2037
[5 empty] | 2037-09-01 | 7.5011 | 7.3944 | 7.0404 | 7.1116 | 2037
[5 empty] | 2037-10-01 | 7.5426 | 7.4323 | 7.0964 | 7.3057 | 2037
[5 empty] | 2037-11-01 | 7.6536 | 7.5487 | 7.4465 | 7.2215 | 2037
[5 empty] | 2037-12-01 | 8.0416 | 7.9499 | 8.0345 | 7.257 | 2037
[5 empty] | 2038-01-01 | 8.0126 | 7.9268 | 7.8028 | 7.3289 | 2038
[5 empty] | 2038-02-01 | 7.6164 | 7.531 | 7.3167 | 7.1724 | 2038
[5 empty] | 2038-03-01 | 6.8947 | 6.7974 | 6.516 | 6.6977 | 2038
[5 empty] | 2038-04-01 | 6.8805 | 6.7749 | 6.2015 | 6.7717 | 2038
[5 empty] | 2038-05-01 | 6.9229 | 6.8177 | 6.2015 | 6.6803 | 2038
[5 empty] | 2038-06-01 | 7.0787 | 6.9715 | 6.2301 | 6.8311 | 2038
[5 empty] | 2038-07-01 | 7.5598 | 7.4508 | 6.8734 | 7.099 | 2038
[5 empty] | 2038-08-01 | 7.6447 | 7.5359 | 7.1737 | 7.2329 | 2038
[5 empty] | 2038-09-01 | 7.6729 | 7.5629 | 7.2166 | 7.2808 | 2038
[5 empty] | 2038-10-01 | 7.7154 | 7.6016 | 7.2595 | 7.4759 | 2038
[5 empty] | 2038-11-01 | 7.772 | 7.6648 | 7.4882 | 7.3382 | 2038
[5 empty] | 2038-12-01 | 8.0975 | 8.0046 | 7.8313 | 7.3121 | 2038
[5 empty] | 2039-01-01 | 8.3401 | 8.2477 | 8.0394 | 7.6514 | 2039
[5 empty] | 2039-02-01 | 7.9355 | 7.8437 | 7.6014 | 7.4866 | 2039
[5 empty] | 2039-03-01 | 7.1553 | 7.0528 | 6.7549 | 6.9544 | 2039
[5 empty] | 2039-04-01 | 7.0974 | 6.9875 | 6.4045 | 6.9853 | 2039
[5 empty] | 2039-05-01 | 7.1408 | 7.0312 | 6.4337 | 6.8949 | 2039
[5 empty] | 2039-06-01 | 7.3431 | 7.2307 | 6.4629 | 7.0917 | 2039
[5 empty] | 2039-07-01 | 7.8344 | 7.7198 | 7.1197 | 7.3694 | 2039
[5 empty] | 2039-08-01 | 7.921 | 7.8067 | 7.4116 | 7.505 | 2039
[5 empty] | 2039-09-01 | 7.921 | 7.806 | 7.4409 | 7.5251 | 2039
[5 empty] | 2039-10-01 | 7.9644 | 7.8456 | 7.4846 | 7.7211 | 2039
[5 empty] | 2039-11-01 | 8.0077 | 7.8958 | 7.6891 | 7.5703 | 2039
[5 empty] | 2039-12-01 | 8.2534 | 8.1574 | 7.9955 | 7.4655 | 2039
[5 empty] | 2040-01-01 | 8.5154 | 8.4196 | 8.2079 | 7.8241 | 2040
[5 empty] | 2040-02-01 | 7.9696 | 7.8772 | 7.6118 | 7.5202 | 2040
[5 empty] | 2040-03-01 | 7.3796 | 7.2725 | 6.9709 | 7.1753 | 2040
[5 empty] | 2040-04-01 | 7.35 | 7.235 | 6.6431 | 7.2341 | 2040
[5 empty] | 2040-05-01 | 7.3943 | 7.2796 | 6.5536 | 7.1445 | 2040
[5 empty] | 2040-06-01 | 7.6451 | 7.5266 | 6.6505 | 7.389 | 2040
[5 empty] | 2040-07-01 | 8.1466 | 8.0259 | 7.3435 | 7.677 | 2040
[5 empty] | 2040-08-01 | 8.2351 | 8.1145 | 7.7012 | 7.8144 | 2040
[5 empty] | 2040-09-01 | 8.2499 | 8.1283 | 7.7608 | 7.849 | 2040
[5 empty] | 2040-10-01 | 8.2942 | 8.1687 | 7.8055 | 8.0459 | 2040
[5 empty] | 2040-11-01 | 8.3384 | 8.2199 | 7.9844 | 7.896 | 2040
[5 empty] | 2040-12-01 | 8.7367 | 8.631 | 8.3719 | 7.9416 | 2040
[5 empty] | 2041-01-01 | 8.6192 | 8.5212 | 8.2887 | 7.9263 | 2041
[5 empty] | 2041-02-01 | 8.4234 | 8.3218 | 8.0149 | 7.9671 | 2041
[5 empty] | 2041-03-01 | 7.6101 | 7.4984 | 7.1324 | 7.4023 | 2041
[5 empty] | 2041-04-01 | 7.6101 | 7.4898 | 6.828 | 7.4902 | 2041
[5 empty] | 2041-05-01 | 7.6552 | 7.5353 | 6.691 | 7.4015 | 2041
[5 empty] | 2041-06-01 | 7.8661 | 7.7432 | 6.7367 | 7.6067 | 2041
[5 empty] | 2041-07-01 | 8.3933 | 8.2676 | 7.4671 | 7.9199 | 2041
[5 empty] | 2041-08-01 | 8.4686 | 8.3433 | 7.7867 | 8.0443 | 2041
[5 empty] | 2041-09-01 | 8.4535 | 8.3278 | 7.8322 | 8.0495 | 2041
[5 empty] | 2041-10-01 | 8.4837 | 8.3544 | 7.8628 | 8.2326 | 2041
[5 empty] | 2041-11-01 | 8.5288 | 8.4065 | 8.0605 | 8.0835 | 2041
[5 empty] | 2041-12-01 | 8.7999 | 8.693 | 8.3953 | 8.0038 | 2041
[5 empty] | 2042-01-01 | 9.0464 | 8.94 | 8.6335 | 8.3471 | 2042
[5 empty] | 2042-02-01 | 8.7081 | 8.6009 | 8.2296 | 8.2476 | 2042
[5 empty] | 2042-03-01 | 7.8777 | 7.7608 | 7.3595 | 7.6659 | 2042
[5 empty] | 2042-04-01 | 7.9393 | 7.8124 | 7.0489 | 7.8145 | 2042
[5 empty] | 2042-05-01 | 7.97 | 7.8438 | 6.9245 | 7.7116 | 2042
[5 empty] | 2042-06-01 | 8.1853 | 8.056 | 7.0177 | 7.9211 | 2042
[5 empty] | 2042-07-01 | 8.7543 | 8.6214 | 7.6547 | 8.2755 | 2042
[5 empty] | 2042-08-01 | 8.8004 | 8.6685 | 8.0742 | 8.3711 | 2042
[5 empty] | 2042-09-01 | 8.8312 | 8.6979 | 8.1208 | 8.4216 | 2042
[5 empty] | 2042-10-01 | 8.8773 | 8.7402 | 8.1674 | 8.6203 | 2042
[5 empty] | 2042-11-01 | 8.9388 | 8.8083 | 8.4626 | 8.4873 | 2042
[5 empty] | 2042-12-01 | 9.3078 | 9.1908 | 8.8044 | 8.5041 | 2042
[5 empty] | 2043-01-01 | 9.2523 | 9.1418 | 8.8305 | 8.5499 | 2043
[5 empty] | 2043-02-01 | 9.0954 | 8.9804 | 8.5925 | 8.629 | 2043
[5 empty] | 2043-03-01 | 8.3574 | 8.2309 | 7.6883 | 8.1384 | 2043
[5 empty] | 2043-04-01 | 8.3417 | 8.2069 | 7.3552 | 8.2108 | 2043
[5 empty] | 2043-05-01 | 8.3731 | 8.2388 | 7.0222 | 8.1086 | 2043
[5 empty] | 2043-06-01 | 8.5772 | 8.4401 | 7.1173 | 8.3071 | 2043
[5 empty] | 2043-07-01 | 9.0954 | 8.9556 | 7.9263 | 8.6114 | 2043
[5 empty] | 2043-08-01 | 9.1581 | 9.0191 | 8.3387 | 8.7235 | 2043
[5 empty] | 2043-09-01 | 9.1581 | 9.0184 | 8.4021 | 8.7436 | 2043
[5 empty] | 2043-10-01 | 9.2053 | 9.0616 | 8.4339 | 8.9433 | 2043
[5 empty] | 2043-11-01 | 9.268 | 9.1309 | 8.7511 | 8.8117 | 2043
[5 empty] | 2043-12-01 | 9.5036 | 9.3826 | 8.989 | 8.6969 | 2043
[5 empty] | 2044-01-01 | 9.761 | 9.6403 | 9.2352 | 9.0509 | 2044
[5 empty] | 2044-02-01 | 9.2315 | 9.1138 | 8.6678 | 8.7631 | 2044
[5 empty] | 2044-03-01 | 8.7501 | 8.6157 | 8.0437 | 8.5251 | 2044
[5 empty] | 2044-04-01 | 8.718 | 8.5757 | 7.6465 | 8.5815 | 2044
[5 empty] | 2044-05-01 | 8.7662 | 8.624 | 7.3872 | 8.4958 | 2044
[5 empty] | 2044-06-01 | 8.9588 | 8.814 | 7.4196 | 8.6829 | 2044
[5 empty] | 2044-07-01 | 9.5204 | 9.3721 | 8.2949 | 9.03 | 2044
[5 empty] | 2044-08-01 | 9.5685 | 9.4212 | 8.6678 | 9.1276 | 2044
[5 empty] | 2044-09-01 | 9.5524 | 9.4048 | 8.7326 | 9.132 | 2044
[5 empty] | 2044-10-01 | 9.5846 | 9.4333 | 8.7489 | 9.3169 | 2044
[5 empty] | 2044-11-01 | 9.6488 | 9.504 | 9.1217 | 9.1866 | 2044
[5 empty] | 2044-12-01 | 9.8734 | 9.745 | 9.3325 | 9.0611 | 2044
[5 empty] | 2045-01-01 | 10.14 | 10.0117 | 9.5872 | 9.4242 | 2045
[5 empty] | 2045-02-01 | 9.8285 | 9.6988 | 9.2559 | 9.351 | 2045
[5 empty] | 2045-03-01 | 9.1233 | 8.9814 | 8.4109 | 8.8927 | 2045
[5 empty] | 2045-04-01 | 9.1068 | 8.9567 | 7.8891 | 8.9644 | 2045
[5 empty] | 2045-05-01 | 9.1561 | 9.0061 | 7.6323 | 8.8798 | 2045
[5 empty] | 2045-06-01 | 9.3693 | 9.2163 | 7.6323 | 9.0872 | 2045
[5 empty] | 2045-07-01 | 9.8941 | 9.7383 | 8.5104 | 9.3981 | 2045
[5 empty] | 2045-08-01 | 9.9433 | 9.7884 | 8.9246 | 9.4968 | 2045
[5 empty] | 2045-09-01 | 9.9268 | 9.7717 | 8.9743 | 9.5007 | 2045
[5 empty] | 2045-10-01 | 9.9924 | 9.833 | 9.0406 | 9.7186 | 2045
[5 empty] | 2045-11-01 | 10.058 | 9.9051 | 9.4713 | 9.5897 | 2045
[5 empty] | 2045-12-01 | 10.386 | 10.2474 | 9.753 | 9.566 | 2045
[5 empty] | 2046-01-01 | 10.246 | 10.1156 | 9.6286 | 9.5286 | 2046
[5 empty] | 2046-02-01 | 10.0114 | 9.8781 | 9.4254 | 9.5312 | 2046
[5 empty] | 2046-03-01 | 9.3243 | 9.1783 | 8.5957 | 9.0906 | 2046
[5 empty] | 2046-04-01 | 9.3243 | 9.1697 | 8.0623 | 9.1786 | 2046
[5 empty] | 2046-05-01 | 9.3745 | 9.2202 | 7.8084 | 9.0949 | 2046
[5 empty] | 2046-06-01 | 9.5589 | 9.4021 | 7.8677 | 9.274 | 2046
[5 empty] | 2046-07-01 | 10.1119 | 9.9519 | 8.6804 | 9.6127 | 2046
[5 empty] | 2046-08-01 | 10.1957 | 10.0359 | 9.1545 | 9.7454 | 2046
[5 empty] | 2046-09-01 | 10.1622 | 10.0024 | 9.2053 | 9.7326 | 2046
[5 empty] | 2046-10-01 | 10.179 | 10.0159 | 9.2053 | 9.9023 | 2046
[5 empty] | 2046-11-01 | 10.2293 | 10.0729 | 9.6286 | 9.7584 | 2046
[5 empty] | 2046-12-01 | 10.4304 | 10.2908 | 9.8149 | 9.6097 | 2046
[5 empty] | 2047-01-01 | 10.7287 | 10.5885 | 10.0998 | 10.004 | 2047
[5 empty] | 2047-02-01 | 10.3689 | 10.2285 | 9.7536 | 9.8833 | 2047
[5 empty] | 2047-03-01 | 9.6495 | 9.4971 | 8.8539 | 9.4109 | 2047
[5 empty] | 2047-04-01 | 9.6666 | 9.5053 | 8.1616 | 9.5158 | 2047
[5 empty] | 2047-05-01 | 9.718 | 9.5568 | 8.0058 | 9.4333 | 2047
[5 empty] | 2047-06-01 | 9.9064 | 9.7427 | 8.0405 | 9.6163 | 2047
[5 empty] | 2047-07-01 | 10.4888 | 10.3212 | 8.9577 | 9.9838 | 2047
[5 empty] | 2047-08-01 | 10.5573 | 10.3903 | 9.4249 | 10.1016 | 2047
[5 empty] | 2047-09-01 | 10.5059 | 10.3392 | 9.4768 | 10.071 | 2047
[5 empty] | 2047-10-01 | 10.5573 | 10.3866 | 9.546 | 10.275 | 2047
[5 empty] | 2047-11-01 | 10.6088 | 10.4448 | 9.9787 | 10.1322 | 2047
[5 empty] | 2047-12-01 | 10.8143 | 10.667 | 10.1863 | 9.9878 | 2047
[5 empty] | 2048-01-01 | 11.1224 | 10.9744 | 10.4632 | 10.3919 | 2048
[5 empty] | 2048-02-01 | 10.5622 | 10.418 | 9.8265 | 10.0738 | 2048
[5 empty] | 2048-03-01 | 10.0721 | 9.9112 | 9.1722 | 9.8272 | 2048
[5 empty] | 2048-04-01 | 10.0896 | 9.9198 | 8.447 | 9.9324 | 2048
[5 empty] | 2048-05-01 | 10.1597 | 9.9896 | 8.3852 | 9.8682 | 2048
[5 empty] | 2048-06-01 | 10.3697 | 10.1967 | 8.4205 | 10.0726 | 2048
[5 empty] | 2048-07-01 | 10.9824 | 10.8049 | 9.3667 | 10.47 | 2048
[5 empty] | 2048-08-01 | 11.0524 | 10.8755 | 9.8972 | 10.5892 | 2048
[5 empty] | 2048-09-01 | 11.0699 | 10.8919 | 9.9503 | 10.6265 | 2048
[5 empty] | 2048-10-01 | 11.14 | 10.9576 | 10.0564 | 10.8488 | 2048
[5 empty] | 2048-11-01 | 11.21 | 11.034 | 10.5516 | 10.7243 | 2048
[5 empty] | 2048-12-01 | 11.5075 | 11.3465 | 10.8169 | 10.6706 | 2048
[5 empty] | 2049-01-01 | 11.5284 | 11.3723 | 10.7112 | 10.7917 | 2049
[5 empty] | 2049-02-01 | 11.26 | 11.1018 | 10.4221 | 10.761 | 2049
[5 empty] | 2049-03-01 | 10.598 | 10.4267 | 9.5725 | 10.3452 | 2049
[5 empty] | 2049-04-01 | 10.5802 | 10.4006 | 8.7953 | 10.4156 | 2049
[5 empty] | 2049-05-01 | 10.6339 | 10.4544 | 8.7321 | 10.3353 | 2049
[5 empty] | 2049-06-01 | 10.8486 | 10.666 | 8.8043 | 10.5442 | 2049
[5 empty] | 2049-07-01 | 11.3673 | 11.1822 | 9.6991 | 10.8491 | 2049
[5 empty] | 2049-08-01 | 11.439 | 11.2542 | 10.2594 | 10.9699 | 2049
[5 empty] | 2049-09-01 | 11.421 | 11.236 | 10.3136 | 10.9724 | 2049
[5 empty] | 2049-10-01 | 11.4926 | 11.3032 | 10.3859 | 11.1962 | 2049
[5 empty] | 2049-11-01 | 11.5105 | 11.3285 | 10.8377 | 11.0203 | 2049
[5 empty] | 2049-12-01 | 11.743 | 11.5773 | 11.0546 | 10.9026 | 2049
[5 empty] | 2050-01-01 | 12.0931 | 11.9257 | 11.3715 | 11.3479 | 2050
[5 empty] | 2050-02-01 | 11.764 | 11.5956 | 10.9097 | 11.2574 | 2050
[5 empty] | 2050-03-01 | 11.0326 | 10.8525 | 9.9122 | 10.7733 | 2050
[5 empty] | 2050-04-01 | 11.0692 | 10.8798 | 9.1456 | 10.8972 | 2050
[5 empty] | 2050-05-01 | 11.1241 | 10.9347 | 9.0717 | 10.8181 | 2050
[5 empty] | 2050-06-01 | 11.2703 | 11.0793 | 9.1179 | 10.9596 | 2050
[5 empty] | 2050-07-01 | 11.8919 | 11.6963 | 10.3001 | 11.3658 | 2050
[5 empty] | 2050-08-01 | 11.9651 | 11.7699 | 10.8358 | 11.4881 | 2050
[5 empty] | 2050-09-01 | 12.0017 | 11.805 | 10.9097 | 11.5443 | 2050
[5 empty] | 2050-10-01 | 12.0565 | 11.8559 | 10.9651 | 11.7516 | 2050
[5 empty] | 2050-11-01 | 12.1479 | 11.9532 | 11.4269 | 11.6481 | 2050
[5 empty] | 2050-12-01 | 12.7148 | 12.5295 | 12.0364 | 11.8597 | 2050
[5 empty] | 2051-01-01 | 12.3715 | 12.1985 | 11.6327 | 11.6221 | 2051
[5 empty] | 2051-02-01 | 12.0348 | 11.8611 | 11.1604 | 11.5241 | 2051
[5 empty] | 2051-03-01 | 11.2866 | 11.1015 | 10.1399 | 11.0234 | 2051
[5 empty] | 2051-04-01 | 11.3241 | 11.1295 | 9.3556 | 11.1482 | 2051
[5 empty] | 2051-05-01 | 11.3801 | 11.1857 | 9.2801 | 11.0702 | 2051
[5 empty] | 2051-06-01 | 11.5298 | 11.3336 | 9.3273 | 11.2152 | 2051
[5 empty] | 2051-07-01 | 12.1657 | 11.9646 | 10.5367 | 11.6355 | 2051
[5 empty] | 2051-08-01 | 12.2406 | 12.0398 | 11.0847 | 11.7595 | 2051
[5 empty] | 2051-09-01 | 12.2779 | 12.0758 | 11.1604 | 11.8164 | 2051
[5 empty] | 2051-10-01 | 12.3341 | 12.1279 | 11.2171 | 12.0249 | 2051
[5 empty] | 2051-11-01 | 12.4276 | 12.2273 | 11.6894 | 11.9236 | 2051
[5 empty] | 2051-12-01 | 13.0074 | 12.8164 | 12.313 | 12.1479 | 2051
[5 empty] | 2052-01-01 | 12.6563 | 12.4776 | 11.9 | 11.9026 | 2052
[5 empty] | 2052-02-01 | 12.3118 | 12.1326 | 11.4168 | 11.797 | 2052
[5 empty] | 2052-03-01 | 11.5464 | 11.3561 | 10.3729 | 11.2793 | 2052
[5 empty] | 2052-04-01 | 11.5848 | 11.385 | 9.5706 | 11.405 | 2052
[5 empty] | 2052-05-01 | 11.6421 | 11.4425 | 9.4933 | 11.3283 | 2052
[5 empty] | 2052-06-01 | 11.7952 | 11.5937 | 9.5416 | 11.4766 | 2052
[5 empty] | 2052-07-01 | 12.4458 | 12.2391 | 10.7788 | 11.9113 | 2052
[5 empty] | 2052-08-01 | 12.5223 | 12.316 | 11.3394 | 12.037 | 2052
[5 empty] | 2052-09-01 | 12.5606 | 12.3528 | 11.4168 | 12.0948 | 2052
[5 empty] | 2052-10-01 | 12.618 | 12.4061 | 11.4748 | 12.3046 | 2052
[5 empty] | 2052-11-01 | 12.7137 | 12.5077 | 11.9581 | 12.2053 | 2052
[5 empty] | 2052-12-01 | 13.3069 | 13.1098 | 12.596 | 12.4429 | 2052
[5 empty] | 2053-01-01 | 12.9476 | 12.7631 | 12.1735 | 12.1895 | 2053
[5 empty] | 2053-02-01 | 12.5953 | 12.4103 | 11.6791 | 12.0762 | 2053
[5 empty] | 2053-03-01 | 11.8123 | 11.6166 | 10.6112 | 11.5412 | 2053
[5 empty] | 2053-04-01 | 11.8514 | 11.6464 | 9.7905 | 11.6676 | 2053
[5 empty] | 2053-05-01 | 11.9102 | 11.7051 | 9.7114 | 11.5924 | 2053
[5 empty] | 2053-06-01 | 12.0667 | 11.8599 | 9.7608 | 11.744 | 2053
[5 empty] | 2053-07-01 | 12.7323 | 12.5199 | 11.0265 | 12.1936 | 2053
[5 empty] | 2053-08-01 | 12.8106 | 12.5985 | 11.6 | 12.3209 | 2053
[5 empty] | 2053-09-01 | 12.8498 | 12.6362 | 11.6791 | 12.3796 | 2053
[5 empty] | 2053-10-01 | 12.9085 | 12.6908 | 11.7384 | 12.5906 | 2053
[5 empty] | 2053-11-01 | 13.0064 | 12.7945 | 12.2328 | 12.4937 | 2053
[5 empty] | 2053-12-01 | 13.6133 | 13.41 | 12.8855 | 12.7446 | 2053
[5 empty] | 0 | #N/A | #N/A | #N/A | #N/A | 1900
Note on H5: PacifiCorp: Date that deal is evaluated.

## Table 5
[22 empty] | laST Plexos Model Year |  | 2045
Corrected for missing one day data from ST due to stiching in PLEXOS
| Table 5 | [9 empty] | Study_Name:
| QF - Sch37 - UT - Thermal - 10.0 MW and 100.0% CF | [7 empty] | 2026-06-01 |  | QF - Sch37 - UT - Thermal |  |  |  | 15 Year Starting 2028 | 15 Year Starting 2027 | 15 Year Starting 2026
| June 2026 through May 2046 | [6 empty] | Start | 2026-06-01 |  | Resource Capacity |  | start |  | 37 | 25 | 13
| Nominal Avoided Costs Calculated Monthly | [6 empty] | End | 2046-05-01 |  | 10 | MW | end |  | 216 | 204 | 192
15 Year Starting 2028 |  | 41388215.9902 | 9031019.4904 | 50419235.4806 | 857205.116 | 58.8182 | [15 empty] | Resource type
15 Year Starting 2027 |  | 39407908.3304 | 7572318.7149 | 46980227.0453 | 857164.4843 | 54.8089 |  |  |  |  | 100% | CF | [9 empty] | NonSolar | Solar
| Nominal NPV at 6.33% Discount Rate | [6 empty] | Discount Rate - 2025 IRP Update | [13 empty] | TH_QF_UTN_QF_Sch37_UT
15 Year Starting 2026 |  | 37408347.1498 | 6381585.1881 | 43789932.3379 | 842717.8875 | 51.9627 |  | 6.33% | 0.5128%
|  | Energy | Capacity $ | Total | Total | AC Price | [10 empty] | Summer | Summer |  |  | Inflation | Degradation for Adj beyond 2046
| Month | Avoided $ | 100.0% CF | Dollars | MWH | 100.0% CF | Offset | Year | Date Test | Offset |  |  |  | Total | energy | capacity | Energy | Capacity | -
| 2026-01-01 | [5 empty] | 1 | 2026 |  | 880 | Total Net Power Cost ($ 000) | [7 empty] | - |  | 2.22% | 0%
| 2026-02-01 | [5 empty] | 2 | 2026 |  | 1197 | TH_QF_UTN_QF_Sch37_UT | [7 empty] | - |  | 2.22% | 0%
| 2026-03-01 | [5 empty] | 3 | 2026 | [10 empty] | - |  | 2.22% | 0%
| 2026-04-01 | [5 empty] | 4 | 2026 |  | 2026 | 1075689.6359 | 0 | 51360 | 20.9441 | 20.9441 | 0 | 432301.5792 | 0 | - | 1075689.6359 | 2.22% | 0%
| 2026-05-01 | [5 empty] | 5 | 2026 |  | 2027 | 2264018.667 | 0 | 87600 | 25.845 | 25.845 | 0 | 874592.3365 | 0 | Summer | 2264018.667 | 2.22% | 0%
| 2026-06-01 | 82437.7768 | 0 | 82437.7768 | 7200 | 11.4497 | 6 | 2026 | 2026-06-01 | 2028 | 2623788.3158 | 0 | 87840 | 29.8701 | 29.8701 | 0 | 960152.2184 | 0 | Summer | 2623788.3158 | 2.22% | 0%
| 2026-07-01 | 155828.6306 | 0 | 155828.6306 | 7440 | 20.9447 | 7 | 2026 | 2026-07-01 | 2029 | 2932939.5254 | 0 | 87600 | 33.481 | 33.481 | 0 | 1016843.9737 | 0 | Summer | 2932939.5254 | 2.22% | 0%
| 2026-08-01 | 194035.1717 | 0 | 194035.1717 | 7440 | 26.08 | 8 | 2026 | 2026-08-01 | 2030 | 4059640.6487 | 0 | 87600 | 46.3429 | 46.3429 | 0 | 1379529.8329 | 0 | Summer | 4059640.6487 | 2.22% | 0%
| 2026-09-01 | 161958.0573 | 0 | 161958.0573 | 7200 | 22.4942 | 9 | 2026 | 2026-09-01 | 2031 | 5594408.9299 | 0 | 87600 | 63.8631 | 63.8631 | 0 | 2205649.1325 | 0 | Winter | 5594408.9299 | 2.22% | 0%
| 2026-10-01 | 120075.1857 | 0 | 120075.1857 | 7440 | 16.1391 | 10 | 2026 | 2026-10-01 | 2032 | 5726085.4194 | 0 | 87840 | 65.1877 | 65.1877 | 0 | 2283654.3273 | 0 | Winter | 5726085.4194 | 2.22% | 0%
| 2026-11-01 | 156708.6984 | 0 | 156708.6984 | 7200 | 21.7651 | 11 | 2026 | 2026-11-01 | 2033 | 5555159.1117 | 0 | 87600 | 63.4151 | 63.4151 | 0 | 2118781.4115 | 0 | Winter | 5555159.1117 | 2.22% | 0%
| 2026-12-01 | 204646.1154 | 0 | 204646.1154 | 7440 | 27.5062 | 12 | 2026 | 2026-12-01 | 2034 | 5679345.9455 | 0 | 87600 | 64.8327 | 64.8327 | 0 | 2144018.1034 | 0 | Winter | 5679345.9455 | 2.22% | 0%
| 2027-01-01 | 236257.2958 | 0 | 236257.2958 | 7440 | 31.755 | 14 | 2027 | 2027-01-01 | 2035 | 3584804.7815 | 2050051.2821 | 87600 | 64.3248 | 40.9224 | 23.4024 | 1160006.1216 | 683350.4274 | Winter | 5634856.0635 | 2.22% | 0%
| 2027-02-01 | 188358.0222 | 0 | 188358.0222 | 6720 | 28.0295 | 15 | 2027 | 2027-02-01 | 2036 | 3738939.0381 | 2095487.1795 | 87840 | 66.4211 | 42.5653 | 23.8557 | 1216026.2002 | 698495.7265 | Winter | 5834426.2176 | 2.22% | 0%
| 2027-03-01 | 128299.8451 | 0 | 128299.8451 | 7440 | 17.2446 | 16 | 2027 | 2027-03-01 | 2037 | 3765217.1199 | 2142051.2821 | 87600 | 67.4346 | 42.9819 | 24.4526 | 1194258.4041 | 714017.094 | Winter | 5907268.4019 | 2.22% | 0%
| 2027-04-01 | 106906.5917 | 0 | 106906.5917 | 7200 | 14.8481 | 17 | 2027 | 2027-04-01 | 2038 | 3899091.9326 | 2189641.0256 | 87600 | 69.5061 | 44.5102 | 24.9959 | 1276046.5686 | 729880.3419 | Winter | 6088732.9583 | 2.22% | 0%
| 2027-05-01 | 113366.8455 | 0 | 113366.8455 | 7440 | 15.2375 | 18 | 2027 | 2027-05-01 | 2039 | 4057381.3519 | 2238256.4103 | 87600 | 71.868 | 46.3171 | 25.5509 | 1318816.2276 | 746085.4701 | Summer | 6295637.7621 | 2.22% | 0%
| 2027-06-01 | 125082.0081 | 0 | 125082.0081 | 7200 | 17.3725 | 19 | 2027 | 2027-06-01 | 2040 | 4180783.8926 | 2287897.4359 | 87840 | 73.6416 | 47.5954 | 26.0462 | 1363523.6535 | 762632.4786 | Summer | 6468681.3285 | 2.22% | 0%
| 2027-07-01 | 399085.391 | 0 | 399085.391 | 7440 | 53.6405 | 20 | 2027 | 2027-07-01 | 2041 | 4220697.4108 | 2338666.6667 | 87600 | 74.8786 | 48.1815 | 26.6971 | 1379115.5771 | 779555.5556 | Summer | 6559364.0774 | 2.22% | 0%
| 2027-08-01 | 237058.0919 | 0 | 237058.0919 | 7440 | 31.8626 | 21 | 2027 | 2027-08-01 | 2042 | 4426957.0622 | 2390564.1026 | 87600 | 77.8256 | 50.536 | 27.2895 | 1405559.9461 | 796854.7009 | Summer | 6817521.1647 | 2.22% | 0%
| 2027-09-01 | 176514.0095 | 0 | 176514.0095 | 7200 | 24.5158 | 22 | 2027 | 2027-09-01 | 2043 | 4632744.3666 | 2443692.3077 | 87600 | 80.7812 | 52.8852 | 27.896 | 1527074.2122 | 814564.1026 | Winter | 7076436.6743 | 2.22% | 0%
| 2027-10-01 | 136391.4673 | 0 | 136391.4673 | 7440 | 18.3322 | 23 | 2027 | 2027-10-01 | 2044 | 4851095.4299 | 2497948.7179 | 87840 | 83.664 | 55.2265 | 28.4375 | 1588767.5322 | 832649.5726 | Winter | 7349044.1479 | 2.22% | 0%
| 2027-11-01 | 186840.9509 | 0 | 186840.9509 | 7200 | 25.9501 | 24 | 2027 | 2027-11-01 | 2045 | 4993177.8059 | 2553333.3333 | 87600 | 86.1474 | 56.9997 | 29.1476 | 1681010.951 | 851111.1111 | Winter | 7546511.1392 | 2.22% | 0%
| 2027-12-01 | 229858.1481 | 0 | 229858.1481 | 7440 | 30.8949 | 25 | 2027 | 2027-12-01 | 2046 | 5104026.3531 | 2610051.2821 | 87600 | 88.0602 | 58.2651 | 29.7951 | 1718329.3941 | 870017.094 | Winter | 7714077.6352 | 2.22% | 0%
| 2028-01-01 | 271896.1739 | 0 | 271896.1739 | 7440 | 36.5452 | 27 | 2028 | 2028-01-01 | 2047 | 5217335.7382 | 2668000 | 87600 | 90.0152 | 59.5586 | 30.4566 | 1756476.3067 | 889333.3333 | Winter | 7885335.7382 | 2.22% | 0%
| 2028-02-01 | 246519.1768 | 0 | 246519.1768 | 6960 | 35.4194 | 28 | 2028 | 2028-02-01 | 2048 | 5333160.5916 | 2727282.0513 | 87840 | 91.7628 | 60.7145 | 31.0483 | 1795470.0807 | 0 | Winter | 8060442.6428 | 2.22% | 0%
| 2028-03-01 | 153913.9744 | 0 | 153913.9744 | 7440 | 20.6874 | 29 | 2028 | 2028-03-01 | 2049 | 5451556.7567 | 2787794.8718 | 87600 | 94.0565 | 62.2324 | 31.8241 | 1835329.5165 | 0 | Winter | 8239351.6285 | 2.22% | 0%
| 2028-04-01 | 128712.088 | 0 | 128712.088 | 7200 | 17.8767 | 30 | 2028 | 2028-04-01 | 2050 | 5572581.3167 | 2849641.0256 | 87600 | 96.1441 | 63.6139 | 32.5301 | 1876073.8317 | 0 | Winter | 8422222.3423 | 2.22% | 0%
| 2028-05-01 | 144411.9417 | 0 | 144411.9417 | 7440 | 19.4102 | 31 | 2028 | 2028-05-01 | 2051 | 5696292.6219 | 2912923.0769 | 87600 | 98.2787 | 65.0262 | 33.2525 | 0 | 0 | Summer | 8609215.6989 | 2.22% | 0%
| 2028-06-01 | 136223.2623 | 0 | 136223.2623 | 7200 | 18.9199 | 32 | 2028 | 2028-06-01 | 2052 | [8 empty] | Summer | 0 | 2.22% | 0%
| 2028-07-01 | 427094.8463 | 0 | 427094.8463 | 7440 | 57.4052 | 33 | 2028 | 2028-07-01 | [9 empty] | Summer | 0 | 2.22% | 0%
| 2028-08-01 | 252422.168 | 0 | 252422.168 | 7440 | 33.9277 | 34 | 2028 | 2028-08-01 | [9 empty] | Summer | 0 | 2.22% | 0%
| 2028-09-01 | 225845.7789 | 0 | 225845.7789 | 7200 | 31.3675 | 35 | 2028 | 2028-09-01 | [9 empty] | Winter | 0 | 2.22% | 0%
| 2028-10-01 | 134438.9203 | 0 | 134438.9203 | 7440 | 18.0697 | 36 | 2028 | 2028-10-01 | [9 empty] | Winter | 0 | 2.22% | 0%
| 2028-11-01 | 215256.6101 | 0 | 215256.6101 | 7200 | 29.8968 | 37 | 2028 | 2028-11-01 | [9 empty] | Winter | 0 | 2.22% | 0%
| 2028-12-01 | 287053.3749 | 0 | 287053.3749 | 7440 | 38.5824 | 38 | 2028 | 2028-12-01 | [9 empty] | Winter | 0 | 2.22% | 0%
| 2029-01-01 | 285526.1223 | 0 | 285526.1223 | 7440 | 38.3772 | 40 | 2029 | 2029-01-01 | [9 empty] | Winter | 0 | 2.22% | 0%
| 2029-02-01 | 236377.5045 | 0 | 236377.5045 | 6720 | 35.1752 | 41 | 2029 | 2029-02-01 | [9 empty] | Winter | 0 | 2.22% | 0%
| 2029-03-01 | 167311.8531 | 0 | 167311.8531 | 7440 | 22.4882 | 42 | 2029 | 2029-03-01 | [9 empty] | Winter |  | 2.22% | 0%
| 2029-04-01 | 119158.4446 | 0 | 119158.4446 | 7200 | 16.5498 | 43 | 2029 | 2029-04-01 | [9 empty] | Winter |  | 2.22% | 0%
| 2029-05-01 | 137864.6899 | 0 | 137864.6899 | 7440 | 18.5302 | 44 | 2029 | 2029-05-01 | [9 empty] | Summer |  | 2.22% | 0%
| 2029-06-01 | 146515.0778 | 0 | 146515.0778 | 7200 | 20.3493 | 45 | 2029 | 2029-06-01 | [9 empty] | Summer |  | 2.22% | 0%
| 2029-07-01 | 394272.0943 | 0 | 394272.0943 | 7440 | 52.9936 | 46 | 2029 | 2029-07-01 | [9 empty] | Summer |  | 2.22% | 0%
| 2029-08-01 | 338192.1117 | 0 | 338192.1117 | 7440 | 45.4559 | 47 | 2029 | 2029-08-01 | [9 empty] | Summer |  | 2.22% | 0%
| 2029-09-01 | 278824.0349 | 0 | 278824.0349 | 7200 | 38.7256 | 48 | 2029 | 2029-09-01 | [9 empty] | Winter |  | 2.22% | 0%
| 2029-10-01 | 222648.5625 | 0 | 222648.5625 | 7440 | 29.9259 | 49 | 2029 | 2029-10-01 | [9 empty] | Winter |  | 2.22% | 0%
| 2029-11-01 | 267507.7035 | 0 | 267507.7035 | 7200 | 37.1538 | 50 | 2029 | 2029-11-01 | [9 empty] | Winter |  | 2.22% | 0%
| 2029-12-01 | 338741.3263 | 0 | 338741.3263 | 7440 | 45.5297 | 51 | 2029 | 2029-12-01 | [9 empty] | Winter |  | 2.22% | 0%
| 2030-01-01 | 380486.1136 | 0 | 380486.1136 | 7440 | 51.1406 | 53 | 2030 | 2030-01-01 | [9 empty] | Winter |  | 2.22% | 0%
| 2030-02-01 | 325913.2994 | 0 | 325913.2994 | 6720 | 48.499 | 54 | 2030 | 2030-02-01 | [9 empty] | Winter |  | 2.22% | 0%
| 2030-03-01 | 219518.4724 | 0 | 219518.4724 | 7440 | 29.5052 | 55 | 2030 | 2030-03-01 | [9 empty] | Winter |  | 2.22% | 0%
| 2030-04-01 | 241142.6565 | 0 | 241142.6565 | 7200 | 33.492 | 56 | 2030 | 2030-04-01 | [9 empty] | Winter |  | 2.22% | 0%
| 2030-05-01 | 228201.4522 | 0 | 228201.4522 | 7440 | 30.6722 | 57 | 2030 | 2030-05-01 | [9 empty] | Summer |  | 2.22% | 0%
| 2030-06-01 | 271910.8761 | 0 | 271910.8761 | 7200 | 37.7654 | 58 | 2030 | 2030-06-01 | [9 empty] | Summer |  | 2.22% | 0%
| 2030-07-01 | 375800.7738 | 0 | 375800.7738 | 7440 | 50.5109 | 59 | 2030 | 2030-07-01 | [9 empty] | Summer |  | 2.22% | 0%
| 2030-08-01 | 503616.7308 | 0 | 503616.7308 | 7440 | 67.6904 | 60 | 2030 | 2030-08-01 | [9 empty] | Summer |  | 2.22% | 0%
| 2030-09-01 | 390074.4222 | 0 | 390074.4222 | 7200 | 54.177 | 61 | 2030 | 2030-09-01 | [9 empty] | Winter |  | 2.22% | 0%
| 2030-10-01 | 338584.0297 | 0 | 338584.0297 | 7440 | 45.5086 | 62 | 2030 | 2030-10-01 | [9 empty] | Winter |  | 2.22% | 0%
| 2030-11-01 | 374946.3401 | 0 | 374946.3401 | 7200 | 52.0759 | 63 | 2030 | 2030-11-01 | [9 empty] | Winter |  | 2.22% | 0%
| 2030-12-01 | 409445.4819 | 0 | 409445.4819 | 7440 | 55.033 | 64 | 2030 | 2030-12-01 | [9 empty] | Winter |  | 2.22% | 0%
| 2031-01-01 | 441535.6302 | 0 | 441535.6302 | 7440 | 59.3462 | 66 | 2031 | 2031-01-01 | [9 empty] | Winter |  | 2.22% | 0%
| 2031-02-01 | 362179.0973 | 0 | 362179.0973 | 6720 | 53.8957 | 67 | 2031 | 2031-02-01 | [9 empty] | Winter |  | 2.22% | 0%
| 2031-03-01 | 340540.4158 | 0 | 340540.4158 | 7440 | 45.7716 | 68 | 2031 | 2031-03-01 | [9 empty] | Winter |  | 2.22% | 0%
| 2031-04-01 | 291306.7097 | 0 | 291306.7097 | 7200 | 40.4593 | 69 | 2031 | 2031-04-01 | [9 empty] | Winter |  | 2.22% | 0%
| 2031-05-01 | 306203.1017 | 0 | 306203.1017 | 7440 | 41.1563 | 70 | 2031 | 2031-05-01 | [9 empty] | Summer |  | 2.22% | 0%
| 2031-06-01 | 336723.5916 | 0 | 336723.5916 | 7200 | 46.7672 | 71 | 2031 | 2031-06-01 | [9 empty] | Summer |  | 2.22% | 0%
| 2031-07-01 | 924228.0457 | 0 | 924228.0457 | 7440 | 124.2242 | 72 | 2031 | 2031-07-01 | [9 empty] | Summer |  | 2.22% | 0%
| 2031-08-01 | 638494.3934 | 0 | 638494.3934 | 7440 | 85.8191 | 73 | 2031 | 2031-08-01 | [9 empty] | Summer |  | 2.22% | 0%
| 2031-09-01 | 445373.1083 | 0 | 445373.1083 | 7200 | 61.8574 | 74 | 2031 | 2031-09-01 | [9 empty] | Winter |  | 2.22% | 0%
| 2031-10-01 | 368113.9564 | 0 | 368113.9564 | 7440 | 49.4777 | 75 | 2031 | 2031-10-01 | [9 empty] | Winter |  | 2.22% | 0%
| 2031-11-01 | 414308.24 | 0 | 414308.24 | 7200 | 57.5428 | 76 | 2031 | 2031-11-01 | [9 empty] | Winter |  | 2.22% | 0%
| 2031-12-01 | 725402.6397 | 0 | 725402.6397 | 7440 | 97.5004 | 77 | 2031 | 2031-12-01 | [9 empty] | Winter |  | 2.22% | 0%
| 2032-01-01 | 443283.571 | 0 | 443283.571 | 7440 | 59.5811 | 79 | 2032 | 2032-01-01 | [9 empty] | Winter |  | 2.22% | 0%
| 2032-02-01 | 381167.7313 | 0 | 381167.7313 | 6960 | 54.7655 | 80 | 2032 | 2032-02-01 | [9 empty] | Winter |  | 2.22% | 0%
| 2032-03-01 | 342226.7999 | 0 | 342226.7999 | 7440 | 45.9982 | 81 | 2032 | 2032-03-01 | [9 empty] | Winter |  | 2.22% | 0%
| 2032-04-01 | 298691.44 | 0 | 298691.44 | 7200 | 41.4849 | 82 | 2032 | 2032-04-01 | [9 empty] | Winter |  | 2.22% | 0%
| 2032-05-01 | 319916.3992 | 0 | 319916.3992 | 7440 | 42.9995 | 83 | 2032 | 2032-05-01 | [9 empty] | Summer |  | 2.22% | 0%
| 2032-06-01 | 324831.8702 | 0 | 324831.8702 | 7200 | 45.1155 | 84 | 2032 | 2032-06-01 | [9 empty] | Summer |  | 2.22% | 0%
| 2032-07-01 | 976343.6283 | 0 | 976343.6283 | 7440 | 131.229 | 85 | 2032 | 2032-07-01 | [9 empty] | Summer |  | 2.22% | 0%
| 2032-08-01 | 662562.4297 | 0 | 662562.4297 | 7440 | 89.0541 | 86 | 2032 | 2032-08-01 | [9 empty] | Summer |  | 2.22% | 0%
| 2032-09-01 | 452095.4048 | 0 | 452095.4048 | 7200 | 62.791 | 87 | 2032 | 2032-09-01 | [9 empty] | Winter |  | 2.22% | 0%
| 2032-10-01 | 358382.6662 | 0 | 358382.6662 | 7440 | 48.1697 | 88 | 2032 | 2032-10-01 | [9 empty] | Winter |  | 2.22% | 0%
| 2032-11-01 | 433474.4881 | 0 | 433474.4881 | 7200 | 60.2048 | 89 | 2032 | 2032-11-01 | [9 empty] | Winter |  | 2.22% | 0%
| 2032-12-01 | 733108.991 | 0 | 733108.991 | 7440 | 98.5362 | 90 | 2032 | 2032-12-01 | [9 empty] | Winter |  | 2.22% | 0%
| 2033-01-01 | 407452.9315 | 0 | 407452.9315 | 7440 | 54.7652 | 92 | 2033 | 2033-01-01 | [9 empty] | Winter |  | 2.22% | 0%
| 2033-02-01 | 373805.1719 | 0 | 373805.1719 | 6720 | 55.6258 | 93 | 2033 | 2033-02-01 | [9 empty] | Winter |  | 2.22% | 0%
| 2033-03-01 | 338174.242 | 0 | 338174.242 | 7440 | 45.4535 | 94 | 2033 | 2033-03-01 | [9 empty] | Winter |  | 2.22% | 0%
| 2033-04-01 | 323817.4839 | 0 | 323817.4839 | 7200 | 44.9747 | 95 | 2033 | 2033-04-01 | [9 empty] | Winter |  | 2.22% | 0%
| 2033-05-01 | 292603.1032 | 0 | 292603.1032 | 7440 | 39.3284 | 96 | 2033 | 2033-05-01 | [9 empty] | Summer |  | 2.22% | 0%
| 2033-06-01 | 285392.4985 | 0 | 285392.4985 | 7200 | 39.6378 | 97 | 2033 | 2033-06-01 | [9 empty] | Summer |  | 2.22% | 0%
| 2033-07-01 | 894528.7667 | 0 | 894528.7667 | 7440 | 120.2324 | 98 | 2033 | 2033-07-01 | [9 empty] | Summer |  | 2.22% | 0%
| 2033-08-01 | 646257.0432 | 0 | 646257.0432 | 7440 | 86.8625 | 99 | 2033 | 2033-08-01 | [9 empty] | Summer |  | 2.22% | 0%
| 2033-09-01 | 440729.4859 | 0 | 440729.4859 | 7200 | 61.2124 | 100 | 2033 | 2033-09-01 | [9 empty] | Winter |  | 2.22% | 0%
| 2033-10-01 | 424334.6917 | 0 | 424334.6917 | 7440 | 57.0342 | 101 | 2033 | 2033-10-01 | [9 empty] | Winter |  | 2.22% | 0%
| 2033-11-01 | 421136.886 | 0 | 421136.886 | 7200 | 58.4912 | 102 | 2033 | 2033-11-01 | [9 empty] | Winter |  | 2.22% | 0%
| 2033-12-01 | 706926.8071 | 0 | 706926.8071 | 7440 | 95.017 | 103 | 2033 | 2033-12-01 | [9 empty] | Winter |  | 2.22% | 0%
| 2034-01-01 | 452529.3965 | 0 | 452529.3965 | 7440 | 60.8238 | 105 | 2034 | 2034-01-01 | [9 empty] | Winter |  | 2.22% | 0%
| 2034-02-01 | 431631.8211 | 0 | 431631.8211 | 6720 | 64.2309 | 106 | 2034 | 2034-02-01 | [9 empty] | Winter |  | 2.22% | 0%
| 2034-03-01 | 329795.5358 | 0 | 329795.5358 | 7440 | 44.3274 | 107 | 2034 | 2034-03-01 | [9 empty] | Winter |  | 2.22% | 0%
| 2034-04-01 | 298999.5295 | 0 | 298999.5295 | 7200 | 41.5277 | 108 | 2034 | 2034-04-01 | [9 empty] | Winter |  | 2.22% | 0%
| 2034-05-01 | 313812.723 | 0 | 313812.723 | 7440 | 42.1791 | 109 | 2034 | 2034-05-01 | [9 empty] | Summer |  | 2.22% | 0%
| 2034-06-01 | 340296.6262 | 0 | 340296.6262 | 7200 | 47.2634 | 110 | 2034 | 2034-06-01 | [9 empty] | Summer |  | 2.22% | 0%
| 2034-07-01 | 860091.0011 | 0 | 860091.0011 | 7440 | 115.6036 | 111 | 2034 | 2034-07-01 | [9 empty] | Summer |  | 2.22% | 0%
| 2034-08-01 | 629817.7531 | 0 | 629817.7531 | 7440 | 84.6529 | 112 | 2034 | 2034-08-01 | [9 empty] | Summer |  | 2.22% | 0%
| 2034-09-01 | 458749.4872 | 0 | 458749.4872 | 7200 | 63.7152 | 113 | 2034 | 2034-09-01 | [9 empty] | Winter |  | 2.22% | 0%
| 2034-10-01 | 380627.0778 | 0 | 380627.0778 | 7440 | 51.1596 | 114 | 2034 | 2034-10-01 | [9 empty] | Winter |  | 2.22% | 0%
| 2034-11-01 | 444150.058 | 0 | 444150.058 | 7200 | 61.6875 | 115 | 2034 | 2034-11-01 | [9 empty] | Winter |  | 2.22% | 0%
| 2034-12-01 | 738844.9364 | 0 | 738844.9364 | 7440 | 99.3071 | 116 | 2034 | 2034-12-01 | [9 empty] | Winter |  | 2.22% | 0%
| 2035-01-01 | 343999.6316 | 170837.6068 | 514837.2384 | 7440 | 69.1986 | 118 | 2035 | 2035-01-01 | [9 empty] | Winter |  | 2.22% | 0%
| 2035-02-01 | 286523.9903 | 170837.6068 | 457361.5971 | 6720 | 68.0598 | 119 | 2035 | 2035-02-01 | [9 empty] | Winter |  | 2.22% | 0%
| 2035-03-01 | 234407.1122 | 170837.6068 | 405244.719 | 7440 | 54.4684 | 120 | 2035 | 2035-03-01 | [9 empty] | Winter |  | 2.22% | 0%
| 2035-04-01 | 249849.6778 | 170837.6068 | 420687.2846 | 7200 | 58.4288 | 121 | 2035 | 2035-04-01 | [9 empty] | Winter |  | 2.22% | 0%
| 2035-05-01 | 241100.8393 | 170837.6068 | 411938.4461 | 7440 | 55.3681 | 122 | 2035 | 2035-05-01 | [9 empty] | Summer |  | 2.22% | 0%
| 2035-06-01 | 280183.1444 | 170837.6068 | 451020.7512 | 7200 | 62.6418 | 123 | 2035 | 2035-06-01 | [9 empty] | Summer |  | 2.22% | 0%
| 2035-07-01 | 298583.3994 | 170837.6068 | 469421.0062 | 7440 | 63.0942 | 124 | 2035 | 2035-07-01 | [9 empty] | Summer |  | 2.22% | 0%
| 2035-08-01 | 340138.7385 | 170837.6068 | 510976.3454 | 7440 | 68.6796 | 125 | 2035 | 2035-08-01 | [9 empty] | Summer |  | 2.22% | 0%
| 2035-09-01 | 317439.1716 | 170837.6068 | 488276.7784 | 7200 | 67.8162 | 126 | 2035 | 2035-09-01 | [9 empty] | Winter |  | 2.22% | 0%
| 2035-10-01 | 308567.9706 | 170837.6068 | 479405.5775 | 7440 | 64.4362 | 127 | 2035 | 2035-10-01 | [9 empty] | Winter |  | 2.22% | 0%
| 2035-11-01 | 327003.7216 | 170837.6068 | 497841.3285 | 7200 | 69.1446 | 128 | 2035 | 2035-11-01 | [9 empty] | Winter |  | 2.22% | 0%
| 2035-12-01 | 357007.3843 | 170837.6068 | 527844.9911 | 7440 | 70.9469 | 129 | 2035 | 2035-12-01 | [9 empty] | Winter |  | 2.22% | 0%
| 2036-01-01 | 370758.9933 | 174623.9316 | 545382.925 | 7440 | 73.3042 | 131 | 2036 | 2036-01-01 | [9 empty] | Winter |  | 2.22% | 0%
| 2036-02-01 | 289426.4696 | 174623.9316 | 464050.4013 | 6960 | 66.6739 | 132 | 2036 | 2036-02-01 | [9 empty] | Winter |  | 2.22% | 0%
| 2036-03-01 | 254680.711 | 174623.9316 | 429304.6426 | 7440 | 57.7022 | 133 | 2036 | 2036-03-01 | [9 empty] | Winter |  | 2.22% | 0%
| 2036-04-01 | 248041.3597 | 174623.9316 | 422665.2913 | 7200 | 58.7035 | 134 | 2036 | 2036-04-01 | [9 empty] | Winter |  | 2.22% | 0%
| 2036-05-01 | 237968.1439 | 174623.9316 | 412592.0755 | 7440 | 55.4559 | 135 | 2036 | 2036-05-01 | [9 empty] | Summer |  | 2.22% | 0%
| 2036-06-01 | 294080.3235 | 174623.9316 | 468704.2551 | 7200 | 65.0978 | 136 | 2036 | 2036-06-01 | [9 empty] | Summer |  | 2.22% | 0%
| 2036-07-01 | 339820.0719 | 174623.9316 | 514444.0035 | 7440 | 69.1457 | 137 | 2036 | 2036-07-01 | [9 empty] | Summer |  | 2.22% | 0%
| 2036-08-01 | 344157.661 | 174623.9316 | 518781.5926 | 7440 | 69.7287 | 138 | 2036 | 2036-08-01 | [9 empty] | Summer |  | 2.22% | 0%
| 2036-09-01 | 351124.0839 | 174623.9316 | 525748.0155 | 7200 | 73.0206 | 139 | 2036 | 2036-09-01 | [9 empty] | Winter |  | 2.22% | 0%
| 2036-10-01 | 300921.8231 | 174623.9316 | 475545.7547 | 7440 | 63.9174 | 140 | 2036 | 2036-10-01 | [9 empty] | Winter |  | 2.22% | 0%
| 2036-11-01 | 336907.6124 | 174623.9316 | 511531.5441 | 7200 | 71.046 | 141 | 2036 | 2036-11-01 | [9 empty] | Winter |  | 2.22% | 0%
| 2036-12-01 | 371051.7849 | 174623.9316 | 545675.7166 | 7440 | 73.3435 | 142 | 2036 | 2036-12-01 | [9 empty] | Winter |  | 2.22% | 0%
| 2037-01-01 | 360647.9011 | 178504.2735 | 539152.1746 | 7440 | 72.4667 | 144 | 2037 | 2037-01-01 | [9 empty] | Winter |  | 2.22% | 0%
| 2037-02-01 | 300318.0174 | 178504.2735 | 478822.2909 | 6720 | 71.2533 | 145 | 2037 | 2037-02-01 | [9 empty] | Winter |  | 2.22% | 0%
| 2037-03-01 | 265711.4755 | 178504.2735 | 444215.749 | 7440 | 59.7064 | 146 | 2037 | 2037-03-01 | [9 empty] | Winter |  | 2.22% | 0%
| 2037-04-01 | 257033.002 | 178504.2735 | 435537.2755 | 7200 | 60.4913 | 147 | 2037 | 2037-04-01 | [9 empty] | Winter |  | 2.22% | 0%
| 2037-05-01 | 262945.9456 | 178504.2735 | 441450.2191 | 7440 | 59.3347 | 148 | 2037 | 2037-05-01 | [9 empty] | Summer |  | 2.22% | 0%
| 2037-06-01 | 257642.2679 | 178504.2735 | 436146.5414 | 7200 | 60.5759 | 149 | 2037 | 2037-06-01 | [9 empty] | Summer |  | 2.22% | 0%
| 2037-07-01 | 327679.0894 | 178504.2735 | 506183.3629 | 7440 | 68.0354 | 150 | 2037 | 2037-07-01 | [9 empty] | Summer |  | 2.22% | 0%
| 2037-08-01 | 345991.1011 | 178504.2735 | 524495.3746 | 7440 | 70.4967 | 151 | 2037 | 2037-08-01 | [9 empty] | Summer |  | 2.22% | 0%
| 2037-09-01 | 311623.0732 | 178504.2735 | 490127.3467 | 7200 | 68.0732 | 152 | 2037 | 2037-09-01 | [9 empty] | Winter |  | 2.22% | 0%
| 2037-10-01 | 346189.6942 | 178504.2735 | 524693.9677 | 7440 | 70.5234 | 153 | 2037 | 2037-10-01 | [9 empty] | Winter |  | 2.22% | 0%
| 2037-11-01 | 345719.6984 | 178504.2735 | 524223.9719 | 7200 | 72.8089 | 154 | 2037 | 2037-11-01 | [9 empty] | Winter |  | 2.22% | 0%
| 2037-12-01 | 383715.854 | 178504.2735 | 562220.1275 | 7440 | 75.5672 | 155 | 2037 | 2037-12-01 | [9 empty] | Winter |  | 2.22% | 0%
| 2038-01-01 | 369564.4758 | 182470.0855 | 552034.5612 | 7440 | 74.1982 | 157 | 2038 | 2038-01-01 | [9 empty] | Winter |  | 2.22% | 0%
| 2038-02-01 | 310390.2245 | 182470.0855 | 492860.3099 | 6720 | 73.3423 | 158 | 2038 | 2038-02-01 | [9 empty] | Winter |  | 2.22% | 0%
| 2038-03-01 | 270117.2136 | 182470.0855 | 452587.2991 | 7440 | 60.8316 | 159 | 2038 | 2038-03-01 | [9 empty] | Winter |  | 2.22% | 0%
| 2038-04-01 | 256320.8368 | 182470.0855 | 438790.9223 | 7200 | 60.9432 | 160 | 2038 | 2038-04-01 | [9 empty] | Winter |  | 2.22% | 0%
| 2038-05-01 | 271648.9485 | 182470.0855 | 454119.034 | 7440 | 61.0375 | 161 | 2038 | 2038-05-01 | [9 empty] | Summer |  | 2.22% | 0%
| 2038-06-01 | 298428.2405 | 182470.0855 | 480898.326 | 7200 | 66.7914 | 162 | 2038 | 2038-06-01 | [9 empty] | Summer |  | 2.22% | 0%
| 2038-07-01 | 345658.7408 | 182470.0855 | 528128.8263 | 7440 | 70.9851 | 163 | 2038 | 2038-07-01 | [9 empty] | Summer |  | 2.22% | 0%
| 2038-08-01 | 360310.6388 | 182470.0855 | 542780.7242 | 7440 | 72.9544 | 164 | 2038 | 2038-08-01 | [9 empty] | Summer |  | 2.22% | 0%
| 2038-09-01 | 340372.0866 | 182470.0855 | 522842.1721 | 7200 | 72.617 | 165 | 2038 | 2038-09-01 | [9 empty] | Winter |  | 2.22% | 0%
| 2038-10-01 | 338478.2332 | 182470.0855 | 520948.3187 | 7440 | 70.0199 | 166 | 2038 | 2038-10-01 | [9 empty] | Winter |  | 2.22% | 0%
| 2038-11-01 | 354506.7016 | 182470.0855 | 536976.7871 | 7200 | 74.5801 | 167 | 2038 | 2038-11-01 | [9 empty] | Winter |  | 2.22% | 0%
| 2038-12-01 | 383295.592 | 182470.0855 | 565765.6775 | 7440 | 76.0438 | 168 | 2038 | 2038-12-01 | [9 empty] | Winter |  | 2.22% | 0%
| 2039-01-01 | 441322.7794 | 186521.3675 | 627844.1469 | 7440 | 84.3877 | 170 | 2039 | 2039-01-01 | [9 empty] | Winter |  | 2.22% | 0%
| 2039-02-01 | 303487.9812 | 186521.3675 | 490009.3487 | 6720 | 72.9181 | 171 | 2039 | 2039-02-01 | [9 empty] | Winter |  | 2.22% | 0%
| 2039-03-01 | 280328.7016 | 186521.3675 | 466850.0691 | 7440 | 62.7487 | 172 | 2039 | 2039-03-01 | [9 empty] | Winter |  | 2.22% | 0%
| 2039-04-01 | 255258.6316 | 186521.3675 | 441779.9992 | 7200 | 61.3583 | 173 | 2039 | 2039-04-01 | [9 empty] | Winter |  | 2.22% | 0%
| 2039-05-01 | 278055.2763 | 186521.3675 | 464576.6438 | 7440 | 62.4431 | 174 | 2039 | 2039-05-01 | [9 empty] | Summer |  | 2.22% | 0%
| 2039-06-01 | 306392.7506 | 186521.3675 | 492914.1181 | 7200 | 68.4603 | 175 | 2039 | 2039-06-01 | [9 empty] | Summer |  | 2.22% | 0%
| 2039-07-01 | 362881.6147 | 186521.3675 | 549402.9822 | 7440 | 73.8445 | 176 | 2039 | 2039-07-01 | [9 empty] | Summer |  | 2.22% | 0%
| 2039-08-01 | 371486.5861 | 186521.3675 | 558007.9536 | 7440 | 75.0011 | 177 | 2039 | 2039-08-01 | [9 empty] | Summer |  | 2.22% | 0%
| 2039-09-01 | 353802.2919 | 186521.3675 | 540323.6594 | 7200 | 75.045 | 178 | 2039 | 2039-09-01 | [9 empty] | Winter |  | 2.22% | 0%
| 2039-10-01 | 346323.1396 | 186521.3675 | 532844.5071 | 7440 | 71.6189 | 179 | 2039 | 2039-10-01 | [9 empty] | Winter |  | 2.22% | 0%
| 2039-11-01 | 373799.618 | 186521.3675 | 560320.9855 | 7200 | 77.8224 | 180 | 2039 | 2039-11-01 | [9 empty] | Winter |  | 2.22% | 0%
| 2039-12-01 | 384241.981 | 186521.3675 | 570763.3485 | 7440 | 76.7155 | 181 | 2039 | 2039-12-01 | [9 empty] | Winter |  | 2.22% | 0%
| 2040-01-01 | 403240.1621 | 190658.1197 | 593898.2818 | 7440 | 79.825 | 183 | 2040 | 2040-01-01 | [9 empty] | Winter |  | 2.22% | 0%
| 2040-02-01 | 336430.2861 | 190658.1197 | 527088.4058 | 6960 | 75.7311 | 184 | 2040 | 2040-02-01 | [9 empty] | Winter |  | 2.22% | 0%
| 2040-03-01 | 286370.4357 | 190658.1197 | 477028.5553 | 7440 | 64.1167 | 185 | 2040 | 2040-03-01 | [9 empty] | Winter |  | 2.22% | 0%
| 2040-04-01 | 268938.6971 | 190658.1197 | 459596.8168 | 7200 | 63.8329 | 186 | 2040 | 2040-04-01 | [9 empty] | Winter |  | 2.22% | 0%
| 2040-05-01 | 269906.0875 | 190658.1197 | 460564.2071 | 7440 | 61.9038 | 187 | 2040 | 2040-05-01 | [9 empty] | Summer |  | 2.22% | 0%
| 2040-06-01 | 311911.3187 | 190658.1197 | 502569.4383 | 7200 | 69.8013 | 188 | 2040 | 2040-06-01 | [9 empty] | Summer |  | 2.22% | 0%
| 2040-07-01 | 401200.3326 | 190658.1197 | 591858.4523 | 7440 | 79.5509 | 189 | 2040 | 2040-07-01 | [9 empty] | Summer |  | 2.22% | 0%
| 2040-08-01 | 380505.9148 | 190658.1197 | 571164.0344 | 7440 | 76.7694 | 190 | 2040 | 2040-08-01 | [9 empty] | Summer |  | 2.22% | 0%
| 2040-09-01 | 367285.711 | 190658.1197 | 557943.8307 | 7200 | 77.4922 | 191 | 2040 | 2040-09-01 | [9 empty] | Winter |  | 2.22% | 0%
| 2040-10-01 | 359165.7721 | 190658.1197 | 549823.8918 | 7440 | 73.9011 | 192 | 2040 | 2040-10-01 | [9 empty] | Winter |  | 2.22% | 0%
| 2040-11-01 | 380724.2292 | 190658.1197 | 571382.3489 | 7200 | 79.3587 | 193 | 2040 | 2040-11-01 | [9 empty] | Winter |  | 2.22% | 0%
| 2040-12-01 | 415104.9456 | 190658.1197 | 605763.0653 | 7440 | 81.4198 | 194 | 2040 | 2040-12-01 | [9 empty] | Winter |  | 2.22% | 0%
| 2041-01-01 | 387926.6172 | 194888.8889 | 582815.5061 | 7440 | 78.3354 | 196 | 2041 | 2041-01-01 | [9 empty] | Winter |  | 2.22% | 0%
| 2041-02-01 | 328034.719 | 194888.8889 | 522923.6079 | 6720 | 77.816 | 197 | 2041 | 2041-02-01 | [9 empty] | Winter |  | 2.22% | 0%
| 2041-03-01 | 299130.7205 | 194888.8889 | 494019.6094 | 7440 | 66.4005 | 198 | 2041 | 2041-03-01 | [9 empty] | Winter |  | 2.22% | 0%
| 2041-04-01 | 278462.698 | 194888.8889 | 473351.5869 | 7200 | 65.7433 | 199 | 2041 | 2041-04-01 | [9 empty] | Winter |  | 2.22% | 0%
| 2041-05-01 | 279065.758 | 194888.8889 | 473954.6469 | 7440 | 63.7036 | 200 | 2041 | 2041-05-01 | [9 empty] | Summer |  | 2.22% | 0%
| 2041-06-01 | 319496.1986 | 194888.8889 | 514385.0875 | 7200 | 71.4424 | 201 | 2041 | 2041-06-01 | [9 empty] | Summer |  | 2.22% | 0%
| 2041-07-01 | 384495.0834 | 194888.8889 | 579383.9723 | 7440 | 77.8742 | 202 | 2041 | 2041-07-01 | [9 empty] | Summer |  | 2.22% | 0%
| 2041-08-01 | 396058.5371 | 194888.8889 | 590947.4259 | 7440 | 79.4284 | 203 | 2041 | 2041-08-01 | [9 empty] | Summer |  | 2.22% | 0%
| 2041-09-01 | 372773.8644 | 194888.8889 | 567662.7533 | 7200 | 78.842 | 204 | 2041 | 2041-09-01 | [9 empty] | Winter |  | 2.22% | 0%
| 2041-10-01 | 367398.1406 | 194888.8889 | 562287.0295 | 7440 | 75.5762 | 205 | 2041 | 2041-10-01 | [9 empty] | Winter |  | 2.22% | 0%
| 2041-11-01 | 388323.8462 | 194888.8889 | 583212.7351 | 7200 | 81.0018 | 206 | 2041 | 2041-11-01 | [9 empty] | Winter |  | 2.22% | 0%
| 2041-12-01 | 419531.2278 | 194888.8889 | 614420.1167 | 7440 | 82.5833 | 207 | 2041 | 2041-12-01 | [9 empty] | Winter |  | 2.22% | 0%
| 2042-01-01 | 452883.4292 | 199213.6752 | 652097.1044 | 7440 | 87.6475 | 209 | 2042 | 2042-01-01 | [9 empty] | Winter |  | 2.22% | 0%
| 2042-02-01 | 364688.6717 | 199213.6752 | 563902.3469 | 6720 | 83.914 | 210 | 2042 | 2042-02-01 | [9 empty] | Winter |  | 2.22% | 0%
| 2042-03-01 | 316072.9314 | 199213.6752 | 515286.6066 | 7440 | 69.259 | 211 | 2042 | 2042-03-01 | [9 empty] | Winter |  | 2.22% | 0%
| 2042-04-01 | 293135.1296 | 199213.6752 | 492348.8048 | 7200 | 68.3818 | 212 | 2042 | 2042-04-01 | [9 empty] | Winter |  | 2.22% | 0%
| 2042-05-01 | 285100.8949 | 199213.6752 | 484314.5701 | 7440 | 65.096 | 213 | 2042 | 2042-05-01 | [9 empty] | Summer |  | 2.22% | 0%
| 2042-06-01 | 320514.3187 | 199213.6752 | 519727.9939 | 7200 | 72.1844 | 214 | 2042 | 2042-06-01 | [9 empty] | Summer |  | 2.22% | 0%
| 2042-07-01 | 388579.9555 | 199213.6752 | 587793.6307 | 7440 | 79.0045 | 215 | 2042 | 2042-07-01 | [9 empty] | Summer |  | 2.22% | 0%
| 2042-08-01 | 411364.777 | 199213.6752 | 610578.4522 | 7440 | 82.067 | 216 | 2042 | 2042-08-01 | [9 empty] | Summer |  | 2.22% | 0%
| 2042-09-01 | 388638.9506 | 199213.6752 | 587852.6258 | 7200 | 81.6462 | 217 | 2042 | 2042-09-01 | [9 empty] | Winter |  | 2.22% | 0%
| 2042-10-01 | 385730.8574 | 199213.6752 | 584944.5327 | 7440 | 78.6216 | 218 | 2042 | 2042-10-01 | [9 empty] | Winter |  | 2.22% | 0%
| 2042-11-01 | 399531.2507 | 199213.6752 | 598744.9259 | 7200 | 83.159 | 219 | 2042 | 2042-11-01 | [9 empty] | Winter |  | 2.22% | 0%
| 2042-12-01 | 420715.8955 | 199213.6752 | 619929.5707 | 7440 | 83.3239 | 220 | 2042 | 2042-12-01 | [9 empty] | Winter |  | 2.22% | 0%
| 2043-01-01 | 436665.0265 | 203641.0256 | 640306.0522 | 7440 | 86.0626 | 222 | 2043 | 2043-01-01 | [9 empty] | Winter |  | 2.22% | 0%
| 2043-02-01 | 377935.2732 | 203641.0256 | 581576.2988 | 6720 | 86.5441 | 223 | 2043 | 2043-02-01 | [9 empty] | Winter |  | 2.22% | 0%
| 2043-03-01 | 328212.6954 | 203641.0256 | 531853.721 | 7440 | 71.4857 | 224 | 2043 | 2043-03-01 | [9 empty] | Winter |  | 2.22% | 0%
| 2043-04-01 | 307432.9303 | 203641.0256 | 511073.956 | 7200 | 70.9825 | 225 | 2043 | 2043-04-01 | [9 empty] | Winter |  | 2.22% | 0%
| 2043-05-01 | 331195.3673 | 203641.0256 | 534836.393 | 7440 | 71.8866 | 226 | 2043 | 2043-05-01 | [9 empty] | Summer |  | 2.22% | 0%
| 2043-06-01 | 354592.6839 | 203641.0256 | 558233.7095 | 7200 | 77.5325 | 227 | 2043 | 2043-06-01 | [9 empty] | Summer |  | 2.22% | 0%
| 2043-07-01 | 417317.3875 | 203641.0256 | 620958.4132 | 7440 | 83.4622 | 228 | 2043 | 2043-07-01 | [9 empty] | Summer |  | 2.22% | 0%
| 2043-08-01 | 423968.7735 | 203641.0256 | 627609.7991 | 7440 | 84.3562 | 229 | 2043 | 2043-08-01 | [9 empty] | Summer |  | 2.22% | 0%
| 2043-09-01 | 412928.1394 | 203641.0256 | 616569.165 | 7200 | 85.6346 | 230 | 2043 | 2043-09-01 | [9 empty] | Winter |  | 2.22% | 0%
| 2043-10-01 | 384009.5542 | 203641.0256 | 587650.5799 | 7440 | 78.9853 | 231 | 2043 | 2043-10-01 | [9 empty] | Winter |  | 2.22% | 0%
| 2043-11-01 | 424614.6815 | 203641.0256 | 628255.7072 | 7200 | 87.2577 | 232 | 2043 | 2043-11-01 | [9 empty] | Winter |  | 2.22% | 0%
| 2043-12-01 | 433871.8539 | 203641.0256 | 637512.8795 | 7440 | 85.6872 | 233 | 2043 | 2043-12-01 | [9 empty] | Winter |  | 2.22% | 0%
| 2044-01-01 | 449210.535 | 208162.3932 | 657372.9282 | 7440 | 88.3566 | 235 | 2044 | 2044-01-01 | [9 empty] | Winter |  | 2.22% | 0%
| 2044-02-01 | 393564.3998 | 208162.3932 | 601726.793 | 6960 | 86.455 | 236 | 2044 | 2044-02-01 | [9 empty] | Winter |  | 2.22% | 0%
| 2044-03-01 | 349307.8388 | 208162.3932 | 557470.232 | 7440 | 74.9288 | 237 | 2044 | 2044-03-01 | [9 empty] | Winter |  | 2.22% | 0%
| 2044-04-01 | 345838.6039 | 208162.3932 | 554000.997 | 7200 | 76.9446 | 238 | 2044 | 2044-04-01 | [9 empty] | Winter |  | 2.22% | 0%
| 2044-05-01 | 323255.2225 | 208162.3932 | 531417.6156 | 7440 | 71.4271 | 239 | 2044 | 2044-05-01 | [9 empty] | Summer |  | 2.22% | 0%
| 2044-06-01 | 355845.774 | 208162.3932 | 564008.1672 | 7200 | 78.3345 | 240 | 2044 | 2044-06-01 | [9 empty] | Summer |  | 2.22% | 0%
| 2044-07-01 | 461110.8296 | 208162.3932 | 669273.2227 | 7440 | 89.9561 | 241 | 2044 | 2044-07-01 | [9 empty] | Summer |  | 2.22% | 0%
| 2044-08-01 | 448555.7062 | 208162.3932 | 656718.0993 | 7440 | 88.2686 | 242 | 2044 | 2044-08-01 | [9 empty] | Summer |  | 2.22% | 0%
| 2044-09-01 | 434547.9907 | 208162.3932 | 642710.3839 | 7200 | 89.2653 | 243 | 2044 | 2044-09-01 | [9 empty] | Winter |  | 2.22% | 0%
| 2044-10-01 | 409983.618 | 208162.3932 | 618146.0112 | 7440 | 83.0841 | 244 | 2044 | 2044-10-01 | [9 empty] | Winter |  | 2.22% | 0%
| 2044-11-01 | 438757.9429 | 208162.3932 | 646920.3361 | 7200 | 89.85 | 245 | 2044 | 2044-11-01 | [9 empty] | Winter |  | 2.22% | 0%
| 2044-12-01 | 441116.9685 | 208162.3932 | 649279.3617 | 7440 | 87.2687 | 246 | 2044 | 2044-12-01 | [9 empty] | Winter |  | 2.22% | 0%
| 2045-01-01 | 437632.532 | 212777.7778 | 650410.3098 | 7440 | 87.4207 | 248 | 2045 | 2045-01-01 | [9 empty] | Winter |  | 2.22% | 0%
| 2045-02-01 | 408882.5845 | 212777.7778 | 621660.3623 | 6720 | 92.509 | 249 | 2045 | 2045-02-01 | [9 empty] | Winter |  | 2.22% | 0%
| 2045-03-01 | 372711.1063 | 212777.7778 | 585488.8841 | 7440 | 78.6947 | 250 | 2045 | 2045-03-01 | [9 empty] | Winter |  | 2.22% | 0%
| 2045-04-01 | 343186.2954 | 212777.7778 | 555964.0731 | 7200 | 77.2172 | 251 | 2045 | 2045-04-01 | [9 empty] | Winter |  | 2.22% | 0%
| 2045-05-01 | 329467.2681 | 212777.7778 | 542245.0459 | 7440 | 72.8824 | 252 | 2045 | 2045-05-01 | [9 empty] | Summer |  | 2.22% | 0%
| 2045-06-01 | 401374.657 | 212777.7778 | 614152.4348 | 7200 | 85.2989 | 253 | 2045 | 2045-06-01 | [9 empty] | Summer |  | 2.22% | 0%
| 2045-07-01 | 510628.2028 | 212777.7778 | 723405.9806 | 7440 | 97.232 | 254 | 2045 | 2045-07-01 | [9 empty] | Summer |  | 2.22% | 0%
| 2045-08-01 | 439540.8231 | 212777.7778 | 652318.6009 | 7440 | 87.6772 | 255 | 2045 | 2045-08-01 | [9 empty] | Summer |  | 2.22% | 0%
| 2045-09-01 | 416469.4262 | 212777.7778 | 629247.2039 | 7200 | 87.3954 | 256 | 2045 | 2045-09-01 | [9 empty] | Winter |  | 2.22% | 0%
| 2045-10-01 | 396997.7899 | 212777.7778 | 609775.5677 | 7440 | 81.9591 | 257 | 2045 | 2045-10-01 | [9 empty] | Winter |  | 2.22% | 0%
| 2045-11-01 | 449833.4878 | 212777.7778 | 662611.2656 | 7200 | 92.0293 | 258 | 2045 | 2045-11-01 | [9 empty] | Winter |  | 2.22% | 0%
| 2045-12-01 | 486453.6327 | 212777.7778 | 699231.4105 | 7440 | 93.9827 | 259 | 2045 | 2045-12-01 | [9 empty] | Winter |  | 2.22% | 0%
| 2046-01-01 | 447347.9742 | 217504.2735 | 664852.2477 | 7440 | 89.3619 | 261 | 2046 | 2046-01-01 | [9 empty] | Winter |  | 2.22% | 0%
| 2046-02-01 | 417959.7779 | 217504.2735 | 635464.0514 | 6720 | 94.5631 | 262 | 2046 | 2046-02-01 | [9 empty] | Winter |  | 2.22% | 0%
| 2046-03-01 | 380985.2929 | 217504.2735 | 598489.5664 | 7440 | 80.4421 | 263 | 2046 | 2046-03-01 | [9 empty] | Winter |  | 2.22% | 0%
| 2046-04-01 | 350805.0311 | 217504.2735 | 568309.3046 | 7200 | 78.9318 | 264 | 2046 | 2046-04-01 | [9 empty] | Winter |  | 2.22% | 0%
| 2046-05-01 | 336781.4415 | 217504.2735 | 554285.715 | 7440 | 74.5008 | 265 | 2046 | 2046-05-01 | [9 empty] | Summer |  | 2.22% | 0%
| 2046-06-01 | 410285.1744 | 217504.2735 | 627789.4479 | 7200 | 87.193 | 266 | 2046 | 2046-06-01 | [9 empty] | Summer |  | 2.22% | 0%
| 2046-07-01 | 521964.1489 | 217504.2735 | 739468.4224 | 7440 | 99.3909 | 267 | 2046 | 2046-07-01 | [9 empty] | Summer |  | 2.22% | 0%
| 2046-08-01 | 449298.6294 | 217504.2735 | 666802.9029 | 7440 | 89.624 | 268 | 2046 | 2046-08-01 | [9 empty] | Summer |  | 2.22% | 0%
| 2046-09-01 | 425715.0474 | 217504.2735 | 643219.3209 | 7200 | 89.336 | 269 | 2046 | 2046-09-01 | [9 empty] | Winter |  | 2.22% | 0%
| 2046-10-01 | 405811.1409 | 217504.2735 | 623315.4144 | 7440 | 83.779 | 270 | 2046 | 2046-10-01 | [9 empty] | Winter |  | 2.22% | 0%
| 2046-11-01 | 459819.7913 | 217504.2735 | 677324.0648 | 7200 | 94.0728 | 271 | 2046 | 2046-11-01 | [9 empty] | Winter |  | 2.22% | 0%
| 2046-12-01 | 497252.9034 | 217504.2735 | 714757.1769 | 7440 | 96.0695 | 272 | 2046 | 2046-12-01 | [9 empty] | Winter |  | 2.22% | 0%
| 2047-01-01 | 457279.0992 | 222333.3333 | 679612.4325 | 7440 | 91.3458 | 274 | 2047 | 2047-01-01 | [9 empty] | Winter |  | 2.22% | 0%
| 2047-02-01 | 427238.485 | 222333.3333 | 649571.8183 | 6720 | 96.6625 | 275 | 2047 | 2047-02-01 | [9 empty] | Winter |  | 2.22% | 0%
| 2047-03-01 | 389443.1664 | 222333.3333 | 611776.4997 | 7440 | 82.228 | 276 | 2047 | 2047-03-01 | [9 empty] | Winter |  | 2.22% | 0%
| 2047-04-01 | 358592.9028 | 222333.3333 | 580926.2361 | 7200 | 80.6842 | 277 | 2047 | 2047-04-01 | [9 empty] | Winter |  | 2.22% | 0%
| 2047-05-01 | 344257.9895 | 222333.3333 | 566591.3228 | 7440 | 76.1547 | 278 | 2047 | 2047-05-01 | [9 empty] | Summer |  | 2.22% | 0%
| 2047-06-01 | 419393.5053 | 222333.3333 | 641726.8386 | 7200 | 89.1287 | 279 | 2047 | 2047-06-01 | [9 empty] | Summer |  | 2.22% | 0%
| 2047-07-01 | 533551.753 | 222333.3333 | 755885.0864 | 7440 | 101.5975 | 280 | 2047 | 2047-07-01 | [9 empty] | Summer |  | 2.22% | 0%
| 2047-08-01 | 459273.059 | 222333.3333 | 681606.3923 | 7440 | 91.6138 | 281 | 2047 | 2047-08-01 | [9 empty] | Summer |  | 2.22% | 0%
| 2047-09-01 | 435165.9215 | 222333.3333 | 657499.2548 | 7200 | 91.3193 | 282 | 2047 | 2047-09-01 | [9 empty] | Winter |  | 2.22% | 0%
| 2047-10-01 | 414820.1482 | 222333.3333 | 637153.4815 | 7440 | 85.6389 | 283 | 2047 | 2047-10-01 | [9 empty] | Winter |  | 2.22% | 0%
| 2047-11-01 | 470027.7906 | 222333.3333 | 692361.124 | 7200 | 96.1613 | 284 | 2047 | 2047-11-01 | [9 empty] | Winter |  | 2.22% | 0%
| 2047-12-01 | 508291.9178 | 222333.3333 | 730625.2512 | 7440 | 98.2023 | 285 | 2047 | 2047-12-01 | [9 empty] | Winter |  | 2.22% | 0%
| 2048-01-01 | 467430.6952 | 227273.5043 | 694704.1995 | 7440 | 93.3742 | 287 | 2048 | 2048-01-01 | [9 empty] | Winter |  | 2.22% | 0%
| 2048-02-01 | 436723.1793 | 227273.5043 | 663996.6836 | 6960 | 95.4018 | 288 | 2048 | 2048-02-01 | [9 empty] | Winter |  | 2.22% | 0%
| 2048-03-01 | 398088.8047 | 227273.5043 | 625362.3089 | 7440 | 84.0541 | 289 | 2048 | 2048-03-01 | [9 empty] | Winter |  | 2.22% | 0%
| 2048-04-01 | 366553.6652 | 227273.5043 | 593827.1695 | 7200 | 82.476 | 290 | 2048 | 2048-04-01 | [9 empty] | Winter |  | 2.22% | 0%
| 2048-05-01 | 351900.5168 | 227273.5043 | 579174.0211 | 7440 | 77.846 | 291 | 2048 | 2048-05-01 | [9 empty] | Summer |  | 2.22% | 0%
| 2048-06-01 | 428704.0411 | 227273.5043 | 655977.5453 | 7200 | 91.108 | 292 | 2048 | 2048-06-01 | [9 empty] | Summer |  | 2.22% | 0%
| 2048-07-01 | 545396.6019 | 227273.5043 | 772670.1062 | 7440 | 103.8535 | 293 | 2048 | 2048-07-01 | [9 empty] | Summer |  | 2.22% | 0%
| 2048-08-01 | 469468.9209 | 227273.5043 | 696742.4251 | 7440 | 93.6482 | 294 | 2048 | 2048-08-01 | [9 empty] | Summer |  | 2.22% | 0%
| 2048-09-01 | 444826.6049 | 227273.5043 | 672100.1092 | 7200 | 93.3472 | 295 | 2048 | 2048-09-01 | [9 empty] | Winter |  | 2.22% | 0%
| 2048-10-01 | 424029.1555 | 227273.5043 | 651302.6598 | 7440 | 87.5407 | 296 | 2048 | 2048-10-01 | [9 empty] | Winter |  | 2.22% | 0%
| 2048-11-01 | 480462.4076 | 227273.5043 | 707735.9119 | 7200 | 98.2967 | 297 | 2048 | 2048-11-01 | [9 empty] | Winter |  | 2.22% | 0%
| 2048-12-01 | 519575.9984 | 227273.5043 | 746849.5027 | 7440 | 100.383 | 298 | 2048 | 2048-12-01 | [9 empty] | Winter |  | 2.22% | 0%
| 2049-01-01 | 477807.6567 | 232316.2393 | 710123.896 | 7440 | 95.4468 | 300 | 2049 | 2049-01-01 | [9 empty] | Winter |  | 2.22% | 0%
| 2049-02-01 | 446418.4339 | 232316.2393 | 678734.6732 | 6720 | 101.0022 | 301 | 2049 | 2049-02-01 | [9 empty] | Winter |  | 2.22% | 0%
| 2049-03-01 | 406926.3761 | 232316.2393 | 639242.6154 | 7440 | 85.9197 | 302 | 2049 | 2049-03-01 | [9 empty] | Winter |  | 2.22% | 0%
| 2049-04-01 | 374691.1566 | 232316.2393 | 607007.3959 | 7200 | 84.3066 | 303 | 2049 | 2049-04-01 | [9 empty] | Winter |  | 2.22% | 0%
| 2049-05-01 | 359712.7083 | 232316.2393 | 592028.9476 | 7440 | 79.5738 | 304 | 2049 | 2049-05-01 | [9 empty] | Summer |  | 2.22% | 0%
| 2049-06-01 | 438221.2708 | 232316.2393 | 670537.5101 | 7200 | 93.1302 | 305 | 2049 | 2049-06-01 | [9 empty] | Summer |  | 2.22% | 0%
| 2049-07-01 | 557504.4065 | 232316.2393 | 789820.6458 | 7440 | 106.1587 | 306 | 2049 | 2049-07-01 | [9 empty] | Summer |  | 2.22% | 0%
| 2049-08-01 | 479891.1309 | 232316.2393 | 712207.3702 | 7440 | 95.7268 | 307 | 2049 | 2049-08-01 | [9 empty] | Summer |  | 2.22% | 0%
| 2049-09-01 | 454701.7556 | 232316.2393 | 687017.9949 | 7200 | 95.4192 | 308 | 2049 | 2049-09-01 | [9 empty] | Winter |  | 2.22% | 0%
| 2049-10-01 | 433442.6027 | 232316.2393 | 665758.8421 | 7440 | 89.4837 | 309 | 2049 | 2049-10-01 | [9 empty] | Winter |  | 2.22% | 0%
| 2049-11-01 | 491128.673 | 232316.2393 | 723444.9124 | 7200 | 100.4785 | 310 | 2049 | 2049-11-01 | [9 empty] | Winter |  | 2.22% | 0%
| 2049-12-01 | 531110.5856 | 232316.2393 | 763426.8249 | 7440 | 102.6111 | 311 | 2049 | 2049-12-01 | [9 empty] | Winter |  | 2.22% | 0%
| 2050-01-01 | 488414.9866 | 237470.0855 | 725885.0721 | 7440 | 97.5652 | 313 | 2050 | 2050-01-01 | [9 empty] | Winter |  | 2.22% | 0%
| 2050-02-01 | 456328.9232 | 237470.0855 | 693799.0086 | 6720 | 103.2439 | 314 | 2050 | 2050-02-01 | [9 empty] | Winter |  | 2.22% | 0%
| 2050-03-01 | 415960.1417 | 237470.0855 | 653430.2271 | 7440 | 87.8266 | 315 | 2050 | 2050-03-01 | [9 empty] | Winter |  | 2.22% | 0%
| 2050-04-01 | 383009.3003 | 237470.0855 | 620479.3858 | 7200 | 86.1777 | 316 | 2050 | 2050-04-01 | [9 empty] | Winter |  | 2.22% | 0%
| 2050-05-01 | 367698.3304 | 237470.0855 | 605168.4159 | 7440 | 81.3398 | 317 | 2050 | 2050-05-01 | [9 empty] | Summer |  | 2.22% | 0%
| 2050-06-01 | 447949.783 | 237470.0855 | 685419.8685 | 7200 | 95.1972 | 318 | 2050 | 2050-06-01 | [9 empty] | Summer |  | 2.22% | 0%
| 2050-07-01 | 569881.0043 | 237470.0855 | 807351.0898 | 7440 | 108.5149 | 319 | 2050 | 2050-07-01 | [9 empty] | Summer |  | 2.22% | 0%
| 2050-08-01 | 490544.714 | 237470.0855 | 728014.7995 | 7440 | 97.8515 | 320 | 2050 | 2050-08-01 | [9 empty] | Summer |  | 2.22% | 0%
| 2050-09-01 | 464796.1345 | 237470.0855 | 702266.22 | 7200 | 97.537 | 321 | 2050 | 2050-09-01 | [9 empty] | Winter |  | 2.22% | 0%
| 2050-10-01 | 443065.0285 | 237470.0855 | 680535.114 | 7440 | 91.4698 | 322 | 2050 | 2050-10-01 | [9 empty] | Winter |  | 2.22% | 0%
| 2050-11-01 | 502031.7296 | 237470.0855 | 739501.8151 | 7200 | 102.7086 | 323 | 2050 | 2050-11-01 | [9 empty] | Winter |  | 2.22% | 0%
| 2050-12-01 | 542901.2406 | 237470.0855 | 780371.326 | 7440 | 104.8886 | 324 | 2050 | 2050-12-01 | [9 empty] | Winter |  | 2.22% | 0%
| 2051-01-01 | 499257.7993 | 242743.5897 | 742001.3891 | 7440 | 99.7314 | 326 | 2051 | 2051-01-01 | [9 empty] | Winter |  | 2.22% | 0%
| 2051-02-01 | 466459.4253 | 242743.5897 | 709203.015 | 6720 | 105.5362 | 327 | 2051 | 2051-02-01 | [9 empty] | Winter |  | 2.22% | 0%
| 2051-03-01 | 425194.4568 | 242743.5897 | 667938.0466 | 7440 | 89.7766 | 328 | 2051 | 2051-03-01 | [9 empty] | Winter |  | 2.22% | 0%
| 2051-04-01 | 391512.1068 | 242743.5897 | 634255.6965 | 7200 | 88.0911 | 329 | 2051 | 2051-04-01 | [9 empty] | Winter |  | 2.22% | 0%
| 2051-05-01 | 375861.2333 | 242743.5897 | 618604.8231 | 7440 | 83.1458 | 330 | 2051 | 2051-05-01 | [9 empty] | Summer |  | 2.22% | 0%
| 2051-06-01 | 457894.2682 | 242743.5897 | 700637.8579 | 7200 | 97.3108 | 331 | 2051 | 2051-06-01 | [9 empty] | Summer |  | 2.22% | 0%
| 2051-07-01 | 582532.3626 | 242743.5897 | 825275.9524 | 7440 | 110.9242 | 332 | 2051 | 2051-07-01 | [9 empty] | Summer |  | 2.22% | 0%
| 2051-08-01 | 501434.8067 | 242743.5897 | 744178.3964 | 7440 | 100.024 | 333 | 2051 | 2051-08-01 | [9 empty] | Summer |  | 2.22% | 0%
| 2051-09-01 | 475114.6087 | 242743.5897 | 717858.1985 | 7200 | 99.7025 | 334 | 2051 | 2051-09-01 | [9 empty] | Winter |  | 2.22% | 0%
| 2051-10-01 | 452901.0722 | 242743.5897 | 695644.6619 | 7440 | 93.5006 | 335 | 2051 | 2051-10-01 | [9 empty] | Winter |  | 2.22% | 0%
| 2051-11-01 | 513176.834 | 242743.5897 | 755920.4237 | 7200 | 104.9889 | 336 | 2051 | 2051-11-01 | [9 empty] | Winter |  | 2.22% | 0%
| 2051-12-01 | 554953.6481 | 242743.5897 | 797697.2378 | 7440 | 107.2174 | 337 | 2051 | 2051-12-01 | [9 empty] | Winter |  | 2.22% | 0%
[21 empty] | 2.22% | 0%
[21 empty] | 2.22% | 0%
[21 empty] | 2.22% | 0%
[21 empty] | 2.22% | 0%
[21 empty] | 2.22% | 0%
[21 empty] | 2.22% | 0%
[21 empty] | 2.22% | 0%
[21 empty] | 2.22% | 0%
[21 empty] | 2.22% | 0%
2.22%
2.22%
2.22%
2.22%
2.22%
2.22%
2.22%
2.22%
2.22%
2.22%
2.22%
2.22%
2.22%
2.22%
2.22%
2.22%
2.22%
2.22%
2.22%
2.22%
2.22%
2.22%
2.22%
2.22%
2.22%
2.22%
2.22%
2.22%
2.22%
2.22%
2.22%
2.22%
2.22%
2.22%

## Table3Compare (hidden)
Total Fixed Cost
$/kW-yr | GCC.PX.UTS._.DF_.H_2x1 | GCC.PX.UTS._.DF_.H_2x1 | GCC.PX.UTS._.DF_.H_2x1
COD | 2035 | 2036 | 2038
| THERMAL | THERMAL | THERMAL
| GCC.PX.UTS._.DF_.H_2x1 | GCC.PX.UTS._.DF_.H_2x1 | GCC.PX.UTS._.DF_.H_2x1
2024 | 0 | 0 | 0
2025 | 0 | 0 | 0
2026 | 0 | 0 | 0
2027 | 0 | 0 | 0
2028 | 0 | 0 | 0
2029 | 0 | 0 | 0
2030 | 0 | 0 | 0
2031 | 0 | 0 | 0
2032 | 0 | 0 | 0
2033 | 0 | 0 | 0
2034 | 0 | 0 | 0
2035 | 199.88 | 0 | 0
2036 | 204.31 | 218.75 | 0
2037 | 208.85 | 223.6 | 0
2038 | 213.49 | 228.57 | 228.57
2039 | 218.23 | 233.64 | 233.65
2040 | 223.07 | 238.83 | 238.83
2041 | 228.02 | 244.13 | 244.13
2042 | 233.08 | 249.55 | 249.55
2043 | 238.26 | 255.09 | 255.09
2044 | 243.55 | 260.75 | 260.76
2045 | 248.95 | 266.54 | 266.55
2046 | 254.48 | 272.46 | 272.46
2047 | 260.13 | 278.51 | 278.51
2048 | 265.91 | 284.69 | 284.7
2049 | 271.81 | 291.01 | 291.02
2050 | 277.84 | 297.47 | 297.48
2051 | 284.01 | 304.08 | 304.08
2052 | 290.32 | 310.83 | 310.83
2053 | 296.76 | 317.73 | 317.73
2054 | 303.35 | 324.78 | 324.78
2055 | 310.08 | 331.99 | 331.99

## GCC.PX.UTS.2035
Table 3
2025 IRP Update - Utah South - CCCT Dry "H", 2X1, DF, with SCR | [9 empty] | GCC.PX.UTS._.DF_.H_2x1
Year | Estimated Capital Cost | First Year Fixed Capital Cost at Real Levelized Rate | Network Upgrade | Fixed O&M + Pipeline | Total Resource Fixed Costs | Fuel Cost | Variable O&M | Total Resource Energy Cost | Total Resource Costs
| $/kW | $/kW-yr | $/kW-yr | $/kW-yr | $/kW-yr | $/MMBtu | $/MWh | $/MWh | $/MWh
| (a) | (b) | (c) | (d) | (e) | (f) | (g) | (h) | (i)
Utah South - CCCT Dry "H", 2X1, DF, with SCR (GCC.PX.UTS._.DF_.H_2x1)
2025 | 1520.4384 |  |  | 47.7901 |  | 5.7167 | 2.773
2026 | 1554.1921 |  |  | 48.8511 |  | 5.8436 | 2.8345
2027 | 1588.6952 |  |  | 49.9356 |  | 5.9733 | 2.8974
2028 | 1623.9642 |  | 19.1158 | 51.0442 |  | 6.1059 | 2.9618
2029 | 1660.0162 |  | 19.5401 | 52.1773 |  | 6.2415 | 3.0275
2030 | 1696.8686 |  | 19.9739 | 53.3357 |  | 6.38 | 3.0947
2031 | 1734.5391 |  | 20.4174 | 54.5197 |  | 6.5217 | 3.1634
2032 | 1773.0458 |  | 20.8706 | 55.7301 |  | 6.6665 | 3.2337
2033 | 1812.4074 |  | 21.3339 | 56.9673 |  | 6.8144 | 3.3054
2034 | 1852.6429 |  | 21.8076 | 58.2319 |  | 6.9657 | 3.3788
2035 | 1893.7716 | 118.06 | 22.2917 | 59.5247 | 199.88 | 7.1204 | 3.4538 | 47.31 | 76.56
2036 |  | 120.6809 | 22.7866 | 60.8461 | 204.31 | 7.2784 | 3.5305 | 48.36 | 78.26
2037 |  | 123.36 | 23.2924 | 62.1969 | 208.85 | 7.44 | 3.6089 | 49.43 | 80
2038 |  | 126.0986 | 23.8095 | 63.5777 | 213.49 | 7.6052 | 3.689 | 50.53 | 81.77
2039 |  | 128.898 | 24.3381 | 64.9891 | 218.23 | 7.774 | 3.7709 | 51.65 | 83.59
2040 |  | 131.7596 | 24.8784 | 66.4319 | 223.07 | 7.9466 | 3.8546 | 52.8 | 85.45
2041 |  | 134.6846 | 25.4307 | 67.9067 | 228.02 | 8.123 | 3.9402 | 53.97 | 87.34
2042 |  | 137.6746 | 25.9953 | 69.4142 | 233.08 | 8.3034 | 4.0277 | 55.17 | 89.28
2043 |  | 140.731 | 26.5723 | 70.9552 | 238.26 | 8.4877 | 4.1171 | 56.39 | 91.26
2044 |  | 143.8552 | 27.1623 | 72.5304 | 243.55 | 8.6761 | 4.2085 | 57.64 | 93.28
2045 |  | 147.0488 | 27.7653 | 74.1406 | 248.95 | 8.8687 | 4.3019 | 58.92 | 95.35
2046 |  | 150.3133 | 28.3816 | 75.7865 | 254.48 | 9.0656 | 4.3974 | 60.23 | 97.47
2047 |  | 153.6503 | 29.0117 | 77.4689 | 260.13 | 9.2669 | 4.495 | 61.57 | 99.64
2048 |  | 157.0613 | 29.6558 | 79.1888 | 265.91 | 9.4726 | 4.5948 | 62.94 | 101.86
2049 |  | 160.5481 | 30.3141 | 80.9468 | 271.81 | 9.6829 | 4.6968 | 64.33 | 104.11
2050 |  | 164.1122 | 30.9871 | 82.7438 | 277.84 | 9.8978 | 4.8011 | 65.76 | 106.42
2051 |  | 167.7555 | 31.675 | 84.5807 | 284.01 | 10.1176 | 4.9077 | 67.22 | 108.79
2052 |  | 171.4797 | 32.3782 | 86.4584 | 290.32 | 10.3422 | 5.0166 | 68.71 | 111.2
2053 |  | 175.2865 | 33.097 | 88.3777 | 296.76 | 10.5718 | 5.128 | 70.24 | 113.67
2054 |  | 179.1779 | 33.8318 | 90.3397 | 303.35 | 10.8065 | 5.2418 | 71.8 | 116.2
2055 |  | 183.1556 | 34.5828 | 92.3453 | 310.08 | 11.0464 | 5.3582 | 73.39 | 118.77
2056 |  | 187.2217 | 35.3506 | 94.3953 | 316.97 | 11.2916 | 5.4772 | 75.02 | 121.41
2057 |  | 191.378 | 36.1353 | 96.4909 | 324 | 11.5423 | 5.5988 | 76.69 | 124.11
2058 |  | 195.6266 | 36.9375 | 98.633 | 331.2 | 11.7985 | 5.723 | 78.39 | 126.86
2059 |  | 199.9695 | 37.7576 | 100.8227 | 338.55 | 12.0605 | 5.8501 | 80.13 | 129.68
2060 |  | 204.4088 | 38.5958 | 103.0609 | 346.07 | 12.3282 | 5.98 | 81.91 | 132.56
2061 |  | 208.9467 | 39.4526 | 105.3489 | 353.75 | 12.6019 | 6.1127 | 83.73 | 135.5
2062 |  | 213.5853 | 40.3285 | 107.6876 | 361.6 | 12.8816 | 6.2484 | 85.59 | 138.51
2063 |  | 218.3269 | 41.2237 | 110.0783 | 369.63 | 13.1676 | 6.3871 | 87.49 | 141.59
2064 |  | 223.1738 | 42.1389 | 112.522 | 377.83 | 13.4599 | 6.5289 | 89.43 | 144.73
2065 |  | 228.1283 | 43.0744 | 115.02 | 386.22 | 13.7587 | 6.6739 | 91.41 | 147.93
2066 |  | 233.1927 | 44.0306 | 117.5735 | 394.8 | 14.0642 | 6.822 | 93.44 | 151.22
2067 |  | 238.3696 | 45.0081 | 120.1836 | 403.56 | 14.3764 | 6.9735 | 95.52 | 154.58
2068 |  | 243.6614 | 46.0073 | 122.8517 | 412.52 | 14.6956 | 7.1283 | 97.64 | 158.01
2069 |  | 249.0707 | 47.0287 | 125.579 | 421.68 | 15.0218 | 7.2866 | 99.81 | 161.52
2070 |  | 254.6 | 48.0727 | 128.3668 | 431.04 | 15.3553 | 7.4483 | 102.02 | 165.1
2071 |  | 260.2522 | 49.1399 | 131.2166 | 440.61 | 15.6962 | 7.6137 | 104.29 | 168.77
2072 |  | 266.0298 | 50.2308 | 134.1296 | 450.39 | 16.0446 | 7.7827 | 106.6 | 172.52
2073 |  | 271.9356 | 51.346 | 137.1073 | 460.39 | 16.4008 | 7.9555 | 108.97 | 176.35
2074 |  | 277.9726 | 52.4858 | 140.151 | 470.61 | 16.7649 | 8.1321 | 111.39 | 180.27
2075 |  | 284.1436 | 53.651 | 143.2624 | 481.06 | 17.1371 | 8.3126 | 113.86 | 184.26
2076 |  | 290.4516 | 54.8421 | 146.4428 | 491.74 | 17.5176 | 8.4971 | 116.39 | 188.36
2077 |  | 296.8996 | 56.0596 | 149.6939 | 502.65 | 17.9064 | 8.6858 | 118.97 | 192.53
2078 |  | 303.4908 | 57.3041 | 153.0171 | 513.81 | 18.304 | 8.8786 | 121.61 | 196.81
Nominal 40 year Levelized |  |  |  |  | 267.1667 |  |  | 63.2346 | 102.3346
Sources, Inputs and Assumptions
Source: (a)(d)(e)(g) |  | Plant Costs - 2025 IRP Update
| (a) | First year real levelized costs
| (b) | = (a) x 6.234% Real Payment Factor@ 00% ITC
| (f) | Gas Price Forecast (Sept 2024 MM)
| (h) | = (f) / (8.76 x 'Capacity Factor' ) + (g)
| Utah South - CCCT Dry "H", 2X1, DF, with SCR (GCC.PX.UTS._.DF_.H_2x1) | [8 empty] | CCCT Dry "H", 2X1, DF, with SCR
| Statistics |  |  | MW | Percent | Cap Cost | Fixed |  |  | GCC.PX.UTS._.DF_.H_2x1
| CCCT Dry "H", 2X1, DF, with SCR |  |  | 1058.901 | 100% | 1508.5524 | 47.7901
| Capacity Weighted |  |  | 1058.901 | 100% | 1509 | 47.79
| Statistics |  |  | MW | CF | aMW | Percent | Variable | Heat Rate
| CCCT Dry "H", 2X1, DF, with SCR |  |  | 1058.901 | 78% | 825.9428 | 100% | 2.773 | 6158.732
| 0 |  |  | 0 | 0% | 0 | 0% | 0 | 0
| Energy Weighted |  |  | 1058.901 | 78% | 825.9428 | 100% | 2.77 | 6159
Rounded
| CCCT |  | Plant Costs - 2025 IRP Update
| 1058.901 |  | MW Plant Capacity
2025 $ | 1508.5524 |  | Plant capacity cost - in $/kW
2025 $ | 11.886 |  | Demolition Cost - in $/kW
2025 $ | 38.4109 |  | Fixed O&M & Capitalized O&M ($/kW-Yr)
| 6158.732 |  | Max Load Heat Rate on Gas (Btu/kw)
| 156515.6994 |  | Gas Fired Conversion Load (MMBtu/d)
| 0.17385 |  | Fixed Demand Transportation Charge (Tariff) ($/mmBtu-day)
| 0.00267 |  | Transportation Commodity / Usage Charge ($/MMBtu)
| 0.0015 |  | ACA Charge ($/MMBtu)
| 0.00417 |  | Total Variable Charges ($/MMBtu)
| 9931742.8321 |  | Fixed Transport Charge $/Year
| 9.3793 |  | Fixed Pipeline in $/kW
| 47.7901 |  | Fixed O&M including Fixed Pipeline & Capitalized O&M ($/kW-Yr)
2025 $ | 2.773 |  | Variable O&M Costs & Capitalized Variable O&M ($/MWh)
| 6158.732 |  | Heat Rate in btu/kWh
| 0% |  | Assumed ITC
| 6.234% |  | Real Payment Factor@ 00% ITC
| 78% |  | Capacity Factor
|  | 78% | Energy Weighted Capacity Factor
2025 $ |  |  | Network Upgrade ($/kw-yr)
|  | 5.7167 | Fuel Cost ($/mmBtu )
|  | 35.2075 | Fuel Cost ($/MWH)
|  | 2.5% | EFOR %
2028 $ |  | 19.1158 | Network Upgrade ($/kw-yr)

## GCC.PX.UTS.2036 (hidden)
Table 3
2025 IRP Update - Utah South - CCCT Dry "H", 2X1, DF, with SCR | [9 empty] | GCC.PX.UTS._.DF_.H_2x1
Year | Estimated Capital Cost | First Year Fixed Capital Cost at Real Levelized Rate | Network Upgrade | Fixed O&M + Pipeline | Total Resource Fixed Costs | Fuel Cost | Variable O&M | Total Resource Energy Cost | Total Resource Costs
| $/kW | $/kW-yr | $/kW-yr | $/kW-yr | $/kW-yr | $/MMBtu | $/MWh | $/MWh | $/MWh
| (a) | (b) | (c) | (d) | (e) | (f) | (g) | (h) | (i)
Utah South - CCCT Dry "H", 2X1, DF, with SCR (GCC.PX.UTS._.DF_.H_2x1)
2025 | 1520.4384 |  |  | 47.7901 |  | 5.7167 | 2.773
2026 | 1554.1921 |  |  | 48.8511 |  | 5.8436 | 2.8345
2027 | 1588.6952 |  |  | 49.9356 |  | 5.9733 | 2.8974
2028 | 1623.9642 |  | 19.1158 | 51.0442 |  | 6.1059 | 2.9618
2029 | 1660.0162 |  | 19.5401 | 52.1773 |  | 6.2415 | 3.0275
2030 | 1696.8686 |  | 19.9739 | 53.3357 |  | 6.38 | 3.0947
2031 | 1734.5391 |  | 20.4174 | 54.5197 |  | 6.5217 | 3.1634
2032 | 1773.0458 |  | 20.8706 | 55.7301 |  | 6.6665 | 3.2337
2033 | 1812.4074 |  | 21.3339 | 56.9673 |  | 6.8144 | 3.3054
2034 | 1852.6429 |  | 21.8076 | 58.2319 |  | 6.9657 | 3.3788
2035 | 1893.7716 |  | 22.2917 | 59.5247 |  | 7.1204 | 3.4538
2036 | 1935.8133 | 120.68 | 37.2224 | 60.8461 | 218.75 | 7.2784 | 3.5305 | 48.36 | 80.37
2037 |  | 123.3591 | 38.0488 | 62.1969 | 223.6 | 7.44 | 3.6089 | 49.43 | 82.15
2038 |  | 126.0977 | 38.8935 | 63.5777 | 228.57 | 7.6052 | 3.689 | 50.53 | 83.98
2039 |  | 128.897 | 39.7569 | 64.9891 | 233.64 | 7.774 | 3.7709 | 51.65 | 85.84
2040 |  | 131.7586 | 40.6395 | 66.4319 | 238.83 | 7.9466 | 3.8546 | 52.8 | 87.75
2041 |  | 134.6836 | 41.5417 | 67.9067 | 244.13 | 8.123 | 3.9402 | 53.97 | 89.7
2042 |  | 137.6736 | 42.4639 | 69.4142 | 249.55 | 8.3034 | 4.0277 | 55.17 | 91.69
2043 |  | 140.7299 | 43.4066 | 70.9552 | 255.09 | 8.4877 | 4.1171 | 56.39 | 93.72
2044 |  | 143.8541 | 44.3702 | 72.5304 | 260.75 | 8.6761 | 4.2085 | 57.64 | 95.8
2045 |  | 147.0477 | 45.3553 | 74.1406 | 266.54 | 8.8687 | 4.3019 | 58.92 | 97.93
2046 |  | 150.3121 | 46.3621 | 75.7865 | 272.46 | 9.0656 | 4.3974 | 60.23 | 100.11
2047 |  | 153.6491 | 47.3914 | 77.4689 | 278.51 | 9.2669 | 4.495 | 61.57 | 102.33
2048 |  | 157.0601 | 48.4435 | 79.1888 | 284.69 | 9.4726 | 4.5948 | 62.94 | 104.61
2049 |  | 160.5468 | 49.5189 | 80.9468 | 291.01 | 9.6829 | 4.6968 | 64.33 | 106.92
2050 |  | 164.111 | 50.6182 | 82.7438 | 297.47 | 9.8978 | 4.8011 | 65.76 | 109.3
2051 |  | 167.7542 | 51.742 | 84.5807 | 304.08 | 10.1176 | 4.9077 | 67.22 | 111.72
2052 |  | 171.4784 | 52.8906 | 86.4584 | 310.83 | 10.3422 | 5.0166 | 68.71 | 114.2
2053 |  | 175.2852 | 54.0648 | 88.3777 | 317.73 | 10.5718 | 5.128 | 70.24 | 116.74
2054 |  | 179.1765 | 55.265 | 90.3397 | 324.78 | 10.8065 | 5.2418 | 71.8 | 119.33
2055 |  | 183.1542 | 56.4919 | 92.3453 | 331.99 | 11.0464 | 5.3582 | 73.39 | 121.98
2056 |  | 187.2203 | 57.7461 | 94.3953 | 339.36 | 11.2916 | 5.4772 | 75.02 | 124.69
2057 |  | 191.3765 | 59.028 | 96.4909 | 346.9 | 11.5423 | 5.5988 | 76.69 | 127.46
2058 |  | 195.6251 | 60.3384 | 98.633 | 354.6 | 11.7985 | 5.723 | 78.39 | 130.29
2059 |  | 199.968 | 61.678 | 100.8227 | 362.47 | 12.0605 | 5.8501 | 80.13 | 133.18
2060 |  | 204.4073 | 63.0472 | 103.0609 | 370.52 | 12.3282 | 5.98 | 81.91 | 136.14
2061 |  | 208.9451 | 64.4469 | 105.3489 | 378.74 | 12.6019 | 6.1127 | 83.73 | 139.16
2062 |  | 213.5837 | 65.8776 | 107.6876 | 387.15 | 12.8816 | 6.2484 | 85.59 | 142.25
2063 |  | 218.3253 | 67.3401 | 110.0783 | 395.74 | 13.1676 | 6.3871 | 87.49 | 145.41
2064 |  | 223.1721 | 68.835 | 112.522 | 404.53 | 13.4599 | 6.5289 | 89.43 | 148.63
2065 |  | 228.1265 | 70.3631 | 115.02 | 413.51 | 13.7587 | 6.6739 | 91.41 | 151.93
2066 |  | 233.1909 | 71.9252 | 117.5735 | 422.69 | 14.0642 | 6.822 | 93.44 | 155.3
2067 |  | 238.3677 | 73.5219 | 120.1836 | 432.07 | 14.3764 | 6.9735 | 95.52 | 158.75
2068 |  | 243.6595 | 75.1541 | 122.8517 | 441.67 | 14.6956 | 7.1283 | 97.64 | 162.28
2069 |  | 249.0687 | 76.8225 | 125.579 | 451.47 | 15.0218 | 7.2866 | 99.81 | 165.88
2070 |  | 254.5981 | 78.528 | 128.3668 | 461.49 | 15.3553 | 7.4483 | 102.02 | 169.56
2071 |  | 260.2501 | 80.2713 | 131.2166 | 471.74 | 15.6962 | 7.6137 | 104.29 | 173.33
2072 |  | 266.0277 | 82.0534 | 134.1296 | 482.21 | 16.0446 | 7.7827 | 106.6 | 177.17
2073 |  | 271.9335 | 83.8749 | 137.1073 | 492.92 | 16.4008 | 7.9555 | 108.97 | 181.11
2074 |  | 277.9704 | 85.737 | 140.151 | 503.86 | 16.7649 | 8.1321 | 111.39 | 185.13
2075 |  | 284.1414 | 87.6403 | 143.2624 | 515.04 | 17.1371 | 8.3126 | 113.86 | 189.24
2076 |  | 290.4493 | 89.5859 | 146.4428 | 526.48 | 17.5176 | 8.4971 | 116.39 | 193.44
2077 |  | 296.8973 | 91.5747 | 149.6939 | 538.17 | 17.9064 | 8.6858 | 118.97 | 197.73
2078 |  | 303.4884 | 93.6077 | 153.0171 | 550.11 | 18.304 | 8.8786 | 121.61 | 202.12
Nominal 40 year Levelized |  |  |  |  | 292.3913 |  |  | 64.6382 | 106.9404
Sources, Inputs and Assumptions
Source: (a)(d)(e)(g) |  | Plant Costs - 2025 IRP Update
| (a) | First year real levelized costs
| (b) | = (a) x 6.234% Real Payment Factor@ 00% ITC
| (f) | Gas Price Forecast (Sept 2024 MM)
| (h) | = (f) / (8.76 x 'Capacity Factor' ) + (g)
| Utah South - CCCT Dry "H", 2X1, DF, with SCR (GCC.PX.UTS._.DF_.H_2x1) | [8 empty] | CCCT Dry "H", 2X1, DF, with SCR
| Statistics |  |  | MW | Percent | Cap Cost | Fixed |  |  | GCC.PX.UTS._.DF_.H_2x1
| CCCT Dry "H", 2X1, DF, with SCR |  |  | 1058.901 | 100% | 1508.5524 | 47.7901
| Capacity Weighted |  |  | 1058.901 | 100% | 1509 | 47.79
| Statistics |  |  | MW | CF | aMW | Percent | Variable | Heat Rate
| CCCT Dry "H", 2X1, DF, with SCR |  |  | 1058.901 | 78% | 825.9428 | 100% | 2.773 | 6158.732
| 0 |  |  | 0 | 0% | 0 | 0% | 0 | 0
| Energy Weighted |  |  | 1058.901 | 78% | 825.9428 | 100% | 2.77 | 6159
Rounded
| CCCT |  | Plant Costs - 2025 IRP Update
| 1058.901 |  | MW Plant Capacity
2025 $ | 1508.5524 |  | Plant capacity cost - in $/kW
2025 $ | 11.886 |  | Demolition Cost - in $/kW
2025 $ | 38.4109 |  | Fixed O&M & Capitalized O&M ($/kW-Yr)
| 6158.732 |  | Max Load Heat Rate on Gas (Btu/kw)
| 156515.6994 |  | Gas Fired Conversion Load (MMBtu/d)
| 0.17385 |  | Fixed Demand Transportation Charge (Tariff) ($/mmBtu-day)
| 0.00267 |  | Transportation Commodity / Usage Charge ($/MMBtu)
| 0.0015 |  | ACA Charge ($/MMBtu)
| 0.00417 |  | Total Variable Charges ($/MMBtu)
| 9931742.8321 |  | Fixed Transport Charge $/Year
| 9.3793 |  | Fixed Pipeline in $/kW
| 47.7901 |  | Fixed O&M including Fixed Pipeline & Capitalized O&M ($/kW-Yr)
2025 $ | 2.773 |  | Variable O&M Costs & Capitalized Variable O&M ($/MWh)
| 6158.732 |  | Heat Rate in btu/kWh
| 0% |  | Assumed ITC
| 6.234% |  | Real Payment Factor@ 00% ITC
| 78% |  | Capacity Factor
|  | 78% | Energy Weighted Capacity Factor
2025 $ |  |  | Network Upgrade ($/kw-yr)
|  | 5.7167 | Fuel Cost ($/mmBtu )
|  | 35.2075 | Fuel Cost ($/MWH)
|  | 2.5% | EFOR %
2028 $ |  | 19.1158 | Network Upgrade ($/kw-yr)
2036 $ |  | 14.4359 | Network Upgrade ($/kw-yr)

## GCC.PX.UTS.2038 (hidden)
Table 3
2025 IRP Update - Utah South - CCCT Dry "H", 2X1, DF, with SCR | [9 empty] | GCC.PX.UTS._.DF_.H_2x1
Year | Estimated Capital Cost | First Year Fixed Capital Cost at Real Levelized Rate | Network Upgrade | Fixed O&M + Pipeline | Total Resource Fixed Costs | Fuel Cost | Variable O&M | Total Resource Energy Cost | Total Resource Costs
| $/kW | $/kW-yr | $/kW-yr | $/kW-yr | $/kW-yr | $/MMBtu | $/MWh | $/MWh | $/MWh
| (a) | (b) | (c) | (d) | (e) | (f) | (g) | (h) | (i)
Utah South - CCCT Dry "H", 2X1, DF, with SCR (GCC.PX.UTS._.DF_.H_2x1)
2025 | 1520.4384 |  |  | 47.7901 |  | 5.7167 | 2.773
2026 | 1554.1921 |  |  | 48.8511 |  | 5.8436 | 2.8345
2027 | 1588.6952 |  |  | 49.9356 |  | 5.9733 | 2.8974
2028 | 1623.9642 |  | 19.1158 | 51.0442 |  | 6.1059 | 2.9618
2029 | 1660.0162 |  | 19.5401 | 52.1773 |  | 6.2415 | 3.0275
2030 | 1696.8686 |  | 19.9739 | 53.3357 |  | 6.38 | 3.0947
2031 | 1734.5391 |  | 20.4174 | 54.5197 |  | 6.5217 | 3.1634
2032 | 1773.0458 |  | 20.8706 | 55.7301 |  | 6.6665 | 3.2337
2033 | 1812.4074 |  | 21.3339 | 56.9673 |  | 6.8144 | 3.3054
2034 | 1852.6429 |  | 21.8076 | 58.2319 |  | 6.9657 | 3.3788
2035 | 1893.7716 |  | 22.2917 | 59.5247 |  | 7.1204 | 3.4538
2036 | 1935.8133 |  | 37.2224 | 60.8461 |  | 7.2784 | 3.5305
2037 | 1978.7884 |  | 38.0488 | 62.1969 |  | 7.44 | 3.6089
2038 | 2022.7175 | 126.1 | 38.8935 | 63.5777 | 228.57 | 7.6052 | 3.689 | 50.53 | 83.98
2039 |  | 128.8994 | 39.7569 | 64.9891 | 233.65 | 7.774 | 3.7709 | 51.65 | 85.85
2040 |  | 131.761 | 40.6395 | 66.4319 | 238.83 | 7.9466 | 3.8546 | 52.8 | 87.75
2041 |  | 134.6861 | 41.5417 | 67.9067 | 244.13 | 8.123 | 3.9402 | 53.97 | 89.7
2042 |  | 137.6761 | 42.4639 | 69.4142 | 249.55 | 8.3034 | 4.0277 | 55.17 | 91.69
2043 |  | 140.7325 | 43.4066 | 70.9552 | 255.09 | 8.4877 | 4.1171 | 56.39 | 93.72
2044 |  | 143.8568 | 44.3702 | 72.5304 | 260.76 | 8.6761 | 4.2085 | 57.64 | 95.8
2045 |  | 147.0504 | 45.3553 | 74.1406 | 266.55 | 8.8687 | 4.3019 | 58.92 | 97.93
2046 |  | 150.3149 | 46.3621 | 75.7865 | 272.46 | 9.0656 | 4.3974 | 60.23 | 100.11
2047 |  | 153.6519 | 47.3914 | 77.4689 | 278.51 | 9.2669 | 4.495 | 61.57 | 102.33
2048 |  | 157.063 | 48.4435 | 79.1888 | 284.7 | 9.4726 | 4.5948 | 62.94 | 104.61
2049 |  | 160.5498 | 49.5189 | 80.9468 | 291.02 | 9.6829 | 4.6968 | 64.33 | 106.92
2050 |  | 164.114 | 50.6182 | 82.7438 | 297.48 | 9.8978 | 4.8011 | 65.76 | 109.3
2051 |  | 167.7573 | 51.742 | 84.5807 | 304.08 | 10.1176 | 4.9077 | 67.22 | 111.72
2052 |  | 171.4815 | 52.8906 | 86.4584 | 310.83 | 10.3422 | 5.0166 | 68.71 | 114.2
2053 |  | 175.2884 | 54.0648 | 88.3777 | 317.73 | 10.5718 | 5.128 | 70.24 | 116.74
2054 |  | 179.1798 | 55.265 | 90.3397 | 324.78 | 10.8065 | 5.2418 | 71.8 | 119.33
2055 |  | 183.1576 | 56.4919 | 92.3453 | 331.99 | 11.0464 | 5.3582 | 73.39 | 121.98
2056 |  | 187.2237 | 57.7461 | 94.3953 | 339.37 | 11.2916 | 5.4772 | 75.02 | 124.69
2057 |  | 191.3801 | 59.028 | 96.4909 | 346.9 | 11.5423 | 5.5988 | 76.69 | 127.46
2058 |  | 195.6287 | 60.3384 | 98.633 | 354.6 | 11.7985 | 5.723 | 78.39 | 130.29
2059 |  | 199.9717 | 61.678 | 100.8227 | 362.47 | 12.0605 | 5.8501 | 80.13 | 133.18
2060 |  | 204.4111 | 63.0472 | 103.0609 | 370.52 | 12.3282 | 5.98 | 81.91 | 136.14
2061 |  | 208.949 | 64.4469 | 105.3489 | 378.74 | 12.6019 | 6.1127 | 83.73 | 139.16
2062 |  | 213.5876 | 65.8776 | 107.6876 | 387.15 | 12.8816 | 6.2484 | 85.59 | 142.25
2063 |  | 218.3293 | 67.3401 | 110.0783 | 395.75 | 13.1676 | 6.3871 | 87.49 | 145.41
2064 |  | 223.1762 | 68.835 | 112.522 | 404.53 | 13.4599 | 6.5289 | 89.43 | 148.63
2065 |  | 228.1307 | 70.3631 | 115.02 | 413.51 | 13.7587 | 6.6739 | 91.41 | 151.93
2066 |  | 233.1952 | 71.9252 | 117.5735 | 422.69 | 14.0642 | 6.822 | 93.44 | 155.3
2067 |  | 238.3721 | 73.5219 | 120.1836 | 432.08 | 14.3764 | 6.9735 | 95.52 | 158.76
2068 |  | 243.664 | 75.1541 | 122.8517 | 441.67 | 14.6956 | 7.1283 | 97.64 | 162.28
2069 |  | 249.0733 | 76.8225 | 125.579 | 451.47 | 15.0218 | 7.2866 | 99.81 | 165.88
2070 |  | 254.6028 | 78.528 | 128.3668 | 461.5 | 15.3553 | 7.4483 | 102.02 | 169.56
2071 |  | 260.255 | 80.2713 | 131.2166 | 471.74 | 15.6962 | 7.6137 | 104.29 | 173.33
2072 |  | 266.0326 | 82.0534 | 134.1296 | 482.22 | 16.0446 | 7.7827 | 106.6 | 177.17
2073 |  | 271.9385 | 83.8749 | 137.1073 | 492.92 | 16.4008 | 7.9555 | 108.97 | 181.11
2074 |  | 277.9756 | 85.737 | 140.151 | 503.86 | 16.7649 | 8.1321 | 111.39 | 185.13
2075 |  | 284.1466 | 87.6403 | 143.2624 | 515.05 | 17.1371 | 8.3126 | 113.86 | 189.24
2076 |  | 290.4547 | 89.5859 | 146.4428 | 526.48 | 17.5176 | 8.4971 | 116.39 | 193.44
2077 |  | 296.9028 | 91.5747 | 149.6939 | 538.17 | 17.9064 | 8.6858 | 118.97 | 197.73
2078 |  | 303.494 | 93.6077 | 153.0171 | 550.12 | 18.304 | 8.8786 | 121.61 | 202.12
Nominal 40 year Levelized |  |  |  |  | 305.521 |  |  | 67.54 | 112.2537
Sources, Inputs and Assumptions
Source: (a)(d)(e)(g) |  | Plant Costs - 2025 IRP Update
| (a) | First year real levelized costs
| (b) | = (a) x 6.234% Real Payment Factor@ 00% ITC
| (f) | Gas Price Forecast (Sept 2024 MM)
| (h) | = (f) / (8.76 x 'Capacity Factor' ) + (g)
| Utah South - CCCT Dry "H", 2X1, DF, with SCR (GCC.PX.UTS._.DF_.H_2x1) | [8 empty] | CCCT Dry "H", 2X1, DF, with SCR
| Statistics |  |  | MW | Percent | Cap Cost | Fixed |  |  | GCC.PX.UTS._.DF_.H_2x1
| CCCT Dry "H", 2X1, DF, with SCR |  |  | 1058.901 | 100% | 1508.5524 | 47.7901
| Capacity Weighted |  |  | 1058.901 | 100% | 1509 | 47.79
| Statistics |  |  | MW | CF | aMW | Percent | Variable | Heat Rate
| CCCT Dry "H", 2X1, DF, with SCR |  |  | 1058.901 | 78% | 825.9428 | 100% | 2.773 | 6158.732
| 0 |  |  | 0 | 0% | 0 | 0% | 0 | 0
| Energy Weighted |  |  | 1058.901 | 78% | 825.9428 | 100% | 2.77 | 6159
Rounded
| CCCT |  | Plant Costs - 2025 IRP Update
| 1058.901 |  | MW Plant Capacity
2025 $ | 1508.5524 |  | Plant capacity cost - in $/kW
2025 $ | 11.886 |  | Demolition Cost - in $/kW
2025 $ | 38.4109 |  | Fixed O&M & Capitalized O&M ($/kW-Yr)
| 6158.732 |  | Max Load Heat Rate on Gas (Btu/kw)
| 156515.6994 |  | Gas Fired Conversion Load (MMBtu/d)
| 0.17385 |  | Fixed Demand Transportation Charge (Tariff) ($/mmBtu-day)
| 0.00267 |  | Transportation Commodity / Usage Charge ($/MMBtu)
| 0.0015 |  | ACA Charge ($/MMBtu)
| 0.00417 |  | Total Variable Charges ($/MMBtu)
| 9931742.8321 |  | Fixed Transport Charge $/Year
| 9.3793 |  | Fixed Pipeline in $/kW
| 47.7901 |  | Fixed O&M including Fixed Pipeline & Capitalized O&M ($/kW-Yr)
2025 $ | 2.773 |  | Variable O&M Costs & Capitalized Variable O&M ($/MWh)
| 6158.732 |  | Heat Rate in btu/kWh
| 0% |  | Assumed ITC
| 6.234% |  | Real Payment Factor@ 00% ITC
| 78% |  | Capacity Factor
|  | 78% | Energy Weighted Capacity Factor
2025 $ |  |  | Network Upgrade ($/kw-yr)
|  | 5.7167 | Fuel Cost ($/mmBtu )
|  | 35.2075 | Fuel Cost ($/MWH)
|  | 2.5% | EFOR %
2028 $ |  | 19.1158 | Network Upgrade ($/kw-yr)
2036 $ |  | 14.4359 | Network Upgrade ($/kw-yr)

## GSC.PX.BDG.2038 (hidden)
Table 3
2025 IRP Update - Utah South - CCCT Dry "H", 2X1, DF, with SCR | [9 empty] | GSC.PX.BDG._.___.Frame
Year | Estimated Capital Cost | First Year Fixed Capital Cost at Real Levelized Rate | Network Upgrade | Fixed O&M + Pipeline | Total Resource Fixed Costs | Fuel Cost | Variable O&M | Total Resource Energy Cost | Total Resource Costs
| $/kW | $/kW-yr | $/kW-yr | $/kW-yr | $/kW-yr | $/MMBtu | $/MWh | $/MWh | $/MWh
| (a) | (b) | (c) | (d) | (e) | (f) | (g) | (h) | (i)
Wyoming East-Brownfield - SCCT Frame "F" x1, with SCR (GSC.PX.BDG._.___.Frame)
2025 | 1207.6438 |  |  | 56.2839 |  | 5.6148 | 8.4901
2026 | 1234.4535 |  |  | 57.5334 |  | 5.7394 | 8.6786
2027 | 1261.8583 |  |  | 58.8107 |  | 5.8668 | 8.8713
2028 | 1289.8716 |  | 0 | 60.1163 |  | 5.9971 | 9.0682
2029 | 1318.5067 |  | 0 | 61.4509 |  | 6.1302 | 9.2696
2030 | 1347.7776 |  | 0 | 62.8151 |  | 6.2663 | 9.4753
2031 | 1377.6982 |  | 0 | 64.2096 |  | 6.4054 | 9.6857
2032 | 1408.2831 |  | 0 | 65.635 |  | 6.5476 | 9.9007
2033 | 1439.547 |  | 0 | 67.0921 |  | 6.6929 | 10.1205
2034 | 1471.505 |  | 0 | 68.5816 |  | 6.8415 | 10.3452
2035 | 1504.1724 |  | 0 | 70.1041 |  | 6.9934 | 10.5748
2036 | 1537.565 |  | 0 | 71.6604 |  | 7.1487 | 10.8096
2037 | 1571.6989 |  | 0 | 73.2512 |  | 7.3074 | 11.0496
2038 | 1606.5907 | 98 | 0 | 74.8774 | 172.88 | 7.4696 | 11.2949 | 83 | 142.8
2039 |  | 100.1756 | 0 | 76.5397 | 176.72 | 7.6354 | 11.5456 | 84.85 | 145.98
2040 |  | 102.3995 | 0 | 78.2389 | 180.64 | 7.8049 | 11.8019 | 86.73 | 149.22
2041 |  | 104.6728 | 0 | 79.9758 | 184.65 | 7.9782 | 12.0639 | 88.65 | 152.53
2042 |  | 106.9965 | 0 | 81.7513 | 188.75 | 8.1553 | 12.3318 | 90.62 | 155.91
2043 |  | 109.3718 | 0 | 83.5661 | 192.94 | 8.3364 | 12.6055 | 92.63 | 159.37
2044 |  | 111.7999 | 0 | 85.4213 | 197.22 | 8.5214 | 12.8854 | 94.69 | 162.91
2045 |  | 114.2818 | 0 | 87.3177 | 201.6 | 8.7106 | 13.1714 | 96.79 | 166.53
2046 |  | 116.8189 | 0 | 89.2561 | 206.07 | 8.904 | 13.4638 | 98.94 | 170.22
2047 |  | 119.4123 | 0 | 91.2376 | 210.65 | 9.1016 | 13.7627 | 101.14 | 174.01
2048 |  | 122.0632 | 0 | 93.2631 | 215.33 | 9.3037 | 14.0683 | 103.38 | 177.87
2049 |  | 124.773 | 0 | 95.3335 | 220.11 | 9.5102 | 14.3806 | 105.68 | 181.82
2050 |  | 127.543 | 0 | 97.4499 | 224.99 | 9.7214 | 14.6998 | 108.02 | 185.85
2051 |  | 130.3744 | 0 | 99.6133 | 229.99 | 9.9372 | 15.0262 | 110.42 | 189.98
2052 |  | 133.2688 | 0 | 101.8247 | 235.09 | 10.1578 | 15.3597 | 112.87 | 194.19
2053 |  | 136.2273 | 0 | 104.0852 | 240.31 | 10.3833 | 15.7007 | 115.38 | 198.51
2054 |  | 139.2516 | 0 | 106.3959 | 245.65 | 10.6138 | 16.0493 | 117.94 | 202.92
2055 |  | 142.343 | 0 | 108.7579 | 251.1 | 10.8494 | 16.4056 | 120.56 | 207.42
2056 |  | 145.503 | 0 | 111.1723 | 256.68 | 11.0903 | 16.7698 | 123.24 | 212.03
2057 |  | 148.7331 | 0 | 113.6403 | 262.37 | 11.3365 | 17.1421 | 125.97 | 216.73
2058 |  | 152.035 | 0 | 116.1632 | 268.2 | 11.5882 | 17.5226 | 128.77 | 221.55
2059 |  | 155.4102 | 0 | 118.742 | 274.15 | 11.8454 | 17.9116 | 131.63 | 226.47
2060 |  | 158.8603 | 0 | 121.3781 | 280.24 | 12.1084 | 18.3093 | 134.55 | 231.49
2061 |  | 162.387 | 0 | 124.0727 | 286.46 | 12.3772 | 18.7157 | 137.54 | 236.63
2062 |  | 165.992 | 0 | 126.8271 | 292.82 | 12.652 | 19.1312 | 140.59 | 241.88
2063 |  | 169.677 | 0 | 129.6426 | 299.32 | 12.9328 | 19.5559 | 143.71 | 247.25
2064 |  | 173.4438 | 0 | 132.5207 | 305.96 | 13.2199 | 19.9901 | 146.9 | 252.74
2065 |  | 177.2943 | 0 | 135.4627 | 312.76 | 13.5134 | 20.4339 | 150.16 | 258.35
2066 |  | 181.2302 | 0 | 138.4699 | 319.7 | 13.8134 | 20.8875 | 153.5 | 264.09
2067 |  | 185.2535 | 0 | 141.544 | 326.8 | 14.1201 | 21.3512 | 156.9 | 269.95
2068 |  | 189.3662 | 0 | 144.6862 | 334.05 | 14.4336 | 21.8252 | 160.39 | 275.95
2069 |  | 193.5701 | 0 | 147.8983 | 341.47 | 14.754 | 22.3097 | 163.95 | 282.07
2070 |  | 197.8673 | 0 | 151.1816 | 349.05 | 15.0815 | 22.805 | 167.59 | 288.34
2071 |  | 202.26 | 0 | 154.5378 | 356.8 | 15.4163 | 23.3113 | 171.31 | 294.74
2072 |  | 206.7502 | 0 | 157.9686 | 364.72 | 15.7586 | 23.8288 | 175.11 | 301.28
2073 |  | 211.34 | 0 | 161.4755 | 372.82 | 16.1084 | 24.3578 | 179 | 307.97
2074 |  | 216.0318 | 0 | 165.0602 | 381.09 | 16.466 | 24.8985 | 182.97 | 314.8
2075 |  | 220.8277 | 0 | 168.7246 | 389.55 | 16.8316 | 25.4513 | 187.03 | 321.79
2076 |  | 225.7301 | 0 | 172.4703 | 398.2 | 17.2052 | 26.0163 | 191.19 | 328.94
2077 |  | 230.7413 | 0 | 176.2991 | 407.04 | 17.5872 | 26.5938 | 195.43 | 336.24
2078 |  | 235.8637 | 0 | 180.2129 | 416.08 | 17.9776 | 27.1842 | 199.77 | 343.7
Nominal 40 year Levelized |  |  |  |  | 231.0789 |  |  | 110.9455 | 190.8811
Sources, Inputs and Assumptions
Source: (a)(d)(e)(g) |  | Plant Costs - 2025 IRP Update
| (a) | First year real levelized costs
| (b) | = (a) x 6.100% Real Payment Factor@ 00% ITC
| (f) | Gas Price Forecast (Sept 2024 MM)
| (h) | = (f) / (8.76 x 'Capacity Factor' ) + (g)
Wyoming East-Brownfield - SCCT Frame "F" x1, with SCR (GSC.PX.BDG._.___.Frame)
| Statistics |  |  | MW | Percent | Cap Cost | Fixed
| GSC.PX.BDG._.___.Frame |  |  | 191.759 | 100% | 1195.5137 | 56.2839
| Capacity Weighted |  |  | 191.759 | 100% | 1196 | 56.28
| Statistics |  |  | MW | CF | aMW | Percent | Variable | Heat Rate
| GSC.PX.BDG._.___.Frame |  |  | 191.759 | 33% | 63.2805 | 100% | 8.4901 | 9600.396
| 0 |  |  | 0 | 0% | 0 | 0% | 0 | 0
| Energy Weighted |  |  | 191.759 | 33% | 63.2805 | 100% | 8.49 | 9600
Rounded
| SCCT |  | Plant Costs - 2025 IRP Update
| 191.759 |  | MW Plant Capacity
2025 $ | 1195.5137 |  | Plant capacity cost - in $/kW
2025 $ | 12.13 |  | Demolition Cost - in $/kW
2025 $ | 30.4848 |  | Fixed O&M & Capitalized O&M ($/kW-Yr)
| 9600.396 |  | Max Load Heat Rate on Gas (Btu/kw)
| 44183.0961 |  | Gas Fired Conversion Load (MMBtu/d)
| 0.30677 |  | Fixed Demand Transportation Charge (Tariff) ($/mmBtu-day)
| 0.0057 |  | Transportation Commodity / Usage Charge ($/MMBtu)
| 0.0015 |  | ACA Charge ($/MMBtu)
| 0.0072 |  | Total Variable Charges ($/MMBtu)
| 4947216.6143 |  | Fixed Transport Charge $/Year
| 25.7991 |  | Fixed Pipeline in $/kW
| 56.2839 |  | Fixed O&M including Fixed Pipeline & Capitalized O&M ($/kW-Yr)
2025 $ | 8.4901 |  | Variable O&M Costs & Capitalized Variable O&M ($/MWh)
| 9600.396 |  | Heat Rate in btu/kWh
| 0% |  | Assumed ITC
| 6.1% |  | Real Payment Factor@ 00% ITC
| 33% |  | Capacity Factor
|  | 33% | Energy Weighted Capacity Factor
2025 $ |  |  | Network Upgrade ($/kw-yr)
|  | 5.6148 | Fuel Cost ($/mmBtu )
|  | 53.9038 | Fuel Cost ($/MWH)
|  | 2.7% | EFOR %
Network Upgrade ($/kw-yr)
Network Upgrade ($/kw-yr)

## 2025 IRPUpdt Assumptions (hidden)
Collection | Parent Object | Child Object | Property | Value | Data File | Units | Band | Date From | Date To | Timeslice | Action | Expression | Scenario | Memo | Category
Generators | System | GCC.PX.DJW._.DF_.H_2x1 | Build Cost | 1357.697 |  | $/kW | 1 |  |  |  | × | Inflation | 25 IRP Update SSR | H:\2025 IRP Update\03. Assumptions\12. New Resources (SSR)\[RESD SSR Database 2025 v9 20250219 Modifiers Expanded Table 2 2025 IRP Update Draft.xlsx]Build Cost | New Gas
Generators | System | GCC.PX.UTS._.DF_.H_2x1 | Build Cost | 1508.552 |  | $/kW | 1 |  |  |  | × | Inflation | 25 IRP Update SSR | H:\2025 IRP Update\03. Assumptions\12. New Resources (SSR)\[RESD SSR Database 2025 v9 20250219 Modifiers Expanded Table 2 2025 IRP Update Draft.xlsx]Build Cost | New Gas
Generators | System | GCC.PX.WYE._.DF_.H_2x1 | Build Cost | 1508.552 |  | $/kW | 1 |  |  |  | × | Inflation | 25 IRP Update SSR | H:\2025 IRP Update\03. Assumptions\12. New Resources (SSR)\[RESD SSR Database 2025 v9 20250219 Modifiers Expanded Table 2 2025 IRP Update Draft.xlsx]Build Cost | New Gas
Generators | System | GSC.PX.BDG._.___.Frame | Build Cost | 1195.514 |  | $/kW | 1 |  |  |  | × | Inflation | 25 IRP Update SSR | H:\2025 IRP Update\03. Assumptions\12. New Resources (SSR)\[RESD SSR Database 2025 v9 20250219 Modifiers Expanded Table 2 2025 IRP Update Draft.xlsx]Build Cost | New Gas
Generators | System | GSC.PX.WYE._.___.Frame | Build Cost | 1328.349 |  | $/kW | 1 |  |  |  | × | Inflation | 25 IRP Update SSR | H:\2025 IRP Update\03. Assumptions\12. New Resources (SSR)\[RESD SSR Database 2025 v9 20250219 Modifiers Expanded Table 2 2025 IRP Update Draft.xlsx]Build Cost | New Gas
Generators | System | PV_.PX.BOR._.PTC.Utility_Scale | Build Cost | 1399.38 |  | $/kW | 1 |  |  |  | × | IRPPVESC | 25 IRP Update SSR | H:\2025 IRP Update\03. Assumptions\12. New Resources (SSR)\[RESD SSR Database 2025 v9 20250219 Modifiers Expanded Table 2 2025 IRP Update Draft.xlsx]Build Cost | New Solar
Generators | System | PV_.PX.COR._.NTC.Small_Scale | Build Cost | 1954.522 |  | $/kW | 1 |  |  |  | × | IRPPV_NTC_ESC_Small | 25 IRP Update SSR | H:\2025 IRP Update\03. Assumptions\12. New Resources (SSR)\[RESD SSR Database 2025 v9 20250219 Modifiers Expanded Table 2 2025 IRP Update Draft.xlsx]Build Cost | New Solar
Generators | System | PV_.PX.COR._.NTC.Utility_Scale | Build Cost | 1468.657 |  | $/kW | 1 |  |  |  | × | IRPPV_NTC_ESC | 25 IRP Update SSR | H:\2025 IRP Update\03. Assumptions\12. New Resources (SSR)\[RESD SSR Database 2025 v9 20250219 Modifiers Expanded Table 2 2025 IRP Update Draft.xlsx]Build Cost | New Solar
Generators | System | PV_.PX.COR._.PTC.Small_Scale | Build Cost | 1954.522 |  | $/kW | 1 |  |  |  | × | IRPPVESC_Small | 25 IRP Update SSR | H:\2025 IRP Update\03. Assumptions\12. New Resources (SSR)\[RESD SSR Database 2025 v9 20250219 Modifiers Expanded Table 2 2025 IRP Update Draft.xlsx]Build Cost | New Solar
Generators | System | PV_.PX.COR._.PTC.Utility_Scale | Build Cost | 1468.657 |  | $/kW | 1 |  |  |  | × | IRPPVESC | 25 IRP Update SSR | H:\2025 IRP Update\03. Assumptions\12. New Resources (SSR)\[RESD SSR Database 2025 v9 20250219 Modifiers Expanded Table 2 2025 IRP Update Draft.xlsx]Build Cost | New Solar
Generators | System | PV_.PX.GOE._.PTC.Utility_Scale | Build Cost | 1399.38 |  | $/kW | 1 |  |  |  | × | IRPPVESC | 25 IRP Update SSR | H:\2025 IRP Update\03. Assumptions\12. New Resources (SSR)\[RESD SSR Database 2025 v9 20250219 Modifiers Expanded Table 2 2025 IRP Update Draft.xlsx]Build Cost | New Solar
Generators | System | PV_.PX.NUT._.NTC.Utility_Scale | Build Cost | 1399.38 |  | $/kW | 1 |  |  |  | × | IRPPV_NTC_ESC | 25 IRP Update SSR | H:\2025 IRP Update\03. Assumptions\12. New Resources (SSR)\[RESD SSR Database 2025 v9 20250219 Modifiers Expanded Table 2 2025 IRP Update Draft.xlsx]Build Cost | New Solar
Generators | System | PV_.PX.NUT._.PTC.Utility_Scale | Build Cost | 1399.38 |  | $/kW | 1 |  |  |  | × | IRPPVESC | 25 IRP Update SSR | H:\2025 IRP Update\03. Assumptions\12. New Resources (SSR)\[RESD SSR Database 2025 v9 20250219 Modifiers Expanded Table 2 2025 IRP Update Draft.xlsx]Build Cost | New Solar
Generators | System | PV_.PX.SOR._.PTC.Utility_Scale | Build Cost | 1537.933 |  | $/kW | 1 |  |  |  | × | IRPPVESC | 25 IRP Update SSR | H:\2025 IRP Update\03. Assumptions\12. New Resources (SSR)\[RESD SSR Database 2025 v9 20250219 Modifiers Expanded Table 2 2025 IRP Update Draft.xlsx]Build Cost | New Solar
Generators | System | PV_.PX.SUM._.NTC.Utility_Scale | Build Cost | 1468.657 |  | $/kW | 1 |  |  |  | × | IRPPV_NTC_ESC | 25 IRP Update SSR | H:\2025 IRP Update\03. Assumptions\12. New Resources (SSR)\[RESD SSR Database 2025 v9 20250219 Modifiers Expanded Table 2 2025 IRP Update Draft.xlsx]Build Cost | New Solar
Generators | System | PV_.PX.SUM._.PTC.Utility_Scale | Build Cost | 1468.657 |  | $/kW | 1 |  |  |  | × | IRPPVESC | 25 IRP Update SSR | H:\2025 IRP Update\03. Assumptions\12. New Resources (SSR)\[RESD SSR Database 2025 v9 20250219 Modifiers Expanded Table 2 2025 IRP Update Draft.xlsx]Build Cost | New Solar
Generators | System | PV_.PX.UTS._.NTC.Utility_Scale | Build Cost | 1385.525 |  | $/kW | 1 |  |  |  | × | IRPPV_NTC_ESC | 25 IRP Update SSR | H:\2025 IRP Update\03. Assumptions\12. New Resources (SSR)\[RESD SSR Database 2025 v9 20250219 Modifiers Expanded Table 2 2025 IRP Update Draft.xlsx]Build Cost | New Solar
Generators | System | PV_.PX.UTS._.PTC.Utility_Scale | Build Cost | 1385.525 |  | $/kW | 1 |  |  |  | × | IRPPVESC | 25 IRP Update SSR | H:\2025 IRP Update\03. Assumptions\12. New Resources (SSR)\[RESD SSR Database 2025 v9 20250219 Modifiers Expanded Table 2 2025 IRP Update Draft.xlsx]Build Cost | New Solar
Generators | System | PV_.PX.WWA._.NTC.Utility_Scale | Build Cost | 1413.236 |  | $/kW | 1 |  |  |  | × | IRPPV_NTC_ESC | 25 IRP Update SSR | H:\2025 IRP Update\03. Assumptions\12. New Resources (SSR)\[RESD SSR Database 2025 v9 20250219 Modifiers Expanded Table 2 2025 IRP Update Draft.xlsx]Build Cost | New Solar
Generators | System | PV_.PX.WWA._.PTC.Utility_Scale | Build Cost | 1413.236 |  | $/kW | 1 |  |  |  | × | IRPPVESC | 25 IRP Update SSR | H:\2025 IRP Update\03. Assumptions\12. New Resources (SSR)\[RESD SSR Database 2025 v9 20250219 Modifiers Expanded Table 2 2025 IRP Update Draft.xlsx]Build Cost | New Solar
Generators | System | PV_.PX.WYN._.NTC.Small_Scale | Build Cost | 1843.889 |  | $/kW | 1 |  |  |  | × | IRPPV_NTC_ESC_Small | 25 IRP Update SSR | H:\2025 IRP Update\03. Assumptions\12. New Resources (SSR)\[RESD SSR Database 2025 v9 20250219 Modifiers Expanded Table 2 2025 IRP Update Draft.xlsx]Build Cost | New Solar
Generators | System | PV_.PX.WYN._.PTC.Small_Scale | Build Cost | 1843.889 |  | $/kW | 1 |  |  |  | × | IRPPVESC_Small | 25 IRP Update SSR | H:\2025 IRP Update\03. Assumptions\12. New Resources (SSR)\[RESD SSR Database 2025 v9 20250219 Modifiers Expanded Table 2 2025 IRP Update Draft.xlsx]Build Cost | New Solar
Generators | System | PV_.PX.YAK._.NTC.Utility_Scale | Build Cost | 1413.236 |  | $/kW | 1 |  |  |  | × | IRPPV_NTC_ESC | 25 IRP Update SSR | H:\2025 IRP Update\03. Assumptions\12. New Resources (SSR)\[RESD SSR Database 2025 v9 20250219 Modifiers Expanded Table 2 2025 IRP Update Draft.xlsx]Build Cost | New Solar
Generators | System | PV_.PX.YAK._.PTC.Utility_Scale | Build Cost | 1413.236 |  | $/kW | 1 |  |  |  | × | IRPPVESC | 25 IRP Update SSR | H:\2025 IRP Update\03. Assumptions\12. New Resources (SSR)\[RESD SSR Database 2025 v9 20250219 Modifiers Expanded Table 2 2025 IRP Update Draft.xlsx]Build Cost | New Solar
Generators | System | WD_.PX.BOR._.PTC.Utility_Scale | Build Cost | 1537.358 |  | $/kW | 1 |  |  |  | × | IRPWDESC | 25 IRP Update SSR | H:\2025 IRP Update\03. Assumptions\12. New Resources (SSR)\[RESD SSR Database 2025 v9 20250219 Modifiers Expanded Table 2 2025 IRP Update Draft.xlsx]Build Cost | New Wind
Generators | System | WD_.PX.COR._.NTC.Utility_Scale | Build Cost | 1673.008 |  | $/kW | 1 |  |  |  | × | IRPWD_NTC_ESC | 25 IRP Update SSR | H:\2025 IRP Update\03. Assumptions\12. New Resources (SSR)\[RESD SSR Database 2025 v9 20250219 Modifiers Expanded Table 2 2025 IRP Update Draft.xlsx]Build Cost | New Wind
Generators | System | WD_.PX.COR._.PTC.Utility_Scale | Build Cost | 1673.008 |  | $/kW | 1 |  |  |  | × | IRPWDESC | 25 IRP Update SSR | H:\2025 IRP Update\03. Assumptions\12. New Resources (SSR)\[RESD SSR Database 2025 v9 20250219 Modifiers Expanded Table 2 2025 IRP Update Draft.xlsx]Build Cost | New Wind
Generators | System | WD_.PX.GOE._.PTC.Utility_Scale | Build Cost | 1537.358 |  | $/kW | 1 |  |  |  | × | IRPWDESC | 25 IRP Update SSR | H:\2025 IRP Update\03. Assumptions\12. New Resources (SSR)\[RESD SSR Database 2025 v9 20250219 Modifiers Expanded Table 2 2025 IRP Update Draft.xlsx]Build Cost | New Wind
Generators | System | WD_.PX.SOR._.NTC.Utility_Scale | Build Cost | 1778.513 |  | $/kW | 1 |  |  |  | × | IRPWD_NTC_ESC | 25 IRP Update SSR | H:\2025 IRP Update\03. Assumptions\12. New Resources (SSR)\[RESD SSR Database 2025 v9 20250219 Modifiers Expanded Table 2 2025 IRP Update Draft.xlsx]Build Cost | New Wind
Generators | System | WD_.PX.SOR._.PTC.Utility_Scale | Build Cost | 1778.513 |  | $/kW | 1 |  |  |  | × | IRPWDESC | 25 IRP Update SSR | H:\2025 IRP Update\03. Assumptions\12. New Resources (SSR)\[RESD SSR Database 2025 v9 20250219 Modifiers Expanded Table 2 2025 IRP Update Draft.xlsx]Build Cost | New Wind
Generators | System | WD_.PX.SUM._.NTC.Utility_Scale | Build Cost | 1673.008 |  | $/kW | 1 |  |  |  | × | IRPWD_NTC_ESC | 25 IRP Update SSR | H:\2025 IRP Update\03. Assumptions\12. New Resources (SSR)\[RESD SSR Database 2025 v9 20250219 Modifiers Expanded Table 2 2025 IRP Update Draft.xlsx]Build Cost | New Wind
Generators | System | WD_.PX.SUM._.PTC.Utility_Scale | Build Cost | 1673.008 |  | $/kW | 1 |  |  |  | × | IRPWDESC | 25 IRP Update SSR | H:\2025 IRP Update\03. Assumptions\12. New Resources (SSR)\[RESD SSR Database 2025 v9 20250219 Modifiers Expanded Table 2 2025 IRP Update Draft.xlsx]Build Cost | New Wind
Generators | System | WD_.PX.UTS._.PTC.Utility_Scale | Build Cost | 1522.286 |  | $/kW | 1 |  |  |  | × | IRPWDESC | 25 IRP Update SSR | H:\2025 IRP Update\03. Assumptions\12. New Resources (SSR)\[RESD SSR Database 2025 v9 20250219 Modifiers Expanded Table 2 2025 IRP Update Draft.xlsx]Build Cost | New Wind
Generators | System | WD_.PX.WMV._.NTC.Utility_Scale | Build Cost | 1673.008 |  | $/kW | 1 |  |  |  | × | IRPWD_NTC_ESC | 25 IRP Update SSR | H:\2025 IRP Update\03. Assumptions\12. New Resources (SSR)\[RESD SSR Database 2025 v9 20250219 Modifiers Expanded Table 2 2025 IRP Update Draft.xlsx]Build Cost | New Wind
Generators | System | WD_.PX.WMV._.PTC.Utility_Scale | Build Cost | 1673.008 |  | $/kW | 1 |  |  |  | × | IRPWDESC | 25 IRP Update SSR | H:\2025 IRP Update\03. Assumptions\12. New Resources (SSR)\[RESD SSR Database 2025 v9 20250219 Modifiers Expanded Table 2 2025 IRP Update Draft.xlsx]Build Cost | New Wind
Generators | System | WD_.PX.WWA._.PTC.Utility_Scale | Build Cost | 1567.503 |  | $/kW | 1 |  |  |  | × | IRPWDESC | 25 IRP Update SSR | H:\2025 IRP Update\03. Assumptions\12. New Resources (SSR)\[RESD SSR Database 2025 v9 20250219 Modifiers Expanded Table 2 2025 IRP Update Draft.xlsx]Build Cost | New Wind
Generators | System | WD_.PX.WYE._.NTC.Utility_Scale | Build Cost | 1477.07 |  | $/kW | 1 |  |  |  | × | IRPWD_NTC_ESC | 25 IRP Update SSR | H:\2025 IRP Update\03. Assumptions\12. New Resources (SSR)\[RESD SSR Database 2025 v9 20250219 Modifiers Expanded Table 2 2025 IRP Update Draft.xlsx]Build Cost | New Wind
Generators | System | WD_.PX.WYE._.PTC.Utility_Scale | Build Cost | 1477.07 |  | $/kW | 1 |  |  |  | × | IRPWDESC | 25 IRP Update SSR | H:\2025 IRP Update\03. Assumptions\12. New Resources (SSR)\[RESD SSR Database 2025 v9 20250219 Modifiers Expanded Table 2 2025 IRP Update Draft.xlsx]Build Cost | New Wind
Generators | System | WD_.PX.WYN._.NTC.Small_Scale | Build Cost | 2917.666 |  | $/kW | 1 |  |  |  | × | IRPWD_NTC_ESC_Small | 25 IRP Update SSR | H:\2025 IRP Update\03. Assumptions\12. New Resources (SSR)\[RESD SSR Database 2025 v9 20250219 Modifiers Expanded Table 2 2025 IRP Update Draft.xlsx]Build Cost | New Wind
Generators | System | WD_.PX.WYN._.PTC.Small_Scale | Build Cost | 2917.666 |  | $/kW | 1 |  |  |  | × | IRPWDESC_Small | 25 IRP Update SSR | H:\2025 IRP Update\03. Assumptions\12. New Resources (SSR)\[RESD SSR Database 2025 v9 20250219 Modifiers Expanded Table 2 2025 IRP Update Draft.xlsx]Build Cost | New Wind
Generators | System | WD_.PX.YAK._.NTC.Utility_Scale | Build Cost | 1567.503 |  | $/kW | 1 |  |  |  | × | IRPWD_NTC_ESC | 25 IRP Update SSR | H:\2025 IRP Update\03. Assumptions\12. New Resources (SSR)\[RESD SSR Database 2025 v9 20250219 Modifiers Expanded Table 2 2025 IRP Update Draft.xlsx]Build Cost | New Wind
Generators | System | WD_.PX.YAK._.PTC.Utility_Scale | Build Cost | 1567.503 |  | $/kW | 1 |  |  |  | × | IRPWDESC | 25 IRP Update SSR | H:\2025 IRP Update\03. Assumptions\12. New Resources (SSR)\[RESD SSR Database 2025 v9 20250219 Modifiers Expanded Table 2 2025 IRP Update Draft.xlsx]Build Cost | New Wind
Collection | Parent Object | Child Object | Property | Value | Data File | Units | Band | Date From | Date To | Timeslice | Action | Expression | Scenario | Memo | Category
Generators | System | GCC.PX.DJW._.DF_.H_2x1 | FO&M Charge | 53.9819 |  | $/kW/yr | 1 |  |  |  | × | Inflation | 25 IRP Update SSR | H:\2025 IRP Update\03. Assumptions\12. New Resources (SSR)\[RESD SSR Database 2025 v9 20250219 Modifiers Expanded Table 2 2025 IRP Update Draft.xlsx]FOM | New Gas
Generators | System | GCC.PX.UTS._.DF_.H_2x1 | FO&M Charge | 46.8108 |  | $/kW/yr | 1 |  |  |  | × | Inflation | 25 IRP Update SSR | H:\2025 IRP Update\03. Assumptions\12. New Resources (SSR)\[RESD SSR Database 2025 v9 20250219 Modifiers Expanded Table 2 2025 IRP Update Draft.xlsx]FOM | New Gas
Generators | System | GCC.PX.WYE._.DF_.H_2x1 | FO&M Charge | 53.9819 |  | $/kW/yr | 1 |  |  |  | × | Inflation | 25 IRP Update SSR | H:\2025 IRP Update\03. Assumptions\12. New Resources (SSR)\[RESD SSR Database 2025 v9 20250219 Modifiers Expanded Table 2 2025 IRP Update Draft.xlsx]FOM | New Gas
Generators | System | GSC.PX.BDG._.___.Frame | FO&M Charge | 55.5067 |  | $/kW/yr | 1 |  |  |  | × | Inflation | 25 IRP Update SSR | H:\2025 IRP Update\03. Assumptions\12. New Resources (SSR)\[RESD SSR Database 2025 v9 20250219 Modifiers Expanded Table 2 2025 IRP Update Draft.xlsx]FOM | New Gas
Generators | System | GSC.PX.WYE._.___.Frame | FO&M Charge | 55.5067 |  | $/kW/yr | 1 |  |  |  | × | Inflation | 25 IRP Update SSR | H:\2025 IRP Update\03. Assumptions\12. New Resources (SSR)\[RESD SSR Database 2025 v9 20250219 Modifiers Expanded Table 2 2025 IRP Update Draft.xlsx]FOM | New Gas
Generators | System | PV_.PX.BOR._.PTC.Utility_Scale | FO&M Charge | 21.84 |  | $/kW/yr | 1 |  |  |  | × | Inflation | 25 IRP Update SSR | H:\2025 IRP Update\03. Assumptions\12. New Resources (SSR)\[RESD SSR Database 2025 v9 20250219 Modifiers Expanded Table 2 2025 IRP Update Draft.xlsx]FOM | New Solar
Generators | System | PV_.PX.COR._.NTC.Small_Scale | FO&M Charge | 18.998 |  | $/kW/yr | 1 |  |  |  | × | Inflation | 25 IRP Update SSR | H:\2025 IRP Update\03. Assumptions\12. New Resources (SSR)\[RESD SSR Database 2025 v9 20250219 Modifiers Expanded Table 2 2025 IRP Update Draft.xlsx]FOM | New Solar
Generators | System | PV_.PX.COR._.NTC.Utility_Scale | FO&M Charge | 21.84 |  | $/kW/yr | 1 |  |  |  | × | Inflation | 25 IRP Update SSR | H:\2025 IRP Update\03. Assumptions\12. New Resources (SSR)\[RESD SSR Database 2025 v9 20250219 Modifiers Expanded Table 2 2025 IRP Update Draft.xlsx]FOM | New Solar
Generators | System | PV_.PX.COR._.PTC.Small_Scale | FO&M Charge | 18.998 |  | $/kW/yr | 1 |  |  |  | × | Inflation | 25 IRP Update SSR | H:\2025 IRP Update\03. Assumptions\12. New Resources (SSR)\[RESD SSR Database 2025 v9 20250219 Modifiers Expanded Table 2 2025 IRP Update Draft.xlsx]FOM | New Solar
Generators | System | PV_.PX.COR._.PTC.Utility_Scale | FO&M Charge | 21.84 |  | $/kW/yr | 1 |  |  |  | × | Inflation | 25 IRP Update SSR | H:\2025 IRP Update\03. Assumptions\12. New Resources (SSR)\[RESD SSR Database 2025 v9 20250219 Modifiers Expanded Table 2 2025 IRP Update Draft.xlsx]FOM | New Solar
Generators | System | PV_.PX.GOE._.PTC.Utility_Scale | FO&M Charge | 21.84 |  | $/kW/yr | 1 |  |  |  | × | Inflation | 25 IRP Update SSR | H:\2025 IRP Update\03. Assumptions\12. New Resources (SSR)\[RESD SSR Database 2025 v9 20250219 Modifiers Expanded Table 2 2025 IRP Update Draft.xlsx]FOM | New Solar
Generators | System | PV_.PX.NUT._.NTC.Utility_Scale | FO&M Charge | 21.84 |  | $/kW/yr | 1 |  |  |  | × | Inflation | 25 IRP Update SSR | H:\2025 IRP Update\03. Assumptions\12. New Resources (SSR)\[RESD SSR Database 2025 v9 20250219 Modifiers Expanded Table 2 2025 IRP Update Draft.xlsx]FOM | New Solar
Generators | System | PV_.PX.NUT._.PTC.Utility_Scale | FO&M Charge | 21.84 |  | $/kW/yr | 1 |  |  |  | × | Inflation | 25 IRP Update SSR | H:\2025 IRP Update\03. Assumptions\12. New Resources (SSR)\[RESD SSR Database 2025 v9 20250219 Modifiers Expanded Table 2 2025 IRP Update Draft.xlsx]FOM | New Solar
Generators | System | PV_.PX.SOR._.PTC.Utility_Scale | FO&M Charge | 21.84 |  | $/kW/yr | 1 |  |  |  | × | Inflation | 25 IRP Update SSR | H:\2025 IRP Update\03. Assumptions\12. New Resources (SSR)\[RESD SSR Database 2025 v9 20250219 Modifiers Expanded Table 2 2025 IRP Update Draft.xlsx]FOM | New Solar
Generators | System | PV_.PX.SUM._.NTC.Utility_Scale | FO&M Charge | 21.84 |  | $/kW/yr | 1 |  |  |  | × | Inflation | 25 IRP Update SSR | H:\2025 IRP Update\03. Assumptions\12. New Resources (SSR)\[RESD SSR Database 2025 v9 20250219 Modifiers Expanded Table 2 2025 IRP Update Draft.xlsx]FOM | New Solar
Generators | System | PV_.PX.SUM._.PTC.Utility_Scale | FO&M Charge | 21.84 |  | $/kW/yr | 1 |  |  |  | × | Inflation | 25 IRP Update SSR | H:\2025 IRP Update\03. Assumptions\12. New Resources (SSR)\[RESD SSR Database 2025 v9 20250219 Modifiers Expanded Table 2 2025 IRP Update Draft.xlsx]FOM | New Solar
Generators | System | PV_.PX.UTS._.NTC.Utility_Scale | FO&M Charge | 22.89 |  | $/kW/yr | 1 |  |  |  | × | Inflation | 25 IRP Update SSR | H:\2025 IRP Update\03. Assumptions\12. New Resources (SSR)\[RESD SSR Database 2025 v9 20250219 Modifiers Expanded Table 2 2025 IRP Update Draft.xlsx]FOM | New Solar
Generators | System | PV_.PX.UTS._.PTC.Utility_Scale | FO&M Charge | 22.89 |  | $/kW/yr | 1 |  |  |  | × | Inflation | 25 IRP Update SSR | H:\2025 IRP Update\03. Assumptions\12. New Resources (SSR)\[RESD SSR Database 2025 v9 20250219 Modifiers Expanded Table 2 2025 IRP Update Draft.xlsx]FOM | New Solar
Generators | System | PV_.PX.WWA._.NTC.Utility_Scale | FO&M Charge | 21.84 |  | $/kW/yr | 1 |  |  |  | × | Inflation | 25 IRP Update SSR | H:\2025 IRP Update\03. Assumptions\12. New Resources (SSR)\[RESD SSR Database 2025 v9 20250219 Modifiers Expanded Table 2 2025 IRP Update Draft.xlsx]FOM | New Solar
Generators | System | PV_.PX.WWA._.PTC.Utility_Scale | FO&M Charge | 21.84 |  | $/kW/yr | 1 |  |  |  | × | Inflation | 25 IRP Update SSR | H:\2025 IRP Update\03. Assumptions\12. New Resources (SSR)\[RESD SSR Database 2025 v9 20250219 Modifiers Expanded Table 2 2025 IRP Update Draft.xlsx]FOM | New Solar
Generators | System | PV_.PX.WYN._.NTC.Small_Scale | FO&M Charge | 18.998 |  | $/kW/yr | 1 |  |  |  | × | Inflation | 25 IRP Update SSR | H:\2025 IRP Update\03. Assumptions\12. New Resources (SSR)\[RESD SSR Database 2025 v9 20250219 Modifiers Expanded Table 2 2025 IRP Update Draft.xlsx]FOM | New Solar
Generators | System | PV_.PX.WYN._.PTC.Small_Scale | FO&M Charge | 18.998 |  | $/kW/yr | 1 |  |  |  | × | Inflation | 25 IRP Update SSR | H:\2025 IRP Update\03. Assumptions\12. New Resources (SSR)\[RESD SSR Database 2025 v9 20250219 Modifiers Expanded Table 2 2025 IRP Update Draft.xlsx]FOM | New Solar
Generators | System | PV_.PX.YAK._.NTC.Utility_Scale | FO&M Charge | 21.84 |  | $/kW/yr | 1 |  |  |  | × | Inflation | 25 IRP Update SSR | H:\2025 IRP Update\03. Assumptions\12. New Resources (SSR)\[RESD SSR Database 2025 v9 20250219 Modifiers Expanded Table 2 2025 IRP Update Draft.xlsx]FOM | New Solar
Generators | System | PV_.PX.YAK._.PTC.Utility_Scale | FO&M Charge | 21.84 |  | $/kW/yr | 1 |  |  |  | × | Inflation | 25 IRP Update SSR | H:\2025 IRP Update\03. Assumptions\12. New Resources (SSR)\[RESD SSR Database 2025 v9 20250219 Modifiers Expanded Table 2 2025 IRP Update Draft.xlsx]FOM | New Solar
Generators | System | WD_.PX.BOR._.PTC.Utility_Scale | FO&M Charge | 34.774 |  | $/kW/yr | 1 |  |  |  | × | Inflation | 25 IRP Update SSR | H:\2025 IRP Update\03. Assumptions\12. New Resources (SSR)\[RESD SSR Database 2025 v9 20250219 Modifiers Expanded Table 2 2025 IRP Update Draft.xlsx]FOM | New Wind
Generators | System | WD_.PX.COR._.NTC.Utility_Scale | FO&M Charge | 34.774 |  | $/kW/yr | 1 |  |  |  | × | Inflation | 25 IRP Update SSR | H:\2025 IRP Update\03. Assumptions\12. New Resources (SSR)\[RESD SSR Database 2025 v9 20250219 Modifiers Expanded Table 2 2025 IRP Update Draft.xlsx]FOM | New Wind
Generators | System | WD_.PX.COR._.PTC.Utility_Scale | FO&M Charge | 34.774 |  | $/kW/yr | 1 |  |  |  | × | Inflation | 25 IRP Update SSR | H:\2025 IRP Update\03. Assumptions\12. New Resources (SSR)\[RESD SSR Database 2025 v9 20250219 Modifiers Expanded Table 2 2025 IRP Update Draft.xlsx]FOM | New Wind
Generators | System | WD_.PX.GOE._.PTC.Utility_Scale | FO&M Charge | 34.774 |  | $/kW/yr | 1 |  |  |  | × | Inflation | 25 IRP Update SSR | H:\2025 IRP Update\03. Assumptions\12. New Resources (SSR)\[RESD SSR Database 2025 v9 20250219 Modifiers Expanded Table 2 2025 IRP Update Draft.xlsx]FOM | New Wind
Generators | System | WD_.PX.SOR._.NTC.Utility_Scale | FO&M Charge | 34.774 |  | $/kW/yr | 1 |  |  |  | × | Inflation | 25 IRP Update SSR | H:\2025 IRP Update\03. Assumptions\12. New Resources (SSR)\[RESD SSR Database 2025 v9 20250219 Modifiers Expanded Table 2 2025 IRP Update Draft.xlsx]FOM | New Wind
Generators | System | WD_.PX.SOR._.PTC.Utility_Scale | FO&M Charge | 34.774 |  | $/kW/yr | 1 |  |  |  | × | Inflation | 25 IRP Update SSR | H:\2025 IRP Update\03. Assumptions\12. New Resources (SSR)\[RESD SSR Database 2025 v9 20250219 Modifiers Expanded Table 2 2025 IRP Update Draft.xlsx]FOM | New Wind
Generators | System | WD_.PX.SUM._.NTC.Utility_Scale | FO&M Charge | 34.774 |  | $/kW/yr | 1 |  |  |  | × | Inflation | 25 IRP Update SSR | H:\2025 IRP Update\03. Assumptions\12. New Resources (SSR)\[RESD SSR Database 2025 v9 20250219 Modifiers Expanded Table 2 2025 IRP Update Draft.xlsx]FOM | New Wind
Generators | System | WD_.PX.SUM._.PTC.Utility_Scale | FO&M Charge | 34.774 |  | $/kW/yr | 1 |  |  |  | × | Inflation | 25 IRP Update SSR | H:\2025 IRP Update\03. Assumptions\12. New Resources (SSR)\[RESD SSR Database 2025 v9 20250219 Modifiers Expanded Table 2 2025 IRP Update Draft.xlsx]FOM | New Wind
Generators | System | WD_.PX.UTS._.PTC.Utility_Scale | FO&M Charge | 35.824 |  | $/kW/yr | 1 |  |  |  | × | Inflation | 25 IRP Update SSR | H:\2025 IRP Update\03. Assumptions\12. New Resources (SSR)\[RESD SSR Database 2025 v9 20250219 Modifiers Expanded Table 2 2025 IRP Update Draft.xlsx]FOM | New Wind
Generators | System | WD_.PX.WMV._.NTC.Utility_Scale | FO&M Charge | 34.774 |  | $/kW/yr | 1 |  |  |  | × | Inflation | 25 IRP Update SSR | H:\2025 IRP Update\03. Assumptions\12. New Resources (SSR)\[RESD SSR Database 2025 v9 20250219 Modifiers Expanded Table 2 2025 IRP Update Draft.xlsx]FOM | New Wind
Generators | System | WD_.PX.WMV._.PTC.Utility_Scale | FO&M Charge | 34.774 |  | $/kW/yr | 1 |  |  |  | × | Inflation | 25 IRP Update SSR | H:\2025 IRP Update\03. Assumptions\12. New Resources (SSR)\[RESD SSR Database 2025 v9 20250219 Modifiers Expanded Table 2 2025 IRP Update Draft.xlsx]FOM | New Wind
Generators | System | WD_.PX.WWA._.PTC.Utility_Scale | FO&M Charge | 34.774 |  | $/kW/yr | 1 |  |  |  | × | Inflation | 25 IRP Update SSR | H:\2025 IRP Update\03. Assumptions\12. New Resources (SSR)\[RESD SSR Database 2025 v9 20250219 Modifiers Expanded Table 2 2025 IRP Update Draft.xlsx]FOM | New Wind
Generators | System | WD_.PX.WYE._.NTC.Utility_Scale | FO&M Charge | 34.774 |  | $/kW/yr | 1 |  |  |  | × | Inflation | 25 IRP Update SSR | H:\2025 IRP Update\03. Assumptions\12. New Resources (SSR)\[RESD SSR Database 2025 v9 20250219 Modifiers Expanded Table 2 2025 IRP Update Draft.xlsx]FOM | New Wind
Generators | System | WD_.PX.WYE._.PTC.Utility_Scale | FO&M Charge | 34.774 |  | $/kW/yr | 1 |  |  |  | × | Inflation | 25 IRP Update SSR | H:\2025 IRP Update\03. Assumptions\12. New Resources (SSR)\[RESD SSR Database 2025 v9 20250219 Modifiers Expanded Table 2 2025 IRP Update Draft.xlsx]FOM | New Wind
Generators | System | WD_.PX.WYN._.NTC.Small_Scale | FO&M Charge | 43.602 |  | $/kW/yr | 1 |  |  |  | × | Inflation | 25 IRP Update SSR | H:\2025 IRP Update\03. Assumptions\12. New Resources (SSR)\[RESD SSR Database 2025 v9 20250219 Modifiers Expanded Table 2 2025 IRP Update Draft.xlsx]FOM | New Wind
Generators | System | WD_.PX.WYN._.PTC.Small_Scale | FO&M Charge | 43.602 |  | $/kW/yr | 1 |  |  |  | × | Inflation | 25 IRP Update SSR | H:\2025 IRP Update\03. Assumptions\12. New Resources (SSR)\[RESD SSR Database 2025 v9 20250219 Modifiers Expanded Table 2 2025 IRP Update Draft.xlsx]FOM | New Wind
Generators | System | WD_.PX.YAK._.NTC.Utility_Scale | FO&M Charge | 34.774 |  | $/kW/yr | 1 |  |  |  | × | Inflation | 25 IRP Update SSR | H:\2025 IRP Update\03. Assumptions\12. New Resources (SSR)\[RESD SSR Database 2025 v9 20250219 Modifiers Expanded Table 2 2025 IRP Update Draft.xlsx]FOM | New Wind
Generators | System | WD_.PX.YAK._.PTC.Utility_Scale | FO&M Charge | 34.774 |  | $/kW/yr | 1 |  |  |  | × | Inflation | 25 IRP Update SSR | H:\2025 IRP Update\03. Assumptions\12. New Resources (SSR)\[RESD SSR Database 2025 v9 20250219 Modifiers Expanded Table 2 2025 IRP Update Draft.xlsx]FOM | New Wind
Collection | Parent Object | Child Object | Property | Value | Data File | Units | Band | Date From | Date To | Timeslice | Action | Expression | Scenario | Memo | Category
Generators | System | GCC.PX.DJW._.DF_.H_2x1 | VO&M Charge | 2.182 |  | $/MWh | 1 |  |  |  | = |  | 25 IRP Update SSR | H:\2025 IRP Update\03. Assumptions\12. New Resources (SSR)\[RESD SSR Database 2025 v9 20250219 Modifiers Expanded Table 2 2025 IRP Update Draft.xlsx]VOM | New Gas
Generators | System | GCC.PX.UTS._.DF_.H_2x1 | VO&M Charge | 2.424 |  | $/MWh | 1 |  |  |  | = |  | 25 IRP Update SSR | H:\2025 IRP Update\03. Assumptions\12. New Resources (SSR)\[RESD SSR Database 2025 v9 20250219 Modifiers Expanded Table 2 2025 IRP Update Draft.xlsx]VOM | New Gas
Generators | System | GCC.PX.WYE._.DF_.H_2x1 | VO&M Charge | 2.424 |  | $/MWh | 1 |  |  |  | = |  | 25 IRP Update SSR | H:\2025 IRP Update\03. Assumptions\12. New Resources (SSR)\[RESD SSR Database 2025 v9 20250219 Modifiers Expanded Table 2 2025 IRP Update Draft.xlsx]VOM | New Gas
Generators | System | GSC.PX.BDG._.___.Frame | VO&M Charge | 7.422 |  | $/MWh | 1 |  |  |  | = |  | 25 IRP Update SSR | H:\2025 IRP Update\03. Assumptions\12. New Resources (SSR)\[RESD SSR Database 2025 v9 20250219 Modifiers Expanded Table 2 2025 IRP Update Draft.xlsx]VOM | New Gas
Generators | System | GSC.PX.WYE._.___.Frame | VO&M Charge | 8.247 |  | $/MWh | 1 |  |  |  | = |  | 25 IRP Update SSR | H:\2025 IRP Update\03. Assumptions\12. New Resources (SSR)\[RESD SSR Database 2025 v9 20250219 Modifiers Expanded Table 2 2025 IRP Update Draft.xlsx]VOM | New Gas
Generators | System | PV_.PX.BOR._.PTC.Utility_Scale | VO&M Charge | 0 |  | $/MWh | 1 |  |  |  | = |  | 25 IRP Update SSR | H:\2025 IRP Update\03. Assumptions\12. New Resources (SSR)\[RESD SSR Database 2025 v9 20250219 Modifiers Expanded Table 2 2025 IRP Update Draft.xlsx]VOM | New Solar
Generators | System | PV_.PX.COR._.NTC.Small_Scale | VO&M Charge | 0 |  | $/MWh | 1 |  |  |  | = |  | 25 IRP Update SSR | H:\2025 IRP Update\03. Assumptions\12. New Resources (SSR)\[RESD SSR Database 2025 v9 20250219 Modifiers Expanded Table 2 2025 IRP Update Draft.xlsx]VOM | New Solar
Generators | System | PV_.PX.COR._.NTC.Utility_Scale | VO&M Charge | 0 |  | $/MWh | 1 |  |  |  | = |  | 25 IRP Update SSR | H:\2025 IRP Update\03. Assumptions\12. New Resources (SSR)\[RESD SSR Database 2025 v9 20250219 Modifiers Expanded Table 2 2025 IRP Update Draft.xlsx]VOM | New Solar
Generators | System | PV_.PX.COR._.PTC.Small_Scale | VO&M Charge | 0 |  | $/MWh | 1 |  |  |  | = |  | 25 IRP Update SSR | H:\2025 IRP Update\03. Assumptions\12. New Resources (SSR)\[RESD SSR Database 2025 v9 20250219 Modifiers Expanded Table 2 2025 IRP Update Draft.xlsx]VOM | New Solar
Generators | System | PV_.PX.COR._.PTC.Utility_Scale | VO&M Charge | 0 |  | $/MWh | 1 |  |  |  | = |  | 25 IRP Update SSR | H:\2025 IRP Update\03. Assumptions\12. New Resources (SSR)\[RESD SSR Database 2025 v9 20250219 Modifiers Expanded Table 2 2025 IRP Update Draft.xlsx]VOM | New Solar
Generators | System | PV_.PX.GOE._.PTC.Utility_Scale | VO&M Charge | 0 |  | $/MWh | 1 |  |  |  | = |  | 25 IRP Update SSR | H:\2025 IRP Update\03. Assumptions\12. New Resources (SSR)\[RESD SSR Database 2025 v9 20250219 Modifiers Expanded Table 2 2025 IRP Update Draft.xlsx]VOM | New Solar
Generators | System | PV_.PX.NUT._.NTC.Utility_Scale | VO&M Charge | 0 |  | $/MWh | 1 |  |  |  | = |  | 25 IRP Update SSR | H:\2025 IRP Update\03. Assumptions\12. New Resources (SSR)\[RESD SSR Database 2025 v9 20250219 Modifiers Expanded Table 2 2025 IRP Update Draft.xlsx]VOM | New Solar
Generators | System | PV_.PX.NUT._.PTC.Utility_Scale | VO&M Charge | 0 |  | $/MWh | 1 |  |  |  | = |  | 25 IRP Update SSR | H:\2025 IRP Update\03. Assumptions\12. New Resources (SSR)\[RESD SSR Database 2025 v9 20250219 Modifiers Expanded Table 2 2025 IRP Update Draft.xlsx]VOM | New Solar
Generators | System | PV_.PX.SOR._.PTC.Utility_Scale | VO&M Charge | 0 |  | $/MWh | 1 |  |  |  | = |  | 25 IRP Update SSR | H:\2025 IRP Update\03. Assumptions\12. New Resources (SSR)\[RESD SSR Database 2025 v9 20250219 Modifiers Expanded Table 2 2025 IRP Update Draft.xlsx]VOM | New Solar
Generators | System | PV_.PX.SUM._.NTC.Utility_Scale | VO&M Charge | 0 |  | $/MWh | 1 |  |  |  | = |  | 25 IRP Update SSR | H:\2025 IRP Update\03. Assumptions\12. New Resources (SSR)\[RESD SSR Database 2025 v9 20250219 Modifiers Expanded Table 2 2025 IRP Update Draft.xlsx]VOM | New Solar
Generators | System | PV_.PX.SUM._.PTC.Utility_Scale | VO&M Charge | 0 |  | $/MWh | 1 |  |  |  | = |  | 25 IRP Update SSR | H:\2025 IRP Update\03. Assumptions\12. New Resources (SSR)\[RESD SSR Database 2025 v9 20250219 Modifiers Expanded Table 2 2025 IRP Update Draft.xlsx]VOM | New Solar
Generators | System | PV_.PX.UTS._.NTC.Utility_Scale | VO&M Charge | 0 |  | $/MWh | 1 |  |  |  | = |  | 25 IRP Update SSR | H:\2025 IRP Update\03. Assumptions\12. New Resources (SSR)\[RESD SSR Database 2025 v9 20250219 Modifiers Expanded Table 2 2025 IRP Update Draft.xlsx]VOM | New Solar
Generators | System | PV_.PX.UTS._.PTC.Utility_Scale | VO&M Charge | 0 |  | $/MWh | 1 |  |  |  | = |  | 25 IRP Update SSR | H:\2025 IRP Update\03. Assumptions\12. New Resources (SSR)\[RESD SSR Database 2025 v9 20250219 Modifiers Expanded Table 2 2025 IRP Update Draft.xlsx]VOM | New Solar
Generators | System | PV_.PX.WWA._.NTC.Utility_Scale | VO&M Charge | 0 |  | $/MWh | 1 |  |  |  | = |  | 25 IRP Update SSR | H:\2025 IRP Update\03. Assumptions\12. New Resources (SSR)\[RESD SSR Database 2025 v9 20250219 Modifiers Expanded Table 2 2025 IRP Update Draft.xlsx]VOM | New Solar
Generators | System | PV_.PX.WWA._.PTC.Utility_Scale | VO&M Charge | 0 |  | $/MWh | 1 |  |  |  | = |  | 25 IRP Update SSR | H:\2025 IRP Update\03. Assumptions\12. New Resources (SSR)\[RESD SSR Database 2025 v9 20250219 Modifiers Expanded Table 2 2025 IRP Update Draft.xlsx]VOM | New Solar
Generators | System | PV_.PX.WYN._.NTC.Small_Scale | VO&M Charge | 0 |  | $/MWh | 1 |  |  |  | = |  | 25 IRP Update SSR | H:\2025 IRP Update\03. Assumptions\12. New Resources (SSR)\[RESD SSR Database 2025 v9 20250219 Modifiers Expanded Table 2 2025 IRP Update Draft.xlsx]VOM | New Solar
Generators | System | PV_.PX.WYN._.PTC.Small_Scale | VO&M Charge | 0 |  | $/MWh | 1 |  |  |  | = |  | 25 IRP Update SSR | H:\2025 IRP Update\03. Assumptions\12. New Resources (SSR)\[RESD SSR Database 2025 v9 20250219 Modifiers Expanded Table 2 2025 IRP Update Draft.xlsx]VOM | New Solar
Generators | System | PV_.PX.YAK._.NTC.Utility_Scale | VO&M Charge | 0 |  | $/MWh | 1 |  |  |  | = |  | 25 IRP Update SSR | H:\2025 IRP Update\03. Assumptions\12. New Resources (SSR)\[RESD SSR Database 2025 v9 20250219 Modifiers Expanded Table 2 2025 IRP Update Draft.xlsx]VOM | New Solar
Generators | System | PV_.PX.YAK._.PTC.Utility_Scale | VO&M Charge | 0 |  | $/MWh | 1 |  |  |  | = |  | 25 IRP Update SSR | H:\2025 IRP Update\03. Assumptions\12. New Resources (SSR)\[RESD SSR Database 2025 v9 20250219 Modifiers Expanded Table 2 2025 IRP Update Draft.xlsx]VOM | New Solar
Generators | System | WD_.PX.BOR._.PTC.Utility_Scale | VO&M Charge | 0 |  | $/MWh | 1 |  |  |  | = |  | 25 IRP Update SSR | H:\2025 IRP Update\03. Assumptions\12. New Resources (SSR)\[RESD SSR Database 2025 v9 20250219 Modifiers Expanded Table 2 2025 IRP Update Draft.xlsx]VOM | New Wind
Generators | System | WD_.PX.COR._.NTC.Utility_Scale | VO&M Charge | 0 |  | $/MWh | 1 |  |  |  | = |  | 25 IRP Update SSR | H:\2025 IRP Update\03. Assumptions\12. New Resources (SSR)\[RESD SSR Database 2025 v9 20250219 Modifiers Expanded Table 2 2025 IRP Update Draft.xlsx]VOM | New Wind
Generators | System | WD_.PX.COR._.PTC.Utility_Scale | VO&M Charge | 0 |  | $/MWh | 1 |  |  |  | = |  | 25 IRP Update SSR | H:\2025 IRP Update\03. Assumptions\12. New Resources (SSR)\[RESD SSR Database 2025 v9 20250219 Modifiers Expanded Table 2 2025 IRP Update Draft.xlsx]VOM | New Wind
Generators | System | WD_.PX.GOE._.PTC.Utility_Scale | VO&M Charge | 0 |  | $/MWh | 1 |  |  |  | = |  | 25 IRP Update SSR | H:\2025 IRP Update\03. Assumptions\12. New Resources (SSR)\[RESD SSR Database 2025 v9 20250219 Modifiers Expanded Table 2 2025 IRP Update Draft.xlsx]VOM | New Wind
Generators | System | WD_.PX.SOR._.NTC.Utility_Scale | VO&M Charge | 0 |  | $/MWh | 1 |  |  |  | = |  | 25 IRP Update SSR | H:\2025 IRP Update\03. Assumptions\12. New Resources (SSR)\[RESD SSR Database 2025 v9 20250219 Modifiers Expanded Table 2 2025 IRP Update Draft.xlsx]VOM | New Wind
Generators | System | WD_.PX.SOR._.PTC.Utility_Scale | VO&M Charge | 0 |  | $/MWh | 1 |  |  |  | = |  | 25 IRP Update SSR | H:\2025 IRP Update\03. Assumptions\12. New Resources (SSR)\[RESD SSR Database 2025 v9 20250219 Modifiers Expanded Table 2 2025 IRP Update Draft.xlsx]VOM | New Wind
Generators | System | WD_.PX.SUM._.NTC.Utility_Scale | VO&M Charge | 0 |  | $/MWh | 1 |  |  |  | = |  | 25 IRP Update SSR | H:\2025 IRP Update\03. Assumptions\12. New Resources (SSR)\[RESD SSR Database 2025 v9 20250219 Modifiers Expanded Table 2 2025 IRP Update Draft.xlsx]VOM | New Wind
Generators | System | WD_.PX.SUM._.PTC.Utility_Scale | VO&M Charge | 0 |  | $/MWh | 1 |  |  |  | = |  | 25 IRP Update SSR | H:\2025 IRP Update\03. Assumptions\12. New Resources (SSR)\[RESD SSR Database 2025 v9 20250219 Modifiers Expanded Table 2 2025 IRP Update Draft.xlsx]VOM | New Wind
Generators | System | WD_.PX.UTS._.PTC.Utility_Scale | VO&M Charge | 0 |  | $/MWh | 1 |  |  |  | = |  | 25 IRP Update SSR | H:\2025 IRP Update\03. Assumptions\12. New Resources (SSR)\[RESD SSR Database 2025 v9 20250219 Modifiers Expanded Table 2 2025 IRP Update Draft.xlsx]VOM | New Wind
Generators | System | WD_.PX.WMV._.NTC.Utility_Scale | VO&M Charge | 0 |  | $/MWh | 1 |  |  |  | = |  | 25 IRP Update SSR | H:\2025 IRP Update\03. Assumptions\12. New Resources (SSR)\[RESD SSR Database 2025 v9 20250219 Modifiers Expanded Table 2 2025 IRP Update Draft.xlsx]VOM | New Wind
Generators | System | WD_.PX.WMV._.PTC.Utility_Scale | VO&M Charge | 0 |  | $/MWh | 1 |  |  |  | = |  | 25 IRP Update SSR | H:\2025 IRP Update\03. Assumptions\12. New Resources (SSR)\[RESD SSR Database 2025 v9 20250219 Modifiers Expanded Table 2 2025 IRP Update Draft.xlsx]VOM | New Wind
Generators | System | WD_.PX.WWA._.PTC.Utility_Scale | VO&M Charge | 0 |  | $/MWh | 1 |  |  |  | = |  | 25 IRP Update SSR | H:\2025 IRP Update\03. Assumptions\12. New Resources (SSR)\[RESD SSR Database 2025 v9 20250219 Modifiers Expanded Table 2 2025 IRP Update Draft.xlsx]VOM | New Wind
Generators | System | WD_.PX.WYE._.NTC.Utility_Scale | VO&M Charge | 1 |  | $/MWh | 1 |  |  |  | = |  | 25 IRP Update SSR | H:\2025 IRP Update\03. Assumptions\12. New Resources (SSR)\[RESD SSR Database 2025 v9 20250219 Modifiers Expanded Table 2 2025 IRP Update Draft.xlsx]VOM | New Wind
Generators | System | WD_.PX.WYE._.PTC.Utility_Scale | VO&M Charge | 1 |  | $/MWh | 1 |  |  |  | = |  | 25 IRP Update SSR | H:\2025 IRP Update\03. Assumptions\12. New Resources (SSR)\[RESD SSR Database 2025 v9 20250219 Modifiers Expanded Table 2 2025 IRP Update Draft.xlsx]VOM | New Wind
Generators | System | WD_.PX.WYN._.NTC.Small_Scale | VO&M Charge | 1 |  | $/MWh | 1 |  |  |  | = |  | 25 IRP Update SSR | H:\2025 IRP Update\03. Assumptions\12. New Resources (SSR)\[RESD SSR Database 2025 v9 20250219 Modifiers Expanded Table 2 2025 IRP Update Draft.xlsx]VOM | New Wind
Generators | System | WD_.PX.WYN._.PTC.Small_Scale | VO&M Charge | 1 |  | $/MWh | 1 |  |  |  | = |  | 25 IRP Update SSR | H:\2025 IRP Update\03. Assumptions\12. New Resources (SSR)\[RESD SSR Database 2025 v9 20250219 Modifiers Expanded Table 2 2025 IRP Update Draft.xlsx]VOM | New Wind
Generators | System | WD_.PX.YAK._.NTC.Utility_Scale | VO&M Charge | 0 |  | $/MWh | 1 |  |  |  | = |  | 25 IRP Update SSR | H:\2025 IRP Update\03. Assumptions\12. New Resources (SSR)\[RESD SSR Database 2025 v9 20250219 Modifiers Expanded Table 2 2025 IRP Update Draft.xlsx]VOM | New Wind
Generators | System | WD_.PX.YAK._.PTC.Utility_Scale | VO&M Charge | 0 |  | $/MWh | 1 |  |  |  | = |  | 25 IRP Update SSR | H:\2025 IRP Update\03. Assumptions\12. New Resources (SSR)\[RESD SSR Database 2025 v9 20250219 Modifiers Expanded Table 2 2025 IRP Update Draft.xlsx]VOM | New Wind
[12 empty] | TransCapRecovFct | 0.05279
[12 empty] | OATT | 0.21
|  |  |  | Export (MW) | Import (MW) | Interconnect (MW) | Build Investment ($m) | Build (%) | From | To | Build Investment $/kW-yr of Interconnect
|  | 2028 | B2H | 818 | 300 | 0 | 0 | 100% | Hemingway | Boardman | 0
|  |  | B2H - Idaho Power Asset Transfer | 600 | 300 | 0 | 0 | 100% | Borah | Hemingway | 0
|  |  | B2H - IPC PTP Eastbound | 200 | 200 | 0 | 0 | 100% | Walla Walla | Borah | 0
|  |  | B2H-Enabled BPA Central OR Load Service | 0 | 340 | 0 | 0 | 100% | n/a | n/a | 0
|  |  | Serial queue: Central Oregon | 0 | 0 | 152 | 3.57 | 100% | n/a | n/a | 0.9795
|  |  | Utah South - Wasatch Front: Spanish Fork - Mercer 345 kV | 300 | 300 | 300 | 137.51 | 100% | Utah South | Wasatch Front | 19.1158
|  | 2029 | Ben Lomond Upgrades | 433.2 | 433.2 | 433.2 | 60.84 | 100% | NUT | Wasatch Front | 5.8571
|  |  | Cluster 1 Area 11: Willamette Valley | 0 | 0 | 199 | 13.9 | 100% | n/a | n/a | 2.913
|  |  | Serial/Cluster 1/2: Yakima | 0 | 0 | 122.5263 | 12.71 | 19.51% | n/a | n/a | 4.3261
|  | 2030 | Cluster 1 Area 14: Summer Lake | 400 | 400 | 400 | 115.13 | 100% | Summer Lake | Hemingway | 12.0035
|  |  | Cluster 2 Area 23: Willamette Valley | 0 | 0 | 393 | 2.26 | 100% | n/a | n/a | 0.23983
|  |  | Serial/Cluster 1/2: Yakima | 0 | 0 | 69.4905 | 7.37 | 11.07% | n/a | n/a | 4.423
|  | 2035 | Cluster 2 Area 18: Central Oregon 500 kV Substation | 0 | 0 | 78.3776 | 58.94 | 15.13% | n/a | n/a | 31.3615
|  | 2036 | Utah South - Wasatch Front: Huntington - Clover 345 kV | 800 | 800 | 800 | 276.92 | 100% | Utah South | Wasatch Front | 14.4359
|  | 2037 | Cluster 2 Area 18: Central Oregon 500 kV Substation | 0 | 0 | 117.4043 | 92.09 | 22.66% | n/a | n/a | 32.712
|  |  | Goshen - Blackfoot 161 kV | 75 | 75 | 42 | 15.76 | 100% | Goshen | Wasatch Front | 15.649
|  | 2039 | Cluster 1/2/3: Walla Walla | 0 | 0 | 70.9457 | 75.05 | 18.05% | n/a | n/a | 44.1168
|  |  | Cluster 2/3: Willamette Valley - Central Oregon 230 kV | 450 | 450 | 450 | 480.72 | 100% | Willamette Valley | Central OR | 44.5511
|  | 2043 | Serial through Cluster 1 Area 13: Southern Oregon | 0 | 0 | 54.1051 | 12.81 | 23.42% | n/a | n/a | 9.8739
|  | 2045 | Cluster 2 Area 6: Goshen | 150 | 150 | 359 | 144.52 | 100% | Goshen | NUT | 16.7885
|  | Grand Total |  | 4226.2 | 3748.2 | 4041.0495 | 1510.1 | 1510% |  |  | 15.5844
Parent Object | Child Object | Property | Value | Data File | Units | Band | Date From | Date To | Timeslice | Action | Expression | Scenario | Memo | Category | Year
System | IRPPVESC | Profile | 1 |  | - | 1 | 2025-01-01 |  |  | = |  |  | H:\2025 IRP\03. Assumptions\12. New Resources (SSR)\RESD SSR Database 2025 v6 20240923 Modifiers Expanded.xlsx - Cost Forecasts Tab | Escalation Rates | 2025
System | IRPPVESC | Profile | 0.9492 |  | - | 1 | 2026-01-01 |  |  | = |  |  | H:\2025 IRP\03. Assumptions\12. New Resources (SSR)\RESD SSR Database 2025 v6 20240923 Modifiers Expanded.xlsx - Cost Forecasts Tab | Escalation Rates | 2026
System | IRPPVESC | Profile | 0.9215 |  | - | 1 | 2027-01-01 |  |  | = |  |  | H:\2025 IRP\03. Assumptions\12. New Resources (SSR)\RESD SSR Database 2025 v6 20240923 Modifiers Expanded.xlsx - Cost Forecasts Tab | Escalation Rates | 2027
System | IRPPVESC | Profile | 0.892 |  | - | 1 | 2028-01-01 |  |  | = |  |  | H:\2025 IRP\03. Assumptions\12. New Resources (SSR)\RESD SSR Database 2025 v6 20240923 Modifiers Expanded.xlsx - Cost Forecasts Tab | Escalation Rates | 2028
System | IRPPVESC | Profile | 0.8609 |  | - | 1 | 2029-01-01 |  |  | = |  |  | H:\2025 IRP\03. Assumptions\12. New Resources (SSR)\RESD SSR Database 2025 v6 20240923 Modifiers Expanded.xlsx - Cost Forecasts Tab | Escalation Rates | 2029
System | IRPPVESC | Profile | 0.8279 |  | - | 1 | 2030-01-01 |  |  | = |  |  | H:\2025 IRP\03. Assumptions\12. New Resources (SSR)\RESD SSR Database 2025 v6 20240923 Modifiers Expanded.xlsx - Cost Forecasts Tab | Escalation Rates | 2030
System | IRPPVESC | Profile | 0.7932 |  | - | 1 | 2031-01-01 |  |  | = |  |  | H:\2025 IRP\03. Assumptions\12. New Resources (SSR)\RESD SSR Database 2025 v6 20240923 Modifiers Expanded.xlsx - Cost Forecasts Tab | Escalation Rates | 2031
System | IRPPVESC | Profile | 0.7976 |  | - | 1 | 2032-01-01 |  |  | = |  |  | H:\2025 IRP\03. Assumptions\12. New Resources (SSR)\RESD SSR Database 2025 v6 20240923 Modifiers Expanded.xlsx - Cost Forecasts Tab | Escalation Rates | 2032
System | IRPPVESC | Profile | 0.8019 |  | - | 1 | 2033-01-01 |  |  | = |  |  | H:\2025 IRP\03. Assumptions\12. New Resources (SSR)\RESD SSR Database 2025 v6 20240923 Modifiers Expanded.xlsx - Cost Forecasts Tab | Escalation Rates | 2033
System | IRPPVESC | Profile | 0.806 |  | - | 1 | 2034-01-01 |  |  | = |  |  | H:\2025 IRP\03. Assumptions\12. New Resources (SSR)\RESD SSR Database 2025 v6 20240923 Modifiers Expanded.xlsx - Cost Forecasts Tab | Escalation Rates | 2034
System | IRPPVESC | Profile | 0.8101 |  | - | 1 | 2035-01-01 |  |  | = |  |  | H:\2025 IRP\03. Assumptions\12. New Resources (SSR)\RESD SSR Database 2025 v6 20240923 Modifiers Expanded.xlsx - Cost Forecasts Tab | Escalation Rates | 2035
System | IRPPVESC | Profile | 0.8143 |  | - | 1 | 2036-01-01 |  |  | = |  |  | H:\2025 IRP\03. Assumptions\12. New Resources (SSR)\RESD SSR Database 2025 v6 20240923 Modifiers Expanded.xlsx - Cost Forecasts Tab | Escalation Rates | 2036
System | IRPPVESC | Profile | 0.8184 |  | - | 1 | 2037-01-01 |  |  | = |  |  | H:\2025 IRP\03. Assumptions\12. New Resources (SSR)\RESD SSR Database 2025 v6 20240923 Modifiers Expanded.xlsx - Cost Forecasts Tab | Escalation Rates | 2037
System | IRPPVESC | Profile | 0.8226 |  | - | 1 | 2038-01-01 |  |  | = |  |  | H:\2025 IRP\03. Assumptions\12. New Resources (SSR)\RESD SSR Database 2025 v6 20240923 Modifiers Expanded.xlsx - Cost Forecasts Tab | Escalation Rates | 2038
System | IRPPVESC | Profile | 0.8268 |  | - | 1 | 2039-01-01 |  |  | = |  |  | H:\2025 IRP\03. Assumptions\12. New Resources (SSR)\RESD SSR Database 2025 v6 20240923 Modifiers Expanded.xlsx - Cost Forecasts Tab | Escalation Rates | 2039
System | IRPPVESC | Profile | 0.831 |  | - | 1 | 2040-01-01 |  |  | = |  |  | H:\2025 IRP\03. Assumptions\12. New Resources (SSR)\RESD SSR Database 2025 v6 20240923 Modifiers Expanded.xlsx - Cost Forecasts Tab | Escalation Rates | 2040
System | IRPPVESC | Profile | 0.8353 |  | - | 1 | 2041-01-01 |  |  | = |  |  | H:\2025 IRP\03. Assumptions\12. New Resources (SSR)\RESD SSR Database 2025 v6 20240923 Modifiers Expanded.xlsx - Cost Forecasts Tab | Escalation Rates | 2041
System | IRPPVESC | Profile | 0.8396 |  | - | 1 | 2042-01-01 |  |  | = |  |  | H:\2025 IRP\03. Assumptions\12. New Resources (SSR)\RESD SSR Database 2025 v6 20240923 Modifiers Expanded.xlsx - Cost Forecasts Tab | Escalation Rates | 2042
System | IRPPVESC | Profile | 0.8439 |  | - | 1 | 2043-01-01 |  |  | = |  |  | H:\2025 IRP\03. Assumptions\12. New Resources (SSR)\RESD SSR Database 2025 v6 20240923 Modifiers Expanded.xlsx - Cost Forecasts Tab | Escalation Rates | 2043
System | IRPPVESC | Profile | 0.8482 |  | - | 1 | 2044-01-01 |  |  | = |  |  | H:\2025 IRP\03. Assumptions\12. New Resources (SSR)\RESD SSR Database 2025 v6 20240923 Modifiers Expanded.xlsx - Cost Forecasts Tab | Escalation Rates | 2044
System | IRPPVESC | Profile | 0.8525 |  | - | 1 | 2045-01-01 |  |  | = |  |  | H:\2025 IRP\03. Assumptions\12. New Resources (SSR)\RESD SSR Database 2025 v6 20240923 Modifiers Expanded.xlsx - Cost Forecasts Tab | Escalation Rates | 2045
1900
Parent Object | Child Object | Property | Value | Data File | Units | Band | Date From | Date To | Timeslice | Action | Expression | Scenario | Memo | Category
System | IRPWDESC | Profile | 1 |  | - | 1 | 2025-01-01 |  |  | = |  |  | H:\2025 IRP\03. Assumptions\12. New Resources (SSR)\RESD SSR Database 2025 v6 20240923 Modifiers Expanded.xlsx - Cost Forecasts Tab | Escalation Rates | 2025
System | IRPWDESC | Profile | 1.0223 |  | - | 1 | 2026-01-01 |  |  | = |  |  | H:\2025 IRP\03. Assumptions\12. New Resources (SSR)\RESD SSR Database 2025 v6 20240923 Modifiers Expanded.xlsx - Cost Forecasts Tab | Escalation Rates | 2026
System | IRPWDESC | Profile | 1.0335 |  | - | 1 | 2027-01-01 |  |  | = |  |  | H:\2025 IRP\03. Assumptions\12. New Resources (SSR)\RESD SSR Database 2025 v6 20240923 Modifiers Expanded.xlsx - Cost Forecasts Tab | Escalation Rates | 2027
System | IRPWDESC | Profile | 1.0447 |  | - | 1 | 2028-01-01 |  |  | = |  |  | H:\2025 IRP\03. Assumptions\12. New Resources (SSR)\RESD SSR Database 2025 v6 20240923 Modifiers Expanded.xlsx - Cost Forecasts Tab | Escalation Rates | 2028
System | IRPWDESC | Profile | 1.0559 |  | - | 1 | 2029-01-01 |  |  | = |  |  | H:\2025 IRP\03. Assumptions\12. New Resources (SSR)\RESD SSR Database 2025 v6 20240923 Modifiers Expanded.xlsx - Cost Forecasts Tab | Escalation Rates | 2029
System | IRPWDESC | Profile | 1.0671 |  | - | 1 | 2030-01-01 |  |  | = |  |  | H:\2025 IRP\03. Assumptions\12. New Resources (SSR)\RESD SSR Database 2025 v6 20240923 Modifiers Expanded.xlsx - Cost Forecasts Tab | Escalation Rates | 2030
System | IRPWDESC | Profile | 1.0782 |  | - | 1 | 2031-01-01 |  |  | = |  |  | H:\2025 IRP\03. Assumptions\12. New Resources (SSR)\RESD SSR Database 2025 v6 20240923 Modifiers Expanded.xlsx - Cost Forecasts Tab | Escalation Rates | 2031
System | IRPWDESC | Profile | 1.0894 |  | - | 1 | 2032-01-01 |  |  | = |  |  | H:\2025 IRP\03. Assumptions\12. New Resources (SSR)\RESD SSR Database 2025 v6 20240923 Modifiers Expanded.xlsx - Cost Forecasts Tab | Escalation Rates | 2032
System | IRPWDESC | Profile | 1.1005 |  | - | 1 | 2033-01-01 |  |  | = |  |  | H:\2025 IRP\03. Assumptions\12. New Resources (SSR)\RESD SSR Database 2025 v6 20240923 Modifiers Expanded.xlsx - Cost Forecasts Tab | Escalation Rates | 2033
System | IRPWDESC | Profile | 1.1116 |  | - | 1 | 2034-01-01 |  |  | = |  |  | H:\2025 IRP\03. Assumptions\12. New Resources (SSR)\RESD SSR Database 2025 v6 20240923 Modifiers Expanded.xlsx - Cost Forecasts Tab | Escalation Rates | 2034
System | IRPWDESC | Profile | 1.1228 |  | - | 1 | 2035-01-01 |  |  | = |  |  | H:\2025 IRP\03. Assumptions\12. New Resources (SSR)\RESD SSR Database 2025 v6 20240923 Modifiers Expanded.xlsx - Cost Forecasts Tab | Escalation Rates | 2035
System | IRPWDESC | Profile | 1.1341 |  | - | 1 | 2036-01-01 |  |  | = |  |  | H:\2025 IRP\03. Assumptions\12. New Resources (SSR)\RESD SSR Database 2025 v6 20240923 Modifiers Expanded.xlsx - Cost Forecasts Tab | Escalation Rates | 2036
System | IRPWDESC | Profile | 1.1455 |  | - | 1 | 2037-01-01 |  |  | = |  |  | H:\2025 IRP\03. Assumptions\12. New Resources (SSR)\RESD SSR Database 2025 v6 20240923 Modifiers Expanded.xlsx - Cost Forecasts Tab | Escalation Rates | 2037
System | IRPWDESC | Profile | 1.157 |  | - | 1 | 2038-01-01 |  |  | = |  |  | H:\2025 IRP\03. Assumptions\12. New Resources (SSR)\RESD SSR Database 2025 v6 20240923 Modifiers Expanded.xlsx - Cost Forecasts Tab | Escalation Rates | 2038
System | IRPWDESC | Profile | 1.1687 |  | - | 1 | 2039-01-01 |  |  | = |  |  | H:\2025 IRP\03. Assumptions\12. New Resources (SSR)\RESD SSR Database 2025 v6 20240923 Modifiers Expanded.xlsx - Cost Forecasts Tab | Escalation Rates | 2039
System | IRPWDESC | Profile | 1.1804 |  | - | 1 | 2040-01-01 |  |  | = |  |  | H:\2025 IRP\03. Assumptions\12. New Resources (SSR)\RESD SSR Database 2025 v6 20240923 Modifiers Expanded.xlsx - Cost Forecasts Tab | Escalation Rates | 2040
System | IRPWDESC | Profile | 1.1923 |  | - | 1 | 2041-01-01 |  |  | = |  |  | H:\2025 IRP\03. Assumptions\12. New Resources (SSR)\RESD SSR Database 2025 v6 20240923 Modifiers Expanded.xlsx - Cost Forecasts Tab | Escalation Rates | 2041
System | IRPWDESC | Profile | 1.2043 |  | - | 1 | 2042-01-01 |  |  | = |  |  | H:\2025 IRP\03. Assumptions\12. New Resources (SSR)\RESD SSR Database 2025 v6 20240923 Modifiers Expanded.xlsx - Cost Forecasts Tab | Escalation Rates | 2042
System | IRPWDESC | Profile | 1.2164 |  | - | 1 | 2043-01-01 |  |  | = |  |  | H:\2025 IRP\03. Assumptions\12. New Resources (SSR)\RESD SSR Database 2025 v6 20240923 Modifiers Expanded.xlsx - Cost Forecasts Tab | Escalation Rates | 2043
System | IRPWDESC | Profile | 1.2287 |  | - | 1 | 2044-01-01 |  |  | = |  |  | H:\2025 IRP\03. Assumptions\12. New Resources (SSR)\RESD SSR Database 2025 v6 20240923 Modifiers Expanded.xlsx - Cost Forecasts Tab | Escalation Rates | 2044
System | IRPWDESC | Profile | 1.241 |  | - | 1 | 2045-01-01 |  |  | = |  |  | H:\2025 IRP\03. Assumptions\12. New Resources (SSR)\RESD SSR Database 2025 v6 20240923 Modifiers Expanded.xlsx - Cost Forecasts Tab | Escalation Rates | 2045
Parent Object | Child Object | Property | Value | Data File | Units | Band | Date From | Date To | Timeslice | Action | Expression | Scenario | Memo | Category
System | Inflation | Profile | 1 |  | - | 1 | 2025-01-01 |  |  | = |  |  | H:\2025 IRP Update\03. Assumptions\04. Financial\[25IRPU Plexos Inflation inputs 2025Q1 CONF.xlsb]Inflation | - | 2025
System | Inflation | Profile | 1.0222 |  | - | 1 | 2026-01-01 |  |  | = |  |  | H:\2025 IRP Update\03. Assumptions\04. Financial\[25IRPU Plexos Inflation inputs 2025Q1 CONF.xlsb]Inflation | - | 2026 | 2.22%
System | Inflation | Profile | 1.0449 |  | - | 1 | 2027-01-01 |  |  | = |  |  | H:\2025 IRP Update\03. Assumptions\04. Financial\[25IRPU Plexos Inflation inputs 2025Q1 CONF.xlsb]Inflation | - | 2027 | 2.22% | 0
System | Inflation | Profile | 1.0681 |  | - | 1 | 2028-01-01 |  |  | = |  |  | H:\2025 IRP Update\03. Assumptions\04. Financial\[25IRPU Plexos Inflation inputs 2025Q1 CONF.xlsb]Inflation | - | 2028 | 2.22% | -4.5938e-11
System | Inflation | Profile | 1.0918 |  | - | 1 | 2029-01-01 |  |  | = |  |  | H:\2025 IRP Update\03. Assumptions\04. Financial\[25IRPU Plexos Inflation inputs 2025Q1 CONF.xlsb]Inflation | - | 2029 | 2.22% | 1.3918e-11
System | Inflation | Profile | 1.116 |  | - | 1 | 2030-01-01 |  |  | = |  |  | H:\2025 IRP Update\03. Assumptions\04. Financial\[25IRPU Plexos Inflation inputs 2025Q1 CONF.xlsb]Inflation | - | 2030 | 2.22% | -1.9091e-10
System | Inflation | Profile | 1.1408 |  | - | 1 | 2031-01-01 |  |  | = |  |  | H:\2025 IRP Update\03. Assumptions\04. Financial\[25IRPU Plexos Inflation inputs 2025Q1 CONF.xlsb]Inflation | - | 2031 | 2.22% | 7.0141e-10
System | Inflation | Profile | 1.1661 |  | - | 1 | 2032-01-01 |  |  | = |  |  | H:\2025 IRP Update\03. Assumptions\04. Financial\[25IRPU Plexos Inflation inputs 2025Q1 CONF.xlsb]Inflation | - | 2032 | 2.22% | -6.1294e-10
System | Inflation | Profile | 1.192 |  | - | 1 | 2033-01-01 |  |  | = |  |  | H:\2025 IRP Update\03. Assumptions\04. Financial\[25IRPU Plexos Inflation inputs 2025Q1 CONF.xlsb]Inflation | - | 2033 | 2.22% | -2.6206e-10
System | Inflation | Profile | 1.2185 |  | - | 1 | 2034-01-01 |  |  | = |  |  | H:\2025 IRP Update\03. Assumptions\04. Financial\[25IRPU Plexos Inflation inputs 2025Q1 CONF.xlsb]Inflation | - | 2034 | 2.22% | 8.351e-10
System | Inflation | Profile | 1.2455 |  | - | 1 | 2035-01-01 |  |  | = |  |  | H:\2025 IRP Update\03. Assumptions\04. Financial\[25IRPU Plexos Inflation inputs 2025Q1 CONF.xlsb]Inflation | - | 2035 | 2.22% | -7.0153e-10
System | Inflation | Profile | 1.2732 |  | - | 1 | 2036-01-01 |  |  | = |  |  | H:\2025 IRP Update\03. Assumptions\04. Financial\[25IRPU Plexos Inflation inputs 2025Q1 CONF.xlsb]Inflation | - | 2036 | 2.22% | 1.0446e-10
System | Inflation | Profile | 1.3015 |  | - | 1 | 2037-01-01 |  |  | = |  |  | H:\2025 IRP Update\03. Assumptions\04. Financial\[25IRPU Plexos Inflation inputs 2025Q1 CONF.xlsb]Inflation | - | 2037 | 2.22% | 4.2333e-10
System | Inflation | Profile | 1.3304 |  | - | 1 | 2038-01-01 |  |  | = |  |  | H:\2025 IRP Update\03. Assumptions\04. Financial\[25IRPU Plexos Inflation inputs 2025Q1 CONF.xlsb]Inflation | - | 2038 | 2.22% | -2.4347e-11
System | Inflation | Profile | 1.3599 |  | - | 1 | 2039-01-01 |  |  | = |  |  | H:\2025 IRP Update\03. Assumptions\04. Financial\[25IRPU Plexos Inflation inputs 2025Q1 CONF.xlsb]Inflation | - | 2039 | 2.22% | -8.2195e-11
System | Inflation | Profile | 1.3901 |  | - | 1 | 2040-01-01 |  |  | = |  |  | H:\2025 IRP Update\03. Assumptions\04. Financial\[25IRPU Plexos Inflation inputs 2025Q1 CONF.xlsb]Inflation | - | 2040 | 2.22% | -3.1714e-10
System | Inflation | Profile | 1.4209 |  | - | 1 | 2041-01-01 |  |  | = |  |  | H:\2025 IRP Update\03. Assumptions\04. Financial\[25IRPU Plexos Inflation inputs 2025Q1 CONF.xlsb]Inflation | - | 2041 | 2.22% | 1.0661e-10
System | Inflation | Profile | 1.4525 |  | - | 1 | 2042-01-01 |  |  | = |  |  | H:\2025 IRP Update\03. Assumptions\04. Financial\[25IRPU Plexos Inflation inputs 2025Q1 CONF.xlsb]Inflation | - | 2042 | 2.22% | -3.0134e-10
System | Inflation | Profile | 1.4847 |  | - | 1 | 2043-01-01 |  |  | = |  |  | H:\2025 IRP Update\03. Assumptions\04. Financial\[25IRPU Plexos Inflation inputs 2025Q1 CONF.xlsb]Inflation | - | 2043 | 2.22% | 4.9333e-10
System | Inflation | Profile | 1.5177 |  | - | 1 | 2044-01-01 |  |  | = |  |  | H:\2025 IRP Update\03. Assumptions\04. Financial\[25IRPU Plexos Inflation inputs 2025Q1 CONF.xlsb]Inflation | - | 2044 | 2.22% | 1.1726e-10
System | Inflation | Profile | 1.5514 |  | - | 1 | 2045-01-01 |  |  | = |  |  | H:\2025 IRP Update\03. Assumptions\04. Financial\[25IRPU Plexos Inflation inputs 2025Q1 CONF.xlsb]Inflation | - | 2045 | 2.22% | -3.1487e-10
System | Inflation | Profile | 1.5858 |  | - | 1 | 2046-01-01 |  |  | = |  |  | H:\2025 IRP Update\03. Assumptions\04. Financial\[25IRPU Plexos Inflation inputs 2025Q1 CONF.xlsb]Inflation | - | 2046 | 2.22% | 6.7262e-11
System | Inflation | Profile | 1.621 |  | - | 1 | 2047-01-01 |  |  | = |  |  | H:\2025 IRP Update\03. Assumptions\04. Financial\[25IRPU Plexos Inflation inputs 2025Q1 CONF.xlsb]Inflation | - | 2047 | 2.22% | 2.1992e-11
System | Inflation | Profile | 1.657 |  | - | 1 | 2048-01-01 |  |  | = |  |  | H:\2025 IRP Update\03. Assumptions\04. Financial\[25IRPU Plexos Inflation inputs 2025Q1 CONF.xlsb]Inflation | - | 2048 | 2.22% | -4.0968e-10