## Table 1
Appendix B
| Table 1 | [5 empty] | 18
| Avoided Cost Prices | [5 empty] | 348 |  |  | Capacity Contribution
| QF - Sch37 - UT - Wind - 10.0 MW and 30.6% CF | [9 empty] | 97.5% | 97.5% | 97.5% | [52 empty] | Transmission Deferral (MW)
[8 empty] | lookup |  | 0 | GCC.PX.UTS._.DF_.H_2x1 | GCC.PX.UTS._.DF_.H_2x1 | GCC.PX.UTS._.DF_.H_2x1 | 0 | GCC.PX.UTS._.DF_.H_2x1 | GCC.PX.UTS._.DF_.H_2x1 | GCC.PX.UTS._.DF_.H_2x1 | [6 empty] | mapping to CC_LOLP | GCC.PX.UTS._.DF_.H_2x1 | GCC.PX.UTS._.DF_.H_2x1 | GCC.PX.UTS._.DF_.H_2x1
|  |  |  | Total Price @ | [5 empty] | 0 | GCC.PX.UTS._.DF_.H_2x1 | GCC.PX.UTS._.DF_.H_2x1 | GCC.PX.UTS._.DF_.H_2x1 | 0 | GCC.PX.UTS._.DF_.H_2x1 | GCC.PX.UTS._.DF_.H_2x1 | GCC.PX.UTS._.DF_.H_2x1 | [6 empty] | Resource Cost ($/kw-year) | GCC.PX.UTS._.DF_.H_2x1 | GCC.PX.UTS._.DF_.H_2x1 | GCC.PX.UTS._.DF_.H_2x1 | [6 empty] | Deferred Cost (Millions $/year) | [30 empty] | Resource Cost ($/kw-year) | Deferred Cost (Millions $/year)
|  | Capacity | Energy | 30.55% | [5 empty] | 0 | GCC.PX.UTS._.DF_.H_2x1 | GCC.PX.UTS._.DF_.H_2x1 | GCC.PX.UTS._.DF_.H_2x1 | 0 | GCC.PX.UTS._.DF_.H_2x1 | GCC.PX.UTS._.DF_.H_2x1 | GCC.PX.UTS._.DF_.H_2x1 | 0 | 0 | 0 | 0 | 0 | 0 |  | GCC.PX.UTS._.DF_.H_2x1 | GCC.PX.UTS._.DF_.H_2x1 | GCC.PX.UTS._.DF_.H_2x1 | 0 | 0 |  |  |  |  | 0 | GCC.PX.UTS._.DF_.H_2x1 | GCC.PX.UTS._.DF_.H_2x1 | GCC.PX.UTS._.DF_.H_2x1 | 0 | 0 | 0 | 0 | 0 | 0 | 0 | 0 | 0 | 0 | 0 | 0 | 0 | 0 | 0 | 0 | 0 | 0 | 0 | 0 | 0 | 0 | 0 | 0 | 0 | Total Capacity Deferral |  | Cluster 2/3 - Willamette Valley - Fry-Full Circle 230 kV | Cluster 2/3 - Willamette Valley - Fry-Full Circle 230 kV
| Year | Price | Only Price | Capacity Factor
|  | $/kW-yr | $/MWh (2) | $/MWh | [5 empty] | MW | MW | MW | MW | MW | MW | MW | MW | [7 empty] | $/kw-year | $/kw-year | $/kw-year | $/kw-year | $/kw-year | $/kw-year | $/kw-year | $/kw-year | $/kw-year | Millions $/year | Millions $/year | Millions $/year | Millions $/year | Millions $/year | Millions $/year | Millions $/year | Millions $/year | Millions $/year | Millions $/year | Millions $/year | Millions $/year | Millions $/year | Millions $/year | Millions $/year | Millions $/year | Millions $/year | Millions $/year | Millions $/year | Millions $/year | Millions $/year | Millions $/year | Millions $/year | Millions $/year | Millions $/year | Millions $/year | Millions $/year | Millions $/year | Millions $/year | Millions $/year |  | $/kw-year | Millions $/year
| 2026 | 0 | 15.6516 | 15.6516 |  |  |  |  | 2026 |  | 0 | 0 | 0 |  | 0 | 0 | 0 | [6 empty] | 2026 | 0 | 0 | 0 | [6 empty] | 0 | 0 | 0 | 0 | [8 empty] | 0 | 0 | 0 | 0 | 0 | 0 | 0 | 0 | 0 | 0 | 0 | 0 | 0 | 0 | 0 | 0 | 0 | 0 | 2026 |  | 0
| 2027 | 0 | 19.4478 | 19.4478 |  |  |  |  | 2027 |  | 0 | 0 | 0 |  | 0 | 0 | 0 | [6 empty] | 2027 | 0 | 0 | 0 | [6 empty] | 0 | 0 | 0 | 0 | [8 empty] | 0 | 0 | 0 | 0 | 0 | 0 | 0 | 0 | 0 | 0 | 0 | 0 | 0 | 0 | 0 | 0 | 0 | 0 | 2027 |  | 0
| 2028 | 0 | 23.688 | 23.688 |  |  |  |  | 2028 |  | 0 | 0 | 0 |  | 0 | 0 | 0 | [6 empty] | 2028 | 0 | 0 | 0 | [6 empty] | 0 | 0 | 0 | 0 | [8 empty] | 0 | 0 | 0 | 0 | 0 | 0 | 0 | 0 | 0 | 0 | 0 | 0 | 0 | 0 | 0 | 0 | 0 | 0 | 2028 |  | 0
| 2029 | 0 | 25.953 | 25.953 |  |  |  |  | 2029 |  | 0 | 0 | 0 |  | 0 | 0 | 0 | [6 empty] | 2029 | 0 | 0 | 0 | [6 empty] | 0 | 0 | 0 | 0 | [8 empty] | 0 | 0 | 0 | 0 | 0 | 0 | 0 | 0 | 0 | 0 | 0 | 0 | 0 | 0 | 0 | 0 | 0 | 0 | 2029 |  | 0
| 2030 | 0 | 37.3797 | 37.3797 |  |  |  |  | 2030 |  | 0 | 0 | 0 |  | 0 | 0 | 0 | [6 empty] | 2030 | 0 | 0 | 0 | [6 empty] | 0 | 0 | 0 | 0 | [8 empty] | 0 | 0 | 0 | 0 | 0 | 0 | 0 | 0 | 0 | 0 | 0 | 0 | 0 | 0 | 0 | 0 | 0 | 0 | 2030 |  | 0
| 2031 | 0 | 50.3134 | 50.3134 |  |  |  |  | 2031 |  | 0 | 0 | 0 |  | 0 | 0 | 0 | [6 empty] | 2031 | 0 | 0 | 0 | [6 empty] | 0 | 0 | 0 | 0 | [8 empty] | 0 | 0 | 0 | 0 | 0 | 0 | 0 | 0 | 0 | 0 | 0 | 0 | 0 | 0 | 0 | 0 | 0 | 0 | 2031 |  | 0
| 2032 | 0 | 49.2065 | 49.2065 |  |  |  |  | 2032 |  | 0 | 0 | 0 |  | 0 | 0 | 0 | [6 empty] | 2032 | 0 | 0 | 0 | [6 empty] | 0 | 0 | 0 | 0 | [8 empty] | 0 | 0 | 0 | 0 | 0 | 0 | 0 | 0 | 0 | 0 | 0 | 0 | 0 | 0 | 0 | 0 | 0 | 0 | 2032 |  | 0
| 2033 | 0 | 49.6397 | 49.6397 |  |  |  |  | 2033 |  | 0 | 0 | 0 |  | 0 | 0 | 0 | [6 empty] | 2033 | 0 | 0 | 0 | [6 empty] | 0 | 0 | 0 | 0 | [8 empty] | 0 | 0 | 0 | 0 | 0 | 0 | 0 | 0 | 0 | 0 | 0 | 0 | 0 | 0 | 0 | 0 | 0 | 0 | 2033 |  | 0
| 2034 | 0 | 49.8787 | 49.8787 |  |  |  |  | 2034 |  | 0 | 0 | 0 |  | 0 | 0 | 0 | [6 empty] | 2034 | 0 | 0 | 0 | [6 empty] | 0 | 0 | 0 | 0 | [8 empty] | 0 | 0 | 0 | 0 | 0 | 0 | 0 | 0 | 0 | 0 | 0 | 0 | 0 | 0 | 0 | 0 | 0 | 0 | 2034 |  | 0
| 2035 | 37.3109 | 41.1078 | 55.1469 |  |  |  |  | 2035 |  | 1.82 | 0 | 0 |  | 1.8667 | 0 | 0 | [6 empty] | 2035 | 199.88 | 0 | 0 | [6 empty] | 0 | 0.37311 | 0 | 0 | [8 empty] | 0 | 0 | 0 | 0 | 0 | 0 | 0 | 0 | 0 | 0 | 0 | 0 | 0 | 0 | 0 | 0 | 0 | 0.37311 | 2035 |  | 0
| 2036 | 38.1379 | 36.2855 | 50.6067 |  |  |  |  | 2036 |  | 0 | 0 | 0 |  | 0 | 0 | 0 | [6 empty] | 2036 | 204.31 | 218.75 | 0 | [6 empty] | 0 | 0.38138 | 0 | 0 | [8 empty] | 0 | 0 | 0 | 0 | 0 | 0 | 0 | 0 | 0 | 0 | 0 | 0 | 0 | 0 | 0 | 0 | 0 | 0.38138 | 2036 |  | 0
| 2037 | 38.9853 | 38.9973 | 53.6351 |  |  |  |  | 2037 |  | 0 | 0 | 0 |  | 0 | 0 | 0 | [6 empty] | 2037 | 208.85 | 223.6 | 0 | [6 empty] | 0 | 0.38985 | 0 | 0 | [8 empty] | 0 | 0 | 0 | 0 | 0 | 0 | 0 | 0 | 0 | 0 | 0 | 0 | 0 | 0 | 0 | 0 | 0 | 0.38985 | 2037 |  | 0
| 2038 | 39.8515 | 40.0449 | 55.0319 |  |  |  |  | 2038 |  | 0 | 0 | 0 |  | 0 | 0 | 0 | [6 empty] | 2038 | 213.49 | 228.57 | 228.57 | [6 empty] | 0 | 0.39851 | 0 | 0 | [8 empty] | 0 | 0 | 0 | 0 | 0 | 0 | 0 | 0 | 0 | 0 | 0 | 0 | 0 | 0 | 0 | 0 | 0 | 0.39851 | 2038 |  | 0
| 2039 | 40.7363 | 42.3923 | 57.7138 |  |  |  |  | 2039 |  | 0 | 0 | 0 |  | 0 | 0 | 0 | [6 empty] | 2039 | 218.23 | 233.64 | 233.65 | [6 empty] | 0 | 0.40736 | 0 | 0 | [8 empty] | 0 | 0 | 0 | 0 | 0 | 0 | 0 | 0 | 0 | 0 | 0 | 0 | 0 | 0 | 0 | 0 | 0 | 0.40736 | 2039 |  | 0
| 2040 | 41.6397 | 43.2831 | 58.9094 |  |  |  |  | 2040 |  | 0 | 0 | 0 |  | 0 | 0 | 0 | [6 empty] | 2040 | 223.07 | 238.83 | 238.83 | [6 empty] | 0 | 0.4164 | 0 | 0 | [8 empty] | 0 | 0 | 0 | 0 | 0 | 0 | 0 | 0 | 0 | 0 | 0 | 0 | 0 | 0 | 0 | 0 | 0 | 0.4164 | 2040 |  | 0
| 2041 | 42.5637 | 44.3181 | 60.3114 |  |  |  |  | 2041 |  | 0 | 0 | 0 |  | 0 | 0 | 0 | [6 empty] | 2041 | 228.02 | 244.13 | 244.13 | [6 empty] | 0 | 0.42564 | 0 | 0 | [8 empty] | 0 | 0 | 0 | 0 | 0 | 0 | 0 | 0 | 0 | 0 | 0 | 0 | 0 | 0 | 0 | 0 | 0 | 0.42564 | 2041 |  | 0
| 2042 | 43.5083 | 47.0302 | 63.3623 |  |  |  |  | 2042 |  | 0 | 0 | 0 |  | 0 | 0 | 0 | [6 empty] | 2042 | 233.08 | 249.55 | 249.55 | [6 empty] | 0 | 0.43508 | 0 | 0 | [8 empty] | 0 | 0 | 0 | 0 | 0 | 0 | 0 | 0 | 0 | 0 | 0 | 0 | 0 | 0 | 0 | 0 | 0 | 0.43508 | 2042 |  | 0
| 2043 | 44.4752 | 51.6188 | 68.3178 |  |  |  |  | 2043 |  | 0 | 0 | 0 |  | 0 | 0 | 0 | [6 empty] | 2043 | 238.26 | 255.09 | 255.09 | [6 empty] | 0 | 0.44475 | 0 | 0 | [8 empty] | 0 | 0 | 0 | 0 | 0 | 0 | 0 | 0 | 0 | 0 | 0 | 0 | 0 | 0 | 0 | 0 | 0 | 0.44475 | 2043 |  | 0
| 2044 | 45.4627 | 52.1079 | 69.1679 |  |  |  |  | 2044 |  | 0 | 0 | 0 |  | 0 | 0 | 0 | [6 empty] | 2044 | 243.55 | 260.75 | 260.76 | [6 empty] | 0 | 0.45463 | 0 | 0 | [8 empty] | 0 | 0 | 0 | 0 | 0 | 0 | 0 | 0 | 0 | 0 | 0 | 0 | 0 | 0 | 0 | 0 | 0 | 0.45463 | 2044 |  | 0
| 2045 | 46.4707 | 54.6851 | 72.1597 |  |  |  |  | 2045 |  | 0 | 0 | 0 |  | 0 | 0 | 0 | [6 empty] | 2045 | 248.95 | 266.54 | 266.55 | [6 empty] | 0 | 0.46471 | 0 | 0 | [8 empty] | 0 | 0 | 0 | 0 | 0 | 0 | 0 | 0 | 0 | 0 | 0 | 0 | 0 | 0 | 0 | 0 | 0 | 0.46471 | 2045 |  | 0
| 2046 | 47.5029 | 55.8991 | 73.7619 |  |  |  |  | 2046 |  | 0 | 0 | 0 |  | 0 | 0 | [7 empty] | 2046 | 254.48 | 272.46 | 272.46 | [6 empty] | 0 | 0.47503 | 0 | 0 | [8 empty] | 0 | 0 | 0 | 0 | 0 | 0 | 0 | 0 | 0 | 0 | 0 | 0 | 0 | 0 | 0 | 0 | 0 | 0.47503 | 2046 |  | 0
| 2047 | 48.5576 | 57.1401 | 75.3994 |  |  |  |  | 2047 |  | 0 | 0 | 0 |  | 0 | 0 | [7 empty] | 2047 | 260.13 | 278.51 | 278.51 | [6 empty] | 0 | 0.48558 | 0 | 0 | [8 empty] | 0 | 0 | 0 | 0 | 0 | 0 | 0 | 0 | 0 | 0 | 0 | 0 | 0 | 0 | 0 | 0 | 0 | 0.48558 | 2047
| 2048 | 49.6365 | 58.2309 | 76.8391 |  |  |  |  | 2048 | 0 | 0 | 0 | 0 |  | 0 | 0 | 0 | #DIV/0! | #DIV/0! | #DIV/0! | #DIV/0! | #DIV/0! | #DIV/0! | 2048 | 265.91 | 284.69 | 284.7 | [6 empty] | 0 | 0.49637 | 0 | 0 | [8 empty] | 0 | 0 | 0 | 0 | 0 | 0 | 0 | 0 | 0 | 0 | 0 | 0 | 0 | 0 | 0 | 0 | 0 | 0.49637 | 2048
| 2049 | 50.7379 | 59.7053 | 78.7844 |  |  |  |  | 2049 | 0 | 0 | 0 | 0 |  | 0 | 0 | 0 | #DIV/0! | #DIV/0! | #DIV/0! | #DIV/0! | #DIV/0! | #DIV/0! | 2049 | 271.81 | 291.01 | 291.02 | [6 empty] | 0 | 0.50738 | 0 | 0 | [8 empty] | 0 | 0 | 0 | 0 | 0 | 0 | 0 | 0 | 0 | 0 | 0 | 0 | 0 | 0 | 0 | 0 | 0 | 0.50738 | 2049
| 2050 | 51.8635 | 61.0307 | 80.5332 |  |  |  |  | 2050 | 0 | 0 | 0 | 0 |  | 0 | 0 | 0 | #DIV/0! | #DIV/0! | #DIV/0! | #DIV/0! | #DIV/0! | #DIV/0! | 2050 | 277.84 | 297.47 | 297.48 | [6 empty] | 0 | 0.51863 | 0 | 0 | [8 empty] | 0 | 0 | 0 | 0 | 0 | 0 | 0 | 0 | 0 | 0 | 0 | 0 | 0 | 0 | 0 | 0 | 0 | 0.51863 | 2050
| 2051 | 53.0152 | 62.3856 | 82.3211 |  |  |  |  | 2051 | 0 | 0 | 0 | 0 |  | 0 | 0 | 0 | #DIV/0! | #DIV/0! | #DIV/0! | #DIV/0! | #DIV/0! | #DIV/0! | 2051 | 284.01 | 304.08 | 304.08 | [6 empty] | 0 | 0.53015 | 0 | 0 | [8 empty] | 0 | 0 | 0 | 0 | 0 | 0 | 0 | 0 | 0 | 0 | 0 | 0 | 0 | 0 | 0 | 0 | 0 | 0.53015 | 2051
[8 empty] | Year of deferral |  |  | 2035 | 2036 | 2038
[8 empty] | if Deferred 1 |  |  | 1 | 0 | 0
Discount Rate - 2025 IRP Update
6.33%
[5 empty] | Inflation rate | 2.22%
15 Year Starting 2026 |  |  |  |  | Real Discount Rate | 4.021%
Levelized Prices (Nominal) @ 6.33% Discount Rate (1) (3)
| $/kW | 12.1922
| $/MWh |  | 36.4697 | 41.0256
15 Year Starting 2027
Levelized Prices (Nominal) @ 6.33% Discount Rate (1) (3)
| $/kW | 14.1452 | 37.9494
| $/MWh |  |  | 43.235
15 Year Starting 2028
Levelized Prices (Nominal) @ 6.33% Discount Rate (1) (3)
| $/kW | 16.8679
| $/MWh |  | 40.2768 | 46.5797
<---- Calculated Monthly
Avoided Costs calculated annually are $39.90/MWH
Avoided Costs calculated monthly are $41.03/MWH

## Table 2
Appendix B
Table 2
Avoided Energy Costs - Scheduled Hours ($/MWh)
QF - Sch37 - UT - Wind - 10.0 MW and 30.6% CF
|  | Winter Season |  |  |  |  | Summer Season |  |  |  | Winter Season
Year | Annual | Jan | Feb | Mar | Apr | May | Jun | Jul | Aug | Sep | Oct | Nov | Dec
Energy Only
2027 | 19.4297 | 29.8252 | 24.8706 | 11.6902 | 8.0745 | 10.5015 | 12.2692 | 38.7238 | 33.6017 | 17.511 | 13.0968 | 23.3106 | 27.3886
2028 | 23.6462 | 29.8272 | 31.5065 | 13.6149 | 14.9747 | 17.4288 | 13.9345 | 49.3877 | 27.6615 | 27.3689 | 11.4452 | 35.9872 | 33.32
2029 | 25.9234 | 32.0366 | 34.5043 | 7.6049 | 11.458 | 15.8644 | 13.8705 | 49.4443 | 34.3097 | 35.7399 | 26.4294 | 35.9662 | 40.2498
2030 | 37.356 | 45.248 | 42.9495 | 9.6007 | 26.0582 | 24.0908 | 33.205 | 44.1894 | 51.0068 | 49.0572 | 41.7278 | 52.3258 | 49.5965
2031 | 50.2385 | 53.1355 | 47.4882 | 37.6483 | 29.3692 | 33.7629 | 36.695 | 99.5331 | 63.2853 | 52.2987 | 43.4481 | 54.1428 | 82.0219
2032 | 49.0577 | 54.2163 | 47.1944 | 39.9183 | 29.356 | 35.621 | 29.685 | 108.7061 | 63.8748 | 51.2283 | 37.7398 | 51.4699 | 80.8064
2033 | 49.5682 | 46.3926 | 47.0528 | 35.4034 | 37.1089 | 30.2873 | 35.63 | 98.5963 | 58.9751 | 49.706 | 51.1327 | 56.3737 | 82.4046
2034 | 49.8055 | 53.5846 | 60.1387 | 36.9333 | 28.991 | 28.9359 | 45.6758 | 94.4539 | 61.5529 | 53.744 | 35.7945 | 54.7756 | 83.9082
2035 | 41.0815 | 47.4469 | 47.436 | 28.7782 | 30.2972 | 33.7947 | 42.4705 | 58.4286 | 32.794 | 35.3942 | 41.2778 | 50.8879 | 53.7875
2036 | 36.2487 | 48.8063 | 42.0938 | 26.6667 | 30.8596 | 24.297 | 44.5099 | 6.0487 | 30.2671 | 52.2141 | 33.0094 | 50.7106 | 45.7085
2037 | 38.9815 | 40.4148 | 47.969 | 33.7712 | 30.2109 | 34.2551 | 40.6777 | 42.7075 | 27.3889 | 31.3156 | 43.0385 | 48.3081 | 45.8005
2038 | 40.0166 | 42.9403 | 46.6801 | 32.6011 | 30.6615 | 36.7858 | 38.4398 | 36.3579 | 30.4929 | 39.1074 | 45.4824 | 50.3971 | 52.4156
2039 | 42.3806 | 71.2075 | 45.7984 | 31.5259 | 27.2356 | 34.1867 | 40.062 | 40.4679 | 37.7609 | 34.0335 | 45.8778 | 55.5094 | 47.7228
2040 | 43.2505 | 54.1148 | 48.9968 | 32.1312 | 32.4697 | 30.4498 | 41.5687 | 56.2383 | 36.6567 | 45.0169 | 46.0923 | 55.6128 | 51.0813
2041 | 44.3078 | 46.8152 | 60.1691 | 34.7842 | 34.1851 | 30.2909 | 42.855 | 41.7593 | 42.8895 | 46.9471 | 48.7277 | 62.1106 | 49.6287
2042 | 47.0231 | 69.3421 | 60.3111 | 40.3928 | 33.3901 | 34.3902 | 41.956 | 49.9188 | 42.4559 | 46.3804 | 45.3039 | 57.8164 | 50.0112
2043 | 51.6018 | 61.3795 | 65.3235 | 44.0683 | 37.3731 | 42.593 | 50.5737 | 44.6819 | 60.3112 | 58.59 | 46.4035 | 60.5441 | 58.9436
2044 | 52.0685 | 66.2571 | 59.8368 | 42.8083 | 44.4913 | 37.9686 | 47.5803 | 53.0466 | 51.2606 | 49.6767 | 54.8192 | 64.5344 | 60.9184
|  | 31 | 28 | 31 | 30 | 31 | 30 | 31 | 31 | 30 | 31 | 30 | 31

## Table 4
Appendix B
Table 4
Burnertip Natural Gas Price Forecast |  |  |  |  | Quote Date
QF - Sch37 - UT - Wind - 10.0 MW and 30.6% CF |  |  |  |  | 2026-06-30
PacifiCorp
| Delivered | Delivered | Delivered | Delivered
Year | IRP - Utah Greenfield | Naughton | IRP West Side | IRP - Wyo NE
| Fuel Cost | Fuel Cost | Fuel Cost | Fuel Cost
[6 empty] | IRP - Utah Greenfield |  | IRP West Side | IRP - Wyo NE |  |  | IRP West Side |  | Burner tip
[5 empty] | Peak Type: | Delivered | Naughton | Delivered | Delivered | Year | IRP - Utah Greenfield | West Side | IRP - Wyo NE | Naughton
2025 | 2.78 | 2.76 | 2.18 | 2.76 | 2025-01-01 | 4.1297 | 4.1012 | 3.6667 | 4.1265 | 2025 | 47 | 43 | 46 | 42
2026 | 2.3 | 2.25 | 1.93 | 2.2 | 2025-02-01 | 3.4435 | 3.4192 | 3.2332 | 3.4317 | 2025
2027 | 3.14 | 3.12 | 2.88 | 2.89 | 2025-03-01 | 2.6848 | 2.6655 | 2.0537 | 2.7211 | 2025
2028 | 3.55 | 3.53 | 3.33 | 3.22 | 2025-04-01 | 1.9318 | 1.917 | 1.5165 | 1.9378 | 2025
2029 | 4.13 | 4.09 | 4 | 3.79 | 2025-05-01 | 2.1744 | 2.1585 | 1.6603 | 2.1166 | 2025
2030 | 5.54 | 5.47 | 5.42 | 5.18 | 2025-06-01 | 2.5624 | 2.5442 | 1.5135 | 2.5327 | 2025
2031 | 6.52 | 6.44 | 6.38 | 6.15 | 2025-07-01 | 2.8296 | 2.8098 | 1.2723 | 2.7603 | 2025
2032 | 6.43 | 6.35 | 6.24 | 6.05 | 2025-08-01 | 2.5406 | 2.5223 | 1.8363 | 2.4552 | 2025
2033 | 6.29 | 6.21 | 6.06 | 5.92 | 2025-09-01 | 2.6151 | 2.5965 | 1.537 | 2.5551 | 2025
2034 | 6.58 | 6.49 | 6.31 | 6.2 | 2025-10-01 | 2.2421 | 2.2255 | 2.181 | 2.2831 | 2025
2035 | 6.88 | 6.79 | 6.54 | 6.5 | 2025-11-01 | 3.0975 | 3.0762 | 2.6906 | 3.0824 | 2025
2036 | 7.18 | 7.09 | 6.8 | 6.8 | 2025-12-01 | 3.0588 | 3.0371 | 2.9402 | 3.0579 | 2025
2037 | 7.36 | 7.26 | 6.95 | 6.98 | 2026-01-01 | 4.2351 | 4.2065 | 2.2547 | 4.1929 | 2026
2038 | 7.49 | 7.39 | 7.01 | 7.1 | 2026-02-01 | 1.7319 | 1.7179 | 1.6646 | 1.744 | 2026
2039 | 7.74 | 7.64 | 7.24 | 7.35 | 2026-03-01 | 1.3282 | 1.317 | 1.3849 | 1.3482 | 2026
2040 | 8.02 | 7.91 | 7.47 | 7.63 | 2026-04-01 | 0.87305 | 0.8646 | 0.95639 | 0.9139 | 2026
2041 | 8.24 | 8.13 | 7.59 | 7.84 | 2026-05-01 | 1.2257 | 1.2157 | 1.2774 | 1.2588 | 2026
2042 | 8.6 | 8.48 | 7.87 | 8.2 | 2026-06-01 | 1.7123 | 1.6997 | 1.4172 | 1.7208 | 2026
2043 | 8.95 | 8.82 | 8.12 | 8.54 | 2026-07-01 | 2.1909 | 1.8122 | 1.6837 | 2.0849 | 2026
2044 | 9.33 | 9.19 | 8.44 | 8.91 | 2026-08-01 | 2.4557 | 2.4389 | 1.9585 | 2.298 | 2026
2045 | 9.74 | 9.6 | 8.76 | 9.32 | 2026-09-01 | 2.3836 | 2.3672 | 1.9901 | 2.2266 | 2026
[5 empty] | 2026-10-01 | 2.3707 | 2.3544 | 1.9963 | 2.2002 | 2026
[5 empty] | 2026-11-01 | 2.7343 | 2.7157 | 2.553 | 2.6014 | 2026
[5 empty] | 2026-12-01 | 4.3755 | 4.3464 | 3.9719 | 3.8376 | 2026
[5 empty] | 2027-01-01 | 4.8556 | 4.8235 | 4.5095 | 4.4825 | 2027
[5 empty] | 2027-02-01 | 4.3276 | 4.2989 | 4.0324 | 4.0105 | 2027
[5 empty] | 2027-03-01 | 2.5496 | 2.5322 | 2.4362 | 2.434 | 2027
[5 empty] | 2027-04-01 | 2.0942 | 2.0797 | 1.9291 | 2.0253 | 2027
[5 empty] | 2027-05-01 | 1.9197 | 1.9063 | 1.6964 | 1.8894 | 2027
[5 empty] | 2027-06-01 | 2.152 | 2.1372 | 1.8613 | 2.0645 | 2027
[5 empty] | 2027-07-01 | 2.8777 | 2.8582 | 2.443 | 2.614 | 2027
[5 empty] | 2027-08-01 | 2.9113 | 2.8916 | 2.5093 | 2.6613 | 2027
[5 empty] | 2027-09-01 | 2.8593 | 2.8399 | 2.4606 | 2.5698 | 2027
[5 empty] | 2027-10-01 | 2.7052 | 2.6868 | 2.437 | 2.6141 | 2027
[5 empty] | 2027-11-01 | 3.4822 | 3.4589 | 3.2839 | 3.1156 | 2027
[5 empty] | 2027-12-01 | 4.9725 | 4.9396 | 5.0137 | 4.2191 | 2027
Official Forward Price Curve Forecast dated Jun 30, 2026 |  |  |  |  | 2028-01-01 | 5.3914 | 5.3559 | 5.2997 | 4.8578 | 2028
[5 empty] | 2028-02-01 | 4.9021 | 4.8697 | 4.8717 | 4.3909 | 2028
[5 empty] | 2028-03-01 | 3.0353 | 3.0148 | 2.8659 | 2.8663 | 2028
[5 empty] | 2028-04-01 | 2.5297 | 2.5124 | 2.3699 | 2.3759 | 2028
[5 empty] | 2028-05-01 | 2.4465 | 2.4298 | 2.1377 | 2.3015 | 2028
[5 empty] | 2028-06-01 | 2.5975 | 2.5798 | 2.3212 | 2.4477 | 2028
[5 empty] | 2028-07-01 | 3.2572 | 3.2353 | 2.8279 | 2.9116 | 2028
[5 empty] | 2028-08-01 | 3.321 | 3.2987 | 2.8859 | 2.9744 | 2028
[5 empty] | 2028-09-01 | 3.2705 | 3.2485 | 2.8728 | 2.9447 | 2028
[5 empty] | 2028-10-01 | 3.0547 | 3.034 | 2.7295 | 2.8854 | 2028
[5 empty] | 2028-11-01 | 3.6256 | 3.6013 | 3.4751 | 3.2543 | 2028
[5 empty] | 2028-12-01 | 5.1567 | 5.1227 | 5.3222 | 4.4156 | 2028
[5 empty] | 2029-01-01 | 5.5521 | 5.5155 | 5.5439 | 4.9055 | 2029
[5 empty] | 2029-02-01 | 5.0006 | 4.9675 | 5.0402 | 4.596 | 2029
[5 empty] | 2029-03-01 | 3.0644 | 3.0437 | 3.1833 | 2.9251 | 2029
[5 empty] | 2029-04-01 | 2.4327 | 2.4161 | 2.2771 | 2.3909 | 2029
[5 empty] | 2029-05-01 | 2.5195 | 2.5023 | 2.2913 | 2.3432 | 2029
[5 empty] | 2029-06-01 | 2.6118 | 2.594 | 2.3691 | 2.4317 | 2029
[5 empty] | 2029-07-01 | 3.1812 | 3.1598 | 2.8503 | 2.7864 | 2029
[5 empty] | 2029-08-01 | 4.7734 | 4.722 | 4.4302 | 4.4048 | 2029
[5 empty] | 2029-09-01 | 4.7421 | 4.6907 | 4.4478 | 4.3942 | 2029
[5 empty] | 2029-10-01 | 4.6461 | 4.5937 | 4.4666 | 4.4529 | 2029
[5 empty] | 2029-11-01 | 5.0449 | 4.9922 | 4.9719 | 4.6522 | 2029
[5 empty] | 2029-12-01 | 5.9774 | 5.9269 | 6.1785 | 5.2239 | 2029
[5 empty] | 2030-01-01 | 6.2831 | 6.2319 | 6.3877 | 5.6255 | 2030
[5 empty] | 2030-02-01 | 5.9283 | 5.8766 | 5.9513 | 5.5096 | 2030
[5 empty] | 2030-03-01 | 4.5705 | 4.5197 | 4.5739 | 4.4085 | 2030
[5 empty] | 2030-04-01 | 4.212 | 4.1598 | 3.9579 | 4.1434 | 2030
[5 empty] | 2030-05-01 | 4.2615 | 4.2095 | 3.9373 | 4.059 | 2030
[5 empty] | 2030-06-01 | 4.3443 | 4.2918 | 3.9946 | 4.138 | 2030
[5 empty] | 2030-07-01 | 4.8846 | 4.8291 | 4.5428 | 4.4641 | 2030
[5 empty] | 2030-08-01 | 6.2257 | 6.1453 | 5.9747 | 5.8353 | 2030
[5 empty] | 2030-09-01 | 6.2138 | 6.1329 | 6.0228 | 5.8436 | 2030
[5 empty] | 2030-10-01 | 6.2376 | 6.1533 | 6.2035 | 6.0204 | 2030
[5 empty] | 2030-11-01 | 6.4642 | 6.3831 | 6.4686 | 6.05 | 2030
[5 empty] | 2030-12-01 | 6.7981 | 6.7312 | 7.0348 | 6.0323 | 2030
[5 empty] | 2031-01-01 | 7.0142 | 6.9483 | 7.2315 | 6.3455 | 2031
[5 empty] | 2031-02-01 | 6.8559 | 6.7857 | 6.8625 | 6.4233 | 2031
[5 empty] | 2031-03-01 | 6.0766 | 5.9957 | 5.9646 | 5.892 | 2031
[5 empty] | 2031-04-01 | 5.9914 | 5.9036 | 5.6386 | 5.896 | 2031
[5 empty] | 2031-05-01 | 6.0036 | 5.9167 | 5.5832 | 5.7748 | 2031
[5 empty] | 2031-06-01 | 6.0766 | 5.9895 | 5.6202 | 5.8442 | 2031
[5 empty] | 2031-07-01 | 6.588 | 6.4984 | 6.2352 | 6.1419 | 2031
[5 empty] | 2031-08-01 | 6.6367 | 6.5481 | 6.3828 | 6.2401 | 2031
[5 empty] | 2031-09-01 | 6.6002 | 6.5116 | 6.4197 | 6.2242 | 2031
[5 empty] | 2031-10-01 | 6.588 | 6.4967 | 6.555 | 6.3655 | 2031
[5 empty] | 2031-11-01 | 6.7706 | 6.6835 | 6.7764 | 6.3519 | 2031
[5 empty] | 2031-12-01 | 7.0507 | 6.9787 | 7.2684 | 6.281 | 2031
[5 empty] | 2032-01-01 | 7.2434 | 7.173 | 7.4658 | 6.5712 | 2032
[5 empty] | 2032-02-01 | 6.5216 | 6.4582 | 6.5104 | 6.0941 | 2032
[5 empty] | 2032-03-01 | 5.9742 | 5.8952 | 5.819 | 5.791 | 2032
[5 empty] | 2032-04-01 | 5.887 | 5.8013 | 5.5047 | 5.7932 | 2032
[5 empty] | 2032-05-01 | 5.9119 | 5.8269 | 5.467 | 5.6845 | 2032
[5 empty] | 2032-06-01 | 5.9866 | 5.9013 | 5.4795 | 5.7556 | 2032
[5 empty] | 2032-07-01 | 6.4346 | 6.348 | 6.0579 | 5.9907 | 2032
[5 empty] | 2032-08-01 | 6.5092 | 6.4231 | 6.1835 | 6.1145 | 2032
[5 empty] | 2032-09-01 | 6.5092 | 6.4224 | 6.2213 | 6.1346 | 2032
[5 empty] | 2032-10-01 | 6.4595 | 6.3707 | 6.3595 | 6.2389 | 2032
[5 empty] | 2032-11-01 | 6.6586 | 6.5736 | 6.6487 | 6.2415 | 2032
[5 empty] | 2032-12-01 | 7.0194 | 6.9481 | 7.1766 | 6.2501 | 2032
[5 empty] | 2033-01-01 | 6.7417 | 6.6813 | 6.8718 | 6.0772 | 2033
[5 empty] | 2033-02-01 | 6.6018 | 6.5367 | 6.5892 | 6.1731 | 2033
[5 empty] | 2033-03-01 | 5.8134 | 5.7376 | 5.5742 | 5.6327 | 2033
[5 empty] | 2033-04-01 | 5.737 | 5.6543 | 5.2916 | 5.6454 | 2033
[5 empty] | 2033-05-01 | 5.7752 | 5.6928 | 5.2916 | 5.5498 | 2033
[5 empty] | 2033-06-01 | 5.8515 | 5.7689 | 5.3108 | 5.6225 | 2033
[5 empty] | 2033-07-01 | 6.2839 | 6.2004 | 5.8954 | 5.8423 | 2033
[5 empty] | 2033-08-01 | 6.411 | 6.3269 | 6.0239 | 6.0178 | 2033
[5 empty] | 2033-09-01 | 6.411 | 6.3262 | 6.0624 | 6.0379 | 2033
[5 empty] | 2033-10-01 | 6.4364 | 6.3482 | 6.1909 | 6.2162 | 2033
[5 empty] | 2033-11-01 | 6.5383 | 6.4557 | 6.5378 | 6.123 | 2033
[5 empty] | 2033-12-01 | 6.8815 | 6.813 | 7.026 | 6.1144 | 2033
[5 empty] | 2034-01-01 | 7.0852 | 7.0179 | 7.2197 | 6.4155 | 2034
[5 empty] | 2034-02-01 | 6.8253 | 6.7557 | 6.7601 | 6.3932 | 2034
[5 empty] | 2034-03-01 | 6.0195 | 5.9396 | 5.7359 | 5.8357 | 2034
[5 empty] | 2034-04-01 | 5.9545 | 5.8674 | 5.4668 | 5.8596 | 2034
[5 empty] | 2034-05-01 | 5.9935 | 5.9068 | 5.4734 | 5.7648 | 2034
[5 empty] | 2034-06-01 | 6.1104 | 6.0226 | 5.4996 | 5.8775 | 2034
[5 empty] | 2034-07-01 | 6.5653 | 6.4762 | 6.1298 | 6.1195 | 2034
[5 empty] | 2034-08-01 | 6.7343 | 6.6437 | 6.3268 | 6.3362 | 2034
[5 empty] | 2034-09-01 | 6.7343 | 6.643 | 6.3662 | 6.3563 | 2034
[5 empty] | 2034-10-01 | 6.7603 | 6.6655 | 6.445 | 6.5352 | 2034
[5 empty] | 2034-11-01 | 6.8643 | 6.7752 | 6.8521 | 6.4441 | 2034
[5 empty] | 2034-12-01 | 7.2802 | 7.2036 | 7.4364 | 6.507 | 2034
[5 empty] | 2035-01-01 | 7.2678 | 7.197 | 7.3917 | 6.5954 | 2035
[5 empty] | 2035-02-01 | 7.042 | 6.9682 | 6.9221 | 6.6066 | 2035
[5 empty] | 2035-03-01 | 6.2983 | 6.2129 | 5.9558 | 6.1102 | 2035
[5 empty] | 2035-04-01 | 6.2584 | 6.1652 | 5.7009 | 6.1589 | 2035
[5 empty] | 2035-05-01 | 6.285 | 6.1924 | 5.7076 | 6.052 | 2035
[5 empty] | 2035-06-01 | 6.4444 | 6.3499 | 5.7479 | 6.2064 | 2035
[5 empty] | 2035-07-01 | 6.9093 | 6.8132 | 6.3853 | 6.4583 | 2035
[5 empty] | 2035-08-01 | 7.042 | 6.9453 | 6.6134 | 6.6393 | 2035
[5 empty] | 2035-09-01 | 7.0819 | 6.9837 | 6.6536 | 6.6987 | 2035
[5 empty] | 2035-10-01 | 7.1085 | 7.0068 | 6.6939 | 6.8781 | 2035
[5 empty] | 2035-11-01 | 7.1881 | 7.0926 | 7.0965 | 6.7631 | 2035
[5 empty] | 2035-12-01 | 7.5866 | 7.504 | 7.6332 | 6.8088 | 2035
[5 empty] | 2036-01-01 | 7.8081 | 7.7264 | 7.8558 | 7.1275 | 2036
[5 empty] | 2036-02-01 | 7.1701 | 7.0936 | 6.978 | 6.7328 | 2036
[5 empty] | 2036-03-01 | 6.6136 | 6.5218 | 6.2512 | 6.4208 | 2036
[5 empty] | 2036-04-01 | 6.5863 | 6.4866 | 5.9632 | 6.4819 | 2036
[5 empty] | 2036-05-01 | 6.6271 | 6.5277 | 5.9838 | 6.3889 | 2036
[5 empty] | 2036-06-01 | 6.7628 | 6.662 | 6.0044 | 6.5201 | 2036
[5 empty] | 2036-07-01 | 7.2379 | 7.1354 | 6.6352 | 6.782 | 2036
[5 empty] | 2036-08-01 | 7.3194 | 7.2171 | 6.8821 | 6.9125 | 2036
[5 empty] | 2036-09-01 | 7.3602 | 7.2563 | 6.9232 | 6.9728 | 2036
[5 empty] | 2036-10-01 | 7.4009 | 7.2933 | 6.9506 | 7.1661 | 2036
[5 empty] | 2036-11-01 | 7.4552 | 7.3543 | 7.2798 | 7.0261 | 2036
[5 empty] | 2036-12-01 | 7.8353 | 7.7476 | 7.849 | 7.0538 | 2036
[5 empty] | 2037-01-01 | 8.0555 | 7.9688 | 8.0555 | 7.3711 | 2037
[5 empty] | 2037-02-01 | 7.5981 | 7.5131 | 7.3484 | 7.1544 | 2037
[5 empty] | 2037-03-01 | 6.7804 | 6.6853 | 6.3962 | 6.5851 | 2037
[5 empty] | 2037-04-01 | 6.7249 | 6.6224 | 6.0812 | 6.6184 | 2037
[5 empty] | 2037-05-01 | 6.7665 | 6.6643 | 6.0742 | 6.5262 | 2037
[5 empty] | 2037-06-01 | 6.919 | 6.815 | 6.1022 | 6.6739 | 2037
[5 empty] | 2037-07-01 | 7.3348 | 7.2302 | 6.7183 | 6.8774 | 2037
[5 empty] | 2037-08-01 | 7.4595 | 7.3544 | 6.9984 | 7.0504 | 2037
[5 empty] | 2037-09-01 | 7.5011 | 7.3944 | 7.0404 | 7.1116 | 2037
[5 empty] | 2037-10-01 | 7.5426 | 7.4323 | 7.0964 | 7.3057 | 2037
[5 empty] | 2037-11-01 | 7.6536 | 7.5487 | 7.4465 | 7.2215 | 2037
[5 empty] | 2037-12-01 | 8.0416 | 7.9499 | 8.0345 | 7.257 | 2037
[5 empty] | 2038-01-01 | 8.0126 | 7.9268 | 7.8028 | 7.3289 | 2038
[5 empty] | 2038-02-01 | 7.6164 | 7.531 | 7.3167 | 7.1724 | 2038
[5 empty] | 2038-03-01 | 6.8947 | 6.7974 | 6.516 | 6.6977 | 2038
[5 empty] | 2038-04-01 | 6.8805 | 6.7749 | 6.2015 | 6.7717 | 2038
[5 empty] | 2038-05-01 | 6.9229 | 6.8177 | 6.2015 | 6.6803 | 2038
[5 empty] | 2038-06-01 | 7.0787 | 6.9715 | 6.2301 | 6.8311 | 2038
[5 empty] | 2038-07-01 | 7.5598 | 7.4508 | 6.8734 | 7.099 | 2038
[5 empty] | 2038-08-01 | 7.6447 | 7.5359 | 7.1737 | 7.2329 | 2038
[5 empty] | 2038-09-01 | 7.6729 | 7.5629 | 7.2166 | 7.2808 | 2038
[5 empty] | 2038-10-01 | 7.7154 | 7.6016 | 7.2595 | 7.4759 | 2038
[5 empty] | 2038-11-01 | 7.772 | 7.6648 | 7.4882 | 7.3382 | 2038
[5 empty] | 2038-12-01 | 8.0975 | 8.0046 | 7.8313 | 7.3121 | 2038
[5 empty] | 2039-01-01 | 8.3401 | 8.2477 | 8.0394 | 7.6514 | 2039
[5 empty] | 2039-02-01 | 7.9355 | 7.8437 | 7.6014 | 7.4866 | 2039
[5 empty] | 2039-03-01 | 7.1553 | 7.0528 | 6.7549 | 6.9544 | 2039
[5 empty] | 2039-04-01 | 7.0974 | 6.9875 | 6.4045 | 6.9853 | 2039
[5 empty] | 2039-05-01 | 7.1408 | 7.0312 | 6.4337 | 6.8949 | 2039
[5 empty] | 2039-06-01 | 7.3431 | 7.2307 | 6.4629 | 7.0917 | 2039
[5 empty] | 2039-07-01 | 7.8344 | 7.7198 | 7.1197 | 7.3694 | 2039
[5 empty] | 2039-08-01 | 7.921 | 7.8067 | 7.4116 | 7.505 | 2039
[5 empty] | 2039-09-01 | 7.921 | 7.806 | 7.4409 | 7.5251 | 2039
[5 empty] | 2039-10-01 | 7.9644 | 7.8456 | 7.4846 | 7.7211 | 2039
[5 empty] | 2039-11-01 | 8.0077 | 7.8958 | 7.6891 | 7.5703 | 2039
[5 empty] | 2039-12-01 | 8.2534 | 8.1574 | 7.9955 | 7.4655 | 2039
[5 empty] | 2040-01-01 | 8.5154 | 8.4196 | 8.2079 | 7.8241 | 2040
[5 empty] | 2040-02-01 | 7.9696 | 7.8772 | 7.6118 | 7.5202 | 2040
[5 empty] | 2040-03-01 | 7.3796 | 7.2725 | 6.9709 | 7.1753 | 2040
[5 empty] | 2040-04-01 | 7.35 | 7.235 | 6.6431 | 7.2341 | 2040
[5 empty] | 2040-05-01 | 7.3943 | 7.2796 | 6.5536 | 7.1445 | 2040
[5 empty] | 2040-06-01 | 7.6451 | 7.5266 | 6.6505 | 7.389 | 2040
[5 empty] | 2040-07-01 | 8.1466 | 8.0259 | 7.3435 | 7.677 | 2040
[5 empty] | 2040-08-01 | 8.2351 | 8.1145 | 7.7012 | 7.8144 | 2040
[5 empty] | 2040-09-01 | 8.2499 | 8.1283 | 7.7608 | 7.849 | 2040
[5 empty] | 2040-10-01 | 8.2942 | 8.1687 | 7.8055 | 8.0459 | 2040
[5 empty] | 2040-11-01 | 8.3384 | 8.2199 | 7.9844 | 7.896 | 2040
[5 empty] | 2040-12-01 | 8.7367 | 8.631 | 8.3719 | 7.9416 | 2040
[5 empty] | 2041-01-01 | 8.6192 | 8.5212 | 8.2887 | 7.9263 | 2041
[5 empty] | 2041-02-01 | 8.4234 | 8.3218 | 8.0149 | 7.9671 | 2041
[5 empty] | 2041-03-01 | 7.6101 | 7.4984 | 7.1324 | 7.4023 | 2041
[5 empty] | 2041-04-01 | 7.6101 | 7.4898 | 6.828 | 7.4902 | 2041
[5 empty] | 2041-05-01 | 7.6552 | 7.5353 | 6.691 | 7.4015 | 2041
[5 empty] | 2041-06-01 | 7.8661 | 7.7432 | 6.7367 | 7.6067 | 2041
[5 empty] | 2041-07-01 | 8.3933 | 8.2676 | 7.4671 | 7.9199 | 2041
[5 empty] | 2041-08-01 | 8.4686 | 8.3433 | 7.7867 | 8.0443 | 2041
[5 empty] | 2041-09-01 | 8.4535 | 8.3278 | 7.8322 | 8.0495 | 2041
[5 empty] | 2041-10-01 | 8.4837 | 8.3544 | 7.8628 | 8.2326 | 2041
[5 empty] | 2041-11-01 | 8.5288 | 8.4065 | 8.0605 | 8.0835 | 2041
[5 empty] | 2041-12-01 | 8.7999 | 8.693 | 8.3953 | 8.0038 | 2041
[5 empty] | 2042-01-01 | 9.0464 | 8.94 | 8.6335 | 8.3471 | 2042
[5 empty] | 2042-02-01 | 8.7081 | 8.6009 | 8.2296 | 8.2476 | 2042
[5 empty] | 2042-03-01 | 7.8777 | 7.7608 | 7.3595 | 7.6659 | 2042
[5 empty] | 2042-04-01 | 7.9393 | 7.8124 | 7.0489 | 7.8145 | 2042
[5 empty] | 2042-05-01 | 7.97 | 7.8438 | 6.9245 | 7.7116 | 2042
[5 empty] | 2042-06-01 | 8.1853 | 8.056 | 7.0177 | 7.9211 | 2042
[5 empty] | 2042-07-01 | 8.7543 | 8.6214 | 7.6547 | 8.2755 | 2042
[5 empty] | 2042-08-01 | 8.8004 | 8.6685 | 8.0742 | 8.3711 | 2042
[5 empty] | 2042-09-01 | 8.8312 | 8.6979 | 8.1208 | 8.4216 | 2042
[5 empty] | 2042-10-01 | 8.8773 | 8.7402 | 8.1674 | 8.6203 | 2042
[5 empty] | 2042-11-01 | 8.9388 | 8.8083 | 8.4626 | 8.4873 | 2042
[5 empty] | 2042-12-01 | 9.3078 | 9.1908 | 8.8044 | 8.5041 | 2042
[5 empty] | 2043-01-01 | 9.2523 | 9.1418 | 8.8305 | 8.5499 | 2043
[5 empty] | 2043-02-01 | 9.0954 | 8.9804 | 8.5925 | 8.629 | 2043
[5 empty] | 2043-03-01 | 8.3574 | 8.2309 | 7.6883 | 8.1384 | 2043
[5 empty] | 2043-04-01 | 8.3417 | 8.2069 | 7.3552 | 8.2108 | 2043
[5 empty] | 2043-05-01 | 8.3731 | 8.2388 | 7.0222 | 8.1086 | 2043
[5 empty] | 2043-06-01 | 8.5772 | 8.4401 | 7.1173 | 8.3071 | 2043
[5 empty] | 2043-07-01 | 9.0954 | 8.9556 | 7.9263 | 8.6114 | 2043
[5 empty] | 2043-08-01 | 9.1581 | 9.0191 | 8.3387 | 8.7235 | 2043
[5 empty] | 2043-09-01 | 9.1581 | 9.0184 | 8.4021 | 8.7436 | 2043
[5 empty] | 2043-10-01 | 9.2053 | 9.0616 | 8.4339 | 8.9433 | 2043
[5 empty] | 2043-11-01 | 9.268 | 9.1309 | 8.7511 | 8.8117 | 2043
[5 empty] | 2043-12-01 | 9.5036 | 9.3826 | 8.989 | 8.6969 | 2043
[5 empty] | 2044-01-01 | 9.761 | 9.6403 | 9.2352 | 9.0509 | 2044
[5 empty] | 2044-02-01 | 9.2315 | 9.1138 | 8.6678 | 8.7631 | 2044
[5 empty] | 2044-03-01 | 8.7501 | 8.6157 | 8.0437 | 8.5251 | 2044
[5 empty] | 2044-04-01 | 8.718 | 8.5757 | 7.6465 | 8.5815 | 2044
[5 empty] | 2044-05-01 | 8.7662 | 8.624 | 7.3872 | 8.4958 | 2044
[5 empty] | 2044-06-01 | 8.9588 | 8.814 | 7.4196 | 8.6829 | 2044
[5 empty] | 2044-07-01 | 9.5204 | 9.3721 | 8.2949 | 9.03 | 2044
[5 empty] | 2044-08-01 | 9.5685 | 9.4212 | 8.6678 | 9.1276 | 2044
[5 empty] | 2044-09-01 | 9.5524 | 9.4048 | 8.7326 | 9.132 | 2044
[5 empty] | 2044-10-01 | 9.5846 | 9.4333 | 8.7489 | 9.3169 | 2044
[5 empty] | 2044-11-01 | 9.6488 | 9.504 | 9.1217 | 9.1866 | 2044
[5 empty] | 2044-12-01 | 9.8734 | 9.745 | 9.3325 | 9.0611 | 2044
[5 empty] | 2045-01-01 | 10.14 | 10.0117 | 9.5872 | 9.4242 | 2045
[5 empty] | 2045-02-01 | 9.8285 | 9.6988 | 9.2559 | 9.351 | 2045
[5 empty] | 2045-03-01 | 9.1233 | 8.9814 | 8.4109 | 8.8927 | 2045
[5 empty] | 2045-04-01 | 9.1068 | 8.9567 | 7.8891 | 8.9644 | 2045
[5 empty] | 2045-05-01 | 9.1561 | 9.0061 | 7.6323 | 8.8798 | 2045
[5 empty] | 2045-06-01 | 9.3693 | 9.2163 | 7.6323 | 9.0872 | 2045
[5 empty] | 2045-07-01 | 9.8941 | 9.7383 | 8.5104 | 9.3981 | 2045
[5 empty] | 2045-08-01 | 9.9433 | 9.7884 | 8.9246 | 9.4968 | 2045
[5 empty] | 2045-09-01 | 9.9268 | 9.7717 | 8.9743 | 9.5007 | 2045
[5 empty] | 2045-10-01 | 9.9924 | 9.833 | 9.0406 | 9.7186 | 2045
[5 empty] | 2045-11-01 | 10.058 | 9.9051 | 9.4713 | 9.5897 | 2045
[5 empty] | 2045-12-01 | 10.386 | 10.2474 | 9.753 | 9.566 | 2045
[5 empty] | 2046-01-01 | 10.246 | 10.1156 | 9.6286 | 9.5286 | 2046
[5 empty] | 2046-02-01 | 10.0114 | 9.8781 | 9.4254 | 9.5312 | 2046
[5 empty] | 2046-03-01 | 9.3243 | 9.1783 | 8.5957 | 9.0906 | 2046
[5 empty] | 2046-04-01 | 9.3243 | 9.1697 | 8.0623 | 9.1786 | 2046
[5 empty] | 2046-05-01 | 9.3745 | 9.2202 | 7.8084 | 9.0949 | 2046
[5 empty] | 2046-06-01 | 9.5589 | 9.4021 | 7.8677 | 9.274 | 2046
[5 empty] | 2046-07-01 | 10.1119 | 9.9519 | 8.6804 | 9.6127 | 2046
[5 empty] | 2046-08-01 | 10.1957 | 10.0359 | 9.1545 | 9.7454 | 2046
[5 empty] | 2046-09-01 | 10.1622 | 10.0024 | 9.2053 | 9.7326 | 2046
[5 empty] | 2046-10-01 | 10.179 | 10.0159 | 9.2053 | 9.9023 | 2046
[5 empty] | 2046-11-01 | 10.2293 | 10.0729 | 9.6286 | 9.7584 | 2046
[5 empty] | 2046-12-01 | 10.4304 | 10.2908 | 9.8149 | 9.6097 | 2046
[5 empty] | 2047-01-01 | 10.7287 | 10.5885 | 10.0998 | 10.004 | 2047
[5 empty] | 2047-02-01 | 10.3689 | 10.2285 | 9.7536 | 9.8833 | 2047
[5 empty] | 2047-03-01 | 9.6495 | 9.4971 | 8.8539 | 9.4109 | 2047
[5 empty] | 2047-04-01 | 9.6666 | 9.5053 | 8.1616 | 9.5158 | 2047
[5 empty] | 2047-05-01 | 9.718 | 9.5568 | 8.0058 | 9.4333 | 2047
[5 empty] | 2047-06-01 | 9.9064 | 9.7427 | 8.0405 | 9.6163 | 2047
[5 empty] | 2047-07-01 | 10.4888 | 10.3212 | 8.9577 | 9.9838 | 2047
[5 empty] | 2047-08-01 | 10.5573 | 10.3903 | 9.4249 | 10.1016 | 2047
[5 empty] | 2047-09-01 | 10.5059 | 10.3392 | 9.4768 | 10.071 | 2047
[5 empty] | 2047-10-01 | 10.5573 | 10.3866 | 9.546 | 10.275 | 2047
[5 empty] | 2047-11-01 | 10.6088 | 10.4448 | 9.9787 | 10.1322 | 2047
[5 empty] | 2047-12-01 | 10.8143 | 10.667 | 10.1863 | 9.9878 | 2047
[5 empty] | 2048-01-01 | 11.1224 | 10.9744 | 10.4632 | 10.3919 | 2048
[5 empty] | 2048-02-01 | 10.5622 | 10.418 | 9.8265 | 10.0738 | 2048
[5 empty] | 2048-03-01 | 10.0721 | 9.9112 | 9.1722 | 9.8272 | 2048
[5 empty] | 2048-04-01 | 10.0896 | 9.9198 | 8.447 | 9.9324 | 2048
[5 empty] | 2048-05-01 | 10.1597 | 9.9896 | 8.3852 | 9.8682 | 2048
[5 empty] | 2048-06-01 | 10.3697 | 10.1967 | 8.4205 | 10.0726 | 2048
[5 empty] | 2048-07-01 | 10.9824 | 10.8049 | 9.3667 | 10.47 | 2048
[5 empty] | 2048-08-01 | 11.0524 | 10.8755 | 9.8972 | 10.5892 | 2048
[5 empty] | 2048-09-01 | 11.0699 | 10.8919 | 9.9503 | 10.6265 | 2048
[5 empty] | 2048-10-01 | 11.14 | 10.9576 | 10.0564 | 10.8488 | 2048
[5 empty] | 2048-11-01 | 11.21 | 11.034 | 10.5516 | 10.7243 | 2048
[5 empty] | 2048-12-01 | 11.5075 | 11.3465 | 10.8169 | 10.6706 | 2048
[5 empty] | 2049-01-01 | 11.5284 | 11.3723 | 10.7112 | 10.7917 | 2049
[5 empty] | 2049-02-01 | 11.26 | 11.1018 | 10.4221 | 10.761 | 2049
[5 empty] | 2049-03-01 | 10.598 | 10.4267 | 9.5725 | 10.3452 | 2049
[5 empty] | 2049-04-01 | 10.5802 | 10.4006 | 8.7953 | 10.4156 | 2049
[5 empty] | 2049-05-01 | 10.6339 | 10.4544 | 8.7321 | 10.3353 | 2049
[5 empty] | 2049-06-01 | 10.8486 | 10.666 | 8.8043 | 10.5442 | 2049
[5 empty] | 2049-07-01 | 11.3673 | 11.1822 | 9.6991 | 10.8491 | 2049
[5 empty] | 2049-08-01 | 11.439 | 11.2542 | 10.2594 | 10.9699 | 2049
[5 empty] | 2049-09-01 | 11.421 | 11.236 | 10.3136 | 10.9724 | 2049
[5 empty] | 2049-10-01 | 11.4926 | 11.3032 | 10.3859 | 11.1962 | 2049
[5 empty] | 2049-11-01 | 11.5105 | 11.3285 | 10.8377 | 11.0203 | 2049
[5 empty] | 2049-12-01 | 11.743 | 11.5773 | 11.0546 | 10.9026 | 2049
[5 empty] | 2050-01-01 | 12.0931 | 11.9257 | 11.3715 | 11.3479 | 2050
[5 empty] | 2050-02-01 | 11.764 | 11.5956 | 10.9097 | 11.2574 | 2050
[5 empty] | 2050-03-01 | 11.0326 | 10.8525 | 9.9122 | 10.7733 | 2050
[5 empty] | 2050-04-01 | 11.0692 | 10.8798 | 9.1456 | 10.8972 | 2050
[5 empty] | 2050-05-01 | 11.1241 | 10.9347 | 9.0717 | 10.8181 | 2050
[5 empty] | 2050-06-01 | 11.2703 | 11.0793 | 9.1179 | 10.9596 | 2050
[5 empty] | 2050-07-01 | 11.8919 | 11.6963 | 10.3001 | 11.3658 | 2050
[5 empty] | 2050-08-01 | 11.9651 | 11.7699 | 10.8358 | 11.4881 | 2050
[5 empty] | 2050-09-01 | 12.0017 | 11.805 | 10.9097 | 11.5443 | 2050
[5 empty] | 2050-10-01 | 12.0565 | 11.8559 | 10.9651 | 11.7516 | 2050
[5 empty] | 2050-11-01 | 12.1479 | 11.9532 | 11.4269 | 11.6481 | 2050
[5 empty] | 2050-12-01 | 12.7148 | 12.5295 | 12.0364 | 11.8597 | 2050
[5 empty] | 2051-01-01 | 12.3715 | 12.1985 | 11.6327 | 11.6221 | 2051
[5 empty] | 2051-02-01 | 12.0348 | 11.8611 | 11.1604 | 11.5241 | 2051
[5 empty] | 2051-03-01 | 11.2866 | 11.1015 | 10.1399 | 11.0234 | 2051
[5 empty] | 2051-04-01 | 11.3241 | 11.1295 | 9.3556 | 11.1482 | 2051
[5 empty] | 2051-05-01 | 11.3801 | 11.1857 | 9.2801 | 11.0702 | 2051
[5 empty] | 2051-06-01 | 11.5298 | 11.3336 | 9.3273 | 11.2152 | 2051
[5 empty] | 2051-07-01 | 12.1657 | 11.9646 | 10.5367 | 11.6355 | 2051
[5 empty] | 2051-08-01 | 12.2406 | 12.0398 | 11.0847 | 11.7595 | 2051
[5 empty] | 2051-09-01 | 12.2779 | 12.0758 | 11.1604 | 11.8164 | 2051
[5 empty] | 2051-10-01 | 12.3341 | 12.1279 | 11.2171 | 12.0249 | 2051
[5 empty] | 2051-11-01 | 12.4276 | 12.2273 | 11.6894 | 11.9236 | 2051
[5 empty] | 2051-12-01 | 13.0074 | 12.8164 | 12.313 | 12.1479 | 2051
[5 empty] | 2052-01-01 | 12.6563 | 12.4776 | 11.9 | 11.9026 | 2052
[5 empty] | 2052-02-01 | 12.3118 | 12.1326 | 11.4168 | 11.797 | 2052
[5 empty] | 2052-03-01 | 11.5464 | 11.3561 | 10.3729 | 11.2793 | 2052
[5 empty] | 2052-04-01 | 11.5848 | 11.385 | 9.5706 | 11.405 | 2052
[5 empty] | 2052-05-01 | 11.6421 | 11.4425 | 9.4933 | 11.3283 | 2052
[5 empty] | 2052-06-01 | 11.7952 | 11.5937 | 9.5416 | 11.4766 | 2052
[5 empty] | 2052-07-01 | 12.4458 | 12.2391 | 10.7788 | 11.9113 | 2052
[5 empty] | 2052-08-01 | 12.5223 | 12.316 | 11.3394 | 12.037 | 2052
[5 empty] | 2052-09-01 | 12.5606 | 12.3528 | 11.4168 | 12.0948 | 2052
[5 empty] | 2052-10-01 | 12.618 | 12.4061 | 11.4748 | 12.3046 | 2052
[5 empty] | 2052-11-01 | 12.7137 | 12.5077 | 11.9581 | 12.2053 | 2052
[5 empty] | 2052-12-01 | 13.3069 | 13.1098 | 12.596 | 12.4429 | 2052
[5 empty] | 2053-01-01 | 12.9476 | 12.7631 | 12.1735 | 12.1895 | 2053
[5 empty] | 2053-02-01 | 12.5953 | 12.4103 | 11.6791 | 12.0762 | 2053
[5 empty] | 2053-03-01 | 11.8123 | 11.6166 | 10.6112 | 11.5412 | 2053
[5 empty] | 2053-04-01 | 11.8514 | 11.6464 | 9.7905 | 11.6676 | 2053
[5 empty] | 2053-05-01 | 11.9102 | 11.7051 | 9.7114 | 11.5924 | 2053
[5 empty] | 2053-06-01 | 12.0667 | 11.8599 | 9.7608 | 11.744 | 2053
[5 empty] | 2053-07-01 | 12.7323 | 12.5199 | 11.0265 | 12.1936 | 2053
[5 empty] | 2053-08-01 | 12.8106 | 12.5985 | 11.6 | 12.3209 | 2053
[5 empty] | 2053-09-01 | 12.8498 | 12.6362 | 11.6791 | 12.3796 | 2053
[5 empty] | 2053-10-01 | 12.9085 | 12.6908 | 11.7384 | 12.5906 | 2053
[5 empty] | 2053-11-01 | 13.0064 | 12.7945 | 12.2328 | 12.4937 | 2053
[5 empty] | 2053-12-01 | 13.6133 | 13.41 | 12.8855 | 12.7446 | 2053
[5 empty] | 0 | #N/A | #N/A | #N/A | #N/A | 1900
Note on H5: PacifiCorp: Date that deal is evaluated.

## Table 5
| Appendix D | [20 empty] | laST Plexos Model Year |  | 2045
Corrected for missing one day data from ST due to stiching in PLEXOS
| Table 5 | [9 empty] | Study_Name:
| QF - Sch37 - UT - Wind - 10.0 MW and 30.6% CF | [7 empty] | 2026-06-01 |  | QF - Sch37 - UT - Wind |  |  |  | 15 Year Starting 2028 | 15 Year Starting 2027 | 15 Year Starting 2026
| June 2026 through May 2046 | [6 empty] | Start | 2026-06-01 |  | Resource Capacity |  | start |  | 37 | 25 | 13
| Nominal Avoided Costs Calculated Monthly | [6 empty] | End | 2046-05-01 |  | 10 | MW | end |  | 216 | 204 | 192
15 Year Starting 2028 |  | 10503100.9988 | 1643645.5472 | 12146746.5461 | 260773.1604 | 46.5797 | [15 empty] | Resource type
15 Year Starting 2027 |  | 9894900.9985 | 1378162.0061 | 11273063.0046 | 260739.3793 | 43.235 |  |  |  |  | 30.55% | CF | [9 empty] | NonSolar | Solar
| Nominal NPV at 6.33% Discount Rate | [6 empty] | Discount Rate - 2025 IRP Update | [13 empty] | WD_QF_UTN_Sch37_UT
15 Year Starting 2026 |  | 9297517.1921 | 1161448.5042 | 10458965.6964 | 254937.8512 | 41.0256 |  | 6.33% | 0.5128%
|  | Energy | Capacity $ | Total | Total | AC Price | [10 empty] | Summer | Summer |  |  | Inflation | Degradation for Adj beyond 2046
| Month | Avoided $ | 30.4% CF | Dollars | MWH | 30.4% CF | Offset | Year | Date Test | Offset |  |  |  | Total | energy | capacity | Energy | Capacity | -
| 2026-01-01 | [5 empty] | 1 | 2026 |  | 880 | Total Net Power Cost ($ 000) | [7 empty] | - |  | 2.22% | 0%
| 2026-02-01 | [5 empty] | 2 | 2026 |  | 1197 | WD_QF_UTN_Sch37_UT | [7 empty] | - |  | 2.22% | 0%
| 2026-03-01 | [5 empty] | 3 | 2026 | [10 empty] | - |  | 2.22% | 0%
| 2026-04-01 | [5 empty] | 4 | 2026 |  | 2026 | 222085.5528 | 0 | 14189.2934 | 15.6516 | 15.6516 | 0 | 91538.3526 | 0 | - | 222085.5528 | 2.22% | 0%
| 2026-05-01 | [5 empty] | 5 | 2026 |  | 2027 | 517128.867 | 0 | 26590.6186 | 19.4478 | 19.4478 | 0 | 184469.1926 | 0 | Summer | 517128.867 | 2.22% | 0%
| 2026-06-01 | 16790.1416 | 0 | 16790.1416 | 2690.5022 | 6.2405 | 6 | 2026 | 2026-06-01 | 2028 | 631157.9908 | 0 | 26644.6234 | 23.688 | 23.688 | 0 | 212414.7991 | 0 | Summer | 631157.9908 | 2.22% | 0%
| 2026-07-01 | 34144.3527 | 0 | 34144.3527 | 1893.4389 | 18.033 | 7 | 2026 | 2026-07-01 | 2029 | 689736.8756 | 0 | 26576.3989 | 25.953 | 25.953 | 0 | 216137.126 | 0 | Summer | 689736.8756 | 2.22% | 0%
| 2026-08-01 | 40603.8583 | 0 | 40603.8583 | 1568.5698 | 25.8859 | 8 | 2026 | 2026-08-01 | 2030 | 994800.062 | 0 | 26613.407 | 37.3797 | 37.3797 | 0 | 308381.7126 | 0 | Summer | 994800.062 | 2.22% | 0%
| 2026-09-01 | 24696.4323 | 0 | 24696.4323 | 1537.0544 | 16.0674 | 9 | 2026 | 2026-09-01 | 2031 | 1340333.4133 | 0 | 26639.7104 | 50.3134 | 50.3134 | 0 | 483412.6651 | 0 | Winter | 1340333.4133 | 2.22% | 0%
| 2026-10-01 | 23551.0041 | 0 | 23551.0041 | 2848.6211 | 8.2675 | 10 | 2026 | 2026-10-01 | 2032 | 1313656.3214 | 0 | 26696.7916 | 49.2065 | 49.2065 | 0 | 473152.7025 | 0 | Winter | 1313656.3214 | 2.22% | 0%
| 2026-11-01 | 33865.952 | 0 | 33865.952 | 1736.8876 | 19.4981 | 11 | 2026 | 2026-11-01 | 2033 | 1319798.7191 | 0 | 26587.5432 | 49.6397 | 49.6397 | 0 | 447798.4125 | 0 | Winter | 1319798.7191 | 2.22% | 0%
| 2026-12-01 | 48433.8117 | 0 | 48433.8117 | 1914.2195 | 25.3021 | 12 | 2026 | 2026-12-01 | 2034 | 1326439.9243 | 0 | 26593.3362 | 49.8787 | 49.8787 | 0 | 460345.2124 | 0 | Winter | 1326439.9243 | 2.22% | 0%
| 2027-01-01 | 70309.8755 | 0 | 70309.8755 | 2357.3984 | 29.8252 | 14 | 2027 | 2027-01-01 | 2035 | 1092496.9533 | 373109.3333 | 26576.3989 | 55.1469 | 41.1078 | 14.0391 | 353771.6402 | 124369.7778 | Winter | 1465606.2867 | 2.22% | 0%
| 2027-02-01 | 59155.6593 | 0 | 59155.6593 | 2378.5414 | 24.8706 | 15 | 2027 | 2027-02-01 | 2036 | 966297.3368 | 381378.6667 | 26630.3707 | 50.6067 | 36.2855 | 14.3212 | 240876.8562 | 127126.2222 | Winter | 1347676.0035 | 2.22% | 0%
| 2027-03-01 | 26625.6316 | 0 | 26625.6316 | 2277.5991 | 11.6902 | 16 | 2027 | 2027-03-01 | 2037 | 1038631.0666 | 389853.3333 | 26633.3959 | 53.6351 | 38.9973 | 14.6378 | 329458.3908 | 129951.1111 | Winter | 1428484.4 | 2.22% | 0%
| 2027-04-01 | 21764.4505 | 0 | 21764.4505 | 2695.4546 | 8.0745 | 17 | 2027 | 2027-04-01 | 2038 | 1064817.7561 | 398514.6667 | 26590.6186 | 55.0319 | 40.0449 | 14.987 | 322318.1959 | 132838.2222 | Winter | 1463332.4227 | 2.22% | 0%
| 2027-05-01 | 29997.2375 | 0 | 29997.2375 | 2856.481 | 10.5015 | 18 | 2027 | 2027-05-01 | 2039 | 1127106.4983 | 407362.6667 | 26587.5432 | 57.7138 | 42.3923 | 15.3216 | 337038.1 | 135787.5556 | Summer | 1534469.165 | 2.22% | 0%
| 2027-06-01 | 33685.6263 | 0 | 33685.6263 | 2745.5493 | 12.2692 | 19 | 2027 | 2027-06-01 | 2040 | 1153375.858 | 416397.3333 | 26647.2387 | 58.9094 | 43.2831 | 15.6263 | 344915.8093 | 138799.1111 | Summer | 1569773.1913 | 2.22% | 0%
| 2027-07-01 | 66527.7124 | 0 | 66527.7124 | 1718.0069 | 38.7238 | 20 | 2027 | 2027-07-01 | 2041 | 1179454.7563 | 425637.3333 | 26613.407 | 60.3114 | 44.3181 | 15.9933 | 334462.594 | 141879.1111 | Summer | 1605092.0897 | 2.22% | 0%
| 2027-08-01 | 54258.6163 | 0 | 54258.6163 | 1614.7588 | 33.6017 | 21 | 2027 | 2027-08-01 | 2042 | 1252870.4863 | 435082.6667 | 26639.7104 | 63.3623 | 47.0302 | 16.3321 | 371605.2074 | 145027.5556 | Summer | 1687953.1529 | 2.22% | 0%
| 2027-09-01 | 25985.1854 | 0 | 25985.1854 | 1483.9359 | 17.511 | 22 | 2027 | 2027-09-01 | 2043 | 1374784.202 | 444752 | 26633.3959 | 68.3178 | 51.6188 | 16.699 | 434876.3372 | 148250.6667 | Winter | 1819536.202 | 2.22% | 0%
| 2027-10-01 | 37817.6253 | 0 | 37817.6253 | 2887.5429 | 13.0968 | 23 | 2027 | 2027-10-01 | 2044 | 1388610.4445 | 454626.6667 | 26648.7536 | 69.1679 | 52.1079 | 17.06 | 411867.1423 | 151542.2222 | Winter | 1843237.1111 | 2.22% | 0%
| 2027-11-01 | 39570.378 | 0 | 39570.378 | 1697.5271 | 23.3106 | 24 | 2027 | 2027-11-01 | 2045 | 1454259.8849 | 464706.6667 | 26593.3362 | 72.1597 | 54.6851 | 17.4746 | 470709.898 | 154902.2222 | Winter | 1918966.5516 | 2.22% | 0%
| 2027-12-01 | 51430.8688 | 0 | 51430.8688 | 1877.8233 | 27.3886 | 25 | 2027 | 2027-12-01 | 2046 | 1486544.4543 | 475029.3333 | 26593.3362 | 73.7619 | 55.8991 | 17.8627 | 481159.6577 | 158343.1111 | Winter | 1961573.7877 | 2.22% | 0%
| 2028-01-01 | 70910.0549 | 0 | 70910.0549 | 2377.3622 | 29.8272 | 27 | 2028 | 2028-01-01 | 2047 | 1519545.7412 | 485576 | 26593.3362 | 75.3994 | 57.1401 | 18.2593 | 491841.4021 | 161858.6667 | Winter | 2005121.7412 | 2.22% | 0%
| 2028-02-01 | 78284.2015 | 0 | 78284.2015 | 2484.6961 | 31.5065 | 28 | 2028 | 2028-02-01 | 2048 | 1553279.6567 | 496365.3333 | 26674.4986 | 76.8391 | 58.2309 | 18.6082 | 502760.2812 | 0 | Winter | 2049644.99 | 2.22% | 0%
| 2028-03-01 | 29626.3682 | 0 | 29626.3682 | 2176.0226 | 13.6149 | 29 | 2028 | 2028-03-01 | 2049 | 1587762.465 | 507378.6667 | 26593.3362 | 78.7844 | 59.7053 | 19.0792 | 513921.5595 | 0 | Winter | 2095141.1317 | 2.22% | 0%
| 2028-04-01 | 44153.5595 | 0 | 44153.5595 | 2948.5433 | 14.9747 | 30 | 2028 | 2028-04-01 | 2050 | 1623010.7918 | 518634.6667 | 26593.3362 | 80.5332 | 61.0307 | 19.5024 | 525330.6181 | 0 | Winter | 2141645.4584 | 2.22% | 0%
| 2028-05-01 | 47603.8045 | 0 | 47603.8045 | 2731.3344 | 17.4288 | 31 | 2028 | 2028-05-01 | 2051 | 1659041.6314 | 530152 | 26593.3362 | 82.3211 | 62.3856 | 19.9355 | 0 | 0 | Summer | 2189193.6314 | 2.22% | 0%
| 2028-06-01 | 37844.8322 | 0 | 37844.8322 | 2715.9027 | 13.9345 | 32 | 2028 | 2028-06-01 | 2052 | [8 empty] | Summer | 0 | 2.22% | 0%
| 2028-07-01 | 80796.1519 | 0 | 80796.1519 | 1635.9578 | 49.3877 | 33 | 2028 | 2028-07-01 | [9 empty] | Summer | 0 | 2.22% | 0%
| 2028-08-01 | 46170.0105 | 0 | 46170.0105 | 1669.1047 | 27.6615 | 34 | 2028 | 2028-08-01 | [9 empty] | Summer | 0 | 2.22% | 0%
| 2028-09-01 | 38679.6714 | 0 | 38679.6714 | 1413.27 | 27.3689 | 35 | 2028 | 2028-09-01 | [9 empty] | Winter | 0 | 2.22% | 0%
| 2028-10-01 | 33484.169 | 0 | 33484.169 | 2925.6091 | 11.4452 | 36 | 2028 | 2028-10-01 | [9 empty] | Winter | 0 | 2.22% | 0%
| 2028-11-01 | 64207.1417 | 0 | 64207.1417 | 1784.1682 | 35.9872 | 37 | 2028 | 2028-11-01 | [9 empty] | Winter | 0 | 2.22% | 0%
| 2028-12-01 | 59398.0255 | 0 | 59398.0255 | 1782.6524 | 33.32 | 38 | 2028 | 2028-12-01 | [9 empty] | Winter | 0 | 2.22% | 0%
| 2029-01-01 | 83916.9008 | 0 | 83916.9008 | 2619.411 | 32.0366 | 40 | 2029 | 2029-01-01 | [9 empty] | Winter | 0 | 2.22% | 0%
| 2029-02-01 | 75131.6568 | 0 | 75131.6568 | 2177.4586 | 34.5043 | 41 | 2029 | 2029-02-01 | [9 empty] | Winter | 0 | 2.22% | 0%
| 2029-03-01 | 16599.5925 | 0 | 16599.5925 | 2182.739 | 7.6049 | 42 | 2029 | 2029-03-01 | [9 empty] | Winter |  | 2.22% | 0%
| 2029-04-01 | 34325.7156 | 0 | 34325.7156 | 2995.7917 | 11.458 | 43 | 2029 | 2029-04-01 | [9 empty] | Winter |  | 2.22% | 0%
| 2029-05-01 | 44761.2643 | 0 | 44761.2643 | 2821.4999 | 15.8644 | 44 | 2029 | 2029-05-01 | [9 empty] | Summer |  | 2.22% | 0%
| 2029-06-01 | 36572.2336 | 0 | 36572.2336 | 2636.6837 | 13.8705 | 45 | 2029 | 2029-06-01 | [9 empty] | Summer |  | 2.22% | 0%
| 2029-07-01 | 77872.9812 | 0 | 77872.9812 | 1574.9646 | 49.4443 | 46 | 2029 | 2029-07-01 | [9 empty] | Summer |  | 2.22% | 0%
| 2029-08-01 | 56930.6469 | 0 | 56930.6469 | 1659.3171 | 34.3097 | 47 | 2029 | 2029-08-01 | [9 empty] | Summer |  | 2.22% | 0%
| 2029-09-01 | 50313.3259 | 0 | 50313.3259 | 1407.7626 | 35.7399 | 48 | 2029 | 2029-09-01 | [9 empty] | Winter |  | 2.22% | 0%
| 2029-10-01 | 76997.9776 | 0 | 76997.9776 | 2913.346 | 26.4294 | 49 | 2029 | 2029-10-01 | [9 empty] | Winter |  | 2.22% | 0%
| 2029-11-01 | 67830.1123 | 0 | 67830.1123 | 1885.9404 | 35.9662 | 50 | 2029 | 2029-11-01 | [9 empty] | Winter |  | 2.22% | 0%
| 2029-12-01 | 68484.4681 | 0 | 68484.4681 | 1701.4843 | 40.2498 | 51 | 2029 | 2029-12-01 | [9 empty] | Winter |  | 2.22% | 0%
| 2030-01-01 | 122857.8799 | 0 | 122857.8799 | 2715.2098 | 45.248 | 53 | 2030 | 2030-01-01 | [9 empty] | Winter |  | 2.22% | 0%
| 2030-02-01 | 91879.9576 | 0 | 91879.9576 | 2139.2579 | 42.9495 | 54 | 2030 | 2030-02-01 | [9 empty] | Winter |  | 2.22% | 0%
| 2030-03-01 | 21755.4393 | 0 | 21755.4393 | 2266.0345 | 9.6007 | 55 | 2030 | 2030-03-01 | [9 empty] | Winter |  | 2.22% | 0%
| 2030-04-01 | 74417.8851 | 0 | 74417.8851 | 2855.838 | 26.0582 | 56 | 2030 | 2030-04-01 | [9 empty] | Winter |  | 2.22% | 0%
| 2030-05-01 | 70955.674 | 0 | 70955.674 | 2945.3491 | 24.0908 | 57 | 2030 | 2030-05-01 | [9 empty] | Summer |  | 2.22% | 0%
| 2030-06-01 | 86148.7337 | 0 | 86148.7337 | 2594.4522 | 33.205 | 58 | 2030 | 2030-06-01 | [9 empty] | Summer |  | 2.22% | 0%
| 2030-07-01 | 65840.7742 | 0 | 65840.7742 | 1489.9674 | 44.1894 | 59 | 2030 | 2030-07-01 | [9 empty] | Summer |  | 2.22% | 0%
| 2030-08-01 | 85436.5307 | 0 | 85436.5307 | 1675.0011 | 51.0068 | 60 | 2030 | 2030-08-01 | [9 empty] | Summer |  | 2.22% | 0%
| 2030-09-01 | 69458.7197 | 0 | 69458.7197 | 1415.8712 | 49.0572 | 61 | 2030 | 2030-09-01 | [9 empty] | Winter |  | 2.22% | 0%
| 2030-10-01 | 120410.2618 | 0 | 120410.2618 | 2885.6155 | 41.7278 | 62 | 2030 | 2030-10-01 | [9 empty] | Winter |  | 2.22% | 0%
| 2030-11-01 | 106646.9889 | 0 | 106646.9889 | 2038.1331 | 52.3258 | 63 | 2030 | 2030-11-01 | [9 empty] | Winter |  | 2.22% | 0%
| 2030-12-01 | 78991.2172 | 0 | 78991.2172 | 1592.6772 | 49.5965 | 64 | 2030 | 2030-12-01 | [9 empty] | Winter |  | 2.22% | 0%
| 2031-01-01 | 112661.6552 | 0 | 112661.6552 | 2120.2715 | 53.1355 | 66 | 2031 | 2031-01-01 | [9 empty] | Winter |  | 2.22% | 0%
| 2031-02-01 | 122428.6625 | 0 | 122428.6625 | 2578.0838 | 47.4882 | 67 | 2031 | 2031-02-01 | [9 empty] | Winter |  | 2.22% | 0%
| 2031-03-01 | 89192.8217 | 0 | 89192.8217 | 2369.1073 | 37.6483 | 68 | 2031 | 2031-03-01 | [9 empty] | Winter |  | 2.22% | 0%
| 2031-04-01 | 72477.501 | 0 | 72477.501 | 2467.8024 | 29.3692 | 69 | 2031 | 2031-04-01 | [9 empty] | Winter |  | 2.22% | 0%
| 2031-05-01 | 94874.9289 | 0 | 94874.9289 | 2810.0359 | 33.7629 | 70 | 2031 | 2031-05-01 | [9 empty] | Summer |  | 2.22% | 0%
| 2031-06-01 | 100124.554 | 0 | 100124.554 | 2728.5642 | 36.695 | 71 | 2031 | 2031-06-01 | [9 empty] | Summer |  | 2.22% | 0%
| 2031-07-01 | 194871.5432 | 0 | 194871.5432 | 1957.8558 | 99.5331 | 72 | 2031 | 2031-07-01 | [9 empty] | Summer |  | 2.22% | 0%
| 2031-08-01 | 93541.639 | 0 | 93541.639 | 1478.094 | 63.2853 | 73 | 2031 | 2031-08-01 | [9 empty] | Summer |  | 2.22% | 0%
| 2031-09-01 | 79563.1955 | 0 | 79563.1955 | 1521.3223 | 52.2987 | 74 | 2031 | 2031-09-01 | [9 empty] | Winter |  | 2.22% | 0%
| 2031-10-01 | 127777.184 | 0 | 127777.184 | 2940.9179 | 43.4481 | 75 | 2031 | 2031-10-01 | [9 empty] | Winter |  | 2.22% | 0%
| 2031-11-01 | 93235.1779 | 0 | 93235.1779 | 1722.0227 | 54.1428 | 76 | 2031 | 2031-11-01 | [9 empty] | Winter |  | 2.22% | 0%
| 2031-12-01 | 159584.5504 | 0 | 159584.5504 | 1945.6326 | 82.0219 | 77 | 2031 | 2031-12-01 | [9 empty] | Winter |  | 2.22% | 0%
| 2032-01-01 | 121602.4091 | 0 | 121602.4091 | 2242.9136 | 54.2163 | 79 | 2032 | 2032-01-01 | [9 empty] | Winter |  | 2.22% | 0%
| 2032-02-01 | 119745.4026 | 0 | 119745.4026 | 2537.2796 | 47.1944 | 80 | 2032 | 2032-02-01 | [9 empty] | Winter |  | 2.22% | 0%
| 2032-03-01 | 90917.9517 | 0 | 90917.9517 | 2277.5991 | 39.9183 | 81 | 2032 | 2032-03-01 | [9 empty] | Winter |  | 2.22% | 0%
| 2032-04-01 | 79127.8412 | 0 | 79127.8412 | 2695.4546 | 29.356 | 82 | 2032 | 2032-04-01 | [9 empty] | Winter |  | 2.22% | 0%
| 2032-05-01 | 101750.7896 | 0 | 101750.7896 | 2856.481 | 35.621 | 83 | 2032 | 2032-05-01 | [9 empty] | Summer |  | 2.22% | 0%
| 2032-06-01 | 81501.6885 | 0 | 81501.6885 | 2745.5493 | 29.685 | 84 | 2032 | 2032-06-01 | [9 empty] | Summer |  | 2.22% | 0%
| 2032-07-01 | 186757.8119 | 0 | 186757.8119 | 1718.0069 | 108.7061 | 85 | 2032 | 2032-07-01 | [9 empty] | Summer |  | 2.22% | 0%
| 2032-08-01 | 103142.4125 | 0 | 103142.4125 | 1614.7588 | 63.8748 | 86 | 2032 | 2032-08-01 | [9 empty] | Summer |  | 2.22% | 0%
| 2032-09-01 | 76019.4789 | 0 | 76019.4789 | 1483.9359 | 51.2283 | 87 | 2032 | 2032-09-01 | [9 empty] | Winter |  | 2.22% | 0%
| 2032-10-01 | 108975.3565 | 0 | 108975.3565 | 2887.5429 | 37.7398 | 88 | 2032 | 2032-10-01 | [9 empty] | Winter |  | 2.22% | 0%
| 2032-11-01 | 87371.5694 | 0 | 87371.5694 | 1697.5271 | 51.4699 | 89 | 2032 | 2032-11-01 | [9 empty] | Winter |  | 2.22% | 0%
| 2032-12-01 | 156743.6096 | 0 | 156743.6096 | 1939.7428 | 80.8064 | 90 | 2032 | 2032-12-01 | [9 empty] | Winter |  | 2.22% | 0%
| 2033-01-01 | 110292.0968 | 0 | 110292.0968 | 2377.3622 | 46.3926 | 92 | 2033 | 2033-01-01 | [9 empty] | Winter |  | 2.22% | 0%
| 2033-02-01 | 111798.9003 | 0 | 111798.9003 | 2376.0315 | 47.0528 | 93 | 2033 | 2033-02-01 | [9 empty] | Winter |  | 2.22% | 0%
| 2033-03-01 | 79462.9765 | 0 | 79462.9765 | 2244.5005 | 35.4034 | 94 | 2033 | 2033-03-01 | [9 empty] | Winter |  | 2.22% | 0%
| 2033-04-01 | 103423.5436 | 0 | 103423.5436 | 2787.0276 | 37.1089 | 95 | 2033 | 2033-04-01 | [9 empty] | Winter |  | 2.22% | 0%
| 2033-05-01 | 85966.0519 | 0 | 85966.0519 | 2838.3486 | 30.2873 | 96 | 2033 | 2033-05-01 | [9 empty] | Summer |  | 2.22% | 0%
| 2033-06-01 | 96850.4106 | 0 | 96850.4106 | 2718.2265 | 35.63 | 97 | 2033 | 2033-06-01 | [9 empty] | Summer |  | 2.22% | 0%
| 2033-07-01 | 167752.6553 | 0 | 167752.6553 | 1701.4097 | 98.5963 | 98 | 2033 | 2033-07-01 | [9 empty] | Summer |  | 2.22% | 0%
| 2033-08-01 | 97229.2948 | 0 | 97229.2948 | 1648.6496 | 58.9751 | 99 | 2033 | 2033-08-01 | [9 empty] | Summer |  | 2.22% | 0%
| 2033-09-01 | 71967.6487 | 0 | 71967.6487 | 1447.8664 | 49.706 | 100 | 2033 | 2033-09-01 | [9 empty] | Winter |  | 2.22% | 0%
| 2033-10-01 | 148258.2159 | 0 | 148258.2159 | 2899.4782 | 51.1327 | 101 | 2033 | 2033-10-01 | [9 empty] | Winter |  | 2.22% | 0%
| 2033-11-01 | 98813.2895 | 0 | 98813.2895 | 1752.8258 | 56.3737 | 102 | 2033 | 2033-11-01 | [9 empty] | Winter |  | 2.22% | 0%
| 2033-12-01 | 147983.6352 | 0 | 147983.6352 | 1795.8167 | 82.4046 | 103 | 2033 | 2033-12-01 | [9 empty] | Winter |  | 2.22% | 0%
| 2034-01-01 | 136743.2377 | 0 | 136743.2377 | 2551.9149 | 53.5846 | 105 | 2034 | 2034-01-01 | [9 empty] | Winter |  | 2.22% | 0%
| 2034-02-01 | 136668.0444 | 0 | 136668.0444 | 2272.5492 | 60.1387 | 106 | 2034 | 2034-02-01 | [9 empty] | Winter |  | 2.22% | 0%
| 2034-03-01 | 80367.6063 | 0 | 80367.6063 | 2176.0226 | 36.9333 | 107 | 2034 | 2034-03-01 | [9 empty] | Winter |  | 2.22% | 0%
| 2034-04-01 | 85481.3574 | 0 | 85481.3574 | 2948.5433 | 28.991 | 108 | 2034 | 2034-04-01 | [9 empty] | Winter |  | 2.22% | 0%
| 2034-05-01 | 79033.4975 | 0 | 79033.4975 | 2731.3344 | 28.9359 | 109 | 2034 | 2034-05-01 | [9 empty] | Summer |  | 2.22% | 0%
| 2034-06-01 | 124050.8955 | 0 | 124050.8955 | 2715.9027 | 45.6758 | 110 | 2034 | 2034-06-01 | [9 empty] | Summer |  | 2.22% | 0%
| 2034-07-01 | 154522.6341 | 0 | 154522.6341 | 1635.9578 | 94.4539 | 111 | 2034 | 2034-07-01 | [9 empty] | Summer |  | 2.22% | 0%
| 2034-08-01 | 102738.1852 | 0 | 102738.1852 | 1669.1047 | 61.5529 | 112 | 2034 | 2034-08-01 | [9 empty] | Summer |  | 2.22% | 0%
| 2034-09-01 | 75954.7297 | 0 | 75954.7297 | 1413.27 | 53.744 | 113 | 2034 | 2034-09-01 | [9 empty] | Winter |  | 2.22% | 0%
| 2034-10-01 | 104720.7297 | 0 | 104720.7297 | 2925.6091 | 35.7945 | 114 | 2034 | 2034-10-01 | [9 empty] | Winter |  | 2.22% | 0%
| 2034-11-01 | 97728.8727 | 0 | 97728.8727 | 1784.1682 | 54.7756 | 115 | 2034 | 2034-11-01 | [9 empty] | Winter |  | 2.22% | 0%
| 2034-12-01 | 148430.1341 | 0 | 148430.1341 | 1768.9593 | 83.9082 | 116 | 2034 | 2034-12-01 | [9 empty] | Winter |  | 2.22% | 0%
| 2035-01-01 | 124283.0305 | 31092.4444 | 155375.4749 | 2619.411 | 59.317 | 118 | 2035 | 2035-01-01 | [9 empty] | Winter |  | 2.22% | 0%
| 2035-02-01 | 103289.9214 | 31092.4444 | 134382.3659 | 2177.4586 | 61.7152 | 119 | 2035 | 2035-02-01 | [9 empty] | Winter |  | 2.22% | 0%
| 2035-03-01 | 62815.1933 | 31092.4444 | 93907.6377 | 2182.739 | 43.0228 | 120 | 2035 | 2035-03-01 | [9 empty] | Winter |  | 2.22% | 0%
| 2035-04-01 | 90763.9959 | 31092.4444 | 121856.4404 | 2995.7917 | 40.6759 | 121 | 2035 | 2035-04-01 | [9 empty] | Winter |  | 2.22% | 0%
| 2035-05-01 | 95351.8039 | 31092.4444 | 126444.2483 | 2821.4999 | 44.8146 | 122 | 2035 | 2035-05-01 | [9 empty] | Summer |  | 2.22% | 0%
| 2035-06-01 | 111981.1771 | 31092.4444 | 143073.6216 | 2636.6837 | 54.2627 | 123 | 2035 | 2035-06-01 | [9 empty] | Summer |  | 2.22% | 0%
| 2035-07-01 | 92023.027 | 31092.4444 | 123115.4714 | 1574.9646 | 78.1703 | 124 | 2035 | 2035-07-01 | [9 empty] | Summer |  | 2.22% | 0%
| 2035-08-01 | 54415.6322 | 31092.4444 | 85508.0766 | 1659.3171 | 51.5321 | 125 | 2035 | 2035-08-01 | [9 empty] | Summer |  | 2.22% | 0%
| 2035-09-01 | 49826.6738 | 31092.4444 | 80919.1182 | 1407.7626 | 57.4807 | 126 | 2035 | 2035-09-01 | [9 empty] | Winter |  | 2.22% | 0%
| 2035-10-01 | 120256.4644 | 31092.4444 | 151348.9088 | 2913.346 | 51.9502 | 127 | 2035 | 2035-10-01 | [9 empty] | Winter |  | 2.22% | 0%
| 2035-11-01 | 95971.491 | 31092.4444 | 127063.9354 | 1885.9404 | 67.3743 | 128 | 2035 | 2035-11-01 | [9 empty] | Winter |  | 2.22% | 0%
| 2035-12-01 | 91518.5429 | 31092.4444 | 122610.9873 | 1701.4843 | 72.0612 | 129 | 2035 | 2035-12-01 | [9 empty] | Winter |  | 2.22% | 0%
| 2036-01-01 | 132519.4578 | 31781.5556 | 164301.0134 | 2715.2098 | 60.5114 | 131 | 2036 | 2036-01-01 | [9 empty] | Winter |  | 2.22% | 0%
| 2036-02-01 | 93231.5048 | 31781.5556 | 125013.0603 | 2214.8536 | 56.443 | 132 | 2036 | 2036-02-01 | [9 empty] | Winter |  | 2.22% | 0%
| 2036-03-01 | 59699.073 | 31781.5556 | 91480.6286 | 2238.7155 | 40.863 | 133 | 2036 | 2036-03-01 | [9 empty] | Winter |  | 2.22% | 0%
| 2036-04-01 | 91097.937 | 31781.5556 | 122879.4925 | 2952.0116 | 41.6257 | 134 | 2036 | 2036-04-01 | [9 empty] | Winter |  | 2.22% | 0%
| 2036-05-01 | 68141.6053 | 31781.5556 | 99923.1609 | 2804.5222 | 35.6293 | 135 | 2036 | 2036-05-01 | [9 empty] | Summer |  | 2.22% | 0%
| 2036-06-01 | 115650.6338 | 31781.5556 | 147432.1894 | 2598.314 | 56.7415 | 136 | 2036 | 2036-06-01 | [9 empty] | Summer |  | 2.22% | 0%
| 2036-07-01 | 9613.9429 | 31781.5556 | 41395.4985 | 1589.4247 | 26.0443 | 137 | 2036 | 2036-07-01 | [9 empty] | Summer |  | 2.22% | 0%
| 2036-08-01 | 47470.6742 | 31781.5556 | 79252.2297 | 1568.392 | 50.5309 | 138 | 2036 | 2036-08-01 | [9 empty] | Summer |  | 2.22% | 0%
| 2036-09-01 | 81448.7234 | 31781.5556 | 113230.2789 | 1559.9002 | 72.5882 | 139 | 2036 | 2036-09-01 | [9 empty] | Winter |  | 2.22% | 0%
| 2036-10-01 | 90498.3763 | 31781.5556 | 122279.9318 | 2741.5976 | 44.6017 | 140 | 2036 | 2036-10-01 | [9 empty] | Winter |  | 2.22% | 0%
| 2036-11-01 | 103474.7812 | 31781.5556 | 135256.3368 | 2040.4947 | 66.2861 | 141 | 2036 | 2036-11-01 | [9 empty] | Winter |  | 2.22% | 0%
| 2036-12-01 | 73450.6272 | 31781.5556 | 105232.1827 | 1606.9348 | 65.4863 | 142 | 2036 | 2036-12-01 | [9 empty] | Winter |  | 2.22% | 0%
| 2037-01-01 | 90646.8863 | 32487.7778 | 123134.6641 | 2242.9136 | 54.8994 | 144 | 2037 | 2037-01-01 | [9 empty] | Winter |  | 2.22% | 0%
| 2037-02-01 | 120729.3141 | 32487.7778 | 153217.0919 | 2516.8217 | 60.8772 | 145 | 2037 | 2037-02-01 | [9 empty] | Winter |  | 2.22% | 0%
| 2037-03-01 | 77458.9358 | 32487.7778 | 109946.7136 | 2293.6407 | 47.9355 | 146 | 2037 | 2037-03-01 | [9 empty] | Winter |  | 2.22% | 0%
| 2037-04-01 | 78025.3415 | 32487.7778 | 110513.1193 | 2582.6898 | 42.7899 | 147 | 2037 | 2037-04-01 | [9 empty] | Winter |  | 2.22% | 0%
| 2037-05-01 | 96189.587 | 32487.7778 | 128677.3648 | 2808.0367 | 45.8247 | 148 | 2037 | 2037-05-01 | [9 empty] | Summer |  | 2.22% | 0%
| 2037-06-01 | 109443.3909 | 32487.7778 | 141931.1687 | 2690.5022 | 52.7527 | 149 | 2037 | 2037-06-01 | [9 empty] | Summer |  | 2.22% | 0%
| 2037-07-01 | 80864.0848 | 32487.7778 | 113351.8626 | 1893.4389 | 59.8656 | 150 | 2037 | 2037-07-01 | [9 empty] | Summer |  | 2.22% | 0%
| 2037-08-01 | 42961.3281 | 32487.7778 | 75449.1059 | 1568.5698 | 48.1006 | 151 | 2037 | 2037-08-01 | [9 empty] | Summer |  | 2.22% | 0%
| 2037-09-01 | 48133.7604 | 32487.7778 | 80621.5382 | 1537.0544 | 52.452 | 152 | 2037 | 2037-09-01 | [9 empty] | Winter |  | 2.22% | 0%
| 2037-10-01 | 122600.434 | 32487.7778 | 155088.2118 | 2848.6211 | 54.4433 | 153 | 2037 | 2037-10-01 | [9 empty] | Winter |  | 2.22% | 0%
| 2037-11-01 | 83905.7425 | 32487.7778 | 116393.5203 | 1736.8876 | 67.0127 | 154 | 2037 | 2037-11-01 | [9 empty] | Winter |  | 2.22% | 0%
| 2037-12-01 | 87672.2611 | 32487.7778 | 120160.0389 | 1914.2195 | 62.7723 | 155 | 2037 | 2037-12-01 | [9 empty] | Winter |  | 2.22% | 0%
| 2038-01-01 | 101227.3896 | 33209.5556 | 134436.9452 | 2357.3984 | 57.0277 | 157 | 2038 | 2038-01-01 | [9 empty] | Winter |  | 2.22% | 0%
| 2038-02-01 | 111030.4514 | 33209.5556 | 144240.007 | 2378.5414 | 60.6422 | 158 | 2038 | 2038-02-01 | [9 empty] | Winter |  | 2.22% | 0%
| 2038-03-01 | 74252.2008 | 33209.5556 | 107461.7564 | 2277.5991 | 47.182 | 159 | 2038 | 2038-03-01 | [9 empty] | Winter |  | 2.22% | 0%
| 2038-04-01 | 82646.5912 | 33209.5556 | 115856.1467 | 2695.4546 | 42.982 | 160 | 2038 | 2038-04-01 | [9 empty] | Winter |  | 2.22% | 0%
| 2038-05-01 | 105077.8512 | 33209.5556 | 138287.4067 | 2856.481 | 48.4118 | 161 | 2038 | 2038-05-01 | [9 empty] | Summer |  | 2.22% | 0%
| 2038-06-01 | 105538.446 | 33209.5556 | 138748.0015 | 2745.5493 | 50.5356 | 162 | 2038 | 2038-06-01 | [9 empty] | Summer |  | 2.22% | 0%
| 2038-07-01 | 62463.1762 | 33209.5556 | 95672.7317 | 1718.0069 | 55.6882 | 163 | 2038 | 2038-07-01 | [9 empty] | Summer |  | 2.22% | 0%
| 2038-08-01 | 49238.7226 | 33209.5556 | 82448.2781 | 1614.7588 | 51.0592 | 164 | 2038 | 2038-08-01 | [9 empty] | Summer |  | 2.22% | 0%
| 2038-09-01 | 58032.8379 | 33209.5556 | 91242.3935 | 1483.9359 | 61.4867 | 165 | 2038 | 2038-09-01 | [9 empty] | Winter |  | 2.22% | 0%
| 2038-10-01 | 131332.3608 | 33209.5556 | 164541.9164 | 2887.5429 | 56.9834 | 166 | 2038 | 2038-10-01 | [9 empty] | Winter |  | 2.22% | 0%
| 2038-11-01 | 85550.4095 | 33209.5556 | 118759.9651 | 1697.5271 | 69.9606 | 167 | 2038 | 2038-11-01 | [9 empty] | Winter |  | 2.22% | 0%
| 2038-12-01 | 98427.3189 | 33209.5556 | 131636.8744 | 1877.8233 | 70.1008 | 168 | 2038 | 2038-12-01 | [9 empty] | Winter |  | 2.22% | 0%
| 2039-01-01 | 169286.0747 | 33946.8889 | 203232.9636 | 2377.3622 | 85.4867 | 170 | 2039 | 2039-01-01 | [9 empty] | Winter |  | 2.22% | 0%
| 2039-02-01 | 108818.5412 | 33946.8889 | 142765.4301 | 2376.0315 | 60.0857 | 171 | 2039 | 2039-02-01 | [9 empty] | Winter |  | 2.22% | 0%
| 2039-03-01 | 70759.8506 | 33946.8889 | 104706.7395 | 2244.5005 | 46.6504 | 172 | 2039 | 2039-03-01 | [9 empty] | Winter |  | 2.22% | 0%
| 2039-04-01 | 75906.5011 | 33946.8889 | 109853.39 | 2787.0276 | 39.416 | 173 | 2039 | 2039-04-01 | [9 empty] | Winter |  | 2.22% | 0%
| 2039-05-01 | 97033.6573 | 33946.8889 | 130980.5462 | 2838.3486 | 46.1467 | 174 | 2039 | 2039-05-01 | [9 empty] | Summer |  | 2.22% | 0%
| 2039-06-01 | 108897.481 | 33946.8889 | 142844.3699 | 2718.2265 | 52.5506 | 175 | 2039 | 2039-06-01 | [9 empty] | Summer |  | 2.22% | 0%
| 2039-07-01 | 68852.4987 | 33946.8889 | 102799.3876 | 1701.4097 | 60.4201 | 176 | 2039 | 2039-07-01 | [9 empty] | Summer |  | 2.22% | 0%
| 2039-08-01 | 62254.4629 | 33946.8889 | 96201.3518 | 1648.6496 | 58.3516 | 177 | 2039 | 2039-08-01 | [9 empty] | Summer |  | 2.22% | 0%
| 2039-09-01 | 49276.0126 | 33946.8889 | 83222.9015 | 1447.8664 | 57.4797 | 178 | 2039 | 2039-09-01 | [9 empty] | Winter |  | 2.22% | 0%
| 2039-10-01 | 133021.6691 | 33946.8889 | 166968.558 | 2899.4782 | 57.5857 | 179 | 2039 | 2039-10-01 | [9 empty] | Winter |  | 2.22% | 0%
| 2039-11-01 | 97298.3356 | 33946.8889 | 131245.2245 | 1752.8258 | 74.8764 | 180 | 2039 | 2039-11-01 | [9 empty] | Winter |  | 2.22% | 0%
| 2039-12-01 | 85701.4134 | 33946.8889 | 119648.3023 | 1795.8167 | 66.6261 | 181 | 2039 | 2039-12-01 | [9 empty] | Winter |  | 2.22% | 0%
| 2040-01-01 | 138096.2853 | 34699.7778 | 172796.0631 | 2551.9149 | 67.7123 | 183 | 2040 | 2040-01-01 | [9 empty] | Winter |  | 2.22% | 0%
| 2040-02-01 | 112560.9122 | 34699.7778 | 147260.69 | 2297.3096 | 64.1014 | 184 | 2040 | 2040-02-01 | [9 empty] | Winter |  | 2.22% | 0%
| 2040-03-01 | 70134.0703 | 34699.7778 | 104833.8481 | 2182.739 | 48.0286 | 185 | 2040 | 2040-03-01 | [9 empty] | Winter |  | 2.22% | 0%
| 2040-04-01 | 97272.3765 | 34699.7778 | 131972.1543 | 2995.7917 | 44.0525 | 186 | 2040 | 2040-04-01 | [9 empty] | Winter |  | 2.22% | 0%
| 2040-05-01 | 85914.0461 | 34699.7778 | 120613.8239 | 2821.4999 | 42.7481 | 187 | 2040 | 2040-05-01 | [9 empty] | Summer |  | 2.22% | 0%
| 2040-06-01 | 109603.4713 | 34699.7778 | 144303.2491 | 2636.6837 | 54.7291 | 188 | 2040 | 2040-06-01 | [9 empty] | Summer |  | 2.22% | 0%
| 2040-07-01 | 88573.2836 | 34699.7778 | 123273.0614 | 1574.9646 | 78.2704 | 189 | 2040 | 2040-07-01 | [9 empty] | Summer |  | 2.22% | 0%
| 2040-08-01 | 60825.0083 | 34699.7778 | 95524.7861 | 1659.3171 | 57.5687 | 190 | 2040 | 2040-08-01 | [9 empty] | Summer |  | 2.22% | 0%
| 2040-09-01 | 63373.0497 | 34699.7778 | 98072.8275 | 1407.7626 | 69.6657 | 191 | 2040 | 2040-09-01 | [9 empty] | Winter |  | 2.22% | 0%
| 2040-10-01 | 134282.7395 | 34699.7778 | 168982.5173 | 2913.346 | 58.0029 | 192 | 2040 | 2040-10-01 | [9 empty] | Winter |  | 2.22% | 0%
| 2040-11-01 | 104882.3413 | 34699.7778 | 139582.1191 | 1885.9404 | 74.0119 | 193 | 2040 | 2040-11-01 | [9 empty] | Winter |  | 2.22% | 0%
| 2040-12-01 | 87858.2738 | 34699.7778 | 122558.0515 | 1719.9693 | 71.256 | 194 | 2040 | 2040-12-01 | [9 empty] | Winter |  | 2.22% | 0%
| 2041-01-01 | 127112.9934 | 35469.7778 | 162582.7712 | 2715.2098 | 59.8785 | 196 | 2041 | 2041-01-01 | [9 empty] | Winter |  | 2.22% | 0%
| 2041-02-01 | 128717.2252 | 35469.7778 | 164187.003 | 2139.2579 | 76.7495 | 197 | 2041 | 2041-02-01 | [9 empty] | Winter |  | 2.22% | 0%
| 2041-03-01 | 78822.145 | 35469.7778 | 114291.9227 | 2266.0345 | 50.437 | 198 | 2041 | 2041-03-01 | [9 empty] | Winter |  | 2.22% | 0%
| 2041-04-01 | 97627.0512 | 35469.7778 | 133096.829 | 2855.838 | 46.6052 | 199 | 2041 | 2041-04-01 | [9 empty] | Winter |  | 2.22% | 0%
| 2041-05-01 | 89217.1762 | 35469.7778 | 124686.954 | 2945.3491 | 42.3335 | 200 | 2041 | 2041-05-01 | [9 empty] | Summer |  | 2.22% | 0%
| 2041-06-01 | 111185.3178 | 35469.7778 | 146655.0956 | 2594.4522 | 56.5264 | 201 | 2041 | 2041-06-01 | [9 empty] | Summer |  | 2.22% | 0%
| 2041-07-01 | 62220.066 | 35469.7778 | 97689.8438 | 1489.9674 | 65.5651 | 202 | 2041 | 2041-07-01 | [9 empty] | Summer |  | 2.22% | 0%
| 2041-08-01 | 71840.0339 | 35469.7778 | 107309.8117 | 1675.0011 | 64.0655 | 203 | 2041 | 2041-08-01 | [9 empty] | Summer |  | 2.22% | 0%
| 2041-09-01 | 66471.0897 | 35469.7778 | 101940.8675 | 1415.8712 | 71.9987 | 204 | 2041 | 2041-09-01 | [9 empty] | Winter |  | 2.22% | 0%
| 2041-10-01 | 140609.468 | 35469.7778 | 176079.2458 | 2885.6155 | 61.0196 | 205 | 2041 | 2041-10-01 | [9 empty] | Winter |  | 2.22% | 0%
| 2041-11-01 | 126589.7032 | 35469.7778 | 162059.4809 | 2038.1331 | 79.5137 | 206 | 2041 | 2041-11-01 | [9 empty] | Winter |  | 2.22% | 0%
| 2041-12-01 | 79042.4866 | 35469.7778 | 114512.2644 | 1592.6772 | 71.8992 | 207 | 2041 | 2041-12-01 | [9 empty] | Winter |  | 2.22% | 0%
| 2042-01-01 | 147024.1562 | 36256.8889 | 183281.0451 | 2120.2715 | 86.4423 | 209 | 2042 | 2042-01-01 |  |  | 12.73% | -21.91% | 44.36% |  |  |  |  | Winter |  | 2.22% | 0%
| 2042-02-01 | 155486.9894 | 36256.8889 | 191743.8783 | 2578.0838 | 74.3746 | 210 | 2042 | 2042-02-01 |  |  | 16.78% | 20.51% | -3.094% |  |  |  |  | Winter |  | 2.22% | 0%
| 2042-03-01 | 95694.7878 | 36256.8889 | 131951.6767 | 2369.1073 | 55.6968 | 211 | 2042 | 2042-03-01 |  |  | 15.45% | 4.549% | 10.43% |  |  |  |  | Winter |  | 2.22% | 0%
| 2042-04-01 | 82400.2764 | 36256.8889 | 118657.1653 | 2467.8024 | 48.0821 | 212 | 2042 | 2042-04-01 |  |  | -10.85% | -13.59% | 3.169% |  |  |  |  | Winter |  | 2.22% | 0%
| 2042-05-01 | 96637.7736 | 36256.8889 | 132894.6625 | 2810.0359 | 47.2929 | 213 | 2042 | 2042-05-01 |  |  | 6.583% | -4.594% | 11.71% |  |  |  |  | Summer |  | 2.22% | 0%
| 2042-06-01 | 114479.7417 | 36256.8889 | 150736.6306 | 2728.5642 | 55.2439 | 214 | 2042 | 2042-06-01 |  |  | 2.783% | 5.169% | -2.269% |  |  |  |  | Summer |  | 2.22% | 0%
| 2042-07-01 | 97733.8685 | 36256.8889 | 133990.7574 | 1957.8558 | 68.4375 | 215 | 2042 | 2042-07-01 |  |  | 37.16% | 31.4% | 4.381% |  |  |  |  | Summer |  | 2.22% | 0%
| 2042-08-01 | 62753.8236 | 36256.8889 | 99010.7124 | 1478.094 | 66.9854 | 216 | 2042 | 2042-08-01 |  |  | -7.734% | -11.76% | 4.558% |  |  |  |  | Summer |  | 2.22% | 0%
| 2042-09-01 | 70559.5294 | 36256.8889 | 106816.4183 | 1521.3223 | 70.2129 | 217 | 2042 | 2042-09-01 |  |  | 4.783% | 7.448% | -2.48% |  |  |  |  | Winter |  | 2.22% | 0%
| 2042-10-01 | 133235.0388 | 36256.8889 | 169491.9277 | 2940.9179 | 57.6323 | 218 | 2042 | 2042-10-01 |  |  | -3.741% | 1.916% | -5.551% |  |  |  |  | Winter |  | 2.22% | 0%
| 2042-11-01 | 99561.0985 | 36256.8889 | 135817.9874 | 1722.0227 | 78.8712 | 219 | 2042 | 2042-11-01 |  |  | -16.19% | -15.51% | -0.808% |  |  |  |  | Winter |  | 2.22% | 0%
| 2042-12-01 | 97303.4023 | 36256.8889 | 133560.2912 | 1945.6326 | 68.6462 | 220 | 2042 | 2042-12-01 |  |  | 16.63% | 22.16% | -4.524% |  |  |  |  | Winter |  | 2.22% | 0%
| 2043-01-01 | 137668.8214 | 37062.6667 | 174731.4881 | 2242.9136 | 77.9038 | 222 | 2043 | 2043-01-01 |  |  | -4.665% | 5.784% | -9.878% |  |  |  |  | Winter |  | 2.22% | 0%
| 2043-02-01 | 164407.7051 | 37062.6667 | 201470.3717 | 2516.8217 | 80.0495 | 223 | 2043 | 2043-02-01 |  |  | 5.073% | -2.376% | 7.63% |  |  |  |  | Winter |  | 2.22% | 0%
| 2043-03-01 | 101076.9135 | 37062.6667 | 138139.5802 | 2293.6407 | 60.2272 | 224 | 2043 | 2043-03-01 |  |  | 4.69% | -3.185% | 8.134% |  |  |  |  | Winter |  | 2.22% | 0%
| 2043-04-01 | 96523.0606 | 37062.6667 | 133585.7273 | 2582.6898 | 51.7235 | 225 | 2043 | 2043-04-01 |  |  | 12.58% | 4.655% | 7.573% |  |  |  |  | Winter |  | 2.22% | 0%
| 2043-05-01 | 119602.7889 | 37062.6667 | 156665.4555 | 2808.0367 | 55.7918 | 226 | 2043 | 2043-05-01 |  |  | 17.89% | -0.07115% | 17.97% |  |  |  |  | Summer |  | 2.22% | 0%
| 2043-06-01 | 136068.7613 | 37062.6667 | 173131.4279 | 2690.5022 | 64.3491 | 227 | 2043 | 2043-06-01 |  |  | 14.86% | -1.395% | 16.48% |  |  |  |  | Summer |  | 2.22% | 0%
| 2043-07-01 | 84602.4437 | 37062.6667 | 121665.1103 | 1893.4389 | 64.2562 | 228 | 2043 | 2043-07-01 |  |  | -9.199% | -3.29% | -6.11% |  |  |  |  | Summer |  | 2.22% | 0%
| 2043-08-01 | 94602.3434 | 37062.6667 | 131665.0101 | 1568.5698 | 83.9395 | 229 | 2043 | 2043-08-01 |  |  | 32.98% | 6.121% | 25.31% |  |  |  |  | Summer |  | 2.22% | 0%
| 2043-09-01 | 90056.0582 | 37062.6667 | 127118.7249 | 1537.0544 | 82.7028 | 230 | 2043 | 2043-09-01 |  |  | 19.01% | 1.034% | 17.79% |  |  |  |  | Winter |  | 2.22% | 0%
| 2043-10-01 | 132185.9228 | 37062.6667 | 169248.5895 | 2848.6211 | 59.4142 | 231 | 2043 | 2043-10-01 |  |  | -0.1436% | -3.138% | 3.092% |  |  |  |  | Winter |  | 2.22% | 0%
| 2043-11-01 | 105158.3549 | 37062.6667 | 142221.0216 | 1736.8876 | 81.8827 | 232 | 2043 | 2043-11-01 |  |  | 4.714% | 0.8632% | 3.818% |  |  |  |  | Winter |  | 2.22% | 0%
| 2043-12-01 | 112831.0283 | 37062.6667 | 149893.695 | 1914.2195 | 78.3054 | 233 | 2043 | 2043-12-01 |  |  | 12.23% | -1.615% | 14.07% |  |  |  |  | Winter |  | 2.22% | 0%
| 2044-01-01 | 156194.3555 | 37885.5556 | 194079.911 | 2357.3984 | 82.328 | 235 | 2044 | 2044-01-01 |  |  | 11.07% | 5.104% | 5.679% |  |  |  |  | Winter |  | 2.22% | 0%
| 2044-02-01 | 144387.1757 | 37885.5556 | 182272.7313 | 2413.0173 | 75.5373 | 236 | 2044 | 2044-02-01 |  |  | -9.529% | -4.124% | -5.637% |  |  |  |  | Winter |  | 2.22% | 0%
| 2044-03-01 | 96083.1595 | 37885.5556 | 133968.715 | 2244.5005 | 59.6875 | 237 | 2044 | 2044-03-01 |  |  | -3.019% | -2.142% | -0.8961% |  |  |  |  | Winter |  | 2.22% | 0%
| 2044-04-01 | 123998.6178 | 37885.5556 | 161884.1734 | 2787.0276 | 58.0849 | 238 | 2044 | 2044-04-01 |  |  | 21.18% | 7.912% | 12.3% |  |  |  |  | Winter |  | 2.22% | 0%
| 2044-05-01 | 107768.157 | 37885.5556 | 145653.7125 | 2838.3486 | 51.3164 | 239 | 2044 | 2044-05-01 |  |  | -7.029% | 1.079% | -8.022% |  |  |  |  | Summer |  | 2.22% | 0%
| 2044-06-01 | 129334.1612 | 37885.5556 | 167219.7168 | 2718.2265 | 61.5179 | 240 | 2044 | 2044-06-01 |  |  | -3.415% | 1.03% | -4.4% |  |  |  |  | Summer |  | 2.22% | 0%
| 2044-07-01 | 90254.0691 | 37885.5556 | 128139.6247 | 1701.4097 | 75.3138 | 241 | 2044 | 2044-07-01 |  |  | 5.322% | -10.14% | 17.21% |  |  |  |  | Summer |  | 2.22% | 0%
| 2044-08-01 | 84510.755 | 37885.5556 | 122396.3105 | 1648.6496 | 74.2403 | 242 | 2044 | 2044-08-01 |  |  | -7.04% | 5.105% | -11.55% |  |  |  |  | Summer |  | 2.22% | 0%
| 2044-09-01 | 71925.158 | 37885.5556 | 109810.7135 | 1447.8664 | 75.8431 | 243 | 2044 | 2044-09-01 |  |  | -13.62% | -5.803% | -8.294% |  |  |  |  | Winter |  | 2.22% | 0%
| 2044-10-01 | 158947.1157 | 37885.5556 | 196832.6713 | 2899.4782 | 67.8855 | 244 | 2044 | 2044-10-01 |  |  | 16.3% | 1.785% | 14.26% |  |  |  |  | Winter |  | 2.22% | 0%
| 2044-11-01 | 113117.6123 | 37885.5556 | 151003.1678 | 1752.8258 | 86.1484 | 245 | 2044 | 2044-11-01 |  |  | 6.175% | 0.9176% | 5.21% |  |  |  |  | Winter |  | 2.22% | 0%
| 2044-12-01 | 112090.1078 | 37885.5556 | 149975.6633 | 1840.0052 | 81.5083 | 246 | 2044 | 2044-12-01 |  |  | 0.05468% | -3.877% | 4.09% |  |  |  |  | Winter |  | 2.22% | 0%
| 2045-01-01 | 165728.4817 | 38725.5556 | 204454.0372 | 2551.9149 | 80.1179 | 248 | 2045 | 2045-01-01 | [9 empty] | Winter |  | 2.22% | 0%
| 2045-02-01 | 143852.0462 | 38725.5556 | 182577.6018 | 2272.5492 | 80.3404 | 249 | 2045 | 2045-02-01 | [9 empty] | Winter |  | 2.22% | 0%
| 2045-03-01 | 89904.2724 | 38725.5556 | 128629.8279 | 2176.0226 | 59.1124 | 250 | 2045 | 2045-03-01 | [9 empty] | Winter |  | 2.22% | 0%
| 2045-04-01 | 128440.4735 | 38725.5556 | 167166.029 | 2948.5433 | 56.6944 | 251 | 2045 | 2045-04-01 | [9 empty] | Winter |  | 2.22% | 0%
| 2045-05-01 | 98336.2967 | 38725.5556 | 137061.8522 | 2731.3344 | 50.1813 | 252 | 2045 | 2045-05-01 | [9 empty] | Summer |  | 2.22% | 0%
| 2045-06-01 | 141454.9316 | 38725.5556 | 180180.4872 | 2715.9027 | 66.3428 | 253 | 2045 | 2045-06-01 | [9 empty] | Summer |  | 2.22% | 0%
| 2045-07-01 | 139639.6714 | 38725.5556 | 178365.227 | 1635.9578 | 109.028 | 254 | 2045 | 2045-07-01 | [9 empty] | Summer |  | 2.22% | 0%
| 2045-08-01 | 91278.9982 | 38725.5556 | 130004.5538 | 1669.1047 | 77.8888 | 255 | 2045 | 2045-08-01 | [9 empty] | Summer |  | 2.22% | 0%
| 2045-09-01 | 66651.8323 | 38725.5556 | 105377.3878 | 1413.27 | 74.5628 | 256 | 2045 | 2045-09-01 | [9 empty] | Winter |  | 2.22% | 0%
| 2045-10-01 | 171947.847 | 38725.5556 | 210673.4026 | 2925.6091 | 72.0101 | 257 | 2045 | 2045-10-01 | [9 empty] | Winter |  | 2.22% | 0%
| 2045-11-01 | 116166.3276 | 38725.5556 | 154891.8831 | 1784.1682 | 86.8146 | 258 | 2045 | 2045-11-01 | [9 empty] | Winter |  | 2.22% | 0%
| 2045-12-01 | 100858.7063 | 38725.5556 | 139584.2618 | 1768.9593 | 78.9076 | 259 | 2045 | 2045-12-01 | [9 empty] | Winter |  | 2.22% | 0%
| 2046-01-01 | 169407.654 | 39585.7778 | 208993.4318 | 2551.9149 | 81.8967 | 261 | 2046 | 2046-01-01 | [9 empty] | Winter |  | 2.22% | 0%
| 2046-02-01 | 147045.5616 | 39585.7778 | 186631.3394 | 2272.5492 | 82.1242 | 262 | 2046 | 2046-02-01 | [9 empty] | Winter |  | 2.22% | 0%
| 2046-03-01 | 91900.1472 | 39585.7778 | 131485.925 | 2176.0226 | 60.4249 | 263 | 2046 | 2046-03-01 | [9 empty] | Winter |  | 2.22% | 0%
| 2046-04-01 | 131291.852 | 39585.7778 | 170877.6298 | 2948.5433 | 57.9532 | 264 | 2046 | 2046-04-01 | [9 empty] | Winter |  | 2.22% | 0%
| 2046-05-01 | 100519.3625 | 39585.7778 | 140105.1403 | 2731.3344 | 51.2955 | 265 | 2046 | 2046-05-01 | [9 empty] | Summer |  | 2.22% | 0%
| 2046-06-01 | 144595.2311 | 39585.7778 | 184181.0089 | 2715.9027 | 67.8158 | 266 | 2046 | 2046-06-01 | [9 empty] | Summer |  | 2.22% | 0%
| 2046-07-01 | 142739.6721 | 39585.7778 | 182325.4499 | 1635.9578 | 111.4487 | 267 | 2046 | 2046-07-01 | [9 empty] | Summer |  | 2.22% | 0%
| 2046-08-01 | 93305.392 | 39585.7778 | 132891.1698 | 1669.1047 | 79.6182 | 268 | 2046 | 2046-08-01 | [9 empty] | Summer |  | 2.22% | 0%
| 2046-09-01 | 68131.5029 | 39585.7778 | 107717.2807 | 1413.27 | 76.2185 | 269 | 2046 | 2046-09-01 | [9 empty] | Winter |  | 2.22% | 0%
| 2046-10-01 | 175765.0892 | 39585.7778 | 215350.867 | 2925.6091 | 73.6089 | 270 | 2046 | 2046-10-01 | [9 empty] | Winter |  | 2.22% | 0%
| 2046-11-01 | 118745.2201 | 39585.7778 | 158330.9978 | 1784.1682 | 88.7422 | 271 | 2046 | 2046-11-01 | [9 empty] | Winter |  | 2.22% | 0%
| 2046-12-01 | 103097.7695 | 39585.7778 | 142683.5473 | 1768.9593 | 80.6596 | 272 | 2046 | 2046-12-01 | [9 empty] | Winter |  | 2.22% | 0%
| 2047-01-01 | 173168.5039 | 40464.6667 | 213633.1706 | 2551.9149 | 83.7148 | 274 | 2047 | 2047-01-01 | [9 empty] | Winter |  | 2.22% | 0%
| 2047-02-01 | 150309.9731 | 40464.6667 | 190774.6398 | 2272.5492 | 83.9474 | 275 | 2047 | 2047-02-01 | [9 empty] | Winter |  | 2.22% | 0%
| 2047-03-01 | 93940.3305 | 40464.6667 | 134404.9972 | 2176.0226 | 61.7664 | 276 | 2047 | 2047-03-01 | [9 empty] | Winter |  | 2.22% | 0%
| 2047-04-01 | 134206.5311 | 40464.6667 | 174671.1978 | 2948.5433 | 59.2398 | 277 | 2047 | 2047-04-01 | [9 empty] | Winter |  | 2.22% | 0%
| 2047-05-01 | 102750.8923 | 40464.6667 | 143215.559 | 2731.3344 | 52.4343 | 278 | 2047 | 2047-05-01 | [9 empty] | Summer |  | 2.22% | 0%
| 2047-06-01 | 147805.2452 | 40464.6667 | 188269.9119 | 2715.9027 | 69.3213 | 279 | 2047 | 2047-06-01 | [9 empty] | Summer |  | 2.22% | 0%
| 2047-07-01 | 145908.4929 | 40464.6667 | 186373.1595 | 1635.9578 | 113.923 | 280 | 2047 | 2047-07-01 | [9 empty] | Summer |  | 2.22% | 0%
| 2047-08-01 | 95376.7717 | 40464.6667 | 135841.4384 | 1669.1047 | 81.3858 | 281 | 2047 | 2047-08-01 | [9 empty] | Summer |  | 2.22% | 0%
| 2047-09-01 | 69644.0223 | 40464.6667 | 110108.689 | 1413.27 | 77.9106 | 282 | 2047 | 2047-09-01 | [9 empty] | Winter |  | 2.22% | 0%
| 2047-10-01 | 179667.0742 | 40464.6667 | 220131.7409 | 2925.6091 | 75.243 | 283 | 2047 | 2047-10-01 | [9 empty] | Winter |  | 2.22% | 0%
| 2047-11-01 | 121381.3639 | 40464.6667 | 161846.0306 | 1784.1682 | 90.7123 | 284 | 2047 | 2047-11-01 | [9 empty] | Winter |  | 2.22% | 0%
| 2047-12-01 | 105386.54 | 40464.6667 | 145851.2067 | 1768.9593 | 82.4503 | 285 | 2047 | 2047-12-01 | [9 empty] | Winter |  | 2.22% | 0%
| 2048-01-01 | 177012.8447 | 41363.7778 | 218376.6225 | 2551.9149 | 85.5736 | 287 | 2048 | 2048-01-01 | [9 empty] | Winter |  | 2.22% | 0%
| 2048-02-01 | 153646.8545 | 41363.7778 | 195010.6323 | 2353.7117 | 82.8524 | 288 | 2048 | 2048-02-01 | [9 empty] | Winter |  | 2.22% | 0%
| 2048-03-01 | 96025.8058 | 41363.7778 | 137389.5836 | 2176.0226 | 63.1379 | 289 | 2048 | 2048-03-01 | [9 empty] | Winter |  | 2.22% | 0%
| 2048-04-01 | 137185.9161 | 41363.7778 | 178549.6939 | 2948.5433 | 60.5552 | 290 | 2048 | 2048-04-01 | [9 empty] | Winter |  | 2.22% | 0%
| 2048-05-01 | 105031.9621 | 41363.7778 | 146395.7399 | 2731.3344 | 53.5986 | 291 | 2048 | 2048-05-01 | [9 empty] | Summer |  | 2.22% | 0%
| 2048-06-01 | 151086.5217 | 41363.7778 | 192450.2995 | 2715.9027 | 70.8605 | 292 | 2048 | 2048-06-01 | [9 empty] | Summer |  | 2.22% | 0%
| 2048-07-01 | 149147.6614 | 41363.7778 | 190511.4392 | 1635.9578 | 116.4525 | 293 | 2048 | 2048-07-01 | [9 empty] | Summer |  | 2.22% | 0%
| 2048-08-01 | 97494.136 | 41363.7778 | 138857.9138 | 1669.1047 | 83.1931 | 294 | 2048 | 2048-08-01 | [9 empty] | Summer |  | 2.22% | 0%
| 2048-09-01 | 71190.1196 | 41363.7778 | 112553.8974 | 1413.27 | 79.6408 | 295 | 2048 | 2048-09-01 | [9 empty] | Winter |  | 2.22% | 0%
| 2048-10-01 | 183655.6833 | 41363.7778 | 225019.461 | 2925.6091 | 76.9137 | 296 | 2048 | 2048-10-01 | [9 empty] | Winter |  | 2.22% | 0%
| 2048-11-01 | 124076.0302 | 41363.7778 | 165439.808 | 1784.1682 | 92.7266 | 297 | 2048 | 2048-11-01 | [9 empty] | Winter |  | 2.22% | 0%
| 2048-12-01 | 107726.1212 | 41363.7778 | 149089.899 | 1768.9593 | 84.2811 | 298 | 2048 | 2048-12-01 | [9 empty] | Winter |  | 2.22% | 0%
| 2049-01-01 | 180942.5298 | 42281.5556 | 223224.0854 | 2551.9149 | 87.4732 | 300 | 2049 | 2049-01-01 | [9 empty] | Winter |  | 2.22% | 0%
| 2049-02-01 | 157057.8147 | 42281.5556 | 199339.3702 | 2272.5492 | 87.7162 | 301 | 2049 | 2049-02-01 | [9 empty] | Winter |  | 2.22% | 0%
| 2049-03-01 | 98157.5787 | 42281.5556 | 140439.1343 | 2176.0226 | 64.5394 | 302 | 2049 | 2049-03-01 | [9 empty] | Winter |  | 2.22% | 0%
| 2049-04-01 | 140231.4434 | 42281.5556 | 182512.999 | 2948.5433 | 61.8994 | 303 | 2049 | 2049-04-01 | [9 empty] | Winter |  | 2.22% | 0%
| 2049-05-01 | 107363.6717 | 42281.5556 | 149645.2272 | 2731.3344 | 54.7883 | 304 | 2049 | 2049-05-01 | [9 empty] | Summer |  | 2.22% | 0%
| 2049-06-01 | 154440.6425 | 42281.5556 | 196722.198 | 2715.9027 | 72.4334 | 305 | 2049 | 2049-06-01 | [9 empty] | Summer |  | 2.22% | 0%
| 2049-07-01 | 152458.7395 | 42281.5556 | 194740.295 | 1635.9578 | 119.0375 | 306 | 2049 | 2049-07-01 | [9 empty] | Summer |  | 2.22% | 0%
| 2049-08-01 | 99658.5058 | 42281.5556 | 141940.0614 | 1669.1047 | 85.0396 | 307 | 2049 | 2049-08-01 | [9 empty] | Summer |  | 2.22% | 0%
| 2049-09-01 | 72770.5403 | 42281.5556 | 115052.0958 | 1413.27 | 81.4084 | 308 | 2049 | 2049-09-01 | [9 empty] | Winter |  | 2.22% | 0%
| 2049-10-01 | 187732.8394 | 42281.5556 | 230014.395 | 2925.6091 | 78.621 | 309 | 2049 | 2049-10-01 | [9 empty] | Winter |  | 2.22% | 0%
| 2049-11-01 | 126830.5181 | 42281.5556 | 169112.0737 | 1784.1682 | 94.7848 | 310 | 2049 | 2049-11-01 | [9 empty] | Winter |  | 2.22% | 0%
| 2049-12-01 | 110117.6411 | 42281.5556 | 152399.1967 | 1768.9593 | 86.1519 | 311 | 2049 | 2049-12-01 | [9 empty] | Winter |  | 2.22% | 0%
| 2050-01-01 | 184959.454 | 43219.5556 | 228179.0096 | 2551.9149 | 89.4148 | 313 | 2050 | 2050-01-01 | [9 empty] | Winter |  | 2.22% | 0%
| 2050-02-01 | 160544.4982 | 43219.5556 | 203764.0537 | 2272.5492 | 89.6632 | 314 | 2050 | 2050-02-01 | [9 empty] | Winter |  | 2.22% | 0%
| 2050-03-01 | 100336.677 | 43219.5556 | 143556.2325 | 2176.0226 | 65.9718 | 315 | 2050 | 2050-03-01 | [9 empty] | Winter |  | 2.22% | 0%
| 2050-04-01 | 143344.5815 | 43219.5556 | 186564.137 | 2948.5433 | 63.2733 | 316 | 2050 | 2050-04-01 | [9 empty] | Winter |  | 2.22% | 0%
| 2050-05-01 | 109747.1452 | 43219.5556 | 152966.7008 | 2731.3344 | 56.0044 | 317 | 2050 | 2050-05-01 | [9 empty] | Summer |  | 2.22% | 0%
| 2050-06-01 | 157869.2247 | 43219.5556 | 201088.7803 | 2715.9027 | 74.0412 | 318 | 2050 | 2050-06-01 | [9 empty] | Summer |  | 2.22% | 0%
| 2050-07-01 | 155843.3235 | 43219.5556 | 199062.879 | 1635.9578 | 121.6797 | 319 | 2050 | 2050-07-01 | [9 empty] | Summer |  | 2.22% | 0%
| 2050-08-01 | 101870.9247 | 43219.5556 | 145090.4802 | 1669.1047 | 86.9271 | 320 | 2050 | 2050-08-01 | [9 empty] | Summer |  | 2.22% | 0%
| 2050-09-01 | 74386.0463 | 43219.5556 | 117605.6018 | 1413.27 | 83.2152 | 321 | 2050 | 2050-09-01 | [9 empty] | Winter |  | 2.22% | 0%
| 2050-10-01 | 191900.5085 | 43219.5556 | 235120.064 | 2925.6091 | 80.3662 | 322 | 2050 | 2050-10-01 | [9 empty] | Winter |  | 2.22% | 0%
| 2050-11-01 | 129646.1556 | 43219.5556 | 172865.7112 | 1784.1682 | 96.8887 | 323 | 2050 | 2050-11-01 | [9 empty] | Winter |  | 2.22% | 0%
| 2050-12-01 | 112562.2527 | 43219.5556 | 155781.8083 | 1768.9593 | 88.0641 | 324 | 2050 | 2050-12-01 | [9 empty] | Winter |  | 2.22% | 0%
| 2051-01-01 | 189065.5539 | 44179.3333 | 233244.8872 | 2551.9149 | 91.3999 | 326 | 2051 | 2051-01-01 | [9 empty] | Winter |  | 2.22% | 0%
| 2051-02-01 | 164108.586 | 44179.3333 | 208287.9194 | 2272.5492 | 91.6539 | 327 | 2051 | 2051-02-01 | [9 empty] | Winter |  | 2.22% | 0%
| 2051-03-01 | 102564.1512 | 44179.3333 | 146743.4845 | 2176.0226 | 67.4366 | 328 | 2051 | 2051-03-01 | [9 empty] | Winter |  | 2.22% | 0%
| 2051-04-01 | 146526.8312 | 44179.3333 | 190706.1645 | 2948.5433 | 64.6781 | 329 | 2051 | 2051-04-01 | [9 empty] | Winter |  | 2.22% | 0%
| 2051-05-01 | 112183.5318 | 44179.3333 | 156362.8652 | 2731.3344 | 57.2478 | 330 | 2051 | 2051-05-01 | [9 empty] | Summer |  | 2.22% | 0%
| 2051-06-01 | 161373.9215 | 44179.3333 | 205553.2548 | 2715.9027 | 75.6851 | 331 | 2051 | 2051-06-01 | [9 empty] | Summer |  | 2.22% | 0%
| 2051-07-01 | 159303.0453 | 44179.3333 | 203482.3786 | 1635.9578 | 124.3812 | 332 | 2051 | 2051-07-01 | [9 empty] | Summer |  | 2.22% | 0%
| 2051-08-01 | 104132.4592 | 44179.3333 | 148311.7925 | 1669.1047 | 88.8571 | 333 | 2051 | 2051-08-01 | [9 empty] | Summer |  | 2.22% | 0%
| 2051-09-01 | 76037.4165 | 44179.3333 | 120216.7498 | 1413.27 | 85.0628 | 334 | 2051 | 2051-09-01 | [9 empty] | Winter |  | 2.22% | 0%
| 2051-10-01 | 196160.6998 | 44179.3333 | 240340.0331 | 2925.6091 | 82.1504 | 335 | 2051 | 2051-10-01 | [9 empty] | Winter |  | 2.22% | 0%
| 2051-11-01 | 132524.3003 | 44179.3333 | 176703.6336 | 1784.1682 | 99.0398 | 336 | 2051 | 2051-11-01 | [9 empty] | Winter |  | 2.22% | 0%
| 2051-12-01 | 115061.1348 | 44179.3333 | 159240.4681 | 1768.9593 | 90.0193 | 337 | 2051 | 2051-12-01 | [9 empty] | Winter |  | 2.22% | 0%
[21 empty] | 2.22% | 0%
[21 empty] | 2.22% | 0%
[21 empty] | 2.22% | 0%
[21 empty] | 2.22% | 0%
[21 empty] | 2.22% | 0%
[21 empty] | 2.22% | 0%
[21 empty] | 2.22% | 0%
[21 empty] | 2.22% | 0%
[21 empty] | 2.22% | 0%
2.22%
2.22%
2.22%
2.22%
2.22%
2.22%
2.22%
2.22%
2.22%
2.22%
2.22%
2.22%
2.22%
2.22%
2.22%
2.22%
2.22%
2.22%
2.22%
2.22%
2.22%
2.22%
2.22%
2.22%
2.22%
2.22%
2.22%
2.22%
2.22%
2.22%
2.22%
2.22%
2.22%
2.22%

## Table3Compare (hidden)
Total Fixed Cost
$/kW-yr | GCC.PX.UTS._.DF_.H_2x1 | GCC.PX.UTS._.DF_.H_2x1 | GCC.PX.UTS._.DF_.H_2x1
COD | 2035 | 2036 | 2038
| THERMAL | THERMAL | THERMAL
| GCC.PX.UTS._.DF_.H_2x1 | GCC.PX.UTS._.DF_.H_2x1 | GCC.PX.UTS._.DF_.H_2x1
2024 | 0 | 0 | 0
2025 | 0 | 0 | 0
2026 | 0 | 0 | 0
2027 | 0 | 0 | 0
2028 | 0 | 0 | 0
2029 | 0 | 0 | 0
2030 | 0 | 0 | 0
2031 | 0 | 0 | 0
2032 | 0 | 0 | 0
2033 | 0 | 0 | 0
2034 | 0 | 0 | 0
2035 | 199.88 | 0 | 0
2036 | 204.31 | 218.75 | 0
2037 | 208.85 | 223.6 | 0
2038 | 213.49 | 228.57 | 228.57
2039 | 218.23 | 233.64 | 233.65
2040 | 223.07 | 238.83 | 238.83
2041 | 228.02 | 244.13 | 244.13
2042 | 233.08 | 249.55 | 249.55
2043 | 238.26 | 255.09 | 255.09
2044 | 243.55 | 260.75 | 260.76
2045 | 248.95 | 266.54 | 266.55
2046 | 254.48 | 272.46 | 272.46
2047 | 260.13 | 278.51 | 278.51
2048 | 265.91 | 284.69 | 284.7
2049 | 271.81 | 291.01 | 291.02
2050 | 277.84 | 297.47 | 297.48
2051 | 284.01 | 304.08 | 304.08
2052 | 290.32 | 310.83 | 310.83
2053 | 296.76 | 317.73 | 317.73
2054 | 303.35 | 324.78 | 324.78
2055 | 310.08 | 331.99 | 331.99

## GCC.PX.UTS.2035
Table 3
2025 IRP Update - Utah South - CCCT Dry "H", 2X1, DF, with SCR | [9 empty] | GCC.PX.UTS._.DF_.H_2x1
Year | Estimated Capital Cost | First Year Fixed Capital Cost at Real Levelized Rate | Network Upgrade | Fixed O&M + Pipeline | Total Resource Fixed Costs | Fuel Cost | Variable O&M | Total Resource Energy Cost | Total Resource Costs
| $/kW | $/kW-yr | $/kW-yr | $/kW-yr | $/kW-yr | $/MMBtu | $/MWh | $/MWh | $/MWh
| (a) | (b) | (c) | (d) | (e) | (f) | (g) | (h) | (i)
Utah South - CCCT Dry "H", 2X1, DF, with SCR (GCC.PX.UTS._.DF_.H_2x1)
2025 | 1520.4384 |  |  | 47.7901 |  | 5.7167 | 2.773
2026 | 1554.1921 |  |  | 48.8511 |  | 5.8436 | 2.8345
2027 | 1588.6952 |  |  | 49.9356 |  | 5.9733 | 2.8974
2028 | 1623.9642 |  | 19.1158 | 51.0442 |  | 6.1059 | 2.9618
2029 | 1660.0162 |  | 19.5401 | 52.1773 |  | 6.2415 | 3.0275
2030 | 1696.8686 |  | 19.9739 | 53.3357 |  | 6.38 | 3.0947
2031 | 1734.5391 |  | 20.4174 | 54.5197 |  | 6.5217 | 3.1634
2032 | 1773.0458 |  | 20.8706 | 55.7301 |  | 6.6665 | 3.2337
2033 | 1812.4074 |  | 21.3339 | 56.9673 |  | 6.8144 | 3.3054
2034 | 1852.6429 |  | 21.8076 | 58.2319 |  | 6.9657 | 3.3788
2035 | 1893.7716 | 118.06 | 22.2917 | 59.5247 | 199.88 | 7.1204 | 3.4538 | 47.31 | 76.56
2036 |  | 120.6809 | 22.7866 | 60.8461 | 204.31 | 7.2784 | 3.5305 | 48.36 | 78.26
2037 |  | 123.36 | 23.2924 | 62.1969 | 208.85 | 7.44 | 3.6089 | 49.43 | 80
2038 |  | 126.0986 | 23.8095 | 63.5777 | 213.49 | 7.6052 | 3.689 | 50.53 | 81.77
2039 |  | 128.898 | 24.3381 | 64.9891 | 218.23 | 7.774 | 3.7709 | 51.65 | 83.59
2040 |  | 131.7596 | 24.8784 | 66.4319 | 223.07 | 7.9466 | 3.8546 | 52.8 | 85.45
2041 |  | 134.6846 | 25.4307 | 67.9067 | 228.02 | 8.123 | 3.9402 | 53.97 | 87.34
2042 |  | 137.6746 | 25.9953 | 69.4142 | 233.08 | 8.3034 | 4.0277 | 55.17 | 89.28
2043 |  | 140.731 | 26.5723 | 70.9552 | 238.26 | 8.4877 | 4.1171 | 56.39 | 91.26
2044 |  | 143.8552 | 27.1623 | 72.5304 | 243.55 | 8.6761 | 4.2085 | 57.64 | 93.28
2045 |  | 147.0488 | 27.7653 | 74.1406 | 248.95 | 8.8687 | 4.3019 | 58.92 | 95.35
2046 |  | 150.3133 | 28.3816 | 75.7865 | 254.48 | 9.0656 | 4.3974 | 60.23 | 97.47
2047 |  | 153.6503 | 29.0117 | 77.4689 | 260.13 | 9.2669 | 4.495 | 61.57 | 99.64
2048 |  | 157.0613 | 29.6558 | 79.1888 | 265.91 | 9.4726 | 4.5948 | 62.94 | 101.86
2049 |  | 160.5481 | 30.3141 | 80.9468 | 271.81 | 9.6829 | 4.6968 | 64.33 | 104.11
2050 |  | 164.1122 | 30.9871 | 82.7438 | 277.84 | 9.8978 | 4.8011 | 65.76 | 106.42
2051 |  | 167.7555 | 31.675 | 84.5807 | 284.01 | 10.1176 | 4.9077 | 67.22 | 108.79
2052 |  | 171.4797 | 32.3782 | 86.4584 | 290.32 | 10.3422 | 5.0166 | 68.71 | 111.2
2053 |  | 175.2865 | 33.097 | 88.3777 | 296.76 | 10.5718 | 5.128 | 70.24 | 113.67
2054 |  | 179.1779 | 33.8318 | 90.3397 | 303.35 | 10.8065 | 5.2418 | 71.8 | 116.2
2055 |  | 183.1556 | 34.5828 | 92.3453 | 310.08 | 11.0464 | 5.3582 | 73.39 | 118.77
2056 |  | 187.2217 | 35.3506 | 94.3953 | 316.97 | 11.2916 | 5.4772 | 75.02 | 121.41
2057 |  | 191.378 | 36.1353 | 96.4909 | 324 | 11.5423 | 5.5988 | 76.69 | 124.11
2058 |  | 195.6266 | 36.9375 | 98.633 | 331.2 | 11.7985 | 5.723 | 78.39 | 126.86
2059 |  | 199.9695 | 37.7576 | 100.8227 | 338.55 | 12.0605 | 5.8501 | 80.13 | 129.68
2060 |  | 204.4088 | 38.5958 | 103.0609 | 346.07 | 12.3282 | 5.98 | 81.91 | 132.56
2061 |  | 208.9467 | 39.4526 | 105.3489 | 353.75 | 12.6019 | 6.1127 | 83.73 | 135.5
2062 |  | 213.5853 | 40.3285 | 107.6876 | 361.6 | 12.8816 | 6.2484 | 85.59 | 138.51
2063 |  | 218.3269 | 41.2237 | 110.0783 | 369.63 | 13.1676 | 6.3871 | 87.49 | 141.59
2064 |  | 223.1738 | 42.1389 | 112.522 | 377.83 | 13.4599 | 6.5289 | 89.43 | 144.73
2065 |  | 228.1283 | 43.0744 | 115.02 | 386.22 | 13.7587 | 6.6739 | 91.41 | 147.93
2066 |  | 233.1927 | 44.0306 | 117.5735 | 394.8 | 14.0642 | 6.822 | 93.44 | 151.22
2067 |  | 238.3696 | 45.0081 | 120.1836 | 403.56 | 14.3764 | 6.9735 | 95.52 | 154.58
2068 |  | 243.6614 | 46.0073 | 122.8517 | 412.52 | 14.6956 | 7.1283 | 97.64 | 158.01
2069 |  | 249.0707 | 47.0287 | 125.579 | 421.68 | 15.0218 | 7.2866 | 99.81 | 161.52
2070 |  | 254.6 | 48.0727 | 128.3668 | 431.04 | 15.3553 | 7.4483 | 102.02 | 165.1
2071 |  | 260.2522 | 49.1399 | 131.2166 | 440.61 | 15.6962 | 7.6137 | 104.29 | 168.77
2072 |  | 266.0298 | 50.2308 | 134.1296 | 450.39 | 16.0446 | 7.7827 | 106.6 | 172.52
2073 |  | 271.9356 | 51.346 | 137.1073 | 460.39 | 16.4008 | 7.9555 | 108.97 | 176.35
2074 |  | 277.9726 | 52.4858 | 140.151 | 470.61 | 16.7649 | 8.1321 | 111.39 | 180.27
2075 |  | 284.1436 | 53.651 | 143.2624 | 481.06 | 17.1371 | 8.3126 | 113.86 | 184.26
2076 |  | 290.4516 | 54.8421 | 146.4428 | 491.74 | 17.5176 | 8.4971 | 116.39 | 188.36
2077 |  | 296.8996 | 56.0596 | 149.6939 | 502.65 | 17.9064 | 8.6858 | 118.97 | 192.53
2078 |  | 303.4908 | 57.3041 | 153.0171 | 513.81 | 18.304 | 8.8786 | 121.61 | 196.81
Nominal 40 year Levelized |  |  |  |  | 267.1667 |  |  | 63.2346 | 102.3346
Sources, Inputs and Assumptions
Source: (a)(d)(e)(g) |  | Plant Costs - 2025 IRP Update
| (a) | First year real levelized costs
| (b) | = (a) x 6.234% Real Payment Factor@ 00% ITC
| (f) | Gas Price Forecast (Sept 2024 MM)
| (h) | = (f) / (8.76 x 'Capacity Factor' ) + (g)
| Utah South - CCCT Dry "H", 2X1, DF, with SCR (GCC.PX.UTS._.DF_.H_2x1) | [8 empty] | CCCT Dry "H", 2X1, DF, with SCR
| Statistics |  |  | MW | Percent | Cap Cost | Fixed |  |  | GCC.PX.UTS._.DF_.H_2x1
| CCCT Dry "H", 2X1, DF, with SCR |  |  | 1058.901 | 100% | 1508.5524 | 47.7901
| Capacity Weighted |  |  | 1058.901 | 100% | 1509 | 47.79
| Statistics |  |  | MW | CF | aMW | Percent | Variable | Heat Rate
| CCCT Dry "H", 2X1, DF, with SCR |  |  | 1058.901 | 78% | 825.9428 | 100% | 2.773 | 6158.732
| 0 |  |  | 0 | 0% | 0 | 0% | 0 | 0
| Energy Weighted |  |  | 1058.901 | 78% | 825.9428 | 100% | 2.77 | 6159
Rounded
| CCCT |  | Plant Costs - 2025 IRP Update
| 1058.901 |  | MW Plant Capacity
2025 $ | 1508.5524 |  | Plant capacity cost - in $/kW
2025 $ | 11.886 |  | Demolition Cost - in $/kW
2025 $ | 38.4109 |  | Fixed O&M & Capitalized O&M ($/kW-Yr)
| 6158.732 |  | Max Load Heat Rate on Gas (Btu/kw)
| 156515.6994 |  | Gas Fired Conversion Load (MMBtu/d)
| 0.17385 |  | Fixed Demand Transportation Charge (Tariff) ($/mmBtu-day)
| 0.00267 |  | Transportation Commodity / Usage Charge ($/MMBtu)
| 0.0015 |  | ACA Charge ($/MMBtu)
| 0.00417 |  | Total Variable Charges ($/MMBtu)
| 9931742.8321 |  | Fixed Transport Charge $/Year
| 9.3793 |  | Fixed Pipeline in $/kW
| 47.7901 |  | Fixed O&M including Fixed Pipeline & Capitalized O&M ($/kW-Yr)
2025 $ | 2.773 |  | Variable O&M Costs & Capitalized Variable O&M ($/MWh)
| 6158.732 |  | Heat Rate in btu/kWh
| 0% |  | Assumed ITC
| 6.234% |  | Real Payment Factor@ 00% ITC
| 78% |  | Capacity Factor
|  | 78% | Energy Weighted Capacity Factor
2025 $ |  |  | Network Upgrade ($/kw-yr)
|  | 5.7167 | Fuel Cost ($/mmBtu )
|  | 35.2075 | Fuel Cost ($/MWH)
|  | 2.5% | EFOR %
2028 $ |  | 19.1158 | Network Upgrade ($/kw-yr)

## GCC.PX.UTS.2036 (hidden)
Table 3
2025 IRP Update - Utah South - CCCT Dry "H", 2X1, DF, with SCR | [9 empty] | GCC.PX.UTS._.DF_.H_2x1
Year | Estimated Capital Cost | First Year Fixed Capital Cost at Real Levelized Rate | Network Upgrade | Fixed O&M + Pipeline | Total Resource Fixed Costs | Fuel Cost | Variable O&M | Total Resource Energy Cost | Total Resource Costs
| $/kW | $/kW-yr | $/kW-yr | $/kW-yr | $/kW-yr | $/MMBtu | $/MWh | $/MWh | $/MWh
| (a) | (b) | (c) | (d) | (e) | (f) | (g) | (h) | (i)
Utah South - CCCT Dry "H", 2X1, DF, with SCR (GCC.PX.UTS._.DF_.H_2x1)
2025 | 1520.4384 |  |  | 47.7901 |  | 5.7167 | 2.773
2026 | 1554.1921 |  |  | 48.8511 |  | 5.8436 | 2.8345
2027 | 1588.6952 |  |  | 49.9356 |  | 5.9733 | 2.8974
2028 | 1623.9642 |  | 19.1158 | 51.0442 |  | 6.1059 | 2.9618
2029 | 1660.0162 |  | 19.5401 | 52.1773 |  | 6.2415 | 3.0275
2030 | 1696.8686 |  | 19.9739 | 53.3357 |  | 6.38 | 3.0947
2031 | 1734.5391 |  | 20.4174 | 54.5197 |  | 6.5217 | 3.1634
2032 | 1773.0458 |  | 20.8706 | 55.7301 |  | 6.6665 | 3.2337
2033 | 1812.4074 |  | 21.3339 | 56.9673 |  | 6.8144 | 3.3054
2034 | 1852.6429 |  | 21.8076 | 58.2319 |  | 6.9657 | 3.3788
2035 | 1893.7716 |  | 22.2917 | 59.5247 |  | 7.1204 | 3.4538
2036 | 1935.8133 | 120.68 | 37.2224 | 60.8461 | 218.75 | 7.2784 | 3.5305 | 48.36 | 80.37
2037 |  | 123.3591 | 38.0488 | 62.1969 | 223.6 | 7.44 | 3.6089 | 49.43 | 82.15
2038 |  | 126.0977 | 38.8935 | 63.5777 | 228.57 | 7.6052 | 3.689 | 50.53 | 83.98
2039 |  | 128.897 | 39.7569 | 64.9891 | 233.64 | 7.774 | 3.7709 | 51.65 | 85.84
2040 |  | 131.7586 | 40.6395 | 66.4319 | 238.83 | 7.9466 | 3.8546 | 52.8 | 87.75
2041 |  | 134.6836 | 41.5417 | 67.9067 | 244.13 | 8.123 | 3.9402 | 53.97 | 89.7
2042 |  | 137.6736 | 42.4639 | 69.4142 | 249.55 | 8.3034 | 4.0277 | 55.17 | 91.69
2043 |  | 140.7299 | 43.4066 | 70.9552 | 255.09 | 8.4877 | 4.1171 | 56.39 | 93.72
2044 |  | 143.8541 | 44.3702 | 72.5304 | 260.75 | 8.6761 | 4.2085 | 57.64 | 95.8
2045 |  | 147.0477 | 45.3553 | 74.1406 | 266.54 | 8.8687 | 4.3019 | 58.92 | 97.93
2046 |  | 150.3121 | 46.3621 | 75.7865 | 272.46 | 9.0656 | 4.3974 | 60.23 | 100.11
2047 |  | 153.6491 | 47.3914 | 77.4689 | 278.51 | 9.2669 | 4.495 | 61.57 | 102.33
2048 |  | 157.0601 | 48.4435 | 79.1888 | 284.69 | 9.4726 | 4.5948 | 62.94 | 104.61
2049 |  | 160.5468 | 49.5189 | 80.9468 | 291.01 | 9.6829 | 4.6968 | 64.33 | 106.92
2050 |  | 164.111 | 50.6182 | 82.7438 | 297.47 | 9.8978 | 4.8011 | 65.76 | 109.3
2051 |  | 167.7542 | 51.742 | 84.5807 | 304.08 | 10.1176 | 4.9077 | 67.22 | 111.72
2052 |  | 171.4784 | 52.8906 | 86.4584 | 310.83 | 10.3422 | 5.0166 | 68.71 | 114.2
2053 |  | 175.2852 | 54.0648 | 88.3777 | 317.73 | 10.5718 | 5.128 | 70.24 | 116.74
2054 |  | 179.1765 | 55.265 | 90.3397 | 324.78 | 10.8065 | 5.2418 | 71.8 | 119.33
2055 |  | 183.1542 | 56.4919 | 92.3453 | 331.99 | 11.0464 | 5.3582 | 73.39 | 121.98
2056 |  | 187.2203 | 57.7461 | 94.3953 | 339.36 | 11.2916 | 5.4772 | 75.02 | 124.69
2057 |  | 191.3765 | 59.028 | 96.4909 | 346.9 | 11.5423 | 5.5988 | 76.69 | 127.46
2058 |  | 195.6251 | 60.3384 | 98.633 | 354.6 | 11.7985 | 5.723 | 78.39 | 130.29
2059 |  | 199.968 | 61.678 | 100.8227 | 362.47 | 12.0605 | 5.8501 | 80.13 | 133.18
2060 |  | 204.4073 | 63.0472 | 103.0609 | 370.52 | 12.3282 | 5.98 | 81.91 | 136.14
2061 |  | 208.9451 | 64.4469 | 105.3489 | 378.74 | 12.6019 | 6.1127 | 83.73 | 139.16
2062 |  | 213.5837 | 65.8776 | 107.6876 | 387.15 | 12.8816 | 6.2484 | 85.59 | 142.25
2063 |  | 218.3253 | 67.3401 | 110.0783 | 395.74 | 13.1676 | 6.3871 | 87.49 | 145.41
2064 |  | 223.1721 | 68.835 | 112.522 | 404.53 | 13.4599 | 6.5289 | 89.43 | 148.63
2065 |  | 228.1265 | 70.3631 | 115.02 | 413.51 | 13.7587 | 6.6739 | 91.41 | 151.93
2066 |  | 233.1909 | 71.9252 | 117.5735 | 422.69 | 14.0642 | 6.822 | 93.44 | 155.3
2067 |  | 238.3677 | 73.5219 | 120.1836 | 432.07 | 14.3764 | 6.9735 | 95.52 | 158.75
2068 |  | 243.6595 | 75.1541 | 122.8517 | 441.67 | 14.6956 | 7.1283 | 97.64 | 162.28
2069 |  | 249.0687 | 76.8225 | 125.579 | 451.47 | 15.0218 | 7.2866 | 99.81 | 165.88
2070 |  | 254.5981 | 78.528 | 128.3668 | 461.49 | 15.3553 | 7.4483 | 102.02 | 169.56
2071 |  | 260.2501 | 80.2713 | 131.2166 | 471.74 | 15.6962 | 7.6137 | 104.29 | 173.33
2072 |  | 266.0277 | 82.0534 | 134.1296 | 482.21 | 16.0446 | 7.7827 | 106.6 | 177.17
2073 |  | 271.9335 | 83.8749 | 137.1073 | 492.92 | 16.4008 | 7.9555 | 108.97 | 181.11
2074 |  | 277.9704 | 85.737 | 140.151 | 503.86 | 16.7649 | 8.1321 | 111.39 | 185.13
2075 |  | 284.1414 | 87.6403 | 143.2624 | 515.04 | 17.1371 | 8.3126 | 113.86 | 189.24
2076 |  | 290.4493 | 89.5859 | 146.4428 | 526.48 | 17.5176 | 8.4971 | 116.39 | 193.44
2077 |  | 296.8973 | 91.5747 | 149.6939 | 538.17 | 17.9064 | 8.6858 | 118.97 | 197.73
2078 |  | 303.4884 | 93.6077 | 153.0171 | 550.11 | 18.304 | 8.8786 | 121.61 | 202.12
Nominal 40 year Levelized |  |  |  |  | 292.3913 |  |  | 64.6382 | 106.9404
Sources, Inputs and Assumptions
Source: (a)(d)(e)(g) |  | Plant Costs - 2025 IRP Update
| (a) | First year real levelized costs
| (b) | = (a) x 6.234% Real Payment Factor@ 00% ITC
| (f) | Gas Price Forecast (Sept 2024 MM)
| (h) | = (f) / (8.76 x 'Capacity Factor' ) + (g)
| Utah South - CCCT Dry "H", 2X1, DF, with SCR (GCC.PX.UTS._.DF_.H_2x1) | [8 empty] | CCCT Dry "H", 2X1, DF, with SCR
| Statistics |  |  | MW | Percent | Cap Cost | Fixed |  |  | GCC.PX.UTS._.DF_.H_2x1
| CCCT Dry "H", 2X1, DF, with SCR |  |  | 1058.901 | 100% | 1508.5524 | 47.7901
| Capacity Weighted |  |  | 1058.901 | 100% | 1509 | 47.79
| Statistics |  |  | MW | CF | aMW | Percent | Variable | Heat Rate
| CCCT Dry "H", 2X1, DF, with SCR |  |  | 1058.901 | 78% | 825.9428 | 100% | 2.773 | 6158.732
| 0 |  |  | 0 | 0% | 0 | 0% | 0 | 0
| Energy Weighted |  |  | 1058.901 | 78% | 825.9428 | 100% | 2.77 | 6159
Rounded
| CCCT |  | Plant Costs - 2025 IRP Update
| 1058.901 |  | MW Plant Capacity
2025 $ | 1508.5524 |  | Plant capacity cost - in $/kW
2025 $ | 11.886 |  | Demolition Cost - in $/kW
2025 $ | 38.4109 |  | Fixed O&M & Capitalized O&M ($/kW-Yr)
| 6158.732 |  | Max Load Heat Rate on Gas (Btu/kw)
| 156515.6994 |  | Gas Fired Conversion Load (MMBtu/d)
| 0.17385 |  | Fixed Demand Transportation Charge (Tariff) ($/mmBtu-day)
| 0.00267 |  | Transportation Commodity / Usage Charge ($/MMBtu)
| 0.0015 |  | ACA Charge ($/MMBtu)
| 0.00417 |  | Total Variable Charges ($/MMBtu)
| 9931742.8321 |  | Fixed Transport Charge $/Year
| 9.3793 |  | Fixed Pipeline in $/kW
| 47.7901 |  | Fixed O&M including Fixed Pipeline & Capitalized O&M ($/kW-Yr)
2025 $ | 2.773 |  | Variable O&M Costs & Capitalized Variable O&M ($/MWh)
| 6158.732 |  | Heat Rate in btu/kWh
| 0% |  | Assumed ITC
| 6.234% |  | Real Payment Factor@ 00% ITC
| 78% |  | Capacity Factor
|  | 78% | Energy Weighted Capacity Factor
2025 $ |  |  | Network Upgrade ($/kw-yr)
|  | 5.7167 | Fuel Cost ($/mmBtu )
|  | 35.2075 | Fuel Cost ($/MWH)
|  | 2.5% | EFOR %
2028 $ |  | 19.1158 | Network Upgrade ($/kw-yr)
2036 $ |  | 14.4359 | Network Upgrade ($/kw-yr)

## GCC.PX.UTS.2038 (hidden)
Table 3
2025 IRP Update - Utah South - CCCT Dry "H", 2X1, DF, with SCR | [9 empty] | GCC.PX.UTS._.DF_.H_2x1
Year | Estimated Capital Cost | First Year Fixed Capital Cost at Real Levelized Rate | Network Upgrade | Fixed O&M + Pipeline | Total Resource Fixed Costs | Fuel Cost | Variable O&M | Total Resource Energy Cost | Total Resource Costs
| $/kW | $/kW-yr | $/kW-yr | $/kW-yr | $/kW-yr | $/MMBtu | $/MWh | $/MWh | $/MWh
| (a) | (b) | (c) | (d) | (e) | (f) | (g) | (h) | (i)
Utah South - CCCT Dry "H", 2X1, DF, with SCR (GCC.PX.UTS._.DF_.H_2x1)
2025 | 1520.4384 |  |  | 47.7901 |  | 5.7167 | 2.773
2026 | 1554.1921 |  |  | 48.8511 |  | 5.8436 | 2.8345
2027 | 1588.6952 |  |  | 49.9356 |  | 5.9733 | 2.8974
2028 | 1623.9642 |  | 19.1158 | 51.0442 |  | 6.1059 | 2.9618
2029 | 1660.0162 |  | 19.5401 | 52.1773 |  | 6.2415 | 3.0275
2030 | 1696.8686 |  | 19.9739 | 53.3357 |  | 6.38 | 3.0947
2031 | 1734.5391 |  | 20.4174 | 54.5197 |  | 6.5217 | 3.1634
2032 | 1773.0458 |  | 20.8706 | 55.7301 |  | 6.6665 | 3.2337
2033 | 1812.4074 |  | 21.3339 | 56.9673 |  | 6.8144 | 3.3054
2034 | 1852.6429 |  | 21.8076 | 58.2319 |  | 6.9657 | 3.3788
2035 | 1893.7716 |  | 22.2917 | 59.5247 |  | 7.1204 | 3.4538
2036 | 1935.8133 |  | 37.2224 | 60.8461 |  | 7.2784 | 3.5305
2037 | 1978.7884 |  | 38.0488 | 62.1969 |  | 7.44 | 3.6089
2038 | 2022.7175 | 126.1 | 38.8935 | 63.5777 | 228.57 | 7.6052 | 3.689 | 50.53 | 83.98
2039 |  | 128.8994 | 39.7569 | 64.9891 | 233.65 | 7.774 | 3.7709 | 51.65 | 85.85
2040 |  | 131.761 | 40.6395 | 66.4319 | 238.83 | 7.9466 | 3.8546 | 52.8 | 87.75
2041 |  | 134.6861 | 41.5417 | 67.9067 | 244.13 | 8.123 | 3.9402 | 53.97 | 89.7
2042 |  | 137.6761 | 42.4639 | 69.4142 | 249.55 | 8.3034 | 4.0277 | 55.17 | 91.69
2043 |  | 140.7325 | 43.4066 | 70.9552 | 255.09 | 8.4877 | 4.1171 | 56.39 | 93.72
2044 |  | 143.8568 | 44.3702 | 72.5304 | 260.76 | 8.6761 | 4.2085 | 57.64 | 95.8
2045 |  | 147.0504 | 45.3553 | 74.1406 | 266.55 | 8.8687 | 4.3019 | 58.92 | 97.93
2046 |  | 150.3149 | 46.3621 | 75.7865 | 272.46 | 9.0656 | 4.3974 | 60.23 | 100.11
2047 |  | 153.6519 | 47.3914 | 77.4689 | 278.51 | 9.2669 | 4.495 | 61.57 | 102.33
2048 |  | 157.063 | 48.4435 | 79.1888 | 284.7 | 9.4726 | 4.5948 | 62.94 | 104.61
2049 |  | 160.5498 | 49.5189 | 80.9468 | 291.02 | 9.6829 | 4.6968 | 64.33 | 106.92
2050 |  | 164.114 | 50.6182 | 82.7438 | 297.48 | 9.8978 | 4.8011 | 65.76 | 109.3
2051 |  | 167.7573 | 51.742 | 84.5807 | 304.08 | 10.1176 | 4.9077 | 67.22 | 111.72
2052 |  | 171.4815 | 52.8906 | 86.4584 | 310.83 | 10.3422 | 5.0166 | 68.71 | 114.2
2053 |  | 175.2884 | 54.0648 | 88.3777 | 317.73 | 10.5718 | 5.128 | 70.24 | 116.74
2054 |  | 179.1798 | 55.265 | 90.3397 | 324.78 | 10.8065 | 5.2418 | 71.8 | 119.33
2055 |  | 183.1576 | 56.4919 | 92.3453 | 331.99 | 11.0464 | 5.3582 | 73.39 | 121.98
2056 |  | 187.2237 | 57.7461 | 94.3953 | 339.37 | 11.2916 | 5.4772 | 75.02 | 124.69
2057 |  | 191.3801 | 59.028 | 96.4909 | 346.9 | 11.5423 | 5.5988 | 76.69 | 127.46
2058 |  | 195.6287 | 60.3384 | 98.633 | 354.6 | 11.7985 | 5.723 | 78.39 | 130.29
2059 |  | 199.9717 | 61.678 | 100.8227 | 362.47 | 12.0605 | 5.8501 | 80.13 | 133.18
2060 |  | 204.4111 | 63.0472 | 103.0609 | 370.52 | 12.3282 | 5.98 | 81.91 | 136.14
2061 |  | 208.949 | 64.4469 | 105.3489 | 378.74 | 12.6019 | 6.1127 | 83.73 | 139.16
2062 |  | 213.5876 | 65.8776 | 107.6876 | 387.15 | 12.8816 | 6.2484 | 85.59 | 142.25
2063 |  | 218.3293 | 67.3401 | 110.0783 | 395.75 | 13.1676 | 6.3871 | 87.49 | 145.41
2064 |  | 223.1762 | 68.835 | 112.522 | 404.53 | 13.4599 | 6.5289 | 89.43 | 148.63
2065 |  | 228.1307 | 70.3631 | 115.02 | 413.51 | 13.7587 | 6.6739 | 91.41 | 151.93
2066 |  | 233.1952 | 71.9252 | 117.5735 | 422.69 | 14.0642 | 6.822 | 93.44 | 155.3
2067 |  | 238.3721 | 73.5219 | 120.1836 | 432.08 | 14.3764 | 6.9735 | 95.52 | 158.76
2068 |  | 243.664 | 75.1541 | 122.8517 | 441.67 | 14.6956 | 7.1283 | 97.64 | 162.28
2069 |  | 249.0733 | 76.8225 | 125.579 | 451.47 | 15.0218 | 7.2866 | 99.81 | 165.88
2070 |  | 254.6028 | 78.528 | 128.3668 | 461.5 | 15.3553 | 7.4483 | 102.02 | 169.56
2071 |  | 260.255 | 80.2713 | 131.2166 | 471.74 | 15.6962 | 7.6137 | 104.29 | 173.33
2072 |  | 266.0326 | 82.0534 | 134.1296 | 482.22 | 16.0446 | 7.7827 | 106.6 | 177.17
2073 |  | 271.9385 | 83.8749 | 137.1073 | 492.92 | 16.4008 | 7.9555 | 108.97 | 181.11
2074 |  | 277.9756 | 85.737 | 140.151 | 503.86 | 16.7649 | 8.1321 | 111.39 | 185.13
2075 |  | 284.1466 | 87.6403 | 143.2624 | 515.05 | 17.1371 | 8.3126 | 113.86 | 189.24
2076 |  | 290.4547 | 89.5859 | 146.4428 | 526.48 | 17.5176 | 8.4971 | 116.39 | 193.44
2077 |  | 296.9028 | 91.5747 | 149.6939 | 538.17 | 17.9064 | 8.6858 | 118.97 | 197.73
2078 |  | 303.494 | 93.6077 | 153.0171 | 550.12 | 18.304 | 8.8786 | 121.61 | 202.12
Nominal 40 year Levelized |  |  |  |  | 305.521 |  |  | 67.54 | 112.2537
Sources, Inputs and Assumptions
Source: (a)(d)(e)(g) |  | Plant Costs - 2025 IRP Update
| (a) | First year real levelized costs
| (b) | = (a) x 6.234% Real Payment Factor@ 00% ITC
| (f) | Gas Price Forecast (Sept 2024 MM)
| (h) | = (f) / (8.76 x 'Capacity Factor' ) + (g)
| Utah South - CCCT Dry "H", 2X1, DF, with SCR (GCC.PX.UTS._.DF_.H_2x1) | [8 empty] | CCCT Dry "H", 2X1, DF, with SCR
| Statistics |  |  | MW | Percent | Cap Cost | Fixed |  |  | GCC.PX.UTS._.DF_.H_2x1
| CCCT Dry "H", 2X1, DF, with SCR |  |  | 1058.901 | 100% | 1508.5524 | 47.7901
| Capacity Weighted |  |  | 1058.901 | 100% | 1509 | 47.79
| Statistics |  |  | MW | CF | aMW | Percent | Variable | Heat Rate
| CCCT Dry "H", 2X1, DF, with SCR |  |  | 1058.901 | 78% | 825.9428 | 100% | 2.773 | 6158.732
| 0 |  |  | 0 | 0% | 0 | 0% | 0 | 0
| Energy Weighted |  |  | 1058.901 | 78% | 825.9428 | 100% | 2.77 | 6159
Rounded
| CCCT |  | Plant Costs - 2025 IRP Update
| 1058.901 |  | MW Plant Capacity
2025 $ | 1508.5524 |  | Plant capacity cost - in $/kW
2025 $ | 11.886 |  | Demolition Cost - in $/kW
2025 $ | 38.4109 |  | Fixed O&M & Capitalized O&M ($/kW-Yr)
| 6158.732 |  | Max Load Heat Rate on Gas (Btu/kw)
| 156515.6994 |  | Gas Fired Conversion Load (MMBtu/d)
| 0.17385 |  | Fixed Demand Transportation Charge (Tariff) ($/mmBtu-day)
| 0.00267 |  | Transportation Commodity / Usage Charge ($/MMBtu)
| 0.0015 |  | ACA Charge ($/MMBtu)
| 0.00417 |  | Total Variable Charges ($/MMBtu)
| 9931742.8321 |  | Fixed Transport Charge $/Year
| 9.3793 |  | Fixed Pipeline in $/kW
| 47.7901 |  | Fixed O&M including Fixed Pipeline & Capitalized O&M ($/kW-Yr)
2025 $ | 2.773 |  | Variable O&M Costs & Capitalized Variable O&M ($/MWh)
| 6158.732 |  | Heat Rate in btu/kWh
| 0% |  | Assumed ITC
| 6.234% |  | Real Payment Factor@ 00% ITC
| 78% |  | Capacity Factor
|  | 78% | Energy Weighted Capacity Factor
2025 $ |  |  | Network Upgrade ($/kw-yr)
|  | 5.7167 | Fuel Cost ($/mmBtu )
|  | 35.2075 | Fuel Cost ($/MWH)
|  | 2.5% | EFOR %
2028 $ |  | 19.1158 | Network Upgrade ($/kw-yr)
2036 $ |  | 14.4359 | Network Upgrade ($/kw-yr)

## GSC.PX.BDG.2038 (hidden)
Table 3
2025 IRP Update - Utah South - CCCT Dry "H", 2X1, DF, with SCR | [9 empty] | GSC.PX.BDG._.___.Frame
Year | Estimated Capital Cost | First Year Fixed Capital Cost at Real Levelized Rate | Network Upgrade | Fixed O&M + Pipeline | Total Resource Fixed Costs | Fuel Cost | Variable O&M | Total Resource Energy Cost | Total Resource Costs
| $/kW | $/kW-yr | $/kW-yr | $/kW-yr | $/kW-yr | $/MMBtu | $/MWh | $/MWh | $/MWh
| (a) | (b) | (c) | (d) | (e) | (f) | (g) | (h) | (i)
Wyoming East-Brownfield - SCCT Frame "F" x1, with SCR (GSC.PX.BDG._.___.Frame)
2025 | 1207.6438 |  |  | 56.2839 |  | 5.6148 | 8.4901
2026 | 1234.4535 |  |  | 57.5334 |  | 5.7394 | 8.6786
2027 | 1261.8583 |  |  | 58.8107 |  | 5.8668 | 8.8713
2028 | 1289.8716 |  | 0 | 60.1163 |  | 5.9971 | 9.0682
2029 | 1318.5067 |  | 0 | 61.4509 |  | 6.1302 | 9.2696
2030 | 1347.7776 |  | 0 | 62.8151 |  | 6.2663 | 9.4753
2031 | 1377.6982 |  | 0 | 64.2096 |  | 6.4054 | 9.6857
2032 | 1408.2831 |  | 0 | 65.635 |  | 6.5476 | 9.9007
2033 | 1439.547 |  | 0 | 67.0921 |  | 6.6929 | 10.1205
2034 | 1471.505 |  | 0 | 68.5816 |  | 6.8415 | 10.3452
2035 | 1504.1724 |  | 0 | 70.1041 |  | 6.9934 | 10.5748
2036 | 1537.565 |  | 0 | 71.6604 |  | 7.1487 | 10.8096
2037 | 1571.6989 |  | 0 | 73.2512 |  | 7.3074 | 11.0496
2038 | 1606.5907 | 98 | 0 | 74.8774 | 172.88 | 7.4696 | 11.2949 | 83 | 142.8
2039 |  | 100.1756 | 0 | 76.5397 | 176.72 | 7.6354 | 11.5456 | 84.85 | 145.98
2040 |  | 102.3995 | 0 | 78.2389 | 180.64 | 7.8049 | 11.8019 | 86.73 | 149.22
2041 |  | 104.6728 | 0 | 79.9758 | 184.65 | 7.9782 | 12.0639 | 88.65 | 152.53
2042 |  | 106.9965 | 0 | 81.7513 | 188.75 | 8.1553 | 12.3318 | 90.62 | 155.91
2043 |  | 109.3718 | 0 | 83.5661 | 192.94 | 8.3364 | 12.6055 | 92.63 | 159.37
2044 |  | 111.7999 | 0 | 85.4213 | 197.22 | 8.5214 | 12.8854 | 94.69 | 162.91
2045 |  | 114.2818 | 0 | 87.3177 | 201.6 | 8.7106 | 13.1714 | 96.79 | 166.53
2046 |  | 116.8189 | 0 | 89.2561 | 206.07 | 8.904 | 13.4638 | 98.94 | 170.22
2047 |  | 119.4123 | 0 | 91.2376 | 210.65 | 9.1016 | 13.7627 | 101.14 | 174.01
2048 |  | 122.0632 | 0 | 93.2631 | 215.33 | 9.3037 | 14.0683 | 103.38 | 177.87
2049 |  | 124.773 | 0 | 95.3335 | 220.11 | 9.5102 | 14.3806 | 105.68 | 181.82
2050 |  | 127.543 | 0 | 97.4499 | 224.99 | 9.7214 | 14.6998 | 108.02 | 185.85
2051 |  | 130.3744 | 0 | 99.6133 | 229.99 | 9.9372 | 15.0262 | 110.42 | 189.98
2052 |  | 133.2688 | 0 | 101.8247 | 235.09 | 10.1578 | 15.3597 | 112.87 | 194.19
2053 |  | 136.2273 | 0 | 104.0852 | 240.31 | 10.3833 | 15.7007 | 115.38 | 198.51
2054 |  | 139.2516 | 0 | 106.3959 | 245.65 | 10.6138 | 16.0493 | 117.94 | 202.92
2055 |  | 142.343 | 0 | 108.7579 | 251.1 | 10.8494 | 16.4056 | 120.56 | 207.42
2056 |  | 145.503 | 0 | 111.1723 | 256.68 | 11.0903 | 16.7698 | 123.24 | 212.03
2057 |  | 148.7331 | 0 | 113.6403 | 262.37 | 11.3365 | 17.1421 | 125.97 | 216.73
2058 |  | 152.035 | 0 | 116.1632 | 268.2 | 11.5882 | 17.5226 | 128.77 | 221.55
2059 |  | 155.4102 | 0 | 118.742 | 274.15 | 11.8454 | 17.9116 | 131.63 | 226.47
2060 |  | 158.8603 | 0 | 121.3781 | 280.24 | 12.1084 | 18.3093 | 134.55 | 231.49
2061 |  | 162.387 | 0 | 124.0727 | 286.46 | 12.3772 | 18.7157 | 137.54 | 236.63
2062 |  | 165.992 | 0 | 126.8271 | 292.82 | 12.652 | 19.1312 | 140.59 | 241.88
2063 |  | 169.677 | 0 | 129.6426 | 299.32 | 12.9328 | 19.5559 | 143.71 | 247.25
2064 |  | 173.4438 | 0 | 132.5207 | 305.96 | 13.2199 | 19.9901 | 146.9 | 252.74
2065 |  | 177.2943 | 0 | 135.4627 | 312.76 | 13.5134 | 20.4339 | 150.16 | 258.35
2066 |  | 181.2302 | 0 | 138.4699 | 319.7 | 13.8134 | 20.8875 | 153.5 | 264.09
2067 |  | 185.2535 | 0 | 141.544 | 326.8 | 14.1201 | 21.3512 | 156.9 | 269.95
2068 |  | 189.3662 | 0 | 144.6862 | 334.05 | 14.4336 | 21.8252 | 160.39 | 275.95
2069 |  | 193.5701 | 0 | 147.8983 | 341.47 | 14.754 | 22.3097 | 163.95 | 282.07
2070 |  | 197.8673 | 0 | 151.1816 | 349.05 | 15.0815 | 22.805 | 167.59 | 288.34
2071 |  | 202.26 | 0 | 154.5378 | 356.8 | 15.4163 | 23.3113 | 171.31 | 294.74
2072 |  | 206.7502 | 0 | 157.9686 | 364.72 | 15.7586 | 23.8288 | 175.11 | 301.28
2073 |  | 211.34 | 0 | 161.4755 | 372.82 | 16.1084 | 24.3578 | 179 | 307.97
2074 |  | 216.0318 | 0 | 165.0602 | 381.09 | 16.466 | 24.8985 | 182.97 | 314.8
2075 |  | 220.8277 | 0 | 168.7246 | 389.55 | 16.8316 | 25.4513 | 187.03 | 321.79
2076 |  | 225.7301 | 0 | 172.4703 | 398.2 | 17.2052 | 26.0163 | 191.19 | 328.94
2077 |  | 230.7413 | 0 | 176.2991 | 407.04 | 17.5872 | 26.5938 | 195.43 | 336.24
2078 |  | 235.8637 | 0 | 180.2129 | 416.08 | 17.9776 | 27.1842 | 199.77 | 343.7
Nominal 40 year Levelized |  |  |  |  | 231.0789 |  |  | 110.9455 | 190.8811
Sources, Inputs and Assumptions
Source: (a)(d)(e)(g) |  | Plant Costs - 2025 IRP Update
| (a) | First year real levelized costs
| (b) | = (a) x 6.100% Real Payment Factor@ 00% ITC
| (f) | Gas Price Forecast (Sept 2024 MM)
| (h) | = (f) / (8.76 x 'Capacity Factor' ) + (g)
Wyoming East-Brownfield - SCCT Frame "F" x1, with SCR (GSC.PX.BDG._.___.Frame)
| Statistics |  |  | MW | Percent | Cap Cost | Fixed
| GSC.PX.BDG._.___.Frame |  |  | 191.759 | 100% | 1195.5137 | 56.2839
| Capacity Weighted |  |  | 191.759 | 100% | 1196 | 56.28
| Statistics |  |  | MW | CF | aMW | Percent | Variable | Heat Rate
| GSC.PX.BDG._.___.Frame |  |  | 191.759 | 33% | 63.2805 | 100% | 8.4901 | 9600.396
| 0 |  |  | 0 | 0% | 0 | 0% | 0 | 0
| Energy Weighted |  |  | 191.759 | 33% | 63.2805 | 100% | 8.49 | 9600
Rounded
| SCCT |  | Plant Costs - 2025 IRP Update
| 191.759 |  | MW Plant Capacity
2025 $ | 1195.5137 |  | Plant capacity cost - in $/kW
2025 $ | 12.13 |  | Demolition Cost - in $/kW
2025 $ | 30.4848 |  | Fixed O&M & Capitalized O&M ($/kW-Yr)
| 9600.396 |  | Max Load Heat Rate on Gas (Btu/kw)
| 44183.0961 |  | Gas Fired Conversion Load (MMBtu/d)
| 0.30677 |  | Fixed Demand Transportation Charge (Tariff) ($/mmBtu-day)
| 0.0057 |  | Transportation Commodity / Usage Charge ($/MMBtu)
| 0.0015 |  | ACA Charge ($/MMBtu)
| 0.0072 |  | Total Variable Charges ($/MMBtu)
| 4947216.6143 |  | Fixed Transport Charge $/Year
| 25.7991 |  | Fixed Pipeline in $/kW
| 56.2839 |  | Fixed O&M including Fixed Pipeline & Capitalized O&M ($/kW-Yr)
2025 $ | 8.4901 |  | Variable O&M Costs & Capitalized Variable O&M ($/MWh)
| 9600.396 |  | Heat Rate in btu/kWh
| 0% |  | Assumed ITC
| 6.1% |  | Real Payment Factor@ 00% ITC
| 33% |  | Capacity Factor
|  | 33% | Energy Weighted Capacity Factor
2025 $ |  |  | Network Upgrade ($/kw-yr)
|  | 5.6148 | Fuel Cost ($/mmBtu )
|  | 53.9038 | Fuel Cost ($/MWH)
|  | 2.7% | EFOR %
Network Upgrade ($/kw-yr)
Network Upgrade ($/kw-yr)

## 2025 IRPUpdt Assumptions (hidden)
Collection | Parent Object | Child Object | Property | Value | Data File | Units | Band | Date From | Date To | Timeslice | Action | Expression | Scenario | Memo | Category
Generators | System | GCC.PX.DJW._.DF_.H_2x1 | Build Cost | 1357.697 |  | $/kW | 1 |  |  |  | × | Inflation | 25 IRP Update SSR | H:\2025 IRP Update\03. Assumptions\12. New Resources (SSR)\[RESD SSR Database 2025 v9 20250219 Modifiers Expanded Table 2 2025 IRP Update Draft.xlsx]Build Cost | New Gas
Generators | System | GCC.PX.UTS._.DF_.H_2x1 | Build Cost | 1508.552 |  | $/kW | 1 |  |  |  | × | Inflation | 25 IRP Update SSR | H:\2025 IRP Update\03. Assumptions\12. New Resources (SSR)\[RESD SSR Database 2025 v9 20250219 Modifiers Expanded Table 2 2025 IRP Update Draft.xlsx]Build Cost | New Gas
Generators | System | GCC.PX.WYE._.DF_.H_2x1 | Build Cost | 1508.552 |  | $/kW | 1 |  |  |  | × | Inflation | 25 IRP Update SSR | H:\2025 IRP Update\03. Assumptions\12. New Resources (SSR)\[RESD SSR Database 2025 v9 20250219 Modifiers Expanded Table 2 2025 IRP Update Draft.xlsx]Build Cost | New Gas
Generators | System | GSC.PX.BDG._.___.Frame | Build Cost | 1195.514 |  | $/kW | 1 |  |  |  | × | Inflation | 25 IRP Update SSR | H:\2025 IRP Update\03. Assumptions\12. New Resources (SSR)\[RESD SSR Database 2025 v9 20250219 Modifiers Expanded Table 2 2025 IRP Update Draft.xlsx]Build Cost | New Gas
Generators | System | GSC.PX.WYE._.___.Frame | Build Cost | 1328.349 |  | $/kW | 1 |  |  |  | × | Inflation | 25 IRP Update SSR | H:\2025 IRP Update\03. Assumptions\12. New Resources (SSR)\[RESD SSR Database 2025 v9 20250219 Modifiers Expanded Table 2 2025 IRP Update Draft.xlsx]Build Cost | New Gas
Generators | System | PV_.PX.BOR._.PTC.Utility_Scale | Build Cost | 1399.38 |  | $/kW | 1 |  |  |  | × | IRPPVESC | 25 IRP Update SSR | H:\2025 IRP Update\03. Assumptions\12. New Resources (SSR)\[RESD SSR Database 2025 v9 20250219 Modifiers Expanded Table 2 2025 IRP Update Draft.xlsx]Build Cost | New Solar
Generators | System | PV_.PX.COR._.NTC.Small_Scale | Build Cost | 1954.522 |  | $/kW | 1 |  |  |  | × | IRPPV_NTC_ESC_Small | 25 IRP Update SSR | H:\2025 IRP Update\03. Assumptions\12. New Resources (SSR)\[RESD SSR Database 2025 v9 20250219 Modifiers Expanded Table 2 2025 IRP Update Draft.xlsx]Build Cost | New Solar
Generators | System | PV_.PX.COR._.NTC.Utility_Scale | Build Cost | 1468.657 |  | $/kW | 1 |  |  |  | × | IRPPV_NTC_ESC | 25 IRP Update SSR | H:\2025 IRP Update\03. Assumptions\12. New Resources (SSR)\[RESD SSR Database 2025 v9 20250219 Modifiers Expanded Table 2 2025 IRP Update Draft.xlsx]Build Cost | New Solar
Generators | System | PV_.PX.COR._.PTC.Small_Scale | Build Cost | 1954.522 |  | $/kW | 1 |  |  |  | × | IRPPVESC_Small | 25 IRP Update SSR | H:\2025 IRP Update\03. Assumptions\12. New Resources (SSR)\[RESD SSR Database 2025 v9 20250219 Modifiers Expanded Table 2 2025 IRP Update Draft.xlsx]Build Cost | New Solar
Generators | System | PV_.PX.COR._.PTC.Utility_Scale | Build Cost | 1468.657 |  | $/kW | 1 |  |  |  | × | IRPPVESC | 25 IRP Update SSR | H:\2025 IRP Update\03. Assumptions\12. New Resources (SSR)\[RESD SSR Database 2025 v9 20250219 Modifiers Expanded Table 2 2025 IRP Update Draft.xlsx]Build Cost | New Solar
Generators | System | PV_.PX.GOE._.PTC.Utility_Scale | Build Cost | 1399.38 |  | $/kW | 1 |  |  |  | × | IRPPVESC | 25 IRP Update SSR | H:\2025 IRP Update\03. Assumptions\12. New Resources (SSR)\[RESD SSR Database 2025 v9 20250219 Modifiers Expanded Table 2 2025 IRP Update Draft.xlsx]Build Cost | New Solar
Generators | System | PV_.PX.NUT._.NTC.Utility_Scale | Build Cost | 1399.38 |  | $/kW | 1 |  |  |  | × | IRPPV_NTC_ESC | 25 IRP Update SSR | H:\2025 IRP Update\03. Assumptions\12. New Resources (SSR)\[RESD SSR Database 2025 v9 20250219 Modifiers Expanded Table 2 2025 IRP Update Draft.xlsx]Build Cost | New Solar
Generators | System | PV_.PX.NUT._.PTC.Utility_Scale | Build Cost | 1399.38 |  | $/kW | 1 |  |  |  | × | IRPPVESC | 25 IRP Update SSR | H:\2025 IRP Update\03. Assumptions\12. New Resources (SSR)\[RESD SSR Database 2025 v9 20250219 Modifiers Expanded Table 2 2025 IRP Update Draft.xlsx]Build Cost | New Solar
Generators | System | PV_.PX.SOR._.PTC.Utility_Scale | Build Cost | 1537.933 |  | $/kW | 1 |  |  |  | × | IRPPVESC | 25 IRP Update SSR | H:\2025 IRP Update\03. Assumptions\12. New Resources (SSR)\[RESD SSR Database 2025 v9 20250219 Modifiers Expanded Table 2 2025 IRP Update Draft.xlsx]Build Cost | New Solar
Generators | System | PV_.PX.SUM._.NTC.Utility_Scale | Build Cost | 1468.657 |  | $/kW | 1 |  |  |  | × | IRPPV_NTC_ESC | 25 IRP Update SSR | H:\2025 IRP Update\03. Assumptions\12. New Resources (SSR)\[RESD SSR Database 2025 v9 20250219 Modifiers Expanded Table 2 2025 IRP Update Draft.xlsx]Build Cost | New Solar
Generators | System | PV_.PX.SUM._.PTC.Utility_Scale | Build Cost | 1468.657 |  | $/kW | 1 |  |  |  | × | IRPPVESC | 25 IRP Update SSR | H:\2025 IRP Update\03. Assumptions\12. New Resources (SSR)\[RESD SSR Database 2025 v9 20250219 Modifiers Expanded Table 2 2025 IRP Update Draft.xlsx]Build Cost | New Solar
Generators | System | PV_.PX.UTS._.NTC.Utility_Scale | Build Cost | 1385.525 |  | $/kW | 1 |  |  |  | × | IRPPV_NTC_ESC | 25 IRP Update SSR | H:\2025 IRP Update\03. Assumptions\12. New Resources (SSR)\[RESD SSR Database 2025 v9 20250219 Modifiers Expanded Table 2 2025 IRP Update Draft.xlsx]Build Cost | New Solar
Generators | System | PV_.PX.UTS._.PTC.Utility_Scale | Build Cost | 1385.525 |  | $/kW | 1 |  |  |  | × | IRPPVESC | 25 IRP Update SSR | H:\2025 IRP Update\03. Assumptions\12. New Resources (SSR)\[RESD SSR Database 2025 v9 20250219 Modifiers Expanded Table 2 2025 IRP Update Draft.xlsx]Build Cost | New Solar
Generators | System | PV_.PX.WWA._.NTC.Utility_Scale | Build Cost | 1413.236 |  | $/kW | 1 |  |  |  | × | IRPPV_NTC_ESC | 25 IRP Update SSR | H:\2025 IRP Update\03. Assumptions\12. New Resources (SSR)\[RESD SSR Database 2025 v9 20250219 Modifiers Expanded Table 2 2025 IRP Update Draft.xlsx]Build Cost | New Solar
Generators | System | PV_.PX.WWA._.PTC.Utility_Scale | Build Cost | 1413.236 |  | $/kW | 1 |  |  |  | × | IRPPVESC | 25 IRP Update SSR | H:\2025 IRP Update\03. Assumptions\12. New Resources (SSR)\[RESD SSR Database 2025 v9 20250219 Modifiers Expanded Table 2 2025 IRP Update Draft.xlsx]Build Cost | New Solar
Generators | System | PV_.PX.WYN._.NTC.Small_Scale | Build Cost | 1843.889 |  | $/kW | 1 |  |  |  | × | IRPPV_NTC_ESC_Small | 25 IRP Update SSR | H:\2025 IRP Update\03. Assumptions\12. New Resources (SSR)\[RESD SSR Database 2025 v9 20250219 Modifiers Expanded Table 2 2025 IRP Update Draft.xlsx]Build Cost | New Solar
Generators | System | PV_.PX.WYN._.PTC.Small_Scale | Build Cost | 1843.889 |  | $/kW | 1 |  |  |  | × | IRPPVESC_Small | 25 IRP Update SSR | H:\2025 IRP Update\03. Assumptions\12. New Resources (SSR)\[RESD SSR Database 2025 v9 20250219 Modifiers Expanded Table 2 2025 IRP Update Draft.xlsx]Build Cost | New Solar
Generators | System | PV_.PX.YAK._.NTC.Utility_Scale | Build Cost | 1413.236 |  | $/kW | 1 |  |  |  | × | IRPPV_NTC_ESC | 25 IRP Update SSR | H:\2025 IRP Update\03. Assumptions\12. New Resources (SSR)\[RESD SSR Database 2025 v9 20250219 Modifiers Expanded Table 2 2025 IRP Update Draft.xlsx]Build Cost | New Solar
Generators | System | PV_.PX.YAK._.PTC.Utility_Scale | Build Cost | 1413.236 |  | $/kW | 1 |  |  |  | × | IRPPVESC | 25 IRP Update SSR | H:\2025 IRP Update\03. Assumptions\12. New Resources (SSR)\[RESD SSR Database 2025 v9 20250219 Modifiers Expanded Table 2 2025 IRP Update Draft.xlsx]Build Cost | New Solar
Generators | System | WD_.PX.BOR._.PTC.Utility_Scale | Build Cost | 1537.358 |  | $/kW | 1 |  |  |  | × | IRPWDESC | 25 IRP Update SSR | H:\2025 IRP Update\03. Assumptions\12. New Resources (SSR)\[RESD SSR Database 2025 v9 20250219 Modifiers Expanded Table 2 2025 IRP Update Draft.xlsx]Build Cost | New Wind
Generators | System | WD_.PX.COR._.NTC.Utility_Scale | Build Cost | 1673.008 |  | $/kW | 1 |  |  |  | × | IRPWD_NTC_ESC | 25 IRP Update SSR | H:\2025 IRP Update\03. Assumptions\12. New Resources (SSR)\[RESD SSR Database 2025 v9 20250219 Modifiers Expanded Table 2 2025 IRP Update Draft.xlsx]Build Cost | New Wind
Generators | System | WD_.PX.COR._.PTC.Utility_Scale | Build Cost | 1673.008 |  | $/kW | 1 |  |  |  | × | IRPWDESC | 25 IRP Update SSR | H:\2025 IRP Update\03. Assumptions\12. New Resources (SSR)\[RESD SSR Database 2025 v9 20250219 Modifiers Expanded Table 2 2025 IRP Update Draft.xlsx]Build Cost | New Wind
Generators | System | WD_.PX.GOE._.PTC.Utility_Scale | Build Cost | 1537.358 |  | $/kW | 1 |  |  |  | × | IRPWDESC | 25 IRP Update SSR | H:\2025 IRP Update\03. Assumptions\12. New Resources (SSR)\[RESD SSR Database 2025 v9 20250219 Modifiers Expanded Table 2 2025 IRP Update Draft.xlsx]Build Cost | New Wind
Generators | System | WD_.PX.SOR._.NTC.Utility_Scale | Build Cost | 1778.513 |  | $/kW | 1 |  |  |  | × | IRPWD_NTC_ESC | 25 IRP Update SSR | H:\2025 IRP Update\03. Assumptions\12. New Resources (SSR)\[RESD SSR Database 2025 v9 20250219 Modifiers Expanded Table 2 2025 IRP Update Draft.xlsx]Build Cost | New Wind
Generators | System | WD_.PX.SOR._.PTC.Utility_Scale | Build Cost | 1778.513 |  | $/kW | 1 |  |  |  | × | IRPWDESC | 25 IRP Update SSR | H:\2025 IRP Update\03. Assumptions\12. New Resources (SSR)\[RESD SSR Database 2025 v9 20250219 Modifiers Expanded Table 2 2025 IRP Update Draft.xlsx]Build Cost | New Wind
Generators | System | WD_.PX.SUM._.NTC.Utility_Scale | Build Cost | 1673.008 |  | $/kW | 1 |  |  |  | × | IRPWD_NTC_ESC | 25 IRP Update SSR | H:\2025 IRP Update\03. Assumptions\12. New Resources (SSR)\[RESD SSR Database 2025 v9 20250219 Modifiers Expanded Table 2 2025 IRP Update Draft.xlsx]Build Cost | New Wind
Generators | System | WD_.PX.SUM._.PTC.Utility_Scale | Build Cost | 1673.008 |  | $/kW | 1 |  |  |  | × | IRPWDESC | 25 IRP Update SSR | H:\2025 IRP Update\03. Assumptions\12. New Resources (SSR)\[RESD SSR Database 2025 v9 20250219 Modifiers Expanded Table 2 2025 IRP Update Draft.xlsx]Build Cost | New Wind
Generators | System | WD_.PX.UTS._.PTC.Utility_Scale | Build Cost | 1522.286 |  | $/kW | 1 |  |  |  | × | IRPWDESC | 25 IRP Update SSR | H:\2025 IRP Update\03. Assumptions\12. New Resources (SSR)\[RESD SSR Database 2025 v9 20250219 Modifiers Expanded Table 2 2025 IRP Update Draft.xlsx]Build Cost | New Wind
Generators | System | WD_.PX.WMV._.NTC.Utility_Scale | Build Cost | 1673.008 |  | $/kW | 1 |  |  |  | × | IRPWD_NTC_ESC | 25 IRP Update SSR | H:\2025 IRP Update\03. Assumptions\12. New Resources (SSR)\[RESD SSR Database 2025 v9 20250219 Modifiers Expanded Table 2 2025 IRP Update Draft.xlsx]Build Cost | New Wind
Generators | System | WD_.PX.WMV._.PTC.Utility_Scale | Build Cost | 1673.008 |  | $/kW | 1 |  |  |  | × | IRPWDESC | 25 IRP Update SSR | H:\2025 IRP Update\03. Assumptions\12. New Resources (SSR)\[RESD SSR Database 2025 v9 20250219 Modifiers Expanded Table 2 2025 IRP Update Draft.xlsx]Build Cost | New Wind
Generators | System | WD_.PX.WWA._.PTC.Utility_Scale | Build Cost | 1567.503 |  | $/kW | 1 |  |  |  | × | IRPWDESC | 25 IRP Update SSR | H:\2025 IRP Update\03. Assumptions\12. New Resources (SSR)\[RESD SSR Database 2025 v9 20250219 Modifiers Expanded Table 2 2025 IRP Update Draft.xlsx]Build Cost | New Wind
Generators | System | WD_.PX.WYE._.NTC.Utility_Scale | Build Cost | 1477.07 |  | $/kW | 1 |  |  |  | × | IRPWD_NTC_ESC | 25 IRP Update SSR | H:\2025 IRP Update\03. Assumptions\12. New Resources (SSR)\[RESD SSR Database 2025 v9 20250219 Modifiers Expanded Table 2 2025 IRP Update Draft.xlsx]Build Cost | New Wind
Generators | System | WD_.PX.WYE._.PTC.Utility_Scale | Build Cost | 1477.07 |  | $/kW | 1 |  |  |  | × | IRPWDESC | 25 IRP Update SSR | H:\2025 IRP Update\03. Assumptions\12. New Resources (SSR)\[RESD SSR Database 2025 v9 20250219 Modifiers Expanded Table 2 2025 IRP Update Draft.xlsx]Build Cost | New Wind
Generators | System | WD_.PX.WYN._.NTC.Small_Scale | Build Cost | 2917.666 |  | $/kW | 1 |  |  |  | × | IRPWD_NTC_ESC_Small | 25 IRP Update SSR | H:\2025 IRP Update\03. Assumptions\12. New Resources (SSR)\[RESD SSR Database 2025 v9 20250219 Modifiers Expanded Table 2 2025 IRP Update Draft.xlsx]Build Cost | New Wind
Generators | System | WD_.PX.WYN._.PTC.Small_Scale | Build Cost | 2917.666 |  | $/kW | 1 |  |  |  | × | IRPWDESC_Small | 25 IRP Update SSR | H:\2025 IRP Update\03. Assumptions\12. New Resources (SSR)\[RESD SSR Database 2025 v9 20250219 Modifiers Expanded Table 2 2025 IRP Update Draft.xlsx]Build Cost | New Wind
Generators | System | WD_.PX.YAK._.NTC.Utility_Scale | Build Cost | 1567.503 |  | $/kW | 1 |  |  |  | × | IRPWD_NTC_ESC | 25 IRP Update SSR | H:\2025 IRP Update\03. Assumptions\12. New Resources (SSR)\[RESD SSR Database 2025 v9 20250219 Modifiers Expanded Table 2 2025 IRP Update Draft.xlsx]Build Cost | New Wind
Generators | System | WD_.PX.YAK._.PTC.Utility_Scale | Build Cost | 1567.503 |  | $/kW | 1 |  |  |  | × | IRPWDESC | 25 IRP Update SSR | H:\2025 IRP Update\03. Assumptions\12. New Resources (SSR)\[RESD SSR Database 2025 v9 20250219 Modifiers Expanded Table 2 2025 IRP Update Draft.xlsx]Build Cost | New Wind
Collection | Parent Object | Child Object | Property | Value | Data File | Units | Band | Date From | Date To | Timeslice | Action | Expression | Scenario | Memo | Category
Generators | System | GCC.PX.DJW._.DF_.H_2x1 | FO&M Charge | 53.9819 |  | $/kW/yr | 1 |  |  |  | × | Inflation | 25 IRP Update SSR | H:\2025 IRP Update\03. Assumptions\12. New Resources (SSR)\[RESD SSR Database 2025 v9 20250219 Modifiers Expanded Table 2 2025 IRP Update Draft.xlsx]FOM | New Gas
Generators | System | GCC.PX.UTS._.DF_.H_2x1 | FO&M Charge | 46.8108 |  | $/kW/yr | 1 |  |  |  | × | Inflation | 25 IRP Update SSR | H:\2025 IRP Update\03. Assumptions\12. New Resources (SSR)\[RESD SSR Database 2025 v9 20250219 Modifiers Expanded Table 2 2025 IRP Update Draft.xlsx]FOM | New Gas
Generators | System | GCC.PX.WYE._.DF_.H_2x1 | FO&M Charge | 53.9819 |  | $/kW/yr | 1 |  |  |  | × | Inflation | 25 IRP Update SSR | H:\2025 IRP Update\03. Assumptions\12. New Resources (SSR)\[RESD SSR Database 2025 v9 20250219 Modifiers Expanded Table 2 2025 IRP Update Draft.xlsx]FOM | New Gas
Generators | System | GSC.PX.BDG._.___.Frame | FO&M Charge | 55.5067 |  | $/kW/yr | 1 |  |  |  | × | Inflation | 25 IRP Update SSR | H:\2025 IRP Update\03. Assumptions\12. New Resources (SSR)\[RESD SSR Database 2025 v9 20250219 Modifiers Expanded Table 2 2025 IRP Update Draft.xlsx]FOM | New Gas
Generators | System | GSC.PX.WYE._.___.Frame | FO&M Charge | 55.5067 |  | $/kW/yr | 1 |  |  |  | × | Inflation | 25 IRP Update SSR | H:\2025 IRP Update\03. Assumptions\12. New Resources (SSR)\[RESD SSR Database 2025 v9 20250219 Modifiers Expanded Table 2 2025 IRP Update Draft.xlsx]FOM | New Gas
Generators | System | PV_.PX.BOR._.PTC.Utility_Scale | FO&M Charge | 21.84 |  | $/kW/yr | 1 |  |  |  | × | Inflation | 25 IRP Update SSR | H:\2025 IRP Update\03. Assumptions\12. New Resources (SSR)\[RESD SSR Database 2025 v9 20250219 Modifiers Expanded Table 2 2025 IRP Update Draft.xlsx]FOM | New Solar
Generators | System | PV_.PX.COR._.NTC.Small_Scale | FO&M Charge | 18.998 |  | $/kW/yr | 1 |  |  |  | × | Inflation | 25 IRP Update SSR | H:\2025 IRP Update\03. Assumptions\12. New Resources (SSR)\[RESD SSR Database 2025 v9 20250219 Modifiers Expanded Table 2 2025 IRP Update Draft.xlsx]FOM | New Solar
Generators | System | PV_.PX.COR._.NTC.Utility_Scale | FO&M Charge | 21.84 |  | $/kW/yr | 1 |  |  |  | × | Inflation | 25 IRP Update SSR | H:\2025 IRP Update\03. Assumptions\12. New Resources (SSR)\[RESD SSR Database 2025 v9 20250219 Modifiers Expanded Table 2 2025 IRP Update Draft.xlsx]FOM | New Solar
Generators | System | PV_.PX.COR._.PTC.Small_Scale | FO&M Charge | 18.998 |  | $/kW/yr | 1 |  |  |  | × | Inflation | 25 IRP Update SSR | H:\2025 IRP Update\03. Assumptions\12. New Resources (SSR)\[RESD SSR Database 2025 v9 20250219 Modifiers Expanded Table 2 2025 IRP Update Draft.xlsx]FOM | New Solar
Generators | System | PV_.PX.COR._.PTC.Utility_Scale | FO&M Charge | 21.84 |  | $/kW/yr | 1 |  |  |  | × | Inflation | 25 IRP Update SSR | H:\2025 IRP Update\03. Assumptions\12. New Resources (SSR)\[RESD SSR Database 2025 v9 20250219 Modifiers Expanded Table 2 2025 IRP Update Draft.xlsx]FOM | New Solar
Generators | System | PV_.PX.GOE._.PTC.Utility_Scale | FO&M Charge | 21.84 |  | $/kW/yr | 1 |  |  |  | × | Inflation | 25 IRP Update SSR | H:\2025 IRP Update\03. Assumptions\12. New Resources (SSR)\[RESD SSR Database 2025 v9 20250219 Modifiers Expanded Table 2 2025 IRP Update Draft.xlsx]FOM | New Solar
Generators | System | PV_.PX.NUT._.NTC.Utility_Scale | FO&M Charge | 21.84 |  | $/kW/yr | 1 |  |  |  | × | Inflation | 25 IRP Update SSR | H:\2025 IRP Update\03. Assumptions\12. New Resources (SSR)\[RESD SSR Database 2025 v9 20250219 Modifiers Expanded Table 2 2025 IRP Update Draft.xlsx]FOM | New Solar
Generators | System | PV_.PX.NUT._.PTC.Utility_Scale | FO&M Charge | 21.84 |  | $/kW/yr | 1 |  |  |  | × | Inflation | 25 IRP Update SSR | H:\2025 IRP Update\03. Assumptions\12. New Resources (SSR)\[RESD SSR Database 2025 v9 20250219 Modifiers Expanded Table 2 2025 IRP Update Draft.xlsx]FOM | New Solar
Generators | System | PV_.PX.SOR._.PTC.Utility_Scale | FO&M Charge | 21.84 |  | $/kW/yr | 1 |  |  |  | × | Inflation | 25 IRP Update SSR | H:\2025 IRP Update\03. Assumptions\12. New Resources (SSR)\[RESD SSR Database 2025 v9 20250219 Modifiers Expanded Table 2 2025 IRP Update Draft.xlsx]FOM | New Solar
Generators | System | PV_.PX.SUM._.NTC.Utility_Scale | FO&M Charge | 21.84 |  | $/kW/yr | 1 |  |  |  | × | Inflation | 25 IRP Update SSR | H:\2025 IRP Update\03. Assumptions\12. New Resources (SSR)\[RESD SSR Database 2025 v9 20250219 Modifiers Expanded Table 2 2025 IRP Update Draft.xlsx]FOM | New Solar
Generators | System | PV_.PX.SUM._.PTC.Utility_Scale | FO&M Charge | 21.84 |  | $/kW/yr | 1 |  |  |  | × | Inflation | 25 IRP Update SSR | H:\2025 IRP Update\03. Assumptions\12. New Resources (SSR)\[RESD SSR Database 2025 v9 20250219 Modifiers Expanded Table 2 2025 IRP Update Draft.xlsx]FOM | New Solar
Generators | System | PV_.PX.UTS._.NTC.Utility_Scale | FO&M Charge | 22.89 |  | $/kW/yr | 1 |  |  |  | × | Inflation | 25 IRP Update SSR | H:\2025 IRP Update\03. Assumptions\12. New Resources (SSR)\[RESD SSR Database 2025 v9 20250219 Modifiers Expanded Table 2 2025 IRP Update Draft.xlsx]FOM | New Solar
Generators | System | PV_.PX.UTS._.PTC.Utility_Scale | FO&M Charge | 22.89 |  | $/kW/yr | 1 |  |  |  | × | Inflation | 25 IRP Update SSR | H:\2025 IRP Update\03. Assumptions\12. New Resources (SSR)\[RESD SSR Database 2025 v9 20250219 Modifiers Expanded Table 2 2025 IRP Update Draft.xlsx]FOM | New Solar
Generators | System | PV_.PX.WWA._.NTC.Utility_Scale | FO&M Charge | 21.84 |  | $/kW/yr | 1 |  |  |  | × | Inflation | 25 IRP Update SSR | H:\2025 IRP Update\03. Assumptions\12. New Resources (SSR)\[RESD SSR Database 2025 v9 20250219 Modifiers Expanded Table 2 2025 IRP Update Draft.xlsx]FOM | New Solar
Generators | System | PV_.PX.WWA._.PTC.Utility_Scale | FO&M Charge | 21.84 |  | $/kW/yr | 1 |  |  |  | × | Inflation | 25 IRP Update SSR | H:\2025 IRP Update\03. Assumptions\12. New Resources (SSR)\[RESD SSR Database 2025 v9 20250219 Modifiers Expanded Table 2 2025 IRP Update Draft.xlsx]FOM | New Solar
Generators | System | PV_.PX.WYN._.NTC.Small_Scale | FO&M Charge | 18.998 |  | $/kW/yr | 1 |  |  |  | × | Inflation | 25 IRP Update SSR | H:\2025 IRP Update\03. Assumptions\12. New Resources (SSR)\[RESD SSR Database 2025 v9 20250219 Modifiers Expanded Table 2 2025 IRP Update Draft.xlsx]FOM | New Solar
Generators | System | PV_.PX.WYN._.PTC.Small_Scale | FO&M Charge | 18.998 |  | $/kW/yr | 1 |  |  |  | × | Inflation | 25 IRP Update SSR | H:\2025 IRP Update\03. Assumptions\12. New Resources (SSR)\[RESD SSR Database 2025 v9 20250219 Modifiers Expanded Table 2 2025 IRP Update Draft.xlsx]FOM | New Solar
Generators | System | PV_.PX.YAK._.NTC.Utility_Scale | FO&M Charge | 21.84 |  | $/kW/yr | 1 |  |  |  | × | Inflation | 25 IRP Update SSR | H:\2025 IRP Update\03. Assumptions\12. New Resources (SSR)\[RESD SSR Database 2025 v9 20250219 Modifiers Expanded Table 2 2025 IRP Update Draft.xlsx]FOM | New Solar
Generators | System | PV_.PX.YAK._.PTC.Utility_Scale | FO&M Charge | 21.84 |  | $/kW/yr | 1 |  |  |  | × | Inflation | 25 IRP Update SSR | H:\2025 IRP Update\03. Assumptions\12. New Resources (SSR)\[RESD SSR Database 2025 v9 20250219 Modifiers Expanded Table 2 2025 IRP Update Draft.xlsx]FOM | New Solar
Generators | System | WD_.PX.BOR._.PTC.Utility_Scale | FO&M Charge | 34.774 |  | $/kW/yr | 1 |  |  |  | × | Inflation | 25 IRP Update SSR | H:\2025 IRP Update\03. Assumptions\12. New Resources (SSR)\[RESD SSR Database 2025 v9 20250219 Modifiers Expanded Table 2 2025 IRP Update Draft.xlsx]FOM | New Wind
Generators | System | WD_.PX.COR._.NTC.Utility_Scale | FO&M Charge | 34.774 |  | $/kW/yr | 1 |  |  |  | × | Inflation | 25 IRP Update SSR | H:\2025 IRP Update\03. Assumptions\12. New Resources (SSR)\[RESD SSR Database 2025 v9 20250219 Modifiers Expanded Table 2 2025 IRP Update Draft.xlsx]FOM | New Wind
Generators | System | WD_.PX.COR._.PTC.Utility_Scale | FO&M Charge | 34.774 |  | $/kW/yr | 1 |  |  |  | × | Inflation | 25 IRP Update SSR | H:\2025 IRP Update\03. Assumptions\12. New Resources (SSR)\[RESD SSR Database 2025 v9 20250219 Modifiers Expanded Table 2 2025 IRP Update Draft.xlsx]FOM | New Wind
Generators | System | WD_.PX.GOE._.PTC.Utility_Scale | FO&M Charge | 34.774 |  | $/kW/yr | 1 |  |  |  | × | Inflation | 25 IRP Update SSR | H:\2025 IRP Update\03. Assumptions\12. New Resources (SSR)\[RESD SSR Database 2025 v9 20250219 Modifiers Expanded Table 2 2025 IRP Update Draft.xlsx]FOM | New Wind
Generators | System | WD_.PX.SOR._.NTC.Utility_Scale | FO&M Charge | 34.774 |  | $/kW/yr | 1 |  |  |  | × | Inflation | 25 IRP Update SSR | H:\2025 IRP Update\03. Assumptions\12. New Resources (SSR)\[RESD SSR Database 2025 v9 20250219 Modifiers Expanded Table 2 2025 IRP Update Draft.xlsx]FOM | New Wind
Generators | System | WD_.PX.SOR._.PTC.Utility_Scale | FO&M Charge | 34.774 |  | $/kW/yr | 1 |  |  |  | × | Inflation | 25 IRP Update SSR | H:\2025 IRP Update\03. Assumptions\12. New Resources (SSR)\[RESD SSR Database 2025 v9 20250219 Modifiers Expanded Table 2 2025 IRP Update Draft.xlsx]FOM | New Wind
Generators | System | WD_.PX.SUM._.NTC.Utility_Scale | FO&M Charge | 34.774 |  | $/kW/yr | 1 |  |  |  | × | Inflation | 25 IRP Update SSR | H:\2025 IRP Update\03. Assumptions\12. New Resources (SSR)\[RESD SSR Database 2025 v9 20250219 Modifiers Expanded Table 2 2025 IRP Update Draft.xlsx]FOM | New Wind
Generators | System | WD_.PX.SUM._.PTC.Utility_Scale | FO&M Charge | 34.774 |  | $/kW/yr | 1 |  |  |  | × | Inflation | 25 IRP Update SSR | H:\2025 IRP Update\03. Assumptions\12. New Resources (SSR)\[RESD SSR Database 2025 v9 20250219 Modifiers Expanded Table 2 2025 IRP Update Draft.xlsx]FOM | New Wind
Generators | System | WD_.PX.UTS._.PTC.Utility_Scale | FO&M Charge | 35.824 |  | $/kW/yr | 1 |  |  |  | × | Inflation | 25 IRP Update SSR | H:\2025 IRP Update\03. Assumptions\12. New Resources (SSR)\[RESD SSR Database 2025 v9 20250219 Modifiers Expanded Table 2 2025 IRP Update Draft.xlsx]FOM | New Wind
Generators | System | WD_.PX.WMV._.NTC.Utility_Scale | FO&M Charge | 34.774 |  | $/kW/yr | 1 |  |  |  | × | Inflation | 25 IRP Update SSR | H:\2025 IRP Update\03. Assumptions\12. New Resources (SSR)\[RESD SSR Database 2025 v9 20250219 Modifiers Expanded Table 2 2025 IRP Update Draft.xlsx]FOM | New Wind
Generators | System | WD_.PX.WMV._.PTC.Utility_Scale | FO&M Charge | 34.774 |  | $/kW/yr | 1 |  |  |  | × | Inflation | 25 IRP Update SSR | H:\2025 IRP Update\03. Assumptions\12. New Resources (SSR)\[RESD SSR Database 2025 v9 20250219 Modifiers Expanded Table 2 2025 IRP Update Draft.xlsx]FOM | New Wind
Generators | System | WD_.PX.WWA._.PTC.Utility_Scale | FO&M Charge | 34.774 |  | $/kW/yr | 1 |  |  |  | × | Inflation | 25 IRP Update SSR | H:\2025 IRP Update\03. Assumptions\12. New Resources (SSR)\[RESD SSR Database 2025 v9 20250219 Modifiers Expanded Table 2 2025 IRP Update Draft.xlsx]FOM | New Wind
Generators | System | WD_.PX.WYE._.NTC.Utility_Scale | FO&M Charge | 34.774 |  | $/kW/yr | 1 |  |  |  | × | Inflation | 25 IRP Update SSR | H:\2025 IRP Update\03. Assumptions\12. New Resources (SSR)\[RESD SSR Database 2025 v9 20250219 Modifiers Expanded Table 2 2025 IRP Update Draft.xlsx]FOM | New Wind
Generators | System | WD_.PX.WYE._.PTC.Utility_Scale | FO&M Charge | 34.774 |  | $/kW/yr | 1 |  |  |  | × | Inflation | 25 IRP Update SSR | H:\2025 IRP Update\03. Assumptions\12. New Resources (SSR)\[RESD SSR Database 2025 v9 20250219 Modifiers Expanded Table 2 2025 IRP Update Draft.xlsx]FOM | New Wind
Generators | System | WD_.PX.WYN._.NTC.Small_Scale | FO&M Charge | 43.602 |  | $/kW/yr | 1 |  |  |  | × | Inflation | 25 IRP Update SSR | H:\2025 IRP Update\03. Assumptions\12. New Resources (SSR)\[RESD SSR Database 2025 v9 20250219 Modifiers Expanded Table 2 2025 IRP Update Draft.xlsx]FOM | New Wind
Generators | System | WD_.PX.WYN._.PTC.Small_Scale | FO&M Charge | 43.602 |  | $/kW/yr | 1 |  |  |  | × | Inflation | 25 IRP Update SSR | H:\2025 IRP Update\03. Assumptions\12. New Resources (SSR)\[RESD SSR Database 2025 v9 20250219 Modifiers Expanded Table 2 2025 IRP Update Draft.xlsx]FOM | New Wind
Generators | System | WD_.PX.YAK._.NTC.Utility_Scale | FO&M Charge | 34.774 |  | $/kW/yr | 1 |  |  |  | × | Inflation | 25 IRP Update SSR | H:\2025 IRP Update\03. Assumptions\12. New Resources (SSR)\[RESD SSR Database 2025 v9 20250219 Modifiers Expanded Table 2 2025 IRP Update Draft.xlsx]FOM | New Wind
Generators | System | WD_.PX.YAK._.PTC.Utility_Scale | FO&M Charge | 34.774 |  | $/kW/yr | 1 |  |  |  | × | Inflation | 25 IRP Update SSR | H:\2025 IRP Update\03. Assumptions\12. New Resources (SSR)\[RESD SSR Database 2025 v9 20250219 Modifiers Expanded Table 2 2025 IRP Update Draft.xlsx]FOM | New Wind
Collection | Parent Object | Child Object | Property | Value | Data File | Units | Band | Date From | Date To | Timeslice | Action | Expression | Scenario | Memo | Category
Generators | System | GCC.PX.DJW._.DF_.H_2x1 | VO&M Charge | 2.182 |  | $/MWh | 1 |  |  |  | = |  | 25 IRP Update SSR | H:\2025 IRP Update\03. Assumptions\12. New Resources (SSR)\[RESD SSR Database 2025 v9 20250219 Modifiers Expanded Table 2 2025 IRP Update Draft.xlsx]VOM | New Gas
Generators | System | GCC.PX.UTS._.DF_.H_2x1 | VO&M Charge | 2.424 |  | $/MWh | 1 |  |  |  | = |  | 25 IRP Update SSR | H:\2025 IRP Update\03. Assumptions\12. New Resources (SSR)\[RESD SSR Database 2025 v9 20250219 Modifiers Expanded Table 2 2025 IRP Update Draft.xlsx]VOM | New Gas
Generators | System | GCC.PX.WYE._.DF_.H_2x1 | VO&M Charge | 2.424 |  | $/MWh | 1 |  |  |  | = |  | 25 IRP Update SSR | H:\2025 IRP Update\03. Assumptions\12. New Resources (SSR)\[RESD SSR Database 2025 v9 20250219 Modifiers Expanded Table 2 2025 IRP Update Draft.xlsx]VOM | New Gas
Generators | System | GSC.PX.BDG._.___.Frame | VO&M Charge | 7.422 |  | $/MWh | 1 |  |  |  | = |  | 25 IRP Update SSR | H:\2025 IRP Update\03. Assumptions\12. New Resources (SSR)\[RESD SSR Database 2025 v9 20250219 Modifiers Expanded Table 2 2025 IRP Update Draft.xlsx]VOM | New Gas
Generators | System | GSC.PX.WYE._.___.Frame | VO&M Charge | 8.247 |  | $/MWh | 1 |  |  |  | = |  | 25 IRP Update SSR | H:\2025 IRP Update\03. Assumptions\12. New Resources (SSR)\[RESD SSR Database 2025 v9 20250219 Modifiers Expanded Table 2 2025 IRP Update Draft.xlsx]VOM | New Gas
Generators | System | PV_.PX.BOR._.PTC.Utility_Scale | VO&M Charge | 0 |  | $/MWh | 1 |  |  |  | = |  | 25 IRP Update SSR | H:\2025 IRP Update\03. Assumptions\12. New Resources (SSR)\[RESD SSR Database 2025 v9 20250219 Modifiers Expanded Table 2 2025 IRP Update Draft.xlsx]VOM | New Solar
Generators | System | PV_.PX.COR._.NTC.Small_Scale | VO&M Charge | 0 |  | $/MWh | 1 |  |  |  | = |  | 25 IRP Update SSR | H:\2025 IRP Update\03. Assumptions\12. New Resources (SSR)\[RESD SSR Database 2025 v9 20250219 Modifiers Expanded Table 2 2025 IRP Update Draft.xlsx]VOM | New Solar
Generators | System | PV_.PX.COR._.NTC.Utility_Scale | VO&M Charge | 0 |  | $/MWh | 1 |  |  |  | = |  | 25 IRP Update SSR | H:\2025 IRP Update\03. Assumptions\12. New Resources (SSR)\[RESD SSR Database 2025 v9 20250219 Modifiers Expanded Table 2 2025 IRP Update Draft.xlsx]VOM | New Solar
Generators | System | PV_.PX.COR._.PTC.Small_Scale | VO&M Charge | 0 |  | $/MWh | 1 |  |  |  | = |  | 25 IRP Update SSR | H:\2025 IRP Update\03. Assumptions\12. New Resources (SSR)\[RESD SSR Database 2025 v9 20250219 Modifiers Expanded Table 2 2025 IRP Update Draft.xlsx]VOM | New Solar
Generators | System | PV_.PX.COR._.PTC.Utility_Scale | VO&M Charge | 0 |  | $/MWh | 1 |  |  |  | = |  | 25 IRP Update SSR | H:\2025 IRP Update\03. Assumptions\12. New Resources (SSR)\[RESD SSR Database 2025 v9 20250219 Modifiers Expanded Table 2 2025 IRP Update Draft.xlsx]VOM | New Solar
Generators | System | PV_.PX.GOE._.PTC.Utility_Scale | VO&M Charge | 0 |  | $/MWh | 1 |  |  |  | = |  | 25 IRP Update SSR | H:\2025 IRP Update\03. Assumptions\12. New Resources (SSR)\[RESD SSR Database 2025 v9 20250219 Modifiers Expanded Table 2 2025 IRP Update Draft.xlsx]VOM | New Solar
Generators | System | PV_.PX.NUT._.NTC.Utility_Scale | VO&M Charge | 0 |  | $/MWh | 1 |  |  |  | = |  | 25 IRP Update SSR | H:\2025 IRP Update\03. Assumptions\12. New Resources (SSR)\[RESD SSR Database 2025 v9 20250219 Modifiers Expanded Table 2 2025 IRP Update Draft.xlsx]VOM | New Solar
Generators | System | PV_.PX.NUT._.PTC.Utility_Scale | VO&M Charge | 0 |  | $/MWh | 1 |  |  |  | = |  | 25 IRP Update SSR | H:\2025 IRP Update\03. Assumptions\12. New Resources (SSR)\[RESD SSR Database 2025 v9 20250219 Modifiers Expanded Table 2 2025 IRP Update Draft.xlsx]VOM | New Solar
Generators | System | PV_.PX.SOR._.PTC.Utility_Scale | VO&M Charge | 0 |  | $/MWh | 1 |  |  |  | = |  | 25 IRP Update SSR | H:\2025 IRP Update\03. Assumptions\12. New Resources (SSR)\[RESD SSR Database 2025 v9 20250219 Modifiers Expanded Table 2 2025 IRP Update Draft.xlsx]VOM | New Solar
Generators | System | PV_.PX.SUM._.NTC.Utility_Scale | VO&M Charge | 0 |  | $/MWh | 1 |  |  |  | = |  | 25 IRP Update SSR | H:\2025 IRP Update\03. Assumptions\12. New Resources (SSR)\[RESD SSR Database 2025 v9 20250219 Modifiers Expanded Table 2 2025 IRP Update Draft.xlsx]VOM | New Solar
Generators | System | PV_.PX.SUM._.PTC.Utility_Scale | VO&M Charge | 0 |  | $/MWh | 1 |  |  |  | = |  | 25 IRP Update SSR | H:\2025 IRP Update\03. Assumptions\12. New Resources (SSR)\[RESD SSR Database 2025 v9 20250219 Modifiers Expanded Table 2 2025 IRP Update Draft.xlsx]VOM | New Solar
Generators | System | PV_.PX.UTS._.NTC.Utility_Scale | VO&M Charge | 0 |  | $/MWh | 1 |  |  |  | = |  | 25 IRP Update SSR | H:\2025 IRP Update\03. Assumptions\12. New Resources (SSR)\[RESD SSR Database 2025 v9 20250219 Modifiers Expanded Table 2 2025 IRP Update Draft.xlsx]VOM | New Solar
Generators | System | PV_.PX.UTS._.PTC.Utility_Scale | VO&M Charge | 0 |  | $/MWh | 1 |  |  |  | = |  | 25 IRP Update SSR | H:\2025 IRP Update\03. Assumptions\12. New Resources (SSR)\[RESD SSR Database 2025 v9 20250219 Modifiers Expanded Table 2 2025 IRP Update Draft.xlsx]VOM | New Solar
Generators | System | PV_.PX.WWA._.NTC.Utility_Scale | VO&M Charge | 0 |  | $/MWh | 1 |  |  |  | = |  | 25 IRP Update SSR | H:\2025 IRP Update\03. Assumptions\12. New Resources (SSR)\[RESD SSR Database 2025 v9 20250219 Modifiers Expanded Table 2 2025 IRP Update Draft.xlsx]VOM | New Solar
Generators | System | PV_.PX.WWA._.PTC.Utility_Scale | VO&M Charge | 0 |  | $/MWh | 1 |  |  |  | = |  | 25 IRP Update SSR | H:\2025 IRP Update\03. Assumptions\12. New Resources (SSR)\[RESD SSR Database 2025 v9 20250219 Modifiers Expanded Table 2 2025 IRP Update Draft.xlsx]VOM | New Solar
Generators | System | PV_.PX.WYN._.NTC.Small_Scale | VO&M Charge | 0 |  | $/MWh | 1 |  |  |  | = |  | 25 IRP Update SSR | H:\2025 IRP Update\03. Assumptions\12. New Resources (SSR)\[RESD SSR Database 2025 v9 20250219 Modifiers Expanded Table 2 2025 IRP Update Draft.xlsx]VOM | New Solar
Generators | System | PV_.PX.WYN._.PTC.Small_Scale | VO&M Charge | 0 |  | $/MWh | 1 |  |  |  | = |  | 25 IRP Update SSR | H:\2025 IRP Update\03. Assumptions\12. New Resources (SSR)\[RESD SSR Database 2025 v9 20250219 Modifiers Expanded Table 2 2025 IRP Update Draft.xlsx]VOM | New Solar
Generators | System | PV_.PX.YAK._.NTC.Utility_Scale | VO&M Charge | 0 |  | $/MWh | 1 |  |  |  | = |  | 25 IRP Update SSR | H:\2025 IRP Update\03. Assumptions\12. New Resources (SSR)\[RESD SSR Database 2025 v9 20250219 Modifiers Expanded Table 2 2025 IRP Update Draft.xlsx]VOM | New Solar
Generators | System | PV_.PX.YAK._.PTC.Utility_Scale | VO&M Charge | 0 |  | $/MWh | 1 |  |  |  | = |  | 25 IRP Update SSR | H:\2025 IRP Update\03. Assumptions\12. New Resources (SSR)\[RESD SSR Database 2025 v9 20250219 Modifiers Expanded Table 2 2025 IRP Update Draft.xlsx]VOM | New Solar
Generators | System | WD_.PX.BOR._.PTC.Utility_Scale | VO&M Charge | 0 |  | $/MWh | 1 |  |  |  | = |  | 25 IRP Update SSR | H:\2025 IRP Update\03. Assumptions\12. New Resources (SSR)\[RESD SSR Database 2025 v9 20250219 Modifiers Expanded Table 2 2025 IRP Update Draft.xlsx]VOM | New Wind
Generators | System | WD_.PX.COR._.NTC.Utility_Scale | VO&M Charge | 0 |  | $/MWh | 1 |  |  |  | = |  | 25 IRP Update SSR | H:\2025 IRP Update\03. Assumptions\12. New Resources (SSR)\[RESD SSR Database 2025 v9 20250219 Modifiers Expanded Table 2 2025 IRP Update Draft.xlsx]VOM | New Wind
Generators | System | WD_.PX.COR._.PTC.Utility_Scale | VO&M Charge | 0 |  | $/MWh | 1 |  |  |  | = |  | 25 IRP Update SSR | H:\2025 IRP Update\03. Assumptions\12. New Resources (SSR)\[RESD SSR Database 2025 v9 20250219 Modifiers Expanded Table 2 2025 IRP Update Draft.xlsx]VOM | New Wind
Generators | System | WD_.PX.GOE._.PTC.Utility_Scale | VO&M Charge | 0 |  | $/MWh | 1 |  |  |  | = |  | 25 IRP Update SSR | H:\2025 IRP Update\03. Assumptions\12. New Resources (SSR)\[RESD SSR Database 2025 v9 20250219 Modifiers Expanded Table 2 2025 IRP Update Draft.xlsx]VOM | New Wind
Generators | System | WD_.PX.SOR._.NTC.Utility_Scale | VO&M Charge | 0 |  | $/MWh | 1 |  |  |  | = |  | 25 IRP Update SSR | H:\2025 IRP Update\03. Assumptions\12. New Resources (SSR)\[RESD SSR Database 2025 v9 20250219 Modifiers Expanded Table 2 2025 IRP Update Draft.xlsx]VOM | New Wind
Generators | System | WD_.PX.SOR._.PTC.Utility_Scale | VO&M Charge | 0 |  | $/MWh | 1 |  |  |  | = |  | 25 IRP Update SSR | H:\2025 IRP Update\03. Assumptions\12. New Resources (SSR)\[RESD SSR Database 2025 v9 20250219 Modifiers Expanded Table 2 2025 IRP Update Draft.xlsx]VOM | New Wind
Generators | System | WD_.PX.SUM._.NTC.Utility_Scale | VO&M Charge | 0 |  | $/MWh | 1 |  |  |  | = |  | 25 IRP Update SSR | H:\2025 IRP Update\03. Assumptions\12. New Resources (SSR)\[RESD SSR Database 2025 v9 20250219 Modifiers Expanded Table 2 2025 IRP Update Draft.xlsx]VOM | New Wind
Generators | System | WD_.PX.SUM._.PTC.Utility_Scale | VO&M Charge | 0 |  | $/MWh | 1 |  |  |  | = |  | 25 IRP Update SSR | H:\2025 IRP Update\03. Assumptions\12. New Resources (SSR)\[RESD SSR Database 2025 v9 20250219 Modifiers Expanded Table 2 2025 IRP Update Draft.xlsx]VOM | New Wind
Generators | System | WD_.PX.UTS._.PTC.Utility_Scale | VO&M Charge | 0 |  | $/MWh | 1 |  |  |  | = |  | 25 IRP Update SSR | H:\2025 IRP Update\03. Assumptions\12. New Resources (SSR)\[RESD SSR Database 2025 v9 20250219 Modifiers Expanded Table 2 2025 IRP Update Draft.xlsx]VOM | New Wind
Generators | System | WD_.PX.WMV._.NTC.Utility_Scale | VO&M Charge | 0 |  | $/MWh | 1 |  |  |  | = |  | 25 IRP Update SSR | H:\2025 IRP Update\03. Assumptions\12. New Resources (SSR)\[RESD SSR Database 2025 v9 20250219 Modifiers Expanded Table 2 2025 IRP Update Draft.xlsx]VOM | New Wind
Generators | System | WD_.PX.WMV._.PTC.Utility_Scale | VO&M Charge | 0 |  | $/MWh | 1 |  |  |  | = |  | 25 IRP Update SSR | H:\2025 IRP Update\03. Assumptions\12. New Resources (SSR)\[RESD SSR Database 2025 v9 20250219 Modifiers Expanded Table 2 2025 IRP Update Draft.xlsx]VOM | New Wind
Generators | System | WD_.PX.WWA._.PTC.Utility_Scale | VO&M Charge | 0 |  | $/MWh | 1 |  |  |  | = |  | 25 IRP Update SSR | H:\2025 IRP Update\03. Assumptions\12. New Resources (SSR)\[RESD SSR Database 2025 v9 20250219 Modifiers Expanded Table 2 2025 IRP Update Draft.xlsx]VOM | New Wind
Generators | System | WD_.PX.WYE._.NTC.Utility_Scale | VO&M Charge | 1 |  | $/MWh | 1 |  |  |  | = |  | 25 IRP Update SSR | H:\2025 IRP Update\03. Assumptions\12. New Resources (SSR)\[RESD SSR Database 2025 v9 20250219 Modifiers Expanded Table 2 2025 IRP Update Draft.xlsx]VOM | New Wind
Generators | System | WD_.PX.WYE._.PTC.Utility_Scale | VO&M Charge | 1 |  | $/MWh | 1 |  |  |  | = |  | 25 IRP Update SSR | H:\2025 IRP Update\03. Assumptions\12. New Resources (SSR)\[RESD SSR Database 2025 v9 20250219 Modifiers Expanded Table 2 2025 IRP Update Draft.xlsx]VOM | New Wind
Generators | System | WD_.PX.WYN._.NTC.Small_Scale | VO&M Charge | 1 |  | $/MWh | 1 |  |  |  | = |  | 25 IRP Update SSR | H:\2025 IRP Update\03. Assumptions\12. New Resources (SSR)\[RESD SSR Database 2025 v9 20250219 Modifiers Expanded Table 2 2025 IRP Update Draft.xlsx]VOM | New Wind
Generators | System | WD_.PX.WYN._.PTC.Small_Scale | VO&M Charge | 1 |  | $/MWh | 1 |  |  |  | = |  | 25 IRP Update SSR | H:\2025 IRP Update\03. Assumptions\12. New Resources (SSR)\[RESD SSR Database 2025 v9 20250219 Modifiers Expanded Table 2 2025 IRP Update Draft.xlsx]VOM | New Wind
Generators | System | WD_.PX.YAK._.NTC.Utility_Scale | VO&M Charge | 0 |  | $/MWh | 1 |  |  |  | = |  | 25 IRP Update SSR | H:\2025 IRP Update\03. Assumptions\12. New Resources (SSR)\[RESD SSR Database 2025 v9 20250219 Modifiers Expanded Table 2 2025 IRP Update Draft.xlsx]VOM | New Wind
Generators | System | WD_.PX.YAK._.PTC.Utility_Scale | VO&M Charge | 0 |  | $/MWh | 1 |  |  |  | = |  | 25 IRP Update SSR | H:\2025 IRP Update\03. Assumptions\12. New Resources (SSR)\[RESD SSR Database 2025 v9 20250219 Modifiers Expanded Table 2 2025 IRP Update Draft.xlsx]VOM | New Wind
[12 empty] | TransCapRecovFct | 0.05279
[12 empty] | OATT | 0.21
|  |  |  | Export (MW) | Import (MW) | Interconnect (MW) | Build Investment ($m) | Build (%) | From | To | Build Investment $/kW-yr of Interconnect
|  | 2028 | B2H | 818 | 300 | 0 | 0 | 100% | Hemingway | Boardman | 0
|  |  | B2H - Idaho Power Asset Transfer | 600 | 300 | 0 | 0 | 100% | Borah | Hemingway | 0
|  |  | B2H - IPC PTP Eastbound | 200 | 200 | 0 | 0 | 100% | Walla Walla | Borah | 0
|  |  | B2H-Enabled BPA Central OR Load Service | 0 | 340 | 0 | 0 | 100% | n/a | n/a | 0
|  |  | Serial queue: Central Oregon | 0 | 0 | 152 | 3.57 | 100% | n/a | n/a | 0.9795
|  |  | Utah South - Wasatch Front: Spanish Fork - Mercer 345 kV | 300 | 300 | 300 | 137.51 | 100% | Utah South | Wasatch Front | 19.1158
|  | 2029 | Ben Lomond Upgrades | 433.2 | 433.2 | 433.2 | 60.84 | 100% | NUT | Wasatch Front | 5.8571
|  |  | Cluster 1 Area 11: Willamette Valley | 0 | 0 | 199 | 13.9 | 100% | n/a | n/a | 2.913
|  |  | Serial/Cluster 1/2: Yakima | 0 | 0 | 122.5263 | 12.71 | 19.51% | n/a | n/a | 4.3261
|  | 2030 | Cluster 1 Area 14: Summer Lake | 400 | 400 | 400 | 115.13 | 100% | Summer Lake | Hemingway | 12.0035
|  |  | Cluster 2 Area 23: Willamette Valley | 0 | 0 | 393 | 2.26 | 100% | n/a | n/a | 0.23983
|  |  | Serial/Cluster 1/2: Yakima | 0 | 0 | 69.4905 | 7.37 | 11.07% | n/a | n/a | 4.423
|  | 2035 | Cluster 2 Area 18: Central Oregon 500 kV Substation | 0 | 0 | 78.3776 | 58.94 | 15.13% | n/a | n/a | 31.3615
|  | 2036 | Utah South - Wasatch Front: Huntington - Clover 345 kV | 800 | 800 | 800 | 276.92 | 100% | Utah South | Wasatch Front | 14.4359
|  | 2037 | Cluster 2 Area 18: Central Oregon 500 kV Substation | 0 | 0 | 117.4043 | 92.09 | 22.66% | n/a | n/a | 32.712
|  |  | Goshen - Blackfoot 161 kV | 75 | 75 | 42 | 15.76 | 100% | Goshen | Wasatch Front | 15.649
|  | 2039 | Cluster 1/2/3: Walla Walla | 0 | 0 | 70.9457 | 75.05 | 18.05% | n/a | n/a | 44.1168
|  |  | Cluster 2/3: Willamette Valley - Central Oregon 230 kV | 450 | 450 | 450 | 480.72 | 100% | Willamette Valley | Central OR | 44.5511
|  | 2043 | Serial through Cluster 1 Area 13: Southern Oregon | 0 | 0 | 54.1051 | 12.81 | 23.42% | n/a | n/a | 9.8739
|  | 2045 | Cluster 2 Area 6: Goshen | 150 | 150 | 359 | 144.52 | 100% | Goshen | NUT | 16.7885
|  | Grand Total |  | 4226.2 | 3748.2 | 4041.0495 | 1510.1 | 1510% |  |  | 15.5844
Parent Object | Child Object | Property | Value | Data File | Units | Band | Date From | Date To | Timeslice | Action | Expression | Scenario | Memo | Category | Year
System | IRPPVESC | Profile | 1 |  | - | 1 | 2025-01-01 |  |  | = |  |  | H:\2025 IRP\03. Assumptions\12. New Resources (SSR)\RESD SSR Database 2025 v6 20240923 Modifiers Expanded.xlsx - Cost Forecasts Tab | Escalation Rates | 2025
System | IRPPVESC | Profile | 0.9492 |  | - | 1 | 2026-01-01 |  |  | = |  |  | H:\2025 IRP\03. Assumptions\12. New Resources (SSR)\RESD SSR Database 2025 v6 20240923 Modifiers Expanded.xlsx - Cost Forecasts Tab | Escalation Rates | 2026
System | IRPPVESC | Profile | 0.9215 |  | - | 1 | 2027-01-01 |  |  | = |  |  | H:\2025 IRP\03. Assumptions\12. New Resources (SSR)\RESD SSR Database 2025 v6 20240923 Modifiers Expanded.xlsx - Cost Forecasts Tab | Escalation Rates | 2027
System | IRPPVESC | Profile | 0.892 |  | - | 1 | 2028-01-01 |  |  | = |  |  | H:\2025 IRP\03. Assumptions\12. New Resources (SSR)\RESD SSR Database 2025 v6 20240923 Modifiers Expanded.xlsx - Cost Forecasts Tab | Escalation Rates | 2028
System | IRPPVESC | Profile | 0.8609 |  | - | 1 | 2029-01-01 |  |  | = |  |  | H:\2025 IRP\03. Assumptions\12. New Resources (SSR)\RESD SSR Database 2025 v6 20240923 Modifiers Expanded.xlsx - Cost Forecasts Tab | Escalation Rates | 2029
System | IRPPVESC | Profile | 0.8279 |  | - | 1 | 2030-01-01 |  |  | = |  |  | H:\2025 IRP\03. Assumptions\12. New Resources (SSR)\RESD SSR Database 2025 v6 20240923 Modifiers Expanded.xlsx - Cost Forecasts Tab | Escalation Rates | 2030
System | IRPPVESC | Profile | 0.7932 |  | - | 1 | 2031-01-01 |  |  | = |  |  | H:\2025 IRP\03. Assumptions\12. New Resources (SSR)\RESD SSR Database 2025 v6 20240923 Modifiers Expanded.xlsx - Cost Forecasts Tab | Escalation Rates | 2031
System | IRPPVESC | Profile | 0.7976 |  | - | 1 | 2032-01-01 |  |  | = |  |  | H:\2025 IRP\03. Assumptions\12. New Resources (SSR)\RESD SSR Database 2025 v6 20240923 Modifiers Expanded.xlsx - Cost Forecasts Tab | Escalation Rates | 2032
System | IRPPVESC | Profile | 0.8019 |  | - | 1 | 2033-01-01 |  |  | = |  |  | H:\2025 IRP\03. Assumptions\12. New Resources (SSR)\RESD SSR Database 2025 v6 20240923 Modifiers Expanded.xlsx - Cost Forecasts Tab | Escalation Rates | 2033
System | IRPPVESC | Profile | 0.806 |  | - | 1 | 2034-01-01 |  |  | = |  |  | H:\2025 IRP\03. Assumptions\12. New Resources (SSR)\RESD SSR Database 2025 v6 20240923 Modifiers Expanded.xlsx - Cost Forecasts Tab | Escalation Rates | 2034
System | IRPPVESC | Profile | 0.8101 |  | - | 1 | 2035-01-01 |  |  | = |  |  | H:\2025 IRP\03. Assumptions\12. New Resources (SSR)\RESD SSR Database 2025 v6 20240923 Modifiers Expanded.xlsx - Cost Forecasts Tab | Escalation Rates | 2035
System | IRPPVESC | Profile | 0.8143 |  | - | 1 | 2036-01-01 |  |  | = |  |  | H:\2025 IRP\03. Assumptions\12. New Resources (SSR)\RESD SSR Database 2025 v6 20240923 Modifiers Expanded.xlsx - Cost Forecasts Tab | Escalation Rates | 2036
System | IRPPVESC | Profile | 0.8184 |  | - | 1 | 2037-01-01 |  |  | = |  |  | H:\2025 IRP\03. Assumptions\12. New Resources (SSR)\RESD SSR Database 2025 v6 20240923 Modifiers Expanded.xlsx - Cost Forecasts Tab | Escalation Rates | 2037
System | IRPPVESC | Profile | 0.8226 |  | - | 1 | 2038-01-01 |  |  | = |  |  | H:\2025 IRP\03. Assumptions\12. New Resources (SSR)\RESD SSR Database 2025 v6 20240923 Modifiers Expanded.xlsx - Cost Forecasts Tab | Escalation Rates | 2038
System | IRPPVESC | Profile | 0.8268 |  | - | 1 | 2039-01-01 |  |  | = |  |  | H:\2025 IRP\03. Assumptions\12. New Resources (SSR)\RESD SSR Database 2025 v6 20240923 Modifiers Expanded.xlsx - Cost Forecasts Tab | Escalation Rates | 2039
System | IRPPVESC | Profile | 0.831 |  | - | 1 | 2040-01-01 |  |  | = |  |  | H:\2025 IRP\03. Assumptions\12. New Resources (SSR)\RESD SSR Database 2025 v6 20240923 Modifiers Expanded.xlsx - Cost Forecasts Tab | Escalation Rates | 2040
System | IRPPVESC | Profile | 0.8353 |  | - | 1 | 2041-01-01 |  |  | = |  |  | H:\2025 IRP\03. Assumptions\12. New Resources (SSR)\RESD SSR Database 2025 v6 20240923 Modifiers Expanded.xlsx - Cost Forecasts Tab | Escalation Rates | 2041
System | IRPPVESC | Profile | 0.8396 |  | - | 1 | 2042-01-01 |  |  | = |  |  | H:\2025 IRP\03. Assumptions\12. New Resources (SSR)\RESD SSR Database 2025 v6 20240923 Modifiers Expanded.xlsx - Cost Forecasts Tab | Escalation Rates | 2042
System | IRPPVESC | Profile | 0.8439 |  | - | 1 | 2043-01-01 |  |  | = |  |  | H:\2025 IRP\03. Assumptions\12. New Resources (SSR)\RESD SSR Database 2025 v6 20240923 Modifiers Expanded.xlsx - Cost Forecasts Tab | Escalation Rates | 2043
System | IRPPVESC | Profile | 0.8482 |  | - | 1 | 2044-01-01 |  |  | = |  |  | H:\2025 IRP\03. Assumptions\12. New Resources (SSR)\RESD SSR Database 2025 v6 20240923 Modifiers Expanded.xlsx - Cost Forecasts Tab | Escalation Rates | 2044
System | IRPPVESC | Profile | 0.8525 |  | - | 1 | 2045-01-01 |  |  | = |  |  | H:\2025 IRP\03. Assumptions\12. New Resources (SSR)\RESD SSR Database 2025 v6 20240923 Modifiers Expanded.xlsx - Cost Forecasts Tab | Escalation Rates | 2045
1900
Parent Object | Child Object | Property | Value | Data File | Units | Band | Date From | Date To | Timeslice | Action | Expression | Scenario | Memo | Category
System | IRPWDESC | Profile | 1 |  | - | 1 | 2025-01-01 |  |  | = |  |  | H:\2025 IRP\03. Assumptions\12. New Resources (SSR)\RESD SSR Database 2025 v6 20240923 Modifiers Expanded.xlsx - Cost Forecasts Tab | Escalation Rates | 2025
System | IRPWDESC | Profile | 1.0223 |  | - | 1 | 2026-01-01 |  |  | = |  |  | H:\2025 IRP\03. Assumptions\12. New Resources (SSR)\RESD SSR Database 2025 v6 20240923 Modifiers Expanded.xlsx - Cost Forecasts Tab | Escalation Rates | 2026
System | IRPWDESC | Profile | 1.0335 |  | - | 1 | 2027-01-01 |  |  | = |  |  | H:\2025 IRP\03. Assumptions\12. New Resources (SSR)\RESD SSR Database 2025 v6 20240923 Modifiers Expanded.xlsx - Cost Forecasts Tab | Escalation Rates | 2027
System | IRPWDESC | Profile | 1.0447 |  | - | 1 | 2028-01-01 |  |  | = |  |  | H:\2025 IRP\03. Assumptions\12. New Resources (SSR)\RESD SSR Database 2025 v6 20240923 Modifiers Expanded.xlsx - Cost Forecasts Tab | Escalation Rates | 2028
System | IRPWDESC | Profile | 1.0559 |  | - | 1 | 2029-01-01 |  |  | = |  |  | H:\2025 IRP\03. Assumptions\12. New Resources (SSR)\RESD SSR Database 2025 v6 20240923 Modifiers Expanded.xlsx - Cost Forecasts Tab | Escalation Rates | 2029
System | IRPWDESC | Profile | 1.0671 |  | - | 1 | 2030-01-01 |  |  | = |  |  | H:\2025 IRP\03. Assumptions\12. New Resources (SSR)\RESD SSR Database 2025 v6 20240923 Modifiers Expanded.xlsx - Cost Forecasts Tab | Escalation Rates | 2030
System | IRPWDESC | Profile | 1.0782 |  | - | 1 | 2031-01-01 |  |  | = |  |  | H:\2025 IRP\03. Assumptions\12. New Resources (SSR)\RESD SSR Database 2025 v6 20240923 Modifiers Expanded.xlsx - Cost Forecasts Tab | Escalation Rates | 2031
System | IRPWDESC | Profile | 1.0894 |  | - | 1 | 2032-01-01 |  |  | = |  |  | H:\2025 IRP\03. Assumptions\12. New Resources (SSR)\RESD SSR Database 2025 v6 20240923 Modifiers Expanded.xlsx - Cost Forecasts Tab | Escalation Rates | 2032
System | IRPWDESC | Profile | 1.1005 |  | - | 1 | 2033-01-01 |  |  | = |  |  | H:\2025 IRP\03. Assumptions\12. New Resources (SSR)\RESD SSR Database 2025 v6 20240923 Modifiers Expanded.xlsx - Cost Forecasts Tab | Escalation Rates | 2033
System | IRPWDESC | Profile | 1.1116 |  | - | 1 | 2034-01-01 |  |  | = |  |  | H:\2025 IRP\03. Assumptions\12. New Resources (SSR)\RESD SSR Database 2025 v6 20240923 Modifiers Expanded.xlsx - Cost Forecasts Tab | Escalation Rates | 2034
System | IRPWDESC | Profile | 1.1228 |  | - | 1 | 2035-01-01 |  |  | = |  |  | H:\2025 IRP\03. Assumptions\12. New Resources (SSR)\RESD SSR Database 2025 v6 20240923 Modifiers Expanded.xlsx - Cost Forecasts Tab | Escalation Rates | 2035
System | IRPWDESC | Profile | 1.1341 |  | - | 1 | 2036-01-01 |  |  | = |  |  | H:\2025 IRP\03. Assumptions\12. New Resources (SSR)\RESD SSR Database 2025 v6 20240923 Modifiers Expanded.xlsx - Cost Forecasts Tab | Escalation Rates | 2036
System | IRPWDESC | Profile | 1.1455 |  | - | 1 | 2037-01-01 |  |  | = |  |  | H:\2025 IRP\03. Assumptions\12. New Resources (SSR)\RESD SSR Database 2025 v6 20240923 Modifiers Expanded.xlsx - Cost Forecasts Tab | Escalation Rates | 2037
System | IRPWDESC | Profile | 1.157 |  | - | 1 | 2038-01-01 |  |  | = |  |  | H:\2025 IRP\03. Assumptions\12. New Resources (SSR)\RESD SSR Database 2025 v6 20240923 Modifiers Expanded.xlsx - Cost Forecasts Tab | Escalation Rates | 2038
System | IRPWDESC | Profile | 1.1687 |  | - | 1 | 2039-01-01 |  |  | = |  |  | H:\2025 IRP\03. Assumptions\12. New Resources (SSR)\RESD SSR Database 2025 v6 20240923 Modifiers Expanded.xlsx - Cost Forecasts Tab | Escalation Rates | 2039
System | IRPWDESC | Profile | 1.1804 |  | - | 1 | 2040-01-01 |  |  | = |  |  | H:\2025 IRP\03. Assumptions\12. New Resources (SSR)\RESD SSR Database 2025 v6 20240923 Modifiers Expanded.xlsx - Cost Forecasts Tab | Escalation Rates | 2040
System | IRPWDESC | Profile | 1.1923 |  | - | 1 | 2041-01-01 |  |  | = |  |  | H:\2025 IRP\03. Assumptions\12. New Resources (SSR)\RESD SSR Database 2025 v6 20240923 Modifiers Expanded.xlsx - Cost Forecasts Tab | Escalation Rates | 2041
System | IRPWDESC | Profile | 1.2043 |  | - | 1 | 2042-01-01 |  |  | = |  |  | H:\2025 IRP\03. Assumptions\12. New Resources (SSR)\RESD SSR Database 2025 v6 20240923 Modifiers Expanded.xlsx - Cost Forecasts Tab | Escalation Rates | 2042
System | IRPWDESC | Profile | 1.2164 |  | - | 1 | 2043-01-01 |  |  | = |  |  | H:\2025 IRP\03. Assumptions\12. New Resources (SSR)\RESD SSR Database 2025 v6 20240923 Modifiers Expanded.xlsx - Cost Forecasts Tab | Escalation Rates | 2043
System | IRPWDESC | Profile | 1.2287 |  | - | 1 | 2044-01-01 |  |  | = |  |  | H:\2025 IRP\03. Assumptions\12. New Resources (SSR)\RESD SSR Database 2025 v6 20240923 Modifiers Expanded.xlsx - Cost Forecasts Tab | Escalation Rates | 2044
System | IRPWDESC | Profile | 1.241 |  | - | 1 | 2045-01-01 |  |  | = |  |  | H:\2025 IRP\03. Assumptions\12. New Resources (SSR)\RESD SSR Database 2025 v6 20240923 Modifiers Expanded.xlsx - Cost Forecasts Tab | Escalation Rates | 2045
Parent Object | Child Object | Property | Value | Data File | Units | Band | Date From | Date To | Timeslice | Action | Expression | Scenario | Memo | Category
System | Inflation | Profile | 1 |  | - | 1 | 2025-01-01 |  |  | = |  |  | H:\2025 IRP Update\03. Assumptions\04. Financial\[25IRPU Plexos Inflation inputs 2025Q1 CONF.xlsb]Inflation | - | 2025
System | Inflation | Profile | 1.0222 |  | - | 1 | 2026-01-01 |  |  | = |  |  | H:\2025 IRP Update\03. Assumptions\04. Financial\[25IRPU Plexos Inflation inputs 2025Q1 CONF.xlsb]Inflation | - | 2026 | 2.22%
System | Inflation | Profile | 1.0449 |  | - | 1 | 2027-01-01 |  |  | = |  |  | H:\2025 IRP Update\03. Assumptions\04. Financial\[25IRPU Plexos Inflation inputs 2025Q1 CONF.xlsb]Inflation | - | 2027 | 2.22% | 0
System | Inflation | Profile | 1.0681 |  | - | 1 | 2028-01-01 |  |  | = |  |  | H:\2025 IRP Update\03. Assumptions\04. Financial\[25IRPU Plexos Inflation inputs 2025Q1 CONF.xlsb]Inflation | - | 2028 | 2.22% | -4.5938e-11
System | Inflation | Profile | 1.0918 |  | - | 1 | 2029-01-01 |  |  | = |  |  | H:\2025 IRP Update\03. Assumptions\04. Financial\[25IRPU Plexos Inflation inputs 2025Q1 CONF.xlsb]Inflation | - | 2029 | 2.22% | 1.3918e-11
System | Inflation | Profile | 1.116 |  | - | 1 | 2030-01-01 |  |  | = |  |  | H:\2025 IRP Update\03. Assumptions\04. Financial\[25IRPU Plexos Inflation inputs 2025Q1 CONF.xlsb]Inflation | - | 2030 | 2.22% | -1.9091e-10
System | Inflation | Profile | 1.1408 |  | - | 1 | 2031-01-01 |  |  | = |  |  | H:\2025 IRP Update\03. Assumptions\04. Financial\[25IRPU Plexos Inflation inputs 2025Q1 CONF.xlsb]Inflation | - | 2031 | 2.22% | 7.0141e-10
System | Inflation | Profile | 1.1661 |  | - | 1 | 2032-01-01 |  |  | = |  |  | H:\2025 IRP Update\03. Assumptions\04. Financial\[25IRPU Plexos Inflation inputs 2025Q1 CONF.xlsb]Inflation | - | 2032 | 2.22% | -6.1294e-10
System | Inflation | Profile | 1.192 |  | - | 1 | 2033-01-01 |  |  | = |  |  | H:\2025 IRP Update\03. Assumptions\04. Financial\[25IRPU Plexos Inflation inputs 2025Q1 CONF.xlsb]Inflation | - | 2033 | 2.22% | -2.6206e-10
System | Inflation | Profile | 1.2185 |  | - | 1 | 2034-01-01 |  |  | = |  |  | H:\2025 IRP Update\03. Assumptions\04. Financial\[25IRPU Plexos Inflation inputs 2025Q1 CONF.xlsb]Inflation | - | 2034 | 2.22% | 8.351e-10
System | Inflation | Profile | 1.2455 |  | - | 1 | 2035-01-01 |  |  | = |  |  | H:\2025 IRP Update\03. Assumptions\04. Financial\[25IRPU Plexos Inflation inputs 2025Q1 CONF.xlsb]Inflation | - | 2035 | 2.22% | -7.0153e-10
System | Inflation | Profile | 1.2732 |  | - | 1 | 2036-01-01 |  |  | = |  |  | H:\2025 IRP Update\03. Assumptions\04. Financial\[25IRPU Plexos Inflation inputs 2025Q1 CONF.xlsb]Inflation | - | 2036 | 2.22% | 1.0446e-10
System | Inflation | Profile | 1.3015 |  | - | 1 | 2037-01-01 |  |  | = |  |  | H:\2025 IRP Update\03. Assumptions\04. Financial\[25IRPU Plexos Inflation inputs 2025Q1 CONF.xlsb]Inflation | - | 2037 | 2.22% | 4.2333e-10
System | Inflation | Profile | 1.3304 |  | - | 1 | 2038-01-01 |  |  | = |  |  | H:\2025 IRP Update\03. Assumptions\04. Financial\[25IRPU Plexos Inflation inputs 2025Q1 CONF.xlsb]Inflation | - | 2038 | 2.22% | -2.4347e-11
System | Inflation | Profile | 1.3599 |  | - | 1 | 2039-01-01 |  |  | = |  |  | H:\2025 IRP Update\03. Assumptions\04. Financial\[25IRPU Plexos Inflation inputs 2025Q1 CONF.xlsb]Inflation | - | 2039 | 2.22% | -8.2195e-11
System | Inflation | Profile | 1.3901 |  | - | 1 | 2040-01-01 |  |  | = |  |  | H:\2025 IRP Update\03. Assumptions\04. Financial\[25IRPU Plexos Inflation inputs 2025Q1 CONF.xlsb]Inflation | - | 2040 | 2.22% | -3.1714e-10
System | Inflation | Profile | 1.4209 |  | - | 1 | 2041-01-01 |  |  | = |  |  | H:\2025 IRP Update\03. Assumptions\04. Financial\[25IRPU Plexos Inflation inputs 2025Q1 CONF.xlsb]Inflation | - | 2041 | 2.22% | 1.0661e-10
System | Inflation | Profile | 1.4525 |  | - | 1 | 2042-01-01 |  |  | = |  |  | H:\2025 IRP Update\03. Assumptions\04. Financial\[25IRPU Plexos Inflation inputs 2025Q1 CONF.xlsb]Inflation | - | 2042 | 2.22% | -3.0134e-10
System | Inflation | Profile | 1.4847 |  | - | 1 | 2043-01-01 |  |  | = |  |  | H:\2025 IRP Update\03. Assumptions\04. Financial\[25IRPU Plexos Inflation inputs 2025Q1 CONF.xlsb]Inflation | - | 2043 | 2.22% | 4.9333e-10
System | Inflation | Profile | 1.5177 |  | - | 1 | 2044-01-01 |  |  | = |  |  | H:\2025 IRP Update\03. Assumptions\04. Financial\[25IRPU Plexos Inflation inputs 2025Q1 CONF.xlsb]Inflation | - | 2044 | 2.22% | 1.1726e-10
System | Inflation | Profile | 1.5514 |  | - | 1 | 2045-01-01 |  |  | = |  |  | H:\2025 IRP Update\03. Assumptions\04. Financial\[25IRPU Plexos Inflation inputs 2025Q1 CONF.xlsb]Inflation | - | 2045 | 2.22% | -3.1487e-10
System | Inflation | Profile | 1.5858 |  | - | 1 | 2046-01-01 |  |  | = |  |  | H:\2025 IRP Update\03. Assumptions\04. Financial\[25IRPU Plexos Inflation inputs 2025Q1 CONF.xlsb]Inflation | - | 2046 | 2.22% | 6.7262e-11
System | Inflation | Profile | 1.621 |  | - | 1 | 2047-01-01 |  |  | = |  |  | H:\2025 IRP Update\03. Assumptions\04. Financial\[25IRPU Plexos Inflation inputs 2025Q1 CONF.xlsb]Inflation | - | 2047 | 2.22% | 2.1992e-11
System | Inflation | Profile | 1.657 |  | - | 1 | 2048-01-01 |  |  | = |  |  | H:\2025 IRP Update\03. Assumptions\04. Financial\[25IRPU Plexos Inflation inputs 2025Q1 CONF.xlsb]Inflation | - | 2048 | 2.22% | -4.0968e-10