## Service Size Tabulation
Rate Class | UTTSL
Row Labels | Count of Main Size | Service Size (Inches) | Meter Count
4 | 23 | 4 | 23
6 | 14 | 6 | 14
8 | 7 | 8 | 7
10 | 3 | 10 | 3
Grand Total | 47

## Plant Data
Seq |  |  | Meter | Meter | Service |  |  |  | IHP -Service | [7 empty] | HP - Service | [5 empty] | Mains | [13 empty] | Steel Pipe - Main | [5 empty] | IHP | HP | total | total | total
ID | Revenue Class | Rate | Rating | Prefix | Pressure | Pressure | SERVICE_LINE_ID | Direct? | Serv_size_1 | Serv_len_1 | Serv_size_2 | Serv_len_2 | Serv_size_3 | Serv_len_3 | Serv_size_4 | Serv_len_4 | Serv_size_1 | Serv_len_1 | Serv_size_2 | Serv_len_2 | Serv_size_3 | Serv_len_3 | Main_size_1 | Main_len_1 | Main_size_2 | Main_len_2 | Main_size_3 | Main_len_3 | Main_size_4 | Main_len_4 | Main_size_5 | Main_len_5 | Main_size_6 | Main_len_6 | Main_size_7 | Main_len_7 | Main_size_6 | Main_len_6 | tot_ft_of_main | tot_ft_of_service | #_services | Meters | ihpserv$ | hpserv$ | service$ | main$ | mtrreg$ | Main Size | Rate Class
1 | RES | UTGS | 320 | 127 | 0.25 | F | SL0000000557 | No | 0.5 | 109 | [12 empty] | 3 | 30 | 4 | 15 | 8 | 955 | [8 empty] | 0 | 0 | 1000 | 109 | 13 | 13 | 7455.9791 | 0 | 7455.9791 | 5443.2932 | 431 | 0.5 | UTGS
2 | RES | UTGS | 175 | 126 | 0.25 | F | SL0000003148 | No | 1.25 | 64 | [12 empty] | 2 | 1000 | [12 empty] | 0 | 0 | 1000 | 64 | 7 | 7 | 4768.8626 | 0 | 4768.8626 | 4644.4231 | 431 | 1.25 | UTGS
3 | RES | UTGS | 320 | 361 | 0.25 | F | SL0000003425 | No | 0.5 | 33 | [12 empty] | 1.25 | 37.31 | 2 | 97.33 | 4 | 196.61 | 6 | 668.75 | [6 empty] | 0 | 0 | 1000 | 33 | 17 | 42 | 2257.3148 | 0 | 2257.3148 | 1246.447 | 431 | 0.5 | UTGS
4 | RES | UTGS | 320 | 127 | 0.25 | F | SL0000003863 | No | 0.5 | 94 | [12 empty] | 1.25 | 100 | 2 | 736.28 | 4 | 163.72 | [8 empty] | 0 | 0 | 1000 | 94 | 20 | 22 | 6429.9269 | 0 | 6429.9269 | 1534.3106 | 431 | 0.5 | UTGS
5 | RES | UTGS | 320 | 261 | 0.25 | F | SL0000004990 | No | 0.5 | 83 | [12 empty] | 2 | 1000 | [12 empty] | 0 | 0 | 1000 | 83 | 14 | 15 | 5677.4887 | 0 | 5677.4887 | 2167.3974 | 431 | 0.5 | UTGS
6 | RES | UTGS | 320 | 360 | 0.25 | F | SL0000005123 | No | 1.25 | 64 | [12 empty] | 2 | 705.82 | 3 | 294.18 | [10 empty] | 0 | 0 | 1000 | 64 | 16 | 16 | 4768.8626 | 0 | 4768.8626 | 1798.7975 | 431 | 1.25 | UTGS
7 | RES | UTGS | 320 | 460 | 0.25 | F | SL0000006792 | No | 0.5 | 44 | [12 empty] | 2 | 1000 | [12 empty] | 0 | 0 | 1000 | 44 | 30 | 30 | 3009.753 | 0 | 3009.753 | 1083.6987 | 431 | 0.5 | UTGS
8 | RES | UTGS | 320 | 261 | 0.25 | F | SL0000006835 | No | 0.5 | 73.54 | 0.75 | 19 | [10 empty] | 1.25 | 8.32 | 2 | 991.68 | [10 empty] | 0 | 0 | 1000 | 92.54 | 34 | 34 | 6253.6778 | 0 | 6253.6778 | 956.3761 | 431 | 0.5 | UTGS
9 | RES | UTGS | 320 | 160 | 0.25 | F | SL0000009503 | No | 0.75 | 60 | [12 empty] | 1.25 | 190.42 | 2 | 809.58 | [10 empty] | 0 | 0 | 1000 | 60 | 9 | 10 | 3863.0087 | 0 | 3863.0087 | 3264.4256 | 431 | 0.75 | UTGS
10 | RES | UTGS | 320 | 160 | 0.25 | F | SL0000010084 | No | 0.5 | 109 | [12 empty] | 2 | 1000 | [12 empty] | 0 | 0 | 1000 | 109 | 19 | 19 | 7455.9791 | 0 | 7455.9791 | 1711.1032 | 431 | 0.5 | UTGS
11 | RES | UTGS | 306 | 211 | 0.25 | F | SL0000011262 | No | 0.75 | 71 | [12 empty] | 2 | 485 | 4 | 515 | [10 empty] | 0 | 0 | 1000 | 71 | 18 | 19 | 4571.2269 | 0 | 4571.2269 | 1905.448 | 431 | 0.75 | UTGS
12 | RES | UTGS | 320 | 260 | 0.25 | F | SL0000011308 | No | 0.5 | 72 | [12 empty] | 2 | 1000 | [12 empty] | 0 | 0 | 1000 | 72 | 13 | 14 | 4925.0504 | 0 | 4925.0504 | 2322.2116 | 431 | 0.5 | UTGS
13 | RES | UTGS | 306 | 211 | 0.25 | F | SL0000011864 | No | 0.75 | 48 | [12 empty] | 2 | 1000 | [12 empty] | 0 | 0 | 1000 | 48 | 16 | 1 | 3090.4069 | 0 | 3090.4069 | 32510.9617 | 431 | 0.75 | UTGS
14 | COM | UTTSS | 3100 | 271 | 1 | F | SL0000012131 | No | 1.25 | 38 | [12 empty] | 1.25 | 55 | 2 | 569.59 | 4 | 374.22 | [8 empty] | 0 | 0 | 998.81 | 38 | 5 | 6 | 2831.5122 | 0 | 2831.5122 | 5865.6552 | 2145.6667 | 1.25 | UTTSS
15 | COM | UTFS | 5550 | 272 | 2 | F | SL0000014404 | No | 1.25 | 8 | [12 empty] | 2 | 920.13 | 4 | 79.87 | [10 empty] | 0 | 0 | 1000 | 8 | 3 | 3 | 596.1078 | 0 | 596.1078 | 11027.8765 | 3698.6667 | 1.25 | UTFS
16 | RES | UTGS | 320 | 361 | 0.25 | F | SL0000015416 | No | 0.75 | 51 | [12 empty] | 2 | 1000 | [12 empty] | 0 | 0 | 1000 | 51 | 22 | 23 | 3283.5574 | 0 | 3283.5574 | 1413.5201 | 431 | 0.75 | UTGS
17 | RES | UTGS | 320 | 261 | 0.25 | F | SL0000016473 | No | 0.75 | 56 | [12 empty] | 1.25 | 187.99 | 2 | 812.01 | [10 empty] | 0 | 0 | 1000 | 56 | 17 | 20 | 3605.4748 | 0 | 3605.4748 | 1632.1277 | 431 | 0.75 | UTGS
18 | RES | UTGS | 320 | 460 | 0.25 | F | SL0000016645 | No | 0.75 | 75 | [12 empty] | 1.5 | 86.75 | 2 | 913.25 | [10 empty] | 0 | 0 | 1000 | 75 | 10 | 10 | 4828.7608 | 0 | 4828.7608 | 3196.0619 | 431 | 0.75 | UTGS
19 | RES | UTGS | 320 | 360 | 0.25 | F | SL0000017233 | No | 0.75 | 1 | 1.25 | 120 | [10 empty] | 4 | 1000 | [12 empty] | 0 | 0 | 1000 | 121 | 26 | 31 | 9006.0008 | 0 | 9006.0008 | 1280.031 | 431 | 0.75 | UTGS
20 | RES | UTGS | 320 | 261 | 0.25 | F | SL0000017348 | No | 0.5 | 68 | [12 empty] | 2 | 752.23 | 3 | 247.77 | [10 empty] | 0 | 0 | 1000 | 68 | 23 | 25 | 4651.4365 | 0 | 4651.4365 | 1174.7695 | 431 | 0.5 | UTGS
21 | IND | UTTSS | 7800 | 273 | 2 | F | SL0000017816 | No | 2 | 131 | [12 empty] | 2 | 7.88 | 8 | 992.12 | [10 empty] | 0 | 0 | 1000 | 131 | 7 | 12 | 9560.8356 | 0 | 9560.8356 | 6044.4235 | 5118 | 2 | UTTSS
22 | RES | UTGS | 550 | 461 | 2 | F | SL0000018464 | No | 0.5 | 112 | [12 empty] | 2 | 698.21 | 4 | 301.79 | [10 empty] | 0 | 0 | 1000 | 112 | 13 | 16 | 7661.1895 | 0 | 7661.1895 | 2167.1748 | 585.0096 | 0.5 | UTGS
23 | RES | UTGS | 320 | 360 | 0.25 | F | SL0000018504 | No | 0.5 | 52 | [12 empty] | 2 | 184.28 | 4 | 815.72 | [10 empty] | 0 | 0 | 1000 | 52 | 23 | 24 | 3556.9808 | 0 | 3556.9808 | 1598.3198 | 431 | 0.5 | UTGS
24 | COM | UTGS | 320 | 260 | 0.25 | F | SL0000018510 | No | 0.75 | 29 | [12 empty] | 2 | 1000 | [12 empty] | 0 | 0 | 1000 | 29 | 12 | 31 | 1867.1209 | 0 | 1867.1209 | 1048.7407 | 431 | 0.75 | UTGS
25 | RES | UTGS | 320 | 160 | 0.25 | F | SL0000019077 | No | 0.5 | 55 | 0.75 | 111 | [10 empty] | 1.25 | 48.03 | 2 | 20 | 4 | 931.97 | [8 empty] | 0 | 0 | 1000 | 166 | 15 | 20 | 10908.7573 | 0 | 10908.7573 | 1961.3404 | 431 | 0.5 | UTGS
26 | RES | UTGS | 320 | 160 | 0.25 | F | SL0000019296 | No | 0.5 | 96 | [12 empty] | 2 | 941.71 | 4 | 58.29 | [10 empty] | 0 | 0 | 1000 | 96 | 12 | 13 | 6566.7339 | 0 | 6566.7339 | 2532.9924 | 431 | 0.5 | UTGS
27 | RES | UTGS | 320 | 160 | 0.25 | F | SL0000019353 | No | 0.5 | 51 | [12 empty] | 1.25 | 142 | 2 | 858 | [10 empty] | 0 | 0 | 1000 | 51 | 10 | 12 | 3488.5774 | 0 | 3488.5774 | 2717.5301 | 431 | 0.5 | UTGS
28 | RES | UTGS | 306 | 111 | 0.25 | F | SL0000019426 | No | 0.5 | 58 | [12 empty] | 2 | 555.88 | 3 | 400.83 | 4 | 43.29 | [8 empty] | 0 | 0 | 1000 | 58 | 19 | 19 | 3967.4017 | 0 | 3967.4017 | 1459.9382 | 431 | 0.5 | UTGS
29 | RES | UTGS | 320 | 261 | 0.25 | F | SL0000020651 | No | 0.5 | 50 | [12 empty] | 1.25 | 137 | 2 | 863 | [10 empty] | 0 | 0 | 1000 | 50 | 10 | 10 | 3420.1739 | 0 | 3420.1739 | 3260.6862 | 431 | 0.5 | UTGS
30 | RES | UTGS | 320 | 461 | 0.25 | F | SL0000021607 | No | 0.5 | 53 | [12 empty] | 2 | 1000 | [12 empty] | 0 | 0 | 1000 | 53 | 13 | 16 | 3625.3843 | 0 | 3625.3843 | 2031.9351 | 431 | 0.5 | UTGS
31 | RES | UTGS | 306 | 111 | 0.25 | F | SL0000022591 | No | 0.75 | 81 | [12 empty] | 2 | 399.07 | 4 | 600.93 | [10 empty] | 0 | 0 | 1000 | 81 | 6 | 7 | 5215.0617 | 0 | 5215.0617 | 5259.9471 | 431 | 0.75 | UTGS
32 | RES | UTGS | 320 | 360 | 0.25 | F | SL0000023139 | No | 0.75 | 74 | [12 empty] | 2 | 726.85 | 3 | 69.38 | 4 | 203.77 | [8 empty] | 0 | 0 | 1000 | 74 | 16 | 16 | 4764.3774 | 0 | 4764.3774 | 2068.2659 | 431 | 0.75 | UTGS
33 | RES | UTGS | 320 | 260 | 0.25 | F | SL0000024483 | No | 0.75 | 34 | [12 empty] | 2 | 1000 | [12 empty] | 0 | 0 | 1000 | 34 | 27 | 27 | 2189.0382 | 0 | 2189.0382 | 1204.1097 | 431 | 0.75 | UTGS
34 | RES | UTGS | 320 | 261 | 0.25 | F | SL0000024562 | No | 0.5 | 42 | [12 empty] | 2 | 519.72 | 4 | 479.81 | [10 empty] | 0 | 0 | 999.53 | 42 | 13 | 13 | 2872.9461 | 0 | 2872.9461 | 2764.3015 | 431 | 0.5 | UTGS
35 | RES | UTGS | 306 | 111 | 0.25 | F | SL0000024678 | No | 0.75 | 75 | [12 empty] | 1.25 | 3.43 | 2 | 289.35 | 4 | 707.22 | [8 empty] | 0 | 0 | 1000 | 75 | 14 | 28 | 4828.7608 | 0 | 4828.7608 | 1342.2904 | 431 | 0.75 | UTGS
36 | RES | UTGS | 320 | 261 | 0.25 | F | SL0000027559 | No | 0.5 | 87 | [12 empty] | 0.75 | 102.94 | 1.25 | 81.44 | 2 | 815.62 | [8 empty] | 0 | 0 | 1000 | 87 | 11 | 12 | 5951.1026 | 0 | 5951.1026 | 2779.0212 | 431 | 0.5 | UTGS
37 | RES | UTGS | 320 | 261 | 0.25 | F | SL0000027669 | No | 0.5 | 38 | [12 empty] | 2 | 1000 | [12 empty] | 0 | 0 | 1000 | 38 | 12 | 1 | 2599.3322 | 0 | 2599.3322 | 32510.9617 | 431 | 0.5 | UTGS
38 | RES | UTGS | 320 | 160 | 0.25 | F | SL0000027970 | No | 0.75 | 40 | [12 empty] | 2 | 414 | 4 | 586 | [10 empty] | 0 | 0 | 1000 | 40 | 9 | 10 | 2575.3391 | 0 | 2575.3391 | 3671.2582 | 431 | 0.75 | UTGS
39 | RES | UTGS | 306 | 211 | 0.25 | F | SL0000028133 | No | 0.75 | 74 | [12 empty] | 2 | 419.27 | 3 | 111 | 4 | 469.73 | [8 empty] | 0 | 0 | 1000 | 74 | 11 | 13 | 4764.3774 | 0 | 4764.3774 | 2651.6497 | 431 | 0.75 | UTGS
40 | RES | UTGS | 306 | 211 | 0.25 | F | SL0000028860 | No | 0.75 | 80 | [12 empty] | 2 | 1000 | [12 empty] | 0 | 0 | 1000 | 80 | 10 | 13 | 5150.6782 | 0 | 5150.6782 | 2500.8432 | 431 | 0.75 | UTGS
41 | RES | UTGS | 320 | 760 | 0.25 | F | SL0000029377 | No | 0.75 | 97 | [12 empty] | 2 | 1000 | [12 empty] | 0 | 0 | 1000 | 97 | 13 | 13 | 6245.1973 | 0 | 6245.1973 | 2500.8432 | 431 | 0.75 | UTGS
42 | RES | UTGS | 306 | 211 | 0.25 | F | SL0000030575 | No | 0.75 | 73 | [12 empty] | 2 | 1000 | [12 empty] | 0 | 0 | 1000 | 73 | 16 | 17 | 4699.9939 | 0 | 4699.9939 | 1912.4095 | 431 | 0.75 | UTGS
43 | RES | UTGS | 320 | 160 | 0.25 | F | SL0000030577 | No | 0.75 | 73 | [12 empty] | 2 | 1000 | [12 empty] | 0 | 0 | 1000 | 73 | 15 | 16 | 4699.9939 | 0 | 4699.9939 | 2031.9351 | 431 | 0.75 | UTGS
44 | RES | UTGS | 320 | 260 | 0.25 | F | SL0000030825 | No | 0.5 | 69 | [12 empty] | 2 | 1000 | [12 empty] | 0 | 0 | 1000 | 69 | 13 | 13 | 4719.84 | 0 | 4719.84 | 2500.8432 | 431 | 0.5 | UTGS
45 | RES | UTGS | 320 | 460 | 0.25 | F | SL0000032351 | No | 0.75 | 43 | [12 empty] | 2 | 1000 | [12 empty] | 0 | 0 | 1000 | 43 | 14 | 14 | 2768.4895 | 0 | 2768.4895 | 2322.2116 | 431 | 0.75 | UTGS
46 | RES | UTGS | 320 | 760 | 0.25 | F | SL0000032661 | No | 0.75 | 111 | [12 empty] | 2 | 1000 | [12 empty] | 0 | 0 | 1000 | 111 | 15 | 15 | 7146.566 | 0 | 7146.566 | 2167.3974 | 431 | 0.75 | UTGS
47 | RES | UTGS | 320 | 360 | 0.25 | F | SL0000033132 | No | 0.5 | 36 | 0.75 | 83 | [10 empty] | 2 | 472.27 | 4 | 527.73 | [10 empty] | 0 | 0 | 1000 | 119 | 13 | 15 | 7806.3539 | 0 | 7806.3539 | 2419.6524 | 431 | 0.5 | UTGS
48 | RES | UTGS | 320 | 760 | 0.25 | F | SL0000035206 | No | 0.75 | 78 | [12 empty] | 2 | 216.07 | 3 | 51.35 | 4 | 732.58 | [8 empty] | 0 | 0 | 1000 | 78 | 19 | 19 | 5021.9113 | 0 | 5021.9113 | 1953.2864 | 431 | 0.75 | UTGS
49 | RES | UTGS | 320 | 260 | 0.25 | F | SL0000036041 | No | 0.75 | 46 | [12 empty] | 2 | 898.47 | 3 | 55.77 | 4 | 45.77 | [8 empty] | 0 | 0 | 1000.01 | 46 | 19 | 19 | 2961.64 | 0 | 2961.64 | 1691.1734 | 431 | 0.75 | UTGS
50 | RES | UTGS | 320 | 360 | 0.25 | F | SL0000037526 | No | 0.75 | 79 | [12 empty] | 2 | 10.89 | 4 | 989.11 | [10 empty] | 0 | 0 | 1000 | 79 | 16 | 17 | 5086.2947 | 0 | 5086.2947 | 2329.5812 | 431 | 0.75 | UTGS
51 | RES | UTGS | 175 | 126 | 0.25 | F | SL0000038094 | No | 0.5 | 53 | [12 empty] | 2 | 1000 | [12 empty] | 0 | 0 | 1000 | 53 | 22 | 22 | 3625.3843 | 0 | 3625.3843 | 1477.771 | 431 | 0.5 | UTGS
52 | RES | UTGS | 320 | 127 | 0.25 | F | SL0000038218 | No | 0.75 | 73 | [12 empty] | 2 | 1000 | [12 empty] | 0 | 0 | 1000 | 73 | 11 | 11 | 4699.9939 | 0 | 4699.9939 | 2955.542 | 431 | 0.75 | UTGS
53 | RES | UTGS | 320 | 261 | 0.25 | F | SL0000038497 | No | 0.75 | 46 | [12 empty] | 1.25 | 175.9 | 2 | 824.1 | [10 empty] | 0 | 0 | 1000 | 46 | 12 | 19 | 2961.64 | 0 | 2961.64 | 1717.5838 | 431 | 0.75 | UTGS
54 | RES | UTGS | 320 | 260 | 0.25 | F | SL0000038797 | No | 0.75 | 146 | [12 empty] | 2 | 107.77 | 4 | 794.24 | 6 | 97.99 | [8 empty] | 0 | 0 | 1000 | 146 | 16 | 16 | 9399.9878 | 0 | 9399.9878 | 2556.3967 | 431 | 0.75 | UTGS
55 | RES | UTGS | 320 | 127 | 0.25 | F | SL0000039060 | No | 0.75 | 112 | [12 empty] | 2 | 1000 | [12 empty] | 0 | 0 | 1000 | 112 | 13 | 13 | 7210.9495 | 0 | 7210.9495 | 2500.8432 | 431 | 0.75 | UTGS
56 | RES | UTGS | 320 | 127 | 0.25 | F | SL0000039550 | No | 0.75 | 80 | [12 empty] | 2 | 1000 | [12 empty] | 0 | 0 | 1000 | 80 | 14 | 14 | 5150.6782 | 0 | 5150.6782 | 2322.2116 | 431 | 0.75 | UTGS
57 | RES | UTGS | 320 | 160 | 0.25 | F | SL0000040311 | No | 0.75 | 35 | [12 empty] | 2 | 680.12 | 4 | 319.88 | [10 empty] | 0 | 0 | 1000 | 35 | 13 | 13 | 2253.4217 | 0 | 2253.4217 | 2677.2693 | 431 | 0.75 | UTGS
58 | RES | UTGS | 320 | 460 | 0.25 | F | SL0000040527 | No | 0.75 | 64 | [12 empty] | 2 | 975.6 | 4 | 1.6 | 6 | 22.8 | [8 empty] | 0 | 0 | 1000 | 64 | 27 | 27 | 4120.5426 | 0 | 4120.5426 | 1227.7737 | 431 | 0.75 | UTGS
59 | RES | UTGS | 320 | 261 | 0.25 | F | SL0000040623 | No | 0.75 | 71 | [12 empty] | 2 | 1000 | [12 empty] | 0 | 0 | 1000 | 71 | 18 | 19 | 4571.2269 | 0 | 4571.2269 | 1711.1032 | 431 | 0.75 | UTGS
60 | RES | UTGS | 320 | 260 | 0.25 | F | SL0000040913 | No | 0.5 | 65 | [12 empty] | 2 | 1000 | [12 empty] | 0 | 0 | 1000 | 65 | 13 | 17 | 4446.2261 | 0 | 4446.2261 | 1912.4095 | 431 | 0.5 | UTGS
61 | RES | UTGS | 320 | 460 | 0.25 | F | SL0000041712 | No | 0.75 | 38 | [12 empty] | 2 | 729.28 | 6 | 270.72 | [10 empty] | 0 | 0 | 1000 | 38 | 21 | 21 | 2446.5722 | 0 | 2446.5722 | 1902.9131 | 431 | 0.75 | UTGS
62 | COM | UTFS | 3300 | 271 | 2 | F | SL0000042121 | No | 1.25 | 46 | [12 empty] | 2 | 1000 | [12 empty] | 0 | 0 | 1000 | 46 | 9 | 18 | 3427.62 | 0 | 3427.62 | 1806.1645 | 2145.6667 | 1.25 | UTFS
63 | RES | UTGS | 175 | 126 | 0.25 | F | SL0000042286 | No | 0.75 | 35 | [12 empty] | 2 | 1000 | [12 empty] | 0 | 0 | 1000 | 35 | 24 | 24 | 2253.4217 | 0 | 2253.4217 | 1354.6234 | 431 | 0.75 | UTGS
64 | RES | UTGS | 320 | 160 | 0.25 | F | SL0000042313 | No | 0.75 | 56 | [12 empty] | 2 | 658.1 | 4 | 341.9 | [10 empty] | 0 | 0 | 1000 | 56 | 13 | 13 | 3605.4748 | 0 | 3605.4748 | 2689.4142 | 431 | 0.75 | UTGS
65 | RES | UTGS | 320 | 760 | 0.25 | F | SL0000042935 | No | 0.5 | 42 | [12 empty] | 2 | 256.9 | 4 | 743.1 | [10 empty] | 0 | 0 | 1000 | 42 | 12 | 13 | 2872.9461 | 0 | 2872.9461 | 2910.6914 | 431 | 0.5 | UTGS
66 | RES | UTGS | 320 | 260 | 0.25 | F | SL0000043944 | No | 0.75 | 87 | [12 empty] | 2 | 996.57 | 4 | 3.43 | [10 empty] | 0 | 0 | 1000 | 87 | 24 | 24 | 5601.3626 | 0 | 5601.3626 | 1355.6481 | 431 | 0.75 | UTGS
67 | COM | UTTSS | 7800 | 273 | 2 | F | SL0000044707 | No | 2 | 379 | [12 empty] | 1.25 | 161.51 | 2 | 838.49 | [10 empty] | 0 | 0 | 1000 | 379 | 10 | 10 | 27660.7381 | 0 | 27660.7381 | 3262.4019 | 5118 | 2 | UTTSS
68 | RES | UTGS | 320 | 461 | 0.25 | F | SL0000044745 | No | 0.5 | 78 | [12 empty] | 2 | 83.93 | 4 | 218.63 | 8 | 697.44 | [8 empty] | 0 | 0 | 1000 | 78 | 11 | 11 | 5335.4713 | 0 | 5335.4713 | 5655.7517 | 431 | 0.5 | UTGS
69 | RES | UTGS | 320 | 760 | 0.25 | F | SL0000045968 | No | 0.75 | 37 | [12 empty] | 2 | 1000 | [12 empty] | 0 | 0 | 1000 | 37 | 17 | 17 | 2382.1887 | 0 | 2382.1887 | 1912.4095 | 431 | 0.75 | UTGS
70 | RES | UTGS | 320 | 360 | 0.25 | F | SL0000046201 | No | 0.75 | 51 | [12 empty] | 2 | 914.04 | 4 | 66.48 | 6 | 19.48 | [8 empty] | 0 | 0 | 1000 | 51 | 8 | 8 | 3283.5574 | 0 | 3283.5574 | 4190.4641 | 431 | 0.75 | UTGS
71 | RES | UTGS | 320 | 260 | 0.25 | F | SL0000046411 | No | 0.75 | 46 | [12 empty] | 2 | 1000 | [12 empty] | 0 | 0 | 1000 | 46 | 16 | 16 | 2961.64 | 0 | 2961.64 | 2031.9351 | 431 | 0.75 | UTGS
72 | RES | UTGS | 320 | 360 | 0.25 | F | SL0000046417 | No | 0.75 | 83 | [12 empty] | 2 | 1000 | [12 empty] | 0 | 0 | 1000 | 83 | 21 | 28 | 5343.8287 | 0 | 5343.8287 | 1161.1058 | 431 | 0.75 | UTGS
73 | RES | UTGS | 320 | 460 | 0.25 | F | SL0000046442 | No | 0.5 | 27 | [12 empty] | 2 | 634.57 | 3 | 365.43 | [10 empty] | 0 | 0 | 1000 | 27 | 18 | 19 | 1846.8939 | 0 | 1846.8939 | 1467.2268 | 431 | 0.5 | UTGS
74 | RES | UTGS | 320 | 160 | 0.25 | F | SL0000046568 | No | 0.75 | 51 | [12 empty] | 2 | 941.31 | 4 | 58.69 | [10 empty] | 0 | 0 | 1000 | 51 | 21 | 21 | 3283.5574 | 0 | 3283.5574 | 1568.1795 | 431 | 0.75 | UTGS
75 | RES | UTGS | 175 | 126 | 0.25 | F | SL0000047168 | No | 0.5 | 70 | [12 empty] | 2 | 571.12 | 4 | 284.24 | 8 | 144.64 | [8 empty] | 0 | 0 | 1000 | 70 | 15 | 15 | 4788.2434 | 0 | 4788.2434 | 2692.2493 | 431 | 0.5 | UTGS
76 | RES | UTGS | 320 | 260 | 0.25 | F | SL0000047395 | No | 0.5 | 127 | [12 empty] | 2 | 144.25 | 4 | 287.5 | 6 | 568.25 | [8 empty] | 0 | 0 | 1000 | 127 | 13 | 23 | 8687.2417 | 0 | 8687.2417 | 2183.0686 | 431 | 0.5 | UTGS
77 | RES | UTGS | 320 | 361 | 0.25 | F | SL0000047674 | No | 0.75 | 48 | [12 empty] | 2 | 323.96 | 6 | 676.04 | [10 empty] | 0 | 0 | 1000 | 48 | 15 | 25 | 3090.4069 | 0 | 3090.4069 | 2044.6233 | 431 | 0.75 | UTGS
78 | RES | UTGS | 320 | 260 | 0.25 | F | SL0000048685 | No | 1.25 | 165.37 | [12 empty] | 2 | 3.96 | 3 | 307 | 4 | 689.04 | [8 empty] | 0 | 0 | 1000 | 165.37 | 17 | 43 | 12322.2938 | 0 | 12322.2938 | 780.433 | 431 | 1.25 | UTGS
79 | RES | UTGS | 320 | 261 | 0.25 | F | SL0000049455 | No | 0.75 | 58 | [12 empty] | 0.75 | 289.21 | 2 | 710.79 | [10 empty] | 0 | 0 | 1000 | 58 | 17 | 22 | 3734.2417 | 0 | 3734.2417 | 1577.417 | 431 | 0.75 | UTGS
80 | RES | UTGS | 320 | 360 | 0.25 | F | SL0000049750 | No | 0.75 | 76 | [12 empty] | 0.75 | 194.45 | 2 | 306.8 | 4 | 498.75 | [8 empty] | 0 | 0 | 1000 | 76 | 8 | 10 | 4893.1443 | 0 | 4893.1443 | 3756.093 | 431 | 0.75 | UTGS
81 | COM | UTFS | 2225 | 278 | 2 | F | SL0000049941 | No | 1.25 | 64 | [12 empty] | 2 | 729.11 | 4 | 270.89 | [10 empty] | 0 | 0 | 1000 | 64 | 2 | 4 | 4768.8626 | 0 | 4768.8626 | 8613.3108 | 2428.75 | 1.25 | UTFS
82 | RES | UTGS | 550 | 461 | 2 | F | SL0000050045 | No | 0.5 | 102 | [12 empty] | 2 | 301 | 4 | 699 | [10 empty] | 0 | 0 | 1000 | 102 | 11 | 11 | 6977.1547 | 0 | 6977.1547 | 3411.1629 | 585.0096 | 0.5 | UTGS
83 | RES | UTGS | 320 | 760 | 0.25 | F | SL0000050493 | No | 0.75 | 120 | [12 empty] | 2 | 1000 | [12 empty] | 0 | 0 | 1000 | 120 | 9 | 56 | 7726.0173 | 0 | 7726.0173 | 580.5529 | 431 | 0.75 | UTGS
84 | RES | UTGS | 320 | 260 | 0.25 | F | SL0000050628 | No | 0.75 | 42 | [12 empty] | 2 | 1000 | [12 empty] | 0 | 0 | 1000 | 42 | 19 | 23 | 2704.1061 | 0 | 2704.1061 | 1413.5201 | 431 | 0.75 | UTGS
85 | COM | UTGS | 1000 | 255 | 0.25 | F | SL0000051322 | No | 0.75 | 14 | [12 empty] | 2 | 690 | 3 | 142.5 | 4 | 167.5 | [8 empty] | 0 | 0 | 1000 | 14 | 8 | 10 | 901.3687 | 0 | 901.3687 | 3190.5037 | 1475.8773 | 0.75 | UTGS
86 | RES | UTGS | 320 | 760 | 0.25 | F | SL0000052364 | No | 0.75 | 43 | [12 empty] | 2 | 444.4 | 4 | 555.6 | [10 empty] | 0 | 0 | 1000 | 43 | 13 | 13 | 2768.4895 | 0 | 2768.4895 | 2807.278 | 431 | 0.75 | UTGS
87 | RES | UTGS | 320 | 460 | 0.25 | F | SL0000052439 | No | 0.75 | 42 | [12 empty] | 2 | 1000 | [12 empty] | 0 | 0 | 1000 | 42 | 18 | 18 | 2704.1061 | 0 | 2704.1061 | 1806.1645 | 431 | 0.75 | UTGS
88 | RES | UTGS | 320 | 260 | 0.25 | F | SL0000052815 | No | 0.5 | 57 | [12 empty] | 2 | 364.5 | 4 | 635.5 | [10 empty] | 0 | 0 | 1000 | 57 | 13 | 14 | 3898.9982 | 0 | 3898.9982 | 2647.6783 | 431 | 0.5 | UTGS
89 | RES | UTGS | 320 | 127 | 0.25 | F | SL0000052880 | No | 0.75 | 39 | [12 empty] | 2 | 634.93 | 3 | 5 | 4 | 360.07 | [8 empty] | 0 | 0 | 1000 | 39 | 17 | 20 | 2510.9556 | 0 | 2510.9556 | 1751.4632 | 431 | 0.75 | UTGS
90 | RES | UTGS | 320 | 260 | 0.25 | F | SL0000053499 | No | 0.75 | 39 | [12 empty] | 2 | 725.29 | 4 | 167.65 | 6 | 107.06 | [8 empty] | 0 | 0 | 1000 | 39 | 11 | 11 | 2510.9556 | 0 | 2510.9556 | 3332.6639 | 431 | 0.75 | UTGS
91 | RES | UTGS | 320 | 360 | 0.25 | F | SL0000053537 | No | 0.5 | 74 | [12 empty] | 2 | 1000 | [12 empty] | 0 | 0 | 1000 | 74 | 25 | 26 | 5061.8574 | 0 | 5061.8574 | 1250.4216 | 431 | 0.5 | UTGS
92 | RES | UTGS | 320 | 260 | 0.25 | F | SL0000053678 | No | 0.75 | 39 | [12 empty] | 2 | 1000 | [12 empty] | 0 | 0 | 1000 | 39 | 14 | 14 | 2510.9556 | 0 | 2510.9556 | 2322.2116 | 431 | 0.75 | UTGS
93 | RES | UTGS | 306 | 211 | 0.25 | F | SL0000054248 | No | 0.75 | 49 | [12 empty] | 1.25 | 233.73 | 1.5 | 39.77 | 2 | 681.73 | 4 | 44.77 | [6 empty] | 0 | 0 | 1000 | 49 | 8 | 8 | 3154.7904 | 0 | 3154.7904 | 4092.909 | 431 | 0.75 | UTGS
94 | RES | UTGS | 320 | 127 | 0.25 | F | SL0000054373 | No | 0.75 | 61 | [12 empty] | 2 | 1000 | [12 empty] | 0 | 0 | 1000 | 61 | 12 | 12 | 3927.3921 | 0 | 3927.3921 | 2709.2468 | 431 | 0.75 | UTGS
95 | RES | UTGS | 550 | 760 | 2 | F | SL0000054403 | No | 0.75 | 90 | [12 empty] | 2 | 699.91 | 8 | 300.09 | [10 empty] | 0 | 0 | 1000 | 90 | 21 | 21 | 5794.513 | 0 | 5794.513 | 2124.5996 | 585.0096 | 0.75 | UTGS
96 | RES | UTGS | 320 | 260 | 0.25 | F | SL0000055233 | No | 0.75 | 36 | [12 empty] | 2 | 1000 | [12 empty] | 0 | 0 | 1000 | 36 | 23 | 26 | 2317.8052 | 0 | 2317.8052 | 1250.4216 | 431 | 0.75 | UTGS
97 | RES | UTGS | 320 | 460 | 0.25 | F | SL0000055359 | No | 0.5 | 33 | [12 empty] | 2 | 689.18 | 3 | 240 | 4 | 70.82 | [8 empty] | 0 | 0 | 1000 | 33 | 7 | 7 | 2257.3148 | 0 | 2257.3148 | 4282.2202 | 431 | 0.5 | UTGS
98 | RES | UTGS | 320 | 127 | 0.25 | F | SL0000055425 | No | 0.75 | 35 | [12 empty] | 4 | 133.87 | 6 | 866.13 | [10 empty] | 0 | 0 | 1000 | 35 | 10 | 10 | 2253.4217 | 0 | 2253.4217 | 5730.6707 | 431 | 0.75 | UTGS
99 | RES | UTGS | 500 | 220 | 0.25 | F | SL0000055534 | No | 0.75 | 60 | [12 empty] | 2 | 1000 | [12 empty] | 0 | 0 | 1000 | 60 | 14 | 14 | 3863.0087 | 0 | 3863.0087 | 2322.2116 | 585.0096 | 0.75 | UTGS
100 | RES | UTGS | 320 | 261 | 0.25 | F | SL0000056841 | No | 0.75 | 54 | [12 empty] | 2 | 1000 | [12 empty] | 0 | 0 | 1000 | 54 | 17 | 18 | 3476.7078 | 0 | 3476.7078 | 1806.1645 | 431 | 0.75 | UTGS
101 | RES | UTGS | 320 | 460 | 0.25 | F | SL0000056912 | No | 0.75 | 39 | [12 empty] | 2 | 275 | 3 | 725 | [10 empty] | 0 | 0 | 1000 | 39 | 16 | 16 | 2510.9556 | 0 | 2510.9556 | 1457.3726 | 431 | 0.75 | UTGS
102 | RES | UTGS | 320 | 160 | 0.25 | F | SL0000056965 | No | 0.5 | 32 | [12 empty] | 2 | 938.35 | 4 | 61.65 | [10 empty] | 0 | 0 | 1000 | 32 | 9 | 9 | 2188.9113 | 0 | 2188.9113 | 3661.4436 | 431 | 0.5 | UTGS
103 | RES | UTGS | 320 | 460 | 0.25 | F | SL0000057408 | No | 0.75 | 52 | [12 empty] | 1.25 | 176.68 | 2 | 823.32 | [10 empty] | 0 | 0 | 1000 | 52 | 7 | 7 | 3347.9408 | 0 | 3347.9408 | 4662.0911 | 431 | 0.75 | UTGS
104 | RES | UTGS | 320 | 461 | 0.25 | F | SL0000057425 | No | 0.75 | 50 | [12 empty] | 2 | 1000 | [12 empty] | 0 | 0 | 1000 | 50 | 25 | 25 | 3219.1739 | 0 | 3219.1739 | 1300.4385 | 431 | 0.75 | UTGS
105 | RES | UTGS | 320 | 760 | 0.25 | F | SL0000057492 | No | 0.5 | 29 | [12 empty] | 2 | 176.33 | 3 | 36.18 | 4 | 265.16 | 6 | 522.33 | [6 empty] | 0 | 0 | 1000 | 29 | 10 | 10 | 1983.7009 | 0 | 1983.7009 | 4832.7918 | 431 | 0.5 | UTGS
106 | RES | UTGS | 320 | 261 | 0.25 | F | SL0000057657 | No | 0.75 | 51 | [12 empty] | 2 | 1000 | [12 empty] | 0 | 0 | 1000 | 51 | 9 | 9 | 3283.5574 | 0 | 3283.5574 | 3612.3291 | 431 | 0.75 | UTGS
107 | RES | UTGS | 320 | 460 | 0.25 | F | SL0000058357 | No | 0.75 | 42 | [12 empty] | 2 | 127.95 | 6 | 872.05 | [10 empty] | 0 | 0 | 1000 | 42 | 10 | 1 | 2704.1061 | 0 | 2704.1061 | 56509.7777 | 431 | 0.75 | UTGS
108 | RES | UTGS | 320 | 260 | 0.25 | F | SL0000058646 | No | 0.75 | 149 | [12 empty] | 4 | 1000 | [12 empty] | 0 | 0 | 1000 | 149 | 8 | 11 | 9593.1382 | 0 | 9593.1382 | 3607.3602 | 431 | 0.75 | UTGS
109 | RES | UTGS | 320 | 461 | 0.25 | F | SL0000059093 | No | 0.75 | 86 | [12 empty] | 2 | 195.4 | 4 | 804.6 | [10 empty] | 0 | 0 | 1000 | 86 | 20 | 20 | 5536.9791 | 0 | 5536.9791 | 1913.9972 | 431 | 0.75 | UTGS
110 | RES | UTGS | 320 | 127 | 0.25 | F | SL0000059300 | No | 0.75 | 36 | [12 empty] | 2 | 781.27 | 3 | 218.73 | [10 empty] | 0 | 0 | 1000 | 36 | 19 | 19 | 2317.8052 | 0 | 2317.8052 | 1565.1298 | 431 | 0.75 | UTGS
111 | RES | UTGS | 320 | 261 | 0.25 | F | SL0000059610 | No | 0.75 | 60 | [12 empty] | 3 | 1000 | [12 empty] | 0 | 0 | 1000 | 60 | 17 | 17 | 3863.0087 | 0 | 3863.0087 | 1166.5272 | 431 | 0.75 | UTGS
112 | RES | UTGS | 320 | 461 | 0.25 | F | SL0000061519 | No | 0.75 | 98 | [12 empty] | 2 | 1000 | [12 empty] | 0 | 0 | 1000 | 98 | 7 | 12 | 6309.5808 | 0 | 6309.5808 | 2709.2468 | 431 | 0.75 | UTGS
113 | RES | UTGS | 320 | 361 | 0.25 | F | SL0000062625 | No | 0.75 | 80 | [12 empty] | 2 | 674.07 | 3 | 325.93 | [10 empty] | 0 | 0 | 1000 | 80 | 22 | 22 | 5150.6782 | 0 | 5150.6782 | 1289.9168 | 431 | 0.75 | UTGS
114 | RES | UTGS | 320 | 760 | 0.25 | F | SL0000062683 | No | 0.75 | 82 | [12 empty] | 2 | 1000 | [12 empty] | 0 | 0 | 1000 | 82 | 19 | 19 | 5279.4452 | 0 | 5279.4452 | 1711.1032 | 431 | 0.75 | UTGS
115 | RES | UTGS | 320 | 260 | 0.25 | F | SL0000063280 | No | 0.75 | 36 | [12 empty] | 2 | 243 | 3 | 757 | [10 empty] | 0 | 0 | 1000 | 36 | 17 | 17 | 2317.8052 | 0 | 2317.8052 | 1347.7766 | 431 | 0.75 | UTGS
116 | RES | UTGS | 320 | 360 | 0.25 | F | SL0000063442 | No | 0.75 | 38 | [12 empty] | 2 | 576.63 | 3 | 37.59 | 4 | 385.78 | [8 empty] | 0 | 0 | 1000 | 38 | 8 | 12 | 2446.5722 | 0 | 2446.5722 | 2900.0303 | 431 | 0.75 | UTGS
117 | RES | UTGS | 320 | 760 | 0.25 | F | SL0000064786 | No | 0.75 | 80 | [12 empty] | 2 | 1000 | [12 empty] | 0 | 0 | 1000 | 80 | 10 | 18 | 5150.6782 | 0 | 5150.6782 | 1806.1645 | 431 | 0.75 | UTGS
118 | RES | UTGS | 320 | 360 | 0.25 | F | SL0000065049 | No | 0.75 | 53 | [12 empty] | 1.25 | 208.82 | 2 | 791.18 | [10 empty] | 0 | 0 | 1000 | 53 | 17 | 20 | 3412.3243 | 0 | 3412.3243 | 1632.8568 | 431 | 0.75 | UTGS
119 | RES | UTGS | 320 | 127 | 0.25 | F | SL0000065338 | No | 0.75 | 88 | [12 empty] | 2 | 228.51 | 3 | 771.49 | [10 empty] | 0 | 0 | 1000 | 88 | 17 | 17 | 5665.746 | 0 | 5665.746 | 1336.9687 | 431 | 0.75 | UTGS
120 | RES | UTGS | 320 | 260 | 0.25 | F | SL0000065509 | No | 0.75 | 74 | [12 empty] | 2 | 1000 | [12 empty] | 0 | 0 | 1000 | 74 | 15 | 15 | 4764.3774 | 0 | 4764.3774 | 2167.3974 | 431 | 0.75 | UTGS
121 | RES | UTGS | 320 | 360 | 0.25 | F | SL0000065523 | No | 0.75 | 45 | [12 empty] | 2 | 1000 | [12 empty] | 0 | 0 | 1000 | 45 | 16 | 16 | 2897.2565 | 0 | 2897.2565 | 2031.9351 | 431 | 0.75 | UTGS
122 | RES | UTGS | 320 | 127 | 0.25 | F | SL0000065642 | No | 0.5 | 76 | [12 empty] | 2 | 1000 | [12 empty] | 0 | 0 | 1000 | 76 | 20 | 20 | 5198.6643 | 0 | 5198.6643 | 1625.5481 | 431 | 0.5 | UTGS
123 | RES | UTGS | 320 | 460 | 0.25 | F | SL0000065656 | No | 0.75 | 68 | [12 empty] | 1.25 | 42.8 | 2 | 640 | 4 | 317.2 | [8 empty] | 0 | 0 | 1000 | 68 | 13 | 15 | 4378.0765 | 0 | 4378.0765 | 2321.0164 | 431 | 0.75 | UTGS
124 | RES | UTGS | 320 | 260 | 0.25 | F | SL0000065783 | No | 0.75 | 56 | [12 empty] | 2 | 1000 | [12 empty] | 0 | 0 | 1000 | 56 | 11 | 11 | 3605.4748 | 0 | 3605.4748 | 2955.542 | 431 | 0.75 | UTGS
125 | RES | UTGS | 320 | 261 | 0.25 | F | SL0000066027 | No | 0.75 | 72 | [12 empty] | 2 | 1000 | [12 empty] | 0 | 0 | 1000 | 72 | 16 | 16 | 4635.6104 | 0 | 4635.6104 | 2031.9351 | 431 | 0.75 | UTGS
126 | RES | UTGS | 320 | 460 | 0.25 | F | SL0000066157 | No | 0.75 | 40 | [12 empty] | 2 | 1000 | [12 empty] | 0 | 0 | 1000 | 40 | 22 | 22 | 2575.3391 | 0 | 2575.3391 | 1477.771 | 431 | 0.75 | UTGS
127 | RES | UTGS | 320 | 460 | 0.25 | F | SL0000066444 | No | 0.75 | 32 | [12 empty] | 2 | 1000 | [12 empty] | 0 | 0 | 1000 | 32 | 16 | 16 | 2060.2713 | 0 | 2060.2713 | 2031.9351 | 431 | 0.75 | UTGS
128 | RES | UTGS | 955 | 259 | 2 | F | SL0000066631 | No | 0.5 | 105 | [12 empty] | 3 | 1000 | [12 empty] | 0 | 0 | 1000 | 105 | 13 | 13 | 7182.3652 | 0 | 7182.3652 | 1525.4586 | 1475.8773 | 0.5 | UTGS
129 | RES | UTGS | 320 | 460 | 0.25 | F | SL0000066832 | No | 0.5 | 35 | [12 empty] | 2 | 227.81 | 4 | 772.19 | [10 empty] | 0 | 0 | 1000 | 35 | 24 | 24 | 2394.1217 | 0 | 2394.1217 | 1585.3152 | 431 | 0.5 | UTGS
130 | RES | UTGS | 320 | 760 | 0.25 | F | SL0000067044 | No | 0.75 | 40 | [12 empty] | 2 | 204.77 | 4 | 795.23 | [10 empty] | 0 | 0 | 1000 | 40 | 17 | 19 | 2575.3391 | 0 | 2575.3391 | 2011.1979 | 431 | 0.75 | UTGS
131 | RES | UTGS | 175 | 126 | 0.25 | F | SL0000067363 | No | 0.75 | 71 | [12 empty] | 2 | 599.98 | 4 | 400.02 | [10 empty] | 0 | 0 | 1000 | 71 | 10 | 11 | 4571.2269 | 0 | 4571.2269 | 3216.2823 | 431 | 0.75 | UTGS
132 | RES | UTGS | 320 | 460 | 0.25 | F | SL0000067371 | No | 0.75 | 25 | [12 empty] | 2 | 1000 | [12 empty] | 0 | 0 | 1000 | 25 | 22 | 26 | 1609.5869 | 0 | 1609.5869 | 1250.4216 | 431 | 0.75 | UTGS
133 | RES | UTGS | 320 | 260 | 0.25 | F | SL0000067559 | No | 0.75 | 31 | [12 empty] | 2 | 1000 | [12 empty] | 0 | 0 | 1000 | 31 | 13 | 13 | 1995.8878 | 0 | 1995.8878 | 2500.8432 | 431 | 0.75 | UTGS
134 | RES | UTGS | 320 | 160 | 0.25 | F | SL0000067826 | No | 0.5 | 107 | [12 empty] | 2 | 396.5 | 4 | 603.5 | [10 empty] | 0 | 0 | 1000 | 107 | 10 | 13 | 7319.1721 | 0 | 7319.1721 | 2833.6967 | 431 | 0.5 | UTGS
135 | RES | UTGS | 320 | 727 | 0.25 | F | SL0000068296 | No | 0.75 | 128 | [12 empty] | 2 | 286 | 4 | 714 | [10 empty] | 0 | 0 | 1000 | 128 | 14 | 14 | 8241.0852 | 0 | 8241.0852 | 2687.8816 | 431 | 0.75 | UTGS
136 | RES | UTGS | 320 | 460 | 0.25 | F | SL0000068776 | No | 0.75 | 52 | [12 empty] | 2 | 869.4 | 4 | 12.44 | 6 | 118.16 | [8 empty] | 0 | 0 | 1000 | 52 | 8 | 11 | 3347.9408 | 0 | 3347.9408 | 3259.2654 | 431 | 0.75 | UTGS
137 | RES | UTGS | 320 | 360 | 0.25 | F | SL0000069706 | No | 0.75 | 88 | [12 empty] | 2 | 289.31 | 6 | 710.69 | [10 empty] | 0 | 0 | 1000 | 88 | 11 | 13 | 5665.746 | 0 | 5665.746 | 4005.3193 | 431 | 0.75 | UTGS
138 | RES | UTGS | 320 | 261 | 0.25 | F | SL0000069814 | No | 0.5 | 118 | [12 empty] | 2 | 78.5 | 4 | 921.5 | [10 empty] | 0 | 0 | 1000 | 118 | 14 | 17 | 8071.6104 | 0 | 8071.6104 | 2301.0657 | 431 | 0.5 | UTGS
139 | RES | UTGS | 175 | 126 | 0.25 | F | SL0000070537 | No | 0.75 | 82 | [12 empty] | 2 | 1000 | [12 empty] | 0 | 0 | 1000 | 82 | 9 | 9 | 5279.4452 | 0 | 5279.4452 | 3612.3291 | 431 | 0.75 | UTGS
140 | RES | UTGS | 320 | 127 | 0.25 | F | SL0000071030 | No | 0.75 | 93 | [12 empty] | 2 | 1000 | [12 empty] | 0 | 0 | 1000 | 93 | 19 | 19 | 5987.6634 | 0 | 5987.6634 | 1711.1032 | 431 | 0.75 | UTGS
141 | RES | UTGS | 320 | 160 | 0.25 | F | SL0000071193 | No | 0.75 | 49 | [12 empty] | 2 | 1000 | [12 empty] | 0 | 0 | 1000 | 49 | 24 | 25 | 3154.7904 | 0 | 3154.7904 | 1300.4385 | 431 | 0.75 | UTGS
142 | RES | UTGS | 320 | 760 | 0.25 | F | SL0000071247 | No | 0.75 | 121 | [12 empty] | 2 | 871.26 | 6 | 128.74 | [10 empty] | 0 | 0 | 1000 | 121 | 9 | 12 | 7790.4008 | 0 | 7790.4008 | 3004.4905 | 431 | 0.75 | UTGS
143 | RES | UTGS | 320 | 760 | 0.25 | F | SL0000071679 | No | 0.75 | 114 | [12 empty] | 1.25 | 177 | 2 | 823 | [10 empty] | 0 | 0 | 1000 | 114 | 13 | 15 | 7339.7165 | 0 | 7339.7165 | 2175.6574 | 431 | 0.75 | UTGS
144 | RES | UTGS | 320 | 360 | 0.25 | F | SL0000071796 | No | 0.75 | 71 | [12 empty] | 2 | 713.47 | 4 | 286.53 | [10 empty] | 0 | 0 | 1000 | 71 | 14 | 18 | 4571.2269 | 0 | 4571.2269 | 1920.299 | 431 | 0.75 | UTGS
145 | RES | UTGS | 320 | 460 | 0.25 | F | SL0000072352 | No | 0.75 | 48.97 | [12 empty] | 0.75 | 4 | 2 | 245.94 | 4 | 750.06 | [8 empty] | 0 | 0 | 1000 | 48.97 | 21 | 21 | 3152.8589 | 0 | 3152.8589 | 1805.6768 | 431 | 0.75 | UTGS
146 | RES | UTGS | 320 | 460 | 0.25 | F | SL0000072397 | No | 0.75 | 82 | [12 empty] | 2 | 710.51 | 4 | 289.49 | [10 empty] | 0 | 0 | 1000 | 82 | 11 | 12 | 5279.4452 | 0 | 5279.4452 | 2882.2171 | 431 | 0.75 | UTGS
147 | RES | UTGS | 320 | 261 | 0.25 | F | SL0000072741 | No | 0.75 | 75 | [12 empty] | 2 | 1000 | [12 empty] | 0 | 0 | 1000 | 75 | 18 | 18 | 4828.7608 | 0 | 4828.7608 | 1806.1645 | 431 | 0.75 | UTGS
148 | RES | UTGS | 320 | 460 | 0.25 | F | SL0000072850 | No | 0.75 | 33 | [12 empty] | 2 | 700.18 | 4 | 299.82 | [10 empty] | 0 | 0 | 1000 | 33 | 19 | 19 | 2124.6548 | 0 | 2124.6548 | 1824.2458 | 431 | 0.75 | UTGS
149 | RES | UTGS | 320 | 360 | 0.25 | F | SL0000073640 | No | 0.75 | 129 | [12 empty] | 2 | 25.92 | 6 | 974.08 | [10 empty] | 0 | 0 | 1000 | 129 | 13 | 19 | 8305.4686 | 0 | 8305.4686 | 3121.9812 | 431 | 0.75 | UTGS
150 | RES | UTGS | 320 | 261 | 0.25 | F | SL0000074434 | No | 0.75 | 39 | [12 empty] | 2 | 563.88 | 4 | 436.12 | [10 empty] | 0 | 0 | 1000 | 39 | 17 | 17 | 2510.9556 | 0 | 2510.9556 | 2096.3495 | 431 | 0.75 | UTGS
151 | RES | UTGS | 306 | 111 | 0.25 | F | SL0000074716 | No | 0.75 | 81 | [12 empty] | 2 | 1000 | [12 empty] | 0 | 0 | 1000 | 81 | 20 | 20 | 5215.0617 | 0 | 5215.0617 | 1625.5481 | 431 | 0.75 | UTGS
152 | RES | UTGS | 175 | 126 | 0.25 | F | SL0000075009 | No | 0.75 | 89 | [12 empty] | 2 | 1000 | [12 empty] | 0 | 0 | 1000 | 89 | 20 | 20 | 5730.1295 | 0 | 5730.1295 | 1625.5481 | 431 | 0.75 | UTGS
153 | RES | UTGS | 320 | 760 | 0.25 | F | SL0000075555 | No | 0.75 | 43 | [12 empty] | 2 | 1000 | [12 empty] | 0 | 0 | 1000 | 43 | 23 | 23 | 2768.4895 | 0 | 2768.4895 | 1413.5201 | 431 | 0.75 | UTGS
154 | RES | UTGS | 320 | 127 | 0.25 | F | SL0000075593 | No | 0.75 | 77 | [12 empty] | 2 | 1000 | [12 empty] | 0 | 0 | 1000 | 77 | 23 | 23 | 4957.5278 | 0 | 4957.5278 | 1413.5201 | 431 | 0.75 | UTGS
155 | RES | UTGS | 320 | 360 | 0.25 | F | SL0000075752 | No | 0.75 | 44 | [12 empty] | 2 | 314.5 | 4 | 685.5 | [10 empty] | 0 | 0 | 1000 | 44 | 14 | 15 | 2832.873 | 0 | 2832.873 | 2495.0664 | 431 | 0.75 | UTGS
156 | RES | UTGS | 306 | 111 | 0.25 | F | SL0000075858 | No | 0.75 | 41 | [12 empty] | 2 | 623.84 | 4 | 376.16 | [10 empty] | 0 | 0 | 1000 | 41 | 9 | 9 | 2639.7226 | 0 | 2639.7226 | 3912.0032 | 431 | 0.75 | UTGS
157 | RES | UTGS | 320 | 261 | 0.25 | F | SL0000076020 | No | 0.75 | 39 | [12 empty] | 2 | 364 | 4 | 636 | [10 empty] | 0 | 0 | 1000 | 39 | 20 | 20 | 2510.9556 | 0 | 2510.9556 | 1853.5541 | 431 | 0.75 | UTGS
158 | RES | UTGS | 320 | 760 | 0.25 | F | SL0000076344 | No | 0.75 | 86 | [12 empty] | 2 | 1000 | [12 empty] | 0 | 0 | 1000 | 86 | 14 | 14 | 5536.9791 | 0 | 5536.9791 | 2322.2116 | 431 | 0.75 | UTGS
159 | RES | UTGS | 320 | 260 | 0.25 | F | SL0000077339 | No | 0.75 | 78 | [12 empty] | 2 | 1000 | [12 empty] | 0 | 0 | 1000 | 78 | 18 | 18 | 5021.9113 | 0 | 5021.9113 | 1806.1645 | 431 | 0.75 | UTGS
160 | RES | UTGS | 320 | 760 | 0.25 | F | SL0000078098 | No | 0.75 | 146 | 1.25 | 14.39 | [10 empty] | 2 | 134.97 | 3 | 865.03 | [10 empty] | 0 | 0 | 1000 | 160.39 | 15 | 17 | 10472.2367 | 0 | 10472.2367 | 1267.1989 | 431 | 0.75 | UTGS
161 | RES | UTGS | 320 | 160 | 0.25 | F | SL0000078711 | No | 0.75 | 74 | [12 empty] | 1.25 | 2.48 | 2 | 902 | 4 | 95.52 | [8 empty] | 0 | 0 | 1000 | 74 | 7 | 7 | 4764.3774 | 0 | 4764.3774 | 4742.5109 | 431 | 0.75 | UTGS
162 | RES | UTGS | 320 | 461 | 0.25 | F | SL0000079332 | No | 0.5 | 91 | [12 empty] | 2 | 24.32 | 3 | 307 | 4 | 668.68 | [8 empty] | 0 | 0 | 1000 | 91 | 17 | 43 | 6224.7165 | 0 | 6224.7165 | 777.0381 | 431 | 0.5 | UTGS
163 | RES | UTGS | 306 | 211 | 0.25 | F | SL0000079702 | No | 0.75 | 40 | [12 empty] | 2 | 652.32 | 3 | 347.68 | [10 empty] | 0 | 0 | 1000 | 40 | 16 | 16 | 2575.3391 | 0 | 2575.3391 | 1756.3987 | 431 | 0.75 | UTGS
164 | RES | UTGS | 320 | 261 | 0.25 | F | SL0000079730 | No | 0.75 | 74 | [12 empty] | 2 | 1000 | [12 empty] | 0 | 0 | 1000 | 74 | 22 | 22 | 4764.3774 | 0 | 4764.3774 | 1477.771 | 431 | 0.75 | UTGS
165 | RES | UTGS | 320 | 261 | 0.25 | F | SL0000080088 | No | 0.75 | 78 | [12 empty] | 2 | 789.3 | 4 | 210.7 | [10 empty] | 0 | 0 | 1000 | 78 | 13 | 16 | 5021.9113 | 0 | 5021.9113 | 2126.355 | 431 | 0.75 | UTGS
166 | RES | UTGS | 320 | 260 | 0.25 | F | SL0000080182 | No | 0.75 | 41 | [12 empty] | 2 | 1000 | [12 empty] | 0 | 0 | 1000 | 41 | 21 | 21 | 2639.7226 | 0 | 2639.7226 | 1548.141 | 431 | 0.75 | UTGS
167 | RES | UTGS | 306 | 211 | 0.25 | F | SL0000080415 | No | 0.75 | 76 | [12 empty] | 2 | 60.4 | 4 | 939.6 | [10 empty] | 0 | 0 | 1000 | 76 | 22 | 22 | 4893.1443 | 0 | 4893.1443 | 1783.9952 | 431 | 0.75 | UTGS
168 | RES | UTGS | 320 | 261 | 0.25 | F | SL0000080789 | No | 0.75 | 44 | [12 empty] | 2 | 939.25 | 4 | 60.75 | [10 empty] | 0 | 0 | 1000 | 44 | 17 | 17 | 2832.873 | 0 | 2832.873 | 1938.0317 | 431 | 0.75 | UTGS
169 | RES | UTGS | 320 | 261 | 0.25 | F | SL0000080900 | No | 0.5 | 61 | [12 empty] | 1.25 | 151.11 | 2 | 179.93 | 4 | 668.96 | [8 empty] | 0 | 0 | 1000 | 61 | 14 | 15 | 4172.6121 | 0 | 4172.6121 | 2494.2121 | 431 | 0.5 | UTGS
170 | RES | UTGS | 320 | 160 | 0.25 | F | SL0000081005 | No | 0.75 | 55 | [12 empty] | 2 | 1000 | [12 empty] | 0 | 0 | 1000 | 55 | 13 | 16 | 3541.0913 | 0 | 3541.0913 | 2031.9351 | 431 | 0.75 | UTGS
171 | RES | UTGS | 320 | 460 | 0.25 | F | SL0000081034 | No | 0.75 | 45 | [12 empty] | 2 | 744.25 | 4 | 255.75 | [10 empty] | 0 | 0 | 1000 | 45 | 13 | 15 | 2897.2565 | 0 | 2897.2565 | 2289.6459 | 431 | 0.75 | UTGS
172 | RES | UTGS | 320 | 127 | 0.25 | F | SL0000081422 | No | 0.75 | 52 | [12 empty] | 1.25 | 62.84 | 2 | 937.16 | [10 empty] | 0 | 0 | 1000 | 52 | 28 | 34 | 3347.9408 | 0 | 3347.9408 | 957.4985 | 431 | 0.75 | UTGS
173 | RES | UTGS | 320 | 360 | 0.25 | F | SL0000081881 | No | 0.75 | 47 | [12 empty] | 1.25 | 10.06 | 2 | 535.06 | 4 | 280.44 | 6 | 174.44 | [6 empty] | 0 | 0 | 1000 | 47 | 17 | 18 | 3026.0235 | 0 | 3026.0235 | 2184.9637 | 431 | 0.75 | UTGS
174 | RES | UTGS | 320 | 760 | 0.25 | F | SL0000082186 | No | 0.5 | 41 | [12 empty] | 2 | 1000 | [12 empty] | 0 | 0 | 1000 | 41 | 21 | 21 | 2804.5426 | 0 | 2804.5426 | 1548.141 | 431 | 0.5 | UTGS
175 | RES | UTGS | 306 | 111 | 0.25 | F | SL0000082367 | No | 0.75 | 86 | [12 empty] | 2 | 807.08 | 4 | 192.92 | [10 empty] | 0 | 0 | 1000 | 86 | 21 | 21 | 5536.9791 | 0 | 5536.9791 | 1614.0094 | 431 | 0.75 | UTGS
176 | RES | UTGS | 320 | 760 | 0.25 | F | SL0000082555 | No | 0.75 | 61 | [12 empty] | 2 | 273.05 | 4 | 726.95 | [10 empty] | 0 | 0 | 1000 | 61 | 14 | 16 | 3927.3921 | 0 | 3927.3921 | 2357.6996 | 431 | 0.75 | UTGS
177 | RES | UTGS | 320 | 261 | 0.25 | F | SL0000083145 | No | 0.75 | 75 | [12 empty] | 2 | 1000 | [12 empty] | 0 | 0 | 1000 | 75 | 21 | 21 | 4828.7608 | 0 | 4828.7608 | 1548.141 | 431 | 0.75 | UTGS
178 | RES | UTGS | 320 | 261 | 0.25 | F | SL0000083196 | No | 0.75 | 38 | [12 empty] | 2 | 1000 | [12 empty] | 0 | 0 | 1000 | 38 | 16 | 16 | 2446.5722 | 0 | 2446.5722 | 2031.9351 | 431 | 0.75 | UTGS
179 | RES | UTGS | 320 | 760 | 0.25 | F | SL0000083331 | No | 0.5 | 50 | [12 empty] | 2 | 1000 | [12 empty] | 0 | 0 | 1000 | 50 | 25 | 25 | 3420.1739 | 0 | 3420.1739 | 1300.4385 | 431 | 0.5 | UTGS
180 | RES | UTGS | 320 | 360 | 0.25 | F | SL0000083500 | No | 0.75 | 53 | [12 empty] | 4 | 1000 | [12 empty] | 0 | 0 | 1000 | 53 | 22 | 22 | 3412.3243 | 0 | 3412.3243 | 1803.6801 | 431 | 0.75 | UTGS
181 | RES | UTGS | 320 | 360 | 0.25 | F | SL0000083599 | No | 0.5 | 44 | [12 empty] | 1.25 | 185.48 | 2 | 814.52 | [10 empty] | 0 | 0 | 1000 | 44 | 21 | 21 | 3009.753 | 0 | 3009.753 | 1554.3237 | 431 | 0.5 | UTGS
182 | RES | UTGS | 320 | 261 | 0.25 | F | SL0000083600 | No | 0.75 | 72 | [12 empty] | 1.25 | 59 | 2 | 348.4 | 4 | 592.6 | [8 empty] | 0 | 0 | 1000 | 72 | 9 | 9 | 4635.6104 | 0 | 4635.6104 | 4089.0226 | 431 | 0.75 | UTGS
183 | RES | UTGS | 320 | 260 | 0.25 | F | SL0000083880 | No | 0.75 | 43 | [12 empty] | 2 | 1000 | [12 empty] | 0 | 0 | 1000 | 43 | 23 | 23 | 2768.4895 | 0 | 2768.4895 | 1413.5201 | 431 | 0.75 | UTGS
184 | RES | UTGS | 320 | 460 | 0.25 | F | SL0000083923 | No | 0.75 | 88 | [12 empty] | 2 | 711.72 | 4 | 288.28 | [10 empty] | 0 | 0 | 1000 | 88 | 18 | 19 | 5665.746 | 0 | 5665.746 | 1819.891 | 431 | 0.75 | UTGS
185 | COM | UTGS | 320 | 461 | 0.25 | F | SL0000086603 | No | 0.75 | 44 | [12 empty] | 2 | 1000 | [12 empty] | 0 | 0 | 1000 | 44 | 12 | 16 | 2832.873 | 0 | 2832.873 | 2031.9351 | 431 | 0.75 | UTGS
186 | RES | UTGS | 320 | 460 | 0.25 | F | SL0000086807 | No | 0.75 | 44 | [12 empty] | 2 | 1000 | [12 empty] | 0 | 0 | 1000 | 44 | 24 | 24 | 2832.873 | 0 | 2832.873 | 1354.6234 | 431 | 0.75 | UTGS
187 | RES | UTGS | 320 | 260 | 0.25 | F | SL0000087218 | No | 0.5 | 85 | [12 empty] | 2 | 266.5 | 4 | 733.5 | [10 empty] | 0 | 0 | 1000 | 85 | 11 | 17 | 5814.2956 | 0 | 5814.2956 | 2221.7739 | 431 | 0.5 | UTGS
188 | RES | UTGS | 320 | 260 | 0.25 | F | SL0000087353 | No | 0.75 | 83 | [12 empty] | 0.75 | 91.02 | 2 | 908.98 | [10 empty] | 0 | 0 | 1000 | 83 | 19 | 1 | 5343.8287 | 0 | 5343.8287 | 33200.8933 | 431 | 0.75 | UTGS
189 | RES | UTGS | 320 | 760 | 0.25 | F | SL0000088124 | No | 0.5 | 9 | 0.75 | 49 | [10 empty] | 4 | 1000 | [12 empty] | 0 | 0 | 1000 | 58 | 17 | 19 | 3770.4217 | 0 | 3770.4217 | 2088.4717 | 431 | 0.5 | UTGS
190 | RES | UTGS | 320 | 361 | 0.25 | F | SL0000090165 | No | 0.75 | 28 | [12 empty] | 1.25 | 217.47 | 2 | 782.53 | [10 empty] | 0 | 0 | 1000 | 28 | 12 | 23 | 1802.7374 | 0 | 1802.7374 | 1420.1387 | 431 | 0.75 | UTGS
191 | RES | UTGS | 320 | 260 | 0.25 | F | SL0000090987 | No | 0.75 | 112 | [12 empty] | 2 | 858.68 | 3 | 141.32 | [10 empty] | 0 | 0 | 1000 | 112 | 22 | 22 | 7210.9495 | 0 | 7210.9495 | 1396.3193 | 431 | 0.75 | UTGS
192 | RES | UTGS | 320 | 361 | 0.25 | F | SL0000091095 | No | 0.5 | 52 | [12 empty] | 2 | 140.76 | 4 | 859.24 | [10 empty] | 0 | 0 | 1000 | 52 | 16 | 17 | 3556.9808 | 0 | 3556.9808 | 2274.8066 | 431 | 0.5 | UTGS
193 | RES | UTGS | 320 | 760 | 0.25 | F | SL0000092117 | No | 0.75 | 43 | [12 empty] | 2 | 1000 | [12 empty] | 0 | 0 | 1000 | 43 | 18 | 18 | 2768.4895 | 0 | 2768.4895 | 1806.1645 | 431 | 0.75 | UTGS
194 | RES | UTGS | 320 | 360 | 0.25 | F | SL0000092477 | No | 0.5 | 72 | [12 empty] | 2 | 289.95 | 4 | 710.05 | [10 empty] | 0 | 0 | 1000 | 72 | 13 | 15 | 4925.0504 | 0 | 4925.0504 | 2506.8013 | 431 | 0.5 | UTGS
195 | COM | UTGS | 320 | 261 | 0.25 | F | SL0000093139 | No | 0.5 | 65 | [12 empty] | 1.25 | 156.95 | 2 | 91.55 | 4 | 751.5 | [8 empty] | 0 | 0 | 1000 | 65 | 6 | 9 | 4446.2261 | 0 | 4446.2261 | 4223.2313 | 431 | 0.5 | UTGS
196 | RES | UTGS | 320 | 261 | 0.25 | F | SL0000093636 | No | 0.75 | 53 | [12 empty] | 2 | 140.46 | 4 | 859.54 | [10 empty] | 0 | 0 | 1000 | 53 | 6 | 6 | 3412.3243 | 0 | 3412.3243 | 6445.6439 | 431 | 0.75 | UTGS
197 | RES | UTGS | 320 | 261 | 0.25 | F | SL0000093798 | No | 0.75 | 37 | [12 empty] | 2 | 1000 | [12 empty] | 0 | 0 | 1000 | 37 | 12 | 12 | 2382.1887 | 0 | 2382.1887 | 2709.2468 | 431 | 0.75 | UTGS
198 | RES | UTGS | 320 | 360 | 0.25 | F | SL0000094608 | No | 0.75 | 78 | [12 empty] | 2 | 0.43 | 4 | 999.57 | [10 empty] | 0 | 0 | 1000 | 78 | 21 | 21 | 5021.9113 | 0 | 5021.9113 | 1889.4228 | 431 | 0.75 | UTGS
199 | RES | UTGS | 320 | 360 | 0.25 | F | SL0000094909 | No | 0.5 | 82 | [12 empty] | 2 | 1000 | [12 empty] | 0 | 0 | 1000 | 82 | 16 | 1 | 5609.0852 | 0 | 5609.0852 | 32510.9617 | 431 | 0.5 | UTGS
200 | RES | UTGS | 320 | 261 | 0.25 | F | SL0000095217 | No | 0.75 | 72 | [12 empty] | 2 | 975.53 | 4 | 24.47 | [10 empty] | 0 | 0 | 1000 | 72 | 21 | 27 | 4635.6104 | 0 | 4635.6104 | 1210.6078 | 431 | 0.75 | UTGS
201 | RES | UTGS | 540 | 759 | 0.25 | F | SL0000095404 | No | 0.75 | 52 | [12 empty] | 1.25 | 1.16 | 2 | 62.26 | 6 | 936.58 | [8 empty] | 0 | 0 | 1000 | 52 | 8 | 14 | 3347.9408 | 0 | 3347.9408 | 4163.3182 | 585.0096 | 0.75 | UTGS
202 | RES | UTGS | 175 | 126 | 0.25 | F | SL0000096030 | No | 0.5 | 50 | [12 empty] | 4 | 1000 | [12 empty] | 0 | 0 | 1000 | 50 | 23 | 23 | 3420.1739 | 0 | 3420.1739 | 1725.2592 | 431 | 0.5 | UTGS
203 | RES | UTGS | 175 | 126 | 0.25 | F | SL0000096176 | No | 0.75 | 81 | [12 empty] | 2 | 1000 | [12 empty] | 0 | 0 | 1000 | 81 | 15 | 15 | 5215.0617 | 0 | 5215.0617 | 2167.3974 | 431 | 0.75 | UTGS
204 | RES | UTGS | 306 | 211 | 0.25 | F | SL0000096371 | No | 0.75 | 38 | [12 empty] | 1.25 | 26.3 | 2 | 973.7 | [10 empty] | 0 | 0 | 1000 | 38 | 21 | 21 | 2446.5722 | 0 | 2446.5722 | 1549.0177 | 431 | 0.75 | UTGS
205 | RES | UTGS | 320 | 160 | 0.25 | F | SL0000096571 | No | 0.75 | 40 | [12 empty] | 2 | 1000 | [12 empty] | 0 | 0 | 1000 | 40 | 23 | 23 | 2575.3391 | 0 | 2575.3391 | 1413.5201 | 431 | 0.75 | UTGS
206 | RES | UTGS | 320 | 760 | 0.25 | F | SL0000096680 | No | 0.75 | 36 | [12 empty] | 2 | 1000 | [12 empty] | 0 | 0 | 1000 | 36 | 17 | 17 | 2317.8052 | 0 | 2317.8052 | 1912.4095 | 431 | 0.75 | UTGS
207 | RES | UTGS | 320 | 260 | 0.25 | F | SL0000096701 | No | 0.75 | 77 | [12 empty] | 2 | 982.9 | 4 | 17.1 | [10 empty] | 0 | 0 | 1000 | 77 | 25 | 25 | 4957.5278 | 0 | 4957.5278 | 1305.3427 | 431 | 0.75 | UTGS
208 | RES | UTGS | 320 | 160 | 0.25 | F | SL0000096757 | No | 0.75 | 90 | [12 empty] | 2 | 251.75 | 6 | 748.25 | [10 empty] | 0 | 0 | 1000 | 90 | 17 | 22 | 5794.513 | 0 | 5794.513 | 2413.7637 | 431 | 0.75 | UTGS
209 | RES | UTGS | 320 | 260 | 0.25 | F | SL0000097682 | No | 0.75 | 67 | [12 empty] | 2 | 162.57 | 3 | 735.86 | 4 | 101.57 | [8 empty] | 0 | 0 | 1000 | 67 | 11 | 11 | 4313.693 | 0 | 4313.693 | 2173.5013 | 431 | 0.75 | UTGS
210 | COM | UTGS | 306 | 111 | 0.25 | F | SL0000097693 | No | 0.5 | 61 | [12 empty] | 1.25 | 47 | 2 | 318 | 3 | 635 | [8 empty] | 0 | 0 | 1000 | 61 | 4 | 18 | 4172.6121 | 0 | 4172.6121 | 1360.6701 | 431 | 0.5 | UTGS
211 | RES | UTGS | 320 | 760 | 0.25 | F | SL0000097965 | No | 0.75 | 98 | [12 empty] | 0.75 | 52.33 | 1.25 | 783.69 | 2 | 163.98 | [8 empty] | 0 | 0 | 1000 | 98 | 8 | 8 | 6309.5808 | 0 | 6309.5808 | 4182.0258 | 431 | 0.75 | UTGS
212 | RES | UTGS | 306 | 211 | 0.25 | F | SL0000098523 | No | 0.75 | 94 | [12 empty] | 2 | 1000 | [12 empty] | 0 | 0 | 1000 | 94 | 17 | 17 | 6052.0469 | 0 | 6052.0469 | 1912.4095 | 431 | 0.75 | UTGS
213 | RES | UTGS | 306 | 111 | 0.25 | F | SL0000098536 | No | 0.75 | 89 | [12 empty] | 2 | 175.37 | 4 | 824.63 | [10 empty] | 0 | 0 | 1000 | 89 | 16 | 16 | 5730.1295 | 0 | 5730.1295 | 2401.4724 | 431 | 0.75 | UTGS
214 | RES | UTGS | 320 | 760 | 0.25 | F | SL0000098732 | No | 0.75 | 81 | [12 empty] | 2 | 1000 | [12 empty] | 0 | 0 | 1000 | 81 | 18 | 18 | 5215.0617 | 0 | 5215.0617 | 1806.1645 | 431 | 0.75 | UTGS
215 | RES | UTGS | 320 | 760 | 0.25 | F | SL0000099323 | No | 0.5 | 14 | 0.75 | 81 | [10 empty] | 2 | 888.99 | 4 | 111.02 | [10 empty] | 0 | 0 | 1000.01 | 95 | 18 | 36 | 6172.7104 | 0 | 6172.7104 | 925.2028 | 431 | 0.5 | UTGS
216 | RES | UTGS | 320 | 127 | 0.25 | F | SL0000099835 | No | 0.75 | 40 | [12 empty] | 2 | 1000 | [12 empty] | 0 | 0 | 1000 | 40 | 17 | 17 | 2575.3391 | 0 | 2575.3391 | 1912.4095 | 431 | 0.75 | UTGS
217 | RES | UTGS | 320 | 360 | 0.25 | F | SL0000100085 | No | 0.75 | 35 | [12 empty] | 2 | 798.23 | 4 | 201.77 | [10 empty] | 0 | 0 | 1000 | 35 | 18 | 18 | 2253.4217 | 0 | 2253.4217 | 1886.5363 | 431 | 0.75 | UTGS
218 | RES | UTGS | 320 | 261 | 0.25 | F | SL0000100310 | No | 0.75 | 36 | [12 empty] | 2 | 197.64 | 3 | 465 | 4 | 337.36 | [8 empty] | 0 | 0 | 1000 | 36 | 20 | 20 | 2317.8052 | 0 | 2317.8052 | 1451.6816 | 431 | 0.75 | UTGS
219 | RES | UTGS | 320 | 360 | 0.25 | F | SL0000100361 | No | 0.75 | 37 | [12 empty] | 2 | 1000 | [12 empty] | 0 | 0 | 1000 | 37 | 14 | 14 | 2382.1887 | 0 | 2382.1887 | 2322.2116 | 431 | 0.75 | UTGS
220 | COM | UTGS | 955 | 759 | 2 | F | SL0000100654 | No | 0.5 | 29 | [12 empty] | 4 | 1000 | [12 empty] | 0 | 0 | 1000 | 29 | 9 | 10 | 1983.7009 | 0 | 1983.7009 | 3968.0962 | 1475.8773 | 0.5 | UTGS
221 | RES | UTGS | 320 | 360 | 0.25 | F | SL0000100994 | No | 0.75 | 65 | [12 empty] | 2 | 1000 | [12 empty] | 0 | 0 | 1000 | 65 | 16 | 16 | 4184.9261 | 0 | 4184.9261 | 2031.9351 | 431 | 0.75 | UTGS
222 | RES | UTGS | 320 | 261 | 0.25 | F | SL0000101331 | No | 0.75 | 81 | [12 empty] | 2 | 1000 | [12 empty] | 0 | 0 | 1000 | 81 | 27 | 1 | 5215.0617 | 0 | 5215.0617 | 32510.9617 | 431 | 0.75 | UTGS
223 | RES | UTGS | 320 | 760 | 0.25 | F | SL0000101856 | No | 0.75 | 41 | [12 empty] | 2 | 1000 | [12 empty] | 0 | 0 | 1000 | 41 | 20 | 20 | 2639.7226 | 0 | 2639.7226 | 1625.5481 | 431 | 0.75 | UTGS
224 | RES | UTGS | 175 | 126 | 0.25 | F | SL0000104183 | No | 0.75 | 41 | [12 empty] | 2 | 1000 | [12 empty] | 0 | 0 | 1000 | 41 | 20 | 20 | 2639.7226 | 0 | 2639.7226 | 1625.5481 | 431 | 0.75 | UTGS
225 | RES | UTGS | 320 | 460 | 0.25 | F | SL0000104358 | No | 0.75 | 35 | [12 empty] | 2 | 652.8 | 4 | 347.2 | [10 empty] | 0 | 0 | 1000 | 35 | 11 | 14 | 2253.4217 | 0 | 2253.4217 | 2500.0276 | 431 | 0.75 | UTGS
226 | RES | UTGS | 320 | 261 | 0.25 | F | SL0000104420 | No | 0.75 | 41 | [12 empty] | 2 | 1000 | [12 empty] | 0 | 0 | 1000 | 41 | 27 | 27 | 2639.7226 | 0 | 2639.7226 | 1204.1097 | 431 | 0.75 | UTGS
227 | RES | UTGS | 320 | 760 | 0.25 | F | SL0000104482 | No | 0.75 | 82 | [12 empty] | 2 | 1000 | [12 empty] | 0 | 0 | 1000 | 82 | 19 | 19 | 5279.4452 | 0 | 5279.4452 | 1711.1032 | 431 | 0.75 | UTGS
228 | RES | UTGS | 320 | 260 | 0.25 | F | SL0000104627 | No | 0.5 | 45 | [12 empty] | 2 | 1000 | [12 empty] | 0 | 0 | 1000 | 45 | 15 | 15 | 3078.1565 | 0 | 3078.1565 | 2167.3974 | 431 | 0.5 | UTGS
229 | RES | UTGS | 320 | 460 | 0.25 | F | SL0000104805 | No | 0.75 | 9 | [12 empty] | 0.75 | 357.5 | 1.25 | 504 | 2 | 138.5 | [8 empty] | 0 | 0 | 1000 | 9 | 11 | 41 | 579.4513 | 0 | 579.4513 | 867.6491 | 431 | 0.75 | UTGS
230 | RES | UTGS | 320 | 260 | 0.25 | F | SL0000104883 | No | 0.75 | 76 | [12 empty] | 2 | 965.69 | 3 | 34.31 | [10 empty] | 0 | 0 | 1000 | 76 | 18 | 18 | 4893.1443 | 0 | 4893.1443 | 1781.9951 | 431 | 0.75 | UTGS
231 | RES | UTGS | 320 | 760 | 0.25 | F | SL0000105627 | No | 0.75 | 79 | [12 empty] | 2 | 1000 | [12 empty] | 0 | 0 | 1000 | 79 | 21 | 21 | 5086.2947 | 0 | 5086.2947 | 1548.141 | 431 | 0.75 | UTGS
232 | RES | UTGS | 306 | 111 | 0.25 | F | SL0000105841 | No | 0.75 | 76 | [12 empty] | 0.75 | 189.66 | 2 | 810.34 | [10 empty] | 0 | 0 | 1000 | 76 | 15 | 15 | 4893.1443 | 0 | 4893.1443 | 2263.239 | 431 | 0.75 | UTGS
233 | RES | UTGS | 320 | 260 | 0.25 | F | SL0000106166 | No | 0.75 | 38 | [12 empty] | 2 | 623.89 | 4 | 376.11 | [10 empty] | 0 | 0 | 1000 | 38 | 13 | 13 | 2446.5722 | 0 | 2446.5722 | 2708.2823 | 431 | 0.75 | UTGS
234 | RES | UTGS | 320 | 160 | 0.25 | F | SL0000106239 | No | 0.75 | 28 | [12 empty] | 2 | 79.81 | 3 | 920.19 | [10 empty] | 0 | 0 | 1000 | 28 | 20 | 20 | 1802.7374 | 0 | 1802.7374 | 1042.1476 | 431 | 0.75 | UTGS
235 | RES | UTGS | 320 | 760 | 0.25 | F | SL0000106462 | No | 0.5 | 92 | [12 empty] | 2 | 890.42 | 4 | 109.58 | [10 empty] | 0 | 0 | 1000 | 92 | 15 | 15 | 6293.12 | 0 | 6293.12 | 2219.7767 | 431 | 0.5 | UTGS
236 | RES | UTGS | 320 | 261 | 0.25 | F | SL0000106654 | No | 0.5 | 22 | 0.75 | 21 | [10 empty] | 2 | 1000 | [12 empty] | 0 | 0 | 1000 | 43 | 11 | 11 | 2856.9295 | 0 | 2856.9295 | 2955.542 | 431 | 0.5 | UTGS
237 | RES | UTGS | 320 | 260 | 0.25 | F | SL0000106924 | No | 0.5 | 56 | [12 empty] | 2 | 241.94 | 3 | 758.06 | [10 empty] | 0 | 0 | 1000 | 56 | 15 | 15 | 3830.5948 | 0 | 3830.5948 | 1526.5841 | 431 | 0.5 | UTGS
238 | RES | UTGS | 320 | 460 | 0.25 | F | SL0000107540 | No | 0.75 | 42 | [12 empty] | 0.75 | 231 | 2 | 769 | [10 empty] | 0 | 0 | 1000 | 42 | 12 | 12 | 2704.1061 | 0 | 2704.1061 | 2855.1618 | 431 | 0.75 | UTGS
239 | RES | UTGS | 306 | 211 | 0.25 | F | SL0000107873 | No | 0.5 | 87 | [12 empty] | 1.25 | 202.49 | 2 | 406.97 | 6 | 390.54 | [8 empty] | 0 | 0 | 1000 | 87 | 6 | 6 | 5951.1026 | 0 | 5951.1026 | 7233.3943 | 431 | 0.5 | UTGS
240 | RES | UTGS | 320 | 261 | 0.25 | F | SL0000107917 | No | 0.75 | 76 | [12 empty] | 2 | 1000 | [12 empty] | 0 | 0 | 1000 | 76 | 15 | 15 | 4893.1443 | 0 | 4893.1443 | 2167.3974 | 431 | 0.75 | UTGS
241 | RES | UTGS | 306 | 211 | 0.25 | F | SL0000108479 | No | 0.75 | 69 | [12 empty] | 0.75 | 20 | 1.25 | 29.09 | 2 | 645 | 4 | 305.91 | [6 empty] | 0 | 0 | 1000 | 69 | 18 | 20 | 4442.46 | 0 | 4442.46 | 1743.815 | 431 | 0.75 | UTGS
242 | RES | UTGS | 320 | 360 | 0.25 | F | SL0000108976 | No | 0.75 | 38 | [12 empty] | 2 | 333.49 | 3 | 666.51 | [10 empty] | 0 | 0 | 1000 | 38 | 13 | 13 | 2446.5722 | 0 | 2446.5722 | 1850.7396 | 431 | 0.75 | UTGS
243 | RES | UTGS | 320 | 361 | 0.25 | F | SL0000109187 | No | 0.75 | 46 | [12 empty] | 3 | 976.35 | 4 | 23.65 | [10 empty] | 0 | 0 | 1000 | 46 | 19 | 19 | 2961.64 | 0 | 2961.64 | 1068.4429 | 431 | 0.75 | UTGS
244 | RES | UTGS | 320 | 360 | 0.25 | F | SL0000109290 | No | 0.75 | 33 | [12 empty] | 2 | 1000 | [12 empty] | 0 | 0 | 1000 | 33 | 15 | 15 | 2124.6548 | 0 | 2124.6548 | 2167.3974 | 431 | 0.75 | UTGS
245 | COM | UTTSS | 17800 | 275 | 2 | F | SL0000109434 | No | 2 | 112 | [12 empty] | 2 | 651.27 | 3 | 348.73 | [10 empty] | 0 | 0 | 1000 | 112 | 10 | 10 | 8174.1495 | 0 | 8174.1495 | 2808.9065 | 15242 | 2 | UTTSS
246 | RES | UTGS | 320 | 461 | 0.25 | F | SL0000109914 | No | 0.75 | 84 | [12 empty] | 0.75 | 276.09 | 2 | 723.91 | [10 empty] | 0 | 0 | 1000 | 84 | 10 | 10 | 5408.2121 | 0 | 5408.2121 | 3460.3724 | 431 | 0.75 | UTGS
247 | RES | UTGS | 320 | 760 | 0.25 | F | SL0000109936 | No | 0.75 | 103 | [12 empty] | 0.75 | 122.63 | 1.25 | 186.42 | 2 | 690.96 | [8 empty] | 0 | 0 | 1000.01 | 103 | 9 | 9 | 6631.4982 | 0 | 6631.4982 | 3730.1462 | 431 | 0.75 | UTGS
248 | RES | UTGS | 320 | 261 | 0.25 | F | SL0000110493 | No | 0.75 | 78 | [12 empty] | 2 | 934.41 | 4 | 65.59 | [10 empty] | 0 | 0 | 1000 | 78 | 11 | 14 | 5021.9113 | 0 | 5021.9113 | 2355.803 | 431 | 0.75 | UTGS
249 | RES | UTGS | 320 | 160 | 0.25 | F | SL0000110532 | No | 0.75 | 95 | [12 empty] | 2 | 671.3 | 4 | 328.7 | [10 empty] | 0 | 0 | 1000 | 95 | 18 | 18 | 6116.4304 | 0 | 6116.4304 | 1937.0967 | 431 | 0.75 | UTGS
250 | RES | UTGS | 320 | 261 | 0.25 | F | SL0000111552 | No | 0.75 | 45 | [12 empty] | 0.75 | 263.17 | 1.25 | 37.67 | 2 | 625 | 3 | 14.54 | 4 | 59.62 |  |  |  |  | 0 | 0 | 1000 | 45 | 12 | 13 | 2897.2565 | 0 | 2897.2565 | 2675.0206 | 431 | 0.75 | UTGS
251 | COM | UTGS | 320 | 760 | 0.25 | F | SL0000111589 | No | 0.75 | 26 | [12 empty] | 1.25 | 107.37 | 2 | 77.75 | 3 | 112.75 | 4 | 702.12 | [6 empty] | 0 | 0 | 999.99 | 26 | 8 | 9 | 1673.9704 | 0 | 1673.9704 | 4021.1473 | 431 | 0.75 | UTGS
252 | COM | UTGS | 320 | 260 | 0.25 | F | SL0000111763 | No | 0.75 | 69 | [12 empty] | 2 | 1000 | [12 empty] | 0 | 0 | 1000 | 69 | 11 | 12 | 4442.46 | 0 | 4442.46 | 2709.2468 | 431 | 0.75 | UTGS
253 | RES | UTGS | 320 | 760 | 0.25 | F | SL0000111871 | No | 0.75 | 43 | [12 empty] | 2 | 1000 | [12 empty] | 0 | 0 | 1000 | 43 | 10 | 10 | 2768.4895 | 0 | 2768.4895 | 3251.0962 | 431 | 0.75 | UTGS
254 | RES | UTGS | 320 | 360 | 0.25 | F | SL0000112499 | No | 0.75 | 63 | [12 empty] | 0.75 | 372.25 | 3 | 627.75 | [10 empty] | 0 | 0 | 1000 | 63 | 15 | 15 | 4056.1591 | 0 | 4056.1591 | 1824.8498 | 431 | 0.75 | UTGS
255 | RES | UTGS | 320 | 360 | 0.25 | F | SL0000112709 | No | 0.75 | 88 | [12 empty] | 2 | 65.66 | 4 | 934.34 | [10 empty] | 0 | 0 | 1000 | 88 | 13 | 13 | 5665.746 | 0 | 5665.746 | 3016.1677 | 431 | 0.75 | UTGS
256 | RES | UTGS | 320 | 127 | 0.25 | F | SL0000112733 | No | 0.75 | 93 | [12 empty] | 2 | 1000 | [12 empty] | 0 | 0 | 1000 | 93 | 19 | 19 | 5987.6634 | 0 | 5987.6634 | 1711.1032 | 431 | 0.75 | UTGS
257 | RES | UTGS | 320 | 260 | 0.25 | F | SL0000112846 | No | 0.75 | 37 | [12 empty] | 0.75 | 347.25 | 1.25 | 307.5 | 2 | 345.25 | [8 empty] | 0 | 0 | 1000 | 37 | 10 | 11 | 2382.1887 | 0 | 2382.1887 | 3214.397 | 431 | 0.75 | UTGS
258 | COM | UTGS | 320 | 160 | 0.25 | F | SL0000112957 | No | 0.75 | 21 | [12 empty] | 1.25 | 26.17 | 2 | 149.17 | 3 | 157.83 | 4 | 600.17 | 6 | 66.65 |  |  |  |  | 0 | 0 | 999.99 | 21 | 10 | 12 | 1352.053 | 0 | 1352.053 | 3055.4248 | 431 | 0.75 | UTGS
259 | RES | UTGS | 320 | 261 | 0.25 | F | SL0000112994 | No | 0.75 | 129 | [12 empty] | 0.75 | 56.6 | 2 | 850.4 | 3 | 93 | [8 empty] | 0 | 0 | 1000 | 129 | 18 | 18 | 8305.4686 | 0 | 8305.4686 | 1764.4861 | 431 | 0.75 | UTGS
260 | RES | UTGS | 320 | 127 | 0.25 | F | SL0000113549 | No | 0.5 | 83 | [12 empty] | 2 | 476.07 | 4 | 523.93 | [10 empty] | 0 | 0 | 1000 | 83 | 13 | 17 | 5677.4887 | 0 | 5677.4887 | 2133.3847 | 431 | 0.5 | UTGS
261 | RES | UTGS | 320 | 760 | 0.25 | F | SL0000113986 | No | 0.75 | 71 | [12 empty] | 2 | 1000 | [12 empty] | 0 | 0 | 1000 | 71 | 21 | 21 | 4571.2269 | 0 | 4571.2269 | 1548.141 | 431 | 0.75 | UTGS
262 | RES | UTGS | 320 | 127 | 0.25 | F | SL0000115321 | No | 0.75 | 33 | [12 empty] | 1.25 | 117.12 | 2 | 590 | 4 | 292.88 | [8 empty] | 0 | 0 | 1000 | 33 | 13 | 27 | 2124.6548 | 0 | 2124.6548 | 1284.922 | 431 | 0.75 | UTGS
263 | RES | UTGS | 320 | 160 | 0.25 | F | SL0000115914 | No | 0.5 | 90 | [12 empty] | 2 | 1000 | [12 empty] | 0 | 0 | 1000 | 90 | 9 | 9 | 6156.313 | 0 | 6156.313 | 3612.3291 | 431 | 0.5 | UTGS
264 | COM | UTFS | 5550 | 272 | 2 | F | SL0000116298 | No | 1.25 | 41 | [12 empty] | 2 | 161.69 | 3 | 9 | 4 | 98.81 | 6 | 730.5 | [6 empty] | 0 | 0 | 1000 | 41 | 14 | 32 | 3055.0526 | 0 | 3055.0526 | 1662.7709 | 3698.6667 | 1.25 | UTFS
265 | COM | UTGS | 540 | 759 | 0.25 | F | SL0000116411 | No | 1.25 | 14 | [12 empty] | 4 | 915.1 | 6 | 84.9 | [10 empty] | 0 | 0 | 1000 | 14 | 27 | 36 | 1043.1887 | 0 | 1043.1887 | 1150.241 | 585.0096 | 1.25 | UTGS
266 | COM | UTGS | 320 | 260 | 0.25 | F | SL0000116782 | No | 0.75 | 4 | 1.25 | 42 | [10 empty] | 2 | 166.24 | 4 | 833.76 | [10 empty] | 0 | 0 | 1000 | 46 | 23 | 55 | 3387.1 | 0 | 3387.1 | 699.8004 | 431 | 0.75 | UTGS
267 | RES | UTGS | 320 | 260 | 0.25 | F | SL0000116911 | No | 0.75 | 114 | [12 empty] | 2 | 362.43 | 4 | 637.57 | [10 empty] | 0 | 0 | 1000 | 114 | 12 | 12 | 7339.7165 | 0 | 7339.7165 | 3090.1949 | 431 | 0.75 | UTGS
268 | RES | UTGS | 320 | 160 | 0.25 | F | SL0000117011 | No | 0.75 | 74 | [12 empty] | 0.75 | 364.78 | 2 | 635.22 | [10 empty] | 0 | 0 | 1000 | 74 | 14 | 14 | 4764.3774 | 0 | 4764.3774 | 2519.7139 | 431 | 0.75 | UTGS
269 | RES | UTGS | 320 | 360 | 0.25 | F | SL0000117347 | No | 0.5 | 94 | [12 empty] | 2 | 58.98 | 6 | 941.02 | [10 empty] | 0 | 0 | 1000 | 94 | 8 | 8 | 6429.9269 | 0 | 6429.9269 | 7300.979 | 431 | 0.5 | UTGS
270 | RES | UTGS | 320 | 160 | 0.25 | F | SL0000118037 | No | 0.5 | 85 | [12 empty] | 2 | 205.47 | 4 | 794.53 | [10 empty] | 0 | 0 | 1000 | 85 | 15 | 15 | 5814.2956 | 0 | 5814.2956 | 2547.1828 | 431 | 0.5 | UTGS
271 | RES | UTGS | 320 | 460 | 0.25 | F | SL0000118092 | No | 0.75 | 110 | [12 empty] | 2 | 1000 | [12 empty] | 0 | 0 | 1000 | 110 | 18 | 30 | 7082.1826 | 0 | 7082.1826 | 1083.6987 | 431 | 0.75 | UTGS
272 | RES | UTGS | 306 | 211 | 0.25 | F | SL0000118125 | No | 0.75 | 69 | [12 empty] | 0.75 | 950.83 | 1.25 | 49.17 | [10 empty] | 0 | 0 | 1000 | 69 | 11 | 11 | 4442.46 | 0 | 4442.46 | 3613.8793 | 431 | 0.75 | UTGS
273 | COM | UTGS | 5118 | 208 | 1 | F | SL0000118209 | No | 0.75 | 80 | [12 empty] | 2 | 62.41 | 4 | 188.09 | 6 | 749.5 | [8 empty] | 0 | 0 | 1000 | 80 | 10 | 10 | 5150.6782 | 0 | 5150.6782 | 5448.5807 | 3698.6667 | 0.75 | UTGS
274 | RES | UTGS | 320 | 160 | 0.25 | F | SL0000119920 | No | 0.75 | 53 | [12 empty] | 2 | 772.19 | 4 | 227.81 | [10 empty] | 0 | 0 | 1000 | 53 | 11 | 11 | 3412.3243 | 0 | 3412.3243 | 3104.0327 | 431 | 0.75 | UTGS
275 | RES | UTGS | 320 | 160 | 0.25 | F | SL0000120306 | No | 0.75 | 37 | [12 empty] | 2 | 1000 | [12 empty] | 0 | 0 | 1000 | 37 | 23 | 23 | 2382.1887 | 0 | 2382.1887 | 1413.5201 | 431 | 0.75 | UTGS
276 | RES | UTGS | 320 | 261 | 0.25 | F | SL0000120679 | No | 0.75 | 77 | [12 empty] | 1.25 | 197.96 | 2 | 802.04 | [10 empty] | 0 | 0 | 1000 | 77 | 18 | 50 | 4957.5278 | 0 | 4957.5278 | 652.9907 | 431 | 0.75 | UTGS
277 | RES | UTGS | 306 | 211 | 0.25 | F | SL0000120818 | No | 0.5 | 87 | [12 empty] | 2 | 1000 | [12 empty] | 0 | 0 | 1000 | 87 | 5 | 7 | 5951.1026 | 0 | 5951.1026 | 4644.4231 | 431 | 0.5 | UTGS
278 | IND | UTTSS | 2700 | 755 | 5 | F | SL0000121079 | No | 1.25 | 79 | [12 empty] | 3 | 911.76 | 12 | 88.24 | [10 empty] | 0 | 0 | 1000 | 79 | 4 | 6 | 5886.5647 | 0 | 5886.5647 | 4084.9078 | 2428.75 | 1.25 | UTTSS
279 | RES | UTGS | 320 | 261 | 0.25 | F | SL0000121133 | No | 0.75 | 79 | [12 empty] | 2 | 131.52 | 4 | 868.48 | [10 empty] | 0 | 0 | 1000 | 79 | 22 | 22 | 5086.2947 | 0 | 5086.2947 | 1760.8165 | 431 | 0.75 | UTGS
280 | COM | UTGS | 955 | 259 | 2 | F | SL0000122524 | No | 0.75 | 175 | [12 empty] | 2 | 696.55 | 4 | 303.45 | [10 empty] | 0 | 0 | 1000 | 175 | 6 | 9 | 11267.1086 | 0 | 11267.1086 | 3854.0776 | 1475.8773 | 0.75 | UTGS
281 | RES | UTGS | 320 | 260 | 0.25 | F | SL0000122914 | No | 0.75 | 131 | [12 empty] | 1.25 | 194 | 2 | 806 | [10 empty] | 0 | 0 | 1000 | 131 | 15 | 15 | 8434.2356 | 0 | 8434.2356 | 2176.4508 | 431 | 0.75 | UTGS
282 | RES | UTGS | 320 | 460 | 0.25 | F | SL0000123751 | No | 0.75 | 128 | [12 empty] | 1.25 | 247.99 | 2 | 163.5 | 6 | 588.5 | [8 empty] | 0 | 0 | 999.99 | 128 | 7 | 7 | 8241.0852 | 0 | 8241.0852 | 6982.8214 | 431 | 0.75 | UTGS
283 | RES | UTGS | 320 | 760 | 0.25 | F | SL0000124040 | No | 0.75 | 46 | [12 empty] | 2 | 785.69 | 4 | 214.31 | [10 empty] | 0 | 0 | 1000 | 46 | 12 | 12 | 2961.64 | 0 | 2961.64 | 2837.297 | 431 | 0.75 | UTGS
284 | RES | UTGS | 320 | 760 | 0.25 | F | SL0000124041 | No | 0.75 | 87 | [12 empty] | 2 | 793.08 | 4 | 206.92 | [10 empty] | 0 | 0 | 1000 | 87 | 12 | 12 | 5601.3626 | 0 | 5601.3626 | 2832.8815 | 431 | 0.75 | UTGS
285 | COM | UTTSM | 44352 | 234 | 45 | H | SL0000124172 | No | 3 | 106 | [12 empty] | 2 | 108.11 | 4 | 891.89 | [10 empty] | 0 | 0 | 1000 | 106 | 2 | 2 | 7736.2487 | 0 | 7736.2487 | 19452.9065 | 60371.7529 | 3 | UTTSM
286 | RES | UTGS | 320 | 261 | 0.25 | F | SL0000124359 | No | 0.75 | 137 | [12 empty] | 2 | 1000 | [12 empty] | 0 | 0 | 1000 | 137 | 15 | 15 | 8820.5365 | 0 | 8820.5365 | 2167.3974 | 431 | 0.75 | UTGS
287 | RES | UTGS | 320 | 261 | 0.25 | F | SL0000124714 | No | 1.25 | 74 | [12 empty] | 2 | 199.15 | 3 | 526 | 4 | 274.85 | [8 empty] | 0 | 0 | 1000 | 74 | 16 | 16 | 5513.9974 | 0 | 5513.9974 | 1738.2473 | 431 | 1.25 | UTGS
288 | RES | UTGS | 306 | 111 | 0.25 | F | SL0000124763 | No | 0.75 | 38 | [12 empty] | 0.75 | 168 | 1.25 | 166 | 2 | 331.8 | 4 | 334.2 | [6 empty] | 0 | 0 | 1000 | 38 | 11 | 11 | 2446.5722 | 0 | 2446.5722 | 3299.7105 | 431 | 0.75 | UTGS
289 | RES | UTGS | 320 | 727 | 0.25 | F | SL0000125121 | No | 0.75 | 40 | [12 empty] | 0.75 | 123 | 2 | 877 | [10 empty] | 0 | 0 | 1000 | 40 | 16 | 16 | 2575.3391 | 0 | 2575.3391 | 2090.2064 | 431 | 0.75 | UTGS
290 | RES | UTGS | 320 | 360 | 0.25 | F | SL0000125238 | No | 0.75 | 38 | [12 empty] | 0.75 | 43.83 | 2 | 956.17 | [10 empty] | 0 | 0 | 1000 | 38 | 14 | 14 | 2446.5722 | 0 | 2446.5722 | 2345.9424 | 431 | 0.75 | UTGS
291 | IND | UTTSM | 11750 | 274 | 2 | F | SL0000125248 | No | 0.75 | 53 | [12 empty] | 4 | 1000 | [12 empty] | 0 | 0 | 1000 | 53 | 1 | 2 | 3412.3243 | 0 | 3412.3243 | 19840.4809 | 10791.3333 | 0.75 | UTTSM
292 | COM | UTFS | 12243 | 234 | 2 | F | SL0000125584 | No | 1.25 | 38 | [12 empty] | 0.75 | 21 | 1.25 | 10 | 2 | 967.46 | 4 | 1.54 | [6 empty] | 0 | 0 | 1000 | 38 | 32 | 34 | 2831.5122 | 0 | 2831.5122 | 961.4172 | 10791.3333 | 1.25 | UTFS
293 | RES | UTGS | 320 | 360 | 0.25 | F | SL0000125910 | No | 0.5 | 80 | [12 empty] | 0.75 | 47.21 | 2 | 648.21 | 4 | 304.57 | [8 empty] | 0 | 0 | 999.99 | 80 | 12 | 12 | 5472.2782 | 0 | 5472.2782 | 2921.0213 | 431 | 0.5 | UTGS
294 | RES | UTGS | 320 | 260 | 0.25 | F | SL0000126557 | No | 0.75 | 75 | [12 empty] | 0.75 | 83 | 2 | 917 | [10 empty] | 0 | 0 | 1000 | 75 | 19 | 19 | 4828.7608 | 0 | 4828.7608 | 1744.2159 | 431 | 0.75 | UTGS
295 | IND | UTTSS | 28250 | 273 | 45 | H | SL0000127024 | No | 2 | 18 | [12 empty] | 3 | 185.62 | 4 | 10.25 | 6 | 799.38 | 8 | 4.75 | [6 empty] | 0 | 0 | 1000 | 18 | 2 | 2 | 1313.7026 | 0 | 1313.7026 | 26210.6726 | 52825.2838 | 2 | UTTSS
296 | RES | UTGS | 320 | 460 | 0.25 | F | SL0000127598 | No | 0.75 | 73 | [12 empty] | 2 | 351.5 | 3 | 648.5 | [10 empty] | 0 | 0 | 1000 | 73 | 10 | 10 | 4699.9939 | 0 | 4699.9939 | 2428.7982 | 431 | 0.75 | UTGS
297 | IND | UTTSS | 2700 | 255 | 5 | F | SL0000127793 | No | 2 | 40 | [12 empty] | 3 | 913.21 | 12 | 86.79 | [10 empty] | 0 | 0 | 1000 | 40 | 4 | 6 | 2919.3391 | 0 | 2919.3391 | 4072.0946 | 2428.75 | 2 | UTTSS
298 | RES | UTGS | 320 | 760 | 0.25 | F | SL0000128654 | No | 0.75 | 103 | [12 empty] | 2 | 172.41 | 4 | 827.59 | [10 empty] | 0 | 0 | 1000 | 103 | 10 | 10 | 6631.4982 | 0 | 6631.4982 | 3844.4782 | 431 | 0.75 | UTGS
299 | RES | UTGS | 320 | 261 | 0.25 | F | SL0000128673 | No | 0.75 | 11 | [12 empty] | 1.25 | 253 | 4 | 747 | [10 empty] | 0 | 0 | 1000 | 11 | 13 | 54 | 708.2183 | 0 | 708.2183 | 704.5195 | 431 | 0.75 | UTGS
300 | RES | UTGS | 320 | 760 | 0.25 | F | SL0000128739 | No | 0.75 | 71 | [12 empty] | 2 | 1000 | [12 empty] | 0 | 0 | 1000 | 71 | 21 | 24 | 4571.2269 | 0 | 4571.2269 | 1354.6234 | 431 | 0.75 | UTGS
301 | RES | UTGS | 320 | 261 | 0.25 | F | SL0000129413 | No | 0.75 | 87 | [12 empty] | 2 | 686.21 | 4 | 313.79 | [10 empty] | 0 | 0 | 1000 | 87 | 11 | 13 | 5601.3626 | 0 | 5601.3626 | 2673.9105 | 431 | 0.75 | UTGS
302 | RES | UTGS | 175 | 126 | 0.25 | F | SL0000129513 | No | 0.75 | 80 | [12 empty] | 2 | 1000 | [12 empty] | 0 | 0 | 1000 | 80 | 22 | 23 | 5150.6782 | 0 | 5150.6782 | 1413.5201 | 431 | 0.75 | UTGS
303 | RES | UTGS | 320 | 460 | 0.25 | F | SL0000129665 | No | 0.75 | 36 | [12 empty] | 2 | 588.23 | 4 | 411.77 | [10 empty] | 0 | 0 | 1000 | 36 | 18 | 18 | 2317.8052 | 0 | 2317.8052 | 1970.1863 | 431 | 0.75 | UTGS
304 | RES | UTGS | 320 | 460 | 0.25 | F | SL0000130057 | No | 0.5 | 87 | [12 empty] | 0.75 | 12 | 1.25 | 42.39 | 2 | 945.61 | [8 empty] | 0 | 0 | 1000 | 87 | 13 | 13 | 5951.1026 | 0 | 5951.1026 | 2510.1227 | 431 | 0.5 | UTGS
305 | IND | UTTSS | 9099 | 282 | 10 | L | SL0000130064 | No | 2 | 80 | [12 empty] | 3 | 1000 | [12 empty] | 0 | 0 | 1000 | 80 | 6 | 19 | 5838.6782 | 0 | 5838.6782 | 1043.7348 | 13649.7 | 2 | UTTSS
306 | RES | UTGS | 175 | 126 | 0.25 | F | SL0000130232 | No | 0.75 | 35 | [12 empty] | 0.75 | 33.04 | 2 | 966.96 | [10 empty] | 0 | 0 | 1000 | 35 | 15 | 15 | 2253.4217 | 0 | 2253.4217 | 2184.0937 | 431 | 0.75 | UTGS
307 | RES | UTGS | 320 | 160 | 0.25 | F | SL0000131163 | No | 0.75 | 69 | [12 empty] | 2 | 812.78 | 4 | 187.22 | [10 empty] | 0 | 0 | 1000 | 69 | 19 | 19 | 4442.46 | 0 | 4442.46 | 1781.7542 | 431 | 0.75 | UTGS
308 | RES | UTGS | 320 | 160 | 0.25 | F | SL0000131193 | No | 0.75 | 35 | [12 empty] | 2 | 1000 | [12 empty] | 0 | 0 | 1000 | 35 | 23 | 23 | 2253.4217 | 0 | 2253.4217 | 1413.5201 | 431 | 0.75 | UTGS
309 | RES | UTGS | 320 | 360 | 0.25 | F | SL0000131638 | No | 0.75 | 85 | [12 empty] | 2 | 1000 | [12 empty] | 0 | 0 | 1000 | 85 | 20 | 20 | 5472.5956 | 0 | 5472.5956 | 1625.5481 | 431 | 0.75 | UTGS
310 | RES | UTGS | 320 | 460 | 0.25 | F | SL0000131915 | No | 0.75 | 81 | [12 empty] | 2 | 1000 | [12 empty] | 0 | 0 | 1000 | 81 | 23 | 23 | 5215.0617 | 0 | 5215.0617 | 1413.5201 | 431 | 0.75 | UTGS
311 | RES | UTGS | 320 | 160 | 0.25 | F | SL0000132088 | No | 0.75 | 100 | [12 empty] | 2 | 1000 | [12 empty] | 0 | 0 | 1000 | 100 | 18 | 18 | 6438.3478 | 0 | 6438.3478 | 1806.1645 | 431 | 0.75 | UTGS
312 | RES | UTGS | 320 | 461 | 0.25 | F | SL0000132223 | No | 0.5 | 134 | [12 empty] | 0.75 | 48.85 | 2 | 951.15 | [10 empty] | 0 | 0 | 1000 | 134 | 8 | 9 | 9166.066 | 0 | 9166.066 | 3653.4716 | 431 | 0.5 | UTGS
313 | RES | UTGS | 1390 | 746 | 2 | F | SL0000132388 | No | 0.75 | 131 | [12 empty] | 1.25 | 78.64 | 4 | 921.36 | [10 empty] | 0 | 0 | 1000 | 131 | 6 | 6 | 8434.2356 | 0 | 8434.2356 | 6528.6935 | 1475.8773 | 0.75 | UTGS
314 | RES | UTGS | 320 | 460 | 0.25 | F | SL0000132420 | No | 0.75 | 55 | [12 empty] | 2 | 228.83 | 4 | 771.17 | [10 empty] | 0 | 0 | 1000 | 55 | 6 | 6 | 3541.0913 | 0 | 3541.0913 | 6340.0418 | 431 | 0.75 | UTGS
315 | RES | UTGS | 320 | 160 | 0.25 | F | SL0000132631 | No | 0.75 | 111 | [12 empty] | 2 | 308.15 | 4 | 691.85 | [10 empty] | 0 | 0 | 1000 | 111 | 13 | 13 | 7146.566 | 0 | 7146.566 | 2882.4251 | 431 | 0.75 | UTGS
316 | RES | UTGS | 320 | 460 | 0.25 | F | SL0000133354 | No | 0.75 | 90 | [12 empty] | 2 | 617.55 | 3 | 382.45 | [10 empty] | 0 | 0 | 1000 | 90 | 21 | 21 | 5794.513 | 0 | 5794.513 | 1317.2141 | 431 | 0.75 | UTGS
317 | RES | UTGS | 320 | 160 | 0.25 | F | SL0000133603 | No | 0.75 | 80 | [12 empty] | 2 | 1000 | [12 empty] | 0 | 0 | 1000 | 80 | 6 | 8 | 5150.6782 | 0 | 5150.6782 | 4063.8702 | 431 | 0.75 | UTGS
318 | COM | UTFS | 3300 | 271 | 2 | F | SL0000134049 | No | 1.25 | 49 | [12 empty] | 2 | 1000 | [12 empty] | 0 | 0 | 1000 | 49 | 8 | 19 | 3651.1604 | 0 | 3651.1604 | 1711.1032 | 2145.6667 | 1.25 | UTFS
319 | RES | UTGS | 320 | 460 | 0.25 | F | SL0000134216 | No | 0.75 | 99 | [12 empty] | 2 | 1000 | [12 empty] | 0 | 0 | 1000 | 99 | 26 | 26 | 6373.9643 | 0 | 6373.9643 | 1250.4216 | 431 | 0.75 | UTGS
320 | RES | UTGS | 320 | 361 | 0.25 | F | SL0000134458 | No | 0.75 | 78 | [12 empty] | 2 | 1000 | [12 empty] | 0 | 0 | 1000 | 78 | 20 | 1 | 5021.9113 | 0 | 5021.9113 | 32510.9617 | 431 | 0.75 | UTGS
321 | RES | UTGS | 320 | 261 | 0.25 | F | SL0000134741 | No | 0.5 | 119 | [12 empty] | 2 | 331.38 | 4 | 668.62 | [10 empty] | 0 | 0 | 1000 | 119 | 8 | 11 | 8140.0139 | 0 | 8140.0139 | 3391.3606 | 431 | 0.5 | UTGS
322 | RES | UTGS | 320 | 160 | 0.25 | F | SL0000135032 | No | 0.75 | 82 | [12 empty] | 4 | 1000 | [12 empty] | 0 | 0 | 1000 | 82 | 12 | 18 | 5279.4452 | 0 | 5279.4452 | 2204.4979 | 431 | 0.75 | UTGS
323 | RES | UTGS | 630 | 346 | 0.25 | F | SL0000135226 | No | 0.75 | 77 | [12 empty] | 0.75 | 59 | 2 | 941 | [10 empty] | 0 | 0 | 1000 | 77 | 20 | 21 | 4957.5278 | 0 | 4957.5278 | 1569.4372 | 1348.3333 | 0.75 | UTGS
324 | RES | UTGS | 320 | 460 | 0.25 | F | SL0000135570 | No | 0.75 | 39 | [12 empty] | 2 | 1000 | [12 empty] | 0 | 0 | 1000 | 39 | 17 | 17 | 2510.9556 | 0 | 2510.9556 | 1912.4095 | 431 | 0.75 | UTGS
325 | IND | UTTSS | 9099 | 282 | 10 | L | SL0000135903 | No | 2 | 82 | [12 empty] | 3 | 511.57 | 4 | 488.43 | [10 empty] | 0 | 0 | 1000 | 82 | 4 | 7 | 5984.6452 | 0 | 5984.6452 | 4218.0425 | 13649.7 | 2 | UTTSS
326 | COM | UTGS | 320 | 360 | 0.25 | F | SL0000136411 | No | 0.5 | 106 | [12 empty] | 2 | 125.47 | 4 | 874.53 | [10 empty] | 0 | 0 | 1000 | 106 | 6 | 6 | 7250.7687 | 0 | 7250.7687 | 6463.557 | 431 | 0.5 | UTGS
327 | IND | UTTSS | 9200 | 273 | 5 | F | SL0000136659 | No | 1.25 | 61 | [12 empty] | 2 | 828 | 8 | 172 | [10 empty] | 0 | 0 | 1000 | 61 | 4 | 6 | 4545.3221 | 0 | 4545.3221 | 6574.907 | 5118 | 1.25 | UTTSS
328 | IND | UTTSM | 14500 | 274 | 5 | F | SL0000136796 | No | 2 | 286 | [12 empty] | 2 | 364.88 | 4 | 635.12 | [10 empty] | 0 | 0 | 1000 | 286 | 1 | 1 | 20873.2747 | 0 | 20873.2747 | 37064.7721 | 10791.3333 | 2 | UTTSM
329 | RES | UTGS | 320 | 760 | 0.25 | F | SL0000136870 | No | 0.75 | 41 | [12 empty] | 0.75 | 88.05 | 2 | 911.95 | [10 empty] | 0 | 0 | 1000 | 41 | 16 | 16 | 2639.7226 | 0 | 2639.7226 | 2073.6488 | 431 | 0.75 | UTGS
330 | RES | UTGS | 320 | 260 | 0.25 | F | SL0000136992 | No | 0.75 | 78 | [12 empty] | 2 | 1000 | [12 empty] | 0 | 0 | 1000 | 78 | 21 | 22 | 5021.9113 | 0 | 5021.9113 | 1477.771 | 431 | 0.75 | UTGS
331 | COM | UTGS | 64550 | 285 | 45 | H | SL0000137032 | No | 4 | 118 | [12 empty] | 4 | 719.52 | 6 | 280.48 | [10 empty] | 0 | 0 | 1000 | 118 | 4 | 6 | 9032.1304 | 0 | 9032.1304 | 7564.7883 | 113197.0366 | 4 | UTGS
332 | RES | UTGS | 320 | 160 | 0.25 | F | SL0000137608 | No | 0.5 | 87 | [12 empty] | 2 | 24.61 | 3 | 975.39 | [10 empty] | 0 | 0 | 1000 | 87 | 12 | 12 | 5951.1026 | 0 | 5951.1026 | 1678.5847 | 431 | 0.5 | UTGS
333 | RES | UTGS | 320 | 360 | 0.25 | F | SL0000137911 | No | 0.75 | 43 | [12 empty] | 2 | 660.54 | 4 | 339.46 | [10 empty] | 0 | 0 | 1000 | 43 | 19 | 20 | 2768.4895 | 0 | 2768.4895 | 1747.2445 | 431 | 0.75 | UTGS
334 | IND | UTTSM | 31000 | 158 | 45 | H | SL0000138123 | No | 2 | 111 | [12 empty] | 4 | 1000 | [12 empty] | 0 | 0 | 1000 | 111 | 4 | 5 | 8101.166 | 0 | 8101.166 | 7936.1923 | 60371.7529 | 2 | UTTSM
335 | RES | UTGS | 320 | 460 | 0.25 | F | SL0000138269 | No | 0.75 | 78 | [12 empty] | 2 | 1000 | [12 empty] | 0 | 0 | 1000 | 78 | 16 | 16 | 5021.9113 | 0 | 5021.9113 | 2031.9351 | 431 | 0.75 | UTGS
336 | RES | UTGS | 320 | 160 | 0.25 | F | SL0000138319 | No | 0.75 | 137 | [12 empty] | 2 | 1000 | [12 empty] | 0 | 0 | 1000 | 137 | 23 | 26 | 8820.5365 | 0 | 8820.5365 | 1250.4216 | 431 | 0.75 | UTGS
337 | COM | UTTSS | 1000 | 255 | 0.25 | F | SL0000138562 | No | 1.25 | 86 | [12 empty] | 2 | 81.38 | 3 | 152.76 | 4 | 765.68 | [8 empty] | 0 | 0 | 999.82 | 86 | 3 | 5 | 6408.1591 | 0 | 6408.1591 | 7211.6077 | 1475.8773 | 1.25 | UTTSS
338 | COM | UTTSS | 5550 | 272 | 2 | F | SL0000139147 | No | 1.25 | 221 | [12 empty] | 4 | 1000 | [12 empty] | 0 | 0 | 1000 | 221 | 15 | 15 | 16467.4786 | 0 | 16467.4786 | 2645.3974 | 3698.6667 | 1.25 | UTTSS
339 | RES | UTGS | 320 | 160 | 0.25 | F | SL0000139157 | No | 0.75 | 90 | [12 empty] | 2 | 23.08 | 4 | 976.92 | [10 empty] | 0 | 0 | 1000 | 90 | 16 | 16 | 5794.513 | 0 | 5794.513 | 2469.7174 | 431 | 0.75 | UTGS
340 | IND | UTFS | 5550 | 272 | 2 | F | SL0000139558 | No | 1.25 | 87 | 2 | 2 | [10 empty] | 2 | 672 | 4 | 328 | [10 empty] | 0 | 0 | 1000 | 89 | 10 | 11 | 6628.6395 | 0 | 6628.6395 | 3169.3383 | 3698.6667 | 1.25 | UTFS
341 | COM | UTGS | 320 | 460 | 0.25 | F | SL0000139748 | No | 1.25 | 79 | [12 empty] | 2 | 234.65 | 4 | 765.35 | [10 empty] | 0 | 0 | 1000 | 79 | 11 | 20 | 5886.5647 | 0 | 5886.5647 | 1899.9261 | 431 | 1.25 | UTGS
342 | RES | UTGS | 320 | 160 | 0.25 | F | SL0000140666 | No | 0.75 | 40 | [12 empty] | 0.75 | 61.82 | 2 | 565.68 | 4 | 372.49 | [8 empty] | 0 | 0 | 999.99 | 40 | 15 | 15 | 2575.3391 | 0 | 2575.3391 | 2376.6657 | 431 | 0.75 | UTGS
343 | RES | UTGS | 320 | 260 | 0.25 | F | SL0000140872 | No | 0.75 | 49 | [12 empty] | 2 | 1000 | [12 empty] | 0 | 0 | 1000 | 49 | 17 | 17 | 3154.7904 | 0 | 3154.7904 | 1912.4095 | 431 | 0.75 | UTGS
344 | RES | UTGS | 320 | 760 | 0.25 | F | SL0000140949 | No | 0.5 | 77 | [12 empty] | 2 | 847.06 | 4 | 152.94 | [10 empty] | 0 | 0 | 1000 | 77 | 16 | 17 | 5267.0678 | 0 | 5267.0678 | 1976.9142 | 431 | 0.5 | UTGS
345 | RES | UTGS | 320 | 127 | 0.25 | F | SL0000141406 | No | 0.5 | 72 | [12 empty] | 1.25 | 114.64 | 2 | 282.22 | 4 | 603.14 | [8 empty] | 0 | 0 | 1000 | 72 | 11 | 13 | 4925.0504 | 0 | 4925.0504 | 2839.671 | 431 | 0.5 | UTGS
346 | RES | UTGS | 320 | 260 | 0.25 | F | SL0000141483 | No | 0.5 | 92 | [12 empty] | 0.75 | 219 | 1.25 | 226.51 | 2 | 554.49 | [8 empty] | 0 | 0 | 1000 | 92 | 12 | 31 | 6293.12 | 0 | 6293.12 | 1107.4045 | 431 | 0.5 | UTGS
347 | RES | UTGS | 320 | 127 | 0.25 | F | SL0000141730 | No | 0.75 | 107 | [12 empty] | 2 | 1000 | [12 empty] | 0 | 0 | 1000 | 107 | 15 | 15 | 6889.0321 | 0 | 6889.0321 | 2167.3974 | 431 | 0.75 | UTGS
348 | COM | UTGS | 44352 | 234 | 45 | H | SL0000141749 | No | 0.5 | 82 | [12 empty] | 2 | 199.34 | 4 | 800.66 | [10 empty] | 0 | 0 | 1000 | 82 | 6 | 10 | 5609.0852 | 0 | 5609.0852 | 3825.1694 | 60371.7529 | 0.5 | UTGS
349 | COM | UTGS | 2500 | 208 | 0.25 | F | SL0000141887 | No | 1.25 | 39 | [12 empty] | 2 | 162.15 | 4 | 837.85 | [10 empty] | 0 | 0 | 1000 | 39 | 14 | 14 | 2906.0256 | 0 | 2906.0256 | 2751.3104 | 2428.75 | 1.25 | UTGS
350 | RES | UTGS | 320 | 360 | 0.25 | F | SL0000142206 | No | 0.75 | 68 | [12 empty] | 0.75 | 221 | 2 | 779 | [10 empty] | 0 | 0 | 1000 | 68 | 20 | 32 | 4378.0765 | 0 | 4378.0765 | 1068.3169 | 431 | 0.75 | UTGS
351 | RES | UTGS | 320 | 160 | 0.25 | F | SL0000142234 | No | 0.5 | 78 | [12 empty] | 2 | 180.91 | 3 | 819.09 | [10 empty] | 0 | 0 | 1000 | 78 | 17 | 17 | 5335.4713 | 0 | 5335.4713 | 1301.4647 | 431 | 0.5 | UTGS
352 | RES | UTGS | 320 | 160 | 0.25 | F | SL0000142958 | No | 0.75 | 50 | [12 empty] | 2 | 1000 | [12 empty] | 0 | 0 | 1000 | 50 | 15 | 17 | 3219.1739 | 0 | 3219.1739 | 1912.4095 | 431 | 0.75 | UTGS
353 | RES | UTGS | 320 | 360 | 0.25 | F | SL0000143059 | No | 0.5 | 72 | [12 empty] | 2 | 1000 | [12 empty] | 0 | 0 | 1000 | 72 | 7 | 8 | 4925.0504 | 0 | 4925.0504 | 4063.8702 | 431 | 0.5 | UTGS
354 | RES | UTGS | 320 | 160 | 0.25 | F | SL0000143412 | No | 0.75 | 33 | [12 empty] | 0.75 | 376 | 4 | 624 | [10 empty] | 0 | 0 | 1000 | 33 | 15 | 15 | 2124.6548 | 0 | 2124.6548 | 2655.6748 | 431 | 0.75 | UTGS
355 | RES | UTGS | 550 | 361 | 2 | F | SL0000143587 | No | 0.75 | 90 | [12 empty] | 2 | 1000 | [12 empty] | 0 | 0 | 1000 | 90 | 18 | 87 | 5794.513 | 0 | 5794.513 | 373.6892 | 585.0096 | 0.75 | UTGS
356 | RES | UTGS | 320 | 460 | 0.25 | F | SL0000143731 | No | 0.75 | 31 | [12 empty] | 2 | 1000 | [12 empty] | 0 | 0 | 1000 | 31 | 24 | 24 | 1995.8878 | 0 | 1995.8878 | 1354.6234 | 431 | 0.75 | UTGS
357 | COM | UTFS | 3897 | 281 | 2 | F | SL0000145033 | No | 1.25 | 35 | [12 empty] | 2 | 565.05 | 4 | 434.95 | [10 empty] | 0 | 0 | 1000 | 35 | 6 | 79 | 2607.9717 | 0 | 2607.9717 | 451.007 | 2145.6667 | 1.25 | UTFS
358 | RES | UTGS | 320 | 760 | 0.25 | F | SL0000145143 | No | 0.5 | 38 | [12 empty] | 2 | 856.77 | 4 | 143.23 | [10 empty] | 0 | 0 | 1000 | 38 | 32 | 48 | 2599.3322 | 0 | 2599.3322 | 698.7067 | 431 | 0.5 | UTGS
359 | RES | UTGS | 320 | 460 | 0.25 | F | SL0000145356 | No | 0.75 | 94 | [12 empty] | 0.75 | 28.35 | 2 | 971.65 | [10 empty] | 0 | 0 | 1000 | 94 | 18 | 18 | 6052.0469 | 0 | 6052.0469 | 1818.103 | 431 | 0.75 | UTGS
360 | RES | UTGS | 320 | 261 | 0.25 | F | SL0000145609 | No | 0.5 | 61 | [12 empty] | 2 | 1000 | [12 empty] | 0 | 0 | 1000 | 61 | 21 | 22 | 4172.6121 | 0 | 4172.6121 | 1477.771 | 431 | 0.5 | UTGS
361 | COM | UTFS | 3300 | 271 | 2 | F | SL0000145954 | No | 1.25 | 179 | [12 empty] | 2 | 94.96 | 4 | 905.04 | [10 empty] | 0 | 0 | 1000 | 179 | 13 | 51 | 13337.9125 | 0 | 13337.9125 | 764.7078 | 2145.6667 | 1.25 | UTFS
362 | RES | UTGS | 320 | 160 | 0.25 | F | SL0000146529 | No | 0.75 | 33 | [12 empty] | 1.25 | 61 | 2 | 939 | [10 empty] | 0 | 0 | 1000 | 33 | 24 | 25 | 2124.6548 | 0 | 2124.6548 | 1302.1465 | 431 | 0.75 | UTGS
363 | RES | UTGS | 28250 | 273 | 45 | H | SL0000147197 | No | 2 | 6 | [12 empty] | 2 | 23.09 | 3 | 174.27 | 4 | 802.64 | [8 empty] | 0 | 0 | 1000 | 6 | 6 | 37 | 437.9009 | 0 | 437.9009 | 974.4905 | 52825.2838 | 2 | UTGS
364 | RES | UTGS | 320 | 360 | 0.25 | F | SL0000147306 | No | 0.5 | 45 | [12 empty] | 0.75 | 176 | 2 | 824 | [10 empty] | 0 | 0 | 1000 | 45 | 18 | 23 | 3078.1565 | 0 | 3078.1565 | 1471.5236 | 431 | 0.5 | UTGS
365 | RES | UTGS | 320 | 160 | 0.25 | F | SL0000147314 | No | 0.5 | 42 | [12 empty] | 1.25 | 248.89 | 2 | 15.24 | 4 | 735.87 | [8 empty] | 0 | 0 | 1000 | 42 | 19 | 23 | 2872.9461 | 0 | 2872.9461 | 1650.4945 | 431 | 0.5 | UTGS
366 | RES | UTGS | 306 | 111 | 0.25 | F | SL0000147818 | No | 0.5 | 42 | [12 empty] | 2 | 378.46 | 6 | 621.54 | [10 empty] | 0 | 0 | 1000 | 42 | 18 | 18 | 2872.9461 | 0 | 2872.9461 | 2756.4301 | 431 | 0.5 | UTGS
367 | RES | UTGS | 320 | 160 | 0.25 | F | SL0000147974 | No | 0.5 | 52 | [12 empty] | 1.25 | 16 | 4 | 445.5 | 6 | 538.5 | [8 empty] | 0 | 0 | 1000 | 52 | 4 | 4 | 3556.9808 | 0 | 3556.9808 | 12633.9792 | 431 | 0.5 | UTGS
368 | COM | UTFS | 2400 | 755 | 2 | F | SL0000148127 | No | 1.25 | 25 | [12 empty] | 2 | 981.96 | 4 | 18.04 | [10 empty] | 0 | 0 | 1000 | 25 | 10 | 15 | 1862.8369 | 0 | 1862.8369 | 2176.0206 | 2428.75 | 1.25 | UTFS
369 | RES | UTGS | 306 | 111 | 0.25 | F | SL0000148338 | No | 0.5 | 42 | [12 empty] | 0.75 | 399 | 2 | 601 | [10 empty] | 0 | 0 | 1000 | 42 | 20 | 20 | 2872.9461 | 0 | 2872.9461 | 1776.7691 | 431 | 0.5 | UTGS
370 | COM | UTGS | 30000 | 114 | 10 | L | SL0000148440 | No | 2 | 51 | [12 empty] | 2 | 224.71 | 6 | 775.29 | [10 empty] | 0 | 0 | 1000 | 51 | 5 | 5 | 3722.1574 | 0 | 3722.1574 | 10769.3885 | 25053.95 | 2 | UTGS
371 | COM | UTTSS | 320 | 260 | 0.25 | F | SL0000148556 | No | 0.5 | 11 | 2 | 283.77 | [10 empty] | 2 | 837.1 | 16 | 162.9 | [10 empty] | 0 | 0 | 1000 | 294.77 | 11 | 11 | 21462.9598 | 0 | 21462.9598 | 3552.9407 | 431 | 0.5 | UTTSS
372 | RES | UTGS | 306 | 111 | 0.25 | F | SL0000148740 | No | 0.625 | 70 | [12 empty] | 2 | 1000 | [12 empty] | 0 | 0 | 1000 | 70 | 21 | 21 | 3818.8675 | 0 | 3818.8675 | 1548.141 | 431 | 0.625 | UTGS
373 | COM | UTFS | 31000 | 158 | 45 | H | SL0000149719 | No | 2 | 240 | [12 empty] | 1.25 | 120.21 | 2 | 207 | 3 | 627.16 | 4 | 45.64 | [6 empty] | 0 | 0 | 1000.01 | 240 | 5 | 17 | 17516.0347 | 0 | 17516.0347 | 1468.8402 | 60371.7529 | 2 | UTFS
374 | COM | UTFS | 31000 | 158 | 45 | H | SL0000149997 | No | 2 | 318 | [12 empty] | 4 | 352.03 | 6 | 647.97 | [10 empty] | 0 | 0 | 1000 | 318 | 3 | 3 | 23208.746 | 0 | 23208.746 | 17622.3837 | 60371.7529 | 2 | UTFS
375 | RES | UTGS | 320 | 460 | 0.25 | F | SL0000150203 | No | 0.5 | 40 | [12 empty] | 2 | 1000 | [12 empty] | 0 | 0 | 1000 | 40 | 26 | 41 | 2736.1391 | 0 | 2736.1391 | 792.9503 | 431 | 0.5 | UTGS
376 | RES | UTGS | 320 | 360 | 0.25 | F | SL0000150395 | No | 0.5 | 39 | [12 empty] | 0.75 | 574 | 2 | 426 | [10 empty] | 0 | 0 | 1000 | 39 | 25 | 25 | 2667.7356 | 0 | 2667.7356 | 1474.4753 | 431 | 0.5 | UTGS
377 | RES | UTGS | 320 | 260 | 0.25 | F | SL0000150880 | No | 0.5 | 33 | [12 empty] | 1.25 | 177.97 | 2 | 822.03 | [10 empty] | 0 | 0 | 1000 | 33 | 17 | 17 | 2257.3148 | 0 | 2257.3148 | 1919.7377 | 431 | 0.5 | UTGS
378 | IND | UTTSM | 18200 | 274 | 10 | L | SL0000150981 | No | 2 | 9 | [12 empty] | 2 | 369 | 4 | 10 | 6 | 1 | 8 | 620 | [6 empty] | 0 | 0 | 1000 | 9 | 5 | 7 | 656.8513 | 0 | 656.8513 | 8231.5688 | 17706.4 | 2 | UTTSM
379 | IND | UTTSS | 29000 | 158 | 40 | L | SL0000151692 | No | 1.25 | 19 | [12 empty] | 2 | 633.85 | 4 | 366.15 | [10 empty] | 0 | 0 | 1000 | 19 | 3 | 3 | 1415.7561 | 0 | 1415.7561 | 11712.0857 | 20345.6 | 1.25 | UTTSS
380 | RES | UTGS | 320 | 261 | 0.25 | F | SL0000152169 | No | 0.5 | 95 | [12 empty] | 2 | 1000 | [12 empty] | 0 | 0 | 1000 | 95 | 14 | 14 | 6498.3304 | 0 | 6498.3304 | 2322.2116 | 431 | 0.5 | UTGS
381 | RES | UTGS | 320 | 361 | 0.25 | F | SL0000152428 | No | 0.5 | 29 | [12 empty] | 2 | 1000 | [12 empty] | 0 | 0 | 1000 | 29 | 23 | 23 | 1983.7009 | 0 | 1983.7009 | 1413.5201 | 431 | 0.5 | UTGS
382 | RES | UTGS | 320 | 261 | 0.25 | F | SL0000152504 | No | 0.5 | 36 | [12 empty] | 2 | 1000 | [12 empty] | 0 | 0 | 1000 | 36 | 23 | 23 | 2462.5252 | 0 | 2462.5252 | 1413.5201 | 431 | 0.5 | UTGS
383 | RES | UTGS | 2500 | 208 | 0.25 | F | SL0000152595 | No | 2 | 34 | [12 empty] | 0.75 | 219.47 | 2 | 690.47 | 4 | 90.06 | [8 empty] | 0 | 0 | 1000 | 34 | 6 | 6 | 2481.4382 | 0 | 2481.4382 | 5803.3791 | 2428.75 | 2 | UTGS
384 | COM | UTTSS | 2090 | 278 | 1 | F | SL0000152691 | No | 2 | 68 | [12 empty] | 2 | 334.5 | 4 | 1 | 6 | 664.5 | [8 empty] | 0 | 0 | 1000 | 68 | 3 | 17 | 4962.8765 | 0 | 4962.8765 | 2988.5395 | 2428.75 | 2 | UTTSS
385 | RES | UTGS | 320 | 260 | 0.25 | F | SL0000153101 | No | 0.5 | 50 | [12 empty] | 1.25 | 856.78 | 2 | 143.22 | [10 empty] | 0 | 0 | 1000 | 50 | 32 | 32 | 3420.1739 | 0 | 3420.1739 | 1034.7096 | 431 | 0.5 | UTGS
386 | RES | UTGS | 320 | 760 | 0.25 | F | SL0000153173 | No | 0.5 | 38 | [12 empty] | 2 | 1000 | [12 empty] | 0 | 0 | 1000 | 38 | 17 | 17 | 2599.3322 | 0 | 2599.3322 | 1912.4095 | 431 | 0.5 | UTGS
387 | RES | UTGS | 175 | 126 | 0.25 | F | SL0000153265 | No | 0.5 | 56 | [12 empty] | 2 | 1000 | [12 empty] | 0 | 0 | 1000 | 56 | 22 | 23 | 3830.5948 | 0 | 3830.5948 | 1413.5201 | 431 | 0.5 | UTGS
388 | RES | UTGS | 175 | 126 | 0.25 | F | SL0000154174 | No | 0.5 | 37 | [12 empty] | 2 | 614.4 | 6 | 385.6 | [10 empty] | 0 | 0 | 1000 | 37 | 7 | 7 | 2530.9287 | 0 | 2530.9287 | 6160.382 | 431 | 0.5 | UTGS
389 | RES | UTGS | 306 | 111 | 0.25 | F | SL0000154205 | No | 0.5 | 44 | [12 empty] | 0.75 | 89.13 | 2 | 910.87 | [10 empty] | 0 | 0 | 1000 | 44 | 14 | 14 | 3009.753 | 0 | 3009.753 | 2370.4691 | 431 | 0.5 | UTGS
390 | RES | UTGS | 320 | 160 | 0.25 | F | SL0000154577 | No | 0.5 | 35 | [12 empty] | 2 | 1000 | [12 empty] | 0 | 0 | 1000 | 35 | 13 | 52 | 2394.1217 | 0 | 2394.1217 | 625.2108 | 431 | 0.5 | UTGS
391 | RES | UTGS | 320 | 127 | 0.25 | F | SL0000154578 | No | 0.5 | 35 | [12 empty] | 2 | 1000 | [12 empty] | 0 | 0 | 1000 | 35 | 13 | 52 | 2394.1217 | 0 | 2394.1217 | 625.2108 | 431 | 0.5 | UTGS
392 | RES | UTGS | 320 | 460 | 0.25 | F | SL0000155240 | No | 0.5 | 87 | [12 empty] | 0.75 | 168 | 1.25 | 8.9 | 2 | 823.1 | [8 empty] | 0 | 0 | 1000 | 87 | 12 | 12 | 5951.1026 | 0 | 5951.1026 | 2815.886 | 431 | 0.5 | UTGS
393 | RES | UTGS | 320 | 460 | 0.25 | F | SL0000155721 | No | 0.5 | 80 | [12 empty] | 2 | 373.32 | 3 | 626.68 | [10 empty] | 0 | 0 | 1000 | 80 | 15 | 15 | 5472.2782 | 0 | 5472.2782 | 1637.644 | 431 | 0.5 | UTGS
394 | RES | UTGS | 320 | 360 | 0.25 | F | SL0000155771 | No | 0.5 | 39 | [12 empty] | 2 | 1000 | [12 empty] | 0 | 0 | 1000 | 39 | 23 | 23 | 2667.7356 | 0 | 2667.7356 | 1413.5201 | 431 | 0.5 | UTGS
395 | COM | UTTSS | 1500 | 270 | 0.25 | F | SL0000155998 | No | 1.25 | 345 | [12 empty] | 4 | 1000 | [12 empty] | 0 | 0 | 1000 | 345 | 3 | 3 | 25707.1499 | 0 | 25707.1499 | 13226.9872 | 2169 | 1.25 | UTTSS
396 | RES | UTGS | 320 | 160 | 0.25 | F | SL0000156241 | No | 0.5 | 39 | [12 empty] | 0.75 | 87 | 2 | 913 | [10 empty] | 0 | 0 | 1000 | 39 | 20 | 20 | 2667.7356 | 0 | 2667.7356 | 1658.5211 | 431 | 0.5 | UTGS
397 | RES | UTGS | 320 | 260 | 0.25 | F | SL0000156475 | No | 0.5 | 39 | [12 empty] | 2 | 973.56 | 4 | 26.44 | [10 empty] | 0 | 0 | 1000 | 39 | 12 | 12 | 2667.7356 | 0 | 2667.7356 | 2725.0447 | 431 | 0.5 | UTGS
398 | COM | UTTSS | 21100 | 275 | 5 | F | SL0000157094 | No | 2 | 48 | 4 | 382 | [10 empty] | 4 | 473 | 6 | 527 | [10 empty] | 0 | 0 | 1000 | 430 | 2 | 2 | 32742.8155 | 0 | 32742.8155 | 25202.7059 | 18747.15 | 2 | UTTSS
399 | RES | UTGS | 320 | 127 | 0.25 | F | SL0000157326 | No | 0.5 | 1 | 1.25 | 68 | [10 empty] | 2 | 1000 | [12 empty] | 0 | 0 | 1000 | 69 | 29 | 32 | 5135.32 | 0 | 5135.32 | 1015.9676 | 431 | 0.5 | UTGS
400 | COM | UTFS | 2400 | 255 | 2 | F | SL0000157722 | No | 0.75 | 63 | [12 empty] | 1.25 | 24 | 2 | 976 | [10 empty] | 0 | 0 | 1000 | 63 | 14 | 18 | 4056.1591 | 0 | 4056.1591 | 1807.0979 | 2428.75 | 0.75 | UTFS
401 | COM | UTFS | 1847 | 151 | 2 | F | SL0000157912 | No | 0.75 | 97 | [12 empty] | 3 | 807.7 | 8 | 42.57 | 16 | 149.72 | [8 empty] | 0 | 0 | 999.99 | 97 | 8 | 9 | 6245.1973 | 0 | 6245.1973 | 3336.2199 | 2169 | 0.75 | UTFS
402 | RES | UTGS | 320 | 760 | 0.25 | F | SL0000158669 | No | 0.75 | 45 | [12 empty] | 2 | 1000 | [12 empty] | 0 | 0 | 1000 | 45 | 30 | 33 | 2897.2565 | 0 | 2897.2565 | 985.1807 | 431 | 0.75 | UTGS
403 | RES | UTGS | 320 | 460 | 0.25 | F | SL0000158820 | No | 0.5 | 67 | [12 empty] | 2 | 1000 | [12 empty] | 0 | 0 | 1000 | 67 | 36 | 41 | 4583.033 | 0 | 4583.033 | 792.9503 | 431 | 0.5 | UTGS
404 | RES | UTGS | 306 | 211 | 0.25 | F | SL0000159000 | No | 0.5 | 86 | [12 empty] | 2 | 207.09 | 4 | 792.91 | [10 empty] | 0 | 0 | 1000 | 86 | 17 | 98 | 5882.6991 | 0 | 5882.6991 | 389.7564 | 431 | 0.5 | UTGS
405 | RES | UTGS | 320 | 161 | 0.25 | F | SL0000159005 | No | 0.5 | 41 | [12 empty] | 2 | 1000 | [12 empty] | 0 | 0 | 1000 | 41 | 17 | 17 | 2804.5426 | 0 | 2804.5426 | 1912.4095 | 431 | 0.5 | UTGS
406 | RES | UTGS | 320 | 760 | 0.25 | F | SL0000160098 | No | 0.5 | 21 | [12 empty] | 2 | 569 | 4 | 431 | [10 empty] | 0 | 0 | 1000 | 21 | 17 | 17 | 1436.473 | 0 | 1436.473 | 2094.1901 | 431 | 0.5 | UTGS
407 | RES | UTGS | 306 | 111 | 0.25 | F | SL0000160493 | No | 0.5 | 32 | [12 empty] | 0.75 | 105.15 | 2 | 894.85 | [10 empty] | 0 | 0 | 1000 | 32 | 12 | 13 | 2188.9113 | 0 | 2188.9113 | 2562.1537 | 431 | 0.5 | UTGS
408 | RES | UTGS | 320 | 360 | 0.25 | F | SL0000160634 | No | 0.75 | 27 | 1.25 | 55.09 | [10 empty] | 2 | 696 | 4 | 304 | [10 empty] | 0 | 0 | 1000 | 82.09 | 26 | 26 | 5843.3014 | 0 | 5843.3014 | 1334.2555 | 431 | 0.75 | UTGS
409 | RES | UTGS | 320 | 160 | 0.25 | F | SL0000161410 | No | 0.5 | 51 | [12 empty] | 2 | 1000 | [12 empty] | 0 | 0 | 1000 | 51 | 10 | 10 | 3488.5774 | 0 | 3488.5774 | 3251.0962 | 431 | 0.5 | UTGS
410 | RES | UTGS | 320 | 261 | 0.25 | F | SL0000161838 | No | 0.75 | 48 | [12 empty] | 1.25 | 90.69 | 2 | 194.62 | 3 | 714.69 | [8 empty] | 0 | 0 | 1000 | 48 | 8 | 42 | 3090.4069 | 0 | 3090.4069 | 559.8137 | 431 | 0.75 | UTGS
411 | RES | UTGS | 320 | 260 | 0.25 | F | SL0000162513 | No | 0.5 | 72 | [12 empty] | 1.25 | 200.85 | 2 | 799.15 | [10 empty] | 0 | 0 | 1000 | 72 | 28 | 28 | 4925.0504 | 0 | 4925.0504 | 1166.127 | 431 | 0.5 | UTGS
412 | RES | UTGS | 306 | 211 | 0.25 | F | SL0000162725 | No | 0.75 | 20 | [12 empty] | 2 | 1000 | [12 empty] | 0 | 0 | 1000 | 20 | 31 | 37 | 1287.6696 | 0 | 1287.6696 | 878.6746 | 431 | 0.75 | UTGS
413 | RES | UTGS | 320 | 261 | 0.25 | F | SL0000163319 | No | 0.5 | 56 | [12 empty] | 1.25 | 27 | 3 | 5.17 | 4 | 111.76 | 6 | 856.08 | [6 empty] | 0 | 0 | 1000.01 | 56 | 9 | 9 | 3830.5948 | 0 | 3830.5948 | 6313.9191 | 431 | 0.5 | UTGS
414 | RES | UTGS | 320 | 360 | 0.25 | F | SL0000163409 | No | 1.25 | 17 | [12 empty] | 2 | 442.22 | 3 | 557.78 | [10 empty] | 0 | 0 | 1000 | 17 | 9 | 97 | 1266.7291 | 0 | 1266.7291 | 262.2506 | 431 | 1.25 | UTGS
415 | IND | UTTSM | 44350 | 274 | 45 | H | SL0000163667 | No | 2 | 75 | 4 | 3 | [10 empty] | 2 | 395.82 | 4 | 604.18 | [10 empty] | 0 | 0 | 1000 | 78 | 1 | 1 | 5703.3913 | 0 | 5703.3913 | 36842.9323 | 60371.7529 | 2 | UTTSM
416 | RES | UTGS | 320 | 760 | 0.25 | F | SL0000163762 | No | 0.5 | 23 | [12 empty] | 2 | 1000 | [12 empty] | 0 | 0 | 1000 | 23 | 18 | 18 | 1573.28 | 0 | 1573.28 | 1806.1645 | 431 | 0.5 | UTGS
417 | RES | UTGS | 320 | 760 | 0.25 | F | SL0000164704 | No | 0.75 | 44 | [12 empty] | 2 | 1000 | [12 empty] | 0 | 0 | 1000 | 44 | 18 | 18 | 2832.873 | 0 | 2832.873 | 1806.1645 | 431 | 0.75 | UTGS
418 | RES | UTGS | 306 | 211 | 0.25 | F | SL0000164741 | No | 0.75 | 91 | [12 empty] | 2 | 1000 | [12 empty] | 0 | 0 | 1000 | 91 | 23 | 23 | 5858.8965 | 0 | 5858.8965 | 1413.5201 | 431 | 0.75 | UTGS
419 | COM | UTFS | 2700 | 755 | 5 | F | SL0000164908 | No | 0.75 | 62 | [12 empty] | 2 | 800.78 | 4 | 199.22 | [10 empty] | 0 | 0 | 1000 | 62 | 9 | 18 | 3991.7756 | 0 | 3991.7756 | 1885.5205 | 2428.75 | 0.75 | UTFS
420 | RES | UTGS | 320 | 261 | 0.25 | F | SL0000165173 | No | 0.75 | 33 | [12 empty] | 1.25 | 225 | 2 | 775 | [10 empty] | 0 | 0 | 1000 | 33 | 15 | 21 | 2124.6548 | 0 | 2124.6548 | 1555.641 | 431 | 0.75 | UTGS
421 | RES | UTGS | 320 | 360 | 0.25 | F | SL0000165285 | No | 0.5 | 81 | [12 empty] | 2 | 993.75 | 3 | 6.25 | [10 empty] | 0 | 0 | 1000 | 81 | 19 | 19 | 5540.6817 | 0 | 5540.6817 | 1706.9322 | 431 | 0.5 | UTGS
422 | COM | UTGS | 175 | 126 | 0.25 | F | SL0000165596 | No | 0.5 | 19 | [12 empty] | 1.25 | 129.76 | 2 | 383.89 | 4 | 486.35 | [8 empty] | 0 | 0 | 1000 | 19 | 17 | 22 | 1299.6661 | 0 | 1299.6661 | 1640.4056 | 431 | 0.5 | UTGS
423 | RES | UTGS | 320 | 261 | 0.25 | F | SL0000165834 | No | 0.5 | 75 | [12 empty] | 0.75 | 81.88 | 1.25 | 9.99 | 2 | 908.14 | [8 empty] | 0 | 0 | 1000.01 | 75 | 10 | 10 | 5130.2608 | 0 | 5130.2608 | 3313.893 | 431 | 0.5 | UTGS
424 | COM | UTTSS | 5000 | 272 | 0.25 | F | SL0000166163 | No | 1.25 | 128 | [12 empty] | 2 | 232.96 | 4 | 47.8 | 6 | 719.23 | [8 empty] | 0 | 0 | 999.99 | 128 | 9 | 9 | 9537.7252 | 0 | 9537.7252 | 5849.6191 | 3698.6667 | 1.25 | UTTSS
425 | IND | UTTSS | 9200 | 273 | 5 | F | SL0000166184 | No | 1.25 | 50 | [12 empty] | 2 | 889.18 | 4 | 110.82 | [10 empty] | 0 | 0 | 1000 | 50 | 6 | 8 | 3725.6739 | 0 | 3725.6739 | 4163.1926 | 5118 | 1.25 | UTTSS
426 | RES | UTGS | 320 | 260 | 0.25 | F | SL0000166446 | No | 1.25 | 35 | [12 empty] | 2 | 357 | 4 | 643 | [10 empty] | 0 | 0 | 1000 | 35 | 7 | 71 | 2607.9717 | 0 | 2607.9717 | 522.8348 | 431 | 1.25 | UTGS
427 | RES | UTGS | 320 | 261 | 0.25 | F | SL0000166456 | No | 0.5 | 42 | [12 empty] | 2 | 939.74 | 4 | 60.26 | [10 empty] | 0 | 0 | 1000 | 42 | 11 | 14 | 2872.9461 | 0 | 2872.9461 | 2353.0733 | 431 | 0.5 | UTGS
428 | COM | UTTSS | 7000 | 273 | 0.25 | F | SL0000167320 | No | 2 | 31 | [12 empty] | 2 | 210 | 4 | 339.37 | 16 | 450.63 | [8 empty] | 0 | 0 | 1000 | 31 | 3 | 5 | 2262.4878 | 0 | 2262.4878 | 10624.5318 | 5118 | 2 | UTTSS
429 | RES | UTGS | 320 | 160 | 0.25 | F | SL0000167361 | No | 0.5 | 48 | [12 empty] | 1.25 | 762 | 2 | 238 | [10 empty] | 0 | 0 | 1000 | 48 | 12 | 12 | 3283.3669 | 0 | 3283.3669 | 2753.6968 | 431 | 0.5 | UTGS
430 | COM | UTTSS | 14500 | 274 | 5 | F | SL0000167375 | No | 2 | 265 | [12 empty] | 2 | 1000 | [12 empty] | 0 | 0 | 1000 | 265 | 5 | 8 | 19340.6216 | 0 | 19340.6216 | 4063.8702 | 10791.3333 | 2 | UTTSS
431 | RES | UTGS | 320 | 261 | 0.25 | F | SL0000167784 | No | 0.5 | 42 | [12 empty] | 2 | 166.56 | 4 | 833.44 | [10 empty] | 0 | 0 | 1000 | 42 | 10 | 11 | 2872.9461 | 0 | 2872.9461 | 3498.7933 | 431 | 0.5 | UTGS
432 | RES | UTGS | 540 | 259 | 0.25 | F | SL0000168113 | No | 0.5 | 64 | 0.75 | 34 | [10 empty] | 0.75 | 22 | 2 | 978 | [10 empty] | 0 | 0 | 1000 | 98 | 16 | 18 | 6566.8608 | 0 | 6566.8608 | 1815.429 | 585.0096 | 0.5 | UTGS
433 | RES | UTGS | 320 | 260 | 0.25 | F | SL0000168791 | No | 0.5 | 47 | [12 empty] | 1.25 | 311 | 2 | 689 | [10 empty] | 0 | 0 | 1000 | 47 | 15 | 15 | 3214.9635 | 0 | 3214.9635 | 2181.9108 | 431 | 0.5 | UTGS
434 | COM | UTFS | 1847 | 751 | 2 | F | SL0000169529 | No | 0.75 | 16 | 2 | 65.32 | [10 empty] | 2 | 1000 | [12 empty] | 0 | 0 | 1000 | 81.32 | 14 | 14 | 5797.4164 | 0 | 5797.4164 | 2322.2116 | 2169 | 0.75 | UTFS
435 | COM | UTGS | 31000 | 158 | 45 | H | SL0000169538 | No | 3 | 48 | [12 empty] | 2 | 17 | 4 | 77 | 16 | 906 | [8 empty] | 0 | 0 | 1000 | 48 | 7 | 8 | 3503.2069 | 0 | 3503.2069 | 8701.3865 | 60371.7529 | 3 | UTGS
436 | RES | UTGS | 320 | 127 | 0.25 | F | SL0000169914 | No | 0.5 | 78 | [12 empty] | 2 | 956.43 | 3 | 43.57 | [10 empty] | 0 | 0 | 1000 | 78 | 21 | 21 | 5335.4713 | 0 | 5335.4713 | 1521.8331 | 431 | 0.5 | UTGS
437 | RES | UTGS | 306 | 111 | 0.25 | F | SL0000170020 | No | 0.5 | 39 | [12 empty] | 1.25 | 180 | 2 | 820 | [10 empty] | 0 | 0 | 1000 | 39 | 15 | 21 | 2667.7356 | 0 | 2667.7356 | 1554.141 | 431 | 0.5 | UTGS
438 | RES | UTGS | 320 | 261 | 0.25 | F | SL0000170201 | No | 0.5 | 39 | [12 empty] | 2 | 1000 | [12 empty] | 0 | 0 | 1000 | 39 | 18 | 18 | 2667.7356 | 0 | 2667.7356 | 1806.1645 | 431 | 0.5 | UTGS
439 | RES | UTGS | 320 | 127 | 0.25 | F | SL0000170936 | No | 1.25 | 42 | [12 empty] | 2 | 469.8 | 3 | 530.2 | [10 empty] | 0 | 0 | 1000 | 42 | 9 | 86 | 3129.5661 | 0 | 3129.5661 | 299.8608 | 431 | 1.25 | UTGS
440 | RES | UTGS | 320 | 261 | 0.25 | F | SL0000171130 | No | 0.5 | 34 | [12 empty] | 2 | 1000 | [12 empty] | 0 | 0 | 1000 | 34 | 20 | 34 | 2325.7182 | 0 | 2325.7182 | 956.2048 | 431 | 0.5 | UTGS
441 | RES | UTGS | 320 | 460 | 0.25 | F | SL0000171586 | No | 0.5 | 77 | [12 empty] | 0.75 | 30 | 2 | 970 | [10 empty] | 0 | 0 | 1000 | 77 | 17 | 17 | 5267.0678 | 0 | 5267.0678 | 1925.786 | 431 | 0.5 | UTGS
442 | RES | UTGS | 320 | 160 | 0.25 | F | SL0000171721 | No | 0.5 | 54 | [12 empty] | 2 | 686.86 | 3 | 313.14 | [10 empty] | 0 | 0 | 1000 | 54 | 15 | 16 | 3693.7878 | 0 | 3693.7878 | 1783.7717 | 431 | 0.5 | UTGS
443 | COM | UTFS | 3265 | 156 | 2 | F | SL0000171762 | No | 1.25 | 121 | [12 empty] | 4 | 33.57 | 6 | 966.43 | [10 empty] | 0 | 0 | 1000 | 121 | 6 | 6 | 9016.1308 | 0 | 9016.1308 | 9891.302 | 2145.6667 | 1.25 | UTFS
444 | RES | UTGS | 320 | 460 | 0.25 | F | SL0000171869 | No | 0.5 | 98 | [12 empty] | 2 | 1000 | [12 empty] | 0 | 0 | 1000 | 98 | 13 | 13 | 6703.5408 | 0 | 6703.5408 | 2500.8432 | 431 | 0.5 | UTGS
445 | RES | UTGS | 320 | 160 | 0.25 | F | SL0000171908 | No | 0.75 | 70 | [12 empty] | 0.75 | 34 | 1.25 | 157 | 2 | 809 | [8 empty] | 0 | 0 | 1000 | 70 | 13 | 13 | 4506.8434 | 0 | 4506.8434 | 2529.1217 | 431 | 0.75 | UTGS
446 | RES | UTGS | 320 | 760 | 0.25 | F | SL0000171980 | No | 0.5 | 40 | [12 empty] | 2 | 1000 | [12 empty] | 0 | 0 | 1000 | 40 | 22 | 22 | 2736.1391 | 0 | 2736.1391 | 1477.771 | 431 | 0.5 | UTGS
447 | COM | UTTSS | 3000 | 271 | 0.25 | F | SL0000172401 | No | 1.25 | 129 | [12 empty] | 2 | 770.37 | 6 | 229.63 | [10 empty] | 0 | 0 | 1000 | 129 | 6 | 9 | 9612.2386 | 0 | 9612.2386 | 4314.4866 | 2145.6667 | 1.25 | UTTSS
448 | COM | UTGS | 28250 | 273 | 45 | H | SL0000172991 | No | 2 | 59 | [12 empty] | 4 | 955.32 | 8 | 44.68 | [10 empty] | 0 | 0 | 1000 | 59 | 2 | 3 | 4306.0252 | 0 | 4306.0252 | 13720.9991 | 52825.2838 | 2 | UTGS
449 | COM | UTTSS | 5200 | 272 | 1 | F | SL0000173206 | No | 1.25 | 12 | [12 empty] | 2 | 1000 | [12 empty] | 0 | 0 | 1000 | 12 | 6 | 15 | 894.1617 | 0 | 894.1617 | 2167.3974 | 3698.6667 | 1.25 | UTTSS
450 | RES | UTGS | 320 | 260 | 0.25 | F | SL0000173864 | No | 0.5 | 31 | [12 empty] | 2 | 1000 | [12 empty] | 0 | 0 | 1000 | 31 | 15 | 15 | 2120.5078 | 0 | 2120.5078 | 2167.3974 | 431 | 0.5 | UTGS
451 | COM | UTTSS | 2090 | 278 | 1 | F | SL0000174180 | No | 1.25 | 219 | [12 empty] | 1.25 | 159 | 2 | 88.5 | 4 | 752.5 | [8 empty] | 0 | 0 | 1000 | 219 | 8 | 31 | 16318.4516 | 0 | 16318.4516 | 1226.377 | 2428.75 | 1.25 | UTTSS
452 | RES | UTGS | 320 | 160 | 0.25 | F | SL0000174425 | No | 0.5 | 40 | [12 empty] | 2 | 989.93 | 4 | 10.07 | [10 empty] | 0 | 0 | 1000 | 40 | 22 | 22 | 2736.1391 | 0 | 2736.1391 | 1481.0529 | 431 | 0.5 | UTGS
453 | COM | UTTSS | 73714 | 152 | 45 | H | SL0000174795 | No | 3 | 286 | 4 | 1 | [10 empty] | 4 | 714.7 | 6 | 117.77 | 8 | 166.27 | 16 | 1.27 | [6 empty] | 0 | 0 | 1000.01 | 287 | 4 | 4 | 20949.8181 | 0 | 20949.8181 | 11908.82 | 113197.0366 | 3 | UTTSS
454 | COM | UTFS | 1847 | 751 | 2 | F | SL0000174810 | No | 0.75 | 73 | [12 empty] | 2 | 113.65 | 4 | 85.85 | 6 | 800.5 | [8 empty] | 0 | 0 | 1000 | 73 | 2 | 3 | 4699.9939 | 0 | 4699.9939 | 18385.4221 | 2169 | 0.75 | UTFS
455 | RES | UTGS | 320 | 261 | 0.25 | F | SL0000174835 | No | 0.5 | 9 | [12 empty] | 2 | 727.57 | 4 | 272.43 | [10 empty] | 0 | 0 | 1000 | 9 | 11 | 11 | 615.6313 | 0 | 615.6313 | 3133.1168 | 431 | 0.5 | UTGS
456 | IND | UTTSS | 2630 | 278 | 5 | F | SL0000174982 | No | 1.25 | 115 | [12 empty] | 4 | 1000 | [12 empty] | 0 | 0 | 1000 | 115 | 1 | 1 | 8569.05 | 0 | 8569.05 | 39680.9617 | 2428.75 | 1.25 | UTTSS
457 | COM | UTGS | 500 | 220 | 0.25 | F | SL0000175124 | No | 1.25 | 93 | [12 empty] | 2 | 41.29 | 4 | 958.71 | [10 empty] | 0 | 0 | 1000 | 93 | 3 | 4 | 6929.7534 | 0 | 6929.7534 | 9846.2281 | 585.0096 | 1.25 | UTGS
458 | COM | UTTSS | 3100 | 271 | 1 | F | SL0000175151 | No | 1.25 | 189 | [12 empty] | 1.25 | 8.65 | 2 | 878.95 | 4 | 4.6 | 6 | 1 | 8 | 106.8 |  |  |  |  | 0 | 0 | 1000 | 189 | 1 | 3 | 14083.0473 | 0 | 14083.0473 | 12295.2769 | 2145.6667 | 1.25 | UTTSS
459 | COM | UTGS | 18200 | 274 | 10 | L | SL0000175155 | No | 1.25 | 78 | [12 empty] | 3 | 54.9 | 6 | 945.1 | [10 empty] | 0 | 0 | 1000 | 78 | 3 | 6 | 5812.0513 | 0 | 5812.0513 | 9637.3303 | 17706.4 | 1.25 | UTGS
460 | RES | UTGS | 320 | 360 | 0.25 | F | SL0000175344 | No | 0.75 | 63 | [12 empty] | 2 | 355.43 | 4 | 644.57 | [10 empty] | 0 | 0 | 1000 | 63 | 14 | 24 | 4056.1591 | 0 | 4056.1591 | 1547.1887 | 431 | 0.75 | UTGS
461 | RES | UTGS | 320 | 360 | 0.25 | F | SL0000175706 | No | 0.5 | 87 | [12 empty] | 2 | 1000 | [12 empty] | 0 | 0 | 1000 | 87 | 18 | 18 | 5951.1026 | 0 | 5951.1026 | 1806.1645 | 431 | 0.5 | UTGS
462 | RES | UTGS | 320 | 127 | 0.25 | F | SL0000175926 | No | 0.5 | 39 | [12 empty] | 1.25 | 211.56 | 2 | 788.44 | [10 empty] | 0 | 0 | 1000 | 39 | 18 | 18 | 2667.7356 | 0 | 2667.7356 | 1814.3919 | 431 | 0.5 | UTGS
463 | RES | UTGS | 320 | 760 | 0.25 | F | SL0000176061 | No | 0.5 | 74 | [12 empty] | 2 | 1000 | [12 empty] | 0 | 0 | 1000 | 74 | 20 | 20 | 5061.8574 | 0 | 5061.8574 | 1625.5481 | 431 | 0.5 | UTGS
464 | RES | UTGS | 320 | 160 | 0.25 | F | SL0000176115 | No | 0.5 | 36 | [12 empty] | 2 | 1000 | [12 empty] | 0 | 0 | 1000 | 36 | 13 | 13 | 2462.5252 | 0 | 2462.5252 | 2500.8432 | 431 | 0.5 | UTGS
465 | RES | UTGS | 320 | 360 | 0.25 | F | SL0000176202 | No | 0.5 | 46 | [12 empty] | 2 | 309.5 | 4 | 690.5 | [10 empty] | 0 | 0 | 1000 | 46 | 16 | 16 | 3146.56 | 0 | 3146.56 | 2341.3654 | 431 | 0.5 | UTGS
466 | RES | UTGS | 320 | 460 | 0.25 | F | SL0000176275 | No | 0.5 | 54 | [12 empty] | 2 | 265.5 | 4 | 734.5 | [10 empty] | 0 | 0 | 1000 | 54 | 9 | 9 | 3693.7878 | 0 | 3693.7878 | 4197.4807 | 431 | 0.5 | UTGS
467 | COM | UTTSS | 7000 | 273 | 0.25 | F | SL0000176503 | No | 2 | 340.17 | [12 empty] | 2 | 201.51 | 8 | 798.49 | [10 empty] | 0 | 0 | 1000 | 340.17 | 6 | 6 | 24826.7897 | 0 | 24826.7897 | 10787.0081 | 5118 | 2 | UTTSS
468 | RES | UTGS | 320 | 261 | 0.25 | F | SL0000176516 | No | 0.5 | 78 | [12 empty] | 1.25 | 203.07 | 2 | 59.03 | 4 | 737.9 | [8 empty] | 0 | 0 | 1000 | 78 | 9 | 9 | 5335.4713 | 0 | 5335.4713 | 4215.9837 | 431 | 0.5 | UTGS
469 | COM | UTTSM | 31000 | 158 | 45 | H | SL0000176576 | No | 1.25 | 71 | [12 empty] | 2 | 289.87 | 3 | 710.13 | [10 empty] | 0 | 0 | 1000 | 71 | 14 | 19 | 5290.4569 | 0 | 5290.4569 | 1237.1849 | 60371.7529 | 1.25 | UTTSM
470 | COM | UTGS | 31000 | 158 | 45 | H | SL0000176637 | No | 2 | 223 | [12 empty] | 6 | 1000 | [12 empty] | 0 | 0 | 1000 | 223 | 4 | 8 | 16275.3156 | 0 | 16275.3156 | 7503.8702 | 60371.7529 | 2 | UTGS
471 | COM | UTTSS | 24340 | 275 | 8 | L | SL0000176657 | No | 3 | 33 | [12 empty] | 3 | 208 | 4 | 792 | [10 empty] | 0 | 0 | 1000 | 33 | 4 | 34 | 2408.4548 | 0 | 2408.4548 | 1045.6518 | 20345.6 | 3 | UTTSS
472 | COM | UTGS | 31000 | 158 | 45 | H | SL0000176700 | No | 3 | 242 | [12 empty] | 2 | 132.99 | 4 | 867.01 | [10 empty] | 0 | 0 | 1000 | 242 | 4 | 5 | 17662.0016 | 0 | 17662.0016 | 7745.4847 | 60371.7529 | 3 | UTGS
473 | COM | UTTSS | 6113 | 282 | 2 | F | SL0000176718 | No | 1.25 | 101 | [12 empty] | 3 | 100.82 | 4 | 781.5 | 16 | 117.68 | [8 empty] | 0 | 0 | 1000 | 101 | 3 | 3 | 7525.8613 | 0 | 7525.8613 | 13861.0434 | 3698.6667 | 1.25 | UTTSS
474 | COM | UTTSS | 64550 | 275 | 45 | H | SL0000176720 | No | 4 | 54 | [12 empty] | 3 | 208 | 4 | 792 | [10 empty] | 0 | 0 | 1000 | 54 | 4 | 34 | 4133.3478 | 0 | 4133.3478 | 1045.6518 | 113197.0366 | 4 | UTTSS
475 | IND | UTFS | 5550 | 272 | 2 | F | SL0000176793 | No | 1.25 | 159 | [12 empty] | 2 | 955.62 | 4 | 44.38 | [10 empty] | 0 | 0 | 1000 | 159 | 5 | 7 | 11847.643 | 0 | 11847.643 | 4689.8809 | 3698.6667 | 1.25 | UTFS
476 | COM | UTGS | 20200 | 272 | 45 | H | SL0000176846 | No | 1.25 | 79 | [12 empty] | 2 | 169.29 | 4 | 830.71 | [10 empty] | 0 | 0 | 1000 | 79 | 8 | 55 | 5886.5647 | 0 | 5886.5647 | 699.4028 | 52825.2838 | 1.25 | UTGS
477 | COM | UTTSM | 64512 | 235 | 45 | H | SL0000176893 | No | 3 | 139 | [12 empty] | 2 | 200 | 4 | 729.32 | 6 | 1 | 8 | 69.68 | [6 empty] | 0 | 0 | 1000 | 139 | 1 | 3 | 10144.7034 | 0 | 10144.7034 | 13526.1991 | 113197.0366 | 3 | UTTSM
478 | COM | UTTSS | 28214 | 283 | 45 | H | SL0000177201 | No | 2 | 15 | [12 empty] | 4 | 7 | 6 | 2 | 8 | 991 | [8 empty] | 0 | 0 | 1000 | 15 | 2 | 2 | 1094.7522 | 0 | 1094.7522 | 36296.5659 | 52825.2838 | 2 | UTTSS
479 | COM | UTTSS | 44350 | 274 | 45 | H | SL0000177263 | No | 3 | 301 | [12 empty] | 3 | 1000 | [12 empty] | 0 | 0 | 1000 | 301 | 3 | 3 | 21968.0268 | 0 | 21968.0268 | 6610.3206 | 60371.7529 | 3 | UTTSS
480 | COM | UTFS | 5550 | 272 | 2 | F | SL0000177303 | No | 1.25 | 131 | 3 | 23 | [10 empty] | 2 | 59.49 | 4 | 115.26 | 6 | 2 | 24 | 823.25 | [6 empty] | 0 | 0 | 1000 | 154 | 1 | 1 | 11439.8856 | 0 | 11439.8856 | 66602.3209 | 3698.6667 | 1.25 | UTFS
481 | COM | UTTSS | 20200 | 272 | 45 | H | SL0000177305 | No | 3 | 91 | [12 empty] | 2 | 50.71 | 3 | 21 | 6 | 219.71 | 24 | 708.58 | [6 empty] | 0 | 0 | 1000 | 91 | 2 | 2 | 6641.4965 | 0 | 6641.4965 | 33437.6091 | 52825.2838 | 3 | UTTSS
482 | RES | UTGS | 320 | 361 | 0.25 | F | SL0000177343 | No | 0.5 | 83 | 0.75 | 1 | [10 empty] | 1.25 | 186.3 | 2 | 813.7 | [10 empty] | 0 | 0 | 1000 | 84 | 11 | 13 | 5741.8721 | 0 | 5741.8721 | 2510.8747 | 431 | 0.5 | UTGS
483 | COM | UTGS | 26340 | 236 | 5 | F | SL0000177363 | No | 4 | 287 | [12 empty] | 2 | 310.5 | 4 | 689.5 | [10 empty] | 0 | 0 | 1000 | 287 | 15 | 15 | 21967.9781 | 0 | 21967.9781 | 2496.9784 | 22191.6 | 4 | UTGS
484 | COM | UTFS | 10250 | 208 | 45 | H | SL0000177383 | No | 1.25 | 61 | [12 empty] | 3 | 114.41 | 4 | 885.59 | [10 empty] | 0 | 0 | 1000 | 61 | 4 | 4 | 4545.3221 | 0 | 4545.3221 | 9352.4808 | 45278.8147 | 1.25 | UTFS
485 | COM | UTTSS | 1500 | 270 | 0.25 | F | SL0000177414 | No | 1.25 | 221 | [12 empty] | 1.25 | 247.38 | 2 | 752.62 | [10 empty] | 0 | 0 | 1000 | 221 | 10 | 10 | 16467.4786 | 0 | 16467.4786 | 3268.4128 | 2169 | 1.25 | UTTSS
486 | RES | UTGS | 320 | 260 | 0.25 | F | SL0000177446 | No | 0.5 | 42 | [12 empty] | 1.25 | 401 | 2 | 599 | [10 empty] | 0 | 0 | 1000 | 42 | 17 | 17 | 2872.9461 | 0 | 2872.9461 | 1928.9213 | 431 | 0.5 | UTGS
487 | COM | UTTSS | 11500 | 274 | 1 | F | SL0000177656 | No | 3 | 119 | [12 empty] | 4 | 824.78 | 6 | 69.61 | 8 | 105.61 | [8 empty] | 0 | 0 | 1000 | 119 | 2 | 3 | 8685.0339 | 0 | 8685.0339 | 14866.8696 | 10791.3333 | 3 | UTTSS
488 | COM | UTGS | 20200 | 272 | 45 | H | SL0000177666 | No | 4 | 451 | [12 empty] | 2 | 253.12 | 4 | 245 | 6 | 501.88 | [8 empty] | 0 | 0 | 1000 | 451 | 1 | 16 | 34521.1085 | 0 | 34521.1085 | 3004.9593 | 52825.2838 | 4 | UTGS
489 | COM | UTTSM | 142000 | 153 | 45 | H | SL0000177667 | No | 4 | 18 | [12 empty] | 2 | 79.46 | 4 | 617.15 | 16 | 303.39 | [8 empty] | 0 | 0 | 1000 | 18 | 1 | 2 | 1377.7826 | 0 | 1377.7826 | 24587.3399 | 150929.3822 | 4 | UTTSM
490 | COM | UTFS | 5750 | 208 | 5 | F | SL0000177669 | No | 1.25 | 94 | [12 empty] | 2 | 254.97 | 4 | 745.03 | [10 empty] | 0 | 0 | 1000 | 94 | 5 | 5 | 7004.2669 | 0 | 7004.2669 | 7570.5654 | 3698.6667 | 1.25 | UTFS
491 | COM | UTGS | 3300 | 271 | 2 | F | SL0000178908 | No | 1.25 | 124 | [12 empty] | 1.25 | 57.15 | 2 | 942.85 | [10 empty] | 0 | 0 | 1000 | 124 | 6 | 6 | 9239.6713 | 0 | 9239.6713 | 5425.1611 | 2145.6667 | 1.25 | UTGS
492 | COM | UTGS | 31000 | 158 | 45 | H | SL0000178959 | No | 2 | 113 | [12 empty] | 1.25 | 77.69 | 2 | 206.69 | 3 | 715.61 | [8 empty] | 0 | 0 | 999.99 | 113 | 5 | 17 | 8247.133 | 0 | 8247.133 | 1381.8285 | 60371.7529 | 2 | UTGS
493 | COM | UTTSS | 6113 | 282 | 2 | F | SL0000179062 | No | 1.25 | 40 | 2 | 1 | [10 empty] | 2 | 804.86 | 4 | 145 | 6 | 50.14 | [8 empty] | 0 | 0 | 1000 | 41 | 8 | 12 | 3053.5226 | 0 | 3053.5226 | 2910.872 | 3698.6667 | 1.25 | UTTSS
494 | COM | UTTSS | 9219 | 283 | 5 | F | SL0000179090 | No | 1.25 | 20 | [12 empty] | 2 | 133.84 | 4 | 866.16 | [10 empty] | 0 | 0 | 1000 | 20 | 3 | 4 | 1490.2696 | 0 | 1490.2696 | 9680.3322 | 5118 | 1.25 | UTTSS
495 | RES | UTGS | 320 | 360 | 0.25 | F | SL0000179151 | No | 0.5 | 76 | [12 empty] | 2 | 1000 | [12 empty] | 0 | 0 | 1000 | 76 | 20 | 20 | 5198.6643 | 0 | 5198.6643 | 1625.5481 | 431 | 0.5 | UTGS
496 | RES | UTGS | 320 | 760 | 0.25 | F | SL0000179281 | No | 0.5 | 40 | [12 empty] | 2 | 1000 | [12 empty] | 0 | 0 | 1000 | 40 | 20 | 20 | 2736.1391 | 0 | 2736.1391 | 1625.5481 | 431 | 0.5 | UTGS
497 | COM | UTTSS | 21100 | 275 | 5 | F | SL0000179515 | No | 1.25 | 1 | 2 | 89 | [10 empty] | 2 | 439.89 | 3 | 560.11 | [10 empty] | 0 | 0 | 1000 | 90 | 8 | 18 | 6570.043 | 0 | 6570.043 | 1411.5982 | 18747.15 | 1.25 | UTTSS
498 | RES | UTGS | 320 | 127 | 0.25 | F | SL0000179581 | No | 0.5 | 79 | [12 empty] | 2 | 1000 | [12 empty] | 0 | 0 | 1000 | 79 | 20 | 20 | 5403.8747 | 0 | 5403.8747 | 1625.5481 | 431 | 0.5 | UTGS
499 | RES | UTGS | 320 | 461 | 0.25 | F | SL0000179860 | No | 0.5 | 48 | [12 empty] | 2 | 1000 | [12 empty] | 0 | 0 | 1000 | 48 | 17 | 17 | 3283.3669 | 0 | 3283.3669 | 1912.4095 | 431 | 0.5 | UTGS
500 | RES | UTGS | 320 | 260 | 0.25 | F | SL0000179877 | No | 0.5 | 1 | [12 empty] | 1.25 | 214.6 | 2 | 785.4 | [10 empty] | 0 | 0 | 1000 | 1 | 12 | 12 | 68.4035 | 0 | 68.4035 | 2721.7651 | 431 | 0.5 | UTGS
501 | COM | UTGS | 320 | 360 | 0.25 | F | SL0000180112 | No | 0.75 | 34 | [12 empty] | 2 | 760.63 | 3 | 239.37 | [10 empty] | 0 | 0 | 1000 | 34 | 11 | 53 | 2189.0382 | 0 | 2189.0382 | 556.1462 | 431 | 0.75 | UTGS
502 | COM | UTGS | 2300 | 155 | 1 | F | SL0000180124 | No | 1.25 | 27 | [12 empty] | 1.25 | 60.67 | 2 | 121.67 | 4 | 817.66 | [8 empty] | 0 | 0 | 1000 | 27 | 4 | 4 | 2011.8639 | 0 | 2011.8639 | 9604.0132 | 2428.75 | 1.25 | UTGS
503 | COM | UTGS | 121714 | 113 | 45 | H | SL0000180331 | No | 4 | 178 | [12 empty] | 4 | 79.17 | 6 | 920.83 | [10 empty] | 0 | 0 | 1000 | 178 | 2 | 2 | 13624.7391 | 0 | 13624.7391 | 29209.9261 | 150929.3822 | 4 | UTGS
504 | RES | UTGS | 320 | 461 | 0.25 | F | SL0000180409 | No | 0.5 | 23 | [12 empty] | 1.25 | 100 | 2 | 900 | [10 empty] | 0 | 0 | 1000 | 23 | 22 | 22 | 1573.28 | 0 | 1573.28 | 1480.9528 | 431 | 0.5 | UTGS
505 | RES | UTGS | 320 | 261 | 0.25 | F | SL0000180598 | No | 0.5 | 76 | [12 empty] | 2 | 1000 | [12 empty] | 0 | 0 | 1000 | 76 | 18 | 18 | 5198.6643 | 0 | 5198.6643 | 1806.1645 | 431 | 0.5 | UTGS
506 | RES | UTGS | 320 | 360 | 0.25 | F | SL0000180991 | No | 0.5 | 104 | [12 empty] | 2 | 1000 | [12 empty] | 0 | 0 | 1000 | 104 | 24 | 42 | 7113.9617 | 0 | 7113.9617 | 774.0705 | 431 | 0.5 | UTGS
507 | COM | UTTSS | 17800 | 275 | 2 | F | SL0000181004 | No | 2 | 355 | [12 empty] | 6 | 763.74 | 8 | 236.26 | [10 empty] | 0 | 0 | 1000 | 355 | 1 | 1 | 25909.1346 | 0 | 25909.1346 | 63059.8149 | 15242 | 2 | UTTSS
508 | COM | UTTSS | 3000 | 271 | 0.25 | F | SL0000181008 | No | 2 | 19 | [12 empty] | 4 | 1000 | [12 empty] | 0 | 0 | 1000 | 19 | 3 | 6 | 1386.6861 | 0 | 1386.6861 | 6613.4936 | 2145.6667 | 2 | UTTSS
509 | IND | UTTSS | 64512 | 235 | 45 | H | SL0000181014 | No | 2 | 34 | [12 empty] | 2 | 71.94 | 4 | 20.94 | 6 | 1 | 8 | 906.13 | [6 empty] | 0 | 0 | 1000.01 | 34 | 6 | 6 | 2481.4382 | 0 | 2481.4382 | 11540.3718 | 113197.0366 | 2 | UTTSS
510 | COM | UTGS | 28214 | 283 | 45 | H | SL0000181023 | No | 2 | 200 | [12 empty] | 4 | 1000 | [12 empty] | 0 | 0 | 1000 | 200 | 3 | 3 | 14596.6956 | 0 | 14596.6956 | 13226.9872 | 52825.2838 | 2 | UTGS
511 | COM | UTFS | 1400 | 156 | 0.25 | F | SL0000181037 | No | 1.25 | 146 | [12 empty] | 2 | 616.57 | 4 | 383.43 | [10 empty] | 0 | 0 | 1000 | 146 | 10 | 17 | 10878.9678 | 0 | 10878.9678 | 2074.1268 | 2169 | 1.25 | UTFS
512 | COM | UTGS | 64550 | 275 | 45 | H | SL0000181320 | No | 3 | 62 | [12 empty] | 2 | 1.61 | 4 | 953.94 | 6 | 44.44 | [8 empty] | 0 | 0 | 999.99 | 62 | 2 | 2 | 4524.9756 | 0 | 4524.9756 | 20286.6876 | 113197.0366 | 3 | UTGS
513 | COM | UTFS | 17800 | 275 | 2 | F | SL0000181444 | No | 3 | 545 | [12 empty] | 4 | 1000 | [12 empty] | 0 | 0 | 1000 | 545 | 2 | 2 | 39775.9954 | 0 | 39775.9954 | 19840.4809 | 15242 | 3 | UTFS
514 | RES | UTGS | 540 | 759 | 0.25 | F | SL0000181453 | No | 0.75 | 57 | [12 empty] | 0.75 | 16.42 | 2 | 983.58 | [10 empty] | 0 | 0 | 1000 | 57 | 7 | 11 | 3669.8582 | 0 | 3669.8582 | 2966.8568 | 585.0096 | 0.75 | UTGS
515 | COM | UTGS | 1763 | 151 | 1 | F | SL0000181519 | No | 1.25 | 51 | [12 empty] | 2 | 774 | 6 | 226 | [10 empty] | 0 | 0 | 1000 | 51 | 6 | 10 | 3800.1874 | 0 | 3800.1874 | 3873.0482 | 2169 | 1.25 | UTGS
516 | COM | UTFS | 1000 | 155 | 0.25 | F | SL0000182459 | No | 1.25 | 152 | [12 empty] | 4 | 1000 | [12 empty] | 0 | 0 | 1000 | 152 | 5 | 11 | 11326.0486 | 0 | 11326.0486 | 3607.3602 | 1475.8773 | 1.25 | UTFS
517 | COM | UTGS | 44352 | 234 | 45 | H | SL0000182567 | No | 2 | 151 | [12 empty] | 3 | 1000 | [12 empty] | 0 | 0 | 1000 | 151 | 2 | 2 | 11020.5052 | 0 | 11020.5052 | 9915.4809 | 60371.7529 | 2 | UTGS
518 | COM | UTTSS | 5000 | 272 | 0.25 | F | SL0000182707 | No | 1.25 | 191 | [12 empty] | 4 | 211 | 6 | 789 | [10 empty] | 0 | 0 | 1000 | 191 | 3 | 3 | 14232.0743 | 0 | 14232.0743 | 18579.0372 | 3698.6667 | 1.25 | UTTSS
519 | COM | UTGS | 550 | 760 | 2 | F | SL0000183016 | No | 0.75 | 57 | 1.25 | 75 | [10 empty] | 1.25 | 59.15 | 1.5 | 68.18 | 2 | 872.68 | [8 empty] | 0 | 0 | 1000.01 | 132 | 6 | 24 | 9258.3691 | 0 | 9258.3691 | 1338.3399 | 585.0096 | 0.75 | UTGS
520 | RES | UTGS | 320 | 760 | 0.25 | F | SL0000183038 | No | 0.5 | 80 | [12 empty] | 1.25 | 88.85 | 2 | 911.15 | [10 empty] | 0 | 0 | 1000 | 80 | 17 | 17 | 5472.2782 | 0 | 5472.2782 | 1916.068 | 431 | 0.5 | UTGS
521 | COM | UTGS | 31000 | 158 | 45 | H | SL0000183127 | No | 3 | 158 | [12 empty] | 6 | 1000 | [12 empty] | 0 | 0 | 1000 | 158 | 7 | 8 | 11531.3895 | 0 | 11531.3895 | 7503.8702 | 60371.7529 | 3 | UTGS
522 | RES | UTGS | 320 | 360 | 0.25 | F | SL0000183686 | No | 1.25 | 9 | [12 empty] | 2 | 285.55 | 4 | 714.45 | [10 empty] | 0 | 0 | 1000 | 9 | 12 | 67 | 670.6213 | 0 | 670.6213 | 561.695 | 431 | 1.25 | UTGS
523 | COM | UTTSS | 2630 | 278 | 5 | F | SL0000184090 | No | 2 | 55 | [12 empty] | 2 | 2 | 4 | 382.82 | 10 | 615.18 | [8 empty] | 0 | 0 | 1000 | 55 | 6 | 6 | 4014.0913 | 0 | 4014.0913 | 10012.0237 | 2428.75 | 2 | UTTSS
524 | RES | UTGS | 320 | 160 | 0.25 | F | SL0000184201 | No | 0.5 | 115 | [12 empty] | 1.25 | 314 | 2 | 686 | [10 empty] | 0 | 0 | 1000 | 115 | 13 | 13 | 7866.4 | 0 | 7866.4 | 2517.7509 | 431 | 0.5 | UTGS
525 | RES | UTGS | 320 | 360 | 0.25 | F | SL0000184223 | No | 0.5 | 58 | [12 empty] | 1.25 | 227 | 2 | 773 | [10 empty] | 0 | 0 | 1000 | 58 | 13 | 13 | 3967.4017 | 0 | 3967.4017 | 2513.0663 | 431 | 0.5 | UTGS
526 | RES | UTGS | 320 | 360 | 0.25 | F | SL0000184433 | No | 0.5 | 85 | [12 empty] | 1.25 | 28.27 | 2 | 971.73 | [10 empty] | 0 | 0 | 1000 | 85 | 18 | 18 | 5814.2956 | 0 | 5814.2956 | 1807.2639 | 431 | 0.5 | UTGS
527 | RES | UTGS | 320 | 760 | 0.25 | F | SL0000184504 | No | 0.5 | 2 | 0.75 | 74 | [10 empty] | 2 | 1000 | [12 empty] | 0 | 0 | 1000 | 76 | 20 | 20 | 4901.1843 | 0 | 4901.1843 | 1625.5481 | 431 | 0.5 | UTGS
528 | RES | UTGS | 320 | 361 | 0.25 | F | SL0000184737 | No | 0.5 | 39 | [12 empty] | 2 | 1000 | [12 empty] | 0 | 0 | 1000 | 39 | 15 | 15 | 2667.7356 | 0 | 2667.7356 | 2167.3974 | 431 | 0.5 | UTGS
529 | RES | UTGS | 320 | 260 | 0.25 | F | SL0000184930 | No | 0.5 | 83 | [12 empty] | 2 | 1000 | [12 empty] | 0 | 0 | 1000 | 83 | 21 | 21 | 5677.4887 | 0 | 5677.4887 | 1548.141 | 431 | 0.5 | UTGS
530 | RES | UTGS | 320 | 460 | 0.25 | F | SL0000184985 | No | 0.5 | 36 | [12 empty] | 2 | 1000 | [12 empty] | 0 | 0 | 1000 | 36 | 18 | 18 | 2462.5252 | 0 | 2462.5252 | 1806.1645 | 431 | 0.5 | UTGS
531 | IND | UTTSS | 31000 | 158 | 45 | H | SL0000185043 | No | 2 | 85 | [12 empty] | 4 | 120.85 | 8 | 879.15 | [10 empty] | 0 | 0 | 1000 | 85 | 3 | 3 | 6203.5956 | 0 | 6203.5956 | 22947.4557 | 60371.7529 | 2 | UTTSS
532 | RES | UTGS | 320 | 260 | 0.25 | F | SL0000185178 | No | 0.5 | 40 | [12 empty] | 1.25 | 602.65 | 2 | 397.35 | [10 empty] | 0 | 0 | 1000 | 40 | 14 | 14 | 2736.1391 | 0 | 2736.1391 | 2352.3441 | 431 | 0.5 | UTGS
533 | RES | UTGS | 320 | 760 | 0.25 | F | SL0000185946 | No | 0.75 | 49 | [12 empty] | 2 | 412.33 | 4 | 587.67 | [10 empty] | 0 | 0 | 1000 | 49 | 9 | 13 | 3154.7904 | 0 | 3154.7904 | 2824.9658 | 431 | 0.75 | UTGS
534 | RES | UTGS | 320 | 260 | 0.25 | F | SL0000186156 | No | 0.5 | 67 | [12 empty] | 1.25 | 46.86 | 2 | 682 | 3 | 271.14 | [8 empty] | 0 | 0 | 1000 | 67 | 14 | 28 | 4583.033 | 0 | 4583.033 | 1039.4896 | 431 | 0.5 | UTGS
535 | RES | UTGS | 320 | 460 | 0.25 | F | SL0000186186 | No | 0.5 | 40 | [12 empty] | 2 | 787.65 | 4 | 212.35 | [10 empty] | 0 | 0 | 1000 | 40 | 27 | 28 | 2736.1391 | 0 | 2736.1391 | 1215.4825 | 431 | 0.5 | UTGS
536 | RES | UTGS | 320 | 360 | 0.25 | F | SL0000186215 | No | 0.5 | 75 | [12 empty] | 3 | 1000 | [12 empty] | 0 | 0 | 1000 | 75 | 17 | 17 | 5130.2608 | 0 | 5130.2608 | 1166.5272 | 431 | 0.5 | UTGS
537 | COM | UTGS | 320 | 361 | 0.25 | F | SL0000186294 | No | 1.25 | 102 | [12 empty] | 1.25 | 187.12 | 2 | 812.88 | [10 empty] | 0 | 0 | 1000 | 102 | 12 | 33 | 7600.3747 | 0 | 7600.3747 | 989.1499 | 431 | 1.25 | UTGS
538 | RES | UTGS | 320 | 361 | 0.25 | F | SL0000186462 | No | 0.5 | 39 | [12 empty] | 2 | 665.34 | 4 | 334.66 | [10 empty] | 0 | 0 | 1000 | 39 | 22 | 23 | 2667.7356 | 0 | 2667.7356 | 1517.8467 | 431 | 0.5 | UTGS
539 | RES | UTGS | 320 | 360 | 0.25 | F | SL0000186482 | No | 0.5 | 82 | [12 empty] | 2 | 1000 | [12 empty] | 0 | 0 | 1000 | 82 | 20 | 20 | 5609.0852 | 0 | 5609.0852 | 1625.5481 | 431 | 0.5 | UTGS
540 | COM | UTTSS | 2225 | 278 | 2 | F | SL0000186751 | No | 2 | 130 | [12 empty] | 2 | 175.78 | 4 | 809.45 | 6 | 14.78 | [8 empty] | 0 | 0 | 1000.01 | 130 | 14 | 17 | 9487.8521 | 0 | 9487.8521 | 2277.7523 | 2428.75 | 2 | UTTSS
541 | RES | UTGS | 320 | 460 | 0.25 | F | SL0000187202 | No | 0.5 | 64 | [12 empty] | 1.25 | 193.76 | 2 | 570.76 | 4 | 235.47 | [8 empty] | 0 | 0 | 999.99 | 64 | 14 | 14 | 4377.8226 | 0 | 4377.8226 | 2452.4706 | 431 | 0.5 | UTGS
542 | RES | UTGS | 320 | 360 | 0.25 | F | SL0000187557 | No | 0.5 | 27 | [12 empty] | 1.25 | 184.97 | 2 | 815.03 | [10 empty] | 0 | 0 | 1000 | 27 | 19 | 19 | 1846.8939 | 0 | 1846.8939 | 1717.9179 | 431 | 0.5 | UTGS
543 | RES | UTGS | 320 | 361 | 0.25 | F | SL0000187764 | No | 0.5 | 67 | [12 empty] | 2 | 1000 | [12 empty] | 0 | 0 | 1000 | 67 | 28 | 29 | 4583.033 | 0 | 4583.033 | 1121.0676 | 431 | 0.5 | UTGS
544 | RES | UTGS | 320 | 760 | 0.25 | F | SL0000188260 | No | 0.5 | 86 | [12 empty] | 2 | 1000 | [12 empty] | 0 | 0 | 1000 | 86 | 13 | 13 | 5882.6991 | 0 | 5882.6991 | 2500.8432 | 431 | 0.5 | UTGS
545 | COM | UTGS | 31000 | 158 | 45 | H | SL0000188721 | No | 0.75 | 3 | 1.25 | 1 | 2 | 76 | [8 empty] | 2 | 1000 | [12 empty] | 0 | 0 | 1000 | 80 | 5 | 5 | 5814.4082 | 0 | 5814.4082 | 6502.1923 | 60371.7529 | 0.75 | UTGS
546 | RES | UTGS | 320 | 460 | 0.25 | F | SL0000189329 | No | 0.5 | 43 | [12 empty] | 2 | 174.04 | 3 | 825.96 | [10 empty] | 0 | 0 | 1000 | 43 | 18 | 18 | 2941.3495 | 0 | 2941.3495 | 1224.3216 | 431 | 0.5 | UTGS
547 | IND | UTTSS | 28224 | 233 | 45 | H | SL0000189867 | No | 2 | 98 | [12 empty] | 3 | 1000 | [12 empty] | 0 | 0 | 1000 | 98 | 2 | 2 | 7152.3808 | 0 | 7152.3808 | 9915.4809 | 52825.2838 | 2 | UTTSS
548 | RES | UTGS | 175 | 126 | 0.25 | F | SL0000190055 | No | 0.5 | 35 | [12 empty] | 2 | 1000 | [12 empty] | 0 | 0 | 1000 | 35 | 5 | 5 | 2394.1217 | 0 | 2394.1217 | 6502.1923 | 431 | 0.5 | UTGS
549 | RES | UTGS | 175 | 126 | 0.25 | F | SL0000190255 | No | 0.5 | 38 | [12 empty] | 1.25 | 216.64 | 2 | 783.36 | [10 empty] | 0 | 0 | 1000 | 38 | 12 | 12 | 2599.3322 | 0 | 2599.3322 | 2721.8841 | 431 | 0.5 | UTGS
550 | COM | UTGS | 44336 | 284 | 45 | H | SL0000190259 | No | 3 | 421 | [12 empty] | 2 | 496.93 | 3 | 278.54 | 4 | 224.54 | [8 empty] | 0 | 0 | 1000.01 | 421 | 3 | 3 | 30726.0442 | 0 | 30726.0442 | 10196.4505 | 60371.7529 | 3 | UTGS
551 | IND | UTTSS | 2630 | 278 | 5 | F | SL0000190507 | No | 1.25 | 104 | 2 | 101 | [10 empty] | 1.25 | 255.76 | 2 | 502.57 | 6 | 241.67 | [8 empty] | 0 | 0 | 1000 | 205 | 8 | 19 | 15120.733 | 0 | 15120.733 | 2070.5659 | 2428.75 | 1.25 | UTTSS
552 | IND | UTTSS | 18200 | 274 | 10 | L | SL0000190815 | No | 2 | 92 | [12 empty] | 3 | 871.57 | 4 | 128.43 | [10 empty] | 0 | 0 | 1000 | 92 | 3 | 3 | 6714.48 | 0 | 6714.48 | 7460.0991 | 17706.4 | 2 | UTTSS
553 | COM | UTTSS | 7000 | 273 | 0.25 | F | SL0000190987 | No | 2 | 253 | [12 empty] | 2 | 99.72 | 4 | 900.28 | [10 empty] | 0 | 0 | 1000 | 253 | 3 | 9 | 18464.8199 | 0 | 18464.8199 | 4329.5521 | 5118 | 2 | UTTSS
554 | RES | UTGS | 320 | 360 | 0.25 | F | SL0000191263 | No | 0.5 | 44 | [12 empty] | 1.25 | 371 | 2 | 629 | [10 empty] | 0 | 0 | 1000 | 44 | 14 | 14 | 3009.753 | 0 | 3009.753 | 2340.7616 | 431 | 0.5 | UTGS
555 | RES | UTGS | 306 | 111 | 0.25 | F | SL0000191345 | No | 0.5 | 43 | [12 empty] | 1.25 | 256.73 | 3 | 46.38 | 4 | 696.89 | [8 empty] | 0 | 0 | 1000 | 43 | 17 | 31 | 2941.3495 | 0 | 2941.3495 | 1196.7508 | 431 | 0.5 | UTGS
556 | RES | UTGS | 306 | 211 | 0.25 | F | SL0000191515 | No | 0.75 | 114 | [12 empty] | 2 | 1000 | [12 empty] | 0 | 0 | 1000 | 114 | 17 | 19 | 7339.7165 | 0 | 7339.7165 | 1711.1032 | 431 | 0.75 | UTGS
557 | IND | UTTSM | 9219 | 283 | 5 | F | SL0000191618 | No | 3 | 156 | 4 | 1 | [10 empty] | 8 | 1000 | [12 empty] | 0 | 0 | 1000 | 157 | 5 | 7 | 11461.966 | 0 | 11461.966 | 10407.2802 | 5118 | 3 | UTTSM
558 | IND | UTTSS | 44350 | 274 | 45 | H | SL0000191909 | No | 2 | 177 | [12 empty] | 2 | 1000 | [12 empty] | 0 | 0 | 1000 | 177 | 6 | 7 | 12918.0756 | 0 | 12918.0756 | 4644.4231 | 60371.7529 | 2 | UTTSS
559 | COM | UTGS | 544 | 260 | 1 | F | SL0000192611 | No | 1.25 | 110 | [12 empty] | 2 | 992 | 3 | 8 | [10 empty] | 0 | 0 | 1000 | 110 | 1 | 2 | 8196.4826 | 0 | 8196.4826 | 16204.7609 | 585.0096 | 1.25 | UTGS
560 | RES | UTGS | 320 | 760 | 0.25 | F | SL0000193323 | No | 0.5 | 76 | [12 empty] | 2 | 1000 | [12 empty] | 0 | 0 | 1000 | 76 | 12 | 13 | 5198.6643 | 0 | 5198.6643 | 2500.8432 | 431 | 0.5 | UTGS
561 | RES | UTGS | 320 | 261 | 0.25 | F | SL0000193444 | No | 0.75 | 39 | [12 empty] | 2 | 716.98 | 4 | 283.02 | [10 empty] | 0 | 0 | 1000 | 39 | 7 | 26 | 2510.9556 | 0 | 2510.9556 | 1328.4698 | 431 | 0.75 | UTGS
562 | COM | UTGS | 28224 | 233 | 45 | H | SL0000193817 | No | 1.25 | 7 | [12 empty] | 4 | 1000 | [12 empty] | 0 | 0 | 1000 | 7 | 6 | 6 | 521.5943 | 0 | 521.5943 | 6613.4936 | 52825.2838 | 1.25 | UTGS
563 | RES | UTGS | 630 | 746 | 0.25 | F | SL0000194127 | No | 0.5 | 77 | [12 empty] | 2 | 1000 | [12 empty] | 0 | 0 | 1000 | 77 | 18 | 18 | 5267.0678 | 0 | 5267.0678 | 1806.1645 | 1348.3333 | 0.5 | UTGS
564 | RES | UTGS | 320 | 160 | 0.25 | F | SL0000194161 | No | 0.5 | 87 | [12 empty] | 2 | 1000 | [12 empty] | 0 | 0 | 1000 | 87 | 17 | 17 | 5951.1026 | 0 | 5951.1026 | 1912.4095 | 431 | 0.5 | UTGS
565 | RES | UTGS | 320 | 160 | 0.25 | F | SL0000194489 | No | 0.5 | 38 | [12 empty] | 1.25 | 437.25 | 2 | 562.75 | [10 empty] | 0 | 0 | 1000 | 38 | 8 | 8 | 2599.3322 | 0 | 2599.3322 | 4102.1296 | 431 | 0.5 | UTGS
566 | RES | UTGS | 320 | 760 | 0.25 | F | SL0000194608 | No | 0.5 | 40 | [12 empty] | 2 | 986.17 | 3 | 13.83 | [10 empty] | 0 | 0 | 1000 | 40 | 25 | 26 | 2736.1391 | 0 | 2736.1391 | 1243.6768 | 431 | 0.5 | UTGS
567 | COM | UTGS | 26500 | 275 | 10 | L | SL0000195025 | No | 3 | 202 | [12 empty] | 6 | 1000 | [12 empty] | 0 | 0 | 1000 | 202 | 2 | 2 | 14742.6625 | 0 | 14742.6625 | 30015.4809 | 20345.6 | 3 | UTGS
568 | RES | UTGS | 175 | 126 | 0.25 | F | SL0000195417 | No | 0.75 | 7 | [12 empty] | 1.25 | 190.68 | 2 | 539.68 | 3 | 269.64 | [8 empty] | 0 | 0 | 1000 | 7 | 14 | 79 | 450.6843 | 0 | 450.6843 | 369.9418 | 431 | 0.75 | UTGS
569 | RES | UTGS | 320 | 260 | 0.25 | F | SL0000195693 | No | 0.5 | 30 | [12 empty] | 1.25 | 500.21 | 2 | 499.79 | [10 empty] | 0 | 0 | 1000 | 30 | 25 | 36 | 2052.1043 | 0 | 2052.1043 | 912.8086 | 431 | 0.5 | UTGS
570 | COM | UTGS | 16700 | 275 | 1 | F | SL0000195872 | No | 3 | 212 | [12 empty] | 4 | 1000 | [12 empty] | 0 | 0 | 1000 | 212 | 14 | 14 | 15472.4973 | 0 | 15472.4973 | 2834.3544 | 15242 | 3 | UTGS
571 | COM | UTTSS | 7800 | 273 | 2 | F | SL0000195905 | No | 1.25 | 91 | [12 empty] | 0.75 | 27.93 | 4 | 972.07 | [10 empty] | 0 | 0 | 1000 | 91 | 6 | 7 | 6780.7265 | 0 | 6780.7265 | 5670.3447 | 5118 | 1.25 | UTTSS
572 | RES | UTGS | 320 | 127 | 0.25 | F | SL0000195979 | No | 1.25 | 83 | [12 empty] | 2 | 691.59 | 6 | 211.95 | 16 | 96.46 | [8 empty] | 0 | 0 | 1000 | 83 | 7 | 25 | 6184.6187 | 0 | 6184.6187 | 1689.4009 | 431 | 1.25 | UTGS
573 | RES | UTGS | 320 | 360 | 0.25 | F | SL0000196388 | No | 0.5 | 70 | [12 empty] | 1.25 | 246.12 | 2 | 753.88 | [10 empty] | 0 | 0 | 1000 | 70 | 22 | 22 | 4788.2434 | 0 | 4788.2434 | 1485.6021 | 431 | 0.5 | UTGS
574 | COM | UTTSS | 4000 | 271 | 5 | F | SL0000196515 | No | 2 | 32.23 | [12 empty] | 2 | 1000 | [12 empty] | 0 | 0 | 1000 | 32.23 | 3 | 3 | 2352.2575 | 0 | 2352.2575 | 10836.9872 | 2145.6667 | 2 | UTTSS
575 | COM | UTTSS | 31000 | 158 | 45 | H | SL0000196800 | No | 4 | 255 | [12 empty] | 4 | 93 | 6 | 907 | [10 empty] | 0 | 0 | 1000 | 255 | 1 | 2 | 19518.5868 | 0 | 19518.5868 | 29069.2059 | 60371.7529 | 4 | UTTSS
576 | RES | UTGS | 320 | 261 | 0.25 | F | SL0000196834 | No | 0.5 | 74 | [12 empty] | 2 | 853.49 | 4 | 126.25 | 6 | 20.25 | [8 empty] | 0 | 0 | 999.99 | 74 | 19 | 19 | 5061.8574 | 0 | 5061.8574 | 1788.0594 | 431 | 0.5 | UTGS
577 | RES | UTGS | 320 | 760 | 0.25 | F | SL0000196911 | No | 0.5 | 77 | [12 empty] | 2 | 1000 | [12 empty] | 0 | 0 | 1000 | 77 | 15 | 15 | 5267.0678 | 0 | 5267.0678 | 2167.3974 | 431 | 0.5 | UTGS
578 | COM | UTTSS | 20200 | 272 | 45 | H | SL0000197294 | No | 2 | 196 | [12 empty] | 2 | 978.07 | 4 | 21.93 | [10 empty] | 0 | 0 | 1000 | 196 | 13 | 14 | 14304.7617 | 0 | 14304.7617 | 2333.4428 | 52825.2838 | 2 | UTTSS
579 | COM | UTTSM | 14500 | 274 | 5 | F | SL0000197295 | No | 2 | 118 | [12 empty] | 2 | 15.66 | 3 | 60.34 | 4 | 924 | [8 empty] | 0 | 0 | 1000 | 118 | 12 | 12 | 8612.0504 | 0 | 8612.0504 | 3197.5775 | 10791.3333 | 2 | UTTSM
580 | COM | UTTSM | 121714 | 113 | 45 | H | SL0000197322 | No | 3 | 15 | [12 empty] | 4 | 1000 | [12 empty] | 0 | 0 | 1000 | 15 | 1 | 2 | 1094.7522 | 0 | 1094.7522 | 19840.4809 | 150929.3822 | 3 | UTTSM
581 | RES | UTGS | 320 | 760 | 0.25 | F | SL0000197417 | No | 0.5 | 24 | [12 empty] | 1.25 | 115.44 | 2 | 884.56 | [10 empty] | 0 | 0 | 1000 | 24 | 31 | 31 | 1641.6835 | 0 | 1641.6835 | 1051.3474 | 431 | 0.5 | UTGS
582 | RES | UTGS | 320 | 260 | 0.25 | F | SL0000197579 | No | 0.5 | 54 | [12 empty] | 0.75 | 178 | 1.25 | 197 | 2 | 105 | 6 | 520 | [6 empty] | 0 | 0 | 1000 | 54 | 10 | 10 | 3693.7878 | 0 | 3693.7878 | 4830.8502 | 431 | 0.5 | UTGS
583 | RES | UTGS | 320 | 460 | 0.25 | F | SL0000197698 | No | 0.5 | 79 | [12 empty] | 0.75 | 261.35 | 1.25 | 265.5 | 2 | 473.15 | [8 empty] | 0 | 0 | 1000 | 79 | 17 | 17 | 5403.8747 | 0 | 5403.8747 | 2039.8732 | 431 | 0.5 | UTGS
584 | RES | UTGS | 320 | 760 | 0.25 | F | SL0000198468 | No | 0.5 | 59 | [12 empty] | 2 | 584.95 | 4 | 415.05 | [10 empty] | 0 | 0 | 1000 | 59 | 5 | 5 | 4035.8052 | 0 | 4035.8052 | 7097.374 | 431 | 0.5 | UTGS
585 | COM | UTFS | 7800 | 273 | 2 | F | SL0000198647 | No | 1.25 | 33 | 2 | 133 | [10 empty] | 1.25 | 55.17 | 2 | 293.24 | 4 | 651.59 | [8 empty] | 0 | 0 | 1000 | 166 | 9 | 19 | 12165.7473 | 0 | 12165.7473 | 1959.0253 | 5118 | 1.25 | UTFS
586 | IND | UTTSM | 31000 | 158 | 45 | H | SL0000198681 | No | 2 | 113 | [12 empty] | 1.25 | 40.01 | 2 | 465.01 | 4 | 494.98 | [8 empty] | 0 | 0 | 1000 | 113 | 9 | 10 | 8247.133 | 0 | 8247.133 | 3608.7975 | 60371.7529 | 2 | UTTSM
587 | COM | UTGS | 17800 | 275 | 2 | F | SL0000198715 | No | 1.25 | 45 | [12 empty] | 2 | 213.04 | 3 | 786.96 | [10 empty] | 0 | 0 | 1000 | 45 | 6 | 6 | 3353.1065 | 0 | 3353.1065 | 3755.3848 | 15242 | 1.25 | UTGS
588 | COM | UTGS | 955 | 759 | 2 | F | SL0000198825 | No | 0.75 | 20 | [12 empty] | 2 | 798.42 | 4 | 201.58 | [10 empty] | 0 | 0 | 1000 | 20 | 18 | 36 | 1287.6696 | 0 | 1287.6696 | 943.2303 | 1475.8773 | 0.75 | UTGS
589 | RES | UTGS | 320 | 361 | 0.25 | F | SL0000198923 | No | 0.5 | 81 | [12 empty] | 2 | 1000 | [12 empty] | 0 | 0 | 1000 | 81 | 16 | 16 | 5540.6817 | 0 | 5540.6817 | 2031.9351 | 431 | 0.5 | UTGS
590 | RES | UTGS | 550 | 160 | 2 | F | SL0000198929 | No | 0.5 | 74 | [12 empty] | 1.25 | 342.8 | 2 | 657.2 | [10 empty] | 0 | 0 | 1000 | 74 | 16 | 16 | 5061.8574 | 0 | 5061.8574 | 2046.9326 | 585.0096 | 0.5 | UTGS
591 | IND | UTTSS | 5750 | 208 | 5 | F | SL0000199209 | No | 1.25 | 31 | [12 empty] | 2 | 3.82 | 4 | 765.91 | 6 | 230.27 | [8 empty] | 0 | 0 | 1000 | 31 | 1 | 1 | 2309.9178 | 0 | 2309.9178 | 44339.5668 | 3698.6667 | 1.25 | UTTSS
592 | RES | UTGS | 320 | 360 | 0.25 | F | SL0000199463 | No | 0.5 | 76 | [12 empty] | 2 | 700.97 | 4 | 299.03 | [10 empty] | 0 | 0 | 1000 | 76 | 15 | 15 | 5198.6643 | 0 | 5198.6643 | 2310.3338 | 431 | 0.5 | UTGS
593 | RES | UTGS | 320 | 360 | 0.25 | F | SL0000199646 | No | 0.5 | 130 | [12 empty] | 2 | 1000 | [12 empty] | 0 | 0 | 1000 | 130 | 19 | 19 | 8892.4521 | 0 | 8892.4521 | 1711.1032 | 431 | 0.5 | UTGS
594 | RES | UTGS | 320 | 160 | 0.25 | F | SL0000199984 | No | 0.5 | 41 | [12 empty] | 1.25 | 25.79 | 2 | 974.21 | [10 empty] | 0 | 0 | 1000 | 41 | 15 | 15 | 2804.5426 | 0 | 2804.5426 | 2168.601 | 431 | 0.5 | UTGS
595 | IND | UTTSS | 14500 | 274 | 5 | F | SL0000200073 | No | 2 | 164 | [12 empty] | 4 | 1000 | [12 empty] | 0 | 0 | 1000 | 164 | 4 | 4 | 11969.2904 | 0 | 11969.2904 | 9920.2404 | 10791.3333 | 2 | UTTSS
596 | RES | UTGS | 320 | 361 | 0.25 | F | SL0000200359 | No | 0.5 | 82 | [12 empty] | 2 | 1000 | [12 empty] | 0 | 0 | 1000 | 82 | 20 | 20 | 5609.0852 | 0 | 5609.0852 | 1625.5481 | 431 | 0.5 | UTGS
597 | COM | UTFS | 800 | 751 | 0.25 | F | SL0000201068 | No | 0.75 | 213 | [12 empty] | 2 | 331.86 | 4 | 668.14 | [10 empty] | 0 | 0 | 1000 | 213 | 4 | 12 | 13713.6808 | 0 | 13713.6808 | 3108.4605 | 1348.3333 | 0.75 | UTFS
598 | RES | UTGS | 320 | 260 | 0.25 | F | SL0000201514 | No | 0.5 | 98 | [12 empty] | 4 | 1000 | [12 empty] | 0 | 0 | 1000 | 98 | 9 | 9 | 6703.5408 | 0 | 6703.5408 | 4408.9957 | 431 | 0.5 | UTGS
599 | RES | UTGS | 320 | 261 | 0.25 | F | SL0000201563 | No | 0.5 | 59 | 0.75 | 45 | [10 empty] | 1.25 | 192.37 | 2 | 191.63 | 3 | 616 | [8 empty] | 0 | 0 | 1000 | 104 | 14 | 14 | 6933.0617 | 0 | 6933.0617 | 1773.9101 | 431 | 0.5 | UTGS
600 | IND | UTTSS | 44336 | 284 | 45 | H | SL0000202426 | No | 3 | 108 | [12 empty] | 4 | 1000 | [12 empty] | 0 | 0 | 1000 | 108 | 5 | 11 | 7882.2156 | 0 | 7882.2156 | 3607.3602 | 60371.7529 | 3 | UTTSS
601 | RES | UTGS | 320 | 461 | 0.25 | F | SL0000202618 | No | 0.5 | 78 | [12 empty] | 2 | 1000 | [12 empty] | 0 | 0 | 1000 | 78 | 19 | 19 | 5335.4713 | 0 | 5335.4713 | 1711.1032 | 431 | 0.5 | UTGS
602 | COM | UTTSS | 7794 | 283 | 2 | F | SL0000202696 | No | 1.25 | 124.7 | [12 empty] | 2 | 1000 | [12 empty] | 0 | 0 | 1000 | 124.7 | 7 | 9 | 9291.8307 | 0 | 9291.8307 | 3612.3291 | 5118 | 1.25 | UTTSS
603 | IND | UTTSM | 44350 | 274 | 45 | H | SL0000203043 | No | 2 | 65 | [12 empty] | 4 | 1000 | [12 empty] | 0 | 0 | 1000 | 65 | 6 | 6 | 4743.9261 | 0 | 4743.9261 | 6613.4936 | 60371.7529 | 2 | UTTSM
604 | IND | UTFS | 3100 | 271 | 1 | F | SL0000203044 | No | 2 | 54 | [12 empty] | 4 | 1000 | [12 empty] | 0 | 0 | 1000 | 54 | 7 | 22 | 3941.1078 | 0 | 3941.1078 | 1803.6801 | 2145.6667 | 2 | UTFS
605 | RES | UTGS | 320 | 360 | 0.25 | F | SL0000203112 | No | 0.5 | 68 | [12 empty] | 2 | 223 | 4 | 777 | [10 empty] | 0 | 0 | 1000 | 68 | 24 | 45 | 4651.4365 | 0 | 4651.4365 | 846.2678 | 431 | 0.5 | UTGS
606 | IND | UTFS | 6600 | 272 | 5 | F | SL0000203119 | No | 2 | 33 | [12 empty] | 2 | 147 | 4 | 853 | [10 empty] | 0 | 0 | 1000 | 33 | 6 | 6 | 2408.4548 | 0 | 2408.4548 | 6437.8286 | 3698.6667 | 2 | UTFS
607 | RES | UTGS | 320 | 160 | 0.25 | F | SL0000203463 | No | 0.5 | 50 | [12 empty] | 1.25 | 554 | 2 | 446 | [10 empty] | 0 | 0 | 1000 | 50 | 16 | 16 | 3420.1739 | 0 | 3420.1739 | 2056.1726 | 431 | 0.5 | UTGS
608 | RES | UTGS | 320 | 760 | 0.25 | F | SL0000203489 | No | 0.5 | 71 | [12 empty] | 1.25 | 786 | 2 | 214 | [10 empty] | 0 | 0 | 1000 | 71 | 19 | 37 | 4856.6469 | 0 | 4856.6469 | 893.5449 | 431 | 0.5 | UTGS
609 | COM | UTFS | 1000 | 155 | 0.25 | F | SL0000203681 | No | 1.25 | 248 | [12 empty] | 1.25 | 541.54 | 2 | 42 | 3 | 246.54 | 4 | 169.92 | [6 empty] | 0 | 0 | 1000 | 248 | 11 | 22 | 18479.3425 | 0 | 18479.3425 | 1408.2836 | 1475.8773 | 1.25 | UTFS
610 | COM | UTGS | 540 | 759 | 0.25 | F | SL0000204033 | No | 1.25 | 48 | [12 empty] | 2 | 925.23 | 4 | 74.77 | [10 empty] | 0 | 0 | 1000 | 48 | 2 | 7 | 3576.6469 | 0 | 3576.6469 | 4721.0089 | 585.0096 | 1.25 | UTGS
611 | RES | UTGS | 320 | 360 | 0.25 | F | SL0000204424 | No | 0.5 | 27 | [12 empty] | 2 | 1000 | [12 empty] | 0 | 0 | 1000 | 27 | 20 | 20 | 1846.8939 | 0 | 1846.8939 | 1625.5481 | 431 | 0.5 | UTGS
612 | RES | UTGS | 320 | 127 | 0.25 | F | SL0000204440 | No | 0.75 | 68 | [12 empty] | 2 | 1000 | [12 empty] | 0 | 0 | 1000 | 68 | 17 | 93 | 4378.0765 | 0 | 4378.0765 | 349.5802 | 431 | 0.75 | UTGS
613 | RES | UTGS | 320 | 360 | 0.25 | F | SL0000205506 | No | 0.5 | 73 | [12 empty] | 0.75 | 55 | 2 | 795.07 | 3 | 110.91 | 6 | 39.01 | [6 empty] | 0 | 0 | 999.99 | 73 | 9 | 12 | 4993.4539 | 0 | 4993.4539 | 2716.2294 | 431 | 0.5 | UTGS
614 | IND | UTFS | 5000 | 158 | 0.25 | F | SL0000205524 | No | 2 | 18 | [12 empty] | 1.25 | 483.61 | 2 | 371 | 4 | 145.39 | [8 empty] | 0 | 0 | 1000 | 18 | 10 | 10 | 1313.7026 | 0 | 1313.7026 | 3389.1935 | 3698.6667 | 2 | UTFS
615 | COM | UTTSS | 6113 | 282 | 2 | F | SL0000205573 | No | 1.25 | 351 | [12 empty] | 4 | 191.5 | 6 | 808.5 | [10 empty] | 0 | 0 | 1000 | 351 | 2 | 2 | 26154.2307 | 0 | 26154.2307 | 28066.9684 | 3698.6667 | 1.25 | UTTSS
616 | RES | UTGS | 320 | 760 | 0.25 | F | SL0000205745 | No | 0.5 | 80 | [12 empty] | 2 | 1000 | [12 empty] | 0 | 0 | 1000 | 80 | 21 | 21 | 5472.2782 | 0 | 5472.2782 | 1548.141 | 431 | 0.5 | UTGS
617 | COM | UTGS | 44350 | 274 | 45 | H | SL0000206184 | No | 2 | 22 | [12 empty] | 2 | 199 | 4 | 801 | [10 empty] | 0 | 0 | 1000 | 22 | 15 | 29 | 1605.6365 | 0 | 1605.6365 | 1319.108 | 60371.7529 | 2 | UTGS
618 | COM | UTGS | 320 | 261 | 0.25 | F | SL0000206202 | No | 0.75 | 24 | [12 empty] | 1.25 | 211.4 | 2 | 431.4 | 4 | 357.19 | [8 empty] | 0 | 0 | 999.99 | 24 | 6 | 15 | 1545.2035 | 0 | 1545.2035 | 2347.9779 | 431 | 0.75 | UTGS
619 | RES | UTGS | 306 | 111 | 0.25 | F | SL0000206540 | No | 0.5 | 42 | [12 empty] | 1.25 | 42.26 | 2 | 798.07 | 4 | 159.67 | [8 empty] | 0 | 0 | 1000 | 42 | 14 | 14 | 2872.9461 | 0 | 2872.9461 | 2406.0984 | 431 | 0.5 | UTGS
620 | RES | UTGS | 320 | 260 | 0.25 | F | SL0000206615 | No | 0.5 | 33 | [12 empty] | 2 | 1000 | [12 empty] | 0 | 0 | 1000 | 33 | 15 | 15 | 2257.3148 | 0 | 2257.3148 | 2167.3974 | 431 | 0.5 | UTGS
621 | RES | UTGS | 320 | 460 | 0.25 | F | SL0000206915 | No | 0.5 | 27 | [12 empty] | 2 | 1000 | [12 empty] | 0 | 0 | 1000 | 27 | 28 | 31 | 1846.8939 | 0 | 1846.8939 | 1048.7407 | 431 | 0.5 | UTGS
622 | RES | UTGS | 320 | 360 | 0.25 | F | SL0000207059 | No | 0.75 | 27 | [12 empty] | 2 | 402 | 4 | 598 | [10 empty] | 0 | 0 | 1000 | 27 | 7 | 16 | 1738.3539 | 0 | 1738.3539 | 2299.9139 | 431 | 0.75 | UTGS
623 | RES | UTGS | 320 | 360 | 0.25 | F | SL0000207543 | No | 0.5 | 72 | [12 empty] | 2 | 1000 | [12 empty] | 0 | 0 | 1000 | 72 | 12 | 13 | 4925.0504 | 0 | 4925.0504 | 2500.8432 | 431 | 0.5 | UTGS
624 | IND | UTTSS | 17800 | 275 | 2 | F | SL0000207728 | No | 2 | 187 | [12 empty] | 2 | 556.22 | 3 | 443.78 | [10 empty] | 0 | 0 | 1000 | 187 | 9 | 9 | 13647.9104 | 0 | 13647.9104 | 2987.0924 | 15242 | 2 | UTTSS
625 | RES | UTGS | 320 | 460 | 0.25 | F | SL0000207756 | No | 0.5 | 74 | [12 empty] | 0.75 | 439.35 | 2 | 560.65 | [10 empty] | 0 | 0 | 1000 | 74 | 21 | 24 | 5061.8574 | 0 | 5061.8574 | 1493.3848 | 431 | 0.5 | UTGS
626 | RES | UTGS | 306 | 111 | 0.25 | F | SL0000207919 | No | 0.5 | 40 | [12 empty] | 2 | 492.96 | 3 | 507.04 | [10 empty] | 0 | 0 | 1000 | 40 | 15 | 15 | 2736.1391 | 0 | 2736.1391 | 1738.7796 | 431 | 0.5 | UTGS
627 | RES | UTGS | 320 | 260 | 0.25 | F | SL0000208121 | No | 0.5 | 91 | [12 empty] | 2 | 906.05 | 4 | 93.95 | [10 empty] | 0 | 0 | 1000 | 91 | 18 | 18 | 6224.7165 | 0 | 6224.7165 | 1843.588 | 431 | 0.5 | UTGS
628 | RES | UTGS | 320 | 260 | 0.25 | F | SL0000208170 | No | 0.75 | 55 | [12 empty] | 2 | 512.75 | 4 | 487.25 | [10 empty] | 0 | 0 | 1000 | 55 | 14 | 30 | 3541.0913 | 0 | 3541.0913 | 1200.1515 | 431 | 0.75 | UTGS
629 | RES | UTGS | 320 | 460 | 0.25 | F | SL0000208488 | No | 0.5 | 41 | [12 empty] | 2 | 1000 | [12 empty] | 0 | 0 | 1000 | 41 | 16 | 16 | 2804.5426 | 0 | 2804.5426 | 2031.9351 | 431 | 0.5 | UTGS
630 | RES | UTGS | 175 | 126 | 0.25 | F | SL0000208587 | No | 0.5 | 64 | [12 empty] | 1.25 | 568 | 2 | 432 | [10 empty] | 0 | 0 | 1000 | 64 | 26 | 26 | 4377.8226 | 0 | 4377.8226 | 1265.7139 | 431 | 0.5 | UTGS
631 | RES | UTGS | 540 | 259 | 0.25 | F | SL0000209321 | No | 0.5 | 74 | [12 empty] | 2 | 993.77 | 6 | 6.23 | [10 empty] | 0 | 0 | 1000 | 74 | 13 | 13 | 5061.8574 | 0 | 5061.8574 | 2514.0316 | 585.0096 | 0.5 | UTGS
632 | COM | UTFS | 3300 | 271 | 2 | F | SL0000209428 | No | 0.75 | 98 | [12 empty] | 2 | 201.7 | 4 | 798.3 | [10 empty] | 0 | 0 | 1000 | 98 | 10 | 16 | 6309.5808 | 0 | 6309.5808 | 2389.6733 | 2145.6667 | 0.75 | UTFS
633 | RES | UTGS | 320 | 260 | 0.25 | F | SL0000209609 | No | 0.5 | 116 | [12 empty] | 2 | 390.63 | 6 | 609.37 | [10 empty] | 0 | 0 | 1000 | 116 | 15 | 35 | 7934.8034 | 0 | 7934.8034 | 1408.0235 | 431 | 0.5 | UTGS
634 | RES | UTGS | 320 | 460 | 0.25 | F | SL0000209852 | No | 0.5 | 51.97 | 0.75 | 37 | [10 empty] | 2 | 1000 | [12 empty] | 0 | 0 | 1000 | 88.97 | 21 | 21 | 5937.1174 | 0 | 5937.1174 | 1548.141 | 431 | 0.5 | UTGS
635 | RES | UTGS | 320 | 261 | 0.25 | F | SL0000210126 | No | 0.5 | 30 | [12 empty] | 1.25 | 346.15 | 2 | 557.72 | 4 | 96.13 | [8 empty] | 0 | 0 | 1000 | 30 | 14 | 14 | 2052.1043 | 0 | 2052.1043 | 2388.7513 | 431 | 0.5 | UTGS
636 | RES | UTGS | 320 | 760 | 0.25 | F | SL0000210267 | No | 0.5 | 74 | [12 empty] | 1.25 | 15.56 | 2 | 984.44 | [10 empty] | 0 | 0 | 1000 | 74 | 17 | 17 | 5061.8574 | 0 | 5061.8574 | 1913.0502 | 431 | 0.5 | UTGS
637 | RES | UTGS | 320 | 460 | 0.25 | F | SL0000210589 | No | 0.5 | 40 | [12 empty] | 1.25 | 304 | 2 | 696 | [10 empty] | 0 | 0 | 1000 | 40 | 14 | 14 | 2736.1391 | 0 | 2736.1391 | 2337.4116 | 431 | 0.5 | UTGS
638 | RES | UTGS | 320 | 160 | 0.25 | F | SL0000210855 | No | 0.5 | 29 | [12 empty] | 2 | 669.61 | 3 | 330.39 | [10 empty] | 0 | 0 | 1000 | 29 | 20 | 20 | 1983.7009 | 0 | 1983.7009 | 1416.0808 | 431 | 0.5 | UTGS
639 | IND | UTTSS | 9200 | 273 | 5 | F | SL0000211259 | No | 1.25 | 94 | [12 empty] | 2 | 18.82 | 4 | 893.15 | 6 | 88.03 | [8 empty] | 0 | 0 | 1000 | 94 | 3 | 3 | 7004.2669 | 0 | 7004.2669 | 13779.1443 | 5118 | 1.25 | UTTSS
640 | COM | UTTSS | 16700 | 275 | 1 | F | SL0000211859 | No | 2 | 238 | [12 empty] | 1.25 | 85.09 | 2 | 171.41 | 6 | 743.5 | [8 empty] | 0 | 0 | 1000 | 238 | 13 | 25 | 17370.0677 | 0 | 17370.0677 | 2121.2658 | 15242 | 2 | UTTSS
641 | RES | UTGS | 320 | 260 | 0.25 | F | SL0000212257 | No | 0.5 | 40 | [12 empty] | 2 | 1000 | [12 empty] | 0 | 0 | 1000 | 40 | 18 | 18 | 2736.1391 | 0 | 2736.1391 | 1806.1645 | 431 | 0.5 | UTGS
642 | COM | UTFS | 1000 | 115 | 0.25 | F | SL0000212270 | No | 1.25 | 97 | [12 empty] | 2 | 695.8 | 3 | 42.73 | 4 | 3 | 6 | 258.46 | [6 empty] | 0 | 0 | 999.99 | 97 | 4 | 4 | 7227.8073 | 0 | 7227.8073 | 9775.7874 | 1475.8773 | 1.25 | UTFS
643 | RES | UTGS | 320 | 127 | 0.25 | F | SL0000212625 | No | 0.75 | 77 | [12 empty] | 1.25 | 502 | 2 | 498 | [10 empty] | 0 | 0 | 1000 | 77 | 18 | 27 | 4957.5278 | 0 | 4957.5278 | 1217.1245 | 431 | 0.75 | UTGS
644 | RES | UTGS | 320 | 261 | 0.25 | F | SL0000212672 | No | 0.5 | 57 | [12 empty] | 1.25 | 258 | 2 | 742 | [10 empty] | 0 | 0 | 1000 | 57 | 14 | 17 | 3898.9982 | 0 | 3898.9982 | 1923.033 | 431 | 0.5 | UTGS
645 | RES | UTGS | 320 | 760 | 0.25 | F | SL0000212870 | No | 0.75 | 29 | [12 empty] | 1.25 | 471 | 2 | 528.68 | [10 empty] | 0 | 0 | 999.68 | 29 | 9 | 35 | 1867.1209 | 0 | 1867.1209 | 938.0074 | 431 | 0.75 | UTGS
646 | RES | UTGS | 320 | 160 | 0.25 | F | SL0000213278 | No | 0.5 | 55 | [12 empty] | 2 | 77.87 | 3 | 177.74 | 4 | 744.39 | [8 empty] | 0 | 0 | 1000 | 55 | 15 | 15 | 3762.1913 | 0 | 3762.1913 | 2372.9663 | 431 | 0.5 | UTGS
647 | COM | UTTSS | 1000 | 755 | 0.25 | F | SL0000213297 | No | 1.25 | 104 | [12 empty] | 2 | 415.24 | 4 | 584.76 | [10 empty] | 0 | 0 | 1000 | 104 | 6 | 6 | 7749.4017 | 0 | 7749.4017 | 6117.2818 | 1475.8773 | 1.25 | UTTSS
648 | COM | UTGS | 17800 | 285 | 2 | F | SL0000213522 | No | 2 | 179 | [12 empty] | 4 | 1000 | [12 empty] | 0 | 0 | 1000 | 179 | 11 | 11 | 13064.0425 | 0 | 13064.0425 | 3607.3602 | 15242 | 2 | UTGS
649 | COM | UTTSS | 13000 | 274 | 3 | F | SL0000214135 | No | 3 | 184 | [12 empty] | 2 | 140.75 | 6 | 859.25 | [10 empty] | 0 | 0 | 1000 | 184 | 3 | 4 | 13428.9599 | 0 | 13428.9599 | 14039.3804 | 10791.3333 | 3 | UTTSS
650 | RES | UTGS | 320 | 460 | 0.25 | F | SL0000214143 | No | 0.5 | 16 | [12 empty] | 2 | 808.39 | 4 | 191.61 | [10 empty] | 0 | 0 | 1000 | 16 | 22 | 24 | 1094.4556 | 0 | 1094.4556 | 1411.8669 | 431 | 0.5 | UTGS
651 | RES | UTGS | 320 | 760 | 0.25 | F | SL0000214279 | No | 0.5 | 27 | 0.75 | 39 | [10 empty] | 1.25 | 45.92 | 2 | 778.23 | 4 | 175.85 | [8 empty] | 0 | 0 | 1000 | 66 | 20 | 20 | 4357.8495 | 0 | 4357.8495 | 1690.1975 | 431 | 0.5 | UTGS
652 | COM | UTGS | 540 | 759 | 0.25 | F | SL0000214292 | No | 0.5 | 187 | [12 empty] | 4 | 1000 | [12 empty] | 0 | 0 | 1000 | 187 | 14 | 33 | 12791.4504 | 0 | 12791.4504 | 1202.4534 | 585.0096 | 0.5 | UTGS
653 | RES | UTGS | 320 | 760 | 0.25 | F | SL0000214373 | No | 0.5 | 43 | [12 empty] | 1.25 | 298 | 2 | 702 | [10 empty] | 0 | 0 | 1000 | 43 | 17 | 34 | 2941.3495 | 0 | 2941.3495 | 962.3401 | 431 | 0.5 | UTGS
654 | IND | UTTSS | 6600 | 272 | 5 | F | SL0000214448 | No | 2 | 40 | [12 empty] | 3 | 353 | 4 | 496.74 | 8 | 150.26 | [8 empty] | 0 | 0 | 1000 | 40 | 2 | 3 | 2919.3391 | 0 | 2919.3391 | 12552.6786 | 3698.6667 | 2 | UTTSS
655 | COM | UTGS | 320 | 760 | 0.25 | F | SL0000214454 | No | 0.75 | 140 | [12 empty] | 1.25 | 1000 | [12 empty] | 0 | 0 | 1000 | 140 | 13 | 13 | 9013.6869 | 0 | 9013.6869 | 2554.6894 | 431 | 0.75 | UTGS
656 | RES | UTGS | 320 | 261 | 0.25 | F | SL0000214570 | No | 0.5 | 64 | [12 empty] | 2 | 1000 | [12 empty] | 0 | 0 | 1000 | 64 | 20 | 30 | 4377.8226 | 0 | 4377.8226 | 1083.6987 | 431 | 0.5 | UTGS
657 | RES | UTGS | 320 | 360 | 0.25 | F | SL0000214976 | No | 0.5 | 67 | [12 empty] | 1.25 | 68 | 2 | 932 | [10 empty] | 0 | 0 | 1000 | 67 | 21 | 21 | 4583.033 | 0 | 4583.033 | 1550.4077 | 431 | 0.5 | UTGS
658 | RES | UTGS | 320 | 760 | 0.25 | F | SL0000215004 | No | 0.5 | 37 | 0.75 | 35 | [10 empty] | 1.25 | 498.75 | 2 | 501.25 | [10 empty] | 0 | 0 | 1000 | 72 | 16 | 16 | 4784.3504 | 0 | 4784.3504 | 2053.7554 | 431 | 0.5 | UTGS
659 | IND | UTTSS | 8300 | 272 | 10 | L | SL0000215473 | No | 1.25 | 24 | [12 empty] | 1.25 | 494 | 2 | 443.54 | 4 | 62.46 | [8 empty] | 0 | 0 | 1000 | 24 | 1 | 1 | 1788.3235 | 0 | 1788.3235 | 33304.5999 | 13649.7 | 1.25 | UTTSS
660 | RES | UTGS | 320 | 360 | 0.25 | F | SL0000215516 | No | 0.5 | 83 | [12 empty] | 1.25 | 314.43 | 2 | 685.57 | [10 empty] | 0 | 0 | 1000 | 83 | 16 | 16 | 5677.4887 | 0 | 5677.4887 | 2045.6914 | 431 | 0.5 | UTGS
661 | RES | UTGS | 320 | 460 | 0.25 | F | SL0000216044 | No | 0.5 | 41 | 0.75 | 35 | [10 empty] | 2 | 154.64 | 4 | 845.36 | [10 empty] | 0 | 0 | 1000 | 76 | 23 | 23 | 5057.9643 | 0 | 5057.9643 | 1677.0519 | 431 | 0.5 | UTGS
662 | COM | UTTSS | 3000 | 271 | 0.25 | F | SL0000216107 | No | 1.25 | 32 | [12 empty] | 1.25 | 354.72 | 2 | 456 | 4 | 189.28 | [8 empty] | 0 | 0 | 1000 | 32 | 5 | 19 | 2384.4313 | 0 | 2384.4313 | 1795.6002 | 2145.6667 | 1.25 | UTTSS
663 | RES | UTGS | 175 | 126 | 0.25 | F | SL0000216169 | No | 0.5 | 74 | [12 empty] | 2 | 1000 | [12 empty] | 0 | 0 | 1000 | 74 | 25 | 25 | 5061.8574 | 0 | 5061.8574 | 1300.4385 | 431 | 0.5 | UTGS
664 | RES | UTGS | 306 | 211 | 0.25 | F | SL0000217073 | No | 0.5 | 37 | [12 empty] | 2 | 424.9 | 4 | 575.1 | [10 empty] | 0 | 0 | 1000 | 37 | 12 | 15 | 2530.9287 | 0 | 2530.9287 | 2442.2952 | 431 | 0.5 | UTGS
665 | RES | UTGS | 540 | 159 | 0.25 | F | SL0000217263 | No | 0.5 | 76.1 | 0.75 | 34 | [10 empty] | 1.25 | 553 | 2 | 447 | [10 empty] | 0 | 0 | 1000 | 110.1 | 16 | 16 | 7394.5429 | 0 | 7394.5429 | 2056.1289 | 585.0096 | 0.5 | UTGS
666 | RES | UTGS | 320 | 260 | 0.25 | F | SL0000217542 | No | 0.5 | 121.18 | 0.75 | 51 | [10 empty] | 1.25 | 382.5 | 2 | 617.5 | [10 empty] | 0 | 0 | 1000 | 172.18 | 10 | 10 | 11572.6908 | 0 | 11572.6908 | 3277.8712 | 431 | 0.5 | UTGS
667 | RES | UTGS | 320 | 461 | 0.25 | F | SL0000217572 | No | 0.5 | 43 | 0.75 | 35 | [10 empty] | 2 | 1000 | [12 empty] | 0 | 0 | 1000 | 78 | 20 | 20 | 5194.7713 | 0 | 5194.7713 | 1625.5481 | 431 | 0.5 | UTGS
668 | RES | UTGS | 320 | 361 | 0.25 | F | SL0000218329 | No | 0.5 | 19 | 0.75 | 10 | [10 empty] | 2 | 929.43 | 3 | 70.57 | [10 empty] | 0 | 0 | 1000 | 29 | 32 | 32 | 1943.5009 | 0 | 1943.5009 | 988.0042 | 431 | 0.5 | UTGS
669 | RES | UTGS | 320 | 261 | 0.25 | F | SL0000218642 | No | 0.5 | 39 | [12 empty] | 1.25 | 135.41 | 2 | 203.59 | 4 | 661 | [8 empty] | 0 | 0 | 1000 | 39 | 16 | 16 | 2667.7356 | 0 | 2667.7356 | 2334.0699 | 431 | 0.5 | UTGS
670 | RES | UTGS | 320 | 261 | 0.25 | F | SL0000218791 | No | 0.5 | 38 | [12 empty] | 1.25 | 228.95 | 2 | 771.05 | [10 empty] | 0 | 0 | 1000 | 38 | 10 | 10 | 2599.3322 | 0 | 2599.3322 | 3267.1227 | 431 | 0.5 | UTGS
671 | COM | UTGS | 44350 | 274 | 45 | H | SL0000218921 | No | 3 | 307 | [12 empty] | 3 | 226.5 | 4 | 773.5 | [10 empty] | 0 | 0 | 1000 | 307 | 7 | 11 | 22405.9277 | 0 | 22405.9277 | 3198.6306 | 60371.7529 | 3 | UTGS
672 | COM | UTGS | 16700 | 275 | 1 | F | SL0000219156 | No | 2 | 74 | [12 empty] | 2 | 372.15 | 4 | 554.92 | 6 | 72.92 | [8 empty] | 0 | 0 | 999.99 | 74 | 4 | 6 | 5400.7774 | 0 | 5400.7774 | 6416.0286 | 15242 | 2 | UTGS
673 | COM | UTFS | 2700 | 255 | 5 | F | SL0000219166 | No | 0.75 | 72 | 2 | 13 | [10 empty] | 2 | 334 | 4 | 666 | [10 empty] | 0 | 0 | 1000 | 85 | 6 | 9 | 5584.3956 | 0 | 5584.3956 | 4142.9091 | 2428.75 | 0.75 | UTFS
674 | RES | UTGS | 320 | 760 | 0.25 | F | SL0000219429 | No | 0.5 | 104 | [12 empty] | 2 | 350.5 | 4 | 649.5 | [10 empty] | 0 | 0 | 1000 | 104 | 13 | 13 | 7113.9617 | 0 | 7113.9617 | 2859.0674 | 431 | 0.5 | UTGS
675 | RES | UTGS | 320 | 360 | 0.25 | F | SL0000219497 | No | 0.5 | 85 | [12 empty] | 2 | 482.31 | 3 | 517.69 | [10 empty] | 0 | 0 | 1000 | 85 | 14 | 20 | 5814.2956 | 0 | 5814.2956 | 1297.3326 | 431 | 0.5 | UTGS
676 | COM | UTGS | 21100 | 275 | 5 | F | SL0000219532 | No | 2 | 63 | [12 empty] | 3 | 758.19 | 4 | 241.81 | [10 empty] | 0 | 0 | 1000 | 63 | 2 | 2 | 4597.9591 | 0 | 4597.9591 | 12315.4451 | 18747.15 | 2 | UTGS
677 | RES | UTGS | 320 | 260 | 0.25 | F | SL0000220500 | No | 0.5 | 40 | [12 empty] | 2 | 901.5 | 4 | 98.5 | [10 empty] | 0 | 0 | 1000 | 40 | 14 | 24 | 2736.1391 | 0 | 2736.1391 | 1384.0503 | 431 | 0.5 | UTGS
678 | RES | UTGS | 175 | 126 | 0.25 | F | SL0000220844 | No | 0.5 | 36 | [12 empty] | 1.25 | 331 | 2 | 669 | [10 empty] | 0 | 0 | 1000 | 36 | 16 | 31 | 2462.5252 | 0 | 2462.5252 | 1056.2149 | 431 | 0.5 | UTGS
679 | COM | UTTSS | 9200 | 273 | 5 | F | SL0000220923 | No | 1.25 | 21 | 2 | 2 | [10 empty] | 2 | 839.46 | 4 | 145 | 6 | 15.54 | [8 empty] | 0 | 0 | 1000 | 23 | 9 | 13 | 1710.75 | 0 | 1710.75 | 2613.7133 | 5118 | 1.25 | UTTSS
680 | RES | UTGS | 320 | 261 | 0.25 | F | SL0000221092 | No | 0.75 | 63 | [12 empty] | 1.25 | 96.87 | 2 | 903.13 | [10 empty] | 0 | 0 | 1000 | 63 | 15 | 27 | 4056.1591 | 0 | 4056.1591 | 1206.6211 | 431 | 0.75 | UTGS
681 | RES | UTGS | 320 | 260 | 0.25 | F | SL0000222313 | No | 0.5 | 78 | [12 empty] | 2 | 1000 | [12 empty] | 0 | 0 | 1000 | 78 | 17 | 17 | 5335.4713 | 0 | 5335.4713 | 1912.4095 | 431 | 0.5 | UTGS
682 | RES | UTGS | 320 | 760 | 0.25 | F | SL0000222367 | No | 0.5 | 53 | [12 empty] | 1.25 | 357.89 | 2 | 642.11 | [10 empty] | 0 | 0 | 1000 | 53 | 12 | 12 | 3625.3843 | 0 | 3625.3843 | 2730.1237 | 431 | 0.5 | UTGS
683 | RES | UTGS | 320 | 760 | 0.25 | F | SL0000222567 | No | 0.5 | 34 | 0.75 | 36 | [10 empty] | 1.25 | 34.97 | 2 | 729.73 | 4 | 235.3 | [8 empty] | 0 | 0 | 1000 | 70 | 21 | 21 | 4643.5234 | 0 | 4643.5234 | 1629.6448 | 431 | 0.5 | UTGS
684 | COM | UTGS | 540 | 759 | 0.25 | F | SL0000222653 | No | 0.75 | 21 | [12 empty] | 2 | 955.65 | 16 | 44.35 | [10 empty] | 0 | 0 | 1000 | 21 | 11 | 11 | 1352.053 | 0 | 1352.053 | 3118.1855 | 585.0096 | 0.75 | UTGS
685 | RES | UTGS | 320 | 261 | 0.25 | F | SL0000222928 | No | 0.5 | 79 | [12 empty] | 1.25 | 376 | 2 | 624 | [10 empty] | 0 | 0 | 1000 | 79 | 16 | 16 | 5403.8747 | 0 | 5403.8747 | 2048.3851 | 431 | 0.5 | UTGS
686 | COM | UTFS | 5550 | 272 | 2 | F | SL0000223397 | No | 1.25 | 64 | [12 empty] | 2 | 285.7 | 4 | 714.3 | [10 empty] | 0 | 0 | 1000 | 64 | 7 | 11 | 4768.8626 | 0 | 4768.8626 | 3421.1357 | 3698.6667 | 1.25 | UTFS
687 | RES | UTGS | 175 | 126 | 0.25 | F | SL0000223596 | No | 0.5 | 45 | [12 empty] | 2 | 1000 | [12 empty] | 0 | 0 | 1000 | 45 | 14 | 14 | 3078.1565 | 0 | 3078.1565 | 2322.2116 | 431 | 0.5 | UTGS
688 | COM | UTGS | 18200 | 274 | 10 | L | SL0000223715 | No | 1.25 | 42 | [12 empty] | 2 | 1000 | [12 empty] | 0 | 0 | 1000 | 42 | 13 | 15 | 3129.5661 | 0 | 3129.5661 | 2167.3974 | 17706.4 | 1.25 | UTGS
689 | IND | UTTSS | 28250 | 273 | 45 | H | SL0000223776 | No | 2 | 115 | [12 empty] | 3 | 97.08 | 6 | 902.92 | [10 empty] | 0 | 0 | 1000 | 115 | 5 | 6 | 8393.1 | 0 | 8393.1 | 9354.7243 | 52825.2838 | 2 | UTTSS
690 | IND | UTFS | 5000 | 158 | 0.25 | F | SL0000223777 | No | 1.25 | 113 | [12 empty] | 3 | 153.29 | 6 | 846.71 | [10 empty] | 0 | 0 | 1000 | 113 | 6 | 10 | 8420.023 | 0 | 8420.023 | 5386.8704 | 3698.6667 | 1.25 | UTFS
691 | RES | UTGS | 320 | 260 | 0.25 | F | SL0000223805 | No | 0.5 | 67 | [12 empty] | 1.25 | 183 | 2 | 817 | [10 empty] | 0 | 0 | 1000 | 67 | 16 | 18 | 4583.033 | 0 | 4583.033 | 1813.2812 | 431 | 0.5 | UTGS
692 | IND | UTTSS | 7800 | 273 | 2 | F | SL0000224329 | No | 2 | 184 | [12 empty] | 4 | 964.59 | 6 | 35.41 | [10 empty] | 0 | 0 | 1000 | 184 | 3 | 5 | 13428.9599 | 0 | 13428.9599 | 8080.311 | 5118 | 2 | UTTSS
693 | RES | UTGS | 320 | 261 | 0.25 | F | SL0000224592 | No | 0.5 | 44 | [12 empty] | 1.25 | 224 | 2 | 776 | [10 empty] | 0 | 0 | 1000 | 44 | 38 | 38 | 3009.753 | 0 | 3009.753 | 859.6779 | 431 | 0.5 | UTGS
694 | RES | UTGS | 175 | 126 | 0.25 | F | SL0000224624 | No | 0.75 | 94 | [12 empty] | 2 | 254.49 | 3 | 745.51 | [10 empty] | 0 | 0 | 1000 | 94 | 21 | 42 | 6052.0469 | 0 | 6052.0469 | 548.9975 | 431 | 0.75 | UTGS
695 | RES | UTGS | 320 | 260 | 0.25 | F | SL0000224744 | No | 0.5 | 32 | 0.75 | 56 | [10 empty] | 2 | 1000 | [12 empty] | 0 | 0 | 1000 | 88 | 14 | 14 | 5794.386 | 0 | 5794.386 | 2322.2116 | 431 | 0.5 | UTGS
696 | RES | UTGS | 175 | 126 | 0.25 | F | SL0000225055 | No | 0.5 | 44 | [12 empty] | 1.25 | 496 | 2 | 504 | [10 empty] | 0 | 0 | 1000 | 44 | 14 | 14 | 3009.753 | 0 | 3009.753 | 2347.0116 | 431 | 0.5 | UTGS
697 | RES | UTGS | 540 | 759 | 0.25 | F | SL0000225110 | No | 0.5 | 177 | [12 empty] | 2 | 851.56 | 4 | 148.44 | [10 empty] | 0 | 0 | 1000 | 177 | 8 | 8 | 12107.4156 | 0 | 12107.4156 | 4196.9096 | 585.0096 | 0.5 | UTGS
698 | RES | UTGS | 320 | 361 | 0.25 | F | SL0000225171 | No | 0.5 | 47 | [12 empty] | 2 | 765.52 | 4 | 234.48 | [10 empty] | 0 | 0 | 1000 | 47 | 18 | 18 | 3214.9635 | 0 | 3214.9635 | 1899.5657 | 431 | 0.5 | UTGS
699 | RES | UTGS | 175 | 126 | 0.25 | F | SL0000225325 | No | 0.5 | 39 | [12 empty] | 1.25 | 76 | 2 | 924 | [10 empty] | 0 | 0 | 1000 | 39 | 16 | 16 | 2667.7356 | 0 | 2667.7356 | 2035.2601 | 431 | 0.5 | UTGS
700 | COM | UTTSS | 21100 | 275 | 5 | F | SL0000225593 | No | 3 | 402 | [12 empty] | 4 | 527.37 | [12 empty] | 0 | 0 | 527.37 | 402 | 3 | 4 | 29339.3581 | 0 | 29339.3581 | 5231.6372 | 18747.15 | 3 | UTTSS
701 | COM | UTFS | 2400 | 255 | 2 | F | SL0000225600 | No | 0.75 | 45 | [12 empty] | 2 | 304 | 4 | 696 | [10 empty] | 0 | 0 | 1000 | 45 | 6 | 6 | 2897.2565 | 0 | 2897.2565 | 6250.2136 | 2428.75 | 0.75 | UTFS
702 | COM | UTTSS | 31000 | 158 | 45 | H | SL0000225608 | No | 4 | 132 | [12 empty] | 2 | 278 | 4 | 722 | [10 empty] | 0 | 0 | 1000 | 132 | 2 | 2 | 10103.7391 | 0 | 10103.7391 | 18843.8509 | 60371.7529 | 4 | UTTSS
703 | COM | UTTSS | 5189 | 157 | 1 | F | SL0000225614 | No | 0.75 | 79 | 1.25 | 91 | [10 empty] | 2 | 1000 | [12 empty] | 0 | 0 | 1000 | 170 | 3 | 4 | 11867.0212 | 0 | 11867.0212 | 8127.7404 | 3698.6667 | 0.75 | UTTSS
704 | RES | UTGS | 540 | 259 | 0.25 | F | SL0000226035 | No | 0.5 | 36 | [12 empty] | 1.25 | 867 | 2 | 133 | [10 empty] | 0 | 0 | 1000 | 36 | 17 | 17 | 2462.5252 | 0 | 2462.5252 | 1948.1095 | 585.0096 | 0.5 | UTGS
705 | RES | UTGS | 320 | 361 | 0.25 | F | SL0000226674 | No | 0.5 | 88 | [12 empty] | 2 | 195.55 | 3 | 804.45 | [10 empty] | 0 | 0 | 1000 | 88 | 2 | 2 | 6019.506 | 0 | 6019.506 | 11155.2679 | 431 | 0.5 | UTGS
706 | RES | UTGS | 320 | 160 | 0.25 | F | SL0000226829 | No | 0.5 | 46 | 0.75 | 36 | [10 empty] | 1.25 | 78.95 | 2 | 921.05 | [10 empty] | 0 | 0 | 1000 | 82 | 16 | 16 | 5464.3652 | 0 | 5464.3652 | 2035.3892 | 431 | 0.5 | UTGS
707 | IND | UTTSS | 21100 | 275 | 5 | F | SL0000227076 | No | 2 | 198 | [12 empty] | 1.25 | 156.84 | 4 | 42.92 | 6 | 1 | 8 | 799.25 | [6 empty] | 0 | 0 | 1000.01 | 198 | 2 | 7 | 14450.7286 | 0 | 14450.7286 | 9314.0109 | 18747.15 | 2 | UTTSS
708 | COM | UTFS | 1400 | 156 | 0.25 | F | SL0000227126 | No | 1.25 | 31 | [12 empty] | 2 | 295 | 3 | 13 | 4 | 62 | 6 | 570 | 8 | 60 |  |  |  |  | 0 | 0 | 1000 | 31 | 1 | 1 | 2309.9178 | 0 | 2309.9178 | 50897.4617 | 2169 | 1.25 | UTFS
709 | IND | UTTSS | 5200 | 272 | 1 | F | SL0000227128 | No | 1.25 | 81 | [12 empty] | 2 | 193 | 4 | 807 | [10 empty] | 0 | 0 | 1000 | 81 | 5 | 5 | 6035.5917 | 0 | 6035.5917 | 7659.4303 | 3698.6667 | 1.25 | UTTSS
710 | COM | UTGS | 1500 | 270 | 0.25 | F | SL0000227367 | No | 0.75 | 68 | [12 empty] | 1.25 | 56 | 2 | 442.74 | 4 | 501.26 | [8 empty] | 0 | 0 | 1000 | 68 | 10 | 15 | 4378.0765 | 0 | 4378.0765 | 2409.6131 | 2169 | 0.75 | UTGS
711 | RES | UTGS | 320 | 260 | 0.25 | F | SL0000227796 | No | 0.75 | 46 | [12 empty] | 1.25 | 62.75 | 2 | 937.25 | [10 empty] | 0 | 0 | 1000 | 46 | 16 | 28 | 2961.64 | 0 | 2961.64 | 1162.6745 | 431 | 0.75 | UTGS
712 | COM | UTTSS | 1500 | 270 | 0.25 | F | SL0000228008 | No | 1.25 | 268 | [12 empty] | 2 | 510.69 | 4 | 489.31 | [10 empty] | 0 | 0 | 1000 | 268 | 3 | 6 | 19969.6121 | 0 | 19969.6121 | 6003.2191 | 2169 | 1.25 | UTTSS
713 | RES | UTGS | 320 | 160 | 0.25 | F | SL0000228242 | No | 0.5 | 98 | [12 empty] | 1.25 | 415 | 2 | 585 | [10 empty] | 0 | 0 | 1000 | 98 | 15 | 27 | 6703.5408 | 0 | 6703.5408 | 1214.869 | 431 | 0.5 | UTGS
714 | RES | UTGS | 320 | 760 | 0.25 | F | SL0000228542 | No | 0.5 | 44 | [12 empty] | 1.25 | 23.17 | 2 | 304.83 | 6 | 672 | [8 empty] | 0 | 0 | 1000 | 44 | 8 | 8 | 3009.753 | 0 | 3009.753 | 6377.5776 | 431 | 0.5 | UTGS
715 | RES | UTGS | 175 | 126 | 0.25 | F | SL0000229078 | No | 0.5 | 124 | [12 empty] | 0.75 | 180.54 | 2 | 819.46 | [10 empty] | 0 | 0 | 1000 | 124 | 10 | 11 | 8482.0313 | 0 | 8482.0313 | 3079.9504 | 431 | 0.5 | UTGS
716 | RES | UTGS | 320 | 127 | 0.25 | F | SL0000229392 | No | 0.5 | 57 | [12 empty] | 2 | 420.18 | 4 | 579.82 | [10 empty] | 0 | 0 | 1000 | 57 | 10 | 10 | 3898.9982 | 0 | 3898.9982 | 3666.8271 | 431 | 0.5 | UTGS
717 | COM | UTGS | 16700 | 275 | 1 | F | SL0000229562 | No | 2 | 60 | [12 empty] | 3 | 445 | 4 | 143.09 | 6 | 411.91 | [8 empty] | 0 | 0 | 1000 | 60 | 2 | 2 | 4379.0087 | 0 | 4379.0087 | 19615.0401 | 15242 | 2 | UTGS
718 | RES | UTGS | 320 | 361 | 0.25 | F | SL0000230278 | No | 0.5 | 45 | [12 empty] | 1.25 | 79.32 | 2 | 920.68 | [10 empty] | 0 | 0 | 1000 | 45 | 15 | 15 | 3078.1565 | 0 | 3078.1565 | 2171.099 | 431 | 0.5 | UTGS
719 | RES | UTGS | 320 | 360 | 0.25 | F | SL0000230890 | No | 0.5 | 41 | [12 empty] | 2 | 1000 | [12 empty] | 0 | 0 | 1000 | 41 | 23 | 25 | 2804.5426 | 0 | 2804.5426 | 1300.4385 | 431 | 0.5 | UTGS
720 | RES | UTGS | 175 | 126 | 0.25 | F | SL0000231056 | No | 1.25 | 11 | [12 empty] | 2 | 1000 | [12 empty] | 0 | 0 | 1000 | 11 | 7 | 84 | 819.6483 | 0 | 819.6483 | 387.0353 | 431 | 1.25 | UTGS
721 | RES | UTGS | 320 | 760 | 0.25 | F | SL0000231760 | No | 0.5 | 38 | [12 empty] | 1.25 | 172.32 | 2 | 827.68 | [10 empty] | 0 | 0 | 1000 | 38 | 18 | 18 | 2599.3322 | 0 | 2599.3322 | 1812.8659 | 431 | 0.5 | UTGS
722 | COM | UTTSS | 7300 | 273 | 1 | F | SL0000231890 | No | 2 | 357 | [12 empty] | 3 | 277 | 6 | 723 | [10 empty] | 0 | 0 | 1000 | 357 | 1 | 1 | 26055.1016 | 0 | 26055.1016 | 48895.5617 | 5118 | 2 | UTTSS
723 | RES | UTGS | 320 | 127 | 0.25 | F | SL0000232211 | No | 0.5 | 50 | [12 empty] | 1.25 | 158.93 | 2 | 841.07 | [10 empty] | 0 | 0 | 1000 | 50 | 13 | 13 | 3420.1739 | 0 | 3420.1739 | 2509.401 | 431 | 0.5 | UTGS
724 | RES | UTGS | 320 | 460 | 0.25 | F | SL0000232254 | No | 0.5 | 37 | [12 empty] | 2 | 1000 | [12 empty] | 0 | 0 | 1000 | 37 | 10 | 10 | 2530.9287 | 0 | 2530.9287 | 3251.0962 | 431 | 0.5 | UTGS
725 | RES | UTGS | 320 | 160 | 0.25 | F | SL0000232287 | No | 0.5 | 33 | [12 empty] | 2 | 533.88 | 4 | 466.12 | [10 empty] | 0 | 0 | 1000 | 33 | 21 | 21 | 2257.3148 | 0 | 2257.3148 | 1707.2877 | 431 | 0.5 | UTGS
726 | IND | UTIS | 6600 | 272 | 5 | F | SL0000232357 | No | 1.25 | 48 | [12 empty] | 4 | 1000 | [12 empty] | 0 | 0 | 1000 | 48 | 5 | 5 | 3576.6469 | 0 | 3576.6469 | 7936.1923 | 3698.6667 | 1.25 | UTIS
727 | RES | UTGS | 320 | 760 | 0.25 | F | SL0000232693 | No | 0.75 | 14 | [12 empty] | 1.25 | 248.87 | 2 | 43 | 3 | 708.13 | [8 empty] | 0 | 0 | 1000 | 14 | 10 | 46 | 901.3687 | 0 | 901.3687 | 515.3496 | 431 | 0.75 | UTGS
728 | RES | UTGS | 320 | 160 | 0.25 | F | SL0000232951 | No | 0.5 | 46 | [12 empty] | 1.25 | 233.46 | 2 | 163.81 | 4 | 602.73 | [8 empty] | 0 | 0 | 1000 | 46 | 10 | 10 | 3146.56 | 0 | 3146.56 | 3699.5958 | 431 | 0.5 | UTGS
729 | COM | UTGS | 907 | 759 | 1 | F | SL0000233536 | No | 1.25 | 111 | [12 empty] | 4 | 1000 | [12 empty] | 0 | 0 | 1000 | 111 | 7 | 13 | 8270.996 | 0 | 8270.996 | 3052.3817 | 1475.8773 | 1.25 | UTGS
730 | COM | UTTSS | 17800 | 285 | 2 | F | SL0000233927 | No | 2 | 74 | [12 empty] | 1.25 | 393.59 | 2 | 581.41 | 3 | 25 | [8 empty] | 0 | 0 | 1000 | 74 | 2 | 2 | 5400.7774 | 0 | 5400.7774 | 16234.7374 | 15242 | 2 | UTTSS
731 | RES | UTGS | 320 | 360 | 0.25 | F | SL0000234032 | No | 0.5 | 79 | [12 empty] | 2 | 15.79 | 4 | 984.21 | [10 empty] | 0 | 0 | 1000 | 79 | 8 | 13 | 5403.8747 | 0 | 5403.8747 | 3043.6729 | 431 | 0.5 | UTGS
732 | COM | UTTSS | 7319 | 283 | 1 | F | SL0000234128 | No | 2 | 116 | [12 empty] | 4 | 1000 | [12 empty] | 0 | 0 | 1000 | 116 | 5 | 5 | 8466.0834 | 0 | 8466.0834 | 7936.1923 | 5118 | 2 | UTTSS
733 | RES | UTGS | 550 | 161 | 2 | F | SL0000234160 | No | 0.5 | 61 | [12 empty] | 1.25 | 89.44 | 2 | 910.56 | [10 empty] | 0 | 0 | 1000 | 61 | 21 | 26 | 4172.6121 | 0 | 4172.6121 | 1252.8296 | 585.0096 | 0.5 | UTGS
734 | RES | UTGS | 320 | 127 | 0.25 | F | SL0000234989 | No | 0.5 | 51 | [12 empty] | 1.25 | 264 | 4 | 736 | [10 empty] | 0 | 0 | 1000 | 51 | 15 | 15 | 3488.5774 | 0 | 3488.5774 | 2531.5254 | 431 | 0.5 | UTGS
735 | IND | UTTSS | 28214 | 283 | 45 | H | SL0000235015 | No | 3 | 151 | 4 | 2 | [10 empty] | 1.25 | 126.79 | 4 | 873.21 | [10 empty] | 0 | 0 | 1000 | 153 | 7 | 12 | 11173.5921 | 0 | 11173.5921 | 3238.3859 | 52825.2838 | 3 | UTTSS
736 | COM | UTTSS | 14500 | 274 | 5 | F | SL0000235222 | No | 2 | 196 | [12 empty] | 2 | 2 | 4 | 998 | [10 empty] | 0 | 0 | 1000 | 196 | 1 | 1 | 14304.7617 | 0 | 14304.7617 | 39666.6217 | 10791.3333 | 2 | UTTSS
737 | COM | UTGS | 2300 | 255 | 1 | F | SL0000235698 | No | 1.25 | 205 | [12 empty] | 4 | 743 | 6 | 98.28 | 8 | 158.72 | [8 empty] | 0 | 0 | 1000 | 205 | 4 | 4 | 15275.263 | 0 | 15275.263 | 11736.4255 | 2428.75 | 1.25 | UTGS
738 | RES | UTGS | 320 | 127 | 0.25 | F | SL0000235710 | No | 0.5 | 41 | 0.75 | 47 | [10 empty] | 2 | 1000 | [12 empty] | 0 | 0 | 1000 | 88 | 15 | 15 | 5830.566 | 0 | 5830.566 | 2167.3974 | 431 | 0.5 | UTGS
739 | RES | UTGS | 306 | 111 | 0.25 | F | SL0000235716 | No | 0.5 | 53 | 0.75 | 47 | [10 empty] | 2 | 1000 | [12 empty] | 0 | 0 | 1000 | 100 | 25 | 25 | 6651.4078 | 0 | 6651.4078 | 1300.4385 | 431 | 0.5 | UTGS
740 | RES | UTGS | 320 | 360 | 0.25 | F | SL0000235737 | No | 0.5 | 83 | [12 empty] | 3 | 346.5 | 4 | 653.5 | [10 empty] | 0 | 0 | 1000 | 83 | 17 | 24 | 5677.4887 | 0 | 5677.4887 | 1366.789 | 431 | 0.5 | UTGS
741 | RES | UTGS | 175 | 126 | 0.25 | F | SL0000235797 | No | 0.5 | 38 | [12 empty] | 1.25 | 217.5 | 2 | 782.5 | [10 empty] | 0 | 0 | 1000 | 38 | 18 | 18 | 2599.3322 | 0 | 2599.3322 | 1814.6229 | 431 | 0.5 | UTGS
742 | COM | UTGS | 31000 | 158 | 45 | H | SL0000236060 | No | 2 | 23 | 3 | 310 | [10 empty] | 1.25 | 408.5 | 4 | 591.5 | [10 empty] | 0 | 0 | 1000 | 333 | 23 | 29 | 24303.4981 | 0 | 24303.4981 | 1277.1713 | 60371.7529 | 2 | UTGS
743 | RES | UTGS | 175 | 126 | 0.25 | F | SL0000236108 | No | 0.5 | 53 | [12 empty] | 1.25 | 311.52 | 2 | 478.37 | 6 | 210.11 | [8 empty] | 0 | 0 | 1000 | 53 | 20 | 26 | 3625.3843 | 0 | 3625.3843 | 1481.202 | 431 | 0.5 | UTGS
744 | COM | UTTSS | 3000 | 271 | 0.25 | F | SL0000236149 | No | 1.25 | 77 | [12 empty] | 4 | 1000 | [12 empty] | 0 | 0 | 1000 | 77 | 15 | 46 | 5737.5378 | 0 | 5737.5378 | 862.6296 | 2145.6667 | 1.25 | UTTSS
745 | RES | UTGS | 320 | 261 | 0.25 | F | SL0000236328 | No | 0.5 | 39 | [12 empty] | 1.25 | 63.16 | 2 | 65.17 | 3 | 157.34 | 4 | 714.33 | [6 empty] | 0 | 0 | 1000 | 39 | 8 | 8 | 2667.7356 | 0 | 2667.7356 | 4460.2311 | 431 | 0.5 | UTGS
746 | COM | UTGS | 320 | 127 | 0.25 | F | SL0000236525 | No | 0.75 | 36 | [12 empty] | 2 | 1000 | [12 empty] | 0 | 0 | 1000 | 36 | 20 | 42 | 2317.8052 | 0 | 2317.8052 | 774.0705 | 431 | 0.75 | UTGS
747 | COM | UTTSM | 28224 | 233 | 45 | H | SL0000236759 | No | 3 | 196 | [12 empty] | 4 | 1000 | [12 empty] | 0 | 0 | 1000 | 196 | 2 | 2 | 14304.7617 | 0 | 14304.7617 | 19840.4809 | 52825.2838 | 3 | UTTSM
748 | RES | UTGS | 320 | 260 | 0.25 | F | SL0000236906 | No | 0.5 | 40 | [12 empty] | 1.25 | 14.1 | 2 | 985.9 | [10 empty] | 0 | 0 | 1000 | 40 | 22 | 22 | 2736.1391 | 0 | 2736.1391 | 1478.2196 | 431 | 0.5 | UTGS
749 | IND | UTTSS | 9219 | 283 | 5 | F | SL0000237322 | No | 1.25 | 178 | [12 empty] | 4 | 98.76 | 6 | 901.24 | [10 empty] | 0 | 0 | 1000 | 178 | 2 | 5 | 13263.3991 | 0 | 13263.3991 | 11604.2391 | 5118 | 1.25 | UTTSS
750 | RES | UTGS | 320 | 461 | 0.25 | F | SL0000237731 | No | 0.75 | 268 | [12 empty] | 2 | 1000 | [12 empty] | 0 | 0 | 1000 | 268 | 3 | 3 | 17254.7721 | 0 | 17254.7721 | 10836.9872 | 431 | 0.75 | UTGS
751 | COM | UTTSS | 3120 | 156 | 1 | F | SL0000237941 | No | 2 | 185 | [12 empty] | 4 | 1000 | [12 empty] | 0 | 0 | 1000 | 185 | 5 | 7 | 13501.9434 | 0 | 13501.9434 | 5668.7088 | 2145.6667 | 2 | UTTSS
752 | IND | UTTSS | 12247 | 284 | 2 | F | SL0000238312 | No | 1.25 | 194 | [12 empty] | 4 | 1000 | [12 empty] | 0 | 0 | 1000 | 194 | 2 | 2 | 14455.6147 | 0 | 14455.6147 | 19840.4809 | 10791.3333 | 1.25 | UTTSS
753 | RES | UTGS | 320 | 160 | 0.25 | F | SL0000238389 | No | 0.5 | 36 | [12 empty] | 1.25 | 293.55 | 2 | 706.45 | [10 empty] | 0 | 0 | 1000 | 36 | 7 | 7 | 2462.5252 | 0 | 2462.5252 | 4673.7781 | 431 | 0.5 | UTGS
754 | RES | UTGS | 320 | 261 | 0.25 | F | SL0000238735 | No | 0.5 | 42 | [12 empty] | 0.75 | 207.84 | 1.25 | 685 | 4 | 107.16 | [8 empty] | 0 | 0 | 1000 | 42 | 9 | 9 | 2872.9461 | 0 | 2872.9461 | 3926.0251 | 431 | 0.5 | UTGS
755 | RES | UTGS | 2400 | 755 | 2 | F | SL0000238787 | No | 0.75 | 211 | [12 empty] | 1.25 | 111.69 | 3 | 760.69 | 4 | 127.62 | [8 empty] | 0 | 0 | 1000 | 211 | 9 | 9 | 13584.9138 | 0 | 13584.9138 | 2650.959 | 2428.75 | 0.75 | UTGS
756 | RES | UTGS | 320 | 260 | 0.25 | F | SL0000239137 | No | 0.5 | 56 | [12 empty] | 1.25 | 669.09 | 2 | 330.91 | [10 empty] | 0 | 0 | 1000 | 56 | 15 | 15 | 3830.5948 | 0 | 3830.5948 | 2198.6216 | 431 | 0.5 | UTGS
757 | RES | UTGS | 320 | 127 | 0.25 | F | SL0000239256 | No | 0.5 | 48 | [12 empty] | 2 | 1000 | [12 empty] | 0 | 0 | 1000 | 48 | 21 | 21 | 3283.3669 | 0 | 3283.3669 | 1548.141 | 431 | 0.5 | UTGS
758 | COM | UTFS | 3120 | 156 | 1 | F | SL0000239333 | No | 1.25 | 87 | [12 empty] | 2 | 1000 | [12 empty] | 0 | 0 | 1000 | 87 | 9 | 16 | 6482.6726 | 0 | 6482.6726 | 2031.9351 | 2145.6667 | 1.25 | UTFS
759 | IND | UTFS | 5740 | 282 | 1 | F | SL0000239472 | No | 2 | 301 | [12 empty] | 4 | 1000 | [12 empty] | 0 | 0 | 1000 | 301 | 9 | 9 | 21968.0268 | 0 | 21968.0268 | 4408.9957 | 3698.6667 | 2 | UTFS
760 | RES | UTGS | 320 | 760 | 0.25 | F | SL0000239536 | No | 0.5 | 132 | [12 empty] | 2 | 878.76 | 3 | 121.24 | [10 empty] | 0 | 0 | 1000 | 132 | 17 | 17 | 9029.2591 | 0 | 9029.2591 | 1821.9787 | 431 | 0.5 | UTGS
761 | COM | UTTSS | 11000 | 274 | 0.25 | F | SL0000239901 | No | 2 | 324 | [12 empty] | 0.75 | 25.86 | 2 | 100.72 | 3 | 873.42 | [8 empty] | 0 | 0 | 1000 | 324 | 4 | 4 | 23646.6468 | 0 | 23646.6468 | 5408.0037 | 10791.3333 | 2 | UTTSS
762 | RES | UTGS | 320 | 360 | 0.25 | F | SL0000239915 | No | 0.5 | 39 | [12 empty] | 1.25 | 177.49 | 2 | 822.51 | [10 empty] | 0 | 0 | 1000 | 39 | 17 | 17 | 2667.7356 | 0 | 2667.7356 | 1919.7179 | 431 | 0.5 | UTGS
763 | COM | UTTSS | 7800 | 273 | 2 | F | SL0000239985 | No | 2 | 110 | [12 empty] | 4 | 1000 | [12 empty] | 0 | 0 | 1000 | 110 | 3 | 3 | 8028.1826 | 0 | 8028.1826 | 13226.9872 | 5118 | 2 | UTTSS
764 | COM | UTFS | 3300 | 271 | 2 | F | SL0000240211 | No | 1.25 | 29 | [12 empty] | 2 | 1000 | [12 empty] | 0 | 0 | 1000 | 29 | 5 | 7 | 2160.8909 | 0 | 2160.8909 | 4644.4231 | 2145.6667 | 1.25 | UTFS
765 | RES | UTGS | 320 | 127 | 0.25 | F | SL0000240281 | No | 0.5 | 48 | 0.75 | 47 | [10 empty] | 3 | 1000 | [12 empty] | 0 | 0 | 1000 | 95 | 15 | 15 | 6309.3904 | 0 | 6309.3904 | 1322.0641 | 431 | 0.5 | UTGS
766 | RES | UTGS | 550 | 127 | 2 | F | SL0000240500 | No | 0.5 | 77 | [12 empty] | 1.25 | 60.82 | 2 | 939.18 | [10 empty] | 0 | 0 | 1000 | 77 | 16 | 16 | 5267.0678 | 0 | 5267.0678 | 2034.596 | 585.0096 | 0.5 | UTGS
767 | IND | UTFS | 5750 | 208 | 5 | F | SL0000240506 | No | 2 | 199 | [12 empty] | 2 | 130.08 | 4 | 869.92 | [10 empty] | 0 | 0 | 1000 | 199 | 5 | 5 | 14523.7121 | 0 | 14523.7121 | 7749.6576 | 3698.6667 | 2 | UTFS
768 | RES | UTGS | 320 | 360 | 0.25 | F | SL0000240734 | No | 0.5 | 42 | [12 empty] | 1.25 | 78.89 | 2 | 694.67 | 4 | 226.44 | [8 empty] | 0 | 0 | 1000 | 42 | 13 | 13 | 2872.9461 | 0 | 2872.9461 | 2629.9815 | 431 | 0.5 | UTGS
769 | IND | UTTSS | 20200 | 272 | 45 | H | SL0000240898 | No | 2 | 95 | [12 empty] | 2 | 400.84 | 3 | 584.34 | 12 | 14.82 | [8 empty] | 0 | 0 | 1000 | 95 | 10 | 10 | 6933.4304 | 0 | 6933.4304 | 2569.9369 | 52825.2838 | 2 | UTTSS
770 | COM | UTTSS | 14100 | 157 | 45 | H | SL0000241131 | No | 3 | 49 | 4 | 1 | [10 empty] | 2 | 467.73 | 4 | 224 | 6 | 1 | 8 | 307.27 | [6 empty] | 0 | 0 | 1000 | 50 | 12 | 14 | 3652.7339 | 0 | 3652.7339 | 3324.2738 | 45278.8147 | 3 | UTTSS
771 | RES | UTGS | 320 | 160 | 0.25 | F | SL0000241171 | No | 0.5 | 90 | [12 empty] | 2 | 1000 | [12 empty] | 0 | 0 | 1000 | 90 | 27 | 32 | 6156.313 | 0 | 6156.313 | 1015.9676 | 431 | 0.5 | UTGS
772 | COM | UTGS | 31000 | 158 | 45 | H | SL0000241173 | No | 3 | 450 | [12 empty] | 6 | 1000 | [12 empty] | 0 | 0 | 1000 | 450 | 1 | 1 | 32842.565 | 0 | 32842.565 | 60030.9617 | 60371.7529 | 3 | UTGS
773 | COM | UTFS | 1000 | 155 | 0.25 | F | SL0000241313 | No | 1.25 | 83 | [12 empty] | 4 | 911.46 | 6 | 88.54 | [10 empty] | 0 | 0 | 1000 | 83 | 5 | 7 | 6184.6187 | 0 | 6184.6187 | 5926.1072 | 1475.8773 | 1.25 | UTFS
774 | COM | UTFS | 80640 | 236 | 45 | H | SL0000241362 | No | 2 | 59 | [12 empty] | 2 | 340 | 4 | 660 | [10 empty] | 0 | 0 | 1000 | 59 | 6 | 6 | 4306.0252 | 0 | 4306.0252 | 6207.1936 | 113197.0366 | 2 | UTFS
775 | RES | UTGS | 320 | 360 | 0.25 | F | SL0000241412 | No | 0.5 | 114 | [12 empty] | 2 | 824.34 | 4 | 175.66 | [10 empty] | 0 | 0 | 1000 | 114 | 11 | 24 | 7797.9965 | 0 | 7797.9965 | 1407.1018 | 431 | 0.5 | UTGS
776 | RES | UTGS | 320 | 461 | 0.25 | F | SL0000241750 | No | 0.75 | 58 | [12 empty] | 2 | 1000 | [12 empty] | 0 | 0 | 1000 | 58 | 19 | 19 | 3734.2417 | 0 | 3734.2417 | 1711.1032 | 431 | 0.75 | UTGS
777 | COM | UTGS | 540 | 759 | 0.25 | F | SL0000241822 | No | 1.25 | 31 | [12 empty] | 2 | 312 | 4 | 688 | [10 empty] | 0 | 0 | 1000 | 31 | 6 | 8 | 2309.9178 | 0 | 2309.9178 | 4680.4902 | 585.0096 | 1.25 | UTGS
778 | COM | UTFS | 3300 | 271 | 2 | F | SL0000241856 | No | 1.25 | 164 | [12 empty] | 2 | 18.83 | 4 | 981.17 | [10 empty] | 0 | 0 | 1000 | 164 | 2 | 2 | 12220.2104 | 0 | 12220.2104 | 19772.9753 | 2145.6667 | 1.25 | UTFS
779 | COM | UTGS | 3265 | 156 | 2 | F | SL0000241859 | No | 1.25 | 38.93 | [12 empty] | 2 | 693.99 | 3 | 306.01 | [10 empty] | 0 | 0 | 1000 | 38.93 | 5 | 20 | 2900.8097 | 0 | 2900.8097 | 1431.5377 | 2145.6667 | 1.25 | UTGS
780 | COM | UTTSS | 14500 | 274 | 5 | F | SL0000242140 | No | 2 | 147 | [12 empty] | 3 | 129.23 | 6 | 62.99 | 8 | 807.78 | [8 empty] | 0 | 0 | 1000 | 147 | 2 | 2 | 10728.5712 | 0 | 10728.5712 | 32595.8277 | 10791.3333 | 2 | UTTSS
781 | IND | UTFS | 6600 | 272 | 5 | F | SL0000242144 | No | 2 | 12 | [12 empty] | 2 | 391 | 8 | 609 | [10 empty] | 0 | 0 | 1000 | 12 | 6 | 7 | 875.8017 | 0 | 875.8017 | 8154.0031 | 3698.6667 | 2 | UTFS
782 | COM | UTTSS | 5900 | 272 | 3 | F | SL0000242176 | No | 1.25 | 114 | [12 empty] | 4 | 1000 | [12 empty] | 0 | 0 | 1000 | 114 | 2 | 2 | 8494.5365 | 0 | 8494.5365 | 19840.4809 | 3698.6667 | 1.25 | UTTSS
783 | RES | UTGS | 320 | 460 | 0.25 | F | SL0000242234 | No | 0.5 | 83 | [12 empty] | 2 | 994.82 | 4 | 5.18 | [10 empty] | 0 | 0 | 1000 | 83 | 4 | 4 | 5677.4887 | 0 | 5677.4887 | 8137.0256 | 431 | 0.5 | UTGS
784 | COM | UTFS | 9200 | 273 | 5 | F | SL0000242346 | No | 1.25 | 110 | [12 empty] | 2 | 160.14 | 4 | 839.86 | [10 empty] | 0 | 0 | 1000 | 110 | 5 | 5 | 8196.4826 | 0 | 8196.4826 | 7706.5516 | 5118 | 1.25 | UTFS
785 | COM | UTTSS | 5200 | 272 | 1 | F | SL0000242384 | No | 2 | 106 | [12 empty] | 4 | 1000 | [12 empty] | 0 | 0 | 1000 | 106 | 3 | 3 | 7736.2487 | 0 | 7736.2487 | 13226.9872 | 3698.6667 | 2 | UTTSS
786 | COM | UTFS | 3265 | 156 | 2 | F | SL0000242552 | No | 1.25 | 61 | [12 empty] | 2 | 303 | 4 | 697 | [10 empty] | 0 | 0 | 1000 | 61 | 14 | 48 | 4545.3221 | 0 | 4545.3221 | 781.4261 | 2145.6667 | 1.25 | UTFS
787 | COM | UTTSS | 80640 | 236 | 45 | H | SL0000242946 | No | 3 | 78 | [12 empty] | 4 | 1000 | [12 empty] | 0 | 0 | 1000 | 78 | 5 | 6 | 5692.7113 | 0 | 5692.7113 | 6613.4936 | 113197.0366 | 3 | UTTSS
788 | RES | UTGS | 320 | 760 | 0.25 | F | SL0000243710 | No | 0.5 | 37 | 0.75 | 46 | [10 empty] | 1.25 | 182.77 | 2 | 817.23 | [10 empty] | 0 | 0 | 1000 | 83 | 14 | 14 | 5492.5687 | 0 | 5492.5687 | 2331.3501 | 431 | 0.5 | UTGS
789 | COM | UTFS | 5550 | 272 | 2 | F | SL0000244020 | No | 1.25 | 168 | 2 | 49 | [10 empty] | 4 | 248.06 | 6 | 751.94 | [10 empty] | 0 | 0 | 1000 | 217 | 1 | 1 | 16094.4547 | 0 | 16094.4547 | 54982.9407 | 3698.6667 | 1.25 | UTFS
790 | COM | UTFS | 4000 | 271 | 5 | F | SL0000244148 | No | 1.25 | 178 | [12 empty] | 6 | 1000 | [12 empty] | 0 | 0 | 1000 | 178 | 1 | 1 | 13263.3991 | 0 | 13263.3991 | 60030.9617 | 2145.6667 | 1.25 | UTFS
791 | RES | UTGS | 320 | 261 | 0.25 | F | SL0000244409 | No | 0.5 | 66 | [12 empty] | 2 | 1000 | [12 empty] | 0 | 0 | 1000 | 66 | 29 | 31 | 4514.6295 | 0 | 4514.6295 | 1048.7407 | 431 | 0.5 | UTGS
792 | RES | UTGS | 320 | 261 | 0.25 | F | SL0000244533 | No | 0.5 | 39 | 0.75 | 35 | [10 empty] | 2 | 125.1 | 3 | 874.9 | [10 empty] | 0 | 0 | 1000 | 74 | 17 | 17 | 4921.1574 | 0 | 4921.1574 | 1259.837 | 431 | 0.5 | UTGS
793 | RES | UTGS | 320 | 260 | 0.25 | F | SL0000244927 | No | 0.5 | 13 | [12 empty] | 1.25 | 453.02 | 2 | 546.98 | [10 empty] | 0 | 0 | 1000 | 13 | 33 | 38 | 889.2452 | 0 | 889.2452 | 863.8967 | 431 | 0.5 | UTGS
794 | RES | UTGS | 320 | 760 | 0.25 | F | SL0000245454 | No | 0.5 | 41 | [12 empty] | 2 | 724.87 | 3 | 275.13 | [10 empty] | 0 | 0 | 1000 | 41 | 16 | 16 | 2804.5426 | 0 | 2804.5426 | 1813.8946 | 431 | 0.5 | UTGS
795 | RES | UTGS | 320 | 760 | 0.25 | F | SL0000245581 | No | 0.5 | 20 | 0.75 | 24.6 | [10 empty] | 2 | 453.5 | 3 | 138.5 | 4 | 408 | [8 empty] | 0 | 0 | 1000 | 44.6 | 11 | 11 | 2951.9031 | 0 | 2951.9031 | 3061.8311 | 431 | 0.5 | UTGS
796 | RES | UTGS | 306 | 111 | 0.25 | F | SL0000246254 | No | 0.5 | 62 | [12 empty] | 2 | 944.52 | 4 | 55.48 | [10 empty] | 0 | 0 | 1000 | 62 | 47 | 47 | 4241.0156 | 0 | 4241.0156 | 700.1862 | 431 | 0.5 | UTGS
797 | COM | UTTSS | 5200 | 272 | 1 | F | SL0000246460 | No | 2 | 71 | [12 empty] | 2 | 461 | 4 | 47.45 | 6 | 491.55 | [8 empty] | 0 | 0 | 1000 | 71 | 3 | 17 | 5181.8269 | 0 | 5181.8269 | 2728.155 | 3698.6667 | 2 | UTTSS
798 | RES | UTGS | 320 | 460 | 0.25 | F | SL0000246674 | No | 0.5 | 16 | [12 empty] | 1.25 | 295 | 2 | 551.5 | 3 | 61 | 4 | 3 | 6 | 89.5 |  |  |  |  | 0 | 0 | 1000 | 16 | 13 | 24 | 1094.4556 | 0 | 1094.4556 | 1434.5222 | 431 | 0.5 | UTGS
799 | RES | UTGS | 306 | 111 | 0.25 | F | SL0000246789 | No | 0.5 | 40 | [12 empty] | 2 | 1000 | [12 empty] | 0 | 0 | 1000 | 40 | 15 | 15 | 2736.1391 | 0 | 2736.1391 | 2167.3974 | 431 | 0.5 | UTGS
800 | RES | UTGS | 306 | 111 | 0.25 | F | SL0000246815 | No | 0.75 | 47 | [12 empty] | 1.25 | 246.54 | 2 | 753.46 | [10 empty] | 0 | 0 | 1000 | 47 | 18 | 24 | 3026.0235 | 0 | 3026.0235 | 1361.8142 | 431 | 0.75 | UTGS
801 | COM | UTTSS | 44350 | 274 | 45 | H | SL0000246969 | No | 2 | 46 | [12 empty] | 2 | 317.59 | 4 | 1 | 6 | 681.41 | [8 empty] | 0 | 0 | 1000 | 46 | 4 | 20 | 3357.24 | 0 | 3357.24 | 2563.5267 | 60371.7529 | 2 | UTTSS
802 | IND | UTTSS | 5550 | 272 | 2 | F | SL0000247193 | No | 1.25 | 33 | [12 empty] | 1.25 | 499 | 2 | 501 | [10 empty] | 0 | 0 | 1000 | 33 | 16 | 27 | 2458.9448 | 0 | 2458.9448 | 1217.0467 | 3698.6667 | 1.25 | UTTSS
803 | RES | UTGS | 320 | 460 | 0.25 | F | SL0000247207 | No | 0.75 | 43 | [12 empty] | 2 | 69.77 | 4 | 930.23 | [10 empty] | 0 | 0 | 1000 | 43 | 16 | 16 | 2768.4895 | 0 | 2768.4895 | 2448.7944 | 431 | 0.75 | UTGS
804 | IND | UTTSM | 31000 | 158 | 45 | H | SL0000247259 | No | 3 | 257 | [12 empty] | 6 | 1000 | [12 empty] | 0 | 0 | 1000 | 257 | 3 | 3 | 18756.7538 | 0 | 18756.7538 | 20010.3206 | 60371.7529 | 3 | UTTSM
805 | COM | UTGS | 21100 | 275 | 5 | F | SL0000247357 | No | 1.25 | 28 | [12 empty] | 2 | 126.92 | 4 | 873.08 | [10 empty] | 0 | 0 | 1000 | 28 | 9 | 164 | 2086.3774 | 0 | 2086.3774 | 236.4082 | 18747.15 | 1.25 | UTGS
806 | IND | UTTSS | 31000 | 158 | 45 | H | SL0000247610 | No | 2 | 172 | [12 empty] | 2 | 93.62 | 3 | 395.62 | 4 | 510.76 | [8 empty] | 0 | 0 | 1000 | 172 | 2 | 2 | 12553.1582 | 0 | 12553.1582 | 15578.3247 | 60371.7529 | 2 | UTTSS
807 | IND | UTTSS | 2090 | 278 | 1 | F | SL0000247612 | No | 1.25 | 181 | [12 empty] | 4 | 1000 | [12 empty] | 0 | 0 | 1000 | 181 | 7 | 7 | 13486.9395 | 0 | 13486.9395 | 5668.7088 | 2428.75 | 1.25 | UTTSS
808 | RES | UTGS | 306 | 211 | 0.25 | F | SL0000247747 | No | 0.5 | 38 | [12 empty] | 1.25 | 5.92 | 2 | 9.79 | 3 | 185.58 | 4 | 798.71 | [6 empty] | 0 | 0 | 1000 | 38 | 13 | 13 | 2599.3322 | 0 | 2599.3322 | 2760.6694 | 431 | 0.5 | UTGS
809 | COM | UTTSM | 20160 | 232 | 45 | H | SL0000247757 | No | 1.25 | 269 | 2 | 245 | [10 empty] | 4 | 1000 | [12 empty] | 0 | 0 | 1000 | 514 | 1 | 1 | 37925.0776 | 0 | 37925.0776 | 39680.9617 | 52825.2838 | 1.25 | UTTSM
810 | COM | UTTSS | 5740 | 282 | 1 | F | SL0000247759 | No | 2 | 120 | [12 empty] | 1.25 | 8 | 2 | 992 | [10 empty] | 0 | 0 | 1000 | 120 | 12 | 15 | 8758.0173 | 0 | 8758.0173 | 2167.7708 | 3698.6667 | 2 | UTTSS
811 | IND | UTFS | 2400 | 255 | 2 | F | SL0000247783 | No | 1.25 | 250 | [12 empty] | 2 | 544.09 | 4 | 455.91 | [10 empty] | 0 | 0 | 1000 | 250 | 3 | 6 | 18628.3695 | 0 | 18628.3695 | 5963.3061 | 2428.75 | 1.25 | UTFS
812 | RES | UTGS | 21100 | 275 | 5 | F | SL0000247831 | No | 2 | 47 | [12 empty] | 2 | 889.25 | 4 | 110.75 | [10 empty] | 0 | 0 | 1000 | 47 | 20 | 25 | 3430.2235 | 0 | 3430.2235 | 1332.2016 | 18747.15 | 2 | UTGS
813 | RES | UTGS | 306 | 211 | 0.25 | F | SL0000248449 | No | 0.5 | 49 | [12 empty] | 1.25 | 195.62 | 2 | 75.25 | 3 | 502.63 | 6 | 226.5 | [6 empty] | 0 | 0 | 1000 | 49 | 13 | 13 | 3351.7704 | 0 | 3351.7704 | 2500.6021 | 431 | 0.5 | UTGS
814 | RES | UTGS | 320 | 160 | 0.25 | F | SL0000248760 | No | 0.5 | 76 | [12 empty] | 1.25 | 1000 | [12 empty] | 0 | 0 | 1000 | 76 | 13 | 13 | 5198.6643 | 0 | 5198.6643 | 2554.6894 | 431 | 0.5 | UTGS
815 | IND | UTTSS | 14500 | 274 | 5 | F | SL0000248784 | No | 1.25 | 220.25 | [12 empty] | 2 | 45.51 | 4 | 880.49 | 6 | 73.99 | [8 empty] | 0 | 0 | 999.99 | 220.25 | 2 | 8 | 16411.5935 | 0 | 16411.5935 | 5107.4943 | 10791.3333 | 1.25 | UTTSS
816 | RES | UTGS | 320 | 360 | 0.25 | F | SL0000249200 | No | 0.5 | 44 | 0.75 | 34.5 | [10 empty] | 2 | 1000 | [12 empty] | 0 | 0 | 1000 | 78.5 | 23 | 45 | 5230.983 | 0 | 5230.983 | 722.4658 | 431 | 0.5 | UTGS
817 | COM | UTFS | 800 | 151 | 0.25 | F | SL0000249249 | No | 0.75 | 43 | [12 empty] | 1.25 | 135 | 2 | 865 | [10 empty] | 0 | 0 | 1000 | 43 | 14 | 27 | 2768.4895 | 0 | 2768.4895 | 1207.6097 | 1348.3333 | 0.75 | UTFS
818 | COM | UTFS | 31000 | 158 | 45 | H | SL0000249432 | No | 3 | 85 | 4 | 3 | [10 empty] | 2 | 543.25 | 4 | 456.75 | [10 empty] | 0 | 0 | 1000 | 88 | 7 | 12 | 6433.226 | 0 | 6433.226 | 2982.1549 | 60371.7529 | 3 | UTFS
819 | COM | UTTSS | 5550 | 272 | 2 | F | SL0000249520 | No | 1.25 | 141 | [12 empty] | 2 | 230 | 3 | 770 | [10 empty] | 0 | 0 | 1000 | 141 | 1 | 1 | 10506.4004 | 0 | 10506.4004 | 22747.3617 | 3698.6667 | 1.25 | UTTSS
820 | COM | UTGS | 2400 | 255 | 2 | F | SL0000249830 | No | 3 | 5 | [12 empty] | 2 | 49 | 3 | 434 | 8 | 517 | [8 empty] | 0 | 0 | 1000 | 5 | 5 | 7 | 364.9174 | 0 | 364.9174 | 6837.6602 | 2428.75 | 3 | UTGS
821 | IND | UTTSM | 610429 | 262 | 45 | H | SL0000249846 | No | 10 | 2 | 12 | 4 | [10 empty] | 4 | 238 | 6 | 173 | 10 | 5 | 12 | 584 | [6 empty] | 0 | 0 | 1000 | 6 | 4 | 5 | 563.0776 | 0 | 563.0776 | 12547.7283 | 301858.7644 | 10 | UTTSM
822 | COM | UTFS | 2300 | 255 | 1 | F | SL0000249948 | No | 1.25 | 9 | [12 empty] | 0.75 | 61.97 | 2 | 228 | 4 | 515.97 | 6 | 194.06 | [6 empty] | 0 | 0 | 1000 | 9 | 27 | 41 | 670.6213 | 0 | 670.6213 | 1024.8959 | 2428.75 | 1.25 | UTFS
823 | RES | UTGS | 320 | 361 | 0.25 | F | SL0000250721 | No | 0.5 | 59 | [12 empty] | 1.25 | 159.8 | 2 | 585.8 | 4 | 39.6 | 6 | 214.8 | [6 empty] | 0 | 0 | 1000 | 59 | 21 | 25 | 4035.8052 | 0 | 4035.8052 | 1552.722 | 431 | 0.5 | UTGS
824 | IND | UTTSS | 2300 | 255 | 1 | F | SL0000250777 | No | 1.25 | 38 | [12 empty] | 3 | 1000 | [12 empty] | 0 | 0 | 1000 | 38 | 3 | 3 | 2831.5122 | 0 | 2831.5122 | 6610.3206 | 2428.75 | 1.25 | UTTSS
825 | RES | UTGS | 175 | 126 | 0.25 | F | SL0000250924 | No | 0.75 | 79 | [12 empty] | 2 | 736.66 | 3 | 263.34 | [10 empty] | 0 | 0 | 1000 | 79 | 12 | 90 | 5086.2947 | 0 | 5086.2947 | 324.1312 | 431 | 0.75 | UTGS
826 | RES | UTGS | 320 | 760 | 0.25 | F | SL0000250944 | No | 0.5 | 9 | 0.75 | 7.03 | [10 empty] | 0.75 | 65 | 1.25 | 57 | 2 | 125.28 | 4 | 752.72 | [6 empty] | 0 | 0 | 1000 | 16.03 | 20 | 23 | 1068.2471 | 0 | 1068.2471 | 1671.3289 | 431 | 0.5 | UTGS
827 | COM | UTTSS | 11500 | 158 | 1 | F | SL0000251264 | No | 2 | 21 | [12 empty] | 2 | 569 | 4 | 431 | [10 empty] | 0 | 0 | 1000 | 21 | 1 | 1 | 1532.653 | 0 | 1532.653 | 35601.2317 | 10791.3333 | 2 | UTTSS
828 | RES | UTGS | 320 | 261 | 0.25 | F | SL0000251860 | No | 0.5 | 74 | [12 empty] | 1.25 | 302 | 2 | 698 | [10 empty] | 0 | 0 | 1000 | 74 | 6 | 6 | 5061.8574 | 0 | 5061.8574 | 5453.727 | 431 | 0.5 | UTGS
829 | RES | UTGS | 320 | 760 | 0.25 | F | SL0000252037 | No | 0.75 | 20 | [12 empty] | 2 | 1000 | [12 empty] | 0 | 0 | 1000 | 20 | 11 | 84 | 1287.6696 | 0 | 1287.6696 | 387.0353 | 431 | 0.75 | UTGS
830 | IND | UTTSS | 6600 | 272 | 5 | F | SL0000252329 | No | 1.25 | 80 | [12 empty] | 2 | 816.91 | 4 | 93.04 | 6 | 1 | 8 | 89.04 | [6 empty] | 0 | 0 | 999.99 | 80 | 6 | 11 | 5961.0782 | 0 | 5961.0782 | 3345.1934 | 3698.6667 | 1.25 | UTTSS
831 | RES | UTGS | 320 | 261 | 0.25 | F | SL0000252448 | No | 0.75 | 26 | [12 empty] | 1.25 | 132 | 2 | 418.38 | 4 | 449.62 | [8 empty] | 0 | 0 | 1000 | 26 | 9 | 66 | 1673.9704 | 0 | 1673.9704 | 542.8354 | 431 | 0.75 | UTGS
832 | RES | UTGS | 320 | 260 | 0.25 | F | SL0000252557 | No | 0.75 | 21 | [12 empty] | 1.25 | 173 | 2 | 542.7 | 3 | 284.3 | [8 empty] | 0 | 0 | 1000 | 21 | 10 | 60 | 1352.053 | 0 | 1352.053 | 483.7856 | 431 | 0.75 | UTGS
833 | COM | UTTSM | 10250 | 208 | 45 | H | SL0000252870 | No | 2 | 68 | [12 empty] | 2 | 184 | 4 | 816 | [10 empty] | 0 | 0 | 1000 | 68 | 1 | 2 | 4962.8765 | 0 | 4962.8765 | 19180.8409 | 45278.8147 | 2 | UTTSM
834 | RES | UTGS | 320 | 160 | 0.25 | F | SL0000252890 | No | 0.75 | 35 | [12 empty] | 1.25 | 226.79 | 2 | 514 | 3 | 259.21 | [8 empty] | 0 | 0 | 1000 | 35 | 13 | 102 | 2253.4217 | 0 | 2253.4217 | 288.068 | 431 | 0.75 | UTGS
835 | RES | UTGS | 320 | 160 | 0.25 | F | SL0000252937 | No | 0.5 | 32 | [12 empty] | 1.25 | 122.96 | 2 | 209.54 | 3 | 667.5 | [8 empty] | 0 | 0 | 1000 | 32 | 12 | 12 | 2188.9113 | 0 | 2188.9113 | 2011.0945 | 431 | 0.5 | UTGS
836 | RES | UTGS | 320 | 461 | 0.25 | F | SL0000253498 | No | 0.5 | 104 | [12 empty] | 1.25 | 91.48 | 2 | 431.53 | 3 | 476.99 | [8 empty] | 0 | 0 | 1000 | 104 | 13 | 13 | 7113.9617 | 0 | 7113.9617 | 2040.5203 | 431 | 0.5 | UTGS
837 | RES | UTGS | 320 | 760 | 0.25 | F | SL0000253657 | No | 0.5 | 45 | [12 empty] | 1.25 | 424 | 2 | 576 | [10 empty] | 0 | 0 | 1000 | 45 | 13 | 13 | 3078.1565 | 0 | 3078.1565 | 2523.674 | 431 | 0.5 | UTGS
838 | RES | UTGS | 320 | 360 | 0.25 | F | SL0000253949 | No | 0.5 | 20 | [12 empty] | 1.25 | 109.45 | 2 | 890.55 | [10 empty] | 0 | 0 | 1000 | 20 | 17 | 17 | 1368.0696 | 0 | 1368.0696 | 1916.9163 | 431 | 0.5 | UTGS
839 | COM | UTTSS | 14500 | 274 | 5 | F | SL0000254467 | No | 2 | 29 | [12 empty] | 2 | 58.91 | 4 | 941.09 | [10 empty] | 0 | 0 | 1000 | 29 | 2 | 4 | 2116.5209 | 0 | 2116.5209 | 9814.6443 | 10791.3333 | 2 | UTTSS
840 | COM | UTFS | 5000 | 272 | 0.25 | F | SL0000254625 | No | 2 | 256 | [12 empty] | 2 | 285 | 8 | 715 | [10 empty] | 0 | 0 | 1000 | 256 | 4 | 4 | 18683.7703 | 0 | 18683.7703 | 15338.5154 | 3698.6667 | 2 | UTFS
841 | IND | UTTSS | 44352 | 234 | 45 | H | SL0000254698 | No | 3 | 245 | [12 empty] | 6 | 1000 | [12 empty] | 0 | 0 | 1000 | 245 | 2 | 5 | 17880.9521 | 0 | 17880.9521 | 12006.1923 | 60371.7529 | 3 | UTTSS
842 | RES | UTGS | 320 | 160 | 0.25 | F | SL0000254781 | No | 0.75 | 69 | [12 empty] | 1.25 | 178 | 2 | 822 | [10 empty] | 0 | 0 | 1000 | 69 | 9 | 97 | 4442.46 | 0 | 4442.46 | 336.4491 | 431 | 0.75 | UTGS
843 | COM | UTTSS | 6600 | 272 | 5 | F | SL0000254910 | No | 2 | 106 | [12 empty] | 1.25 | 360 | 2 | 183.17 | 3 | 456.83 | [8 empty] | 0 | 0 | 1000 | 106 | 10 | 34 | 7736.2487 | 0 | 7736.2487 | 793.2458 | 3698.6667 | 2 | UTTSS
844 | COM | UTTSS | 13500 | 158 | 5 | F | SL0000254978 | No | 2 | 16 | [12 empty] | 2 | 400 | 6 | 242.6 | 16 | 357.4 | [8 empty] | 0 | 0 | 1000 | 16 | 3 | 3 | 1167.7356 | 0 | 1167.7356 | 17868.2766 | 10791.3333 | 2 | UTTSS
845 | COM | UTGS | 33200 | 274 | 30 | L | SL0000255018 | No | 4 | 14 | [12 empty] | 1.25 | 178.79 | 4 | 821.21 | [10 empty] | 0 | 0 | 1000 | 14 | 7 | 7 | 1071.6087 | 0 | 1071.6087 | 5503.4558 | 25053.95 | 4 | UTGS
846 | RES | UTGS | 320 | 460 | 0.25 | F | SL0000255058 | No | 0.5 | 60 | [12 empty] | 2 | 1000 | [12 empty] | 0 | 0 | 1000 | 60 | 30 | 46 | 4104.2087 | 0 | 4104.2087 | 706.76 | 431 | 0.5 | UTGS
847 | COM | UTTSS | 5118 | 208 | 1 | F | SL0000255092 | No | 1.25 | 98 | [12 empty] | 4 | 1000 | [12 empty] | 0 | 0 | 1000 | 98 | 8 | 24 | 7302.3208 | 0 | 7302.3208 | 1653.3734 | 3698.6667 | 1.25 | UTTSS
848 | RES | UTGS | 306 | 111 | 0.25 | F | SL0000255179 | No | 0.75 | 19 | 1.25 | 41.21 | [10 empty] | 1.25 | 168.19 | 2 | 131.19 | 3 | 700.63 | [8 empty] | 0 | 0 | 1000.01 | 60.21 | 15 | 97 | 4293.9865 | 0 | 4293.9865 | 244.7941 | 431 | 0.75 | UTGS
849 | COM | UTTSS | 14500 | 274 | 5 | F | SL0000255736 | No | 2 | 92 | [12 empty] | 1.25 | 126.3 | 4 | 873.7 | [10 empty] | 0 | 0 | 1000 | 92 | 3 | 9 | 6714.48 | 0 | 6714.48 | 4318.2001 | 10791.3333 | 2 | UTTSS
850 | RES | UTGS | 320 | 160 | 0.25 | F | SL0000255792 | No | 0.5 | 28 | [12 empty] | 1.25 | 349 | 2 | 651 | [10 empty] | 0 | 0 | 1000 | 28 | 8 | 8 | 1915.2974 | 0 | 1915.2974 | 4094.4077 | 431 | 0.5 | UTGS
851 | RES | UTGS | 320 | 760 | 0.25 | F | SL0000255919 | No | 0.75 | 126 | 1.25 | 115.19 | [10 empty] | 4 | 1000 | [12 empty] | 0 | 0 | 1000 | 241.19 | 15 | 46 | 16695.5257 | 0 | 16695.5257 | 862.6296 | 431 | 0.75 | UTGS
852 | COM | UTFS | 5550 | 272 | 2 | F | SL0000256042 | No | 1.25 | 109 | [12 empty] | 2 | 157.82 | 3 | 406 | 4 | 436.18 | [8 empty] | 0 | 0 | 1000 | 109 | 2 | 2 | 8121.9691 | 0 | 8121.9691 | 15245.1462 | 3698.6667 | 1.25 | UTFS
853 | RES | UTGS | 306 | 111 | 0.25 | F | SL0000256225 | No | 0.5 | 91 | [12 empty] | 2 | 1000 | [12 empty] | 0 | 0 | 1000 | 91 | 19 | 19 | 6224.7165 | 0 | 6224.7165 | 1711.1032 | 431 | 0.5 | UTGS
854 | COM | UTTSS | 6600 | 272 | 5 | F | SL0000256283 | No | 0.5 | 4 | 2 | 28 | [10 empty] | 4 | 144 | 6 | 3 | 8 | 853 | [8 empty] | 0 | 0 | 1000 | 32 | 4 | 5 | 2317.1513 | 0 | 2317.1513 | 13607.2043 | 3698.6667 | 0.5 | UTTSS
855 | RES | UTGS | 320 | 160 | 0.25 | F | SL0000256389 | No | 0.5 | 28 | [12 empty] | 1.25 | 670.34 | 2 | 329.66 | [10 empty] | 0 | 0 | 1000 | 28 | 10 | 10 | 1915.2974 | 0 | 1915.2974 | 3298.02 | 431 | 0.5 | UTGS
856 | RES | UTGS | 320 | 160 | 0.25 | F | SL0000256496 | No | 0.5 | 50 | [12 empty] | 1.25 | 197.86 | 2 | 418.86 | 4 | 383.28 | [8 empty] | 0 | 0 | 1000 | 50 | 12 | 12 | 3420.1739 | 0 | 3420.1739 | 2949.7984 | 431 | 0.5 | UTGS
857 | COM | UTFS | 6600 | 272 | 5 | F | SL0000256521 | No | 2 | 59 | [12 empty] | 4 | 231.63 | 6 | 592.75 | 8 | 86.81 | 12 | 88.81 | [6 empty] | 0 | 0 | 1000 | 59 | 2 | 11 | 4306.0252 | 0 | 4306.0252 | 5233.5218 | 3698.6667 | 2 | UTFS
858 | RES | UTGS | 320 | 360 | 0.25 | F | SL0000256543 | No | 0.5 | 81 | [12 empty] | 2 | 1000 | [12 empty] | 0 | 0 | 1000 | 81 | 20 | 20 | 5540.6817 | 0 | 5540.6817 | 1625.5481 | 431 | 0.5 | UTGS
859 | COM | UTTSS | 3000 | 271 | 0.25 | F | SL0000256699 | No | 1.25 | 137 | [12 empty] | 4 | 1000 | [12 empty] | 0 | 0 | 1000 | 137 | 1 | 2 | 10208.3465 | 0 | 10208.3465 | 19840.4809 | 2145.6667 | 1.25 | UTTSS
860 | RES | UTGS | 320 | 160 | 0.25 | F | SL0000256861 | No | 0.75 | 17 | [12 empty] | 1.25 | 150 | 2 | 219 | 3 | 631 | [8 empty] | 0 | 0 | 1000 | 17 | 18 | 56 | 1094.5191 | 0 | 1094.5191 | 439.5515 | 431 | 0.75 | UTGS
861 | RES | UTGS | 320 | 160 | 0.25 | F | SL0000256924 | No | 0.5 | 41 | [12 empty] | 2 | 30.86 | 3 | 969.14 | [10 empty] | 0 | 0 | 1000 | 41 | 7 | 7 | 2804.5426 | 0 | 2804.5426 | 2888.8952 | 431 | 0.5 | UTGS
862 | RES | UTGS | 320 | 160 | 0.25 | F | SL0000257063 | No | 0.5 | 50 | [12 empty] | 2 | 1000 | [12 empty] | 0 | 0 | 1000 | 50 | 21 | 21 | 3420.1739 | 0 | 3420.1739 | 1548.141 | 431 | 0.5 | UTGS
863 | COM | UTTSS | 5550 | 272 | 2 | F | SL0000257106 | No | 1.25 | 118 | [12 empty] | 2 | 363.52 | 4 | 636.48 | [10 empty] | 0 | 0 | 1000 | 118 | 3 | 3 | 8792.5904 | 0 | 8792.5904 | 12358.1744 | 3698.6667 | 1.25 | UTTSS
864 | COM | UTFS | 1000 | 115 | 0.25 | F | SL0000257305 | No | 1.25 | 67 | [12 empty] | 3 | 752 | 4 | 248 | [10 empty] | 0 | 0 | 1000 | 67 | 11 | 16 | 4992.403 | 0 | 4992.403 | 1547.1101 | 1475.8773 | 1.25 | UTFS
865 | RES | UTGS | 320 | 361 | 0.25 | F | SL0000257325 | No | 0.5 | 42 | [12 empty] | 1.25 | 709.06 | 2 | 290.94 | [10 empty] | 0 | 0 | 1000 | 42 | 14 | 14 | 2872.9461 | 0 | 2872.9461 | 2357.6646 | 431 | 0.5 | UTGS
866 | COM | UTTSS | 44350 | 274 | 45 | H | SL0000257439 | No | 4 | 204 | [12 empty] | 4 | 1000 | [12 empty] | 0 | 0 | 1000 | 204 | 4 | 7 | 15614.8695 | 0 | 15614.8695 | 5668.7088 | 60371.7529 | 4 | UTTSS
867 | RES | UTGS | 320 | 127 | 0.25 | F | SL0000257450 | No | 0.75 | 118 | [12 empty] | 2 | 1000 | [12 empty] | 0 | 0 | 1000 | 118 | 21 | 97 | 7597.2504 | 0 | 7597.2504 | 335.1646 | 431 | 0.75 | UTGS
868 | RES | UTGS | 320 | 760 | 0.25 | F | SL0000257470 | No | 0.75 | 92 | [12 empty] | 2 | 1000 | [12 empty] | 0 | 0 | 1000 | 92 | 20 | 93 | 5923.28 | 0 | 5923.28 | 349.5802 | 431 | 0.75 | UTGS
869 | RES | UTGS | 320 | 160 | 0.25 | F | SL0000257714 | No | 0.75 | 68 | [12 empty] | 2 | 745.21 | 4 | 254.79 | [10 empty] | 0 | 0 | 1000 | 68 | 12 | 42 | 4378.0765 | 0 | 4378.0765 | 817.5668 | 431 | 0.75 | UTGS
870 | COM | UTTSS | 1980 | 270 | 5 | F | SL0000257742 | No | 2 | 48 | [12 empty] | 2 | 240.14 | 4 | 759.86 | [10 empty] | 0 | 0 | 1000 | 48 | 16 | 31 | 3503.2069 | 0 | 3503.2069 | 1224.489 | 2169 | 2 | UTTSS
871 | COM | UTTSS | 9200 | 273 | 5 | F | SL0000257814 | No | 2 | 92 | [12 empty] | 2 | 18.91 | 4 | 904 | 6 | 77.09 | [8 empty] | 0 | 0 | 1000 | 92 | 4 | 5 | 6714.48 | 0 | 6714.48 | 8222.8317 | 5118 | 2 | UTTSS
872 | RES | UTGS | 320 | 360 | 0.25 | F | SL0000258084 | No | 0.75 | 44.36 | [12 empty] | 2 | 199.5 | 3 | 11 | 4 | 789.5 | [8 empty] | 0 | 0 | 1000 | 44.36 | 22 | 35 | 2856.0511 | 0 | 2856.0511 | 1086.6342 | 431 | 0.75 | UTGS
873 | RES | UTGS | 320 | 361 | 0.25 | F | SL0000258097 | No | 0.5 | 32 | [12 empty] | 2 | 1000 | [12 empty] | 0 | 0 | 1000 | 32 | 15 | 16 | 2188.9113 | 0 | 2188.9113 | 2031.9351 | 431 | 0.5 | UTGS
874 | RES | UTGS | 320 | 760 | 0.25 | F | SL0000258257 | No | 0.5 | 178 | [12 empty] | 2 | 1000 | [12 empty] | 0 | 0 | 1000 | 178 | 12 | 13 | 12175.8191 | 0 | 12175.8191 | 2500.8432 | 431 | 0.5 | UTGS
875 | COM | UTTSS | 6600 | 272 | 5 | F | SL0000258322 | No | 2 | 16 | [12 empty] | 4 | 626.48 | 16 | 373.52 | [10 empty] | 0 | 0 | 1000 | 16 | 4 | 6 | 1167.7356 | 0 | 1167.7356 | 8678.4367 | 3698.6667 | 2 | UTTSS
876 | RES | UTGS | 320 | 160 | 0.25 | F | SL0000258460 | No | 0.5 | 110.36 | [12 empty] | 1.25 | 4.82 | 2 | 995.18 | [10 empty] | 0 | 0 | 1000 | 110.36 | 29 | 46 | 7549.0078 | 0 | 7549.0078 | 706.8334 | 431 | 0.5 | UTGS
877 | COM | UTFS | 2400 | 255 | 2 | F | SL0000258461 | No | 2 | 207 | [12 empty] | 2 | 1000 | [12 empty] | 0 | 0 | 1000 | 207 | 2 | 3 | 15107.5799 | 0 | 15107.5799 | 10836.9872 | 2428.75 | 2 | UTFS
878 | RES | UTGS | 320 | 361 | 0.25 | F | SL0000258628 | No | 0.75 | 29 | [12 empty] | 1.25 | 131 | 2 | 222.91 | 4 | 646.09 | [8 empty] | 0 | 0 | 1000 | 29 | 8 | 55 | 1867.1209 | 0 | 1867.1209 | 677.0023 | 431 | 0.75 | UTGS
879 | COM | UTFS | 6600 | 272 | 5 | F | SL0000258684 | No | 2 | 29 | [12 empty] | 2 | 182.71 | 8 | 817.29 | [10 empty] | 0 | 0 | 1000 | 29 | 2 | 2 | 2116.5209 | 0 | 2116.5209 | 32740.2202 | 3698.6667 | 2 | UTFS
880 | COM | UTGS | 320 | 260 | 0.25 | F | SL0000258709 | No | 1.25 | 272 | [12 empty] | 2 | 317.93 | 4 | 682.07 | [10 empty] | 0 | 0 | 1000 | 272 | 4 | 17 | 20267.666 | 0 | 20267.666 | 2200.0826 | 431 | 1.25 | UTGS
881 | RES | UTGS | 320 | 160 | 0.25 | F | SL0000258722 | No | 0.5 | 43.65 | 0.75 | 36 | [10 empty] | 1.25 | 441 | 2 | 557 | 6 | 2 | [8 empty] | 0 | 0 | 1000 | 79.65 | 15 | 15 | 5303.617 | 0 | 5303.617 | 2191.6468 | 431 | 0.5 | UTGS
882 | RES | UTGS | 320 | 160 | 0.25 | F | SL0000258782 | No | 0.5 | 37 | [12 empty] | 1.25 | 873.38 | 2 | 126.62 | [10 empty] | 0 | 0 | 1000 | 37 | 10 | 10 | 2530.9287 | 0 | 2530.9287 | 3312.2328 | 431 | 0.5 | UTGS
883 | RES | UTGS | 320 | 361 | 0.25 | F | SL0000258791 | No | 0.75 | 48 | [12 empty] | 1.25 | 137 | 2 | 863 | [10 empty] | 0 | 0 | 1000 | 48 | 15 | 58 | 3090.4069 | 0 | 3090.4069 | 562.1873 | 431 | 0.75 | UTGS
884 | COM | UTTSS | 31000 | 158 | 45 | H | SL0000259120 | No | 2 | 1 | [12 empty] | 2 | 567.5 | 4 | 432.5 | [10 empty] | 0 | 0 | 1000 | 1 | 5 | 6 | 72.9835 | 0 | 72.9835 | 5935.3311 | 60371.7529 | 2 | UTTSS
885 | RES | UTGS | 320 | 261 | 0.25 | F | SL0000259360 | No | 0.5 | 27 | [12 empty] | 1.25 | 64.11 | 2 | 935.89 | [10 empty] | 0 | 0 | 1000 | 27 | 11 | 11 | 1846.8939 | 0 | 1846.8939 | 2959.6217 | 431 | 0.5 | UTGS
886 | RES | UTGS | 320 | 760 | 0.25 | F | SL0000259430 | No | 0.5 | 24 | [12 empty] | 1.25 | 888.73 | 2 | 111.27 | [10 empty] | 0 | 0 | 1000 | 24 | 10 | 10 | 1641.6835 | 0 | 1641.6835 | 3313.3073 | 431 | 0.5 | UTGS
887 | COM | UTFS | 5550 | 272 | 2 | F | SL0000259601 | No | 2 | 139 | [12 empty] | 6 | 37.9 | 8 | 962.1 | [10 empty] | 0 | 0 | 1000 | 139 | 1 | 1 | 10144.7034 | 0 | 10144.7034 | 72365.0837 | 3698.6667 | 2 | UTFS
888 | RES | UTGS | 320 | 160 | 0.25 | F | SL0000259626 | No | 0.75 | 56 | [12 empty] | 2 | 159.88 | 3 | 840.12 | [10 empty] | 0 | 0 | 1000 | 56 | 15 | 96 | 3605.4748 | 0 | 3605.4748 | 227.69 | 431 | 0.75 | UTGS
889 | RES | UTGS | 320 | 127 | 0.25 | F | SL0000259655 | No | 0.75 | 17 | [12 empty] | 2 | 289 | 3 | 711 | [10 empty] | 0 | 0 | 1000 | 17 | 12 | 84 | 1094.5191 | 0 | 1094.5191 | 279.7081 | 431 | 0.75 | UTGS
890 | RES | UTGS | 320 | 361 | 0.25 | F | SL0000259764 | No | 0.75 | 82 | [12 empty] | 2 | 386 | 4 | 614 | [10 empty] | 0 | 0 | 1000 | 82 | 10 | 11 | 5279.4452 | 0 | 5279.4452 | 3355.7583 | 431 | 0.75 | UTGS
891 | IND | UTTSS | 9200 | 273 | 5 | F | SL0000259771 | No | 1.25 | 72 | [12 empty] | 4 | 1000 | [12 empty] | 0 | 0 | 1000 | 72 | 5 | 5 | 5364.9704 | 0 | 5364.9704 | 7936.1923 | 5118 | 1.25 | UTTSS
892 | RES | UTGS | 306 | 111 | 0.25 | F | SL0000259863 | No | 0.5 | 27 | [12 empty] | 1.25 | 108.49 | 2 | 891.51 | [10 empty] | 0 | 0 | 1000 | 27 | 6 | 6 | 1846.8939 | 0 | 1846.8939 | 5431.1508 | 431 | 0.5 | UTGS
893 | COM | UTFS | 4000 | 271 | 5 | F | SL0000259909 | No | 1.25 | 119 | [12 empty] | 1.25 | 7 | 2 | 329 | 4 | 664 | [8 empty] | 0 | 0 | 1000 | 119 | 36 | 58 | 8867.1039 | 0 | 8867.1039 | 642.7024 | 2145.6667 | 1.25 | UTFS
894 | RES | UTGS | 320 | 361 | 0.25 | F | SL0000260234 | No | 0.5 | 18 | [12 empty] | 1.25 | 80.08 | 2 | 919.92 | [10 empty] | 0 | 0 | 1000 | 18 | 11 | 11 | 1231.2626 | 0 | 1231.2626 | 2960.638 | 431 | 0.5 | UTGS
895 | RES | UTGS | 320 | 361 | 0.25 | F | SL0000260568 | No | 0.75 | 40.98 | [12 empty] | 2 | 675.17 | 3 | 324.83 | [10 empty] | 0 | 0 | 1000 | 40.98 | 19 | 80 | 2638.4349 | 0 | 2638.4349 | 354.9015 | 431 | 0.75 | UTGS
896 | RES | UTGS | 320 | 160 | 0.25 | F | SL0000260569 | No | 0.75 | 14.35 | [12 empty] | 2 | 536.14 | 3 | 463.86 | [10 empty] | 0 | 0 | 1000 | 14.35 | 23 | 127 | 923.9029 | 0 | 923.9029 | 209.6789 | 431 | 0.75 | UTGS
897 | RES | UTGS | 320 | 760 | 0.25 | F | SL0000260664 | No | 0.5 | 70 | [12 empty] | 2 | 374.46 | 3 | 625.54 | [10 empty] | 0 | 0 | 1000 | 70 | 13 | 13 | 4788.2434 | 0 | 4788.2434 | 1890.7011 | 431 | 0.5 | UTGS
898 | COM | UTTSS | 3700 | 156 | 5 | F | SL0000260697 | No | 1.25 | 62 | [12 empty] | 1.25 | 209.83 | 2 | 483.83 | 4 | 100.67 | 6 | 205.67 | [6 empty] | 0 | 0 | 1000 | 62 | 1 | 7 | 4619.8356 | 0 | 4619.8356 | 5577.0979 | 2145.6667 | 1.25 | UTTSS
899 | RES | UTGS | 320 | 361 | 0.25 | F | SL0000260785 | No | 0.5 | 101 | [12 empty] | 1.25 | 606.47 | 2 | 393.53 | [10 empty] | 0 | 0 | 1000 | 101 | 16 | 16 | 6908.7513 | 0 | 6908.7513 | 2058.4682 | 431 | 0.5 | UTGS
900 | RES | UTGS | 320 | 760 | 0.25 | F | SL0000260852 | No | 0.75 | 187 | [12 empty] | 2 | 149.72 | 4 | 850.28 | [10 empty] | 0 | 0 | 1000 | 187 | 7 | 7 | 12039.7104 | 0 | 12039.7104 | 5515.3528 | 431 | 0.75 | UTGS
901 | IND | UTTSS | 31000 | 158 | 45 | H | SL0000260943 | No | 2 | 222 | [12 empty] | 2 | 110 | 3 | 890 | [10 empty] | 0 | 0 | 1000 | 222 | 5 | 6 | 16202.3321 | 0 | 16202.3321 | 3537.627 | 60371.7529 | 2 | UTTSS
902 | COM | UTFS | 2700 | 255 | 5 | F | SL0000261178 | No | 1.25 | 52 | [12 empty] | 2 | 1000 | [12 empty] | 0 | 0 | 1000 | 52 | 7 | 7 | 3874.7008 | 0 | 3874.7008 | 4644.4231 | 2428.75 | 1.25 | UTFS
903 | COM | UTGS | 2400 | 255 | 2 | F | SL0000261298 | No | 1.25 | 394 | [12 empty] | 6 | 1000 | [12 empty] | 0 | 0 | 1000 | 394 | 4 | 6 | 29358.3103 | 0 | 29358.3103 | 10005.1603 | 2428.75 | 1.25 | UTGS
904 | RES | UTGS | 320 | 160 | 0.25 | F | SL0000261489 | No | 0.75 | 119 | [12 empty] | 2 | 931.96 | 3 | 68.04 | [10 empty] | 0 | 0 | 1000 | 119 | 14 | 14 | 7661.6339 | 0 | 7661.6339 | 2260.5868 | 431 | 0.75 | UTGS
905 | RES | UTGS | 320 | 127 | 0.25 | F | SL0000261571 | No | 0.5 | 15 | [12 empty] | 1.25 | 1.74 | 2 | 497.05 | 3 | 359 | 6 | 142.21 | [6 empty] | 0 | 0 | 1000 | 15 | 27 | 80 | 1026.0522 | 0 | 1026.0522 | 398.421 | 431 | 0.5 | UTGS
906 | RES | UTGS | 320 | 760 | 0.25 | F | SL0000261660 | No | 0.5 | 32 | [12 empty] | 2 | 1000 | [12 empty] | 0 | 0 | 1000 | 32 | 15 | 15 | 2188.9113 | 0 | 2188.9113 | 2167.3974 | 431 | 0.5 | UTGS
907 | COM | UTTSS | 2630 | 278 | 5 | F | SL0000261974 | No | 1.25 | 226 | [12 empty] | 0.75 | 54.48 | 2 | 945.52 | [10 empty] | 0 | 0 | 1000 | 226 | 9 | 15 | 16840.046 | 0 | 16840.046 | 2194.928 | 2428.75 | 1.25 | UTTSS
908 | COM | UTTSS | 6600 | 272 | 5 | F | SL0000262037 | No | 1.25 | 36 | [12 empty] | 1.25 | 137 | 2 | 214.97 | 3 | 648.03 | [8 empty] | 0 | 0 | 1000 | 36 | 13 | 28 | 2682.4852 | 0 | 2682.4852 | 871.0658 | 3698.6667 | 1.25 | UTTSS
909 | RES | UTGS | 320 | 760 | 0.25 | F | SL0000262050 | No | 0.75 | 9 | [12 empty] | 0.75 | 11.1 | 2 | 543.36 | 4 | 66.2 | 6 | 379.35 | [6 empty] | 0 | 0 | 1000.01 | 9 | 9 | 17 | 579.4513 | 0 | 579.4513 | 2559.3995 | 431 | 0.75 | UTGS
910 | RES | UTGS | 320 | 261 | 0.25 | F | SL0000262080 | No | 0.5 | 16 | [12 empty] | 1.25 | 273.22 | 2 | 610.86 | 3 | 115.92 | [8 empty] | 0 | 0 | 1000 | 16 | 10 | 10 | 1094.4556 | 0 | 1094.4556 | 3123.235 | 431 | 0.5 | UTGS
911 | COM | UTTSS | 6600 | 272 | 5 | F | SL0000262252 | No | 1.25 | 199 | [12 empty] | 1.25 | 217.76 | 2 | 604.76 | 3 | 40.87 | 16 | 136.61 | [6 empty] | 0 | 0 | 1000 | 199 | 2 | 2 | 14828.1821 | 0 | 14828.1821 | 18828.0048 | 3698.6667 | 1.25 | UTTSS
912 | RES | UTGS | 540 | 159 | 0.25 | F | SL0000262270 | No | 0.75 | 98 | [12 empty] | 1.25 | 12.94 | 2 | 888.94 | 4 | 98.12 | [8 empty] | 0 | 0 | 1000 | 98 | 16 | 16 | 6309.5808 | 0 | 6309.5808 | 2076.4713 | 585.0096 | 0.75 | UTGS
913 | COM | UTFS | 3300 | 271 | 2 | F | SL0000262311 | No | 1.25 | 81 | [12 empty] | 4 | 71.17 | 6 | 316.31 | 8 | 612.52 | [8 empty] | 0 | 0 | 1000 | 81 | 4 | 4 | 6035.5917 | 0 | 6035.5917 | 16608.7897 | 2145.6667 | 1.25 | UTFS
914 | RES | UTGS | 320 | 260 | 0.25 | F | SL0000262435 | No | 0.5 | 68 | [12 empty] | 2 | 825.27 | 4 | 174.73 | [10 empty] | 0 | 0 | 1000 | 68 | 4 | 4 | 4651.4365 | 0 | 4651.4365 | 8440.944 | 431 | 0.5 | UTGS
915 | COM | UTGS | 320 | 361 | 0.25 | F | SL0000262779 | No | 1.25 | 81 | [12 empty] | 2 | 291.42 | 4 | 708.58 | [10 empty] | 0 | 0 | 1000 | 81 | 8 | 26 | 6035.5917 | 0 | 6035.5917 | 1445.8262 | 431 | 1.25 | UTGS
916 | COM | UTGS | 581 | 260 | 4 | F | SL0000262800 | No | 2 | 300 | [12 empty] | 2 | 1000 | [12 empty] | 0 | 0 | 1000 | 300 | 16 | 59 | 21895.0433 | 0 | 21895.0433 | 551.0332 | 585.0096 | 2 | UTGS
917 | COM | UTTSS | 6600 | 272 | 5 | F | SL0000262812 | No | 1.25 | 173 | [12 empty] | 4 | 1000 | [12 empty] | 0 | 0 | 1000 | 173 | 2 | 3 | 12890.8317 | 0 | 12890.8317 | 13226.9872 | 3698.6667 | 1.25 | UTTSS
918 | COM | UTFS | 3300 | 271 | 2 | F | SL0000262853 | No | 1.25 | 298 | [12 empty] | 2 | 249 | 4 | 751 | [10 empty] | 0 | 0 | 1000 | 298 | 12 | 17 | 22205.0164 | 0 | 22205.0164 | 2229.1548 | 2145.6667 | 1.25 | UTFS
919 | IND | UTTSS | 2090 | 278 | 1 | F | SL0000262931 | No | 1.25 | 102 | [12 empty] | 4 | 1000 | [12 empty] | 0 | 0 | 1000 | 102 | 7 | 7 | 7600.3747 | 0 | 7600.3747 | 5668.7088 | 2428.75 | 1.25 | UTTSS
920 | RES | UTGS | 320 | 360 | 0.25 | F | SL0000262992 | No | 0.75 | 36 | [12 empty] | 1.25 | 537 | 2 | 91.69 | 4 | 371.31 | [8 empty] | 0 | 0 | 1000 | 36 | 12 | 51 | 2317.8052 | 0 | 2317.8052 | 697.0422 | 431 | 0.75 | UTGS
921 | RES | UTGS | 320 | 361 | 0.25 | F | SL0000263119 | No | 0.5 | 65 | [12 empty] | 2 | 321.71 | 3 | 678.29 | [10 empty] | 0 | 0 | 1000 | 65 | 16 | 16 | 4446.2261 | 0 | 4446.2261 | 1494.3903 | 431 | 0.5 | UTGS
922 | RES | UTGS | 320 | 760 | 0.25 | F | SL0000263577 | No | 0.75 | 44 | [12 empty] | 2 | 1000 | [12 empty] | 0 | 0 | 1000 | 44 | 12 | 12 | 2832.873 | 0 | 2832.873 | 2709.2468 | 431 | 0.75 | UTGS
923 | COM | UTFS | 3300 | 271 | 2 | F | SL0000263650 | No | 1.25 | 236 | [12 empty] | 6 | 1000 | [12 empty] | 0 | 0 | 1000 | 236 | 2 | 3 | 17585.1808 | 0 | 17585.1808 | 20010.3206 | 2145.6667 | 1.25 | UTFS
924 | COM | UTTSS | 4000 | 271 | 5 | F | SL0000263700 | No | 1.25 | 214 | [12 empty] | 1.25 | 258.82 | 2 | 741.18 | [10 empty] | 0 | 0 | 1000 | 214 | 3 | 3 | 15945.8843 | 0 | 15945.8843 | 10897.3786 | 2145.6667 | 1.25 | UTTSS
925 | IND | UTTSS | 21100 | 275 | 5 | F | SL0000263713 | No | 2 | 232 | [12 empty] | 4 | 1000 | [12 empty] | 0 | 0 | 1000 | 232 | 1 | 1 | 16932.1669 | 0 | 16932.1669 | 39680.9617 | 18747.15 | 2 | UTTSS
926 | RES | UTGS | 320 | 160 | 0.25 | F | SL0000263778 | No | 0.5 | 43 | [12 empty] | 1.25 | 658.09 | 2 | 341.91 | [10 empty] | 0 | 0 | 1000 | 43 | 16 | 16 | 2941.3495 | 0 | 2941.3495 | 2060.7265 | 431 | 0.5 | UTGS
927 | COM | UTTSS | 5000 | 272 | 0.25 | F | SL0000264001 | No | 1.25 | 90 | [12 empty] | 2 | 1000 | [12 empty] | 0 | 0 | 1000 | 90 | 15 | 22 | 6706.213 | 0 | 6706.213 | 1477.771 | 3698.6667 | 1.25 | UTTSS
928 | RES | UTGS | 306 | 211 | 0.25 | F | SL0000264092 | No | 0.5 | 40 | [12 empty] | 2 | 715.62 | 3 | 284.38 | [10 empty] | 0 | 0 | 1000 | 40 | 17 | 19 | 2736.1391 | 0 | 2736.1391 | 1521.317 | 431 | 0.5 | UTGS
929 | COM | UTGS | 930 | 220 | 2 | F | SL0000264133 | No | 0.75 | 206.22 | [12 empty] | 2 | 1000 | [12 empty] | 0 | 0 | 1000 | 206.22 | 15 | 27 | 13277.1608 | 0 | 13277.1608 | 1204.1097 | 1475.8773 | 0.75 | UTGS
930 | IND | UTTSS | 6600 | 272 | 5 | F | SL0000264217 | No | 1.25 | 154 | [12 empty] | 4 | 1000 | [12 empty] | 0 | 0 | 1000 | 154 | 1 | 1 | 11475.0756 | 0 | 11475.0756 | 39680.9617 | 3698.6667 | 1.25 | UTTSS
931 | COM | UTGS | 320 | 361 | 0.25 | F | SL0000264265 | No | 0.75 | 112 | [12 empty] | 2 | 147.44 | 4 | 852.56 | [10 empty] | 0 | 0 | 1000 | 112 | 14 | 56 | 7210.9495 | 0 | 7210.9495 | 689.711 | 431 | 0.75 | UTGS
932 | IND | UTTSS | 14500 | 274 | 5 | F | SL0000264469 | No | 2 | 67 | [12 empty] | 4 | 1000 | [12 empty] | 0 | 0 | 1000 | 67 | 2 | 2 | 4889.893 | 0 | 4889.893 | 19840.4809 | 10791.3333 | 2 | UTTSS
933 | COM | UTTSS | 6600 | 272 | 5 | F | SL0000264797 | No | 1.25 | 205 | [12 empty] | 3 | 1000 | [12 empty] | 0 | 0 | 1000 | 205 | 4 | 4 | 15275.263 | 0 | 15275.263 | 4957.7404 | 3698.6667 | 1.25 | UTTSS
934 | COM | UTFS | 2000 | 278 | 0.25 | F | SL0000264846 | No | 1.25 | 214 | [12 empty] | 2 | 166.64 | 4 | 833.36 | [10 empty] | 0 | 0 | 1000 | 214 | 3 | 4 | 15945.8843 | 0 | 15945.8843 | 9621.5382 | 2428.75 | 1.25 | UTFS
935 | IND | UTFS | 6200 | 157 | 5 | F | SL0000264919 | No | 2 | 135 | [12 empty] | 4 | 1000 | [12 empty] | 0 | 0 | 1000 | 135 | 4 | 4 | 9852.7695 | 0 | 9852.7695 | 9920.2404 | 3698.6667 | 2 | UTFS
936 | RES | UTGS | 550 | 261 | 2 | F | SL0000265018 | No | 0.5 | 38 | [12 empty] | 2 | 188.94 | 3 | 225.06 | 4 | 586 | [8 empty] | 0 | 0 | 1000 | 38 | 13 | 13 | 2599.3322 | 0 | 2599.3322 | 2604.5247 | 585.0096 | 0.5 | UTGS
937 | RES | UTGS | 320 | 261 | 0.25 | F | SL0000265080 | No | 0.5 | 10 | [12 empty] | 1.25 | 59 | 2 | 885.12 | 4 | 55.88 | [8 empty] | 0 | 0 | 1000 | 10 | 23 | 23 | 684.0348 | 0 | 684.0348 | 1432.7357 | 431 | 0.5 | UTGS
938 | COM | UTTSS | 3230 | 269 | 45 | H | SL0000265323 | No | 3 | 5 | [12 empty] | 3 | 1000 | [12 empty] | 0 | 0 | 1000 | 5 | 4 | 4 | 364.9174 | 0 | 364.9174 | 4957.7404 | 37732.3455 | 3 | UTTSS
939 | RES | UTGS | 306 | 111 | 0.25 | F | SL0000265541 | No | 0.5 | 44 | [12 empty] | 2 | 304.98 | 4 | 695.02 | [10 empty] | 0 | 0 | 1000 | 44 | 8 | 8 | 3009.753 | 0 | 3009.753 | 4686.7819 | 431 | 0.5 | UTGS
940 | IND | UTTSS | 9200 | 273 | 5 | F | SL0000265592 | No | 2 | 146 | [12 empty] | 4 | 1000 | [12 empty] | 0 | 0 | 1000 | 146 | 4 | 5 | 10655.5878 | 0 | 10655.5878 | 7936.1923 | 5118 | 2 | UTTSS
941 | COM | UTTSS | 28250 | 273 | 45 | H | SL0000265678 | No | 3 | 230 | [12 empty] | 3 | 1000 | [12 empty] | 0 | 0 | 1000 | 230 | 1 | 1 | 16786.1999 | 0 | 16786.1999 | 19830.9617 | 52825.2838 | 3 | UTTSS
942 | COM | UTGS | 2400 | 755 | 2 | F | SL0000265702 | No | 1.25 | 95 | [12 empty] | 0.75 | 204.66 | 1.25 | 150.23 | 2 | 645.11 | [8 empty] | 0 | 0 | 1000 | 95 | 8 | 8 | 7078.7804 | 0 | 7078.7804 | 4270.9307 | 2428.75 | 1.25 | UTGS
943 | RES | UTGS | 320 | 260 | 0.25 | F | SL0000265922 | No | 0.5 | 23 | [12 empty] | 1.25 | 525.13 | 2 | 474.87 | [10 empty] | 0 | 0 | 1000 | 23 | 24 | 24 | 1573.28 | 0 | 1573.28 | 1369.9397 | 431 | 0.5 | UTGS
944 | RES | UTGS | 320 | 461 | 0.25 | F | SL0000266018 | No | 0.75 | 59 | [12 empty] | 1.25 | 174.75 | 3 | 825.25 | [10 empty] | 0 | 0 | 1000 | 59 | 10 | 20 | 3798.6252 | 0 | 3798.6252 | 1108.4558 | 431 | 0.75 | UTGS
945 | RES | UTGS | 500 | 220 | 0.25 | F | SL0000266091 | No | 0.75 | 74 | [12 empty] | 1.25 | 207.71 | 3 | 792.29 | [10 empty] | 0 | 0 | 1000 | 74 | 11 | 11 | 4764.3774 | 0 | 4764.3774 | 2055.4656 | 585.0096 | 0.75 | UTGS
946 | RES | UTGS | 320 | 361 | 0.25 | F | SL0000266267 | No | 0.75 | 61 | [12 empty] | 1.25 | 742.63 | 2 | 257.37 | [10 empty] | 0 | 0 | 1000 | 61 | 7 | 7 | 3927.3921 | 0 | 3927.3921 | 4718.6861 | 431 | 0.75 | UTGS
947 | COM | UTTSM | 21100 | 285 | 5 | F | SL0000266294 | No | 3 | 106 | [12 empty] | 3 | 682.59 | 4 | 317.41 | [10 empty] | 0 | 0 | 1000 | 106 | 4 | 18 | 7736.2487 | 0 | 7736.2487 | 1451.7528 | 18747.15 | 3 | UTTSM
948 | COM | UTTSS | 6600 | 272 | 5 | F | SL0000266394 | No | 2 | 120 | [12 empty] | 2 | 479.85 | 4 | 379.87 | 6 | 140.28 | [8 empty] | 0 | 0 | 1000 | 120 | 3 | 4 | 8758.0173 | 0 | 8758.0173 | 9773.7838 | 3698.6667 | 2 | UTTSS
949 | RES | UTGS | 320 | 361 | 0.25 | F | SL0000266654 | No | 0.5 | 61 | [12 empty] | 1.25 | 603.15 | 2 | 396.85 | [10 empty] | 0 | 0 | 1000 | 61 | 14 | 14 | 4172.6121 | 0 | 4172.6121 | 2352.3691 | 431 | 0.5 | UTGS
950 | COM | UTFS | 3100 | 271 | 1 | F | SL0000266786 | No | 1.25 | 82 | [12 empty] | 1.25 | 424 | 2 | 23.5 | 4 | 552.5 | [8 empty] | 0 | 0 | 1000 | 82 | 12 | 15 | 6110.1052 | 0 | 6110.1052 | 2451.2791 | 2145.6667 | 1.25 | UTFS
951 | RES | UTGS | 306 | 111 | 0.25 | F | SL0000266974 | No | 0.5 | 59 | [12 empty] | 2 | 1000 | [12 empty] | 0 | 0 | 1000 | 59 | 32 | 32 | 4035.8052 | 0 | 4035.8052 | 1015.9676 | 431 | 0.5 | UTGS
952 | COM | UTFS | 3000 | 271 | 0.25 | F | SL0000267059 | No | 1.25 | 186 | [12 empty] | 2 | 579.43 | 3 | 229.14 | 4 | 191.43 | [8 empty] | 0 | 0 | 1000 | 186 | 4 | 5 | 13859.5069 | 0 | 13859.5069 | 6195.6039 | 2145.6667 | 1.25 | UTFS
953 | COM | UTFS | 3000 | 271 | 0.25 | F | SL0000267223 | No | 1.25 | 154 | [12 empty] | 2 | 102.5 | 4 | 897.5 | [10 empty] | 0 | 0 | 1000 | 154 | 11 | 17 | 11475.0756 | 0 | 11475.0756 | 2290.9433 | 2145.6667 | 1.25 | UTFS
954 | RES | UTGS | 320 | 127 | 0.25 | F | SL0000267243 | No | 0.5 | 47 | [12 empty] | 1.25 | 692.86 | 2 | 307.14 | [10 empty] | 0 | 0 | 1000 | 47 | 9 | 9 | 3214.9635 | 0 | 3214.9635 | 3666.2182 | 431 | 0.5 | UTGS
955 | RES | UTGS | 320 | 127 | 0.25 | F | SL0000267257 | No | 0.5 | 41 | [12 empty] | 1.25 | 379.5 | 2 | 43 | 4 | 577.5 | [8 empty] | 0 | 0 | 1000 | 41 | 18 | 18 | 2804.5426 | 0 | 2804.5426 | 2050.9604 | 431 | 0.5 | UTGS
956 | RES | UTGS | 540 | 159 | 0.25 | F | SL0000267289 | No | 0.75 | 72 | [12 empty] | 1.25 | 623 | 2 | 377 | [10 empty] | 0 | 0 | 1000 | 72 | 17 | 17 | 4635.6104 | 0 | 4635.6104 | 1938.0625 | 585.0096 | 0.75 | UTGS
957 | RES | UTGS | 320 | 260 | 0.25 | F | SL0000267344 | No | 0.5 | 45 | [12 empty] | 2 | 1000 | [12 empty] | 0 | 0 | 1000 | 45 | 12 | 12 | 3078.1565 | 0 | 3078.1565 | 2709.2468 | 431 | 0.5 | UTGS
958 | COM | UTTSS | 9200 | 273 | 5 | F | SL0000267510 | No | 2 | 98 | [12 empty] | 2 | 45 | 4 | 955 | [10 empty] | 0 | 0 | 1000 | 98 | 5 | 5 | 7152.3808 | 0 | 7152.3808 | 7871.6623 | 5118 | 2 | UTTSS
959 | RES | UTGS | 540 | 159 | 0.25 | F | SL0000267586 | No | 0.5 | 74 | [12 empty] | 1.25 | 232.61 | 2 | 50.31 | 3 | 717.08 | [8 empty] | 0 | 0 | 1000 | 74 | 5 | 5 | 5061.8574 | 0 | 5061.8574 | 4716.2429 | 585.0096 | 0.5 | UTGS
960 | COM | UTFS | 2630 | 278 | 5 | F | SL0000268005 | No | 1.25 | 268 | [12 empty] | 1.25 | 105 | 2 | 12.51 | 4 | 223.23 | 6 | 604.51 | [6 empty] | 0 | 0 | 945.25 | 268 | 3 | 3 | 19969.6121 | 0 | 19969.6121 | 16347.0536 | 2428.75 | 1.25 | UTFS
961 | COM | UTGS | 930 | 220 | 2 | F | SL0000268101 | No | 1.25 | 50 | [12 empty] | 2 | 383.62 | 4 | 616.38 | [10 empty] | 0 | 0 | 1000 | 50 | 11 | 17 | 3725.6739 | 0 | 3725.6739 | 2172.3768 | 1475.8773 | 1.25 | UTGS
962 | RES | UTGS | 320 | 360 | 0.25 | F | SL0000268218 | No | 0.5 | 31 | [12 empty] | 0.75 | 177.83 | 1.25 | 264.08 | 2 | 558.08 | [8 empty] | 0 | 0 | 999.99 | 31 | 11 | 11 | 2120.5078 | 0 | 2120.5078 | 3094.8585 | 431 | 0.5 | UTGS
963 | COM | UTGS | 21100 | 275 | 5 | F | SL0000268368 | No | 2 | 78 | [12 empty] | 2 | 420 | 4 | 580 | [10 empty] | 0 | 0 | 1000 | 78 | 3 | 3 | 5692.7113 | 0 | 5692.7113 | 12223.1872 | 18747.15 | 2 | UTGS
964 | IND | UTFS | 3700 | 156 | 5 | F | SL0000268448 | No | 2 | 158 | [12 empty] | 2 | 1000 | [12 empty] | 0 | 0 | 1000 | 158 | 5 | 7 | 11531.3895 | 0 | 11531.3895 | 4644.4231 | 2145.6667 | 2 | UTFS
965 | COM | UTTSS | 6200 | 157 | 5 | F | SL0000268461 | No | 2 | 208 | [12 empty] | 3 | 413.99 | 4 | 586.01 | [10 empty] | 0 | 0 | 1000 | 208 | 4 | 5 | 15180.5634 | 0 | 15180.5634 | 6292.652 | 3698.6667 | 2 | UTTSS
966 | RES | UTGS | 320 | 127 | 0.25 | F | SL0000268749 | No | 0.5 | 51 | [12 empty] | 2 | 1000 | [12 empty] | 0 | 0 | 1000 | 51 | 6 | 6 | 3488.5774 | 0 | 3488.5774 | 5418.4936 | 431 | 0.5 | UTGS
967 | RES | UTGS | 320 | 260 | 0.25 | F | SL0000268763 | No | 0.75 | 7 | [12 empty] | 2 | 1000 | [12 empty] | 0 | 0 | 1000 | 7 | 14 | 38 | 450.6843 | 0 | 450.6843 | 855.5516 | 431 | 0.75 | UTGS
968 | IND | UTFS | 7800 | 273 | 2 | F | SL0000268929 | No | 1.25 | 96 | [12 empty] | 4 | 1000 | [12 empty] | 0 | 0 | 1000 | 96 | 5 | 7 | 7153.2939 | 0 | 7153.2939 | 5668.7088 | 5118 | 1.25 | UTFS
969 | COM | UTTSS | 5200 | 272 | 1 | F | SL0000268980 | No | 2 | 224 | [12 empty] | 2 | 364.5 | 3 | 635.5 | [10 empty] | 0 | 0 | 1000 | 224 | 15 | 15 | 16348.299 | 0 | 16348.299 | 1630.1881 | 3698.6667 | 2 | UTTSS
970 | COM | UTTSS | 28250 | 273 | 45 | H | SL0000269029 | No | 2 | 90 | [12 empty] | 2 | 1000 | [12 empty] | 0 | 0 | 1000 | 90 | 24 | 25 | 6568.513 | 0 | 6568.513 | 1300.4385 | 52825.2838 | 2 | UTTSS
971 | COM | UTGS | 21072 | 235 | 5 | F | SL0000269032 | No | 2 | 126 | [12 empty] | 4 | 1000 | [12 empty] | 0 | 0 | 1000 | 126 | 4 | 4 | 9195.9182 | 0 | 9195.9182 | 9920.2404 | 18747.15 | 2 | UTGS
972 | COM | UTGS | 550 | 260 | 2 | F | SL0000269568 | No | 1.25 | 72 | [12 empty] | 2 | 657.81 | 3 | 342.19 | [10 empty] | 0 | 0 | 1000 | 72 | 6 | 12 | 5364.9704 | 0 | 5364.9704 | 2347.666 | 585.0096 | 1.25 | UTGS
973 | RES | UTGS | 306 | 111 | 0.25 | F | SL0000269590 | No | 0.75 | 46 | [12 empty] | 2 | 1000 | [12 empty] | 0 | 0 | 1000 | 46 | 10 | 73 | 2961.64 | 0 | 2961.64 | 445.3556 | 431 | 0.75 | UTGS
974 | RES | UTGS | 320 | 360 | 0.25 | F | SL0000269786 | No | 0.75 | 66.58 | [12 empty] | 1.25 | 129 | 2 | 871 | [10 empty] | 0 | 0 | 1000 | 66.58 | 14 | 67 | 4286.652 | 0 | 4286.652 | 486.586 | 431 | 0.75 | UTGS
975 | RES | UTGS | 320 | 160 | 0.25 | F | SL0000270079 | No | 0.75 | 69 | [12 empty] | 1.25 | 333 | 4 | 667 | [10 empty] | 0 | 0 | 1000 | 69 | 11 | 11 | 4442.46 | 0 | 4442.46 | 3411.4956 | 431 | 0.75 | UTGS
976 | RES | UTGS | 320 | 127 | 0.25 | F | SL0000270470 | No | 0.5 | 26 | [12 empty] | 2 | 955.98 | 4 | 44.02 | [10 empty] | 0 | 0 | 1000 | 26 | 10 | 11 | 1778.4904 | 0 | 1778.4904 | 2984.235 | 431 | 0.5 | UTGS
977 | COM | UTTSS | 3300 | 271 | 2 | F | SL0000270588 | No | 1.25 | 191 | [12 empty] | 1.25 | 128.28 | 2 | 64.72 | 3 | 807 | [8 empty] | 0 | 0 | 1000 | 191 | 7 | 8 | 14232.0743 | 0 | 14232.0743 | 2795.9997 | 2145.6667 | 1.25 | UTTSS
978 | RES | UTGS | 320 | 127 | 0.25 | F | SL0000270659 | No | 0.75 | 69 | [12 empty] | 2 | 1000 | [12 empty] | 0 | 0 | 1000 | 69 | 15 | 68 | 4442.46 | 0 | 4442.46 | 478.1024 | 431 | 0.75 | UTGS
979 | COM | UTGS | 955 | 759 | 2 | F | SL0000270708 | No | 0.75 | 133 | [12 empty] | 2 | 239.64 | 4 | 760.36 | [10 empty] | 0 | 0 | 1000 | 133 | 6 | 16 | 8563.0026 | 0 | 8563.0026 | 2372.6714 | 1475.8773 | 0.75 | UTGS
980 | COM | UTGS | 21100 | 275 | 5 | F | SL0000270966 | No | 1.25 | 84 | [12 empty] | 4 | 1000 | [12 empty] | 0 | 0 | 1000 | 84 | 3 | 4 | 6259.1321 | 0 | 6259.1321 | 9920.2404 | 18747.15 | 1.25 | UTGS
981 | COM | UTGS | 28224 | 233 | 45 | H | SL0000271011 | No | 3 | 296 | [12 empty] | 2 | 439 | 3 | 77 | 20 | 484 | [8 empty] | 0 | 0 | 1000 | 296 | 5 | 5 | 21603.1094 | 0 | 21603.1094 | 10211.8323 | 52825.2838 | 3 | UTGS
982 | IND | UTTSM | 92750 | 279 | 45 | H | SL0000271190 | No | 4 | 64 | [12 empty] | 2 | 1000 | [12 empty] | 0 | 0 | 1000 | 64 | 9 | 13 | 4898.7826 | 0 | 4898.7826 | 2500.8432 | 113197.0366 | 4 | UTTSM
983 | RES | UTGS | 320 | 260 | 0.25 | F | SL0000271639 | No | 1.25 | 63 | [12 empty] | 1.25 | 95.38 | 2 | 179.25 | 4 | 182.37 | 6 | 3 | [6 empty] | 0 | 0 | 460 | 63 | 4 | 28 | 4694.3491 | 0 | 4694.3491 | 586.1415 | 431 | 1.25 | UTGS
984 | COM | UTTSS | 5550 | 272 | 2 | F | SL0000271672 | No | 1.25 | 145 | [12 empty] | 2 | 193 | 4 | 644.11 | 6 | 162.89 | [8 empty] | 0 | 0 | 1000 | 145 | 7 | 42 | 10804.4543 | 0 | 10804.4543 | 990.761 | 3698.6667 | 1.25 | UTTSS
985 | COM | UTTSS | 7800 | 273 | 2 | F | SL0000271794 | No | 2 | 542 | [12 empty] | 3 | 1000 | [12 empty] | 0 | 0 | 1000 | 542 | 2 | 4 | 39557.045 | 0 | 39557.045 | 4957.7404 | 5118 | 2 | UTTSS
986 | COM | UTTSS | 7300 | 273 | 1 | F | SL0000271886 | No | 1.25 | 206 | [12 empty] | 2 | 241.54 | 6 | 138.46 | 12 | 412.07 | 16 | 207.93 | [6 empty] | 0 | 0 | 1000 | 206 | 4 | 4 | 15349.7764 | 0 | 15349.7764 | 15333.0452 | 5118 | 1.25 | UTTSS
987 | COM | UTFS | 2400 | 255 | 2 | F | SL0000272010 | No | 1.25 | 95 | [12 empty] | 1.25 | 89 | 2 | 911 | [10 empty] | 0 | 0 | 1000 | 95 | 4 | 6 | 7078.7804 | 0 | 7078.7804 | 5428.877 | 2428.75 | 1.25 | UTFS
988 | RES | UTGS | 550 | 460 | 2 | F | SL0000272188 | No | 0.75 | 25 | [12 empty] | 2 | 418 | 4 | 262 | 6 | 3 | 8 | 207 | [6 empty] | 0 | 0 | 890 | 25 | 16 | 64 | 1609.5869 | 0 | 1609.5869 | 613.2224 | 585.0096 | 0.75 | UTGS
989 | RES | UTGS | 500 | 126 | 2 | F | SL0000272344 | No | 0.75 | 88 | [12 empty] | 1.25 | 82 | 2 | 918 | [10 empty] | 0 | 0 | 1000 | 88 | 9 | 38 | 5665.746 | 0 | 5665.746 | 857.0622 | 585.0096 | 0.75 | UTGS
990 | IND | UTTSS | 4000 | 271 | 5 | F | SL0000272411 | No | 1.25 | 148 | [12 empty] | 2 | 2.36 | 3 | 299.09 | 4 | 698.55 | [8 empty] | 0 | 0 | 1000 | 148 | 9 | 11 | 11027.9947 | 0 | 11027.9947 | 3066.1004 | 2145.6667 | 1.25 | UTTSS
991 | IND | UTTSS | 9200 | 273 | 5 | F | SL0000300253 | No | 2 | 274 | [12 empty] | 1.25 | 127.71 | 2 | 487.29 | 4 | 385 | [8 empty] | 0 | 0 | 1000 | 274 | 4 | 5 | 19997.4729 | 0 | 19997.4729 | 7072.1617 | 5118 | 2 | UTTSS
992 | RES | UTGS | 320 | 760 | 0.25 | F | SL0000300677 | No | 0.5 | 39 | 0.75 | 36 | [10 empty] | 1.25 | 88.25 | 2 | 768 | 4 | 143.75 | [8 empty] | 0 | 0 | 1000 | 75 | 17 | 17 | 4985.5408 | 0 | 4985.5408 | 1976.672 | 431 | 0.5 | UTGS
993 | RES | UTGS | 320 | 460 | 0.25 | F | SL0000301187 | No | 0.5 | 39 | [12 empty] | 1.25 | 430.48 | 2 | 569.52 | [10 empty] | 0 | 0 | 1000 | 39 | 13 | 13 | 2667.7356 | 0 | 2667.7356 | 2524.0229 | 431 | 0.5 | UTGS
994 | RES | UTGS | 306 | 111 | 0.25 | F | SL0000301236 | No | 0.75 | 10 | [12 empty] | 2 | 1000 | [12 empty] | 0 | 0 | 1000 | 10 | 6 | 61 | 643.8348 | 0 | 643.8348 | 532.9666 | 431 | 0.75 | UTGS
995 | RES | UTGS | 320 | 760 | 0.25 | F | SL0000301239 | No | 0.75 | 81 | [12 empty] | 2 | 1000 | [12 empty] | 0 | 0 | 1000 | 81 | 8 | 49 | 5215.0617 | 0 | 5215.0617 | 663.489 | 431 | 0.75 | UTGS
996 | RES | UTGS | 320 | 360 | 0.25 | F | SL0000301322 | No | 0.5 | 55 | [12 empty] | 1.25 | 154 | 2 | 846 | [10 empty] | 0 | 0 | 1000 | 55 | 11 | 11 | 3762.1913 | 0 | 3762.1913 | 2965.342 | 431 | 0.5 | UTGS
997 | RES | UTGS | 320 | 160 | 0.25 | F | SL0000301633 | No | 0.75 | 55.73 | [12 empty] | 1.25 | 12.92 | 2 | 566.25 | 4 | 420.83 | [8 empty] | 0 | 0 | 1000 | 55.73 | 14 | 53 | 3588.0912 | 0 | 3588.0912 | 670.5162 | 431 | 0.75 | UTGS
998 | RES | UTGS | 320 | 361 | 0.25 | F | SL0000302450 | No | 0.5 | 41 | 0.75 | 35 | [10 empty] | 2 | 1000 | [12 empty] | 0 | 0 | 1000 | 76 | 20 | 20 | 5057.9643 | 0 | 5057.9643 | 1625.5481 | 431 | 0.5 | UTGS
999 | RES | UTGS | 320 | 360 | 0.25 | F | SL0000302833 | No | 0.5 | 44 | [12 empty] | 1.25 | 417 | 3 | 19.25 | 4 | 563.75 | [8 empty] | 0 | 0 | 1000 | 44 | 16 | 16 | 3009.753 | 0 | 3009.753 | 2287.5537 | 431 | 0.5 | UTGS
1000 | RES | UTGS | 320 | 261 | 0.25 | F | SL0000302903 | No | 0.5 | 46 | 0.75 | 35 | [10 empty] | 1.25 | 632.48 | 2 | 367.52 | [10 empty] | 0 | 0 | 1000 | 81 | 20 | 20 | 5399.9817 | 0 | 5399.9817 | 1647.6849 | 431 | 0.5 | UTGS
1001 | RES | UTGS | 320 | 160 | 0.25 | F | SL0000303480 | No | 0.75 | 115.23 | [12 empty] | 2 | 904 | 3 | 28.7 | 4 | 67.3 | [8 empty] | 0 | 0 | 1000 | 115.23 | 20 | 150 | 7418.9082 | 0 | 7418.9082 | 217.5306 | 431 | 0.75 | UTGS
1002 | RES | UTGS | 306 | 211 | 0.25 | F | SL0000303576 | No | 0.5 | 45 | [12 empty] | 2 | 72.24 | 3 | 146.49 | 4 | 781.27 | [8 empty] | 0 | 0 | 1000 | 45 | 11 | 11 | 3078.1565 | 0 | 3078.1565 | 3295.9249 | 431 | 0.5 | UTGS
1003 | RES | UTGS | 320 | 160 | 0.25 | F | SL0000303964 | No | 0.5 | 47 | 0.75 | 35 | [10 empty] | 1.25 | 76.08 | 2 | 923.92 | [10 empty] | 0 | 0 | 1000 | 82 | 15 | 15 | 5468.3852 | 0 | 5468.3852 | 2170.9478 | 431 | 0.5 | UTGS
1004 | RES | UTGS | 320 | 361 | 0.25 | F | SL0000304300 | No | 0.5 | 59 | [12 empty] | 2 | 898.06 | 3 | 101.94 | [10 empty] | 0 | 0 | 1000 | 59 | 23 | 23 | 4035.8052 | 0 | 4035.8052 | 1357.3201 | 431 | 0.5 | UTGS
1005 | RES | UTGS | 320 | 160 | 0.25 | F | SL0000304406 | No | 0.5 | 40 | 0.75 | 45 | [10 empty] | 1.25 | 247.93 | 2 | 662.14 | 4 | 89.93 | [8 empty] | 0 | 0 | 1000 | 85 | 15 | 16 | 5633.3956 | 0 | 5633.3956 | 2083.0819 | 431 | 0.5 | UTGS
1006 | RES | UTGS | 320 | 460 | 0.25 | F | SL0000304705 | No | 0.5 | 116 | 0.75 | 45 | [10 empty] | 1.25 | 350.5 | 2 | 649.5 | [10 empty] | 0 | 0 | 1000 | 161 | 15 | 15 | 10832.0599 | 0 | 10832.0599 | 2183.7541 | 431 | 0.5 | UTGS
1007 | RES | UTGS | 320 | 460 | 0.25 | F | SL0000304788 | No | 0.5 | 40 | [12 empty] | 2 | 1000 | [12 empty] | 0 | 0 | 1000 | 40 | 20 | 20 | 2736.1391 | 0 | 2736.1391 | 1625.5481 | 431 | 0.5 | UTGS
1008 | RES | UTGS | 175 | 126 | 0.25 | F | SL0000305002 | No | 0.5 | 44 | 0.75 | 45 | [10 empty] | 2 | 644.76 | 4 | 355.24 | [10 empty] | 0 | 0 | 1000 | 89 | 14 | 14 | 5907.0095 | 0 | 5907.0095 | 2504.1452 | 431 | 0.5 | UTGS
1009 | RES | UTGS | 320 | 460 | 0.25 | F | SL0000305508 | No | 0.5 | 68 | [12 empty] | 1.25 | 204 | 2 | 796 | [10 empty] | 0 | 0 | 1000 | 68 | 17 | 17 | 4651.4365 | 0 | 4651.4365 | 1920.8095 | 431 | 0.5 | UTGS
1010 | RES | UTGS | 175 | 126 | 0.25 | F | SL0000305976 | No | 0.5 | 40 | [12 empty] | 1.25 | 54 | 2 | 946 | [10 empty] | 0 | 0 | 1000 | 40 | 20 | 20 | 2736.1391 | 0 | 2736.1391 | 1627.4381 | 431 | 0.5 | UTGS
1011 | RES | UTGS | 320 | 760 | 0.25 | F | SL0000306804 | No | 0.5 | 44 | [12 empty] | 2 | 1000 | [12 empty] | 0 | 0 | 1000 | 44 | 17 | 17 | 3009.753 | 0 | 3009.753 | 1912.4095 | 431 | 0.5 | UTGS
1012 | RES | UTGS | 306 | 211 | 0.25 | F | SL0000307111 | No | 0.5 | 39 | [12 empty] | 2 | 1000 | [12 empty] | 0 | 0 | 1000 | 39 | 21 | 21 | 2667.7356 | 0 | 2667.7356 | 1548.141 | 431 | 0.5 | UTGS
1013 | RES | UTGS | 320 | 360 | 0.25 | F | SL0000308258 | No | 0.5 | 63 | 0.75 | 35 | [10 empty] | 1.25 | 205.12 | 2 | 794.88 | [10 empty] | 0 | 0 | 1000 | 98 | 23 | 23 | 6562.8408 | 0 | 6562.8408 | 1419.7629 | 431 | 0.5 | UTGS
1014 | RES | UTGS | 320 | 160 | 0.25 | F | SL0000308792 | No | 0.5 | 32 | [12 empty] | 1.25 | 585.42 | 4 | 414.58 | [10 empty] | 0 | 0 | 1000 | 32 | 16 | 16 | 2188.9113 | 0 | 2188.9113 | 2243.3309 | 431 | 0.5 | UTGS
1015 | RES | UTGS | 320 | 760 | 0.25 | F | SL0000308946 | No | 0.5 | 39 | [12 empty] | 1.25 | 166.62 | 2 | 79.71 | 4 | 753.67 | [8 empty] | 0 | 0 | 1000 | 39 | 29 | 29 | 2667.7356 | 0 | 2667.7356 | 1311.4279 | 431 | 0.5 | UTGS
1016 | RES | UTGS | 320 | 460 | 0.25 | F | SL0000308982 | No | 0.5 | 54 | [12 empty] | 1.25 | 302.75 | 2 | 617.75 | 3 | 79.5 | [8 empty] | 0 | 0 | 1000 | 54 | 12 | 12 | 3693.7878 | 0 | 3693.7878 | 2642.9022 | 431 | 0.5 | UTGS
1017 | RES | UTGS | 320 | 160 | 0.25 | F | SL0000310056 | No | 0.5 | 45 | [12 empty] | 1.25 | 369.5 | 2 | 543.27 | 4 | 87.23 | [8 empty] | 0 | 0 | 1000 | 45 | 17 | 17 | 3078.1565 | 0 | 3078.1565 | 1964.4148 | 431 | 0.5 | UTGS
1018 | RES | UTGS | 320 | 461 | 0.25 | F | SL0000310103 | No | 0.5 | 8 | [12 empty] | 1.25 | 641 | 2 | 359 | [10 empty] | 0 | 0 | 1000 | 8 | 11 | 12 | 547.2278 | 0 | 547.2278 | 2746.6385 | 431 | 0.5 | UTGS
1019 | COM | UTFS | 5550 | 272 | 2 | F | SL0000310388 | No | 2 | 48 | [12 empty] | 2 | 25.94 | 4 | 974.06 | [10 empty] | 0 | 0 | 1000 | 48 | 6 | 20 | 3503.2069 | 0 | 3503.2069 | 1974.7486 | 3698.6667 | 2 | UTFS
1020 | RES | UTGS | 320 | 360 | 0.25 | F | SL0000310417 | No | 0.5 | 46 | 0.75 | 52 | [10 empty] | 2 | 88.41 | 4 | 911.59 | [10 empty] | 0 | 0 | 1000 | 98 | 17 | 17 | 6494.5008 | 0 | 6494.5008 | 2296.886 | 431 | 0.5 | UTGS
1021 | RES | UTGS | 320 | 160 | 0.25 | F | SL0000310648 | No | 0.75 | 43.12 | [12 empty] | 1.25 | 261 | 2 | 374 | 3 | 180.5 | 4 | 184.5 | [6 empty] | 0 | 0 | 1000 | 43.12 | 13 | 72 | 2776.2156 | 0 | 2776.2156 | 440.6637 | 431 | 0.75 | UTGS
1022 | RES | UTGS | 320 | 127 | 0.25 | F | SL0000310963 | No | 0.5 | 39 | 0.75 | 67.88 | [10 empty] | 1.25 | 111.92 | 2 | 888.08 | [10 empty] | 0 | 0 | 1000 | 106.88 | 9 | 9 | 7038.0861 | 0 | 7038.0861 | 3621.034 | 431 | 0.5 | UTGS
1023 | COM | UTFS | 5550 | 272 | 2 | F | SL0000311034 | No | 1.25 | 28 | [12 empty] | 1.25 | 195.58 | 2 | 646 | 4 | 158.42 | [8 empty] | 0 | 0 | 1000 | 28 | 8 | 27 | 2086.3774 | 0 | 2086.3774 | 1251.2496 | 3698.6667 | 1.25 | UTFS
1024 | COM | UTGS | 21100 | 275 | 5 | F | SL0000311410 | No | 2 | 75 | [12 empty] | 2 | 33.98 | 4 | 966.02 | [10 empty] | 0 | 0 | 1000 | 75 | 7 | 7 | 5473.7608 | 0 | 5473.7608 | 5633.9036 | 18747.15 | 2 | UTGS
1025 | RES | UTGS | 320 | 460 | 0.25 | F | SL0000312001 | No | 0.75 | 42 | [12 empty] | 1.25 | 174 | 2 | 826 | [10 empty] | 0 | 0 | 1000 | 42 | 32 | 34 | 2704.1061 | 0 | 2704.1061 | 959.7871 | 431 | 0.75 | UTGS
1026 | RES | UTGS | 320 | 360 | 0.25 | F | SL0000312233 | No | 0.5 | 87 | [12 empty] | 1.25 | 217.38 | 2 | 501.06 | 4 | 281.56 | [8 empty] | 0 | 0 | 1000 | 87 | 9 | 9 | 5951.1026 | 0 | 5951.1026 | 3853.5459 | 431 | 0.5 | UTGS
1027 | COM | UTGS | 320 | 127 | 0.25 | F | SL0000312301 | No | 1.25 | 75 | [12 empty] | 1.25 | 238.74 | 2 | 128.76 | 4 | 632.5 | [8 empty] | 0 | 0 | 1000 | 75 | 14 | 35 | 5588.5108 | 0 | 5588.5108 | 1063.2316 | 431 | 1.25 | UTGS
1028 | RES | UTGS | 306 | 111 | 0.25 | F | SL0000313590 | No | 0.5 | 43 | [12 empty] | 2 | 1000 | [12 empty] | 0 | 0 | 1000 | 43 | 18 | 18 | 2941.3495 | 0 | 2941.3495 | 1806.1645 | 431 | 0.5 | UTGS
1029 | RES | UTGS | 306 | 111 | 0.25 | F | SL0000313661 | No | 0.5 | 22 | [12 empty] | 2 | 1000 | [12 empty] | 0 | 0 | 1000 | 22 | 21 | 21 | 1504.8765 | 0 | 1504.8765 | 1548.141 | 431 | 0.5 | UTGS
1030 | RES | UTGS | 320 | 127 | 0.25 | F | SL0000313827 | No | 0.5 | 50 | [12 empty] | 1.25 | 52 | 2 | 948 | [10 empty] | 0 | 0 | 1000 | 50 | 16 | 16 | 3420.1739 | 0 | 3420.1739 | 2034.2101 | 431 | 0.5 | UTGS
1031 | RES | UTGS | 320 | 760 | 0.25 | F | SL0000314050 | No | 0.5 | 30 | [12 empty] | 1.25 | 582.29 | 2 | 417.71 | [10 empty] | 0 | 0 | 1000 | 30 | 15 | 15 | 2052.1043 | 0 | 2052.1043 | 2194.571 | 431 | 0.5 | UTGS
1032 | RES | UTGS | 320 | 760 | 0.25 | F | SL0000314053 | No | 0.75 | 17 | 1.25 | 73.08 | [10 empty] | 1.25 | 40.56 | 2 | 815.69 | 6 | 143.75 | [8 empty] | 0 | 0 | 1000 | 90.08 | 20 | 90 | 6539.9641 | 0 | 6539.9641 | 405.5039 | 431 | 0.75 | UTGS
1033 | COM | UTFS | 6600 | 272 | 5 | F | SL0000314110 | No | 1.25 | 1 | 2 | 1 | [10 empty] | 3 | 323 | 6 | 677 | [10 empty] | 0 | 0 | 1000 | 2 | 5 | 20 | 147.497 | 0 | 147.497 | 2352.3181 | 3698.6667 | 1.25 | UTFS
1034 | RES | UTGS | 320 | 760 | 0.25 | F | SL0000314506 | No | 0.75 | 69 | [12 empty] | 2 | 1000 | [12 empty] | 0 | 0 | 1000 | 69 | 15 | 39 | 4442.46 | 0 | 4442.46 | 833.6144 | 431 | 0.75 | UTGS
1035 | RES | UTGS | 320 | 760 | 0.25 | F | SL0000314700 | No | 0.75 | 10 | [12 empty] | 2 | 581.75 | 3 | 418.25 | [10 empty] | 0 | 0 | 1000 | 10 | 11 | 79 | 643.8348 | 0 | 643.8348 | 344.3994 | 431 | 0.75 | UTGS
1036 | RES | UTGS | 320 | 460 | 0.25 | F | SL0000314706 | No | 0.75 | 45 | [12 empty] | 2 | 207.08 | 3 | 792.92 | [10 empty] | 0 | 0 | 1000 | 45 | 11 | 83 | 2897.2565 | 0 | 2897.2565 | 270.5631 | 431 | 0.75 | UTGS
1037 | RES | UTGS | 320 | 261 | 0.25 | F | SL0000315484 | No | 0.75 | 34 | [12 empty] | 2 | 465.21 | 4 | 534.79 | [10 empty] | 0 | 0 | 1000 | 34 | 7 | 15 | 2189.0382 | 0 | 2189.0382 | 2423.0271 | 431 | 0.75 | UTGS
1038 | RES | UTGS | 175 | 126 | 0.25 | F | SL0000315597 | No | 0.5 | 37 | [12 empty] | 1.25 | 545 | 2 | 455 | [10 empty] | 0 | 0 | 1000 | 37 | 15 | 15 | 2530.9287 | 0 | 2530.9287 | 2192.8308 | 431 | 0.5 | UTGS
1039 | RES | UTGS | 320 | 261 | 0.25 | F | SL0000315939 | No | 0.5 | 25 | [12 empty] | 1.25 | 57.65 | 2 | 651.4 | 4 | 290.95 | [8 empty] | 0 | 0 | 1000 | 25 | 14 | 14 | 1710.0869 | 0 | 1710.0869 | 2474.102 | 431 | 0.5 | UTGS
1040 | RES | UTGS | 320 | 460 | 0.25 | F | SL0000315984 | No | 0.5 | 34 | [12 empty] | 1.25 | 1000 | [12 empty] | 0 | 0 | 1000 | 34 | 10 | 10 | 2325.7182 | 0 | 2325.7182 | 3321.0962 | 431 | 0.5 | UTGS
1041 | RES | UTGS | 320 | 261 | 0.25 | F | SL0000316052 | No | 0.75 | 122 | [12 empty] | 2 | 275.25 | 3 | 699.75 | 6 | 25 | [8 empty] | 0 | 0 | 1000 | 122 | 10 | 59 | 7854.7843 | 0 | 7854.7843 | 412.3073 | 431 | 0.75 | UTGS
1042 | RES | UTGS | 320 | 760 | 0.25 | F | SL0000316676 | No | 0.75 | 14 | [12 empty] | 2 | 251 | 3 | 727 | 4 | 22 | [8 empty] | 0 | 0 | 1000 | 14 | 14 | 59 | 901.3687 | 0 | 901.3687 | 397.4634 | 431 | 0.75 | UTGS
1043 | RES | UTGS | 320 | 361 | 0.25 | F | SL0000316759 | No | 0.5 | 34 | [12 empty] | 1.25 | 69 | 2 | 931 | [10 empty] | 0 | 0 | 1000 | 34 | 11 | 11 | 2325.7182 | 0 | 2325.7182 | 2959.9329 | 431 | 0.5 | UTGS
1044 | RES | UTGS | 320 | 160 | 0.25 | F | SL0000316961 | No | 0.75 | 126.85 | [12 empty] | 2 | 1000 | [12 empty] | 0 | 0 | 1000 | 126.85 | 13 | 75 | 8167.0442 | 0 | 8167.0442 | 433.4795 | 431 | 0.75 | UTGS
1045 | RES | UTGS | 320 | 760 | 0.25 | F | SL0000316968 | No | 0.75 | 129 | [12 empty] | 2 | 1000 | [12 empty] | 0 | 0 | 1000 | 129 | 13 | 75 | 8305.4686 | 0 | 8305.4686 | 433.4795 | 431 | 0.75 | UTGS
1046 | COM | UTFS | 6600 | 272 | 5 | F | SL0000317246 | No | 1.25 | 24 | [12 empty] | 2 | 513 | 4 | 487 | [10 empty] | 0 | 0 | 1000 | 24 | 11 | 14 | 1788.3235 | 0 | 1788.3235 | 2571.6251 | 3698.6667 | 1.25 | UTFS
1047 | COM | UTFS | 3300 | 271 | 2 | F | SL0000317353 | No | 0.75 | 129 | [12 empty] | 4 | 1000 | [12 empty] | 0 | 0 | 1000 | 129 | 15 | 34 | 8305.4686 | 0 | 8305.4686 | 1167.0871 | 2145.6667 | 0.75 | UTFS
1048 | RES | UTGS | 320 | 261 | 0.25 | F | SL0000317417 | No | 0.75 | 12 | [12 empty] | 2 | 804.94 | 4 | 195.06 | [10 empty] | 0 | 0 | 1000 | 12 | 17 | 49 | 772.6017 | 0 | 772.6017 | 692.0315 | 431 | 0.75 | UTGS
1049 | RES | UTGS | 320 | 760 | 0.25 | F | SL0000317458 | No | 0.75 | 4 | [12 empty] | 1.25 | 162.19 | 2 | 837.81 | [10 empty] | 0 | 0 | 1000 | 4 | 16 | 39 | 257.5339 | 0 | 257.5339 | 836.5255 | 431 | 0.75 | UTGS
1050 | RES | UTGS | 320 | 127 | 0.25 | F | SL0000317835 | No | 0.75 | 69 | [12 empty] | 2 | 1000 | [12 empty] | 0 | 0 | 1000 | 69 | 19 | 51 | 4442.46 | 0 | 4442.46 | 637.4698 | 431 | 0.75 | UTGS
1051 | RES | UTGS | 320 | 261 | 0.25 | F | SL0000318249 | No | 0.75 | 65 | [12 empty] | 1.25 | 508.89 | 2 | 491.11 | [10 empty] | 0 | 0 | 1000 | 65 | 10 | 89 | 4184.9261 | 0 | 4184.9261 | 369.2942 | 431 | 0.75 | UTGS
1052 | RES | UTGS | 320 | 460 | 0.25 | F | SL0000318267 | No | 0.5 | 39 | [12 empty] | 2 | 581.23 | 4 | 418.77 | [10 empty] | 0 | 0 | 1000 | 39 | 16 | 16 | 2667.7356 | 0 | 2667.7356 | 2219.5964 | 431 | 0.5 | UTGS
1053 | RES | UTGS | 320 | 160 | 0.25 | F | SL0000318324 | No | 0.5 | 20 | [12 empty] | 2 | 201.95 | 3 | 135.02 | 4 | 663.04 | [8 empty] | 0 | 0 | 1000.01 | 20 | 15 | 39 | 1368.0696 | 0 | 1368.0696 | 911.6213 | 431 | 0.5 | UTGS
1054 | COM | UTGS | 1000 | 155 | 0.25 | F | SL0000318406 | No | 1.25 | 164 | [12 empty] | 2 | 18.17 | 4 | 981.83 | [10 empty] | 0 | 0 | 1000 | 164 | 10 | 10 | 12220.2104 | 0 | 12220.2104 | 3955.0683 | 1475.8773 | 1.25 | UTGS
1055 | RES | UTGS | 320 | 360 | 0.25 | F | SL0000318444 | No | 0.75 | 78 | [12 empty] | 1.25 | 298 | 2 | 702 | [10 empty] | 0 | 0 | 1000 | 78 | 7 | 90 | 5021.9113 | 0 | 5021.9113 | 363.5507 | 431 | 0.75 | UTGS
1056 | RES | UTGS | 320 | 261 | 0.25 | F | SL0000318901 | No | 0.75 | 37 | [12 empty] | 2 | 115.01 | 3 | 884.99 | [10 empty] | 0 | 0 | 1000 | 37 | 21 | 131 | 2382.1887 | 0 | 2382.1887 | 162.5137 | 431 | 0.75 | UTGS
1057 | RES | UTGS | 320 | 160 | 0.25 | F | SL0000319060 | No | 0.5 | 25 | 0.75 | 44 | [10 empty] | 1.25 | 117 | 2 | 791 | 4 | 91.99 | [8 empty] | 0 | 0 | 999.99 | 69 | 9 | 9 | 4542.96 | 0 | 4542.96 | 3694.6783 | 431 | 0.5 | UTGS
1058 | RES | UTGS | 320 | 360 | 0.25 | F | SL0000319819 | No | 0.75 | 16 | 1.25 | 39.99 | [10 empty] | 3 | 141.6 | 4 | 858.4 | [10 empty] | 0 | 0 | 1000 | 55.99 | 8 | 96 | 4009.9296 | 0 | 4009.9296 | 384.0646 | 431 | 0.75 | UTGS
1059 | RES | UTGS | 320 | 460 | 0.25 | F | SL0000319878 | No | 0.75 | 18 | [12 empty] | 2 | 187 | 3 | 813 | [10 empty] | 0 | 0 | 1000 | 18 | 10 | 120 | 1158.9026 | 0 | 1158.9026 | 185.0177 | 431 | 0.75 | UTGS
1060 | RES | UTGS | 320 | 160 | 0.25 | F | SL0000320073 | No | 0.5 | 29 | [12 empty] | 1.25 | 894.45 | 2 | 60.78 | 3 | 44.78 | [8 empty] | 0 | 0 | 1000.01 | 29 | 15 | 15 | 1983.7009 | 0 | 1983.7009 | 2171.3061 | 431 | 0.5 | UTGS
1061 | COM | UTTSS | 7233 | 282 | 5 | F | SL0000320079 | No | 1.25 | 130 | [12 empty] | 2 | 15.75 | 3 | 519 | 4 | 465.25 | [8 empty] | 0 | 0 | 1000 | 130 | 4 | 11 | 9686.7521 | 0 | 9686.7521 | 2660.5349 | 5118 | 1.25 | UTTSS
1062 | RES | UTGS | 320 | 160 | 0.25 | F | SL0000320161 | No | 0.5 | 32 | [12 empty] | 1.25 | 74.29 | 2 | 596.84 | 4 | 328.87 | [8 empty] | 0 | 0 | 1000 | 32 | 11 | 11 | 2188.9113 | 0 | 2188.9113 | 3174.633 | 431 | 0.5 | UTGS
1063 | COM | UTGS | 540 | 759 | 0.25 | F | SL0000320282 | No | 0.75 | 121 | [12 empty] | 2 | 148.4 | 4 | 851.6 | [10 empty] | 0 | 0 | 1000 | 121 | 7 | 14 | 7790.4008 | 0 | 7790.4008 | 2758.3524 | 585.0096 | 0.75 | UTGS
1064 | RES | UTGS | 320 | 760 | 0.25 | F | SL0000320486 | No | 0.5 | 21 | [12 empty] | 1.25 | 204.2 | 2 | 786.61 | 4 | 9.2 | [8 empty] | 0 | 0 | 1000.01 | 21 | 10 | 17 | 1436.473 | 0 | 1436.473 | 1924.7171 | 431 | 0.5 | UTGS
1065 | RES | UTGS | 320 | 160 | 0.25 | F | SL0000320645 | No | 0.5 | 24 | [12 empty] | 1.25 | 205.78 | 2 | 227 | 3 | 567.22 | [8 empty] | 0 | 0 | 1000 | 24 | 9 | 9 | 1641.6835 | 0 | 1641.6835 | 2829.1842 | 431 | 0.5 | UTGS
1066 | RES | UTGS | 320 | 461 | 0.25 | F | SL0000320886 | No | 0.5 | 30 | [12 empty] | 2 | 732.95 | 3 | 267.05 | [10 empty] | 0 | 0 | 1000 | 30 | 20 | 21 | 2052.1043 | 0 | 2052.1043 | 1386.8937 | 431 | 0.5 | UTGS
1067 | RES | UTGS | 320 | 160 | 0.25 | F | SL0000320988 | No | 0.5 | 54 | [12 empty] | 1.25 | 135.88 | 2 | 779.5 | 3 | 84.62 | [8 empty] | 0 | 0 | 1000 | 54 | 15 | 15 | 3693.7878 | 0 | 3693.7878 | 2102.2064 | 431 | 0.5 | UTGS
1068 | RES | UTGS | 320 | 760 | 0.25 | F | SL0000320990 | No | 0.75 | 27 | [12 empty] | 3 | 738.51 | 4 | 261.49 | [10 empty] | 0 | 0 | 1000 | 27 | 12 | 114 | 1738.3539 | 0 | 1738.3539 | 219.4872 | 431 | 0.75 | UTGS
1069 | RES | UTGS | 320 | 760 | 0.25 | F | SL0000321010 | No | 0.75 | 116 | [12 empty] | 2 | 1000 | [12 empty] | 0 | 0 | 1000 | 116 | 6 | 53 | 7468.4834 | 0 | 7468.4834 | 613.4144 | 431 | 0.75 | UTGS
1070 | RES | UTGS | 320 | 760 | 0.25 | F | SL0000321356 | No | 0.5 | 42 | [12 empty] | 1.25 | 1000 | [12 empty] | 0 | 0 | 1000 | 42 | 15 | 15 | 2872.9461 | 0 | 2872.9461 | 2214.0641 | 431 | 0.5 | UTGS
1071 | RES | UTGS | 320 | 160 | 0.25 | F | SL0000321366 | No | 0.5 | 32 | [12 empty] | 1.25 | 674.99 | 2 | 54.25 | 4 | 270.75 | [8 empty] | 0 | 0 | 999.99 | 32 | 13 | 13 | 2188.9113 | 0 | 2188.9113 | 2686.4929 | 431 | 0.5 | UTGS
1072 | COM | UTGS | 955 | 259 | 2 | F | SL0000321453 | No | 1.25 | 220 | [12 empty] | 3 | 794.63 | 4 | 205.38 | [10 empty] | 0 | 0 | 1000.01 | 220 | 13 | 15 | 16392.9651 | 0 | 16392.9651 | 1593.8635 | 1475.8773 | 1.25 | UTGS
1073 | RES | UTGS | 320 | 760 | 0.25 | F | SL0000321546 | No | 0.75 | 8 | [12 empty] | 1.25 | 101.22 | 2 | 566 | 3 | 332.78 | [8 empty] | 0 | 0 | 1000 | 8 | 9 | 49 | 515.0678 | 0 | 515.0678 | 578.8197 | 431 | 0.75 | UTGS
1074 | RES | UTGS | 320 | 160 | 0.25 | F | SL0000321583 | No | 0.75 | 44 | [12 empty] | 2 | 17.51 | 4 | 982.49 | [10 empty] | 0 | 0 | 1000 | 44 | 1 | 2 | 2832.873 | 0 | 2832.873 | 19777.7075 | 431 | 0.75 | UTGS
1075 | COM | UTGS | 500 | 220 | 0.25 | F | SL0000321708 | No | 0.75 | 35 | [12 empty] | 2 | 1000 | [12 empty] | 0 | 0 | 1000 | 35 | 8 | 66 | 2253.4217 | 0 | 2253.4217 | 492.5903 | 585.0096 | 0.75 | UTGS
1076 | RES | UTGS | 320 | 461 | 0.25 | F | SL0000321828 | No | 0.5 | 41 | [12 empty] | 1.25 | 143.34 | 2 | 420.08 | 3 | 436.58 | [8 empty] | 0 | 0 | 1000 | 41 | 19 | 19 | 2804.5426 | 0 | 2804.5426 | 1425.0245 | 431 | 0.5 | UTGS
1077 | RES | UTGS | 320 | 160 | 0.25 | F | SL0000322126 | No | 0.5 | 35 | [12 empty] | 1.25 | 218.28 | 2 | 28.14 | 4 | 753.58 | [8 empty] | 0 | 0 | 1000 | 35 | 15 | 15 | 2394.1217 | 0 | 2394.1217 | 2537.7951 | 431 | 0.5 | UTGS
1078 | RES | UTGS | 320 | 760 | 0.25 | F | SL0000322133 | No | 0.5 | 78.33 | 0.75 | 38 | [10 empty] | 1.25 | 287.5 | 4 | 712.5 | [10 empty] | 0 | 0 | 1000 | 116.33 | 13 | 13 | 7804.6166 | 0 | 7804.6166 | 2909.2951 | 431 | 0.5 | UTGS
1079 | RES | UTGS | 320 | 160 | 0.25 | F | SL0000322289 | No | 0.75 | 89 | [12 empty] | 2 | 1000 | [12 empty] | 0 | 0 | 1000 | 89 | 12 | 97 | 5730.1295 | 0 | 5730.1295 | 335.1646 | 431 | 0.75 | UTGS
1080 | RES | UTGS | 320 | 160 | 0.25 | F | SL0000322416 | No | 0.5 | 33 | [12 empty] | 1.25 | 389 | 2 | 611 | [10 empty] | 0 | 0 | 1000 | 33 | 12 | 12 | 2257.3148 | 0 | 2257.3148 | 2731.9385 | 431 | 0.5 | UTGS
1081 | RES | UTGS | 320 | 361 | 0.25 | F | SL0000322562 | No | 0.5 | 59 | [12 empty] | 3 | 1000 | [12 empty] | 0 | 0 | 1000 | 59 | 19 | 19 | 4035.8052 | 0 | 4035.8052 | 1043.7348 | 431 | 0.5 | UTGS
1082 | RES | UTGS | 320 | 261 | 0.25 | F | SL0000322751 | No | 0.5 | 48.79 | 0.75 | 36 | [10 empty] | 2 | 788.17 | 4 | 211.83 | [10 empty] | 0 | 0 | 1000 | 84.79 | 15 | 15 | 5655.2109 | 0 | 5655.2109 | 2268.6522 | 431 | 0.5 | UTGS
1083 | RES | UTGS | 320 | 160 | 0.25 | F | SL0000322798 | No | 0.75 | 78 | [12 empty] | 2 | 797.98 | 3 | 4 | 4 | 198.02 | [8 empty] | 0 | 0 | 1000 | 78 | 26 | 26 | 5021.9113 | 0 | 5021.9113 | 1303.0787 | 431 | 0.75 | UTGS
1084 | RES | UTGS | 320 | 261 | 0.25 | F | SL0000323113 | No | 0.75 | 10 | [12 empty] | 1.25 | 184 | 2 | 179 | 3 | 637 | [8 empty] | 0 | 0 | 1000 | 10 | 7 | 14 | 643.8348 | 0 | 643.8348 | 1754.4716 | 431 | 0.75 | UTGS
1085 | RES | UTGS | 320 | 760 | 0.25 | F | SL0000323353 | No | 0.5 | 34 | [12 empty] | 1.25 | 973.15 | 2 | 26.85 | [10 empty] | 0 | 0 | 1000 | 34 | 10 | 10 | 2325.7182 | 0 | 2325.7182 | 3319.2167 | 431 | 0.5 | UTGS
1086 | RES | UTGS | 320 | 127 | 0.25 | F | SL0000323670 | No | 0.5 | 44 | [12 empty] | 1.25 | 1000 | [12 empty] | 0 | 0 | 1000 | 44 | 12 | 12 | 3009.753 | 0 | 3009.753 | 2767.5801 | 431 | 0.5 | UTGS
1087 | COM | UTTSS | 6600 | 272 | 5 | F | SL0000323748 | No | 2 | 263 | [12 empty] | 2 | 332.5 | 4 | 667.5 | [10 empty] | 0 | 0 | 1000 | 263 | 6 | 6 | 19194.6547 | 0 | 19194.6547 | 6216.1561 | 3698.6667 | 2 | UTTSS
1088 | COM | UTTSS | 5000 | 272 | 0.25 | F | SL0000323868 | No | 1.25 | 192 | [12 empty] | 2 | 212.25 | 4 | 787.75 | [10 empty] | 0 | 0 | 1000 | 192 | 4 | 11 | 14306.5877 | 0 | 14306.5877 | 3469.0117 | 3698.6667 | 1.25 | UTTSS
1089 | COM | UTFS | 6600 | 272 | 5 | F | SL0000323985 | No | 2 | 94 | [12 empty] | 2 | 8 | 4 | 992 | [10 empty] | 0 | 0 | 1000 | 94 | 20 | 24 | 6860.4469 | 0 | 6860.4469 | 1650.9834 | 3698.6667 | 2 | UTFS
1090 | RES | UTGS | 320 | 460 | 0.25 | F | SL0000324017 | No | 0.5 | 37 | [12 empty] | 1.25 | 423.06 | 2 | 576.94 | [10 empty] | 0 | 0 | 1000 | 37 | 22 | 22 | 2530.9287 | 0 | 2530.9287 | 1491.232 | 431 | 0.5 | UTGS
1091 | RES | UTGS | 320 | 361 | 0.25 | F | SL0000324039 | No | 0.5 | 49 | [12 empty] | 1.25 | 1000 | [12 empty] | 0 | 0 | 1000 | 49 | 8 | 8 | 3351.7704 | 0 | 3351.7704 | 4151.3702 | 431 | 0.5 | UTGS
1092 | RES | UTGS | 320 | 160 | 0.25 | F | SL0000324386 | No | 0.5 | 31 | [12 empty] | 1.25 | 380.22 | 2 | 619.78 | [10 empty] | 0 | 0 | 1000 | 31 | 12 | 12 | 2120.5078 | 0 | 2120.5078 | 2731.4263 | 431 | 0.5 | UTGS
1093 | RES | UTGS | 320 | 160 | 0.25 | F | SL0000324418 | No | 0.5 | 47 | [12 empty] | 2 | 1000 | [12 empty] | 0 | 0 | 1000 | 47 | 21 | 21 | 3214.9635 | 0 | 3214.9635 | 1548.141 | 431 | 0.5 | UTGS
1094 | RES | UTGS | 320 | 361 | 0.25 | F | SL0000324426 | No | 0.75 | 35 | [12 empty] | 2 | 763 | 4 | 237 | [10 empty] | 0 | 0 | 1000 | 35 | 11 | 105 | 2253.4217 | 0 | 2253.4217 | 325.8119 | 431 | 0.75 | UTGS
1095 | RES | UTGS | 320 | 160 | 0.25 | F | SL0000325149 | No | 0.5 | 50 | [12 empty] | 1.25 | 140.47 | 2 | 859.53 | [10 empty] | 0 | 0 | 1000 | 50 | 8 | 8 | 3420.1739 | 0 | 3420.1739 | 4076.1613 | 431 | 0.5 | UTGS
1096 | COM | UTTSS | 4000 | 271 | 5 | F | SL0000325296 | No | 1.25 | 33 | [12 empty] | 1.25 | 453 | 2 | 547 | [10 empty] | 0 | 0 | 1000 | 33 | 13 | 17 | 2458.9448 | 0 | 2458.9448 | 1931.0625 | 2145.6667 | 1.25 | UTTSS
1097 | RES | UTGS | 320 | 360 | 0.25 | F | SL0000325533 | No | 0.5 | 37 | [12 empty] | 1.25 | 322 | 2 | 609.66 | 4 | 68.34 | [8 empty] | 0 | 0 | 1000 | 37 | 9 | 9 | 2530.9287 | 0 | 2530.9287 | 3691.8177 | 431 | 0.5 | UTGS
1098 | RES | UTGS | 320 | 361 | 0.25 | F | SL0000325898 | No | 0.5 | 25 | [12 empty] | 1.25 | 563.45 | 2 | 436.55 | [10 empty] | 0 | 0 | 1000 | 25 | 8 | 8 | 1710.0869 | 0 | 1710.0869 | 4113.1721 | 431 | 0.5 | UTGS
1099 | RES | UTGS | 320 | 760 | 0.25 | F | SL0000326055 | No | 0.75 | 69.85 | [12 empty] | 1.25 | 188.24 | 2 | 811.76 | [10 empty] | 0 | 0 | 1000 | 69.85 | 15 | 68 | 4497.1859 | 0 | 4497.1859 | 480.0401 | 431 | 0.75 | UTGS
1100 | RES | UTGS | 320 | 760 | 0.25 | F | SL0000326288 | No | 0.5 | 44 | [12 empty] | 1.25 | 198.35 | 2 | 801.65 | [10 empty] | 0 | 0 | 1000 | 44 | 9 | 9 | 3009.753 | 0 | 3009.753 | 3627.7563 | 431 | 0.5 | UTGS
1101 | COM | UTFS | 6600 | 272 | 5 | F | SL0000326308 | No | 1.25 | 38 | [12 empty] | 1.25 | 115.94 | 4 | 884.06 | [10 empty] | 0 | 0 | 1000 | 38 | 4 | 4 | 2831.5122 | 0 | 2831.5122 | 9732.7075 | 3698.6667 | 1.25 | UTFS
1102 | COM | UTTSS | 21100 | 275 | 5 | F | SL0000326336 | No | 2 | 41 | [12 empty] | 2 | 326.53 | 4 | 673.47 | [10 empty] | 0 | 0 | 1000 | 41 | 4 | 4 | 2992.3226 | 0 | 2992.3226 | 9334.9354 | 18747.15 | 2 | UTTSS
1103 | RES | UTGS | 320 | 760 | 0.25 | F | SL0000326676 | No | 0.75 | 125 | 1.25 | 3 | [10 empty] | 1.25 | 684.84 | 2 | 315.16 | [10 empty] | 0 | 0 | 1000 | 128 | 10 | 10 | 8271.4752 | 0 | 8271.4752 | 3299.035 | 431 | 0.75 | UTGS
1104 | RES | UTGS | 320 | 361 | 0.25 | F | SL0000326985 | No | 0.5 | 24 | [12 empty] | 1.25 | 772.5 | 2 | 227.5 | [10 empty] | 0 | 0 | 1000 | 24 | 11 | 11 | 1641.6835 | 0 | 1641.6835 | 3004.7011 | 431 | 0.5 | UTGS
1105 | RES | UTGS | 320 | 760 | 0.25 | F | SL0000327423 | No | 0.75 | 266 | [12 empty] | 2 | 272.39 | 4 | 727.61 | [10 empty] | 0 | 0 | 1000 | 266 | 5 | 10 | 17126.0051 | 0 | 17126.0051 | 3772.7925 | 431 | 0.75 | UTGS
1106 | RES | UTGS | 550 | 261 | 2 | F | SL0000327523 | No | 0.5 | 37 | [12 empty] | 1.25 | 434 | 2 | 566 | [10 empty] | 0 | 0 | 1000 | 37 | 15 | 15 | 2530.9287 | 0 | 2530.9287 | 2187.6508 | 585.0096 | 0.5 | UTGS
1107 | COM | UTFS | 3300 | 271 | 2 | F | SL0000327663 | No | 1.25 | 240 | [12 empty] | 4 | 782.92 | 6 | 217.08 | [10 empty] | 0 | 0 | 1000 | 240 | 3 | 4 | 17883.2347 | 0 | 17883.2347 | 11024.6349 | 2145.6667 | 1.25 | UTFS
1108 | RES | UTGS | 320 | 260 | 0.25 | F | SL0000327710 | No | 0.75 | 85 | [12 empty] | 2 | 53.91 | 3 | 172.81 | 4 | 361.38 | 6 | 411.91 | [6 empty] | 0 | 0 | 1000.01 | 85 | 13 | 33 | 5472.5956 | 0 | 5472.5956 | 1340.8156 | 431 | 0.75 | UTGS
1109 | RES | UTGS | 320 | 260 | 0.25 | F | SL0000327748 | No | 0.75 | 16 | [12 empty] | 1.25 | 204 | 2 | 678 | 4 | 118 | [8 empty] | 0 | 0 | 1000 | 16 | 18 | 93 | 1030.1356 | 0 | 1030.1356 | 360.2131 | 431 | 0.75 | UTGS
1110 | RES | UTGS | 320 | 260 | 0.25 | F | SL0000327967 | No | 0.5 | 30 | [12 empty] | 1.25 | 983.25 | 2 | 16.75 | [10 empty] | 0 | 0 | 1000 | 30 | 12 | 12 | 2052.1043 | 0 | 2052.1043 | 2766.6031 | 431 | 0.5 | UTGS
1111 | COM | UTFS | 5000 | 272 | 0.25 | F | SL0000328522 | No | 3 | 485 | [12 empty] | 4 | 251 | 6 | 749 | [10 empty] | 0 | 0 | 1000 | 485 | 1 | 1 | 35396.9867 | 0 | 35396.9867 | 54923.1117 | 3698.6667 | 3 | UTFS
1112 | COM | UTTSS | 4000 | 271 | 5 | F | SL0000328771 | No | 1.25 | 379 | [12 empty] | 2 | 388.56 | 4 | 611.44 | [10 empty] | 0 | 0 | 1000 | 379 | 4 | 4 | 28240.6081 | 0 | 28240.6081 | 9223.7466 | 2145.6667 | 1.25 | UTTSS
1113 | RES | UTGS | 320 | 260 | 0.25 | F | SL0000328875 | No | 0.5 | 19 | [12 empty] | 1.25 | 675.05 | 2 | 54.74 | 3 | 270.21 | [8 empty] | 0 | 0 | 1000 | 19 | 11 | 11 | 1299.6661 | 0 | 1299.6661 | 2687.0213 | 431 | 0.5 | UTGS
1114 | RES | UTGS | 320 | 260 | 0.25 | F | SL0000328887 | No | 0.5 | 85 | [12 empty] | 0.75 | 221.22 | 2 | 728.57 | 3 | 50.22 | [8 empty] | 0 | 0 | 1000.01 | 85 | 9 | 9 | 5814.2956 | 0 | 5814.2956 | 3727.9272 | 431 | 0.5 | UTGS
1115 | RES | UTGS | 320 | 760 | 0.25 | F | SL0000329195 | No | 0.5 | 37 | [12 empty] | 1.25 | 600.58 | 2 | 68.55 | 4 | 330.87 | [8 empty] | 0 | 0 | 1000 | 37 | 12 | 12 | 2530.9287 | 0 | 2530.9287 | 2941.9755 | 431 | 0.5 | UTGS
1116 | RES | UTGS | 320 | 460 | 0.25 | F | SL0000329834 | No | 0.5 | 65 | [12 empty] | 1.25 | 55.59 | 2 | 944.41 | [10 empty] | 0 | 0 | 1000 | 65 | 9 | 9 | 4446.2261 | 0 | 4446.2261 | 3616.6527 | 431 | 0.5 | UTGS
1117 | RES | UTGS | 320 | 127 | 0.25 | F | SL0000329892 | No | 0.5 | 48 | [12 empty] | 1.25 | 226 | 4 | 774 | [10 empty] | 0 | 0 | 1000 | 48 | 13 | 13 | 3283.3669 | 0 | 3283.3669 | 2939.9032 | 431 | 0.5 | UTGS
1118 | RES | UTGS | 306 | 211 | 0.25 | F | SL0000330038 | No | 0.5 | 42 | [12 empty] | 1.25 | 1000 | [12 empty] | 0 | 0 | 1000 | 42 | 11 | 11 | 2872.9461 | 0 | 2872.9461 | 3019.1783 | 431 | 0.5 | UTGS
1119 | COM | UTTSS | 28224 | 233 | 45 | H | SL0000330232 | No | 3 | 417 | [12 empty] | 2 | 180 | 4 | 820 | [10 empty] | 0 | 0 | 1000 | 417 | 2 | 2 | 30434.1103 | 0 | 30434.1103 | 19195.1809 | 52825.2838 | 3 | UTTSS
1120 | RES | UTGS | 320 | 260 | 0.25 | F | SL0000330348 | No | 0.75 | 7 | [12 empty] | 1.25 | 357.72 | 2 | 642.28 | [10 empty] | 0 | 0 | 1000 | 7 | 17 | 43 | 450.6843 | 0 | 450.6843 | 761.8922 | 431 | 0.75 | UTGS
1121 | RES | UTGS | 320 | 461 | 0.25 | F | SL0000330458 | No | 0.5 | 39 | [12 empty] | 1.25 | 616.71 | 2 | 383.29 | [10 empty] | 0 | 0 | 1000 | 39 | 8 | 8 | 2667.7356 | 0 | 2667.7356 | 4117.8323 | 431 | 0.5 | UTGS
1122 | RES | UTGS | 320 | 760 | 0.25 | F | SL0000330946 | No | 0.5 | 33 | [12 empty] | 1.25 | 14.81 | 2 | 985.19 | [10 empty] | 0 | 0 | 1000 | 33 | 13 | 13 | 2257.3148 | 0 | 2257.3148 | 2501.6407 | 431 | 0.5 | UTGS
1123 | COM | UTFS | 800 | 151 | 0.25 | F | SL0000331877 | No | 0.75 | 111 | [12 empty] | 2 | 781.5 | 3 | 218.5 | [10 empty] | 0 | 0 | 1000 | 111 | 7 | 17 | 7146.566 | 0 | 7146.566 | 1749.4342 | 1348.3333 | 0.75 | UTFS
1124 | RES | UTGS | 306 | 111 | 0.25 | F | SL0000332315 | No | 0.5 | 26 | [12 empty] | 1.25 | 73.21 | 3 | 146.41 | 4 | 780.38 | [8 empty] | 0 | 0 | 1000 | 26 | 9 | 9 | 1778.4904 | 0 | 1778.4904 | 4033.4505 | 431 | 0.5 | UTGS
1125 | COM | UTFS | 1500 | 270 | 0.25 | F | SL0000332625 | No | 1.25 | 74 | [12 empty] | 2 | 874 | 4 | 126 | [10 empty] | 0 | 0 | 1000 | 74 | 7 | 7 | 5513.9974 | 0 | 5513.9974 | 4773.4831 | 2169 | 1.25 | UTFS
1126 | RES | UTGS | 320 | 261 | 0.25 | F | SL0000332655 | No | 0.5 | 34 | [12 empty] | 1.25 | 676.74 | 2 | 323.26 | [10 empty] | 0 | 0 | 1000 | 34 | 13 | 13 | 2325.7182 | 0 | 2325.7182 | 2537.2831 | 431 | 0.5 | UTGS
1127 | RES | UTGS | 320 | 760 | 0.25 | F | SL0000333079 | No | 0.5 | 17 | [12 empty] | 1.25 | 401.4 | 2 | 598.6 | [10 empty] | 0 | 0 | 1000 | 17 | 7 | 7 | 1162.8591 | 0 | 1162.8591 | 4684.5631 | 431 | 0.5 | UTGS
1128 | RES | UTGS | 320 | 760 | 0.25 | F | SL0000333846 | No | 0.75 | 8 | [12 empty] | 1.25 | 207.07 | 2 | 658.5 | 4 | 134.43 | [8 empty] | 0 | 0 | 1000 | 8 | 10 | 53 | 515.0678 | 0 | 515.0678 | 634.3354 | 431 | 0.75 | UTGS
1129 | RES | UTGS | 320 | 260 | 0.25 | F | SL0000333894 | No | 0.75 | 30 | [12 empty] | 1.25 | 349.25 | 2 | 650.75 | [10 empty] | 0 | 0 | 1000 | 30 | 9 | 54 | 1931.5043 | 0 | 1931.5043 | 606.5822 | 431 | 0.75 | UTGS
1130 | RES | UTGS | 320 | 261 | 0.25 | F | SL0000334257 | No | 0.5 | 50 | [12 empty] | 1.25 | 20.3 | 2 | 979.7 | [10 empty] | 0 | 0 | 1000 | 50 | 11 | 11 | 3420.1739 | 0 | 3420.1739 | 2956.8338 | 431 | 0.5 | UTGS
1131 | RES | UTGS | 320 | 260 | 0.25 | F | SL0000334824 | No | 0.5 | 26 | [12 empty] | 1.25 | 232.75 | 2 | 756.5 | 3 | 10.75 | [8 empty] | 0 | 0 | 1000 | 26 | 14 | 14 | 1778.4904 | 0 | 1778.4904 | 2324.1126 | 431 | 0.5 | UTGS
1132 | RES | UTGS | 320 | 461 | 0.25 | F | SL0000335186 | No | 0.5 | 11 | [12 empty] | 2 | 743.05 | 3 | 256.95 | [10 empty] | 0 | 0 | 1000 | 11 | 24 | 24 | 752.4383 | 0 | 752.4383 | 1218.8682 | 431 | 0.5 | UTGS
1133 | RES | UTGS | 320 | 261 | 0.25 | F | SL0000335216 | No | 0.5 | 39 | [12 empty] | 2 | 1000 | [12 empty] | 0 | 0 | 1000 | 39 | 12 | 12 | 2667.7356 | 0 | 2667.7356 | 2709.2468 | 431 | 0.5 | UTGS
1134 | COM | UTTSS | 30300 | 279 | 5 | F | SL0000335446 | No | 2 | 181 | [12 empty] | 4 | 1000 | [12 empty] | 0 | 0 | 1000 | 181 | 2 | 2 | 13210.0095 | 0 | 13210.0095 | 19840.4809 | 27686.4 | 2 | UTTSS
1135 | COM | UTTSS | 5550 | 272 | 2 | F | SL0000335585 | No | 1.25 | 49 | 2 | 2 | [10 empty] | 2 | 1000 | [12 empty] | 0 | 0 | 1000 | 51 | 8 | 12 | 3797.1274 | 0 | 3797.1274 | 2709.2468 | 3698.6667 | 1.25 | UTTSS
1136 | RES | UTGS | 320 | 760 | 0.25 | F | SL0000335662 | No | 0.5 | 43 | [12 empty] | 1.25 | 606 | 2 | 35.5 | 3 | 29.5 | 4 | 329 | [6 empty] | 0 | 0 | 1000 | 43 | 9 | 9 | 2941.3495 | 0 | 2941.3495 | 3880.0035 | 431 | 0.5 | UTGS
1137 | RES | UTGS | 320 | 460 | 0.25 | F | SL0000335869 | No | 0.5 | 29 | [12 empty] | 1.25 | 668.22 | 2 | 241.39 | 3 | 90.39 | [8 empty] | 0 | 0 | 1000 | 29 | 7 | 7 | 1983.7009 | 0 | 1983.7009 | 4547.5101 | 431 | 0.5 | UTGS
1138 | RES | UTGS | 320 | 260 | 0.25 | F | SL0000335888 | No | 0.5 | 25 | [12 empty] | 1.25 | 937 | 2 | 63 | [10 empty] | 0 | 0 | 1000 | 25 | 11 | 11 | 1710.0869 | 0 | 1710.0869 | 3015.1692 | 431 | 0.5 | UTGS
1139 | RES | UTGS | 320 | 260 | 0.25 | F | SL0000335914 | No | 0.5 | 28 | [12 empty] | 1.25 | 767.89 | 2 | 232.11 | [10 empty] | 0 | 0 | 1000 | 28 | 14 | 14 | 1915.2974 | 0 | 1915.2974 | 2360.6061 | 431 | 0.5 | UTGS
1140 | RES | UTGS | 320 | 260 | 0.25 | F | SL0000336216 | No | 0.5 | 28 | [12 empty] | 1.25 | 211.34 | 2 | 262.5 | 3 | 526.16 | [8 empty] | 0 | 0 | 1000 | 28 | 10 | 10 | 1915.2974 | 0 | 1915.2974 | 2598.7191 | 431 | 0.5 | UTGS
1141 | RES | UTGS | 320 | 260 | 0.25 | F | SL0000336484 | No | 0.5 | 37 | [12 empty] | 2 | 1000 | [12 empty] | 0 | 0 | 1000 | 37 | 9 | 43 | 2530.9287 | 0 | 2530.9287 | 756.0689 | 431 | 0.5 | UTGS
1142 | RES | UTGS | 320 | 461 | 0.25 | F | SL0000336687 | No | 0.5 | 19 | [12 empty] | 1.25 | 744.67 | 3 | 255.33 | [10 empty] | 0 | 0 | 1000 | 19 | 14 | 14 | 1299.6661 | 0 | 1299.6661 | 2128.189 | 431 | 0.5 | UTGS
1143 | RES | UTGS | 320 | 760 | 0.25 | F | SL0000337804 | No | 0.5 | 28 | [12 empty] | 1.25 | 28.96 | 2 | 971.04 | [10 empty] | 0 | 0 | 1000 | 28 | 6 | 6 | 1915.2974 | 0 | 1915.2974 | 5421.8723 | 431 | 0.5 | UTGS
1144 | COM | UTFS | 6600 | 272 | 5 | F | SL0000338263 | No | 1.25 | 40 | [12 empty] | 3 | 50.06 | 4 | 699.78 | 6 | 250.17 | [8 empty] | 0 | 0 | 1000.01 | 40 | 1 | 11 | 2980.5391 | 0 | 2980.5391 | 3979.8752 | 3698.6667 | 1.25 | UTFS
1145 | RES | UTGS | 320 | 127 | 0.25 | F | SL0000338348 | No | 0.5 | 20 | [12 empty] | 1.25 | 963.88 | 2 | 36.12 | [10 empty] | 0 | 0 | 1000 | 20 | 10 | 10 | 1368.0696 | 0 | 1368.0696 | 3318.5678 | 431 | 0.5 | UTGS
1146 | COM | UTTSS | 1980 | 270 | 5 | F | SL0000339149 | No | 1.25 | 59 | [12 empty] | 2 | 228.08 | 3 | 74.11 | 4 | 697.81 | [8 empty] | 0 | 0 | 1000 | 59 | 3 | 6 | 4396.2952 | 0 | 4396.2952 | 6095.7574 | 2169 | 1.25 | UTTSS
1147 | RES | UTGS | 320 | 260 | 0.25 | F | SL0000339969 | No | 0.5 | 36 | [12 empty] | 2 | 1000 | [12 empty] | 0 | 0 | 1000 | 36 | 14 | 14 | 2462.5252 | 0 | 2462.5252 | 2322.2116 | 431 | 0.5 | UTGS
1148 | RES | UTGS | 320 | 461 | 0.25 | F | SL0000340089 | No | 0.5 | 42 | [12 empty] | 1.25 | 761.79 | 2 | 238.21 | [10 empty] | 0 | 0 | 1000 | 42 | 13 | 13 | 2872.9461 | 0 | 2872.9461 | 2541.8627 | 431 | 0.5 | UTGS
1149 | RES | UTGS | 320 | 260 | 0.25 | F | SL0000340456 | No | 0.5 | 59 | [12 empty] | 1.25 | 147 | 4 | 304.94 | 6 | 548.06 | [8 empty] | 0 | 0 | 1000 | 59 | 11 | 24 | 4035.8052 | 0 | 4035.8052 | 2078.4539 | 431 | 0.5 | UTGS
1150 | RES | UTGS | 320 | 760 | 0.25 | F | SL0000340615 | No | 0.75 | 74 | [12 empty] | 2 | 122.64 | 3 | 877.36 | [10 empty] | 0 | 0 | 1000 | 74 | 9 | 9 | 4764.3774 | 0 | 4764.3774 | 2376.2263 | 431 | 0.75 | UTGS
1151 | COM | UTTSS | 5000 | 272 | 0.25 | F | SL0000340702 | No | 2 | 288 | [12 empty] | 2 | 1000 | [12 empty] | 0 | 0 | 1000 | 288 | 6 | 6 | 21019.2416 | 0 | 21019.2416 | 5418.4936 | 3698.6667 | 2 | UTTSS
1152 | RES | UTGS | 320 | 760 | 0.25 | F | SL0000340718 | No | 0.5 | 34 | [12 empty] | 1.25 | 160.6 | 2 | 786.01 | 3 | 53.4 | [8 empty] | 0 | 0 | 1000.01 | 34 | 9 | 9 | 2325.7182 | 0 | 2325.7182 | 3549.6216 | 431 | 0.5 | UTGS
1153 | RES | UTGS | 320 | 760 | 0.25 | F | SL0000341089 | No | 0.5 | 51 | [12 empty] | 1.25 | 176.2 | 2 | 718 | 8 | 105.8 | [8 empty] | 0 | 0 | 1000 | 51 | 7 | 7 | 3488.5774 | 0 | 3488.5774 | 5271.7534 | 431 | 0.5 | UTGS
1154 | RES | UTGS | 175 | 126 | 0.25 | F | SL0000341498 | No | 0.5 | 34 | [12 empty] | 1.25 | 899.94 | 2 | 100.06 | [10 empty] | 0 | 0 | 1000 | 34 | 13 | 13 | 2325.7182 | 0 | 2325.7182 | 2549.3015 | 431 | 0.5 | UTGS
1155 | COM | UTTSS | 5550 | 272 | 2 | F | SL0000342252 | No | 1.25 | 245 | [12 empty] | 4 | 1000 | [12 empty] | 0 | 0 | 1000 | 245 | 2 | 4 | 18255.8021 | 0 | 18255.8021 | 9920.2404 | 3698.6667 | 1.25 | UTTSS
1156 | RES | UTGS | 320 | 260 | 0.25 | F | SL0000342652 | No | 0.75 | 159 | [12 empty] | 1.25 | 256.76 | 2 | 743.24 | [10 empty] | 0 | 0 | 1000 | 159 | 8 | 46 | 10236.973 | 0 | 10236.973 | 710.6673 | 431 | 0.75 | UTGS
1157 | RES | UTGS | 320 | 261 | 0.25 | F | SL0000342680 | No | 0.75 | 239 | [12 empty] | 2 | 1000 | [12 empty] | 0 | 0 | 1000 | 239 | 9 | 9 | 15387.6512 | 0 | 15387.6512 | 3612.3291 | 431 | 0.75 | UTGS
1158 | COM | UTTSS | 7300 | 273 | 1 | F | SL0000342728 | No | 0.75 | 58 | [12 empty] | 2 | 81.72 | 4 | 719.09 | 6 | 199.19 | [8 empty] | 0 | 0 | 1000 | 58 | 5 | 24 | 3734.2417 | 0 | 3734.2417 | 1797.8561 | 5118 | 0.75 | UTTSS
1159 | RES | UTGS | 320 | 260 | 0.25 | F | SL0000342854 | No | 0.5 | 32 | [12 empty] | 1.25 | 517.98 | 2 | 86 | 4 | 41 | 6 | 355.01 | [6 empty] | 0 | 0 | 999.99 | 32 | 6 | 6 | 2188.9113 | 0 | 2188.9113 | 7156.178 | 431 | 0.5 | UTGS
1160 | COM | UTFS | 1500 | 270 | 0.25 | F | SL0000343194 | No | 1.25 | 278 | [12 empty] | 2 | 290.69 | 4 | 327.63 | 6 | 381.69 | [8 empty] | 0 | 0 | 1000.01 | 278 | 8 | 8 | 20714.7468 | 0 | 20714.7468 | 5670.5628 | 2169 | 1.25 | UTFS
1161 | RES | UTGS | 320 | 160 | 0.25 | F | SL0000343552 | No | 0.5 | 40 | [12 empty] | 1.25 | 251.98 | 2 | 503.66 | 4 | 244.36 | [8 empty] | 0 | 0 | 1000 | 40 | 10 | 10 | 2736.1391 | 0 | 2736.1391 | 3443.9409 | 431 | 0.5 | UTGS
1162 | RES | UTGS | 320 | 760 | 0.25 | F | SL0000343580 | No | 0.5 | 35 | [12 empty] | 1.25 | 227.87 | 2 | 768.26 | 4 | 3.87 | [8 empty] | 0 | 0 | 1000 | 35 | 10 | 10 | 2394.1217 | 0 | 2394.1217 | 3269.8219 | 431 | 0.5 | UTGS
1163 | COM | UTFS | 3000 | 271 | 0.25 | F | SL0000343584 | No | 1.25 | 75 | [12 empty] | 2 | 184.38 | 6 | 125.26 | 10 | 690.36 | [8 empty] | 0 | 0 | 1000 | 75 | 3 | 6 | 5588.5108 | 0 | 5588.5108 | 10634.5399 | 2145.6667 | 1.25 | UTFS
1164 | RES | UTGS | 306 | 211 | 0.25 | F | SL0000343637 | No | 0.5 | 56 | [12 empty] | 1.25 | 586.51 | 2 | 413.49 | [10 empty] | 0 | 0 | 1000 | 56 | 19 | 19 | 3830.5948 | 0 | 3830.5948 | 1732.7115 | 431 | 0.5 | UTGS
1165 | RES | UTGS | 320 | 127 | 0.25 | F | SL0000344081 | No | 0.5 | 67 | [12 empty] | 1.25 | 55.88 | 2 | 593.44 | 4 | 350.69 | [8 empty] | 0 | 0 | 1000.01 | 67 | 11 | 11 | 4583.033 | 0 | 4583.033 | 3187.7136 | 431 | 0.5 | UTGS
1166 | RES | UTGS | 320 | 760 | 0.25 | F | SL0000344149 | No | 0.75 | 116 | [12 empty] | 1.25 | 308.16 | 2 | 691.84 | [10 empty] | 0 | 0 | 1000 | 116 | 10 | 10 | 7468.4834 | 0 | 7468.4834 | 3272.6674 | 431 | 0.75 | UTGS
1167 | RES | UTGS | 320 | 260 | 0.25 | F | SL0000344226 | No | 0.5 | 40 | [12 empty] | 1.25 | 806.17 | 2 | 19.74 | 4 | 174.09 | [8 empty] | 0 | 0 | 1000 | 40 | 8 | 8 | 2736.1391 | 0 | 2736.1391 | 4290.4383 | 431 | 0.5 | UTGS
1168 | RES | UTGS | 320 | 361 | 0.25 | F | SL0000344440 | No | 0.75 | 74 | [12 empty] | 1.25 | 121.94 | 2 | 878.06 | [10 empty] | 0 | 0 | 1000 | 74 | 7 | 7 | 4764.3774 | 0 | 4764.3774 | 4656.6171 | 431 | 0.75 | UTGS
1169 | RES | UTGS | 320 | 127 | 0.25 | F | SL0000344633 | No | 0.5 | 34 | [12 empty] | 1.25 | 633.85 | 2 | 366.15 | [10 empty] | 0 | 0 | 1000 | 34 | 12 | 12 | 2325.7182 | 0 | 2325.7182 | 2746.2214 | 431 | 0.5 | UTGS
1170 | RES | UTGS | 320 | 760 | 0.25 | F | SL0000344789 | No | 0.5 | 40 | [12 empty] | 1.25 | 174.56 | 2 | 825.44 | [10 empty] | 0 | 0 | 1000 | 40 | 11 | 11 | 2736.1391 | 0 | 2736.1391 | 2966.6503 | 431 | 0.5 | UTGS
1171 | RES | UTGS | 320 | 361 | 0.25 | F | SL0000344993 | No | 0.5 | 40 | [12 empty] | 1.25 | 234.16 | 2 | 765.84 | [10 empty] | 0 | 0 | 1000 | 40 | 12 | 12 | 2736.1391 | 0 | 2736.1391 | 2722.9061 | 431 | 0.5 | UTGS
1172 | COM | UTFS | 2225 | 278 | 2 | F | SL0000345165 | No | 1.25 | 252 | [12 empty] | 3 | 5 | 4 | 995 | [10 empty] | 0 | 0 | 1000 | 252 | 2 | 2 | 18777.3964 | 0 | 18777.3964 | 19790.8559 | 2428.75 | 1.25 | UTFS
1173 | RES | UTGS | 320 | 260 | 0.25 | F | SL0000345340 | No | 0.5 | 34 | [12 empty] | 1.25 | 715 | 2 | 285 | [10 empty] | 0 | 0 | 1000 | 34 | 12 | 12 | 2325.7182 | 0 | 2325.7182 | 2750.9551 | 431 | 0.5 | UTGS
1174 | RES | UTGS | 320 | 127 | 0.25 | F | SL0000345407 | No | 0.75 | 10 | [12 empty] | 1.25 | 80 | 2 | 920 | [10 empty] | 0 | 0 | 1000 | 10 | 16 | 31 | 643.8348 | 0 | 643.8348 | 1050.5472 | 431 | 0.75 | UTGS
1175 | COM | UTTSS | 2000 | 278 | 0.25 | F | SL0000345641 | No | 1.25 | 24 | [12 empty] | 1.25 | 60 | 2 | 214 | 4 | 726 | [8 empty] | 0 | 0 | 1000 | 24 | 9 | 73 | 1788.3235 | 0 | 1788.3235 | 517.2381 | 2428.75 | 1.25 | UTTSS
1176 | RES | UTGS | 320 | 260 | 0.25 | F | SL0000345948 | No | 0.75 | 41.64 | [12 empty] | 2 | 413 | 4 | 587 | [10 empty] | 0 | 0 | 1000 | 41.64 | 9 | 41 | 2680.928 | 0 | 2680.928 | 895.6037 | 431 | 0.75 | UTGS
1177 | RES | UTGS | 320 | 760 | 0.25 | F | SL0000365143 | No | 0.5 | 38 | [12 empty] | 1.25 | 70 | 2 | 930 | [10 empty] | 0 | 0 | 1000 | 38 | 18 | 18 | 2599.3322 | 0 | 2599.3322 | 1808.8868 | 431 | 0.5 | UTGS
1178 | RES | UTGS | 320 | 127 | 0.25 | F | SL0000365266 | No | 0.5 | 51 | [12 empty] | 0.75 | 323 | 1.25 | 677 | [10 empty] | 0 | 0 | 1000 | 51 | 12 | 12 | 3488.5774 | 0 | 3488.5774 | 2952.7668 | 431 | 0.5 | UTGS
1179 | RES | UTGS | 320 | 260 | 0.25 | F | SL0000365460 | No | 0.75 | 145 | [12 empty] | 2 | 1000 | [12 empty] | 0 | 0 | 1000 | 145 | 16 | 16 | 9335.6043 | 0 | 9335.6043 | 2031.9351 | 431 | 0.75 | UTGS
1180 | RES | UTGS | 320 | 127 | 0.25 | F | SL0000365673 | No | 0.5 | 63 | [12 empty] | 1.25 | 99.5 | 2 | 900.5 | [10 empty] | 0 | 0 | 1000 | 63 | 9 | 9 | 4309.4191 | 0 | 4309.4191 | 3620.068 | 431 | 0.5 | UTGS
1181 | RES | UTGS | 320 | 260 | 0.25 | F | SL0000365727 | No | 0.5 | 90 | [12 empty] | 1.25 | 453 | 2 | 547 | [10 empty] | 0 | 0 | 1000 | 90 | 12 | 13 | 6156.313 | 0 | 6156.313 | 2525.2355 | 431 | 0.5 | UTGS
1182 | RES | UTGS | 320 | 260 | 0.25 | F | SL0000365818 | No | 0.5 | 30 | [12 empty] | 2 | 166.47 | 3 | 657.06 | 4 | 176.47 | [8 empty] | 0 | 0 | 1000 | 30 | 30 | 37 | 2052.1043 | 0 | 2052.1043 | 687.6954 | 431 | 0.5 | UTGS
1183 | RES | UTGS | 320 | 760 | 0.25 | F | SL0000365846 | No | 0.5 | 100 | [12 empty] | 2 | 840.44 | 3 | 159.56 | [10 empty] | 0 | 0 | 1000 | 100 | 10 | 10 | 6840.3478 | 0 | 6840.3478 | 3048.7741 | 431 | 0.5 | UTGS
1184 | RES | UTGS | 320 | 260 | 0.25 | F | SL0000366981 | No | 0.5 | 55 | [12 empty] | 1.25 | 220 | 2 | 189 | 4 | 591 | [8 empty] | 0 | 0 | 1000 | 55 | 7 | 7 | 3762.1913 | 0 | 3762.1913 | 5271.776 | 431 | 0.5 | UTGS
1185 | RES | UTGS | 500 | 220 | 0.25 | F | SL0000367234 | No | 0.75 | 118 | [12 empty] | 1.25 | 53.62 | 2 | 946.38 | [10 empty] | 0 | 0 | 1000 | 118 | 3 | 3 | 7597.2504 | 0 | 7597.2504 | 10849.4986 | 585.0096 | 0.75 | UTGS
1186 | RES | UTGS | 320 | 260 | 0.25 | F | SL0000367820 | No | 0.5 | 38 | [12 empty] | 1.25 | 669 | 2 | 124.23 | 4 | 206.77 | [8 empty] | 0 | 0 | 1000 | 38 | 7 | 7 | 2599.3322 | 0 | 2599.3322 | 4923.1147 | 431 | 0.5 | UTGS
1187 | RES | UTGS | 320 | 260 | 0.25 | F | SL0000367920 | No | 0.75 | 42.02 | [12 empty] | 1.25 | 33.25 | 2 | 880.25 | 4 | 86.5 | [8 empty] | 0 | 0 | 1000 | 42.02 | 13 | 52 | 2705.3937 | 0 | 2705.3937 | 637.5854 | 431 | 0.75 | UTGS
1188 | RES | UTGS | 320 | 260 | 0.25 | F | SL0000368131 | No | 0.5 | 85 | [12 empty] | 1.25 | 310 | 4 | 690 | [10 empty] | 0 | 0 | 1000 | 85 | 7 | 7 | 5814.2956 | 0 | 5814.2956 | 5382.1802 | 431 | 0.5 | UTGS
1189 | RES | UTGS | 320 | 127 | 0.25 | F | SL0000368147 | No | 0.75 | 62 | [12 empty] | 1.25 | 77 | 2 | 189.1 | 3 | 528 | 4 | 107 | [6 empty] | 0 | 0 | 901.1 | 62 | 15 | 85 | 3991.7756 | 0 | 3991.7756 | 275.5491 | 431 | 0.75 | UTGS
1190 | RES | UTGS | 320 | 261 | 0.25 | F | SL0000368487 | No | 0.5 | 35 | [12 empty] | 1.25 | 645.06 | 2 | 354.94 | [10 empty] | 0 | 0 | 1000 | 35 | 11 | 11 | 2394.1217 | 0 | 2394.1217 | 2996.5912 | 431 | 0.5 | UTGS
1191 | RES | UTGS | 320 | 127 | 0.25 | F | SL0000368827 | No | 0.75 | 44 | [12 empty] | 1.25 | 128 | 2 | 831 | 3 | 41 | [8 empty] | 0 | 0 | 1000 | 44 | 6 | 69 | 2832.873 | 0 | 2832.873 | 464.9374 | 431 | 0.75 | UTGS
1192 | COM | UTTSS | 5550 | 272 | 2 | F | SL0000368839 | No | 1.25 | 362 | [12 empty] | 4 | 1000 | [12 empty] | 0 | 0 | 1000 | 362 | 9 | 9 | 26973.879 | 0 | 26973.879 | 4408.9957 | 3698.6667 | 1.25 | UTTSS
1193 | RES | UTGS | 320 | 160 | 0.25 | F | SL0000368867 | No | 0.5 | 107 | [12 empty] | 1.25 | 94.2 | 2 | 890.7 | 4 | 15.1 | [8 empty] | 0 | 0 | 1000 | 107 | 10 | 10 | 7319.1721 | 0 | 7319.1721 | 3268.5169 | 431 | 0.5 | UTGS
1194 | RES | UTGS | 320 | 127 | 0.25 | F | SL0000369078 | No | 0.5 | 38 | [12 empty] | 2 | 1000 | [12 empty] | 0 | 0 | 1000 | 38 | 12 | 12 | 2599.3322 | 0 | 2599.3322 | 2709.2468 | 431 | 0.5 | UTGS
1195 | RES | UTGS | 320 | 760 | 0.25 | F | SL0000369547 | No | 0.5 | 54 | [12 empty] | 2 | 1000 | [12 empty] | 0 | 0 | 1000 | 54 | 7 | 7 | 3693.7878 | 0 | 3693.7878 | 4644.4231 | 431 | 0.5 | UTGS
1196 | RES | UTGS | 320 | 360 | 0.25 | F | SL0000369734 | No | 0.5 | 32 | [12 empty] | 1.25 | 882.57 | 4 | 117.43 | [10 empty] | 0 | 0 | 1000 | 32 | 9 | 9 | 2188.9113 | 0 | 2188.9113 | 3774.526 | 431 | 0.5 | UTGS
1197 | RES | UTGS | 175 | 126 | 0.25 | F | SL0000369931 | No | 0.75 | 76 | [12 empty] | 1.25 | 68.5 | 2 | 931.5 | [10 empty] | 0 | 0 | 1000 | 76 | 7 | 84 | 4893.1443 | 0 | 4893.1443 | 387.6061 | 431 | 0.75 | UTGS
1198 | COM | UTGS | 1000 | 115 | 0.25 | F | SL0000370040 | No | 0.75 | 85 | [12 empty] | 2 | 279.84 | 3 | 135.38 | 4 | 584.78 | [8 empty] | 0 | 0 | 1000 | 85 | 6 | 10 | 5472.5956 | 0 | 5472.5956 | 3498.7216 | 1475.8773 | 0.75 | UTGS
1199 | COM | UTGS | 18200 | 274 | 10 | L | SL0000370376 | No | 2 | 29 | [12 empty] | 4 | 1000 | [12 empty] | 0 | 0 | 1000 | 29 | 1 | 1 | 2116.5209 | 0 | 2116.5209 | 39680.9617 | 17706.4 | 2 | UTGS
1200 | RES | UTGS | 320 | 360 | 0.25 | F | SL0000370567 | No | 0.75 | 18 | [12 empty] | 1.25 | 114 | 2 | 446.46 | 4 | 439.54 | [8 empty] | 0 | 0 | 1000 | 18 | 3 | 20 | 1158.9026 | 0 | 1158.9026 | 1787.1132 | 431 | 0.75 | UTGS
1201 | COM | UTTSS | 5550 | 272 | 2 | F | SL0000370594 | No | 1.25 | 107 | [12 empty] | 4 | 859.59 | 6 | 140.41 | [10 empty] | 0 | 0 | 1000 | 107 | 7 | 7 | 7972.9421 | 0 | 7972.9421 | 6076.9007 | 3698.6667 | 1.25 | UTTSS
1202 | RES | UTGS | 320 | 127 | 0.25 | F | SL0000370598 | No | 0.75 | 42 | [12 empty] | 1.25 | 14 | 2 | 986 | [10 empty] | 0 | 0 | 1000 | 42 | 6 | 12 | 2704.1061 | 0 | 2704.1061 | 2710.0635 | 431 | 0.75 | UTGS
1203 | RES | UTGS | 320 | 360 | 0.25 | F | SL0000370599 | No | 0.75 | 40 | [12 empty] | 1.25 | 14.97 | 2 | 985.03 | [10 empty] | 0 | 0 | 1000 | 40 | 6 | 12 | 2575.3391 | 0 | 2575.3391 | 2710.1201 | 431 | 0.75 | UTGS
1204 | RES | UTGS | 320 | 160 | 0.25 | F | SL0000370620 | No | 0.5 | 12 | [12 empty] | 1.25 | 526 | 2 | 368.71 | 3 | 105.29 | [8 empty] | 0 | 0 | 1000 | 12 | 8 | 8 | 820.8417 | 0 | 820.8417 | 3943.0106 | 431 | 0.5 | UTGS
1205 | RES | UTGS | 320 | 160 | 0.25 | F | SL0000370920 | No | 0.5 | 52.25 | 0.75 | 44 | [10 empty] | 2 | 1000 | [12 empty] | 0 | 0 | 1000 | 96.25 | 21 | 21 | 6406.9547 | 0 | 6406.9547 | 1548.141 | 431 | 0.5 | UTGS
1206 | RES | UTGS | 320 | 127 | 0.25 | F | SL0000371347 | No | 0.5 | 35 | [12 empty] | 1.25 | 836.87 | 4 | 163.13 | [10 empty] | 0 | 0 | 1000 | 35 | 5 | 5 | 2394.1217 | 0 | 2394.1217 | 6853.2826 | 431 | 0.5 | UTGS
1207 | RES | UTGS | 320 | 360 | 0.25 | F | SL0000371767 | No | 0.75 | 57 | [12 empty] | 1.25 | 621.11 | 4 | 378.89 | [10 empty] | 0 | 0 | 1000 | 57 | 9 | 9 | 3669.8582 | 0 | 3669.8582 | 3962.4867 | 431 | 0.75 | UTGS
1208 | RES | UTGS | 320 | 760 | 0.25 | F | SL0000371856 | No | 0.5 | 34 | [12 empty] | 1.25 | 15.63 | 2 | 984.37 | [10 empty] | 0 | 0 | 1000 | 34 | 8 | 8 | 2325.7182 | 0 | 2325.7182 | 4065.2378 | 431 | 0.5 | UTGS
1209 | COM | UTTSS | 11750 | 274 | 2 | F | SL0000372184 | No | 2 | 61 | [12 empty] | 2 | 774.45 | 4 | 225.55 | [10 empty] | 0 | 0 | 1000 | 61 | 6 | 14 | 4451.9921 | 0 | 4451.9921 | 2437.7254 | 10791.3333 | 2 | UTTSS
1210 | COM | UTFS | 2400 | 255 | 2 | F | SL0000372438 | No | 1.25 | 25 | [12 empty] | 2 | 1000 | [12 empty] | 0 | 0 | 1000 | 25 | 4 | 10 | 1862.8369 | 0 | 1862.8369 | 3251.0962 | 2428.75 | 1.25 | UTFS
1211 | RES | UTGS | 550 | 760 | 2 | F | SL0000372687 | No | 0.75 | 119 | [12 empty] | 2 | 1000 | [12 empty] | 0 | 0 | 1000 | 119 | 5 | 5 | 7661.6339 | 0 | 7661.6339 | 6502.1923 | 585.0096 | 0.75 | UTGS
1212 | RES | UTGS | 320 | 760 | 0.25 | F | SL0000372716 | No | 0.5 | 45 | [12 empty] | 1.25 | 28.96 | 2 | 91.96 | 3 | 879.07 | [8 empty] | 0 | 0 | 999.99 | 45 | 7 | 7 | 3078.1565 | 0 | 3078.1565 | 3054.9001 | 431 | 0.5 | UTGS
1213 | COM | UTTSS | 1500 | 270 | 0.25 | F | SL0000373132 | No | 1.25 | 241 | [12 empty] | 2 | 12.25 | 4 | 987.75 | [10 empty] | 0 | 0 | 1000 | 241 | 5 | 5 | 17957.7482 | 0 | 17957.7482 | 7918.6258 | 2169 | 1.25 | UTTSS
1214 | RES | UTGS | 306 | 211 | 0.25 | F | SL0000373703 | No | 0.5 | 64 | [12 empty] | 1.25 | 456.66 | 2 | 543.34 | [10 empty] | 0 | 0 | 1000 | 64 | 12 | 12 | 4377.8226 | 0 | 4377.8226 | 2735.8853 | 431 | 0.5 | UTGS
1215 | RES | UTGS | 306 | 211 | 0.25 | F | SL0000373802 | No | 0.5 | 31 | [12 empty] | 1.25 | 871.63 | 3 | 128.37 | [10 empty] | 0 | 0 | 1000 | 31 | 5 | 5 | 2120.5078 | 0 | 2120.5078 | 6298.6742 | 431 | 0.5 | UTGS
1216 | COM | UTGS | 320 | 127 | 0.25 | F | SL0000374228 | No | 0.75 | 101 | [12 empty] | 2 | 259.53 | 4 | 740.47 | [10 empty] | 0 | 0 | 1000 | 101 | 9 | 21 | 6502.7313 | 0 | 6502.7313 | 1800.9586 | 431 | 0.75 | UTGS
1217 | RES | UTGS | 320 | 261 | 0.25 | F | SL0000374257 | No | 0.5 | 85 | [12 empty] | 1.25 | 244.5 | 2 | 755.5 | [10 empty] | 0 | 0 | 1000 | 85 | 11 | 11 | 5814.2956 | 0 | 5814.2956 | 2971.1011 | 431 | 0.5 | UTGS
1218 | COM | UTTSS | 9200 | 273 | 5 | F | SL0000374658 | No | 2 | 263 | [12 empty] | 2 | 224.81 | 4 | 775.19 | [10 empty] | 0 | 0 | 1000 | 263 | 2 | 2 | 19194.6547 | 0 | 19194.6547 | 19034.537 | 5118 | 2 | UTTSS
1219 | RES | UTGS | 320 | 461 | 0.25 | F | SL0000374868 | No | 0.5 | 21 | [12 empty] | 1.25 | 237 | 2 | 221.5 | 4 | 541.5 | [8 empty] | 0 | 0 | 1000 | 21 | 10 | 10 | 1436.473 | 0 | 1436.473 | 3655.9417 | 431 | 0.5 | UTGS
1220 | RES | UTGS | 306 | 211 | 0.25 | F | SL0000375216 | No | 0.75 | 20 | [12 empty] | 1.25 | 167.46 | 2 | 167.46 | 3 | 435 | 4 | 230.09 | [6 empty] | 0 | 0 | 1000.01 | 20 | 3 | 32 | 1287.6696 | 0 | 1287.6696 | 898.8267 | 431 | 0.75 | UTGS
1221 | RES | UTGS | 306 | 211 | 0.25 | F | SL0000375220 | No | 0.75 | 42 | [12 empty] | 1.25 | 356.46 | 2 | 365.46 | 3 | 278.08 | [8 empty] | 0 | 0 | 1000 | 42 | 8 | 81 | 2704.1061 | 0 | 2704.1061 | 360.9189 | 431 | 0.75 | UTGS
1222 | RES | UTGS | 306 | 211 | 0.25 | F | SL0000375222 | No | 0.75 | 27 | [12 empty] | 1.25 | 479.76 | 2 | 411.87 | 3 | 108.37 | [8 empty] | 0 | 0 | 1000 | 27 | 6 | 61 | 1738.3539 | 0 | 1738.3539 | 515.9453 | 431 | 0.75 | UTGS
1223 | RES | UTGS | 320 | 360 | 0.25 | F | SL0000375226 | No | 0.75 | 68 | [12 empty] | 1.25 | 606.75 | 2 | 392.5 | [10 empty] | 0 | 0 | 999.25 | 68 | 10 | 101 | 4378.0765 | 0 | 4378.0765 | 325.8545 | 431 | 0.75 | UTGS
1224 | RES | UTGS | 306 | 211 | 0.25 | F | SL0000375227 | No | 0.75 | 65 | [12 empty] | 1.25 | 606.75 | 2 | 392.5 | [10 empty] | 0 | 0 | 999.25 | 65 | 10 | 101 | 4184.9261 | 0 | 4184.9261 | 325.8545 | 431 | 0.75 | UTGS
1225 | IND | UTTSM | 26496 | 235 | 10 | L | SL0000375516 | No | 3 | 158 | 4 | 58 | 6 | 1 | [8 empty] | 8 | 1000 | [12 empty] | 0 | 0 | 1000 | 217 | 2 | 4 | 16023.4312 | 0 | 16023.4312 | 18212.7404 | 20345.6 | 3 | UTTSM
1226 | COM | UTTSS | 6600 | 272 | 5 | F | SL0000375525 | No | 1.25 | 65 | [12 empty] | 2 | 1000 | [12 empty] | 0 | 0 | 1000 | 65 | 5 | 19 | 4843.3761 | 0 | 4843.3761 | 1711.1032 | 3698.6667 | 1.25 | UTTSS
1227 | RES | UTGS | 306 | 211 | 0.25 | F | SL0000375791 | No | 0.5 | 57 | [12 empty] | 1.25 | 644.75 | 2 | 355.25 | [10 empty] | 0 | 0 | 1000 | 57 | 8 | 8 | 3898.9982 | 0 | 3898.9982 | 4120.2858 | 431 | 0.5 | UTGS
1228 | IND | UTTSS | 11750 | 274 | 2 | F | SL0000375816 | No | 2 | 57 | [12 empty] | 2 | 509.94 | 3 | 490.06 | [10 empty] | 0 | 0 | 1000 | 57 | 9 | 10 | 4160.0582 | 0 | 4160.0582 | 2629.7001 | 10791.3333 | 2 | UTTSS
1229 | COM | UTGS | 64512 | 235 | 45 | H | SL0000375970 | No | 3 | 78 | [12 empty] | 4 | 1000 | [12 empty] | 0 | 0 | 1000 | 78 | 2 | 2 | 5692.7113 | 0 | 5692.7113 | 19840.4809 | 113197.0366 | 3 | UTGS
1230 | RES | UTGS | 306 | 111 | 0.25 | F | SL0000376461 | No | 0.5 | 47 | [12 empty] | 1.25 | 294.5 | 2 | 550.73 | 4 | 154.77 | [8 empty] | 0 | 0 | 1000 | 47 | 6 | 6 | 3214.9635 | 0 | 3214.9635 | 5637.8021 | 431 | 0.5 | UTGS
1231 | COM | UTTSS | 9200 | 273 | 5 | F | SL0000376530 | No | 1.25 | 143 | [12 empty] | 2 | 11.03 | 4 | 988.97 | [10 empty] | 0 | 0 | 1000 | 143 | 1 | 1 | 10655.4273 | 0 | 10655.4273 | 39601.8766 | 5118 | 1.25 | UTTSS
1232 | RES | UTGS | 320 | 127 | 0.25 | F | SL0000376758 | No | 0.5 | 29 | [12 empty] | 2 | 1000 | [12 empty] | 0 | 0 | 1000 | 29 | 9 | 9 | 1983.7009 | 0 | 1983.7009 | 3612.3291 | 431 | 0.5 | UTGS
1233 | COM | UTTSS | 2630 | 278 | 5 | F | SL0000376840 | No | 1.25 | 185 | [12 empty] | 2 | 98.31 | 4 | 901.69 | [10 empty] | 0 | 0 | 1000 | 185 | 3 | 6 | 13784.9934 | 0 | 13784.9934 | 6496.0132 | 2428.75 | 1.25 | UTTSS
1234 | COM | UTFS | 7791 | 233 | 2 | F | SL0000377202 | No | 1.25 | 63 | [12 empty] | 1.25 | 4.69 | 2 | 995.31 | [10 empty] | 0 | 0 | 1000 | 63 | 2 | 2 | 4694.3491 | 0 | 4694.3491 | 16257.1224 | 5118 | 1.25 | UTFS
1235 | COM | UTTSS | 3000 | 271 | 0.25 | F | SL0000377433 | No | 1.25 | 127 | 2 | 14 | 4 | 8.48 | [8 empty] | 2 | 327.06 | 4 | 359.38 | 6 | 313.56 | [8 empty] | 0 | 0 | 1000 | 149.48 | 3 | 13 | 11134.0691 | 0 | 11134.0691 | 3362.8375 | 2145.6667 | 1.25 | UTTSS
1236 | RES | UTGS | 320 | 760 | 0.25 | F | SL0000377562 | No | 0.5 | 41 | [12 empty] | 1.25 | 161.43 | 2 | 838.57 | [10 empty] | 0 | 0 | 1000 | 41 | 12 | 12 | 2804.5426 | 0 | 2804.5426 | 2718.6636 | 431 | 0.5 | UTGS
1237 | RES | UTGS | 550 | 127 | 2 | F | SL0000378023 | No | 0.75 | 40 | [12 empty] | 2 | 1000 | [12 empty] | 0 | 0 | 1000 | 40 | 13 | 86 | 2575.3391 | 0 | 2575.3391 | 378.0344 | 585.0096 | 0.75 | UTGS
1238 | RES | UTGS | 320 | 360 | 0.25 | F | SL0000378335 | No | 1.25 | 77 | [12 empty] | 2 | 1000 | [12 empty] | 0 | 0 | 1000 | 77 | 9 | 98 | 5737.5378 | 0 | 5737.5378 | 331.7445 | 431 | 1.25 | UTGS
1239 | RES | UTGS | 320 | 360 | 0.25 | F | SL0000378337 | No | 1.25 | 152 | [12 empty] | 2 | 1000 | [12 empty] | 0 | 0 | 1000 | 152 | 12 | 119 | 11326.0486 | 0 | 11326.0486 | 273.2014 | 431 | 1.25 | UTGS
1240 | COM | UTTSS | 12243 | 234 | 2 | F | SL0000378349 | No | 2 | 19 | [12 empty] | 4 | 457.75 | 6 | 542.25 | [10 empty] | 0 | 0 | 1000 | 19 | 2 | 2 | 1386.6861 | 0 | 1386.6861 | 25357.8746 | 10791.3333 | 2 | UTTSS
1241 | COM | UTTSS | 64512 | 235 | 45 | H | SL0000378350 | No | 3 | 122 | [12 empty] | 6 | 1000 | [12 empty] | 0 | 0 | 1000 | 122 | 4 | 5 | 8903.9843 | 0 | 8903.9843 | 12006.1923 | 113197.0366 | 3 | UTTSS
1242 | RES | UTGS | 550 | 360 | 2 | F | SL0000378388 | No | 0.75 | 229 | [12 empty] | 4 | 1000 | [12 empty] | 0 | 0 | 1000 | 229 | 7 | 7 | 14743.8164 | 0 | 14743.8164 | 5668.7088 | 585.0096 | 0.75 | UTGS
1243 | RES | UTGS | 1847 | 151 | 2 | F | SL0000378863 | No | 0.75 | 1 | 1.25 | 47 | [10 empty] | 0.75 | 125 | 1.25 | 694.75 | 4 | 180.25 | [8 empty] | 0 | 0 | 1000 | 48 | 8 | 8 | 3566.5169 | 0 | 3566.5169 | 4404.6474 | 2169 | 0.75 | UTGS
1244 | COM | UTTSS | 14500 | 274 | 5 | F | SL0000379021 | No | 2 | 167 | [12 empty] | 1.25 | 60 | 2 | 147.73 | 3 | 9.73 | 4 | 782.54 | [6 empty] | 0 | 0 | 1000 | 167 | 8 | 71 | 12188.2408 | 0 | 12188.2408 | 535.7802 | 10791.3333 | 2 | UTTSS
1245 | COM | UTTSS | 6600 | 272 | 5 | F | SL0000379199 | No | 1.25 | 61 | [12 empty] | 2 | 1000 | [12 empty] | 0 | 0 | 1000 | 61 | 3 | 3 | 4545.3221 | 0 | 4545.3221 | 10836.9872 | 3698.6667 | 1.25 | UTTSS
1246 | RES | UTGS | 320 | 261 | 0.25 | F | SL0000402182 | No | 0.5 | 35 | [12 empty] | 1.25 | 439 | 2 | 561 | [10 empty] | 0 | 0 | 1000 | 35 | 30 | 42 | 2394.1217 | 0 | 2394.1217 | 781.3872 | 431 | 0.5 | UTGS
1247 | RES | UTGS | 175 | 126 | 0.25 | F | SL0000402786 | No | 0.5 | 68 | [12 empty] | 2 | 985.77 | 8 | 14.23 | [10 empty] | 0 | 0 | 1000 | 68 | 11 | 13 | 4651.4365 | 0 | 4651.4365 | 2545 | 431 | 0.5 | UTGS
1248 | RES | UTGS | 320 | 360 | 0.25 | F | SL0000403814 | No | 0.5 | 32 | [12 empty] | 1.25 | 109.93 | 2 | 890.07 | [10 empty] | 0 | 0 | 1000 | 32 | 16 | 37 | 2188.9113 | 0 | 2188.9113 | 880.7544 | 431 | 0.5 | UTGS
1249 | RES | UTGS | 320 | 161 | 0.25 | F | SL0000403829 | No | 0.5 | 80 | [12 empty] | 2 | 1000 | [12 empty] | 0 | 0 | 1000 | 80 | 17 | 17 | 5472.2782 | 0 | 5472.2782 | 1912.4095 | 431 | 0.5 | UTGS
1250 | RES | UTGS | 320 | 127 | 0.25 | F | SL0000404188 | No | 0.5 | 51 | [12 empty] | 2 | 322.03 | 4 | 150.97 | 6 | 1 | 8 | 526 | [6 empty] | 0 | 0 | 1000 | 51 | 14 | 16 | 3488.5774 | 0 | 3488.5774 | 3427.486 | 431 | 0.5 | UTGS
1251 | RES | UTGS | 540 | 159 | 0.25 | F | SL0000404232 | No | 0.5 | 41 | [12 empty] | 1.25 | 236.1 | 2 | 763.9 | [10 empty] | 0 | 0 | 1000 | 41 | 12 | 12 | 2804.5426 | 0 | 2804.5426 | 2723.0193 | 585.0096 | 0.5 | UTGS
1252 | RES | UTGS | 320 | 360 | 0.25 | F | SL0000406061 | No | 0.5 | 76 | [12 empty] | 1.25 | 389.59 | 2 | 610.41 | [10 empty] | 0 | 0 | 1000 | 76 | 16 | 18 | 5198.6643 | 0 | 5198.6643 | 1821.3153 | 431 | 0.5 | UTGS
1253 | RES | UTGS | 320 | 260 | 0.25 | F | SL0000407107 | No | 0.5 | 134 | [12 empty] | 1.25 | 268.84 | 2 | 210.43 | 4 | 520.73 | [8 empty] | 0 | 0 | 1000 | 134 | 18 | 24 | 9166.066 | 0 | 9166.066 | 1518.0327 | 431 | 0.5 | UTGS
1254 | RES | UTGS | 320 | 260 | 0.25 | F | SL0000407292 | No | 0.5 | 31 | [12 empty] | 1.25 | 304.74 | 2 | 695.26 | [10 empty] | 0 | 0 | 1000 | 31 | 14 | 32 | 2120.5078 | 0 | 2120.5078 | 1022.6337 | 431 | 0.5 | UTGS
1255 | RES | UTGS | 320 | 160 | 0.25 | F | SL0000408533 | No | 0.5 | 80 | [12 empty] | 2 | 1000 | [12 empty] | 0 | 0 | 1000 | 80 | 25 | 26 | 5472.2782 | 0 | 5472.2782 | 1250.4216 | 431 | 0.5 | UTGS
1256 | RES | UTGS | 175 | 126 | 0.25 | F | SL0000408901 | No | 0.75 | 28 | [12 empty] | 1.25 | 684 | 2 | 316 | [10 empty] | 0 | 0 | 1000 | 28 | 19 | 19 | 1802.7374 | 0 | 1802.7374 | 1736.3032 | 431 | 0.75 | UTGS
1257 | RES | UTGS | 306 | 111 | 0.25 | F | SL0000411129 | No | 0.5 | 48 | [12 empty] | 2 | 47.52 | 3 | 202.96 | 4 | 72.04 | 6 | 677.48 | [6 empty] | 0 | 0 | 1000 | 48 | 13 | 15 | 3283.3669 | 0 | 3283.3669 | 3273.2137 | 431 | 0.5 | UTGS
1258 | RES | UTGS | 320 | 160 | 0.25 | F | SL0000411306 | No | 0.5 | 27 | [12 empty] | 1.25 | 71.94 | 2 | 649.86 | 6 | 278.2 | [8 empty] | 0 | 0 | 1000 | 27 | 19 | 54 | 1846.8939 | 0 | 1846.8939 | 744.7664 | 431 | 0.5 | UTGS
1259 | RES | UTGS | 320 | 160 | 0.25 | F | SL0000412791 | No | 0.5 | 38 | [12 empty] | 2 | 1000 | [12 empty] | 0 | 0 | 1000 | 38 | 22 | 28 | 2599.3322 | 0 | 2599.3322 | 1161.1058 | 431 | 0.5 | UTGS
1260 | RES | UTGS | 320 | 460 | 0.25 | F | SL0000413335 | No | 0.5 | 68 | [12 empty] | 2 | 853.03 | 4 | 146.97 | [10 empty] | 0 | 0 | 1000 | 68 | 25 | 29 | 4651.4365 | 0 | 4651.4365 | 1157.4047 | 431 | 0.5 | UTGS
1261 | RES | UTGS | 320 | 261 | 0.25 | F | SL0000413851 | No | 0.5 | 30 | [12 empty] | 2 | 1000 | [12 empty] | 0 | 0 | 1000 | 30 | 15 | 18 | 2052.1043 | 0 | 2052.1043 | 1806.1645 | 431 | 0.5 | UTGS
1262 | RES | UTGS | 320 | 460 | 0.25 | F | SL0000414651 | No | 0.75 | 50 | [12 empty] | 2 | 270.5 | 4 | 729.5 | [10 empty] | 0 | 0 | 1000 | 50 | 18 | 29 | 3219.1739 | 0 | 3219.1739 | 1301.4302 | 431 | 0.75 | UTGS
1263 | RES | UTGS | 320 | 460 | 0.25 | F | SL0000414687 | No | 0.75 | 57 | [12 empty] | 2 | 485.15 | 6 | 514.85 | [10 empty] | 0 | 0 | 1000 | 57 | 17 | 18 | 3669.8582 | 0 | 3669.8582 | 2593.313 | 431 | 0.75 | UTGS
1264 | COM | UTTSS | 5900 | 272 | 3 | F | SL0000414802 | No | 1.25 | 58 | [12 empty] | 2 | 867.39 | 4 | 132.61 | [10 empty] | 0 | 0 | 1000 | 58 | 5 | 7 | 4321.7817 | 0 | 4321.7817 | 4780.2536 | 3698.6667 | 1.25 | UTTSS
1265 | RES | UTGS | 320 | 261 | 0.25 | F | SL0000414941 | No | 0.75 | 37 | [12 empty] | 2 | 758.31 | 4 | 241.69 | [10 empty] | 0 | 0 | 1000 | 37 | 30 | 31 | 2382.1887 | 0 | 2382.1887 | 1104.6413 | 431 | 0.75 | UTGS
1266 | RES | UTGS | 320 | 360 | 0.25 | F | SL0000415002 | No | 0.5 | 51 | [12 empty] | 2 | 92.1 | 3 | 907.9 | [10 empty] | 0 | 0 | 1000 | 51 | 14 | 14 | 3488.5774 | 0 | 3488.5774 | 1499.9136 | 431 | 0.5 | UTGS
1267 | RES | UTGS | 320 | 360 | 0.25 | F | SL0000415977 | No | 0.75 | 72 | [12 empty] | 2 | 214.61 | 4 | 785.39 | [10 empty] | 0 | 0 | 1000 | 72 | 15 | 16 | 4635.6104 | 0 | 4635.6104 | 2383.888 | 431 | 0.75 | UTGS
1268 | RES | UTGS | 320 | 360 | 0.25 | F | SL0000417091 | No | 0.5 | 38 | [12 empty] | 2 | 1000 | [12 empty] | 0 | 0 | 1000 | 38 | 30 | 33 | 2599.3322 | 0 | 2599.3322 | 985.1807 | 431 | 0.5 | UTGS
1269 | RES | UTGS | 320 | 261 | 0.25 | F | SL0000417872 | No | 0.75 | 38 | [12 empty] | 1.25 | 126.85 | 2 | 323.72 | 6 | 549.43 | [8 empty] | 0 | 0 | 1000 | 38 | 15 | 15 | 2446.5722 | 0 | 2446.5722 | 3181.338 | 431 | 0.75 | UTGS
1270 | RES | UTGS | 320 | 361 | 0.25 | F | SL0000417955 | No | 0.5 | 108 | [12 empty] | 2 | 997.33 | 3 | 2.67 | [10 empty] | 0 | 0 | 1000 | 108 | 31 | 31 | 7387.5756 | 0 | 7387.5756 | 1047.6486 | 431 | 0.5 | UTGS
1271 | RES | UTGS | 320 | 260 | 0.25 | F | SL0000418844 | No | 0.5 | 86 | [12 empty] | 2 | 821.59 | 4 | 91.27 | 16 | 87.13 | [8 empty] | 0 | 0 | 999.99 | 86 | 13 | 18 | 5882.6991 | 0 | 5882.6991 | 2037.7704 | 431 | 0.5 | UTGS
1272 | RES | UTGS | 320 | 361 | 0.25 | F | SL0000421522 | No | 0.5 | 44 | [12 empty] | 2 | 169.5 | 4 | 830.5 | [10 empty] | 0 | 0 | 1000 | 44 | 17 | 17 | 3009.753 | 0 | 3009.753 | 2262.6851 | 431 | 0.5 | UTGS
1273 | RES | UTGS | 320 | 160 | 0.25 | F | SL0000421870 | No | 0.5 | 27 | [12 empty] | 2 | 797.62 | 4 | 202.38 | [10 empty] | 0 | 0 | 1000 | 27 | 22 | 23 | 1846.8939 | 0 | 1846.8939 | 1476.6098 | 431 | 0.5 | UTGS
1274 | RES | UTGS | 320 | 760 | 0.25 | F | SL0000422177 | No | 0.5 | 143 | [12 empty] | 2 | 2 | 3 | 998 | [10 empty] | 0 | 0 | 1000 | 143 | 25 | 31 | 9781.6973 | 0 | 9781.6973 | 640.5265 | 431 | 0.5 | UTGS
1275 | RES | UTGS | 320 | 261 | 0.25 | F | SL0000422308 | No | 0.5 | 97 | 1.25 | 47 | [10 empty] | 2 | 1000 | [12 empty] | 0 | 0 | 1000 | 144 | 16 | 16 | 10137.2708 | 0 | 10137.2708 | 2031.9351 | 431 | 0.5 | UTGS
1276 | RES | UTGS | 320 | 261 | 0.25 | F | SL0000424147 | No | 1.25 | 86 | [12 empty] | 2 | 626.39 | 3 | 373.61 | [10 empty] | 0 | 0 | 1000 | 86 | 28 | 32 | 6408.1591 | 0 | 6408.1591 | 867.9246 | 431 | 1.25 | UTGS
1277 | RES | UTGS | 320 | 261 | 0.25 | F | SL0000424324 | No | 0.5 | 109 | [12 empty] | 2 | 662.32 | 4 | 337.68 | [10 empty] | 0 | 0 | 1000 | 109 | 25 | 26 | 7455.9791 | 0 | 7455.9791 | 1343.5434 | 431 | 0.5 | UTGS
1278 | RES | UTGS | 320 | 127 | 0.25 | F | SL0000426436 | No | 0.5 | 78 | [12 empty] | 2 | 1000 | [12 empty] | 0 | 0 | 1000 | 78 | 30 | 30 | 5335.4713 | 0 | 5335.4713 | 1083.6987 | 431 | 0.5 | UTGS
1279 | RES | UTGS | 320 | 460 | 0.25 | F | SL0000427152 | No | 0.5 | 51 | [12 empty] | 2 | 1000 | [12 empty] | 0 | 0 | 1000 | 51 | 37 | 37 | 3488.5774 | 0 | 3488.5774 | 878.6746 | 431 | 0.5 | UTGS
1280 | RES | UTGS | 320 | 261 | 0.25 | F | SL0000428220 | No | 0.75 | 54 | [12 empty] | 2 | 720.9 | 3 | 146.55 | 3.5 | 132.55 | [8 empty] | 0 | 0 | 1000 | 54 | 20 | 20 | 3476.7078 | 0 | 3476.7078 | 1581.7491 | 431 | 0.75 | UTGS
1281 | RES | UTGS | 320 | 361 | 0.25 | F | SL0000428594 | No | 0.75 | 4 | 1.25 | 84 | [10 empty] | 2 | 865.6 | 4 | 134.4 | [10 empty] | 0 | 0 | 1000 | 88 | 19 | 20 | 6516.666 | 0 | 6516.666 | 1673.7305 | 431 | 0.75 | UTGS
1282 | RES | UTGS | 320 | 361 | 0.25 | F | SL0000429191 | No | 0.5 | 110 | [12 empty] | 2 | 1000 | [12 empty] | 0 | 0 | 1000 | 110 | 24 | 24 | 7524.3826 | 0 | 7524.3826 | 1354.6234 | 431 | 0.5 | UTGS
1283 | RES | UTGS | 320 | 261 | 0.25 | F | SL0000429811 | No | 0.5 | 32 | [12 empty] | 2 | 1000 | [12 empty] | 0 | 0 | 1000 | 32 | 28 | 28 | 2188.9113 | 0 | 2188.9113 | 1161.1058 | 431 | 0.5 | UTGS
1284 | COM | UTGS | 320 | 760 | 0.25 | F | SL0000430254 | No | 1.25 | 146 | [12 empty] | 2 | 820.95 | 8 | 179.05 | [10 empty] | 0 | 0 | 1000 | 146 | 5 | 8 | 10878.9678 | 0 | 10878.9678 | 4966.7298 | 431 | 1.25 | UTGS
1285 | COM | UTFS | 5550 | 272 | 2 | F | SL0000430256 | No | 0.75 | 18 | [12 empty] | 2 | 894 | 4 | 17 | 6 | 3 | 8 | 86 | [6 empty] | 0 | 0 | 1000 | 18 | 7 | 9 | 1158.9026 | 0 | 1158.9026 | 4020.5169 | 3698.6667 | 0.75 | UTFS
1286 | RES | UTGS | 320 | 760 | 0.25 | F | SL0000431284 | No | 0.5 | 28 | [12 empty] | 2 | 745.32 | 4 | 254.68 | [10 empty] | 0 | 0 | 1000 | 28 | 12 | 20 | 1915.2974 | 0 | 1915.2974 | 1716.8509 | 431 | 0.5 | UTGS
1287 | COM | UTGS | 2400 | 255 | 2 | F | SL0000431369 | No | 0.5 | 48 | 0.75 | 55 | [10 empty] | 1.25 | 45.14 | 2 | 805.14 | 4 | 149.71 | [8 empty] | 0 | 0 | 999.99 | 103 | 3 | 7 | 6824.4582 | 0 | 6824.4582 | 4802.2365 | 2428.75 | 0.5 | UTGS
1288 | RES | UTGS | 320 | 360 | 0.25 | F | SL0000431401 | No | 0.5 | 74 | [12 empty] | 2 | 696.92 | 6 | 303.08 | [10 empty] | 0 | 0 | 1000 | 74 | 26 | 28 | 5061.8574 | 0 | 5061.8574 | 1458.9901 | 431 | 0.5 | UTGS
1289 | RES | UTGS | 320 | 460 | 0.25 | F | SL0000431414 | No | 0.75 | 84 | [12 empty] | 2 | 773.81 | 3 | 226.19 | [10 empty] | 0 | 0 | 1000 | 84 | 25 | 25 | 5408.2121 | 0 | 5408.2121 | 1185.7149 | 431 | 0.75 | UTGS
1290 | RES | UTGS | 320 | 360 | 0.25 | F | SL0000431596 | No | 0.75 | 86 | [12 empty] | 2 | 999.58 | [12 empty] | 0 | 0 | 999.58 | 86 | 26 | 26 | 5536.9791 | 0 | 5536.9791 | 1249.8964 | 431 | 0.75 | UTGS
1291 | RES | UTGS | 320 | 260 | 0.25 | F | SL0000431643 | No | 0.5 | 38 | [12 empty] | 2 | 913.88 | 6 | 86.12 | [10 empty] | 0 | 0 | 1000 | 38 | 16 | 16 | 2599.3322 | 0 | 2599.3322 | 2180.0615 | 431 | 0.5 | UTGS
1292 | RES | UTGS | 320 | 261 | 0.25 | F | SL0000431737 | No | 0.5 | 43 | [12 empty] | 4 | 345.56 | 6 | 654.44 | [10 empty] | 0 | 0 | 1000 | 43 | 10 | 11 | 2941.3495 | 0 | 2941.3495 | 4818.0742 | 431 | 0.5 | UTGS
1293 | RES | UTGS | 320 | 360 | 0.25 | F | SL0000431827 | No | 0.75 | 4 | 1.25 | 41 | [10 empty] | 2 | 18 | 3 | 101.99 | 4 | 880 | [8 empty] | 0 | 0 | 999.99 | 45 | 26 | 31 | 3312.5865 | 0 | 3312.5865 | 1210.5485 | 431 | 0.75 | UTGS
1294 | RES | UTGS | 320 | 127 | 0.25 | F | SL0000432246 | No | 0.5 | 45 | [12 empty] | 1.25 | 14.1 | 2 | 323.5 | 4 | 662.4 | [8 empty] | 0 | 0 | 1000 | 45 | 17 | 23 | 3078.1565 | 0 | 3078.1565 | 1620.4452 | 431 | 0.5 | UTGS
1295 | RES | UTGS | 320 | 160 | 0.25 | F | SL0000432422 | No | 0.75 | 39 | [12 empty] | 1.25 | 148.5 | 2 | 851.5 | [10 empty] | 0 | 0 | 1000 | 39 | 23 | 23 | 2510.9556 | 0 | 2510.9556 | 1418.0396 | 431 | 0.75 | UTGS
1296 | RES | UTGS | 320 | 760 | 0.25 | F | SL0000435004 | No | 0.75 | 95 | [12 empty] | 2 | 1000 | [12 empty] | 0 | 0 | 1000 | 95 | 28 | 36 | 6116.4304 | 0 | 6116.4304 | 903.0823 | 431 | 0.75 | UTGS
1297 | RES | UTGS | 320 | 360 | 0.25 | F | SL0000437361 | No | 0.5 | 38 | [12 empty] | 2 | 1000 | [12 empty] | 0 | 0 | 1000 | 38 | 19 | 19 | 2599.3322 | 0 | 2599.3322 | 1711.1032 | 431 | 0.5 | UTGS
1298 | RES | UTGS | 540 | 159 | 0.25 | F | SL0000437468 | No | 1.25 | 104 | [12 empty] | 0.75 | 192.72 | 2 | 755.64 | 4 | 51.64 | [8 empty] | 0 | 0 | 1000 | 104 | 15 | 97 | 7749.4017 | 0 | 7749.4017 | 354.0416 | 585.0096 | 1.25 | UTGS
1299 | RES | UTGS | 320 | 360 | 0.25 | F | SL0000438485 | No | 0.5 | 56 | 0.75 | 40 | [10 empty] | 1.25 | 93.55 | 2 | 854.7 | 3 | 15.34 | 6 | 36.41 | [6 empty] | 0 | 0 | 1000 | 96 | 29 | 38 | 6405.9339 | 0 | 6405.9339 | 878.5247 | 431 | 0.5 | UTGS
1300 | RES | UTGS | 306 | 111 | 0.25 | F | SL0000441139 | No | 0.75 | 87 | [12 empty] | 2 | 183.45 | 4 | 816.55 | [10 empty] | 0 | 0 | 1000 | 87 | 20 | 20 | 5601.3626 | 0 | 5601.3626 | 1918.2813 | 431 | 0.75 | UTGS
1301 | RES | UTGS | 320 | 261 | 0.25 | F | SL0000441313 | No | 0.5 | 45 | [12 empty] | 2 | 1000 | [12 empty] | 0 | 0 | 1000 | 45 | 21 | 21 | 3078.1565 | 0 | 3078.1565 | 1548.141 | 431 | 0.5 | UTGS
1302 | RES | UTGS | 320 | 160 | 0.25 | F | SL0000441933 | No | 0.5 | 41 | [12 empty] | 2 | 1000 | [12 empty] | 0 | 0 | 1000 | 41 | 23 | 23 | 2804.5426 | 0 | 2804.5426 | 1413.5201 | 431 | 0.5 | UTGS
1303 | RES | UTGS | 175 | 126 | 0.25 | F | SL0000441980 | No | 0.75 | 98 | [12 empty] | 2 | 1000 | [12 empty] | 0 | 0 | 1000 | 98 | 23 | 26 | 6309.5808 | 0 | 6309.5808 | 1250.4216 | 431 | 0.75 | UTGS
1304 | COM | UTTSS | 6600 | 272 | 5 | F | SL0000442218 | No | 1.25 | 102 | [12 empty] | 2 | 906.27 | 3 | 93.73 | [10 empty] | 0 | 0 | 1000 | 102 | 5 | 5 | 7600.3747 | 0 | 7600.3747 | 6264.4931 | 3698.6667 | 1.25 | UTTSS
1305 | RES | UTGS | 320 | 361 | 0.25 | F | SL0000442280 | No | 0.5 | 48 | [12 empty] | 1.25 | 419 | 2 | 581 | [10 empty] | 0 | 0 | 1000 | 48 | 9 | 12 | 3283.3669 | 0 | 3283.3669 | 2733.6885 | 431 | 0.5 | UTGS
1306 | RES | UTGS | 320 | 261 | 0.25 | F | SL0000443509 | No | 0.75 | 84 | [12 empty] | 2 | 970.1 | 16 | 29.9 | [10 empty] | 0 | 0 | 1000 | 84 | 14 | 26 | 5408.2121 | 0 | 5408.2121 | 1296.8126 | 431 | 0.75 | UTGS
1307 | RES | UTGS | 320 | 460 | 0.25 | F | SL0000444117 | No | 0.5 | 21 | [12 empty] | 2 | 1000 | [12 empty] | 0 | 0 | 1000 | 21 | 27 | 31 | 1436.473 | 0 | 1436.473 | 1048.7407 | 431 | 0.5 | UTGS
1308 | RES | UTGS | 320 | 460 | 0.25 | F | SL0000444309 | No | 0.75 | 122 | [12 empty] | 2 | 834.9 | 4 | 165.1 | [10 empty] | 0 | 0 | 1000 | 122 | 19 | 20 | 7854.7843 | 0 | 7854.7843 | 1684.7364 | 431 | 0.75 | UTGS
1309 | RES | UTGS | 320 | 127 | 0.25 | F | SL0000444918 | No | 0.5 | 10 | 0.75 | 46 | [10 empty] | 2 | 818.26 | 6 | 181.74 | [10 empty] | 0 | 0 | 1000 | 56 | 15 | 16 | 3645.6748 | 0 | 3645.6748 | 2344.5279 | 431 | 0.5 | UTGS
1310 | RES | UTGS | 320 | 261 | 0.25 | F | SL0000445063 | No | 0.75 | 83 | [12 empty] | 4 | 1000 | [12 empty] | 0 | 0 | 1000 | 83 | 26 | 26 | 5343.8287 | 0 | 5343.8287 | 1526.1908 | 431 | 0.75 | UTGS
1311 | RES | UTGS | 320 | 360 | 0.25 | F | SL0000445784 | No | 0.5 | 27 | [12 empty] | 2 | 1000 | [12 empty] | 0 | 0 | 1000 | 27 | 17 | 21 | 1846.8939 | 0 | 1846.8939 | 1548.141 | 431 | 0.5 | UTGS
1312 | RES | UTGS | 320 | 460 | 0.25 | F | SL0000446007 | No | 0.75 | 74 | [12 empty] | 2 | 1000 | [12 empty] | 0 | 0 | 1000 | 74 | 18 | 26 | 4764.3774 | 0 | 4764.3774 | 1250.4216 | 431 | 0.75 | UTGS
1313 | RES | UTGS | 320 | 127 | 0.25 | F | SL0000446156 | No | 0.75 | 73 | [12 empty] | 2 | 752.01 | 4 | 247.99 | [10 empty] | 0 | 0 | 1000 | 73 | 29 | 29 | 4699.9939 | 0 | 4699.9939 | 1182.381 | 431 | 0.75 | UTGS
1314 | RES | UTGS | 320 | 460 | 0.25 | F | SL0000446238 | No | 0.5 | 183 | [12 empty] | 2 | 1000 | [12 empty] | 0 | 0 | 1000 | 183 | 13 | 13 | 12517.8364 | 0 | 12517.8364 | 2500.8432 | 431 | 0.5 | UTGS
1315 | RES | UTGS | 320 | 127 | 0.25 | F | SL0000446335 | No | 0.75 | 47 | [12 empty] | 2 | 1000 | [12 empty] | 0 | 0 | 1000 | 47 | 18 | 19 | 3026.0235 | 0 | 3026.0235 | 1711.1032 | 431 | 0.75 | UTGS
1316 | RES | UTGS | 320 | 360 | 0.25 | F | SL0000446683 | No | 0.5 | 39 | [12 empty] | 2 | 235.24 | 4 | 764.76 | [10 empty] | 0 | 0 | 1000 | 39 | 25 | 32 | 2667.7356 | 0 | 2667.7356 | 1187.3216 | 431 | 0.5 | UTGS
1317 | RES | UTGS | 320 | 360 | 0.25 | F | SL0000446940 | No | 0.5 | 78 | [12 empty] | 2 | 699.71 | 6 | 300.29 | [10 empty] | 0 | 0 | 1000 | 78 | 19 | 29 | 5335.4713 | 0 | 5335.4713 | 1406.0325 | 431 | 0.5 | UTGS
1318 | RES | UTGS | 320 | 460 | 0.25 | F | SL0000447780 | No | 0.5 | 86 | [12 empty] | 2 | 726.31 | 4 | 273.69 | [10 empty] | 0 | 0 | 1000 | 86 | 16 | 19 | 5882.6991 | 0 | 5882.6991 | 1814.3852 | 431 | 0.5 | UTGS
1319 | RES | UTGS | 320 | 261 | 0.25 | F | SL0000448009 | No | 0.5 | 116 | [12 empty] | 2 | 1000 | [12 empty] | 0 | 0 | 1000 | 116 | 13 | 34 | 7934.8034 | 0 | 7934.8034 | 956.2048 | 431 | 0.5 | UTGS
1320 | RES | UTGS | 320 | 127 | 0.25 | F | SL0000448264 | No | 0.75 | 46 | [12 empty] | 2 | 362 | 4 | 638 | [10 empty] | 0 | 0 | 1000 | 46 | 3 | 3 | 2961.64 | 0 | 2961.64 | 12361.8072 | 431 | 0.75 | UTGS
1321 | RES | UTGS | 320 | 760 | 0.25 | F | SL0000448805 | No | 1.25 | 35 | [12 empty] | 1.25 | 86 | 2 | 398.77 | 4 | 515.23 | [8 empty] | 0 | 0 | 1000 | 35 | 8 | 11 | 2607.9717 | 0 | 2607.9717 | 3296.851 | 431 | 1.25 | UTGS
1322 | RES | UTGS | 306 | 111 | 0.25 | F | SL0000448995 | No | 0.75 | 59 | [12 empty] | 2 | 271.18 | 3 | 685.47 | 6 | 43.35 | [8 empty] | 0 | 0 | 1000 | 59 | 15 | 15 | 3798.6252 | 0 | 3798.6252 | 1667.4796 | 431 | 0.75 | UTGS
1323 | RES | UTGS | 320 | 160 | 0.25 | F | SL0000449264 | No | 0.75 | 30 | [12 empty] | 2 | 1000 | [12 empty] | 0 | 0 | 1000 | 30 | 15 | 16 | 1931.5043 | 0 | 1931.5043 | 2031.9351 | 431 | 0.75 | UTGS
1324 | RES | UTGS | 320 | 460 | 0.25 | F | SL0000449430 | No | 0.75 | 41 | [12 empty] | 2 | 1000 | [12 empty] | 0 | 0 | 1000 | 41 | 19 | 20 | 2639.7226 | 0 | 2639.7226 | 1625.5481 | 431 | 0.75 | UTGS
1325 | RES | UTGS | 320 | 360 | 0.25 | F | SL0000449585 | No | 0.75 | 46 | [12 empty] | 2 | 1000 | [12 empty] | 0 | 0 | 1000 | 46 | 28 | 28 | 2961.64 | 0 | 2961.64 | 1161.1058 | 431 | 0.75 | UTGS
1326 | RES | UTGS | 306 | 211 | 0.25 | F | SL0000449839 | No | 0.5 | 38 | [12 empty] | 2 | 890.41 | 4 | 109.59 | [10 empty] | 0 | 0 | 1000 | 38 | 14 | 20 | 2599.3322 | 0 | 2599.3322 | 1664.8361 | 431 | 0.5 | UTGS
1327 | RES | UTGS | 1000 | 115 | 0.25 | F | SL0000450625 | No | 0.75 | 41 | [12 empty] | 2 | 186.96 | 3 | 60.1 | 4 | 752.94 | [8 empty] | 0 | 0 | 1000 | 41 | 15 | 72 | 2639.7226 | 0 | 2639.7226 | 515.9371 | 1475.8773 | 0.75 | UTGS
1328 | RES | UTGS | 320 | 160 | 0.25 | F | SL0000450903 | No | 0.75 | 36 | [12 empty] | 2 | 4.61 | 4 | 995.39 | [10 empty] | 0 | 0 | 1000 | 36 | 25 | 26 | 2317.8052 | 0 | 2317.8052 | 1524.9195 | 431 | 0.75 | UTGS
1329 | RES | UTGS | 320 | 261 | 0.25 | F | SL0000451823 | No | 0.75 | 80 | [12 empty] | 2 | 1000 | [12 empty] | 0 | 0 | 1000 | 80 | 21 | 21 | 5150.6782 | 0 | 5150.6782 | 1548.141 | 431 | 0.75 | UTGS
1330 | COM | UTGS | 21100 | 275 | 5 | F | SL0000452048 | No | 2 | 6 | 4 | 10 | [10 empty] | 2 | 1000 | [12 empty] | 0 | 0 | 1000 | 16 | 12 | 14 | 1203.3356 | 0 | 1203.3356 | 2322.2116 | 18747.15 | 2 | UTGS
1331 | COM | UTTSS | 14500 | 274 | 5 | F | SL0000452269 | No | 2 | 14 | [12 empty] | 2 | 808.78 | 4 | 1 | 6 | 190.22 | [8 empty] | 0 | 0 | 1000 | 14 | 1 | 1 | 1021.7687 | 0 | 1021.7687 | 37752.9861 | 10791.3333 | 2 | UTTSS
1332 | COM | UTFS | 3300 | 271 | 2 | F | SL0000452387 | No | 0.75 | 131 | [12 empty] | 2 | 10.93 | 3 | 22.87 | 4 | 773.93 | 8 | 192.27 | [6 empty] | 0 | 0 | 1000 | 131 | 2 | 2 | 8434.2356 | 0 | 8434.2356 | 22763.11 | 2145.6667 | 0.75 | UTFS
1333 | RES | UTGS | 320 | 460 | 0.25 | F | SL0000452666 | No | 1.25 | 149 | [12 empty] | 1.25 | 279.36 | 2 | 720.64 | [10 empty] | 0 | 0 | 1000 | 149 | 13 | 29 | 11102.5082 | 0 | 11102.5082 | 1127.8108 | 431 | 1.25 | UTGS
1334 | RES | UTGS | 320 | 127 | 0.25 | F | SL0000452775 | No | 0.75 | 15 | [12 empty] | 2 | 376.25 | 6 | 623.75 | [10 empty] | 0 | 0 | 1000 | 15 | 6 | 35 | 965.7522 | 0 | 965.7522 | 1419.3303 | 431 | 0.75 | UTGS
1335 | RES | UTGS | 320 | 160 | 0.25 | F | SL0000453034 | No | 0.75 | 94 | [12 empty] | 1.25 | 207.75 | 2 | 792.25 | [10 empty] | 0 | 0 | 1000 | 94 | 31 | 59 | 6052.0469 | 0 | 6052.0469 | 553.4981 | 431 | 0.75 | UTGS
1336 | RES | UTGS | 320 | 360 | 0.25 | F | SL0000453333 | No | 0.5 | 17 | 0.75 | 63 | [10 empty] | 2 | 1000 | [12 empty] | 0 | 0 | 1000 | 80 | 17 | 18 | 5219.0182 | 0 | 5219.0182 | 1806.1645 | 431 | 0.5 | UTGS
1337 | RES | UTGS | 320 | 760 | 0.25 | F | SL0000454700 | No | 0.5 | 77 | [12 empty] | 2 | 790.73 | 4 | 209.27 | [10 empty] | 0 | 0 | 1000 | 77 | 18 | 18 | 5267.0678 | 0 | 5267.0678 | 1889.5238 | 431 | 0.5 | UTGS
1338 | RES | UTGS | 320 | 160 | 0.25 | F | SL0000454715 | No | 0.5 | 103 | [12 empty] | 2 | 1000 | [12 empty] | 0 | 0 | 1000 | 103 | 29 | 33 | 7045.5582 | 0 | 7045.5582 | 985.1807 | 431 | 0.5 | UTGS
1339 | RES | UTGS | 320 | 127 | 0.25 | F | SL0000454988 | No | 0.75 | 102 | [12 empty] | 4 | 1000 | [12 empty] | 0 | 0 | 1000 | 102 | 17 | 17 | 6567.1147 | 0 | 6567.1147 | 2334.1742 | 431 | 0.75 | UTGS
1340 | COM | UTFS | 1847 | 151 | 2 | F | SL0000455372 | No | 0.5 | 1 | [12 empty] | 2 | 1000 | [12 empty] | 0 | 0 | 1000 | 1 | 8 | 8 | 68.4035 | 0 | 68.4035 | 4063.8702 | 2169 | 0.5 | UTFS
1341 | RES | UTGS | 320 | 460 | 0.25 | F | SL0000455580 | No | 0.5 | 9 | 0.75 | 74 | [10 empty] | 2 | 770.93 | 3 | 216.79 | 4 | 12.28 | [8 empty] | 0 | 0 | 1000 | 83 | 17 | 25 | 5380.0087 | 0 | 5380.0087 | 1194.0045 | 431 | 0.5 | UTGS
1342 | RES | UTGS | 320 | 260 | 0.25 | F | SL0000455902 | No | 0.5 | 41 | [12 empty] | 0.75 | 16.38 | 1.25 | 207 | 2 | 776.62 | [8 empty] | 0 | 0 | 1000 | 41 | 17 | 19 | 2804.5426 | 0 | 2804.5426 | 1725.2643 | 431 | 0.5 | UTGS
1343 | RES | UTGS | 320 | 261 | 0.25 | F | SL0000458814 | No | 1.25 | 38 | [12 empty] | 2 | 174.87 | 3 | 825.13 | [10 empty] | 0 | 0 | 1000 | 38 | 10 | 12 | 2831.5122 | 0 | 2831.5122 | 1837.3594 | 431 | 1.25 | UTGS
1344 | RES | UTGS | 320 | 360 | 0.25 | F | SL0000459040 | No | 0.5 | 30 | [12 empty] | 2 | 1000 | [12 empty] | 0 | 0 | 1000 | 30 | 21 | 24 | 2052.1043 | 0 | 2052.1043 | 1354.6234 | 431 | 0.5 | UTGS
1345 | RES | UTGS | 550 | 760 | 2 | F | SL0000459126 | No | 0.75 | 58 | [12 empty] | 2 | 1000 | [12 empty] | 0 | 0 | 1000 | 58 | 8 | 12 | 3734.2417 | 0 | 3734.2417 | 2709.2468 | 585.0096 | 0.75 | UTGS
1346 | RES | UTGS | 320 | 160 | 0.25 | F | SL0000459217 | No | 0.5 | 25 | [12 empty] | 1.25 | 595 | 2 | 405 | [10 empty] | 0 | 0 | 1000 | 25 | 34 | 39 | 1710.0869 | 0 | 1710.0869 | 844.2939 | 431 | 0.5 | UTGS
1347 | RES | UTGS | 320 | 160 | 0.25 | F | SL0000460555 | No | 0.75 | 68 | [12 empty] | 2 | 908.79 | 4 | 91.21 | [10 empty] | 0 | 0 | 1000 | 68 | 22 | 24 | 4378.0765 | 0 | 4378.0765 | 1381.8724 | 431 | 0.75 | UTGS
1348 | COM | UTGS | 1390 | 346 | 2 | F | SL0000461538 | No | 0.75 | 264 | [12 empty] | 2 | 646.55 | 3 | 353.45 | [10 empty] | 0 | 0 | 1000 | 264 | 9 | 9 | 16997.2381 | 0 | 16997.2381 | 3114.3573 | 1475.8773 | 0.75 | UTGS
1349 | RES | UTGS | 320 | 127 | 0.25 | F | SL0000461642 | No | 0.75 | 114 | [12 empty] | 1.25 | 143.93 | 2 | 856.07 | [10 empty] | 0 | 0 | 1000 | 114 | 29 | 29 | 7339.7165 | 0 | 7339.7165 | 1124.5418 | 431 | 0.75 | UTGS
1350 | RES | UTGS | 320 | 360 | 0.25 | F | SL0000461645 | No | 0.5 | 57 | [12 empty] | 2 | 1000 | [12 empty] | 0 | 0 | 1000 | 57 | 24 | 28 | 3898.9982 | 0 | 3898.9982 | 1161.1058 | 431 | 0.5 | UTGS
1351 | RES | UTGS | 320 | 260 | 0.25 | F | SL0000462121 | No | 0.5 | 75 | [12 empty] | 2 | 806.33 | 8 | 193.67 | [10 empty] | 0 | 0 | 1000 | 75 | 28 | 31 | 5130.2608 | 0 | 5130.2608 | 1300.7616 | 431 | 0.5 | UTGS
1352 | RES | UTGS | 320 | 460 | 0.25 | F | SL0000463080 | No | 0.75 | 95 | [12 empty] | 0.75 | 340 | 1.25 | 186.5 | 2 | 473.5 | [8 empty] | 0 | 0 | 1000 | 95 | 9 | 12 | 6116.4304 | 0 | 6116.4304 | 2934.8926 | 431 | 0.75 | UTGS
1353 | RES | UTGS | 320 | 760 | 0.25 | F | SL0000463732 | No | 0.5 | 41 | [12 empty] | 2 | 854.06 | 3 | 145.94 | [10 empty] | 0 | 0 | 1000 | 41 | 20 | 23 | 2804.5426 | 0 | 2804.5426 | 1333.0627 | 431 | 0.5 | UTGS
1354 | RES | UTGS | 320 | 460 | 0.25 | F | SL0000464422 | No | 0.75 | 42 | [12 empty] | 2 | 971.59 | 3 | 28.41 | [10 empty] | 0 | 0 | 1000 | 42 | 11 | 12 | 2704.1061 | 0 | 2704.1061 | 2679.2269 | 431 | 0.75 | UTGS
1355 | RES | UTGS | 320 | 260 | 0.25 | F | SL0000464500 | No | 0.5 | 80 | [12 empty] | 2 | 1000 | [12 empty] | 0 | 0 | 1000 | 80 | 16 | 16 | 5472.2782 | 0 | 5472.2782 | 2031.9351 | 431 | 0.5 | UTGS
1356 | COM | UTFS | 1390 | 346 | 2 | F | SL0000465275 | No | 0.75 | 9 | [12 empty] | 2 | 748.55 | 4 | 251.45 | [10 empty] | 0 | 0 | 1000 | 9 | 5 | 6 | 579.4513 | 0 | 579.4513 | 5718.9764 | 1475.8773 | 0.75 | UTFS
1357 | RES | UTGS | 320 | 160 | 0.25 | F | SL0000465282 | No | 0.75 | 40 | [12 empty] | 0.75 | 103.23 | 2 | 677.23 | 3 | 219.54 | [8 empty] | 0 | 0 | 1000 | 40 | 19 | 25 | 2575.3391 | 0 | 2575.3391 | 1220.3871 | 431 | 0.75 | UTGS
1358 | RES | UTGS | 320 | 160 | 0.25 | F | SL0000465740 | No | 0.5 | 41 | [12 empty] | 2 | 209.38 | 4 | 661.56 | 6 | 129.06 | [8 empty] | 0 | 0 | 1000 | 41 | 13 | 14 | 2804.5426 | 0 | 2804.5426 | 2914.7199 | 431 | 0.5 | UTGS
1359 | RES | UTGS | 320 | 760 | 0.25 | F | SL0000466564 | No | 0.75 | 32 | [12 empty] | 2 | 1000 | [12 empty] | 0 | 0 | 1000 | 32 | 22 | 23 | 2060.2713 | 0 | 2060.2713 | 1413.5201 | 431 | 0.75 | UTGS
1360 | RES | UTGS | 320 | 360 | 0.25 | F | SL0000466888 | No | 0.5 | 47 | [12 empty] | 2 | 818.44 | 4 | 181.56 | [10 empty] | 0 | 0 | 1000 | 47 | 19 | 19 | 3214.9635 | 0 | 3214.9635 | 1779.6183 | 431 | 0.5 | UTGS
1361 | RES | UTGS | 320 | 127 | 0.25 | F | SL0000467164 | No | 0.5 | 105 | [12 empty] | 2 | 1000 | [12 empty] | 0 | 0 | 1000 | 105 | 22 | 43 | 7182.3652 | 0 | 7182.3652 | 756.0689 | 431 | 0.5 | UTGS
1362 | RES | UTGS | 320 | 460 | 0.25 | F | SL0000467447 | No | 0.5 | 62 | [12 empty] | 1.25 | 3.64 | 2 | 725.46 | 4 | 270.91 | [8 empty] | 0 | 0 | 1000.01 | 62 | 19 | 32 | 4241.0156 | 0 | 4241.0156 | 1076.7581 | 431 | 0.5 | UTGS
1363 | COM | UTFS | 2400 | 255 | 2 | F | SL0000467977 | No | 0.75 | 165 | [12 empty] | 2 | 974.65 | 6 | 25.35 | [10 empty] | 0 | 0 | 1000 | 165 | 7 | 9 | 10623.2738 | 0 | 10623.2738 | 3689.8437 | 2428.75 | 0.75 | UTFS
1364 | RES | UTGS | 320 | 361 | 0.25 | F | SL0000468421 | No | 0.75 | 16 | [12 empty] | 2 | 600.5 | 6 | 399.5 | [10 empty] | 0 | 0 | 1000 | 16 | 11 | 93 | 1030.1356 | 0 | 1030.1356 | 467.7979 | 431 | 0.75 | UTGS
1365 | RES | UTGS | 320 | 127 | 0.25 | F | SL0000469257 | No | 0.5 | 54 | [12 empty] | 2 | 847.52 | 4 | 152.48 | [10 empty] | 0 | 0 | 1000 | 54 | 13 | 15 | 3693.7878 | 0 | 3693.7878 | 2240.2829 | 431 | 0.5 | UTGS
1366 | COM | UTFS | 2400 | 255 | 2 | F | SL0000470002 | No | 1.25 | 104 | [12 empty] | 1.25 | 106 | 2 | 235.39 | 4 | 551.66 | 6 | 106.95 | [6 empty] | 0 | 0 | 1000 | 104 | 2 | 2 | 7749.4017 | 0 | 7749.4017 | 19741.914 | 2428.75 | 1.25 | UTFS
1367 | COM | UTFS | 6600 | 272 | 5 | F | SL0000470038 | No | 1.25 | 30 | 2 | 61 | [10 empty] | 2 | 672 | 4 | 328 | [10 empty] | 0 | 0 | 1000 | 91 | 11 | 13 | 6687.3965 | 0 | 6687.3965 | 2681.7478 | 3698.6667 | 1.25 | UTFS
1368 | RES | UTGS | 320 | 760 | 0.25 | F | SL0000470106 | No | 0.5 | 38 | [12 empty] | 1.25 | 78.72 | 2 | 921.15 | 4 | 0.13 | [8 empty] | 0 | 0 | 1000 | 38 | 26 | 26 | 2599.3322 | 0 | 2599.3322 | 1252.5768 | 431 | 0.5 | UTGS
1369 | COM | UTTSS | 2630 | 278 | 5 | F | SL0000471214 | No | 1.25 | 95 | [12 empty] | 2 | 1000 | [12 empty] | 0 | 0 | 1000 | 95 | 11 | 28 | 7078.7804 | 0 | 7078.7804 | 1161.1058 | 2428.75 | 1.25 | UTTSS
1370 | RES | UTGS | 175 | 126 | 0.25 | F | SL0000471454 | No | 0.5 | 41 | [12 empty] | 2 | 197.18 | 4 | 802.82 | [10 empty] | 0 | 0 | 1000 | 41 | 22 | 23 | 2804.5426 | 0 | 2804.5426 | 1663.7905 | 431 | 0.5 | UTGS
1371 | RES | UTGS | 320 | 361 | 0.25 | F | SL0000471549 | No | 0.75 | 135 | [12 empty] | 2 | 199.5 | 3 | 11 | 4 | 789.5 | [8 empty] | 0 | 0 | 1000 | 135 | 23 | 39 | 8691.7695 | 0 | 8691.7695 | 975.1845 | 431 | 0.75 | UTGS
1372 | COM | UTFS | 3300 | 271 | 2 | F | SL0000471610 | No | 0.75 | 142 | [12 empty] | 1.25 | 13.31 | 2 | 105.03 | 4 | 805.04 | 6 | 76.62 | [6 empty] | 0 | 0 | 1000 | 142 | 6 | 6 | 9142.4539 | 0 | 9142.4539 | 6733.4997 | 2145.6667 | 0.75 | UTFS
1373 | RES | UTGS | 306 | 711 | 0.25 | F | SL0000471643 | No | 0.75 | 106 | [12 empty] | 2 | 112.37 | 3 | 887.63 | [10 empty] | 0 | 0 | 1000 | 106 | 15 | 46 | 6824.6487 | 0 | 6824.6487 | 462.0829 | 431 | 0.75 | UTGS
1374 | RES | UTGS | 320 | 160 | 0.25 | F | SL0000472854 | No | 0.5 | 48 | [12 empty] | 2 | 109.4 | 3 | 128.4 | 3.5 | 762.21 | [8 empty] | 0 | 0 | 1000.01 | 48 | 17 | 18 | 3283.3669 | 0 | 3283.3669 | 2029.5333 | 431 | 0.5 | UTGS
1375 | IND | UTGS | 31000 | 158 | 45 | H | SL0000473739 | No | 2 | 16 | [12 empty] | 2 | 675.5 | 3 | 324.5 | [10 empty] | 0 | 0 | 1000 | 16 | 2 | 2 | 1167.7356 | 0 | 1167.7356 | 14198.1509 | 60371.7529 | 2 | UTGS
1376 | RES | UTGS | 320 | 260 | 0.25 | F | SL0000473865 | No | 0.75 | 31 | [12 empty] | 2 | 1000 | [12 empty] | 0 | 0 | 1000 | 31 | 18 | 27 | 1995.8878 | 0 | 1995.8878 | 1204.1097 | 431 | 0.75 | UTGS
1377 | COM | UTGS | 930 | 220 | 2 | F | SL0000473868 | No | 0.75 | 153 | [12 empty] | 2 | 110.24 | 4 | 683.46 | 16 | 206.29 | [8 empty] | 0 | 0 | 999.99 | 153 | 5 | 5 | 9850.6721 | 0 | 9850.6721 | 9146.5567 | 1475.8773 | 0.75 | UTGS
1378 | RES | UTGS | 320 | 460 | 0.25 | F | SL0000474377 | No | 0.5 | 26 | [12 empty] | 1.25 | 489.07 | 2 | 244.07 | 4 | 266.86 | [8 empty] | 0 | 0 | 1000 | 26 | 30 | 57 | 1778.4904 | 0 | 1778.4904 | 609.9421 | 431 | 0.5 | UTGS
1379 | COM | UTTSM | 21072 | 235 | 5 | F | SL0000474463 | No | 3 | 95 | [12 empty] | 2 | 852.22 | 4 | 147.78 | [10 empty] | 0 | 0 | 1000 | 95 | 5 | 5 | 6933.4304 | 0 | 6933.4304 | 6714.1089 | 18747.15 | 3 | UTTSM
1380 | RES | UTGS | 320 | 127 | 0.25 | F | SL0000474564 | No | 0.5 | 77 | [12 empty] | 2 | 788.17 | 4 | 211.83 | [10 empty] | 0 | 0 | 1000 | 77 | 18 | 18 | 5267.0678 | 0 | 5267.0678 | 1890.5435 | 431 | 0.5 | UTGS
1381 | RES | UTGS | 320 | 160 | 0.25 | F | SL0000475025 | No | 0.75 | 40 | [12 empty] | 2 | 324.1 | 4 | 675.9 | [10 empty] | 0 | 0 | 1000 | 40 | 18 | 21 | 2575.3391 | 0 | 2575.3391 | 1778.9126 | 431 | 0.75 | UTGS
1382 | RES | UTGS | 320 | 160 | 0.25 | F | SL0000550494 | No | 0.75 | 92 | [12 empty] | 2 | 1000 | [12 empty] | 0 | 0 | 1000 | 92 | 13 | 13 | 5923.28 | 0 | 5923.28 | 2500.8432 | 431 | 0.75 | UTGS
1383 | RES | UTGS | 320 | 260 | 0.25 | F | SL0000551274 | No | 0.75 | 89 | [12 empty] | 2 | 785.53 | 4 | 214.47 | [10 empty] | 0 | 0 | 1000 | 89 | 11 | 11 | 5730.1295 | 0 | 5730.1295 | 3095.3374 | 431 | 0.75 | UTGS
1384 | RES | UTGS | 320 | 760 | 0.25 | F | SL0000551540 | No | 0.75 | 63 | [12 empty] | 2 | 1000 | [12 empty] | 0 | 0 | 1000 | 63 | 25 | 25 | 4056.1591 | 0 | 4056.1591 | 1300.4385 | 431 | 0.75 | UTGS
1385 | RES | UTGS | 320 | 760 | 0.25 | F | SL0000551786 | No | 0.75 | 63.41 | [12 empty] | 2 | 931.19 | 4 | 68.81 | [10 empty] | 0 | 0 | 1000 | 63.41 | 11 | 13 | 4082.5563 | 0 | 4082.5563 | 2538.7946 | 431 | 0.75 | UTGS
1386 | RES | UTGS | 320 | 760 | 0.25 | F | SL0000552749 | No | 0.75 | 56 | [12 empty] | 2 | 1000 | [12 empty] | 0 | 0 | 1000 | 56 | 13 | 14 | 3605.4748 | 0 | 3605.4748 | 2322.2116 | 431 | 0.75 | UTGS
1387 | RES | UTGS | 320 | 461 | 0.25 | F | SL0000552822 | No | 0.75 | 10 | [12 empty] | 0.75 | 280.41 | 1.25 | 183 | 2 | 1.78 | 3 | 534.8 | [6 empty] | 0 | 0 | 999.99 | 10 | 15 | 48 | 643.8348 | 0 | 643.8348 | 582.9788 | 431 | 0.75 | UTGS
1388 | RES | UTGS | 320 | 360 | 0.25 | F | SL0000552931 | No | 0.75 | 118 | [12 empty] | 2 | 627.14 | 3 | 372.86 | [10 empty] | 0 | 0 | 1000 | 118 | 3 | 3 | 7597.2504 | 0 | 7597.2504 | 9261.0323 | 431 | 0.75 | UTGS
1389 | RES | UTGS | 320 | 160 | 0.25 | F | SL0000553424 | No | 0.75 | 75 | [12 empty] | 2 | 1000 | [12 empty] | 0 | 0 | 1000 | 75 | 5 | 5 | 4828.7608 | 0 | 4828.7608 | 6502.1923 | 431 | 0.75 | UTGS
1390 | RES | UTGS | 320 | 460 | 0.25 | F | SL0000554060 | No | 0.75 | 43 | [12 empty] | 2 | 1000 | [12 empty] | 0 | 0 | 1000 | 43 | 17 | 17 | 2768.4895 | 0 | 2768.4895 | 1912.4095 | 431 | 0.75 | UTGS
1391 | RES | UTGS | 320 | 160 | 0.25 | F | SL0000554623 | No | 0.75 | 83 | [12 empty] | 2 | 838.5 | 6 | 161.5 | [10 empty] | 0 | 0 | 1000 | 83 | 20 | 56 | 5343.8287 | 0 | 5343.8287 | 659.9186 | 431 | 0.75 | UTGS
1392 | RES | UTGS | 320 | 260 | 0.25 | F | SL0000554684 | No | 0.75 | 78 | [12 empty] | 0.75 | 208.99 | 2 | 791.01 | [10 empty] | 0 | 0 | 1000 | 78 | 15 | 15 | 5021.9113 | 0 | 5021.9113 | 2273.0071 | 431 | 0.75 | UTGS
1393 | COM | UTGS | 20200 | 272 | 45 | H | SL0000555202 | No | 2 | 43 | [12 empty] | 6 | 1000 | [12 empty] | 0 | 0 | 1000 | 43 | 3 | 3 | 3138.2895 | 0 | 3138.2895 | 20010.3206 | 52825.2838 | 2 | UTGS
1394 | RES | UTGS | 306 | 111 | 0.25 | F | SL0000555390 | No | 0.75 | 51 | [12 empty] | 2 | 1000 | [12 empty] | 0 | 0 | 1000 | 51 | 3 | 3 | 3283.5574 | 0 | 3283.5574 | 10836.9872 | 431 | 0.75 | UTGS
1395 | RES | UTGS | 320 | 460 | 0.25 | F | SL0000555747 | No | 0.75 | 40 | [12 empty] | 2 | 1000 | [12 empty] | 0 | 0 | 1000 | 40 | 17 | 22 | 2575.3391 | 0 | 2575.3391 | 1477.771 | 431 | 0.75 | UTGS
1396 | COM | UTFS | 5550 | 272 | 2 | F | SL0000555939 | No | 1.25 | 232 | [12 empty] | 1.25 | 242.07 | 4 | 757.93 | [10 empty] | 0 | 0 | 1000 | 232 | 8 | 18 | 17287.1269 | 0 | 17287.1269 | 2117.4872 | 3698.6667 | 1.25 | UTFS
1397 | COM | UTTSS | 20200 | 272 | 45 | H | SL0000556274 | No | 0.75 | 19 | 2 | 320 | [10 empty] | 2 | 751.53 | 4 | 248.47 | [10 empty] | 0 | 0 | 1000 | 339 | 3 | 3 | 24577.999 | 0 | 24577.999 | 11430.8305 | 52825.2838 | 0.75 | UTTSS
1398 | RES | UTGS | 320 | 160 | 0.25 | F | SL0000556326 | No | 0.75 | 70 | [12 empty] | 2 | 1000 | [12 empty] | 0 | 0 | 1000 | 70 | 21 | 23 | 4506.8434 | 0 | 4506.8434 | 1413.5201 | 431 | 0.75 | UTGS
1399 | RES | UTGS | 320 | 160 | 0.25 | F | SL0000556624 | No | 0.75 | 75 | [12 empty] | 2 | 1000 | [12 empty] | 0 | 0 | 1000 | 75 | 15 | 15 | 4828.7608 | 0 | 4828.7608 | 2167.3974 | 431 | 0.75 | UTGS
1400 | COM | UTTSS | 7800 | 273 | 2 | F | SL0000557699 | No | 1.25 | 130 | [12 empty] | 2 | 742.03 | 4 | 257.97 | [10 empty] | 0 | 0 | 1000 | 130 | 8 | 11 | 9686.7521 | 0 | 9686.7521 | 3123.6915 | 5118 | 1.25 | UTTSS
1401 | RES | UTGS | 320 | 760 | 0.25 | F | SL0000557752 | No | 0.75 | 30 | [12 empty] | 4 | 1000 | [12 empty] | 0 | 0 | 1000 | 30 | 4 | 7 | 1931.5043 | 0 | 1931.5043 | 5668.7088 | 431 | 0.75 | UTGS
1402 | RES | UTGS | 320 | 760 | 0.25 | F | SL0000557776 | No | 0.75 | 33 | [12 empty] | 0.75 | 584.3 | 1.25 | 280 | 2 | 135.7 | [8 empty] | 0 | 0 | 1000 | 33 | 38 | 38 | 2124.6548 | 0 | 2124.6548 | 977.262 | 431 | 0.75 | UTGS
1403 | RES | UTGS | 320 | 760 | 0.25 | F | SL0000558276 | No | 0.75 | 43 | [12 empty] | 2 | 1000 | [12 empty] | 0 | 0 | 1000 | 43 | 15 | 18 | 2768.4895 | 0 | 2768.4895 | 1806.1645 | 431 | 0.75 | UTGS
1404 | RES | UTGS | 320 | 460 | 0.25 | F | SL0000558516 | No | 0.5 | 63 | [12 empty] | 1.25 | 823.5 | 2 | 176.5 | [10 empty] | 0 | 0 | 1000 | 63 | 11 | 11 | 4309.4191 | 0 | 4309.4191 | 3007.9465 | 431 | 0.5 | UTGS
1405 | RES | UTGS | 320 | 261 | 0.25 | F | SL0000558567 | No | 0.75 | 103 | [12 empty] | 2 | 1000 | [12 empty] | 0 | 0 | 1000 | 103 | 14 | 15 | 6631.4982 | 0 | 6631.4982 | 2167.3974 | 431 | 0.75 | UTGS
1406 | COM | UTFS | 3000 | 271 | 0.25 | F | SL0000558586 | No | 0.75 | 95 | [12 empty] | 2 | 327.13 | 4 | 672.87 | [10 empty] | 0 | 0 | 1000 | 95 | 5 | 5 | 6116.4304 | 0 | 6116.4304 | 7467.0879 | 2145.6667 | 0.75 | UTFS
1407 | RES | UTGS | 320 | 260 | 0.25 | F | SL0000558955 | No | 0.5 | 113 | [12 empty] | 2 | 1000 | [12 empty] | 0 | 0 | 1000 | 113 | 8 | 8 | 7729.593 | 0 | 7729.593 | 4063.8702 | 431 | 0.5 | UTGS
1408 | COM | UTFS | 6600 | 272 | 5 | F | SL0000559169 | No | 1.25 | 49 | [12 empty] | 2 | 229.89 | 4 | 565.89 | 6 | 204.22 | [8 empty] | 0 | 0 | 1000 | 49 | 9 | 13 | 3651.1604 | 0 | 3651.1604 | 3245.2713 | 3698.6667 | 1.25 | UTFS
1409 | COM | UTGS | 500 | 220 | 0.25 | F | SL0000559182 | No | 0.75 | 114.1 | [12 empty] | 0.75 | 241 | 2 | 73.62 | 4 | 685.38 | [8 empty] | 0 | 0 | 1000 | 114.1 | 6 | 10 | 7346.1548 | 0 | 7346.1548 | 3925.1916 | 585.0096 | 0.75 | UTGS
1410 | COM | UTFS | 4610 | 281 | 5 | F | SL0000559708 | No | 1.25 | 164 | [12 empty] | 4 | 1000 | [12 empty] | 0 | 0 | 1000 | 164 | 1 | 1 | 12220.2104 | 0 | 12220.2104 | 39680.9617 | 2145.6667 | 1.25 | UTFS
1411 | RES | UTGS | 550 | 460 | 2 | F | SL0000559827 | No | 0.75 | 51 | [12 empty] | 2 | 24.1 | 4 | 975.9 | [10 empty] | 0 | 0 | 1000 | 51 | 7 | 12 | 3283.5574 | 0 | 3283.5574 | 3292.3471 | 585.0096 | 0.75 | UTGS
1412 | RES | UTGS | 320 | 760 | 0.25 | F | SL0000560126 | No | 0.75 | 57 | [12 empty] | 2 | 1000 | [12 empty] | 0 | 0 | 1000 | 57 | 14 | 27 | 3669.8582 | 0 | 3669.8582 | 1204.1097 | 431 | 0.75 | UTGS
1413 | RES | UTGS | 320 | 760 | 0.25 | F | SL0000560127 | No | 0.75 | 44 | [12 empty] | 2 | 1000 | [12 empty] | 0 | 0 | 1000 | 44 | 14 | 27 | 2832.873 | 0 | 2832.873 | 1204.1097 | 431 | 0.75 | UTGS
1414 | IND | UTTSS | 20200 | 272 | 45 | H | SL0000560164 | No | 1.25 | 24 | [12 empty] | 2 | 393.26 | 4 | 380.24 | 6 | 226.5 | [8 empty] | 0 | 0 | 1000 | 24 | 2 | 2 | 1788.3235 | 0 | 1788.3235 | 20735.2813 | 52825.2838 | 1.25 | UTTSS
1415 | IND | UTTSM | 73714 | 152 | 45 | H | SL0000560203 | No | 1.25 | 149 | [12 empty] | 2 | 77.45 | 6 | 116.45 | 8 | 806.1 | [8 empty] | 0 | 0 | 1000 | 149 | 3 | 4 | 11102.5082 | 0 | 11102.5082 | 17058.4349 | 113197.0366 | 1.25 | UTTSM
1416 | IND | UTTSM | 26340 | 236 | 5 | F | SL0000560685 | No | 2 | 29 | [12 empty] | 2 | 158.2 | 4 | 540 | 6 | 301.8 | [8 empty] | 0 | 0 | 1000 | 29 | 5 | 5 | 2116.5209 | 0 | 2116.5209 | 8937.6595 | 22191.6 | 2 | UTTSM
1417 | IND | UTTSS | 14487 | 284 | 5 | F | SL0000560840 | No | 0.75 | 57 | [12 empty] | 2 | 144.9 | 4 | 855.1 | [10 empty] | 0 | 0 | 1000 | 57 | 5 | 5 | 3669.8582 | 0 | 3669.8582 | 7728.4057 | 10791.3333 | 0.75 | UTTSS
1418 | RES | UTGS | 320 | 260 | 0.25 | F | SL0000560962 | No | 0.5 | 47 | [12 empty] | 2 | 1000 | [12 empty] | 0 | 0 | 1000 | 47 | 11 | 11 | 3214.9635 | 0 | 3214.9635 | 2955.542 | 431 | 0.5 | UTGS
1419 | COM | UTGS | 44352 | 234 | 45 | H | SL0000561133 | No | 3 | 468 | [12 empty] | 0.75 | 178.18 | 2 | 487.54 | 3 | 334.28 | [8 empty] | 0 | 0 | 1000 | 468 | 4 | 5 | 34156.2676 | 0 | 34156.2676 | 5924.5791 | 60371.7529 | 3 | UTGS
1420 | COM | UTGS | 26500 | 275 | 10 | L | SL0000561140 | No | 2 | 476 | [12 empty] | 4 | 1000 | [12 empty] | 0 | 0 | 1000 | 476 | 1 | 1 | 34740.1354 | 0 | 34740.1354 | 39680.9617 | 20345.6 | 2 | UTGS
1421 | IND | UTTSM | 92750 | 279 | 45 | H | SL0000561141 | No | 4 | 316 | [12 empty] | 4 | 1000 | [12 empty] | 0 | 0 | 1000 | 316 | 2 | 2 | 24187.739 | 0 | 24187.739 | 19840.4809 | 113197.0366 | 4 | UTTSM
1422 | IND | UTTSS | 73860 | 236 | 40 | L | SL0000561144 | No | 4 | 36 | [12 empty] | 4 | 1000 | [12 empty] | 0 | 0 | 1000 | 36 | 1 | 1 | 2755.5652 | 0 | 2755.5652 | 39680.9617 | 45676.61 | 4 | UTTSS
1423 | COM | UTGS | 540 | 259 | 0.25 | F | SL0000561578 | No | 0.5 | 22 | [12 empty] | 2 | 1000 | [12 empty] | 0 | 0 | 1000 | 22 | 4 | 8 | 1504.8765 | 0 | 1504.8765 | 4063.8702 | 585.0096 | 0.5 | UTGS
1424 | RES | UTGS | 320 | 760 | 0.25 | F | SL0000561625 | No | 0.5 | 34 | [12 empty] | 2 | 1000 | [12 empty] | 0 | 0 | 1000 | 34 | 7 | 7 | 2325.7182 | 0 | 2325.7182 | 4644.4231 | 431 | 0.5 | UTGS
1425 | RES | UTGS | 1390 | 746 | 2 | F | SL0000561772 | No | 0.75 | 49 | [12 empty] | 2 | 1000 | [12 empty] | 0 | 0 | 1000 | 49 | 7 | 7 | 3154.7904 | 0 | 3154.7904 | 4644.4231 | 1475.8773 | 0.75 | UTGS
1426 | COM | UTFS | 7800 | 273 | 2 | F | SL0000561856 | No | 2 | 92 | [12 empty] | 2 | 141.08 | 6 | 858.92 | [10 empty] | 0 | 0 | 1000 | 92 | 6 | 7 | 6714.48 | 0 | 6714.48 | 8021.2057 | 5118 | 2 | UTFS
1427 | COM | UTGS | 44352 | 234 | 45 | H | SL0000561894 | No | 2 | 58 | [12 empty] | 2 | 588.52 | 4 | 411.48 | [10 empty] | 0 | 0 | 1000 | 58 | 7 | 7 | 4233.0417 | 0 | 4233.0417 | 5065.8962 | 60371.7529 | 2 | UTGS
1428 | COM | UTTSS | 21100 | 275 | 5 | F | SL0000561932 | No | 2 | 171 | [12 empty] | 8 | 1000 | [12 empty] | 0 | 0 | 1000 | 171 | 3 | 3 | 12480.1747 | 0 | 12480.1747 | 24283.6539 | 18747.15 | 2 | UTTSS
1429 | RES | UTGS | 320 | 260 | 0.25 | F | SL0000561973 | No | 0.5 | 57 | [12 empty] | 1.25 | 362.25 | 2 | 637.75 | [10 empty] | 0 | 0 | 1000 | 57 | 11 | 11 | 3898.9982 | 0 | 3898.9982 | 2978.5942 | 431 | 0.5 | UTGS
1430 | RES | UTGS | 320 | 127 | 0.25 | F | SL0000562030 | No | 0.75 | 64 | [12 empty] | 1.25 | 136.28 | 2 | 770.5 | 4 | 93.22 | [8 empty] | 0 | 0 | 1000 | 64 | 4 | 16 | 4120.5426 | 0 | 4120.5426 | 2079.6716 | 431 | 0.75 | UTGS
1431 | RES | UTGS | 320 | 760 | 0.25 | F | SL0000562300 | No | 0.5 | 57 | [12 empty] | 0.75 | 238 | 2 | 762 | [10 empty] | 0 | 0 | 1000 | 57 | 9 | 9 | 3898.9982 | 0 | 3898.9982 | 3812.778 | 431 | 0.5 | UTGS
1432 | IND | UTFS | 6600 | 272 | 5 | F | SL0000562303 | No | 2 | 276 | [12 empty] | 2 | 162 | 4 | 838 | [10 empty] | 0 | 0 | 1000 | 276 | 2 | 6 | 20143.4399 | 0 | 20143.4399 | 6419.9036 | 3698.6667 | 2 | UTFS
1433 | IND | UTFS | 5550 | 272 | 2 | F | SL0000562355 | No | 1.25 | 25 | [12 empty] | 4 | 1000.33 | [12 empty] | 0 | 0 | 1000.33 | 25 | 3 | 3 | 1862.8369 | 0 | 1862.8369 | 13231.3521 | 3698.6667 | 1.25 | UTFS
1434 | COM | UTGS | 20200 | 272 | 45 | H | SL0000562367 | No | 1.25 | 152 | [12 empty] | 2 | 221.1 | 4 | 778.9 | [10 empty] | 0 | 0 | 1000 | 152 | 2 | 6 | 11326.0486 | 0 | 11326.0486 | 6349.2791 | 52825.2838 | 1.25 | UTGS
1435 | COM | UTFS | 12247 | 284 | 2 | F | SL0000562520 | No | 1.25 | 40 | [12 empty] | 2 | 241.41 | 4 | 758.59 | [10 empty] | 0 | 0 | 1000 | 40 | 5 | 5 | 2980.5391 | 0 | 2980.5391 | 7590.0104 | 10791.3333 | 1.25 | UTFS
1436 | COM | UTFS | 6600 | 272 | 5 | F | SL0000563003 | No | 1.25 | 26 | [12 empty] | 1.25 | 353.5 | 2 | 50.5 | 4 | 596 | [8 empty] | 0 | 0 | 1000 | 26 | 6 | 14 | 1937.3504 | 0 | 1937.3504 | 2645.1237 | 3698.6667 | 1.25 | UTFS
1437 | RES | UTGS | 320 | 461 | 0.25 | F | SL0000563419 | No | 0.5 | 50 | [12 empty] | 2 | 1000 | [12 empty] | 0 | 0 | 1000 | 50 | 18 | 30 | 3420.1739 | 0 | 3420.1739 | 1083.6987 | 431 | 0.5 | UTGS
1438 | RES | UTGS | 320 | 261 | 0.25 | F | SL0000563602 | No | 0.75 | 81 | [12 empty] | 2 | 426.75 | 4 | 573.25 | [10 empty] | 0 | 0 | 1000 | 81 | 8 | 8 | 5215.0617 | 0 | 5215.0617 | 4577.6455 | 431 | 0.75 | UTGS
1439 | RES | UTGS | 320 | 760 | 0.25 | F | SL0000564585 | No | 0.5 | 155 | [12 empty] | 2 | 1000 | [12 empty] | 0 | 0 | 1000 | 155 | 7 | 7 | 10602.5391 | 0 | 10602.5391 | 4644.4231 | 431 | 0.5 | UTGS
1440 | RES | UTGS | 320 | 260 | 0.25 | F | SL0000564732 | No | 0.5 | 88 | [12 empty] | 2 | 1000 | [12 empty] | 0 | 0 | 1000 | 88 | 11 | 14 | 6019.506 | 0 | 6019.506 | 2322.2116 | 431 | 0.5 | UTGS
1441 | RES | UTGS | 320 | 127 | 0.25 | F | SL0000565671 | No | 0.5 | 19 | [12 empty] | 1.25 | 400 | 2 | 505 | 4 | 95 | [8 empty] | 0 | 0 | 1000 | 19 | 14 | 17 | 1299.6661 | 0 | 1299.6661 | 1968.9477 | 431 | 0.5 | UTGS
1442 | RES | UTGS | 320 | 760 | 0.25 | F | SL0000565713 | No | 0.5 | 79 | [12 empty] | 4 | 1000 | [12 empty] | 0 | 0 | 1000 | 79 | 10 | 10 | 5403.8747 | 0 | 5403.8747 | 3968.0962 | 431 | 0.5 | UTGS
1443 | RES | UTGS | 320 | 460 | 0.25 | F | SL0000565951 | No | 0.5 | 20 | [12 empty] | 2 | 631 | 3 | 369 | [10 empty] | 0 | 0 | 1000 | 20 | 18 | 18 | 1368.0696 | 0 | 1368.0696 | 1546.2245 | 431 | 0.5 | UTGS
1444 | COM | UTFS | 6600 | 272 | 5 | F | SL0000566003 | No | 1.25 | 54 | [12 empty] | 2 | 198.78 | 4 | 801.22 | [10 empty] | 0 | 0 | 1000 | 54 | 3 | 4 | 4023.7278 | 0 | 4023.7278 | 9563.9273 | 3698.6667 | 1.25 | UTFS
1445 | COM | UTGS | 320 | 260 | 0.25 | F | SL0000566076 | No | 0.75 | 13 | [12 empty] | 2 | 1000 | [12 empty] | 0 | 0 | 1000 | 13 | 13 | 16 | 836.9852 | 0 | 836.9852 | 2031.9351 | 431 | 0.75 | UTGS
1446 | COM | UTGS | 175 | 126 | 0.25 | F | SL0000566324 | No | 1.25 | 178 | [12 empty] | 2 | 1000 | [12 empty] | 0 | 0 | 1000 | 178 | 11 | 21 | 13263.3991 | 0 | 13263.3991 | 1548.141 | 431 | 1.25 | UTGS
1447 | COM | UTFS | 2300 | 755 | 1 | F | SL0000566641 | No | 1.25 | 11 | [12 empty] | 2 | 859 | 4 | 141 | [10 empty] | 0 | 0 | 1000 | 11 | 4 | 9 | 819.6483 | 0 | 819.6483 | 3724.6591 | 2428.75 | 1.25 | UTFS
1448 | RES | UTGS | 320 | 760 | 0.25 | F | SL0000566965 | No | 0.5 | 92 | [12 empty] | 0.75 | 4.46 | 2 | 995.54 | [10 empty] | 0 | 0 | 1000 | 92 | 15 | 17 | 6293.12 | 0 | 6293.12 | 1914.3981 | 431 | 0.5 | UTGS
1449 | COM | UTGS | 320 | 460 | 0.25 | F | SL0000567154 | No | 0.5 | 55 | [12 empty] | 2 | 70.13 | 6 | 929.87 | [10 empty] | 0 | 0 | 1000 | 55 | 11 | 19 | 3762.1913 | 0 | 3762.1913 | 3057.9465 | 431 | 0.5 | UTGS
1450 | IND | UTTSM | 21100 | 275 | 5 | F | SL0000567210 | No | 3 | 80 | [12 empty] | 4 | 1000 | [12 empty] | 0 | 0 | 1000 | 80 | 5 | 5 | 5838.6782 | 0 | 5838.6782 | 7936.1923 | 18747.15 | 3 | UTTSM
1451 | RES | UTGS | 320 | 760 | 0.25 | F | SL0000567479 | No | 0.75 | 129 | [12 empty] | 2 | 1000 | [12 empty] | 0 | 0 | 1000 | 129 | 12 | 12 | 8305.4686 | 0 | 8305.4686 | 2709.2468 | 431 | 0.75 | UTGS
1452 | RES | UTGS | 320 | 361 | 0.25 | F | SL0000567524 | No | 0.75 | 82 | [12 empty] | 2 | 656.39 | 4 | 343.61 | [10 empty] | 0 | 0 | 1000 | 82 | 7 | 18 | 5279.4452 | 0 | 5279.4452 | 1943.0359 | 431 | 0.75 | UTGS
1453 | RES | UTGS | 320 | 160 | 0.25 | F | SL0000567752 | No | 0.5 | 93 | [12 empty] | 1.25 | 91 | 2 | 909 | [10 empty] | 0 | 0 | 1000 | 93 | 27 | 27 | 6361.5234 | 0 | 6361.5234 | 1206.469 | 431 | 0.5 | UTGS
1454 | RES | UTGS | 306 | 211 | 0.25 | F | SL0000568079 | No | 0.5 | 103 | [12 empty] | 1.25 | 249.5 | 2 | 750.5 | [10 empty] | 0 | 0 | 1000 | 103 | 12 | 12 | 7045.5582 | 0 | 7045.5582 | 2723.801 | 431 | 0.5 | UTGS
1455 | COM | UTGS | 28250 | 273 | 45 | H | SL0000568459 | No | 2 | 113 | [12 empty] | 2 | 38 | 3 | 1 | 8 | 961 | [8 empty] | 0 | 0 | 1000 | 113 | 1 | 1 | 8247.133 | 0 | 8247.133 | 71265.0217 | 52825.2838 | 2 | UTGS
1456 | RES | UTGS | 175 | 126 | 0.25 | F | SL0000568548 | No | 0.5 | 34 | [12 empty] | 1.25 | 108.2 | 2 | 891.8 | [10 empty] | 0 | 0 | 1000 | 34 | 47 | 53 | 2325.7182 | 0 | 2325.7182 | 614.8434 | 431 | 0.5 | UTGS
1457 | RES | UTGS | 320 | 360 | 0.25 | F | SL0000568644 | No | 0.5 | 70.65 | 0.75 | 42 | [10 empty] | 2 | 756.65 | 4 | 243.35 | [10 empty] | 0 | 0 | 1000 | 112.65 | 29 | 29 | 7536.8118 | 0 | 7536.8118 | 1181.2338 | 431 | 0.5 | UTGS
1458 | RES | UTGS | 320 | 460 | 0.25 | F | SL0000568806 | No | 0.75 | 9 | [12 empty] | 1.25 | 295 | 2 | 705 | [10 empty] | 0 | 0 | 1000 | 9 | 7 | 40 | 579.4513 | 0 | 579.4513 | 817.9365 | 431 | 0.75 | UTGS
1459 | IND | UTTSL | 223400 | 110 | 40 | L | SL0000568812 | No | 4 | 101 | [12 empty] | 4 | 858.46 | 6 | 141.54 | [10 empty] | 0 | 0 | 1000 | 101 | 1 | 2 | 7730.8913 | 0 | 7730.8913 | 21280.6504 | 58606.76 | 4 | UTTSL
1460 | RES | UTGS | 320 | 360 | 0.25 | F | SL0000569441 | No | 0.5 | 72 | [12 empty] | 2 | 1000 | [12 empty] | 0 | 0 | 1000 | 72 | 17 | 17 | 4925.0504 | 0 | 4925.0504 | 1912.4095 | 431 | 0.5 | UTGS
1461 | RES | UTGS | 550 | 361 | 2 | F | SL0000569690 | No | 0.5 | 42 | 0.75 | 244 | [10 empty] | 2 | 151.66 | 4 | 848.34 | [10 empty] | 0 | 0 | 1000 | 286 | 3 | 3 | 18582.5147 | 0 | 18582.5147 | 12864.5198 | 585.0096 | 0.5 | UTGS
1462 | RES | UTGS | 320 | 160 | 0.25 | F | SL0000570183 | No | 0.5 | 100 | 0.75 | 56 | [10 empty] | 2 | 488.25 | 4 | 511.75 | [10 empty] | 0 | 0 | 1000 | 156 | 10 | 10 | 10445.8225 | 0 | 10445.8225 | 3618.0209 | 431 | 0.5 | UTGS
1463 | RES | UTGS | 320 | 260 | 0.25 | F | SL0000570515 | No | 0.5 | 52 | [12 empty] | 2 | 1000 | [12 empty] | 0 | 0 | 1000 | 52 | 15 | 15 | 3556.9808 | 0 | 3556.9808 | 2167.3974 | 431 | 0.5 | UTGS
1464 | COM | UTTSS | 4000 | 271 | 5 | F | SL0000570858 | No | 1.25 | 21 | [12 empty] | 2 | 1000 | [12 empty] | 0 | 0 | 1000 | 21 | 5 | 13 | 1564.783 | 0 | 1564.783 | 2500.8432 | 2145.6667 | 1.25 | UTTSS
1465 | IND | UTTSS | 44352 | 234 | 45 | H | SL0000571182 | No | 2 | 100 | 4 | 1 | [10 empty] | 4 | 1000 | [12 empty] | 0 | 0 | 1000 | 101 | 1 | 1 | 7374.8913 | 0 | 7374.8913 | 39680.9617 | 60371.7529 | 2 | UTTSS
1466 | RES | UTGS | 540 | 759 | 0.25 | F | SL0000571277 | No | 0.5 | 56 | [12 empty] | 1.25 | 69.98 | 2 | 33.99 | 3 | 896.02 | [8 empty] | 0 | 0 | 999.99 | 56 | 15 | 15 | 3830.5948 | 0 | 3830.5948 | 1413.2059 | 585.0096 | 0.5 | UTGS
1467 | IND | UTTSS | 21072 | 235 | 5 | F | SL0000572898 | No | 2 | 93 | [12 empty] | 2 | 248.27 | 4 | 751.73 | [10 empty] | 0 | 0 | 1000 | 93 | 3 | 3 | 6787.4634 | 0 | 6787.4634 | 12633.6219 | 18747.15 | 2 | UTTSS
1468 | RES | UTGS | 320 | 760 | 0.25 | F | SL0000572929 | No | 0.75 | 118 | [12 empty] | 1.25 | 129.52 | 2 | 317.23 | 4 | 553.25 | [8 empty] | 0 | 0 | 1000 | 118 | 5 | 16 | 7597.2504 | 0 | 7597.2504 | 2285.5268 | 431 | 0.75 | UTGS
1469 | RES | UTGS | 320 | 260 | 0.25 | F | SL0000573065 | No | 0.5 | 170 | [12 empty] | 2 | 1000 | [12 empty] | 0 | 0 | 1000 | 170 | 4 | 4 | 11628.5912 | 0 | 11628.5912 | 8127.7404 | 431 | 0.5 | UTGS
1470 | COM | UTTSS | 14500 | 274 | 5 | F | SL0000573446 | No | 1.25 | 56 | 2 | 243 | [10 empty] | 1.25 | 33.83 | 2 | 966.17 | [10 empty] | 0 | 0 | 1000 | 299 | 5 | 8 | 21907.7399 | 0 | 21907.7399 | 4066.8303 | 10791.3333 | 1.25 | UTTSS
1471 | RES | UTGS | 320 | 760 | 0.25 | F | SL0000573989 | No | 0.5 | 68 | [12 empty] | 2 | 970.68 | 3 | 29.32 | [10 empty] | 0 | 0 | 1000 | 68 | 19 | 19 | 4651.4365 | 0 | 4651.4365 | 1691.536 | 431 | 0.5 | UTGS
1472 | RES | UTGS | 320 | 127 | 0.25 | F | SL0000574020 | No | 0.5 | 56 | [12 empty] | 1.25 | 620.63 | 2 | 379.37 | [10 empty] | 0 | 0 | 1000 | 56 | 14 | 14 | 3830.5948 | 0 | 3830.5948 | 2353.2431 | 431 | 0.5 | UTGS
1473 | RES | UTGS | 320 | 127 | 0.25 | F | SL0000574358 | No | 0.75 | 40 | [12 empty] | 1.25 | 165.8 | 2 | 17.6 | 3 | 91.2 | 4 | 725.4 | [6 empty] | 0 | 0 | 1000 | 40 | 5 | 31 | 2575.3391 | 0 | 2575.3391 | 1182.9588 | 431 | 0.75 | UTGS
1474 | RES | UTGS | 320 | 127 | 0.25 | F | SL0000574420 | No | 0.75 | 190 | [12 empty] | 2 | 844.52 | 4 | 155.48 | [10 empty] | 0 | 0 | 1000 | 190 | 6 | 20 | 12232.8608 | 0 | 12232.8608 | 1681.2877 | 431 | 0.75 | UTGS
1475 | COM | UTGS | 2000 | 278 | 0.25 | F | SL0000574441 | No | 1.25 | 40 | [12 empty] | 2 | 1000 | [12 empty] | 0 | 0 | 1000 | 40 | 5 | 5 | 2980.5391 | 0 | 2980.5391 | 6502.1923 | 2428.75 | 1.25 | UTGS
1476 | RES | UTGS | 320 | 360 | 0.25 | F | SL0000574640 | No | 0.75 | 336 | [12 empty] | 2 | 1000 | [12 empty] | 0 | 0 | 1000 | 336 | 37 | 60 | 21632.8486 | 0 | 21632.8486 | 541.8494 | 431 | 0.75 | UTGS
1477 | COM | UTTSS | 3300 | 271 | 2 | F | SL0000574665 | No | 1.25 | 73 | [12 empty] | 2 | 1000 | [12 empty] | 0 | 0 | 1000 | 73 | 6 | 8 | 5439.4839 | 0 | 5439.4839 | 4063.8702 | 2145.6667 | 1.25 | UTTSS
1478 | RES | UTGS | 320 | 760 | 0.25 | F | SL0000574844 | No | 0.5 | 80 | [12 empty] | 2 | 578.42 | 4 | 421.58 | [10 empty] | 0 | 0 | 1000 | 80 | 14 | 14 | 5472.2782 | 0 | 5472.2782 | 2538.1207 | 431 | 0.5 | UTGS
1479 | IND | UTTSS | 9219 | 233 | 5 | F | SL0000575114 | No | 2 | 97 | [12 empty] | 4 | 1000 | [12 empty] | 0 | 0 | 1000 | 97 | 3 | 3 | 7079.3973 | 0 | 7079.3973 | 13226.9872 | 5118 | 2 | UTTSS
1480 | COM | UTGS | 21072 | 235 | 5 | F | SL0000575187 | No | 0.75 | 130 | [12 empty] | 2 | 42 | 4 | 958 | [10 empty] | 0 | 0 | 1000 | 130 | 6 | 7 | 8369.8521 | 0 | 8369.8521 | 5625.6888 | 18747.15 | 0.75 | UTGS
1481 | RES | UTGS | 500 | 126 | 2 | F | SL0000575258 | No | 0.75 | 103 | [12 empty] | 2 | 1000 | [12 empty] | 0 | 0 | 1000 | 103 | 6 | 37 | 6631.4982 | 0 | 6631.4982 | 878.6746 | 585.0096 | 0.75 | UTGS
1482 | RES | UTGS | 320 | 760 | 0.25 | F | SL0000575395 | No | 0.5 | 57 | [12 empty] | 2 | 1000 | [12 empty] | 0 | 0 | 1000 | 57 | 13 | 13 | 3898.9982 | 0 | 3898.9982 | 2500.8432 | 431 | 0.5 | UTGS
1483 | IND | UTFS | 2225 | 278 | 2 | F | SL0000575468 | No | 1.25 | 109 | [12 empty] | 2 | 810.75 | 3 | 189.25 | [10 empty] | 0 | 0 | 1000 | 109 | 4 | 4 | 8121.9691 | 0 | 8121.9691 | 7527.8179 | 2428.75 | 1.25 | UTFS
1484 | RES | UTGS | 175 | 126 | 0.25 | F | SL0000575541 | No | 0.75 | 38 | [12 empty] | 2 | 899.16 | 4 | 100.84 | [10 empty] | 0 | 0 | 1000 | 38 | 9 | 33 | 2446.5722 | 0 | 2446.5722 | 1007.0904 | 431 | 0.75 | UTGS
1485 | COM | UTFS | 2000 | 278 | 0.25 | F | SL0000575600 | No | 1.25 | 177 | [12 empty] | 1.25 | 48.23 | 2 | 951.77 | [10 empty] | 0 | 0 | 1000 | 177 | 2 | 3 | 13188.8856 | 0 | 13188.8856 | 10848.2409 | 2428.75 | 1.25 | UTFS
1486 | RES | UTGS | 320 | 461 | 0.25 | F | SL0000586299 | No | 0.75 | 70 | [12 empty] | 1.25 | 259.82 | 2 | 740.18 | [10 empty] | 0 | 0 | 1000 | 70 | 10 | 10 | 4506.8434 | 0 | 4506.8434 | 3269.2836 | 431 | 0.75 | UTGS
1487 | RES | UTGS | 320 | 261 | 0.25 | F | SL0000603368 | No | 0.5 | 21 | [12 empty] | 2 | 810.99 | 4 | 189.01 | [10 empty] | 0 | 0 | 1000 | 21 | 18 | 19 | 1436.473 | 0 | 1436.473 | 1782.4297 | 431 | 0.5 | UTGS
1488 | RES | UTGS | 320 | 260 | 0.25 | F | SL0000604616 | No | 0.5 | 78 | [12 empty] | 2 | 1000 | [12 empty] | 0 | 0 | 1000 | 78 | 34 | 34 | 5335.4713 | 0 | 5335.4713 | 956.2048 | 431 | 0.5 | UTGS
1489 | RES | UTGS | 320 | 360 | 0.25 | F | SL0000605243 | No | 0.5 | 110 | [12 empty] | 2 | 1000 | [12 empty] | 0 | 0 | 1000 | 110 | 29 | 31 | 7524.3826 | 0 | 7524.3826 | 1048.7407 | 431 | 0.5 | UTGS
1490 | RES | UTGS | 320 | 360 | 0.25 | F | SL0000605353 | No | 0.5 | 31 | [12 empty] | 0.75 | 139.21 | 3 | 2 | 4 | 228.58 | 8 | 630.21 | [6 empty] | 0 | 0 | 1000 | 31 | 10 | 15 | 2120.5078 | 0 | 2120.5078 | 4040.1602 | 431 | 0.5 | UTGS
1491 | RES | UTGS | 320 | 760 | 0.25 | F | SL0000605934 | No | 0.5 | 42 | [12 empty] | 2 | 838.73 | 4 | 34.07 | 6 | 2 | 8 | 125.19 | [6 empty] | 0 | 0 | 999.99 | 42 | 14 | 14 | 2872.9461 | 0 | 2872.9461 | 2704.2945 | 431 | 0.5 | UTGS
1492 | RES | UTGS | 320 | 461 | 0.25 | F | SL0000606291 | No | 0.5 | 95 | [12 empty] | 2 | 1000 | [12 empty] | 0 | 0 | 1000 | 95 | 22 | 22 | 6498.3304 | 0 | 6498.3304 | 1477.771 | 431 | 0.5 | UTGS
1493 | RES | UTGS | 320 | 127 | 0.25 | F | SL0000606301 | No | 0.5 | 128 | [12 empty] | 2 | 1000 | [12 empty] | 0 | 0 | 1000 | 128 | 22 | 22 | 8755.6452 | 0 | 8755.6452 | 1477.771 | 431 | 0.5 | UTGS
1494 | RES | UTGS | 320 | 260 | 0.25 | F | SL0000606730 | No | 0.5 | 121 | [12 empty] | 2 | 791.25 | 4 | 208.75 | [10 empty] | 0 | 0 | 1000 | 121 | 22 | 25 | 8276.8208 | 0 | 8276.8208 | 1360.308 | 431 | 0.5 | UTGS
1495 | RES | UTGS | 320 | 460 | 0.25 | F | SL0000607226 | No | 0.5 | 22 | [12 empty] | 2 | 852.85 | 4 | 147.15 | [10 empty] | 0 | 0 | 1000 | 22 | 17 | 18 | 1504.8765 | 0 | 1504.8765 | 1864.7793 | 431 | 0.5 | UTGS
1496 | RES | UTGS | 320 | 127 | 0.25 | F | SL0000607351 | No | 0.5 | 99 | [12 empty] | 2 | 467.48 | 4 | 362 | 8 | 170.52 | [8 empty] | 0 | 0 | 1000 | 99 | 8 | 39 | 6771.9443 | 0 | 6771.9443 | 1076.5456 | 431 | 0.5 | UTGS
1497 | RES | UTGS | 320 | 261 | 0.25 | F | SL0000607833 | No | 0.5 | 45 | [12 empty] | 2 | 61.1 | 4 | 938.9 | [10 empty] | 0 | 0 | 1000 | 45 | 17 | 17 | 3078.1565 | 0 | 3078.1565 | 2308.4044 | 431 | 0.5 | UTGS
1498 | RES | UTGS | 320 | 460 | 0.25 | F | SL0000608446 | No | 0.75 | 133 | [12 empty] | 2 | 917.22 | 4 | 82.78 | [10 empty] | 0 | 0 | 1000 | 133 | 28 | 28 | 8563.0026 | 0 | 8563.0026 | 1182.3034 | 431 | 0.75 | UTGS
1499 | RES | UTGS | 320 | 760 | 0.25 | F | SL0000608522 | No | 0.5 | 100 | [12 empty] | 2 | 1000 | [12 empty] | 0 | 0 | 1000 | 100 | 14 | 15 | 6840.3478 | 0 | 6840.3478 | 2167.3974 | 431 | 0.5 | UTGS
1500 | RES | UTGS | 320 | 360 | 0.25 | F | SL0000608953 | No | 0.5 | 111 | [12 empty] | 1.25 | 75 | 2 | 717.63 | 4 | 45.63 | 6 | 24.43 | [6 empty] | 0 | 0 | 862.69 | 111 | 22 | 22 | 7592.786 | 0 | 7592.786 | 1322.6756 | 431 | 0.5 | UTGS
1501 | RES | UTGS | 320 | 127 | 0.25 | F | SL0000608994 | No | 0.75 | 57 | [12 empty] | 2 | 1000 | [12 empty] | 0 | 0 | 1000 | 57 | 17 | 29 | 3669.8582 | 0 | 3669.8582 | 1121.0676 | 431 | 0.75 | UTGS
1502 | RES | UTGS | 320 | 460 | 0.25 | F | SL0000609106 | No | 0.5 | 45 | [12 empty] | 2 | 1000 | [12 empty] | 0 | 0 | 1000 | 45 | 19 | 20 | 3078.1565 | 0 | 3078.1565 | 1625.5481 | 431 | 0.5 | UTGS
1503 | RES | UTGS | 320 | 160 | 0.25 | F | SL0000609530 | No | 0.75 | 4 | 1.25 | 95 | [10 empty] | 2 | 867 | 4 | 133 | [10 empty] | 0 | 0 | 1000 | 99 | 20 | 20 | 7336.3143 | 0 | 7336.3143 | 1673.2286 | 431 | 0.75 | UTGS
1504 | RES | UTGS | 320 | 361 | 0.25 | F | SL0000609950 | No | 0.75 | 27 | [12 empty] | 1.25 | 15 | 2 | 985 | [10 empty] | 0 | 0 | 1000 | 27 | 24 | 25 | 1738.3539 | 0 | 1738.3539 | 1300.8585 | 431 | 0.75 | UTGS
1505 | RES | UTGS | 320 | 261 | 0.25 | F | SL0000610857 | No | 0.5 | 55 | [12 empty] | 2 | 795.72 | 4 | 204.28 | [10 empty] | 0 | 0 | 1000 | 55 | 21 | 21 | 3762.1913 | 0 | 3762.1913 | 1617.8881 | 431 | 0.5 | UTGS
1506 | RES | UTGS | 320 | 260 | 0.25 | F | SL0000611460 | No | 0.5 | 41 | [12 empty] | 1.25 | 1000 | [12 empty] | 0 | 0 | 1000 | 41 | 20 | 20 | 2804.5426 | 0 | 2804.5426 | 1660.5481 | 431 | 0.5 | UTGS
1507 | RES | UTGS | 320 | 361 | 0.25 | F | SL0000612514 | No | 0.5 | 37 | [12 empty] | 2 | 799.55 | 6 | 179.45 | 8 | 21.01 | [8 empty] | 0 | 0 | 1000.01 | 37 | 15 | 15 | 2530.9287 | 0 | 2530.9287 | 2553.1529 | 431 | 0.5 | UTGS
1508 | RES | UTGS | 320 | 461 | 0.25 | F | SL0000612536 | No | 0.5 | 87 | [12 empty] | 2 | 82.75 | 4 | 917.25 | [10 empty] | 0 | 0 | 1000 | 87 | 10 | 33 | 5951.1026 | 0 | 5951.1026 | 1184.4741 | 431 | 0.5 | UTGS
1509 | RES | UTGS | 320 | 760 | 0.25 | F | SL0000613151 | No | 0.75 | 39 | [12 empty] | 2 | 1000 | [12 empty] | 0 | 0 | 1000 | 39 | 12 | 13 | 2510.9556 | 0 | 2510.9556 | 2500.8432 | 431 | 0.75 | UTGS
1510 | RES | UTGS | 320 | 361 | 0.25 | F | SL0000614327 | No | 0.5 | 107 | [12 empty] | 1.25 | 30.93 | 2 | 159.86 | 4 | 809.2 | [8 empty] | 0 | 0 | 999.99 | 107 | 24 | 25 | 7319.1721 | 0 | 7319.1721 | 1533.3701 | 431 | 0.5 | UTGS
1511 | RES | UTGS | 320 | 260 | 0.25 | F | SL0000614504 | No | 0.75 | 43 | [12 empty] | 2 | 229.72 | 3 | 92.86 | 4 | 677.43 | [8 empty] | 0 | 0 | 1000.01 | 43 | 18 | 18 | 2768.4895 | 0 | 2768.4895 | 2010.6108 | 431 | 0.75 | UTGS
1512 | RES | UTGS | 306 | 111 | 0.25 | F | SL0000614805 | No | 0.5 | 125 | [12 empty] | 2 | 1000 | [12 empty] | 0 | 0 | 1000 | 125 | 22 | 22 | 8550.4347 | 0 | 8550.4347 | 1477.771 | 431 | 0.5 | UTGS
1513 | RES | UTGS | 306 | 111 | 0.25 | F | SL0000614981 | No | 0.5 | 91 | [12 empty] | 2 | 1000 | [12 empty] | 0 | 0 | 1000 | 91 | 14 | 14 | 6224.7165 | 0 | 6224.7165 | 2322.2116 | 431 | 0.5 | UTGS
1514 | RES | UTGS | 320 | 127 | 0.25 | F | SL0000615302 | No | 0.75 | 95 | [12 empty] | 2 | 945.77 | 4 | 54.23 | [10 empty] | 0 | 0 | 1000 | 95 | 19 | 19 | 6116.4304 | 0 | 6116.4304 | 1731.5679 | 431 | 0.75 | UTGS
1515 | RES | UTGS | 320 | 261 | 0.25 | F | SL0000615651 | No | 0.75 | 51 | [12 empty] | 2 | 1000 | [12 empty] | 0 | 0 | 1000 | 51 | 27 | 27 | 3283.5574 | 0 | 3283.5574 | 1204.1097 | 431 | 0.75 | UTGS
1516 | RES | UTGS | 320 | 760 | 0.25 | F | SL0000615716 | No | 0.5 | 24 | [12 empty] | 1.25 | 47.09 | 2 | 371.32 | 4 | 581.59 | [8 empty] | 0 | 0 | 1000 | 24 | 17 | 18 | 1641.6835 | 0 | 1641.6835 | 2039.6625 | 431 | 0.5 | UTGS
1517 | RES | UTGS | 320 | 760 | 0.25 | F | SL0000615788 | No | 0.75 | 89 | [12 empty] | 2 | 208.88 | 4 | 791.12 | [10 empty] | 0 | 0 | 1000 | 89 | 28 | 28 | 5730.1295 | 0 | 5730.1295 | 1363.689 | 431 | 0.75 | UTGS
1518 | RES | UTGS | 320 | 261 | 0.25 | F | SL0000616187 | No | 0.75 | 79 | [12 empty] | 2 | 34.16 | 3 | 118.31 | 4 | 847.53 | [8 empty] | 0 | 0 | 1000 | 79 | 11 | 12 | 5086.2947 | 0 | 5086.2947 | 3090.6318 | 431 | 0.75 | UTGS
1519 | RES | UTGS | 320 | 127 | 0.25 | F | SL0000617183 | No | 0.5 | 81 | [12 empty] | 2 | 1000 | [12 empty] | 0 | 0 | 1000 | 81 | 17 | 23 | 5540.6817 | 0 | 5540.6817 | 1413.5201 | 431 | 0.5 | UTGS
1520 | RES | UTGS | 320 | 461 | 0.25 | F | SL0000617291 | No | 0.75 | 75 | [12 empty] | 4 | 867.02 | 6 | 132.98 | [10 empty] | 0 | 0 | 1000 | 75 | 15 | 15 | 4828.7608 | 0 | 4828.7608 | 2825.807 | 431 | 0.75 | UTGS
1521 | RES | UTGS | 320 | 361 | 0.25 | F | SL0000617416 | No | 0.75 | 58 | [12 empty] | 2 | 1000 | [12 empty] | 0 | 0 | 1000 | 58 | 14 | 15 | 3734.2417 | 0 | 3734.2417 | 2167.3974 | 431 | 0.75 | UTGS
1522 | RES | UTGS | 320 | 160 | 0.25 | F | SL0000617471 | No | 0.5 | 91 | [12 empty] | 2 | 1000 | [12 empty] | 0 | 0 | 1000 | 91 | 21 | 21 | 6224.7165 | 0 | 6224.7165 | 1548.141 | 431 | 0.5 | UTGS
1523 | RES | UTGS | 320 | 760 | 0.25 | F | SL0000617709 | No | 0.5 | 32 | [12 empty] | 1.25 | 128.8 | 2 | 465.8 | 8 | 405.4 | [8 empty] | 0 | 0 | 1000 | 32 | 18 | 28 | 2188.9113 | 0 | 2188.9113 | 1748.3913 | 431 | 0.5 | UTGS
1524 | RES | UTGS | 320 | 127 | 0.25 | F | SL0000619339 | No | 0.5 | 108 | [12 empty] | 2 | 118.85 | 4 | 881.15 | [10 empty] | 0 | 0 | 1000 | 108 | 26 | 40 | 7387.5756 | 0 | 7387.5756 | 970.7202 | 431 | 0.5 | UTGS
1525 | RES | UTGS | 320 | 260 | 0.25 | F | SL0000619369 | No | 0.75 | 36 | [12 empty] | 2 | 980.36 | 6 | 19.64 | [10 empty] | 0 | 0 | 1000 | 36 | 25 | 25 | 2317.8052 | 0 | 2317.8052 | 1322.0582 | 431 | 0.75 | UTGS
1526 | RES | UTGS | 175 | 126 | 0.25 | F | SL0000619847 | No | 0.5 | 82 | [12 empty] | 1.25 | 62.51 | 2 | 937.49 | [10 empty] | 0 | 0 | 1000 | 82 | 23 | 25 | 5609.0852 | 0 | 5609.0852 | 1302.1887 | 431 | 0.5 | UTGS
1527 | RES | UTGS | 320 | 260 | 0.25 | F | SL0000619963 | No | 0.5 | 46 | [12 empty] | 2 | 1000 | [12 empty] | 0 | 0 | 1000 | 46 | 8 | 12 | 3146.56 | 0 | 3146.56 | 2709.2468 | 431 | 0.5 | UTGS
1528 | RES | UTGS | 320 | 261 | 0.25 | F | SL0000620560 | No | 0.75 | 39 | [12 empty] | 2 | 1000 | [12 empty] | 0 | 0 | 1000 | 39 | 18 | 18 | 2510.9556 | 0 | 2510.9556 | 1806.1645 | 431 | 0.75 | UTGS
1529 | RES | UTGS | 320 | 160 | 0.25 | F | SL0000621092 | No | 0.75 | 23 | [12 empty] | 2 | 938.94 | 6 | 61.06 | [10 empty] | 0 | 0 | 1000 | 23 | 16 | 16 | 1480.82 | 0 | 1480.82 | 2136.9583 | 431 | 0.75 | UTGS
1530 | RES | UTGS | 320 | 260 | 0.25 | F | SL0000621307 | No | 0.75 | 75 | [12 empty] | 2 | 952.45 | 6 | 47.55 | [10 empty] | 0 | 0 | 1000 | 75 | 20 | 20 | 4828.7608 | 0 | 4828.7608 | 1690.9769 | 431 | 0.75 | UTGS
1531 | RES | UTGS | 320 | 460 | 0.25 | F | SL0000621713 | No | 0.5 | 90 | [12 empty] | 2 | 1000 | [12 empty] | 0 | 0 | 1000 | 90 | 14 | 17 | 6156.313 | 0 | 6156.313 | 1912.4095 | 431 | 0.5 | UTGS
1532 | RES | UTGS | 320 | 461 | 0.25 | F | SL0000621793 | No | 0.75 | 87 | [12 empty] | 2 | 1000 | [12 empty] | 0 | 0 | 1000 | 87 | 24 | 24 | 5601.3626 | 0 | 5601.3626 | 1354.6234 | 431 | 0.75 | UTGS
1533 | RES | UTGS | 320 | 260 | 0.25 | F | SL0000623018 | No | 0.75 | 84 | [12 empty] | 2 | 1000 | [12 empty] | 0 | 0 | 1000 | 84 | 16 | 16 | 5408.2121 | 0 | 5408.2121 | 2031.9351 | 431 | 0.75 | UTGS
1534 | RES | UTGS | 320 | 760 | 0.25 | F | SL0000623317 | No | 0.75 | 100 | [12 empty] | 2 | 220 | 4 | 780 | [10 empty] | 0 | 0 | 1000 | 100 | 10 | 10 | 6438.3478 | 0 | 6438.3478 | 3810.3562 | 431 | 0.75 | UTGS
1535 | RES | UTGS | 320 | 261 | 0.25 | F | SL0000623610 | No | 0.75 | 95 | [12 empty] | 2 | 916.15 | 3 | 83.85 | [10 empty] | 0 | 0 | 1000 | 95 | 12 | 22 | 6116.4304 | 0 | 6116.4304 | 1429.4429 | 431 | 0.75 | UTGS
1536 | RES | UTGS | 320 | 261 | 0.25 | F | SL0000623928 | No | 0.75 | 49 | [12 empty] | 2 | 1000 | [12 empty] | 0 | 0 | 1000 | 49 | 15 | 15 | 3154.7904 | 0 | 3154.7904 | 2167.3974 | 431 | 0.75 | UTGS
1537 | RES | UTGS | 320 | 127 | 0.25 | F | SL0000624248 | No | 0.5 | 63 | [12 empty] | 2 | 204.44 | 4 | 795.56 | [10 empty] | 0 | 0 | 1000 | 63 | 16 | 16 | 4309.4191 | 0 | 4309.4191 | 2388.4454 | 431 | 0.5 | UTGS
1538 | RES | UTGS | 320 | 361 | 0.25 | F | SL0000624608 | No | 0.75 | 96 | [12 empty] | 2 | 1000 | [12 empty] | 0 | 0 | 1000 | 96 | 20 | 20 | 6180.8139 | 0 | 6180.8139 | 1625.5481 | 431 | 0.75 | UTGS
1539 | RES | UTGS | 175 | 126 | 0.25 | F | SL0000624675 | No | 0.5 | 59 | [12 empty] | 0.75 | 289 | 1.25 | 356.5 | 2 | 354.5 | [8 empty] | 0 | 0 | 1000 | 59 | 15 | 15 | 4035.8052 | 0 | 4035.8052 | 2330.0754 | 431 | 0.5 | UTGS
1540 | IND | UTFS | 14100 | 157 | 45 | H | SL0000624994 | No | 2 | 114 | [12 empty] | 2 | 97.03 | 4 | 902.97 | [10 empty] | 0 | 0 | 1000 | 114 | 7 | 7 | 8320.1165 | 0 | 8320.1165 | 5569.3224 | 45278.8147 | 2 | UTFS
1541 | RES | UTGS | 320 | 261 | 0.25 | F | SL0000627989 | No | 0.75 | 86 | [12 empty] | 2 | 1000 | [12 empty] | 0 | 0 | 1000 | 86 | 25 | 25 | 5536.9791 | 0 | 5536.9791 | 1300.4385 | 431 | 0.75 | UTGS
1542 | RES | UTGS | 320 | 127 | 0.25 | F | SL0000628423 | No | 0.75 | 84 | [12 empty] | 2 | 1000 | [12 empty] | 0 | 0 | 1000 | 84 | 8 | 8 | 5408.2121 | 0 | 5408.2121 | 4063.8702 | 431 | 0.75 | UTGS
1543 | RES | UTGS | 320 | 261 | 0.25 | F | SL0000628860 | No | 0.5 | 71 | [12 empty] | 2 | 1000 | [12 empty] | 0 | 0 | 1000 | 71 | 12 | 12 | 4856.6469 | 0 | 4856.6469 | 2709.2468 | 431 | 0.5 | UTGS
1544 | RES | UTGS | 320 | 160 | 0.25 | F | SL0000629387 | No | 1.25 | 74 | [12 empty] | 2 | 457.35 | 4 | 542.65 | [10 empty] | 0 | 0 | 1000 | 74 | 19 | 19 | 5513.9974 | 0 | 5513.9974 | 1915.8822 | 431 | 1.25 | UTGS
1545 | RES | UTGS | 320 | 260 | 0.25 | F | SL0000629517 | No | 0.75 | 94 | [12 empty] | 2 | 1000 | [12 empty] | 0 | 0 | 1000 | 94 | 7 | 7 | 6052.0469 | 0 | 6052.0469 | 4644.4231 | 431 | 0.75 | UTGS
1546 | RES | UTGS | 175 | 126 | 0.25 | F | SL0000629554 | No | 0.75 | 72 | [12 empty] | 2 | 318 | 4 | 682 | [10 empty] | 0 | 0 | 1000 | 72 | 24 | 28 | 4635.6104 | 0 | 4635.6104 | 1335.7465 | 431 | 0.75 | UTGS
1547 | RES | UTGS | 320 | 127 | 0.25 | F | SL0000630448 | No | 0.75 | 61 | [12 empty] | 3 | 1000 | [12 empty] | 0 | 0 | 1000 | 61 | 6 | 6 | 3927.3921 | 0 | 3927.3921 | 3305.1603 | 431 | 0.75 | UTGS
1548 | RES | UTGS | 320 | 760 | 0.25 | F | SL0000630732 | No | 0.75 | 96 | [12 empty] | 2 | 1000 | [12 empty] | 0 | 0 | 1000 | 96 | 16 | 16 | 6180.8139 | 0 | 6180.8139 | 2031.9351 | 431 | 0.75 | UTGS
1549 | RES | UTGS | 320 | 260 | 0.25 | F | SL0000630882 | No | 0.5 | 65 | [12 empty] | 4 | 1000 | [12 empty] | 0 | 0 | 1000 | 65 | 9 | 9 | 4446.2261 | 0 | 4446.2261 | 4408.9957 | 431 | 0.5 | UTGS
1550 | IND | UTTSS | 13500 | 158 | 5 | F | SL0000631818 | No | 1.25 | 23 | [12 empty] | 6 | 1000 | [12 empty] | 0 | 0 | 1000 | 23 | 3 | 3 | 1713.81 | 0 | 1713.81 | 20010.3206 | 10791.3333 | 1.25 | UTTSS
1551 | RES | UTGS | 320 | 460 | 0.25 | F | SL0000632427 | No | 0.75 | 59 | [12 empty] | 0.75 | 156.82 | 2 | 843.18 | [10 empty] | 0 | 0 | 1000 | 59 | 17 | 17 | 3798.6252 | 0 | 3798.6252 | 1982.3328 | 431 | 0.75 | UTGS
1552 | RES | UTGS | 306 | 111 | 0.25 | F | SL0000632449 | No | 0.75 | 17 | [12 empty] | 2 | 1000 | [12 empty] | 0 | 0 | 1000 | 17 | 14 | 17 | 1094.5191 | 0 | 1094.5191 | 1912.4095 | 431 | 0.75 | UTGS
1553 | RES | UTGS | 320 | 760 | 0.25 | F | SL0000634004 | No | 0.75 | 52 | [12 empty] | 2 | 650.36 | 4 | 349.64 | [10 empty] | 0 | 0 | 1000 | 52 | 18 | 27 | 3347.9408 | 0 | 3347.9408 | 1296.9585 | 431 | 0.75 | UTGS
1554 | RES | UTGS | 320 | 760 | 0.25 | F | SL0000634307 | No | 0.75 | 40 | [12 empty] | 3 | 222.54 | 4 | 28 | 6 | 749.46 | [8 empty] | 0 | 0 | 1000 | 40 | 7 | 8 | 2575.3391 | 0 | 2575.3391 | 6314.3817 | 431 | 0.75 | UTGS
1555 | RES | UTGS | 320 | 460 | 0.25 | F | SL0000634482 | No | 0.75 | 37 | [12 empty] | 2 | 1000 | [12 empty] | 0 | 0 | 1000 | 37 | 21 | 21 | 2382.1887 | 0 | 2382.1887 | 1548.141 | 431 | 0.75 | UTGS
1556 | COM | UTTSS | 6600 | 272 | 5 | F | SL0000635268 | No | 1.25 | 37 | [12 empty] | 2 | 123.16 | 4 | 876.84 | [10 empty] | 0 | 0 | 1000 | 37 | 16 | 18 | 2756.9987 | 0 | 2756.9987 | 2155.4391 | 3698.6667 | 1.25 | UTTSS
1557 | RES | UTGS | 320 | 360 | 0.25 | F | SL0000635416 | No | 0.75 | 86 | [12 empty] | 2 | 87.71 | 3 | 912.29 | [10 empty] | 0 | 0 | 1000 | 86 | 12 | 12 | 5536.9791 | 0 | 5536.9791 | 1745.2604 | 431 | 0.75 | UTGS
1558 | COM | UTGS | 320 | 760 | 0.25 | F | SL0000635627 | No | 0.75 | 10 | [12 empty] | 1.25 | 384 | 2 | 582.01 | 4 | 33.99 | [8 empty] | 0 | 0 | 1000 | 10 | 13 | 18 | 643.8348 | 0 | 643.8348 | 1834.6372 | 431 | 0.75 | UTGS
1559 | COM | UTTSS | 7233 | 282 | 5 | F | SL0000635704 | No | 0.75 | 17 | [12 empty] | 2 | 180.49 | 4 | 819.51 | [10 empty] | 0 | 0 | 1000 | 17 | 10 | 10 | 1094.5191 | 0 | 1094.5191 | 3838.6848 | 5118 | 0.75 | UTTSS
1560 | RES | UTGS | 320 | 760 | 0.25 | F | SL0000635774 | No | 0.75 | 62 | [12 empty] | 2 | 611 | 4 | 241.5 | 6 | 147.5 | [8 empty] | 0 | 0 | 1000 | 62 | 7 | 14 | 3991.7756 | 0 | 3991.7756 | 2735.8369 | 431 | 0.75 | UTGS
1561 | RES | UTGS | 320 | 760 | 0.25 | F | SL0000636357 | No | 0.75 | 41 | [12 empty] | 0.75 | 183.47 | 2 | 816.53 | [10 empty] | 0 | 0 | 1000 | 41 | 19 | 19 | 2639.7226 | 0 | 2639.7226 | 1784.2981 | 431 | 0.75 | UTGS
1562 | RES | UTGS | 320 | 760 | 0.25 | F | SL0000636780 | No | 0.75 | 42 | [12 empty] | 0.75 | 310 | 1.25 | 254 | 2 | 12.75 | 6 | 388.75 | [6 empty] | 0 | 0 | 965.5 | 42 | 13 | 13 | 2704.1061 | 0 | 2704.1061 | 3431.9487 | 431 | 0.75 | UTGS
1563 | RES | UTGS | 320 | 760 | 0.25 | F | SL0000636818 | No | 0.75 | 143 | [12 empty] | 1.25 | 141 | 2 | 859 | [10 empty] | 0 | 0 | 1000 | 143 | 28 | 40 | 9206.8373 | 0 | 9206.8373 | 815.2415 | 431 | 0.75 | UTGS
1564 | RES | UTGS | 320 | 460 | 0.25 | F | SL0000638289 | No | 0.5 | 28 | [12 empty] | 2 | 1000 | [12 empty] | 0 | 0 | 1000 | 28 | 22 | 24 | 1915.2974 | 0 | 1915.2974 | 1354.6234 | 431 | 0.5 | UTGS
1565 | RES | UTGS | 2500 | 208 | 0.25 | F | SL0000638666 | No | 1.25 | 198 | [12 empty] | 1.25 | 37.26 | 4 | 962.74 | [10 empty] | 0 | 0 | 1000 | 198 | 6 | 12 | 14753.6686 | 0 | 14753.6686 | 3286.6575 | 2428.75 | 1.25 | UTGS
1566 | RES | UTGS | 320 | 461 | 0.25 | F | SL0000639394 | No | 0.5 | 41 | [12 empty] | 2 | 1000 | [12 empty] | 0 | 0 | 1000 | 41 | 15 | 19 | 2804.5426 | 0 | 2804.5426 | 1711.1032 | 431 | 0.5 | UTGS
1567 | RES | UTGS | 320 | 160 | 0.25 | F | SL0000639879 | No | 0.5 | 88 | [12 empty] | 1.25 | 193.48 | 2 | 803 | 4 | 3.52 | [8 empty] | 0 | 0 | 1000 | 88 | 17 | 17 | 6019.506 | 0 | 6019.506 | 1921.8609 | 431 | 0.5 | UTGS
1568 | RES | UTGS | 320 | 460 | 0.25 | F | SL0000640264 | No | 0.5 | 35 | [12 empty] | 2 | 1000 | [12 empty] | 0 | 0 | 1000 | 35 | 15 | 15 | 2394.1217 | 0 | 2394.1217 | 2167.3974 | 431 | 0.5 | UTGS
1569 | RES | UTGS | 320 | 260 | 0.25 | F | SL0000640881 | No | 0.5 | 57 | 0.75 | 3 | [10 empty] | 0.75 | 51 | 1.25 | 48.64 | 2 | 899.72 | 4 | 0.64 | [6 empty] | 0 | 0 | 1000 | 60 | 22 | 26 | 4092.1487 | 0 | 4092.1487 | 1266.7761 | 431 | 0.5 | UTGS
1570 | COM | UTGS | 320 | 261 | 0.25 | F | SL0000640989 | No | 0.75 | 64 | [12 empty] | 3 | 1000 | [12 empty] | 0 | 0 | 1000 | 64 | 7 | 7 | 4120.5426 | 0 | 4120.5426 | 2832.9945 | 431 | 0.75 | UTGS
1571 | RES | UTGS | 320 | 127 | 0.25 | F | SL0000641240 | No | 0.5 | 39 | [12 empty] | 2 | 48.5 | 4 | 951.5 | [10 empty] | 0 | 0 | 1000 | 39 | 13 | 13 | 2667.7356 | 0 | 2667.7356 | 3025.6321 | 431 | 0.5 | UTGS
1572 | COM | UTGS | 20200 | 272 | 45 | H | SL0000642246 | No | 2 | 10 | [12 empty] | 2 | 649 | 3 | 229 | 4 | 122 | [8 empty] | 0 | 0 | 1000 | 10 | 5 | 5 | 729.8348 | 0 | 729.8348 | 6096.3963 | 52825.2838 | 2 | UTGS
1573 | COM | UTTSS | 9200 | 273 | 5 | F | SL0000642248 | No | 3 | 266 | [12 empty] | 2 | 184.68 | 14 | 815.32 | [10 empty] | 0 | 0 | 1000 | 266 | 7 | 8 | 19413.6051 | 0 | 19413.6051 | 8175.1213 | 5118 | 3 | UTTSS
1574 | COM | UTTSM | 121714 | 113 | 45 | H | SL0000642255 | No | 4 | 161 | [12 empty] | 1.25 | 198 | 4 | 802 | [10 empty] | 0 | 0 | 1000 | 161 | 5 | 6 | 12323.4999 | 0 | 12323.4999 | 6399.9836 | 150929.3822 | 4 | UTTSM
1575 | IND | UTTSM | 28250 | 273 | 45 | H | SL0000642260 | No | 2 | 39 | [12 empty] | 2 | 576 | 4 | 424 | [10 empty] | 0 | 0 | 1000 | 39 | 10 | 10 | 2846.3556 | 0 | 2846.3556 | 3555.1042 | 52825.2838 | 2 | UTTSM
1576 | COM | UTTSS | 16700 | 275 | 1 | F | SL0000642263 | No | 2 | 96 | [12 empty] | 2 | 1000 | [12 empty] | 0 | 0 | 1000 | 96 | 12 | 13 | 7006.4139 | 0 | 7006.4139 | 2500.8432 | 15242 | 2 | UTTSS
1577 | COM | UTIS | 31000 | 158 | 45 | H | SL0000642269 | No | 2 | 91 | [12 empty] | 4 | 1000 | [12 empty] | 0 | 0 | 1000 | 91 | 9 | 11 | 6641.4965 | 0 | 6641.4965 | 3607.3602 | 60371.7529 | 2 | UTIS
1578 | IND | UTTSS | 44336 | 284 | 45 | H | SL0000642272 | No | 2 | 309 | [12 empty] | 2 | 1000 | [12 empty] | 0 | 0 | 1000 | 309 | 1 | 2 | 22551.8946 | 0 | 22551.8946 | 16255.4809 | 60371.7529 | 2 | UTTSS
1579 | COM | UTISGS | 31000 | 158 | 45 | H | SL0000642277 | No | 3 | 379 | [12 empty] | 3 | 454.23 | 6 | 545.77 | [10 empty] | 0 | 0 | 1000 | 379 | 4 | 5 | 27660.7381 | 0 | 27660.7381 | 8354.1831 | 60371.7529 | 3 | UTISGS
1580 | COM | UTTSS | 20200 | 272 | 45 | H | SL0000642279 | No | 3 | 107 | [12 empty] | 3 | 302 | 4 | 482.06 | 12 | 215.94 | [8 empty] | 0 | 0 | 1000 | 107 | 11 | 12 | 7809.2321 | 0 | 7809.2321 | 3404.0826 | 52825.2838 | 3 | UTTSS
1581 | COM | UTTSS | 21100 | 275 | 5 | F | SL0000643309 | No | 3 | 135 | [12 empty] | 2 | 76.54 | 4 | 923.46 | [10 empty] | 0 | 0 | 1000 | 135 | 8 | 8 | 9852.7695 | 0 | 9852.7695 | 4891.5212 | 18747.15 | 3 | UTTSS
1582 | COM | UTTSS | 9200 | 273 | 5 | F | SL0000643326 | No | 1.25 | 2 | 2 | 147 | [10 empty] | 1.25 | 208 | 2 | 792 | [10 empty] | 0 | 0 | 1000 | 149 | 8 | 10 | 10877.5982 | 0 | 10877.5982 | 3265.6562 | 5118 | 1.25 | UTTSS
1583 | RES | UTGS | 320 | 360 | 0.25 | F | SL0000644154 | No | 0.5 | 34 | [12 empty] | 2 | 641.93 | 4 | 358.07 | [10 empty] | 0 | 0 | 1000 | 34 | 15 | 15 | 2325.7182 | 0 | 2325.7182 | 2338.5549 | 431 | 0.5 | UTGS
1584 | RES | UTGS | 320 | 760 | 0.25 | F | SL0000644189 | No | 0.75 | 161 | [12 empty] | 1.25 | 26 | 2 | 165.77 | 4 | 808.23 | [8 empty] | 0 | 0 | 1000 | 161 | 12 | 46 | 10365.7399 | 0 | 10365.7399 | 833.1341 | 431 | 0.75 | UTGS
1585 | RES | UTGS | 320 | 160 | 0.25 | F | SL0000644361 | No | 0.5 | 21 | [12 empty] | 1.25 | 393.25 | 2 | 606.75 | [10 empty] | 0 | 0 | 1000 | 21 | 13 | 19 | 1436.473 | 0 | 1436.473 | 1725.5914 | 431 | 0.5 | UTGS
1586 | IND | UTTSM | 20200 | 272 | 45 | H | SL0000644477 | No | 2 | 171 | [12 empty] | 3 | 492 | 4 | 508 | [10 empty] | 0 | 0 | 1000 | 171 | 1 | 1 | 12480.1747 | 0 | 12480.1747 | 29914.7617 | 52825.2838 | 2 | UTTSM
1587 | RES | UTGS | 320 | 360 | 0.25 | F | SL0000644572 | No | 0.5 | 84 | [12 empty] | 2 | 174.85 | 4 | 825.15 | [10 empty] | 0 | 0 | 1000 | 84 | 26 | 26 | 5745.8921 | 0 | 5745.8921 | 1477.9726 | 431 | 0.5 | UTGS
1588 | RES | UTGS | 320 | 260 | 0.25 | F | SL0000644920 | No | 0.5 | 100 | [12 empty] | 1.25 | 323.75 | 2 | 676.25 | [10 empty] | 0 | 0 | 1000 | 100 | 13 | 21 | 6840.3478 | 0 | 6840.3478 | 1558.9327 | 431 | 0.5 | UTGS
1589 | COM | UTFS | 3300 | 271 | 2 | F | SL0000645109 | No | 1.25 | 15 | [12 empty] | 1.25 | 8.27 | 2 | 991.73 | [10 empty] | 0 | 0 | 1000 | 15 | 10 | 10 | 1117.7022 | 0 | 1117.7022 | 3251.6751 | 2145.6667 | 1.25 | UTFS
1590 | IND | UTTSM | 64512 | 235 | 45 | H | SL0000645522 | No | 4 | 110 | [12 empty] | 2 | 108.15 | 4 | 891.85 | [10 empty] | 0 | 0 | 1000 | 110 | 6 | 6 | 8419.7826 | 0 | 8419.7826 | 6484.2544 | 113197.0366 | 4 | UTTSM
1591 | RES | UTGS | 320 | 760 | 0.25 | F | SL0000645641 | No | 0.5 | 40.97 | 0.75 | 74 | [10 empty] | 1.25 | 100.62 | 2 | 899.38 | [10 empty] | 0 | 0 | 1000 | 114.97 | 12 | 26 | 7566.8678 | 0 | 7566.8678 | 1253.1306 | 431 | 0.5 | UTGS
1592 | COM | UTTSS | 4000 | 271 | 5 | F | SL0000645740 | No | 1.25 | 118 | [12 empty] | 2 | 290.93 | 4 | 709.07 | [10 empty] | 0 | 0 | 1000 | 118 | 7 | 50 | 8792.5904 | 0 | 8792.5904 | 751.8999 | 2145.6667 | 1.25 | UTTSS
1593 | RES | UTGS | 320 | 127 | 0.25 | F | SL0000645773 | No | 0.5 | 33 | [12 empty] | 1.25 | 19.81 | 2 | 960.38 | 4 | 19.81 | [8 empty] | 0 | 0 | 1000 | 33 | 23 | 32 | 2257.3148 | 0 | 2257.3148 | 1020.8396 | 431 | 0.5 | UTGS
1594 | RES | UTGS | 320 | 261 | 0.25 | F | SL0000645838 | No | 0.5 | 59 | [12 empty] | 1.25 | 114.4 | 2 | 842.3 | 8 | 43.3 | [8 empty] | 0 | 0 | 1000 | 59 | 10 | 11 | 4035.8052 | 0 | 4035.8052 | 3121.6149 | 431 | 0.5 | UTGS
1595 | IND | UTTSM | 20200 | 272 | 45 | H | SL0000645943 | No | 3 | 12 | [12 empty] | 10 | 1000 | [12 empty] | 0 | 0 | 1000 | 12 | 2 | 3 | 875.8017 | 0 | 875.8017 | 24283.6539 | 52825.2838 | 3 | UTTSM
1596 | RES | UTGS | 320 | 461 | 0.25 | F | SL0000646061 | No | 0.5 | 63 | [12 empty] | 2 | 1000 | [12 empty] | 0 | 0 | 1000 | 63 | 9 | 9 | 4309.4191 | 0 | 4309.4191 | 3612.3291 | 431 | 0.5 | UTGS
1597 | IND | UTFS | 2700 | 255 | 5 | F | SL0000646153 | No | 2 | 238 | [12 empty] | 4 | 143.25 | 10 | 856.75 | [10 empty] | 0 | 0 | 1000 | 238 | 3 | 6 | 17370.0677 | 0 | 17370.0677 | 11349.8932 | 2428.75 | 2 | UTFS
1598 | COM | UTTSS | 5000 | 272 | 0.25 | F | SL0000646166 | No | 1.25 | 6 | 2 | 44 | [10 empty] | 2 | 11.35 | 4 | 27.7 | 14 | 960.95 | [8 empty] | 0 | 0 | 1000 | 50 | 13 | 19 | 3658.3539 | 0 | 3658.3539 | 3761.8049 | 3698.6667 | 1.25 | UTTSS
1599 | RES | UTGS | 320 | 261 | 0.25 | F | SL0000646239 | No | 0.5 | 28 | [12 empty] | 1.25 | 163.55 | 2 | 836.45 | [10 empty] | 0 | 0 | 1000 | 28 | 12 | 12 | 1915.2974 | 0 | 1915.2974 | 2718.7872 | 431 | 0.5 | UTGS
1600 | RES | UTGS | 320 | 361 | 0.25 | F | SL0000646305 | No | 0.5 | 50 | [12 empty] | 1.25 | 298.89 | 2 | 701.11 | [10 empty] | 0 | 0 | 1000 | 50 | 12 | 12 | 3420.1739 | 0 | 3420.1739 | 2726.6821 | 431 | 0.5 | UTGS
1601 | RES | UTGS | 320 | 760 | 0.25 | F | SL0000646587 | No | 0.5 | 40 | [12 empty] | 2 | 1000 | [12 empty] | 0 | 0 | 1000 | 40 | 17 | 17 | 2736.1391 | 0 | 2736.1391 | 1912.4095 | 431 | 0.5 | UTGS
1602 | RES | UTGS | 320 | 260 | 0.25 | F | SL0000646992 | No | 0.5 | 41 | [12 empty] | 1.25 | 36.35 | 2 | 963.65 | [10 empty] | 0 | 0 | 1000 | 41 | 6 | 6 | 2804.5426 | 0 | 2804.5426 | 5422.7345 | 431 | 0.5 | UTGS
1603 | RES | UTGS | 320 | 760 | 0.25 | F | SL0000647418 | No | 0.5 | 95 | [12 empty] | 2 | 1000 | [12 empty] | 0 | 0 | 1000 | 95 | 22 | 22 | 6498.3304 | 0 | 6498.3304 | 1477.771 | 431 | 0.5 | UTGS
1604 | RES | UTGS | 320 | 760 | 0.25 | F | SL0000647941 | No | 0.5 | 48 | [12 empty] | 2 | 1000 | [12 empty] | 0 | 0 | 1000 | 48 | 14 | 14 | 3283.3669 | 0 | 3283.3669 | 2322.2116 | 431 | 0.5 | UTGS
1605 | RES | UTGS | 320 | 260 | 0.25 | F | SL0000648141 | No | 0.5 | 50 | [12 empty] | 2 | 1000 | [12 empty] | 0 | 0 | 1000 | 50 | 10 | 10 | 3420.1739 | 0 | 3420.1739 | 3251.0962 | 431 | 0.5 | UTGS
1606 | RES | UTGS | 320 | 260 | 0.25 | F | SL0000648427 | No | 0.5 | 88 | [12 empty] | 2 | 1000 | [12 empty] | 0 | 0 | 1000 | 88 | 20 | 20 | 6019.506 | 0 | 6019.506 | 1625.5481 | 431 | 0.5 | UTGS
1607 | RES | UTGS | 320 | 261 | 0.25 | F | SL0000649334 | No | 0.5 | 73.48 | 0.75 | 46 | [10 empty] | 2 | 1000 | [12 empty] | 0 | 0 | 1000 | 119.48 | 15 | 15 | 7987.9275 | 0 | 7987.9275 | 2167.3974 | 431 | 0.5 | UTGS
1608 | IND | UTFS | 1390 | 746 | 2 | F | SL0000649650 | No | 0.75 | 113 | [12 empty] | 2 | 1.16 | 4 | 998.84 | [10 empty] | 0 | 0 | 1000 | 113 | 9 | 19 | 7275.333 | 0 | 7275.333 | 2088.0339 | 1475.8773 | 0.75 | UTFS
1609 | RES | UTGS | 550 | 261 | 2 | F | SL0000649727 | No | 0.5 | 55 | [12 empty] | 1.25 | 210.69 | 2 | 789.31 | [10 empty] | 0 | 0 | 1000 | 55 | 6 | 6 | 3762.1913 | 0 | 3762.1913 | 5443.0741 | 585.0096 | 0.5 | UTGS
1610 | RES | UTGS | 306 | 111 | 0.25 | F | SL0000650028 | No | 0.75 | 27 | [12 empty] | 2 | 995.16 | 4 | 4.84 | [10 empty] | 0 | 0 | 1000 | 27 | 5 | 14 | 1738.3539 | 0 | 1738.3539 | 2324.6903 | 431 | 0.75 | UTGS
1611 | RES | UTGS | 320 | 760 | 0.25 | F | SL0000650209 | No | 0.5 | 35 | [12 empty] | 1.25 | 30 | 2 | 960.56 | 4 | 9.44 | [8 empty] | 0 | 0 | 1000 | 35 | 16 | 16 | 2394.1217 | 0 | 2394.1217 | 2037.4779 | 431 | 0.5 | UTGS
1612 | RES | UTGS | 320 | 261 | 0.25 | F | SL0000650293 | No | 0.5 | 64 | [12 empty] | 1.25 | 274.5 | 2 | 725.5 | [10 empty] | 0 | 0 | 1000 | 64 | 7 | 7 | 4377.8226 | 0 | 4377.8226 | 4671.8731 | 431 | 0.5 | UTGS
1613 | RES | UTGS | 320 | 160 | 0.25 | F | SL0000650478 | No | 0.5 | 71.55 | 0.75 | 46 | [10 empty] | 2 | 71.57 | 4 | 928.43 | [10 empty] | 0 | 0 | 1000 | 117.55 | 17 | 17 | 7855.9088 | 0 | 7855.9088 | 2303.9885 | 431 | 0.5 | UTGS
1614 | RES | UTGS | 320 | 760 | 0.25 | F | SL0000650632 | No | 0.5 | 77 | [12 empty] | 2 | 1000 | [12 empty] | 0 | 0 | 1000 | 77 | 14 | 15 | 5267.0678 | 0 | 5267.0678 | 2167.3974 | 431 | 0.5 | UTGS
1615 | RES | UTGS | 320 | 461 | 0.25 | F | SL0000650840 | No | 0.5 | 61 | 0.75 | 48 | [10 empty] | 2 | 1000 | [12 empty] | 0 | 0 | 1000 | 109 | 11 | 11 | 7263.0191 | 0 | 7263.0191 | 2955.542 | 431 | 0.5 | UTGS
1616 | RES | UTGS | 320 | 160 | 0.25 | F | SL0000650997 | No | 0.75 | 50 | [12 empty] | 0.75 | 393 | 2 | 256 | 4 | 351 | [8 empty] | 0 | 0 | 1000 | 50 | 12 | 39 | 3219.1739 | 0 | 3219.1739 | 974.5275 | 431 | 0.75 | UTGS
1617 | IND | UTTSS | 30300 | 279 | 5 | F | SL0000651120 | No | 2 | 2 | [12 empty] | 4 | 1000 | [12 empty] | 0 | 0 | 1000 | 2 | 7 | 17 | 145.967 | 0 | 145.967 | 2334.1742 | 27686.4 | 2 | UTTSS
1618 | RES | UTGS | 320 | 260 | 0.25 | F | SL0000651400 | No | 0.5 | 79 | [12 empty] | 2 | 196 | 3 | 804 | [10 empty] | 0 | 0 | 1000 | 79 | 5 | 5 | 5403.8747 | 0 | 5403.8747 | 4463.2483 | 431 | 0.5 | UTGS
1619 | RES | UTGS | 320 | 160 | 0.25 | F | SL0000651430 | No | 0.5 | 7 | [12 empty] | 2 | 1000 | [12 empty] | 0 | 0 | 1000 | 7 | 30 | 30 | 478.8243 | 0 | 478.8243 | 1083.6987 | 431 | 0.5 | UTGS
1620 | RES | UTGS | 320 | 760 | 0.25 | F | SL0000651664 | No | 0.5 | 105.08 | 0.75 | 44 | [10 empty] | 1.25 | 180.74 | 2 | 819.26 | [10 empty] | 0 | 0 | 1000 | 149.08 | 10 | 10 | 10020.7105 | 0 | 10020.7105 | 3263.748 | 431 | 0.5 | UTGS
1621 | RES | UTGS | 320 | 160 | 0.25 | F | SL0000652043 | No | 0.5 | 64 | [12 empty] | 2 | 610.02 | 3 | 389.98 | [10 empty] | 0 | 0 | 1000 | 64 | 22 | 22 | 4377.8226 | 0 | 4377.8226 | 1253.0007 | 431 | 0.5 | UTGS
1622 | RES | UTGS | 306 | 111 | 0.25 | F | SL0000652358 | No | 0.5 | 230 | [12 empty] | 1.25 | 124.5 | 2 | 875.5 | [10 empty] | 0 | 0 | 1000 | 230 | 11 | 11 | 15732.7999 | 0 | 15732.7999 | 2963.4647 | 431 | 0.5 | UTGS
1623 | COM | UTGS | 320 | 261 | 0.25 | F | SL0000653401 | No | 0.75 | 19 | [12 empty] | 2 | 139.7 | 4 | 860.3 | [10 empty] | 0 | 0 | 1000 | 19 | 8 | 13 | 1223.2861 | 0 | 1223.2861 | 2975.3317 | 431 | 0.75 | UTGS
1624 | RES | UTGS | 320 | 760 | 0.25 | F | SL0000653482 | No | 0.75 | 50 | [12 empty] | 2 | 57.16 | 4 | 942.84 | [10 empty] | 0 | 0 | 1000 | 50 | 2 | 2 | 3219.1739 | 0 | 3219.1739 | 19635.5623 | 431 | 0.75 | UTGS
1625 | RES | UTGS | 320 | 127 | 0.25 | F | SL0000653971 | No | 1.25 | 62 | [12 empty] | 2 | 774.52 | 4 | 105.24 | 6 | 120.24 | [8 empty] | 0 | 0 | 1000 | 62 | 18 | 20 | 4619.8356 | 0 | 4619.8356 | 1828.7269 | 431 | 1.25 | UTGS
1626 | COM | UTTSS | 5550 | 272 | 2 | F | SL0000654735 | No | 2 | 61 | [12 empty] | 2 | 382.05 | 4 | 617.95 | [10 empty] | 0 | 0 | 1000 | 61 | 8 | 15 | 4451.9921 | 0 | 4451.9921 | 2462.7775 | 3698.6667 | 2 | UTTSS
1627 | RES | UTGS | 320 | 760 | 0.25 | F | SL0000655587 | No | 0.75 | 122 | [12 empty] | 1.25 | 60.7 | 2 | 478.9 | 3 | 460.4 | [8 empty] | 0 | 0 | 1000 | 122 | 10 | 21 | 7854.7843 | 0 | 7854.7843 | 1272.1705 | 431 | 0.75 | UTGS
1628 | COM | UTGS | 3000 | 271 | 0.25 | F | SL0000655789 | No | 1.25 | 116 | [12 empty] | 2 | 350 | 4 | 650 | [10 empty] | 0 | 0 | 1000 | 116 | 9 | 21 | 8643.5634 | 0 | 8643.5634 | 1770.0696 | 2145.6667 | 1.25 | UTGS
1629 | IND | UTFS | 45900 | 279 | 15 | L | SL0000656958 | No | 4 | 7 | [12 empty] | 4 | 1000 | [12 empty] | 0 | 0 | 1000 | 7 | 2 | 2 | 535.8043 | 0 | 535.8043 | 19840.4809 | 26949.825 | 4 | UTFS
1630 | COM | UTTSM | 64550 | 275 | 45 | H | SL0000657694 | No | 0.75 | 76 | [12 empty] | 2 | 41.74 | 3 | 65.76 | 4 | 892.5 | [8 empty] | 0 | 0 | 1000 | 76 | 5 | 10 | 4893.1443 | 0 | 4893.1443 | 3807.635 | 113197.0366 | 0.75 | UTTSM
1631 | COM | UTTSS | 4000 | 271 | 5 | F | SL0000657758 | No | 1.25 | 131 | [12 empty] | 2 | 1000 | [12 empty] | 0 | 0 | 1000 | 131 | 2 | 2 | 9761.2656 | 0 | 9761.2656 | 16255.4809 | 2145.6667 | 1.25 | UTTSS
1632 | COM | UTFS | 2630 | 278 | 5 | F | SL0000658267 | No | 1.25 | 119 | [12 empty] | 2 | 1000 | [12 empty] | 0 | 0 | 1000 | 119 | 20 | 22 | 8867.1039 | 0 | 8867.1039 | 1477.771 | 2428.75 | 1.25 | UTFS
1633 | RES | UTGS | 320 | 361 | 0.25 | F | SL0000658715 | No | 0.5 | 30 | 0.75 | 41 | [10 empty] | 2 | 742.5 | 4 | 257.5 | [10 empty] | 0 | 0 | 1000 | 71 | 20 | 20 | 4691.8269 | 0 | 4691.8269 | 1717.8618 | 431 | 0.5 | UTGS
1634 | RES | UTGS | 320 | 760 | 0.25 | F | SL0000658870 | No | 0.5 | 61 | [12 empty] | 1.25 | 199.62 | 2 | 800.38 | [10 empty] | 0 | 0 | 1000 | 61 | 19 | 19 | 4172.6121 | 0 | 4172.6121 | 1718.4577 | 431 | 0.5 | UTGS
1635 | RES | UTGS | 320 | 760 | 0.25 | F | SL0000659080 | No | 0.5 | 64 | [12 empty] | 1.25 | 479.12 | 2 | 520.87 | [10 empty] | 0 | 0 | 999.99 | 64 | 17 | 17 | 4377.8226 | 0 | 4377.8226 | 1932.1189 | 431 | 0.5 | UTGS
1636 | RES | UTGS | 320 | 461 | 0.25 | F | SL0000659852 | No | 0.5 | 67 | [12 empty] | 2 | 926.96 | 3 | 73.04 | [10 empty] | 0 | 0 | 1000 | 67 | 6 | 6 | 4583.033 | 0 | 4583.033 | 5264.1358 | 431 | 0.5 | UTGS
1637 | RES | UTGS | 320 | 461 | 0.25 | F | SL0000659891 | No | 0.5 | 59 | 0.75 | 46 | [10 empty] | 2 | 1000 | [12 empty] | 0 | 0 | 1000 | 105 | 19 | 19 | 6997.4452 | 0 | 6997.4452 | 1711.1032 | 431 | 0.5 | UTGS
1638 | COM | UTFS | 6600 | 272 | 5 | F | SL0000660362 | No | 1.25 | 48 | [12 empty] | 1.25 | 138.53 | 2 | 189.97 | 4 | 671.5 | [8 empty] | 0 | 0 | 1000 | 48 | 3 | 12 | 3576.6469 | 0 | 3576.6469 | 3118.549 | 3698.6667 | 1.25 | UTFS
1639 | RES | UTGS | 320 | 260 | 0.25 | F | SL0000660807 | No | 0.5 | 50 | [12 empty] | 2 | 1000 | [12 empty] | 0 | 0 | 1000 | 50 | 15 | 16 | 3420.1739 | 0 | 3420.1739 | 2031.9351 | 431 | 0.5 | UTGS
1640 | RES | UTGS | 306 | 211 | 0.25 | F | SL0000660891 | No | 0.75 | 56 | [12 empty] | 2 | 1000 | [12 empty] | 0 | 0 | 1000 | 56 | 12 | 17 | 3605.4748 | 0 | 3605.4748 | 1912.4095 | 431 | 0.75 | UTGS
1641 | COM | UTGS | 320 | 260 | 0.25 | F | SL0000661170 | No | 0.75 | 15 | 1.25 | 37.72 | [10 empty] | 4 | 1000 | [12 empty] | 0 | 0 | 1000 | 52.72 | 11 | 34 | 3776.4006 | 0 | 3776.4006 | 1167.0871 | 431 | 0.75 | UTGS
1642 | RES | UTGS | 320 | 260 | 0.25 | F | SL0000661288 | No | 0.5 | 103 | [12 empty] | 4 | 1000 | [12 empty] | 0 | 0 | 1000 | 103 | 12 | 14 | 7045.5582 | 0 | 7045.5582 | 2834.3544 | 431 | 0.5 | UTGS
1643 | RES | UTGS | 320 | 461 | 0.25 | F | SL0000662804 | No | 0.5 | 47 | [12 empty] | 2 | 992.1 | 3 | 7.9 | [10 empty] | 0 | 0 | 1000 | 47 | 8 | 9 | 3214.9635 | 0 | 3214.9635 | 3601.1989 | 431 | 0.5 | UTGS
1644 | RES | UTGS | 320 | 260 | 0.25 | F | SL0000664010 | No | 0.5 | 148 | [12 empty] | 2 | 78.07 | 4 | 921.93 | [10 empty] | 0 | 0 | 1000 | 148 | 2 | 3 | 10123.7147 | 0 | 10123.7147 | 13040.3999 | 431 | 0.5 | UTGS
1645 | RES | UTGS | 320 | 461 | 0.25 | F | SL0000664063 | No | 0.5 | 34 | [12 empty] | 1.25 | 242.68 | 2 | 744.68 | 4 | 12.65 | [8 empty] | 0 | 0 | 1000.01 | 34 | 11 | 11 | 2325.7182 | 0 | 2325.7182 | 2979.2603 | 431 | 0.5 | UTGS
1646 | RES | UTGS | 320 | 760 | 0.25 | F | SL0000664343 | No | 0.5 | 53 | [12 empty] | 1.25 | 643 | 2 | 357 | [10 empty] | 0 | 0 | 1000 | 53 | 13 | 13 | 3625.3843 | 0 | 3625.3843 | 2535.4663 | 431 | 0.5 | UTGS
1647 | RES | UTGS | 320 | 160 | 0.25 | F | SL0000664379 | No | 0.75 | 58 | [12 empty] | 1.25 | 9.29 | 2 | 183.41 | 4 | 807.31 | [8 empty] | 0 | 0 | 1000.01 | 58 | 6 | 7 | 3734.2417 | 0 | 3734.2417 | 5472.3146 | 431 | 0.75 | UTGS
1648 | RES | UTGS | 306 | 711 | 0.25 | F | SL0000664451 | No | 0.5 | 46 | [12 empty] | 2 | 215.22 | 4 | 769.22 | 14 | 15.57 | [8 empty] | 0 | 0 | 1000.01 | 46 | 15 | 15 | 3146.56 | 0 | 3146.56 | 2576.9792 | 431 | 0.5 | UTGS
1649 | RES | UTGS | 320 | 760 | 0.25 | F | SL0000664587 | No | 0.5 | 92 | [12 empty] | 4 | 1000 | [12 empty] | 0 | 0 | 1000 | 92 | 7 | 7 | 6293.12 | 0 | 6293.12 | 5668.7088 | 431 | 0.5 | UTGS
1650 | RES | UTGS | 320 | 460 | 0.25 | F | SL0000664636 | No | 0.5 | 46 | [12 empty] | 1.25 | 956 | 2 | 44 | [10 empty] | 0 | 0 | 1000 | 46 | 13 | 13 | 3146.56 | 0 | 3146.56 | 2552.3201 | 431 | 0.5 | UTGS
1651 | COM | UTFS | 2400 | 255 | 2 | F | SL0000665268 | No | 0.75 | 24 | [12 empty] | 2 | 944.5 | 3 | 50.49 | 4 | 5.01 | [8 empty] | 0 | 0 | 1000 | 24 | 8 | 21 | 1545.2035 | 0 | 1545.2035 | 1519.3652 | 2428.75 | 0.75 | UTFS
1652 | IND | UTTSS | 44336 | 284 | 45 | H | SL0000665293 | No | 4 | 24 | [12 empty] | 2 | 11 | 6 | 989 | [10 empty] | 0 | 0 | 1000 | 24 | 9 | 12 | 1837.0435 | 0 | 1837.0435 | 4977.3535 | 60371.7529 | 4 | UTTSS
1653 | COM | UTFS | 11500 | 274 | 1 | F | SL0000666245 | No | 1.25 | 126 | [12 empty] | 1.25 | 941.33 | 2 | 58.67 | [10 empty] | 0 | 0 | 1000 | 126 | 1 | 1 | 9388.6982 | 0 | 9388.6982 | 33169.8927 | 10791.3333 | 1.25 | UTFS
1654 | COM | UTFS | 2100 | 151 | 5 | F | SL0000666267 | No | 1.25 | 146 | [12 empty] | 2 | 274 | 4 | 726 | [10 empty] | 0 | 0 | 1000 | 146 | 5 | 9 | 10878.9678 | 0 | 10878.9678 | 4190.7091 | 2428.75 | 1.25 | UTFS
1655 | RES | UTGS | 320 | 260 | 0.25 | F | SL0000666355 | No | 0.75 | 10 | [12 empty] | 1.25 | 253 | 2 | 83.88 | 4 | 663.12 | [8 empty] | 0 | 0 | 1000 | 10 | 24 | 136 | 643.8348 | 0 | 643.8348 | 275.3135 | 431 | 0.75 | UTGS
1656 | RES | UTGS | 320 | 260 | 0.25 | F | SL0000666587 | No | 0.5 | 47 | [12 empty] | 2 | 242.48 | 4 | 757.52 | [10 empty] | 0 | 0 | 1000 | 47 | 6 | 6 | 3214.9635 | 0 | 3214.9635 | 6323.73 | 431 | 0.5 | UTGS
1657 | RES | UTGS | 320 | 260 | 0.25 | F | SL0000666606 | No | 0.5 | 89 | [12 empty] | 6 | 1000 | [12 empty] | 0 | 0 | 1000 | 89 | 5 | 5 | 6087.9095 | 0 | 6087.9095 | 12006.1923 | 431 | 0.5 | UTGS
1658 | COM | UTFS | 3700 | 156 | 5 | F | SL0000666616 | No | 0.75 | 37 | [12 empty] | 2 | 34.63 | 4 | 965.37 | [10 empty] | 0 | 0 | 1000 | 37 | 3 | 3 | 2382.1887 | 0 | 2382.1887 | 13144.2215 | 2145.6667 | 0.75 | UTFS
1659 | RES | UTGS | 320 | 260 | 0.25 | F | SL0000667203 | No | 0.5 | 82 | [12 empty] | 2 | 628.22 | 6 | 371.78 | [10 empty] | 0 | 0 | 1000 | 82 | 3 | 3 | 5609.0852 | 0 | 5609.0852 | 14247.4491 | 431 | 0.5 | UTGS
1660 | COM | UTTSS | 11500 | 274 | 1 | F | SL0000667498 | No | 2 | 216 | [12 empty] | 2 | 1000 | [12 empty] | 0 | 0 | 1000 | 216 | 6 | 6 | 15764.4312 | 0 | 15764.4312 | 5418.4936 | 10791.3333 | 2 | UTTSS
1661 | RES | UTGS | 320 | 760 | 0.25 | F | SL0000668007 | No | 0.5 | 65 | [12 empty] | 2 | 1000 | [12 empty] | 0 | 0 | 1000 | 65 | 9 | 9 | 4446.2261 | 0 | 4446.2261 | 3612.3291 | 431 | 0.5 | UTGS
1662 | RES | UTGS | 320 | 260 | 0.25 | F | SL0000668095 | No | 0.5 | 121 | 0.75 | 46 | [10 empty] | 2 | 1000 | [12 empty] | 0 | 0 | 1000 | 167 | 9 | 9 | 11238.4608 | 0 | 11238.4608 | 3612.3291 | 431 | 0.5 | UTGS
1663 | RES | UTGS | 320 | 461 | 0.25 | F | SL0000668366 | No | 0.5 | 96 | [12 empty] | 2 | 1000 | [12 empty] | 0 | 0 | 1000 | 96 | 9 | 9 | 6566.7339 | 0 | 6566.7339 | 3612.3291 | 431 | 0.5 | UTGS
1664 | RES | UTGS | 320 | 127 | 0.25 | F | SL0000669285 | No | 0.75 | 22 | [12 empty] | 2 | 712.33 | 4 | 287.67 | [10 empty] | 0 | 0 | 1000 | 22 | 9 | 38 | 1416.4365 | 0 | 1416.4365 | 909.8304 | 431 | 0.75 | UTGS
1665 | RES | UTGS | 320 | 461 | 0.25 | F | SL0000669388 | No | 0.75 | 96 | [12 empty] | 1.25 | 587.2 | 4 | 412.8 | [10 empty] | 0 | 0 | 1000 | 96 | 12 | 15 | 6180.8139 | 0 | 6180.8139 | 2392.1185 | 431 | 0.75 | UTGS
1666 | RES | UTGS | 320 | 127 | 0.25 | F | SL0000669565 | No | 0.5 | 113 | [12 empty] | 2 | 1000 | [12 empty] | 0 | 0 | 1000 | 113 | 6 | 6 | 7729.593 | 0 | 7729.593 | 5418.4936 | 431 | 0.5 | UTGS
1667 | RES | UTGS | 306 | 111 | 0.25 | F | SL0000669759 | No | 0.5 | 64 | [12 empty] | 2 | 1000 | [12 empty] | 0 | 0 | 1000 | 64 | 19 | 19 | 4377.8226 | 0 | 4377.8226 | 1711.1032 | 431 | 0.5 | UTGS
1668 | RES | UTGS | 306 | 211 | 0.25 | F | SL0000669888 | No | 0.5 | 47 | [12 empty] | 2 | 1000 | [12 empty] | 0 | 0 | 1000 | 47 | 9 | 9 | 3214.9635 | 0 | 3214.9635 | 3612.3291 | 431 | 0.5 | UTGS
1669 | IND | UTTSS | 21100 | 275 | 5 | F | SL0000670556 | No | 2 | 217 | [12 empty] | 2 | 327 | 4 | 673 | [10 empty] | 0 | 0 | 1000 | 217 | 4 | 4 | 15837.4147 | 0 | 15837.4147 | 9334.0929 | 18747.15 | 2 | UTTSS
1670 | RES | UTGS | 306 | 211 | 0.25 | F | SL0000670760 | No | 0.5 | 11 | [12 empty] | 2 | 1000 | [12 empty] | 0 | 0 | 1000 | 11 | 11 | 11 | 752.4383 | 0 | 752.4383 | 2955.542 | 431 | 0.5 | UTGS
1671 | COM | UTTSS | 3000 | 271 | 0.25 | F | SL0000670802 | No | 1.25 | 173.99 | [12 empty] | 2 | 1000 | [12 empty] | 0 | 0 | 1000 | 173.99 | 7 | 16 | 12964.6 | 0 | 12964.6 | 2031.9351 | 2145.6667 | 1.25 | UTTSS
1672 | RES | UTGS | 306 | 211 | 0.25 | F | SL0000671033 | No | 0.5 | 55 | [12 empty] | 2 | 1000 | [12 empty] | 0 | 0 | 1000 | 55 | 15 | 15 | 3762.1913 | 0 | 3762.1913 | 2167.3974 | 431 | 0.5 | UTGS
1673 | RES | UTGS | 306 | 111 | 0.25 | F | SL0000671127 | No | 0.5 | 44 | [12 empty] | 1.25 | 379 | 2 | 621 | [10 empty] | 0 | 0 | 1000 | 44 | 15 | 15 | 3009.753 | 0 | 3009.753 | 2185.0841 | 431 | 0.5 | UTGS
1674 | COM | UTGS | 21100 | 275 | 5 | F | SL0000671172 | No | 2 | 80 | [12 empty] | 2 | 649 | 3 | 229 | 4 | 122 | [8 empty] | 0 | 0 | 1000 | 80 | 5 | 5 | 5838.6782 | 0 | 5838.6782 | 6096.3963 | 18747.15 | 2 | UTGS
1675 | COM | UTTSS | 3700 | 156 | 5 | F | SL0000671528 | No | 1.25 | 73 | [12 empty] | 2 | 1000 | [12 empty] | 0 | 0 | 1000 | 73 | 10 | 23 | 5439.4839 | 0 | 5439.4839 | 1413.5201 | 2145.6667 | 1.25 | UTTSS
1676 | RES | UTGS | 320 | 360 | 0.25 | F | SL0000671538 | No | 0.5 | 41 | [12 empty] | 2 | 673.34 | 4 | 326.66 | [10 empty] | 0 | 0 | 1000 | 41 | 10 | 10 | 2804.5426 | 0 | 2804.5426 | 3485.3114 | 431 | 0.5 | UTGS
1677 | COM | UTTSS | 5550 | 272 | 2 | F | SL0000671577 | No | 1.25 | 185 | [12 empty] | 2 | 1000 | [12 empty] | 0 | 0 | 1000 | 185 | 7 | 13 | 13784.9934 | 0 | 13784.9934 | 2500.8432 | 3698.6667 | 1.25 | UTTSS
1678 | COM | UTFS | 2700 | 255 | 5 | F | SL0000671887 | No | 1.25 | 157 | [12 empty] | 3 | 114.21 | 4 | 885.79 | [10 empty] | 0 | 0 | 1000 | 157 | 1 | 1 | 11698.616 | 0 | 11698.616 | 37413.8932 | 2428.75 | 1.25 | UTFS
1679 | RES | UTGS | 320 | 261 | 0.25 | F | SL0000680390 | No | 0.5 | 36 | [12 empty] | 1.25 | 702.34 | 2 | 297.66 | [10 empty] | 0 | 0 | 1000 | 36 | 9 | 9 | 2462.5252 | 0 | 2462.5252 | 3666.9555 | 431 | 0.5 | UTGS
1680 | RES | UTGS | 320 | 760 | 0.25 | F | SL0000680727 | No | 0.5 | 41 | [12 empty] | 1.25 | 61.92 | 2 | 314.33 | 3 | 623.75 | [8 empty] | 0 | 0 | 1000 | 41 | 9 | 9 | 2804.5426 | 0 | 2804.5426 | 2738.3506 | 431 | 0.5 | UTGS
1681 | RES | UTGS | 320 | 260 | 0.25 | F | SL0000680730 | No | 0.5 | 19 | [12 empty] | 1.25 | 481.14 | 2 | 420.63 | 3 | 98.23 | [8 empty] | 0 | 0 | 1000 | 19 | 11 | 11 | 1299.6661 | 0 | 1299.6661 | 2872.9276 | 431 | 0.5 | UTGS
1682 | RES | UTGS | 320 | 260 | 0.25 | F | SL0000680973 | No | 0.5 | 37 | [12 empty] | 2 | 236.3 | 3 | 763.7 | [10 empty] | 0 | 0 | 1000 | 37 | 8 | 8 | 2530.9287 | 0 | 2530.9287 | 2853.4057 | 431 | 0.5 | UTGS
1683 | COM | UTTSS | 4000 | 271 | 5 | F | SL0000680985 | No | 1.25 | 103 | 2 | 83.75 | [10 empty] | 1.25 | 135 | 3 | 156.75 | 4 | 708.25 | [8 empty] | 0 | 0 | 1000 | 186.75 | 6 | 19 | 13787.2545 | 0 | 13787.2545 | 1878.7381 | 2145.6667 | 1.25 | UTTSS
1684 | RES | UTGS | 320 | 760 | 0.25 | F | SL0000681212 | No | 0.75 | 134 | [12 empty] | 2 | 403 | 3 | 225 | 6 | 371.45 | [8 empty] | 0 | 0 | 999.45 | 134 | 8 | 21 | 8627.386 | 0 | 8627.386 | 1898.2088 | 431 | 0.75 | UTGS
1685 | RES | UTGS | 320 | 260 | 0.25 | F | SL0000681320 | No | 0.5 | 80.24 | 0.75 | 7 | [10 empty] | 1.25 | 694 | 2 | 306 | [10 empty] | 0 | 0 | 1000 | 87.24 | 21 | 21 | 5939.3794 | 0 | 5939.3794 | 1571.2744 | 431 | 0.5 | UTGS
1686 | RES | UTGS | 320 | 260 | 0.25 | F | SL0000681605 | No | 0.5 | 103 | [12 empty] | 2 | 1000 | [12 empty] | 0 | 0 | 1000 | 103 | 32 | 32 | 7045.5582 | 0 | 7045.5582 | 1015.9676 | 431 | 0.5 | UTGS
1687 | RES | UTGS | 306 | 211 | 0.25 | F | SL0000682197 | No | 0.5 | 56 | [12 empty] | 1.25 | 961.43 | 2 | 38.57 | [10 empty] | 0 | 0 | 1000 | 56 | 14 | 14 | 3830.5948 | 0 | 3830.5948 | 2370.2831 | 431 | 0.5 | UTGS
1688 | COM | UTTSS | 6600 | 272 | 5 | F | SL0000682331 | No | 1.25 | 90 | [12 empty] | 2 | 1000 | [12 empty] | 0 | 0 | 1000 | 90 | 11 | 18 | 6706.213 | 0 | 6706.213 | 1806.1645 | 3698.6667 | 1.25 | UTTSS
1689 | RES | UTGS | 320 | 261 | 0.25 | F | SL0000682400 | No | 0.5 | 37 | [12 empty] | 1.25 | 858.96 | 2 | 141.04 | [10 empty] | 0 | 0 | 1000 | 37 | 18 | 18 | 2530.9287 | 0 | 2530.9287 | 1839.5685 | 431 | 0.5 | UTGS
1690 | IND | UTTSS | 3700 | 156 | 5 | F | SL0000682566 | No | 2 | 36 | [12 empty] | 8 | 1000 | [12 empty] | 0 | 0 | 1000 | 36 | 4 | 6 | 2627.4052 | 0 | 2627.4052 | 12141.827 | 2145.6667 | 2 | UTTSS
1691 | RES | UTGS | 320 | 760 | 0.25 | F | SL0000682658 | No | 0.5 | 13 | [12 empty] | 2 | 1000 | [12 empty] | 0 | 0 | 1000 | 13 | 22 | 22 | 889.2452 | 0 | 889.2452 | 1477.771 | 431 | 0.5 | UTGS
1692 | RES | UTGS | 320 | 361 | 0.25 | F | SL0000682687 | No | 0.5 | 13 | [12 empty] | 1.25 | 223.85 | 2 | 776.15 | [10 empty] | 0 | 0 | 1000 | 13 | 22 | 22 | 889.2452 | 0 | 889.2452 | 1484.8935 | 431 | 0.5 | UTGS
1693 | RES | UTGS | 320 | 760 | 0.25 | F | SL0000682715 | No | 0.5 | 56 | [12 empty] | 1.25 | 50.83 | 2 | 949.17 | [10 empty] | 0 | 0 | 1000 | 56 | 12 | 12 | 3830.5948 | 0 | 3830.5948 | 2712.2119 | 431 | 0.5 | UTGS
1694 | COM | UTGS | 2700 | 755 | 5 | F | SL0000682933 | No | 0.75 | 146 | [12 empty] | 2 | 1000 | [12 empty] | 0 | 0 | 1000 | 146 | 4 | 5 | 9399.9878 | 0 | 9399.9878 | 6502.1923 | 2428.75 | 0.75 | UTGS
1695 | COM | UTGS | 320 | 760 | 0.25 | F | SL0000683379 | No | 0.5 | 127 | [12 empty] | 2 | 86.5 | 3 | 821.5 | 4 | 92 | [8 empty] | 0 | 0 | 1000 | 127 | 3 | 3 | 8687.2417 | 0 | 8687.2417 | 7584.6606 | 431 | 0.5 | UTGS
1696 | RES | UTGS | 320 | 127 | 0.25 | F | SL0000683548 | No | 0.5 | 31 | [12 empty] | 1.25 | 19.86 | 2 | 784.56 | 4 | 195.58 | [8 empty] | 0 | 0 | 1000 | 31 | 10 | 10 | 2120.5078 | 0 | 2120.5078 | 3392.7172 | 431 | 0.5 | UTGS
1697 | RES | UTGS | 320 | 260 | 0.25 | F | SL0000683799 | No | 0.5 | 54 | [12 empty] | 1.25 | 878.03 | 2 | 121.97 | [10 empty] | 0 | 0 | 1000 | 54 | 10 | 10 | 3693.7878 | 0 | 3693.7878 | 3312.5583 | 431 | 0.5 | UTGS
1698 | RES | UTGS | 320 | 260 | 0.25 | F | SL0000684158 | No | 0.5 | 76 | [12 empty] | 2 | 189 | 3 | 811 | [10 empty] | 0 | 0 | 1000 | 76 | 14 | 14 | 5198.6643 | 0 | 5198.6643 | 1587.6773 | 431 | 0.5 | UTGS
1699 | COM | UTFS | 5550 | 272 | 2 | F | SL0000685320 | No | 1.25 | 51 | [12 empty] | 2 | 1000 | [12 empty] | 0 | 0 | 1000 | 51 | 8 | 17 | 3800.1874 | 0 | 3800.1874 | 1912.4095 | 3698.6667 | 1.25 | UTFS
1700 | COM | UTTSS | 11000 | 234 | 0.25 | F | SL0000685793 | No | 1.25 | 162 | [12 empty] | 4 | 1000 | [12 empty] | 0 | 0 | 1000 | 162 | 6 | 35 | 12071.1834 | 0 | 12071.1834 | 1133.7418 | 10791.3333 | 1.25 | UTTSS
1701 | RES | UTGS | 540 | 759 | 0.25 | F | SL0000685823 | No | 0.5 | 74 | [12 empty] | 2 | 1000 | [12 empty] | 0 | 0 | 1000 | 74 | 10 | 10 | 5061.8574 | 0 | 5061.8574 | 3251.0962 | 585.0096 | 0.5 | UTGS
1702 | RES | UTGS | 320 | 261 | 0.25 | F | SL0000685947 | No | 0.5 | 55 | [12 empty] | 2 | 2.12 | 6 | 997.88 | [10 empty] | 0 | 0 | 1000 | 55 | 11 | 11 | 3762.1913 | 0 | 3762.1913 | 5452.0563 | 431 | 0.5 | UTGS
1703 | RES | UTGS | 175 | 126 | 0.25 | F | SL0000686159 | No | 0.5 | 46 | [12 empty] | 1.25 | 580.84 | 2 | 419.16 | [10 empty] | 0 | 0 | 1000 | 46 | 9 | 9 | 3146.56 | 0 | 3146.56 | 3657.5055 | 431 | 0.5 | UTGS
1704 | RES | UTGS | 320 | 360 | 0.25 | F | SL0000686161 | No | 0.5 | 65 | [12 empty] | 4 | 1000 | [12 empty] | 0 | 0 | 1000 | 65 | 14 | 14 | 4446.2261 | 0 | 4446.2261 | 2834.3544 | 431 | 0.5 | UTGS
1705 | COM | UTGS | 320 | 127 | 0.25 | F | SL0000686205 | No | 0.75 | 164 | [12 empty] | 4 | 1000 | [12 empty] | 0 | 0 | 1000 | 164 | 6 | 9 | 10558.8904 | 0 | 10558.8904 | 4408.9957 | 431 | 0.75 | UTGS
1706 | RES | UTGS | 320 | 760 | 0.25 | F | SL0000686952 | No | 0.5 | 47 | [12 empty] | 2 | 1000 | [12 empty] | 0 | 0 | 1000 | 47 | 9 | 13 | 3214.9635 | 0 | 3214.9635 | 2500.8432 | 431 | 0.5 | UTGS
1707 | RES | UTGS | 320 | 127 | 0.25 | F | SL0000686969 | No | 0.75 | 36 | [12 empty] | 2 | 899.77 | 4 | 100.23 | [10 empty] | 0 | 0 | 1000 | 36 | 9 | 58 | 2317.8052 | 0 | 2317.8052 | 572.9243 | 431 | 0.75 | UTGS
1708 | RES | UTGS | 306 | 211 | 0.25 | F | SL0000687207 | No | 0.5 | 43 | [12 empty] | 1.25 | 24.8 | 2 | 975.2 | [10 empty] | 0 | 0 | 1000 | 43 | 10 | 10 | 2941.3495 | 0 | 2941.3495 | 3252.8322 | 431 | 0.5 | UTGS
1709 | COM | UTGS | 320 | 160 | 0.25 | F | SL0000687231 | No | 1.25 | 245 | [12 empty] | 4 | 1000 | [12 empty] | 0 | 0 | 1000 | 245 | 3 | 8 | 18255.8021 | 0 | 18255.8021 | 4960.1202 | 431 | 1.25 | UTGS
1710 | COM | UTGS | 1000 | 155 | 0.25 | F | SL0000687307 | No | 1.25 | 100 | [12 empty] | 2 | 214 | 4 | 786 | [10 empty] | 0 | 0 | 1000 | 100 | 5 | 12 | 7451.3478 | 0 | 7451.3478 | 3178.8818 | 1475.8773 | 1.25 | UTGS
1711 | RES | UTGS | 306 | 211 | 0.25 | F | SL0000687402 | No | 0.75 | 86 | [12 empty] | 2 | 849.48 | 4 | 150.52 | [10 empty] | 0 | 0 | 1000 | 86 | 19 | 22 | 5536.9791 | 0 | 5536.9791 | 1526.8268 | 431 | 0.75 | UTGS
1712 | COM | UTGS | 2500 | 208 | 0.25 | F | SL0000687904 | No | 1.25 | 177 | [12 empty] | 2 | 64.62 | 4 | 935.38 | [10 empty] | 0 | 0 | 1000 | 177 | 4 | 7 | 13188.8856 | 0 | 13188.8856 | 5602.5195 | 2428.75 | 1.25 | UTGS
1713 | RES | UTGS | 320 | 760 | 0.25 | F | SL0000688109 | No | 0.5 | 31 | [12 empty] | 1.25 | 153 | 2 | 698 | 3 | 149 | [8 empty] | 0 | 0 | 1000 | 31 | 15 | 15 | 2120.5078 | 0 | 2120.5078 | 2048.5828 | 431 | 0.5 | UTGS
1714 | RES | UTGS | 320 | 760 | 0.25 | F | SL0000688140 | No | 0.5 | 56 | [12 empty] | 2 | 1000 | [12 empty] | 0 | 0 | 1000 | 56 | 8 | 8 | 3830.5948 | 0 | 3830.5948 | 4063.8702 | 431 | 0.5 | UTGS
1715 | RES | UTGS | 306 | 211 | 0.25 | F | SL0000688162 | No | 0.5 | 98 | [12 empty] | 2 | 1000 | [12 empty] | 0 | 0 | 1000 | 98 | 8 | 10 | 6703.5408 | 0 | 6703.5408 | 3251.0962 | 431 | 0.5 | UTGS
1716 | RES | UTGS | 320 | 461 | 0.25 | F | SL0000688176 | No | 0.5 | 43 | [12 empty] | 2 | 1000 | [12 empty] | 0 | 0 | 1000 | 43 | 11 | 11 | 2941.3495 | 0 | 2941.3495 | 2955.542 | 431 | 0.5 | UTGS
1717 | COM | UTGS | 44352 | 234 | 45 | H | SL0000720144 | No | 2 | 318 | 4 | 121 | [10 empty] | 4 | 1000 | [12 empty] | 0 | 0 | 1000 | 439 | 2 | 2 | 32470.5068 | 0 | 32470.5068 | 19840.4809 | 60371.7529 | 2 | UTGS
1718 | RES | UTGS | 320 | 260 | 0.25 | F | SL0000720692 | No | 0.5 | 93 | [12 empty] | 2 | 1000 | [12 empty] | 0 | 0 | 1000 | 93 | 11 | 12 | 6361.5234 | 0 | 6361.5234 | 2709.2468 | 431 | 0.5 | UTGS
1719 | IND | UTFS | 64512 | 235 | 45 | H | SL0000720798 | No | 3 | 150 | [12 empty] | 2 | 85 | 4 | 915 | [10 empty] | 0 | 0 | 1000 | 150 | 4 | 4 | 10947.5217 | 0 | 10947.5217 | 9767.8779 | 113197.0366 | 3 | UTFS
1720 | RES | UTGS | 320 | 127 | 0.25 | F | SL0000720812 | No | 0.5 | 49 | [12 empty] | 2 | 766.86 | 4 | 233.14 | [10 empty] | 0 | 0 | 1000 | 49 | 18 | 18 | 3351.7704 | 0 | 3351.7704 | 1899.032 | 431 | 0.5 | UTGS
1721 | RES | UTGS | 320 | 360 | 0.25 | F | SL0000721033 | No | 0.5 | 64 | [12 empty] | 2 | 1000 | [12 empty] | 0 | 0 | 1000 | 64 | 5 | 6 | 4377.8226 | 0 | 4377.8226 | 5418.4936 | 431 | 0.5 | UTGS
1722 | COM | UTGS | 21100 | 275 | 5 | F | SL0000721452 | No | 4 | 199 | [12 empty] | 2 | 128.32 | 4 | 871.68 | [10 empty] | 0 | 0 | 1000 | 199 | 1 | 10 | 15232.1521 | 0 | 15232.1521 | 3876.0907 | 18747.15 | 4 | UTGS
1723 | RES | UTGS | 320 | 460 | 0.25 | F | SL0000721778 | No | 0.75 | 76 | [12 empty] | 2 | 204.09 | 6 | 795.91 | [10 empty] | 0 | 0 | 1000 | 76 | 11 | 22 | 4893.1443 | 0 | 4893.1443 | 2473.382 | 431 | 0.75 | UTGS
1724 | COM | UTFS | 3700 | 156 | 5 | F | SL0000749524 | No | 1.25 | 52 | 2 | 1 | [10 empty] | 2 | 1000 | [12 empty] | 0 | 0 | 1000 | 53 | 2 | 2 | 3947.6843 | 0 | 3947.6843 | 16255.4809 | 2145.6667 | 1.25 | UTFS
1725 | RES | UTGS | 320 | 461 | 0.25 | F | SL0000750496 | No | 0.75 | 86 | [12 empty] | 1.25 | 1000 | [12 empty] | 0 | 0 | 1000 | 86 | 10 | 10 | 5536.9791 | 0 | 5536.9791 | 3321.0962 | 431 | 0.75 | UTGS
1726 | RES | UTGS | 320 | 360 | 0.25 | F | SL0000750579 | No | 0.75 | 59 | [12 empty] | 0.75 | 692 | 2 | 308 | [10 empty] | 0 | 0 | 1000 | 59 | 4 | 4 | 3798.6252 | 0 | 3798.6252 | 9439.0804 | 431 | 0.75 | UTGS
1727 | RES | UTGS | 320 | 260 | 0.25 | F | SL0000750872 | No | 0.625 | 95 | [12 empty] | 0.75 | 457 | 1.25 | 58.39 | 2 | 454.06 | 4 | 1 | 6 | 29.55 |  |  |  |  | 0 | 0 | 1000 | 95 | 7 | 7 | 5182.7487 | 0 | 5182.7487 | 5262.3258 | 431 | 0.625 | UTGS
1728 | RES | UTGS | 320 | 260 | 0.25 | F | SL0000750899 | No | 0.5 | 38 | [12 empty] | 1.25 | 162.88 | 2 | 801.04 | 4 | 36.09 | [8 empty] | 0 | 0 | 1000.01 | 38 | 13 | 13 | 2599.3322 | 0 | 2599.3322 | 2529.5437 | 431 | 0.5 | UTGS
1729 | RES | UTGS | 320 | 360 | 0.25 | F | SL0000750985 | No | 0.5 | 41 | [12 empty] | 1.25 | 73.76 | 2 | 816.26 | 3 | 109.99 | [8 empty] | 0 | 0 | 1000.01 | 41 | 8 | 8 | 2804.5426 | 0 | 2804.5426 | 3896.0307 | 431 | 0.5 | UTGS
1730 | RES | UTGS | 320 | 160 | 0.25 | F | SL0000751261 | No | 0.5 | 72 | [12 empty] | 0.75 | 198 | 1.25 | 512.59 | 2 | 289.41 | [8 empty] | 0 | 0 | 1000 | 72 | 4 | 4 | 4925.0504 | 0 | 4925.0504 | 8592.6537 | 431 | 0.5 | UTGS
1731 | RES | UTGS | 320 | 760 | 0.25 | F | SL0000751759 | No | 0.75 | 39 | [12 empty] | 1.25 | 90.41 | 4 | 909.59 | [10 empty] | 0 | 0 | 1000 | 39 | 9 | 9 | 2510.9556 | 0 | 2510.9556 | 4344.001 | 431 | 0.75 | UTGS
1732 | COM | UTFS | 1000 | 255 | 0.25 | F | SL0000752169 | No | 1.25 | 15 | [12 empty] | 2 | 305.96 | 4 | 694.04 | [10 empty] | 0 | 0 | 1000 | 15 | 6 | 9 | 1117.7022 | 0 | 1117.7022 | 4165.2476 | 1475.8773 | 1.25 | UTFS
1733 | RES | UTGS | 320 | 127 | 0.25 | F | SL0000752248 | No | 0.75 | 28 | [12 empty] | 2 | 1000 | [12 empty] | 0 | 0 | 1000 | 28 | 22 | 22 | 1802.7374 | 0 | 1802.7374 | 1477.771 | 431 | 0.75 | UTGS
1734 | RES | UTGS | 320 | 160 | 0.25 | F | SL0000752306 | No | 0.75 | 73 | [12 empty] | 0.75 | 80.74 | 2 | 548.91 | 3 | 92.09 | 6 | 278.26 | [6 empty] | 0 | 0 | 1000 | 73 | 17 | 21 | 4699.9939 | 0 | 4699.9939 | 1886.3326 | 431 | 0.75 | UTGS
1735 | RES | UTGS | 320 | 127 | 0.25 | F | SL0000752567 | No | 0.75 | 58 | [12 empty] | 0.75 | 733.25 | 2 | 266.75 | [10 empty] | 0 | 0 | 1000 | 58 | 22 | 23 | 3734.2417 | 0 | 3734.2417 | 1655.1738 | 431 | 0.75 | UTGS
1736 | RES | UTGS | 320 | 260 | 0.25 | F | SL0000752932 | No | 0.75 | 101 | [12 empty] | 0.75 | 689.47 | 1.25 | 310.53 | [10 empty] | 0 | 0 | 1000 | 101 | 24 | 26 | 6502.7313 | 0 | 6502.7313 | 1459.7891 | 431 | 0.75 | UTGS
1737 | RES | UTGS | 320 | 127 | 0.25 | F | SL0000753171 | No | 0.75 | 62 | [12 empty] | 2 | 299.24 | 3 | 59.01 | 6 | 641.75 | [8 empty] | 0 | 0 | 1000 | 62 | 7 | 11 | 3991.7756 | 0 | 3991.7756 | 4493.0614 | 431 | 0.75 | UTGS
1738 | RES | UTGS | 320 | 460 | 0.25 | F | SL0000753765 | No | 0.75 | 86 | [12 empty] | 2 | 1000 | [12 empty] | 0 | 0 | 1000 | 86 | 19 | 19 | 5536.9791 | 0 | 5536.9791 | 1711.1032 | 431 | 0.75 | UTGS
1739 | RES | UTGS | 320 | 760 | 0.25 | F | SL0000753858 | No | 0.75 | 125 | [12 empty] | 0.75 | 78.49 | 2 | 270.51 | 3 | 561.5 | 4 | 89.5 | [6 empty] | 0 | 0 | 1000 | 125 | 15 | 15 | 8047.9347 | 0 | 8047.9347 | 1775.1874 | 431 | 0.75 | UTGS
1740 | RES | UTGS | 320 | 160 | 0.25 | F | SL0000754425 | No | 0.5 | 80 | [12 empty] | 0.75 | 506 | 1.25 | 1 | 2 | 493 | [8 empty] | 0 | 0 | 1000 | 80 | 20 | 20 | 5472.2782 | 0 | 5472.2782 | 1817.3571 | 431 | 0.5 | UTGS
1741 | RES | UTGS | 320 | 461 | 0.25 | F | SL0000755004 | No | 0.5 | 400 | [12 empty] | 0.75 | 206 | 1.25 | 262.59 | [10 empty] | 0 | 0 | 468.59 | 400 | 2 | 2 | 27361.3911 | 0 | 27361.3911 | 8489.8023 | 431 | 0.5 | UTGS
1742 | COM | UTFS | 320 | 361 | 0.25 | F | SL0000755037 | No | 1.25 | 115 | [12 empty] | 1.25 | 168.26 | 2 | 70.12 | 3 | 549.26 | 6 | 212.36 | [6 empty] | 0 | 0 | 1000 | 115 | 7 | 14 | 8569.05 | 0 | 8569.05 | 2250.591 | 431 | 1.25 | UTFS
1743 | RES | UTGS | 320 | 160 | 0.25 | F | SL0000755453 | No | 0.75 | 39 | [12 empty] | 1.25 | 155.48 | 2 | 844.52 | [10 empty] | 0 | 0 | 1000 | 39 | 13 | 13 | 2510.9556 | 0 | 2510.9556 | 2509.2152 | 431 | 0.75 | UTGS
1744 | COM | UTTSM | 20200 | 272 | 45 | H | SL0000756060 | No | 3 | 213 | [12 empty] | 4 | 147.18 | 6 | 852.82 | [10 empty] | 0 | 0 | 1000 | 213 | 6 | 7 | 15545.4808 | 0 | 15545.4808 | 8147.9784 | 52825.2838 | 3 | UTTSM
1745 | COM | UTTSS | 9200 | 273 | 5 | F | SL0000756724 | No | 2 | 132 | [12 empty] | 2 | 249 | 3 | 751 | [10 empty] | 0 | 0 | 1000 | 132 | 1 | 1 | 9633.8191 | 0 | 9633.8191 | 22988.2817 | 5118 | 2 | UTTSS
1746 | RES | UTGS | 320 | 460 | 0.25 | F | SL0000756875 | No | 0.5 | 38 | [12 empty] | 2 | 1000 | [12 empty] | 0 | 0 | 1000 | 38 | 14 | 14 | 2599.3322 | 0 | 2599.3322 | 2322.2116 | 431 | 0.5 | UTGS
1747 | RES | UTGS | 320 | 760 | 0.25 | F | SL0000757065 | No | 0.5 | 29 | [12 empty] | 0.75 | 202.88 | 1.25 | 273.75 | 2 | 422.88 | 4 | 100.5 | [6 empty] | 0 | 0 | 1000.01 | 29 | 12 | 12 | 1983.7009 | 0 | 1983.7009 | 2913.4439 | 431 | 0.5 | UTGS
1748 | RES | UTGS | 320 | 461 | 0.25 | F | SL0000757495 | No | 0.5 | 43 | [12 empty] | 1.25 | 147.87 | 2 | 462.87 | 4 | 389.26 | [8 empty] | 0 | 0 | 1000 | 43 | 12 | 12 | 2941.3495 | 0 | 2941.3495 | 2950.4554 | 431 | 0.5 | UTGS
1749 | RES | UTGS | 320 | 461 | 0.25 | F | SL0000757917 | No | 0.5 | 115 | [12 empty] | 0.75 | 272.8 | 1.25 | 533 | 2 | 194.2 | [8 empty] | 0 | 0 | 1000 | 115 | 15 | 15 | 7866.4 | 0 | 7866.4 | 2330.1257 | 431 | 0.5 | UTGS
1750 | COM | UTFS | 6600 | 272 | 5 | F | SL0000758087 | No | 1.25 | 40 | [12 empty] | 2 | 219.03 | 4 | 560.03 | 6 | 220.94 | [8 empty] | 0 | 0 | 1000 | 40 | 1 | 1 | 2980.5391 | 0 | 2980.5391 | 42606.6456 | 3698.6667 | 1.25 | UTFS
1751 | RES | UTGS | 320 | 160 | 0.25 | F | SL0000758587 | No | 0.5 | 49 | [12 empty] | 2 | 173.33 | 4 | 826.67 | [10 empty] | 0 | 0 | 1000 | 49 | 6 | 6 | 3351.7704 | 0 | 3351.7704 | 6406.3643 | 431 | 0.5 | UTGS
1752 | RES | UTGS | 320 | 360 | 0.25 | F | SL0000759103 | No | 0.5 | 39 | [12 empty] | 1.25 | 1000 | [12 empty] | 0 | 0 | 1000 | 39 | 9 | 9 | 2667.7356 | 0 | 2667.7356 | 3690.1069 | 431 | 0.5 | UTGS
1753 | RES | UTGS | 320 | 360 | 0.25 | F | SL0000759207 | No | 0.5 | 16 | [12 empty] | 1.25 | 226.6 | 2 | 773.4 | [10 empty] | 0 | 0 | 1000 | 16 | 13 | 13 | 1094.4556 | 0 | 1094.4556 | 2513.0447 | 431 | 0.5 | UTGS
1754 | RES | UTGS | 320 | 360 | 0.25 | F | SL0000759759 | No | 0.5 | 41 | [12 empty] | 0.75 | 624.79 | 1.25 | 137 | 2 | 238.21 | [8 empty] | 0 | 0 | 1000 | 41 | 9 | 9 | 2804.5426 | 0 | 2804.5426 | 4149.1967 | 431 | 0.5 | UTGS
1755 | COM | UTFS | 9219 | 283 | 5 | F | SL0000759909 | No | 2 | 200 | [12 empty] | 2 | 1000 | [12 empty] | 0 | 0 | 1000 | 200 | 4 | 4 | 14596.6956 | 0 | 14596.6956 | 8127.7404 | 5118 | 2 | UTFS
1756 | COM | UTTSS | 21100 | 275 | 5 | F | SL0000760167 | No | 4 | 221 | [12 empty] | 0.75 | 79.25 | 2 | 383.75 | 3 | 113 | 4 | 424 | [6 empty] | 0 | 0 | 1000 | 221 | 4 | 5 | 16916.1086 | 0 | 16916.1086 | 6943.7833 | 18747.15 | 4 | UTTSS
1757 | RES | UTGS | 320 | 361 | 0.25 | F | SL0000761405 | No | 0.5 | 152 | [12 empty] | 2 | 245.33 | 3 | 754.67 | [10 empty] | 0 | 0 | 1000 | 152 | 12 | 12 | 10397.3286 | 0 | 10397.3286 | 1911.8122 | 431 | 0.5 | UTGS
1758 | RES | UTGS | 540 | 259 | 0.25 | F | SL0000761540 | No | 0.5 | 72 | [12 empty] | 0.75 | 528.27 | 1.25 | 291.91 | 2 | 169 | 3 | 10.82 | [6 empty] | 0 | 0 | 1000 | 72 | 10 | 12 | 4925.0504 | 0 | 4925.0504 | 3048.5323 | 585.0096 | 0.5 | UTGS
1759 | RES | UTGS | 306 | 111 | 0.25 | F | SL0000761766 | No | 0.5 | 249 | [12 empty] | 0.75 | 75.2 | 2 | 332.42 | 4 | 592.38 | [8 empty] | 0 | 0 | 1000 | 249 | 3 | 3 | 17032.466 | 0 | 17032.466 | 12442.7808 | 431 | 0.5 | UTGS
1760 | RES | UTGS | 320 | 260 | 0.25 | F | SL0000761872 | No | 0.5 | 25 | [12 empty] | 1.25 | 58.98 | 2 | 120.96 | 4 | 761.09 | 6 | 58.98 | [6 empty] | 0 | 0 | 1000.01 | 25 | 5 | 8 | 1710.0869 | 0 | 1710.0869 | 4954.0897 | 431 | 0.5 | UTGS
1761 | RES | UTGS | 320 | 760 | 0.25 | F | SL0000761885 | No | 0.5 | 7 | 0.75 | 18 | [10 empty] | 1.25 | 161 | 4 | 105.38 | 6 | 733.62 | [8 empty] | 0 | 0 | 1000 | 25 | 8 | 9 | 1637.7269 | 0 | 1637.7269 | 5952.051 | 431 | 0.5 | UTGS
1762 | RES | UTGS | 320 | 460 | 0.25 | F | SL0000761989 | No | 0.75 | 12 | [12 empty] | 2 | 755.23 | 3 | 244.77 | [10 empty] | 0 | 0 | 1000 | 12 | 16 | 31 | 772.6017 | 0 | 772.6017 | 948.6219 | 431 | 0.75 | UTGS
1763 | RES | UTGS | 306 | 111 | 0.25 | F | SL0000762461 | No | 0.5 | 49 | [12 empty] | 1.25 | 22.36 | 2 | 821.81 | 3 | 4 | 4 | 151.83 | [6 empty] | 0 | 0 | 1000 | 49 | 6 | 6 | 3351.7704 | 0 | 3351.7704 | 5594.0858 | 431 | 0.5 | UTGS
1764 | COM | UTFS | 3120 | 156 | 1 | F | SL0000762546 | No | 1.25 | 129 | [12 empty] | 2 | 21.07 | 4 | 978.93 | [10 empty] | 0 | 0 | 1000 | 129 | 2 | 2 | 9612.2386 | 0 | 9612.2386 | 19764.9449 | 2145.6667 | 1.25 | UTFS
1765 | COM | UTGS | 320 | 261 | 0.25 | F | SL0000762771 | No | 0.75 | 49 | [12 empty] | 2 | 1000 | [12 empty] | 0 | 0 | 1000 | 49 | 20 | 26 | 3154.7904 | 0 | 3154.7904 | 1250.4216 | 431 | 0.75 | UTGS
1766 | RES | UTGS | 306 | 211 | 0.25 | F | SL0000763038 | No | 0.5 | 113 | [12 empty] | 0.75 | 785 | 1.25 | 215 | [10 empty] | 0 | 0 | 1000 | 113 | 26 | 27 | 7729.593 | 0 | 7729.593 | 1430.0652 | 431 | 0.5 | UTGS
1767 | RES | UTGS | 320 | 260 | 0.25 | F | SL0000763993 | No | 0.5 | 50 | [12 empty] | 0.75 | 179.83 | 1.25 | 123.59 | 2 | 696.59 | [8 empty] | 0 | 0 | 1000.01 | 50 | 10 | 10 | 3420.1739 | 0 | 3420.1739 | 3396.0911 | 431 | 0.5 | UTGS
1768 | RES | UTGS | 320 | 127 | 0.25 | F | SL0000764181 | No | 0.5 | 84 | [12 empty] | 1.25 | 151.02 | 2 | 848.98 | [10 empty] | 0 | 0 | 1000 | 84 | 9 | 9 | 5745.8921 | 0 | 5745.8921 | 3624.0751 | 431 | 0.5 | UTGS
1769 | RES | UTGS | 306 | 211 | 0.25 | F | SL0000765464 | No | 0.5 | 47 | [12 empty] | 4 | 1000 | [12 empty] | 0 | 0 | 1000 | 47 | 32 | 32 | 3214.9635 | 0 | 3214.9635 | 1240.0301 | 431 | 0.5 | UTGS
1770 | COM | UTGS | 320 | 360 | 0.25 | F | SL0000765744 | No | 0.5 | 45 | [12 empty] | 2 | 414.99 | 4 | 585.01 | [10 empty] | 0 | 0 | 1000 | 45 | 18 | 18 | 3078.1565 | 0 | 3078.1565 | 2039.1935 | 431 | 0.5 | UTGS
1771 | RES | UTGS | 320 | 360 | 0.25 | F | SL0000766104 | No | 0.5 | 38 | [12 empty] | 4 | 1000 | [12 empty] | 0 | 0 | 1000 | 38 | 32 | 32 | 2599.3322 | 0 | 2599.3322 | 1240.0301 | 431 | 0.5 | UTGS
1772 | COM | UTGS | 306 | 211 | 0.25 | F | SL0000766134 | No | 0.75 | 35 | [12 empty] | 1.25 | 165.16 | 2 | 834.84 | [10 empty] | 0 | 0 | 1000 | 35 | 6 | 6 | 2253.4217 | 0 | 2253.4217 | 5437.7623 | 431 | 0.75 | UTGS
1773 | RES | UTGS | 320 | 460 | 0.25 | F | SL0000800219 | No | 0.75 | 105 | [12 empty] | 2 | 306 | 4 | 549.22 | 6 | 144.78 | [8 empty] | 0 | 0 | 1000 | 105 | 11 | 12 | 6760.2652 | 0 | 6760.2652 | 3369.4346 | 431 | 0.75 | UTGS
1774 | RES | UTGS | 175 | 126 | 0.25 | F | SL0000800413 | No | 0.75 | 94 | [12 empty] | 2 | 1000 | [12 empty] | 0 | 0 | 1000 | 94 | 15 | 15 | 6052.0469 | 0 | 6052.0469 | 2167.3974 | 431 | 0.75 | UTGS
1775 | RES | UTGS | 320 | 260 | 0.25 | F | SL0000800987 | No | 0.75 | 45 | [12 empty] | 2 | 1000 | [12 empty] | 0 | 0 | 1000 | 45 | 14 | 14 | 2897.2565 | 0 | 2897.2565 | 2322.2116 | 431 | 0.75 | UTGS
1776 | RES | UTGS | 320 | 460 | 0.25 | F | SL0000801947 | No | 0.75 | 45 | [12 empty] | 0.75 | 277 | 2 | 296 | 4 | 427 | [8 empty] | 0 | 0 | 1000 | 45 | 20 | 20 | 2897.2565 | 0 | 2897.2565 | 1883.6106 | 431 | 0.75 | UTGS
1777 | RES | UTGS | 306 | 111 | 0.25 | F | SL0000801992 | No | 0.5 | 84 | [12 empty] | 2 | 1000 | [12 empty] | 0 | 0 | 1000 | 84 | 11 | 12 | 5745.8921 | 0 | 5745.8921 | 2709.2468 | 431 | 0.5 | UTGS
1778 | RES | UTGS | 320 | 260 | 0.25 | F | SL0000802348 | No | 0.75 | 97 | [12 empty] | 2 | 1000 | [12 empty] | 0 | 0 | 1000 | 97 | 8 | 8 | 6245.1973 | 0 | 6245.1973 | 4063.8702 | 431 | 0.75 | UTGS
1779 | RES | UTGS | 306 | 211 | 0.25 | F | SL0000803364 | No | 0.5 | 25 | 0.75 | 195 | [10 empty] | 2 | 1000 | [12 empty] | 0 | 0 | 1000 | 220 | 13 | 13 | 14264.8651 | 0 | 14264.8651 | 2500.8432 | 431 | 0.5 | UTGS
1780 | RES | UTGS | 320 | 460 | 0.25 | F | SL0000803544 | No | 0.75 | 60 | [12 empty] | 2 | 1000 | [12 empty] | 0 | 0 | 1000 | 60 | 18 | 19 | 3863.0087 | 0 | 3863.0087 | 1711.1032 | 431 | 0.75 | UTGS
1781 | RES | UTGS | 320 | 460 | 0.25 | F | SL0000803545 | No | 0.75 | 117 | [12 empty] | 2 | 316.84 | 4 | 683.16 | [10 empty] | 0 | 0 | 1000 | 117 | 12 | 14 | 7532.8669 | 0 | 7532.8669 | 2672.0871 | 431 | 0.75 | UTGS
1782 | RES | UTGS | 175 | 126 | 0.25 | F | SL0000803801 | No | 0.75 | 39 | [12 empty] | 2 | 1000 | [12 empty] | 0 | 0 | 1000 | 39 | 16 | 17 | 2510.9556 | 0 | 2510.9556 | 1912.4095 | 431 | 0.75 | UTGS
1783 | RES | UTGS | 320 | 760 | 0.25 | F | SL0000803940 | No | 0.75 | 58 | [12 empty] | 0.75 | 54.55 | 2 | 191.64 | 4 | 753.81 | [8 empty] | 0 | 0 | 1000 | 58 | 9 | 16 | 3734.2417 | 0 | 3734.2417 | 2395.5793 | 431 | 0.75 | UTGS
1784 | RES | UTGS | 320 | 127 | 0.25 | F | SL0000804023 | No | 0.75 | 119 | [12 empty] | 2 | 217.88 | 6 | 782.12 | [10 empty] | 0 | 0 | 1000 | 119 | 7 | 76 | 7661.6339 | 0 | 7661.6339 | 710.9856 | 431 | 0.75 | UTGS
1785 | RES | UTGS | 175 | 126 | 0.25 | F | SL0000804357 | No | 0.75 | 23 | [12 empty] | 1.25 | 221.71 | 2 | 778.29 | [10 empty] | 0 | 0 | 1000 | 23 | 28 | 36 | 1480.82 | 0 | 1480.82 | 907.3933 | 431 | 0.75 | UTGS
1786 | RES | UTGS | 175 | 126 | 0.25 | F | SL0000804569 | No | 0.75 | 178 | [12 empty] | 2 | 1000 | [12 empty] | 0 | 0 | 1000 | 178 | 12 | 12 | 11460.2591 | 0 | 11460.2591 | 2709.2468 | 431 | 0.75 | UTGS
1787 | RES | UTGS | 320 | 760 | 0.25 | F | SL0000804654 | No | 0.75 | 63 | [12 empty] | 4 | 1000 | [12 empty] | 0 | 0 | 1000 | 63 | 7 | 8 | 4056.1591 | 0 | 4056.1591 | 4960.1202 | 431 | 0.75 | UTGS
1788 | RES | UTGS | 320 | 461 | 0.25 | F | SL0000805034 | No | 0.5 | 66 | [12 empty] | 0.75 | 18 | 2 | 400.11 | 3 | 566.58 | 4 | 15.3 | [6 empty] | 0 | 0 | 999.99 | 66 | 10 | 10 | 4514.6295 | 0 | 4514.6295 | 2557.2543 | 431 | 0.5 | UTGS
1789 | COM | UTTSS | 9200 | 273 | 5 | F | SL0000805073 | No | 2 | 244 | [12 empty] | 1.25 | 61.21 | 2 | 938.79 | [10 empty] | 0 | 0 | 1000 | 244 | 7 | 7 | 17807.9686 | 0 | 17807.9686 | 4650.5441 | 5118 | 2 | UTTSS
1790 | RES | UTGS | 320 | 260 | 0.25 | F | SL0000805333 | No | 0.75 | 178 | [12 empty] | 2 | 313.06 | 4 | 686.94 | [10 empty] | 0 | 0 | 1000 | 178 | 8 | 9 | 11460.2591 | 0 | 11460.2591 | 4159.5913 | 431 | 0.75 | UTGS
1791 | RES | UTGS | 320 | 760 | 0.25 | F | SL0000805930 | No | 0.5 | 127 | [12 empty] | 2 | 952.14 | 3 | 47.86 | [10 empty] | 0 | 0 | 1000 | 127 | 6 | 6 | 8687.2417 | 0 | 8687.2417 | 5317.3495 | 431 | 0.5 | UTGS
1792 | RES | UTGS | 306 | 711 | 0.25 | F | SL0000806207 | No | 1.25 | 86 | [12 empty] | 2 | 752.1 | 3 | 54.3 | 6 | 193.6 | [8 empty] | 0 | 0 | 1000 | 86 | 17 | 51 | 6408.1591 | 0 | 6408.1591 | 728.4374 | 431 | 1.25 | UTGS
1793 | COM | UTFS | 12000 | 158 | 2 | F | SL0000806844 | No | 2 | 182 | [12 empty] | 2 | 143.83 | 4 | 856.17 | [10 empty] | 0 | 0 | 1000 | 182 | 11 | 25 | 13282.993 | 0 | 13282.993 | 1545.988 | 10791.3333 | 2 | UTFS
1794 | RES | UTGS | 306 | 111 | 0.25 | F | SL0000806957 | No | 0.75 | 72 | [12 empty] | 1.25 | 246.78 | 2 | 753.22 | [10 empty] | 0 | 0 | 1000 | 72 | 14 | 35 | 4635.6104 | 0 | 4635.6104 | 933.8202 | 431 | 0.75 | UTGS
1795 | RES | UTGS | 320 | 460 | 0.25 | F | SL0000806986 | No | 0.75 | 51 | [12 empty] | 2 | 1000 | [12 empty] | 0 | 0 | 1000 | 51 | 12 | 12 | 3283.5574 | 0 | 3283.5574 | 2709.2468 | 431 | 0.75 | UTGS
1796 | RES | UTGS | 320 | 461 | 0.25 | F | SL0000807215 | No | 0.75 | 104 | [12 empty] | 2 | 1000 | [12 empty] | 0 | 0 | 1000 | 104 | 18 | 18 | 6695.8817 | 0 | 6695.8817 | 1806.1645 | 431 | 0.75 | UTGS
1797 | RES | UTGS | 320 | 460 | 0.25 | F | SL0000807384 | No | 0.75 | 47 | [12 empty] | 2 | 967.34 | 4 | 32.66 | [10 empty] | 0 | 0 | 1000 | 47 | 12 | 12 | 3026.0235 | 0 | 3026.0235 | 2728.7612 | 431 | 0.75 | UTGS
1798 | COM | UTTSS | 9200 | 273 | 5 | F | SL0000807666 | No | 2 | 16 | [12 empty] | 2 | 903.67 | 4 | 96.33 | [10 empty] | 0 | 0 | 1000 | 16 | 1 | 1 | 1167.7356 | 0 | 1167.7356 | 33201.6478 | 5118 | 2 | UTTSS
1799 | RES | UTGS | 320 | 260 | 0.25 | F | SL0000807839 | No | 0.75 | 145 | [12 empty] | 2 | 823.34 | 8 | 176.66 | [10 empty] | 0 | 0 | 1000 | 145 | 11 | 24 | 9335.6043 | 0 | 9335.6043 | 1651.5594 | 431 | 0.75 | UTGS
1800 | RES | UTGS | 320 | 460 | 0.25 | F | SL0000808228 | No | 0.75 | 41 | [12 empty] | 2 | 159.31 | 4 | 840.69 | [10 empty] | 0 | 0 | 1000 | 41 | 5 | 10 | 2639.7226 | 0 | 2639.7226 | 3853.8709 | 431 | 0.75 | UTGS
1801 | RES | UTGS | 320 | 760 | 0.25 | F | SL0000808334 | No | 0.75 | 91 | [12 empty] | 2 | 653.24 | 4 | 346.76 | [10 empty] | 0 | 0 | 1000 | 91 | 13 | 26 | 5858.8965 | 0 | 5858.8965 | 1346.0473 | 431 | 0.75 | UTGS
1802 | RES | UTGS | 320 | 760 | 0.25 | F | SL0000808497 | No | 0.5 | 48 | [12 empty] | 2 | 1000 | [12 empty] | 0 | 0 | 1000 | 48 | 3 | 3 | 3283.3669 | 0 | 3283.3669 | 10836.9872 | 431 | 0.5 | UTGS
1803 | COM | UTGS | 320 | 760 | 0.25 | F | SL0000809332 | No | 0.75 | 112 | [12 empty] | 0.75 | 20.23 | 2 | 979.77 | [10 empty] | 0 | 0 | 1000 | 112 | 11 | 31 | 7210.9495 | 0 | 7210.9495 | 1053.6873 | 431 | 0.75 | UTGS
1804 | RES | UTGS | 320 | 460 | 0.25 | F | SL0000809498 | No | 0.75 | 79 | [12 empty] | 2 | 963.51 | 4 | 36.49 | [10 empty] | 0 | 0 | 1000 | 79 | 14 | 20 | 5086.2947 | 0 | 5086.2947 | 1638.6298 | 431 | 0.75 | UTGS
1805 | COM | UTTSM | 14487 | 284 | 5 | F | SL0000809553 | No | 2 | 203 | [12 empty] | 4 | 1000 | [12 empty] | 0 | 0 | 1000 | 203 | 2 | 2 | 14815.646 | 0 | 14815.646 | 19840.4809 | 10791.3333 | 2 | UTTSM
1806 | RES | UTGS | 320 | 760 | 0.25 | F | SL0000809571 | No | 0.75 | 79 | [12 empty] | 6 | 1000 | [12 empty] | 0 | 0 | 1000 | 79 | 6 | 17 | 5086.2947 | 0 | 5086.2947 | 3531.233 | 431 | 0.75 | UTGS
1807 | RES | UTGS | 320 | 760 | 0.25 | F | SL0000809665 | No | 0.75 | 133 | [12 empty] | 2 | 1000 | [12 empty] | 0 | 0 | 1000 | 133 | 9 | 9 | 8563.0026 | 0 | 8563.0026 | 3612.3291 | 431 | 0.75 | UTGS
1808 | RES | UTGS | 175 | 126 | 0.25 | F | SL0000810145 | No | 0.5 | 75 | [12 empty] | 4 | 584.16 | 6 | 415.84 | [10 empty] | 0 | 0 | 1000 | 75 | 12 | 16 | 5130.2608 | 0 | 5130.2608 | 3008.9566 | 431 | 0.5 | UTGS
1809 | RES | UTGS | 320 | 261 | 0.25 | F | SL0000810207 | No | 0.75 | 44 | [12 empty] | 2 | 1000 | [12 empty] | 0 | 0 | 1000 | 44 | 23 | 23 | 2832.873 | 0 | 2832.873 | 1413.5201 | 431 | 0.75 | UTGS
1810 | RES | UTGS | 320 | 260 | 0.25 | F | SL0000810661 | No | 0.5 | 22 | [12 empty] | 2 | 1000 | [12 empty] | 0 | 0 | 1000 | 22 | 14 | 20 | 1504.8765 | 0 | 1504.8765 | 1625.5481 | 431 | 0.5 | UTGS
1811 | RES | UTGS | 320 | 760 | 0.25 | F | SL0000810799 | No | 0.75 | 19 | [12 empty] | 1.25 | 843.35 | 2 | 156.65 | [10 empty] | 0 | 0 | 1000 | 19 | 28 | 28 | 1223.2861 | 0 | 1223.2861 | 1182.1895 | 431 | 0.75 | UTGS
1812 | RES | UTGS | 320 | 760 | 0.25 | F | SL0000810870 | No | 0.75 | 8 | [12 empty] | 1.25 | 847.44 | 2 | 152.56 | [10 empty] | 0 | 0 | 1000 | 8 | 28 | 28 | 515.0678 | 0 | 515.0678 | 1182.2918 | 431 | 0.75 | UTGS
1813 | RES | UTGS | 306 | 211 | 0.25 | F | SL0000810948 | No | 0.75 | 58 | [12 empty] | 2 | 348 | 6 | 652 | [10 empty] | 0 | 0 | 1000 | 58 | 11 | 15 | 3734.2417 | 0 | 3734.2417 | 3363.6001 | 431 | 0.75 | UTGS
1814 | RES | UTGS | 320 | 260 | 0.25 | F | SL0000811001 | No | 0.75 | 76 | [12 empty] | 2 | 1000 | [12 empty] | 0 | 0 | 1000 | 76 | 18 | 18 | 4893.1443 | 0 | 4893.1443 | 1806.1645 | 431 | 0.75 | UTGS
1815 | RES | UTGS | 320 | 260 | 0.25 | F | SL0000811460 | No | 0.75 | 185 | [12 empty] | 2 | 755 | 4 | 245 | [10 empty] | 0 | 0 | 1000 | 185 | 5 | 5 | 11910.9434 | 0 | 11910.9434 | 6853.5223 | 431 | 0.75 | UTGS
1816 | RES | UTGS | 320 | 460 | 0.25 | F | SL0000812021 | No | 0.5 | 113 | [12 empty] | 2 | 1000 | [12 empty] | 0 | 0 | 1000 | 113 | 12 | 12 | 7729.593 | 0 | 7729.593 | 2709.2468 | 431 | 0.5 | UTGS
1817 | RES | UTGS | 320 | 127 | 0.25 | F | SL0000812269 | No | 0.75 | 60 | [12 empty] | 2 | 1000 | [12 empty] | 0 | 0 | 1000 | 60 | 14 | 24 | 3863.0087 | 0 | 3863.0087 | 1354.6234 | 431 | 0.75 | UTGS
1818 | RES | UTGS | 306 | 111 | 0.25 | F | SL0000812617 | No | 0.5 | 91 | [12 empty] | 2 | 835.09 | 4 | 164.91 | [10 empty] | 0 | 0 | 1000 | 91 | 15 | 44 | 6224.7165 | 0 | 6224.7165 | 765.7583 | 431 | 0.5 | UTGS
1819 | RES | UTGS | 320 | 260 | 0.25 | F | SL0000812626 | No | 0.5 | 49 | [12 empty] | 0.75 | 189.69 | 2 | 810.31 | [10 empty] | 0 | 0 | 1000 | 49 | 17 | 32 | 3351.7704 | 0 | 3351.7704 | 1060.9004 | 431 | 0.5 | UTGS
1820 | IND | UTTSS | 11500 | 274 | 1 | F | SL0000812655 | No | 2 | 149 | [12 empty] | 4 | 696.92 | 6 | 303.08 | [10 empty] | 0 | 0 | 1000 | 149 | 1 | 1 | 10874.5382 | 0 | 10874.5382 | 45848.6397 | 10791.3333 | 2 | UTTSS
1821 | RES | UTGS | 320 | 760 | 0.25 | F | SL0000813817 | No | 0.5 | 73 | [12 empty] | 2 | 1000 | [12 empty] | 0 | 0 | 1000 | 73 | 13 | 13 | 4993.4539 | 0 | 4993.4539 | 2500.8432 | 431 | 0.5 | UTGS
1822 | RES | UTGS | 320 | 261 | 0.25 | F | SL0000814395 | No | 0.5 | 52 | [12 empty] | 2 | 1000 | [12 empty] | 0 | 0 | 1000 | 52 | 10 | 10 | 3556.9808 | 0 | 3556.9808 | 3251.0962 | 431 | 0.5 | UTGS
1823 | RES | UTGS | 320 | 127 | 0.25 | F | SL0000815834 | No | 0.5 | 44 | [12 empty] | 2 | 1000 | [12 empty] | 0 | 0 | 1000 | 44 | 16 | 16 | 3009.753 | 0 | 3009.753 | 2031.9351 | 431 | 0.5 | UTGS
1824 | RES | UTGS | 306 | 211 | 0.25 | F | SL0000817044 | No | 0.5 | 42 | [12 empty] | 1.25 | 379.5 | 2 | 620.5 | [10 empty] | 0 | 0 | 1000 | 42 | 15 | 15 | 2872.9461 | 0 | 2872.9461 | 2185.1074 | 431 | 0.5 | UTGS
1825 | RES | UTGS | 320 | 460 | 0.25 | F | SL0000817631 | No | 0.625 | 47 | [12 empty] | 2 | 833.19 | 4 | 166.81 | [10 empty] | 0 | 0 | 1000 | 47 | 8 | 8 | 2564.0968 | 0 | 2564.0968 | 4213.3737 | 431 | 0.625 | UTGS
1826 | RES | UTGS | 320 | 261 | 0.25 | F | SL0000817817 | No | 0.625 | 127 | [12 empty] | 1.25 | 228.18 | 6 | 746.5 | 8 | 25.32 | [8 empty] | 0 | 0 | 1000 | 127 | 14 | 14 | 6928.5167 | 0 | 6928.5167 | 3873.984 | 431 | 0.625 | UTGS
1827 | COM | UTGS | 320 | 760 | 0.25 | F | SL0000817924 | No | 1.25 | 1 | [12 empty] | 2 | 1000 | [12 empty] | 0 | 0 | 1000 | 1 | 5 | 35 | 74.5135 | 0 | 74.5135 | 928.8846 | 431 | 1.25 | UTGS
1828 | RES | UTGS | 320 | 460 | 0.25 | F | SL0000818006 | No | 0.625 | 75 | [12 empty] | 1.25 | 378.5 | 2 | 621.5 | [10 empty] | 0 | 0 | 1000 | 75 | 12 | 12 | 4091.6438 | 0 | 4091.6438 | 2731.326 | 431 | 0.625 | UTGS
1829 | RES | UTGS | 320 | 760 | 0.25 | F | SL0000818250 | No | 0.5 | 74 | [12 empty] | 1.25 | 81.79 | 2 | 581.79 | 3 | 336.42 | [8 empty] | 0 | 0 | 1000 | 74 | 10 | 10 | 5061.8574 | 0 | 5061.8574 | 2830.2409 | 431 | 0.5 | UTGS
1830 | RES | UTGS | 550 | 160 | 2 | F | SL0000818516 | No | 0.5 | 73 | [12 empty] | 1.25 | 535 | 2 | 465 | [10 empty] | 0 | 0 | 1000 | 73 | 16 | 16 | 4993.4539 | 0 | 4993.4539 | 2055.3414 | 585.0096 | 0.5 | UTGS
1831 | IND | UTISFS | 2225 | 278 | 2 | F | SL0000818766 | No | 2 | 129 | [12 empty] | 1.25 | 337 | 2 | 22.26 | 4 | 450.65 | 6 | 124.09 | 8 | 66 |  |  |  |  | 0 | 0 | 1000 | 129 | 8 | 11 | 9414.8686 | 0 | 9414.8686 | 3823.2199 | 2428.75 | 2 | UTISFS
1832 | RES | UTGS | 320 | 361 | 0.25 | F | SL0000819136 | No | 0.5 | 47 | [12 empty] | 2 | 201.5 | 4 | 32.72 | 6 | 765.78 | [8 empty] | 0 | 0 | 1000 | 47 | 11 | 14 | 3214.9635 | 0 | 3214.9635 | 3844.2736 | 431 | 0.5 | UTGS
1833 | RES | UTGS | 320 | 727 | 0.25 | F | SL0000819164 | No | 0.5 | 75 | [12 empty] | 2 | 528.19 | 4 | 471.81 | [10 empty] | 0 | 0 | 1000 | 75 | 10 | 10 | 5130.2608 | 0 | 5130.2608 | 3589.3839 | 431 | 0.5 | UTGS
1834 | RES | UTGS | 320 | 260 | 0.25 | F | SL0000819511 | No | 0.5 | 54 | [12 empty] | 2 | 844.1 | 3 | 155.9 | [10 empty] | 0 | 0 | 1000 | 54 | 14 | 14 | 3693.7878 | 0 | 3693.7878 | 2181.0107 | 431 | 0.5 | UTGS
1835 | RES | UTGS | 320 | 360 | 0.25 | F | SL0000819594 | No | 0.5 | 40 | [12 empty] | 1.25 | 242.04 | 2 | 757.96 | [10 empty] | 0 | 0 | 1000 | 40 | 7 | 7 | 2736.1391 | 0 | 2736.1391 | 4668.6271 | 431 | 0.5 | UTGS
1836 | RES | UTGS | 320 | 760 | 0.25 | F | SL0000819893 | No | 0.75 | 73 | [12 empty] | 2 | 1000 | [12 empty] | 0 | 0 | 1000 | 73 | 19 | 19 | 4699.9939 | 0 | 4699.9939 | 1711.1032 | 431 | 0.75 | UTGS
1837 | RES | UTGS | 320 | 160 | 0.25 | F | SL0000820181 | No | 0.5 | 55 | [12 empty] | 2 | 1000 | [12 empty] | 0 | 0 | 1000 | 55 | 18 | 48 | 3762.1913 | 0 | 3762.1913 | 677.3117 | 431 | 0.5 | UTGS
1838 | RES | UTGS | 320 | 260 | 0.25 | F | SL0000820513 | No | 0.5 | 58 | [12 empty] | 3 | 888.83 | 4 | 111.17 | [10 empty] | 0 | 0 | 1000 | 58 | 8 | 8 | 3967.4017 | 0 | 3967.4017 | 2754.7108 | 431 | 0.5 | UTGS
1839 | RES | UTGS | 320 | 261 | 0.25 | F | SL0000820672 | No | 0.5 | 108 | [12 empty] | 2 | 202.44 | 6 | 797.56 | [10 empty] | 0 | 0 | 1000 | 108 | 9 | 9 | 7387.5756 | 0 | 7387.5756 | 6051.0903 | 431 | 0.5 | UTGS
1840 | RES | UTGS | 320 | 360 | 0.25 | F | SL0000820976 | No | 0.75 | 50 | [12 empty] | 1.25 | 356 | 2 | 12.25 | 6 | 631.75 | [8 empty] | 0 | 0 | 1000 | 50 | 11 | 35 | 3219.1739 | 0 | 3219.1739 | 1432.7406 | 431 | 0.75 | UTGS
1841 | RES | UTGS | 320 | 460 | 0.25 | F | SL0000821521 | No | 0.75 | 75 | [12 empty] | 2 | 1000 | [12 empty] | 0 | 0 | 1000 | 75 | 9 | 9 | 4828.7608 | 0 | 4828.7608 | 3612.3291 | 431 | 0.75 | UTGS
1842 | RES | UTGS | 320 | 127 | 0.25 | F | SL0000821526 | No | 0.5 | 145 | [12 empty] | 4 | 1000 | [12 empty] | 0 | 0 | 1000 | 145 | 5 | 5 | 9918.5043 | 0 | 9918.5043 | 7936.1923 | 431 | 0.5 | UTGS
1843 | COM | UTFS | 3120 | 156 | 1 | F | SL0000821683 | No | 1.25 | 236 | [12 empty] | 4 | 1000 | [12 empty] | 0 | 0 | 1000 | 236 | 10 | 10 | 17585.1808 | 0 | 17585.1808 | 3968.0962 | 2145.6667 | 1.25 | UTFS
1844 | RES | UTGS | 320 | 160 | 0.25 | F | SL0000821711 | No | 0.5 | 78 | [12 empty] | 2 | 1000 | [12 empty] | 0 | 0 | 1000 | 78 | 14 | 17 | 5335.4713 | 0 | 5335.4713 | 1912.4095 | 431 | 0.5 | UTGS
1845 | COM | UTTSS | 6600 | 272 | 5 | F | SL0000821806 | No | 1.25 | 40 | [12 empty] | 4 | 1000 | [12 empty] | 0 | 0 | 1000 | 40 | 1 | 1 | 2980.5391 | 0 | 2980.5391 | 39680.9617 | 3698.6667 | 1.25 | UTTSS
1846 | COM | UTTSM | 121714 | 113 | 45 | H | SL0000822211 | No | 6 | 1 | [12 empty] | 1.25 | 2 | 2 | 274 | 4 | 724 | [8 empty] | 0 | 0 | 1000 | 1 | 3 | 4 | 52.52 | 0 | 52.52 | 9425.8604 | 150929.3822 | 6 | UTTSM
1847 | RES | UTGS | 320 | 360 | 0.25 | F | SL0000822248 | No | 0.5 | 81 | [12 empty] | 2 | 932 | 4 | 68 | [10 empty] | 0 | 0 | 1000 | 81 | 14 | 14 | 5540.6817 | 0 | 5540.6817 | 2357.0373 | 431 | 0.5 | UTGS
1848 | RES | UTGS | 320 | 160 | 0.25 | F | SL0000823075 | No | 0.5 | 41 | [12 empty] | 1.25 | 637.49 | 2 | 362.51 | [10 empty] | 0 | 0 | 1000 | 41 | 13 | 14 | 2804.5426 | 0 | 2804.5426 | 2354.0861 | 431 | 0.5 | UTGS
1849 | RES | UTGS | 320 | 360 | 0.25 | F | SL0000823141 | No | 0.75 | 118 | [12 empty] | 1.25 | 95.54 | 2 | 607.85 | 10 | 296.62 | [8 empty] | 0 | 0 | 1000.01 | 118 | 13 | 28 | 7597.2504 | 0 | 7597.2504 | 1590.8506 | 431 | 0.75 | UTGS
1850 | RES | UTGS | 320 | 760 | 0.25 | F | SL0000823261 | No | 0.5 | 85 | [12 empty] | 2 | 281.9 | 4 | 718.1 | [10 empty] | 0 | 0 | 1000 | 85 | 6 | 7 | 5814.2956 | 0 | 5814.2956 | 5379.9627 | 431 | 0.5 | UTGS
1851 | RES | UTGS | 320 | 360 | 0.25 | F | SL0000823425 | No | 0.5 | 43 | [12 empty] | 0.75 | 176.97 | 2 | 823.03 | [10 empty] | 0 | 0 | 1000 | 43 | 16 | 60 | 2941.3495 | 0 | 2941.3495 | 564.2066 | 431 | 0.5 | UTGS
1852 | RES | UTGS | 540 | 259 | 0.25 | F | SL0000823713 | No | 0.5 | 61 | [12 empty] | 2 | 741.83 | 4 | 258.17 | [10 empty] | 0 | 0 | 1000 | 61 | 13 | 13 | 4172.6121 | 0 | 4172.6121 | 2643.2339 | 585.0096 | 0.5 | UTGS
1853 | RES | UTGS | 320 | 127 | 0.25 | F | SL0000824554 | No | 0.75 | 76 | [12 empty] | 0.75 | 161.88 | 2 | 838.12 | [10 empty] | 0 | 0 | 1000 | 76 | 15 | 65 | 4893.1443 | 0 | 4893.1443 | 519.0463 | 431 | 0.75 | UTGS
1854 | RES | UTGS | 320 | 261 | 0.25 | F | SL0000824773 | No | 0.5 | 39 | [12 empty] | 2 | 1000 | [12 empty] | 0 | 0 | 1000 | 39 | 26 | 28 | 2667.7356 | 0 | 2667.7356 | 1161.1058 | 431 | 0.5 | UTGS
1855 | RES | UTGS | 320 | 760 | 0.25 | F | SL0000824776 | No | 0.75 | 9 | [12 empty] | 2 | 707.14 | 4 | 292.86 | [10 empty] | 0 | 0 | 1000 | 9 | 19 | 75 | 579.4513 | 0 | 579.4513 | 461.4769 | 431 | 0.75 | UTGS
1856 | RES | UTGS | 320 | 261 | 0.25 | F | SL0000824877 | No | 0.5 | 55 | [12 empty] | 2 | 779.58 | 4 | 220.42 | [10 empty] | 0 | 0 | 1000 | 55 | 15 | 22 | 3762.1913 | 0 | 3762.1913 | 1549.6079 | 431 | 0.5 | UTGS
1857 | COM | UTTSS | 14487 | 284 | 5 | F | SL0000825536 | No | 2 | 51 | 3 | 79.24 | [10 empty] | 3 | 135 | 4 | 865 | [10 empty] | 0 | 0 | 1000 | 130.24 | 2 | 2 | 9505.3682 | 0 | 9505.3682 | 18500.6059 | 10791.3333 | 2 | UTTSS
1858 | RES | UTGS | 320 | 760 | 0.25 | F | SL0000825564 | No | 0.5 | 71 | [12 empty] | 2 | 1000 | [12 empty] | 0 | 0 | 1000 | 71 | 12 | 12 | 4856.6469 | 0 | 4856.6469 | 2709.2468 | 431 | 0.5 | UTGS
1859 | RES | UTGS | 320 | 460 | 0.25 | F | SL0000825696 | No | 0.5 | 55 | [12 empty] | 2 | 816.79 | 4 | 183.21 | [10 empty] | 0 | 0 | 1000 | 55 | 9 | 9 | 3762.1913 | 0 | 3762.1913 | 3758.2864 | 431 | 0.5 | UTGS
1860 | RES | UTGS | 320 | 160 | 0.25 | F | SL0000826123 | No | 0.75 | 16 | [12 empty] | 1.25 | 223.62 | 2 | 776.38 | [10 empty] | 0 | 0 | 1000 | 16 | 10 | 51 | 1030.1356 | 0 | 1030.1356 | 640.5391 | 431 | 0.75 | UTGS
1861 | RES | UTGS | 320 | 760 | 0.25 | F | SL0000826580 | No | 0.5 | 41 | [12 empty] | 1.25 | 392 | 2 | 264 | 3 | 344 | [8 empty] | 0 | 0 | 1000 | 41 | 6 | 6 | 2804.5426 | 0 | 2804.5426 | 4737.2403 | 431 | 0.5 | UTGS
1862 | COM | UTGS | 31000 | 158 | 45 | H | SL0000826830 | No | 4 | 50 | [12 empty] | 4 | 9.47 | 6 | 990.53 | [10 empty] | 0 | 0 | 1000 | 50 | 2 | 2 | 3827.1739 | 0 | 3827.1739 | 29919.1236 | 60371.7529 | 4 | UTGS
1863 | COM | UTTSS | 14100 | 157 | 45 | H | SL0000826999 | No | 2 | 13 | [12 empty] | 2 | 507.34 | 4 | 492.66 | [10 empty] | 0 | 0 | 1000 | 13 | 5 | 5 | 948.7852 | 0 | 948.7852 | 7208.6668 | 45278.8147 | 2 | UTTSS
1864 | COM | UTGS | 320 | 127 | 0.25 | F | SL0000827191 | No | 1.25 | 106 | [12 empty] | 1.25 | 53.59 | 2 | 161 | 4 | 175.59 | 6 | 609.82 | [6 empty] | 0 | 0 | 1000 | 106 | 5 | 7 | 7898.4287 | 0 | 7898.4287 | 7227.1002 | 431 | 1.25 | UTGS
1865 | RES | UTGS | 320 | 760 | 0.25 | F | SL0000827837 | No | 0.5 | 71 | [12 empty] | 1.25 | 170.25 | 2 | 139.25 | 4 | 690.5 | [8 empty] | 0 | 0 | 1000 | 71 | 8 | 8 | 4856.6469 | 0 | 4856.6469 | 4697.6277 | 431 | 0.5 | UTGS
1866 | RES | UTGS | 320 | 160 | 0.25 | F | SL0000827896 | No | 0.5 | 58 | [12 empty] | 2 | 27.16 | 3 | 876.84 | 4 | 96 | [8 empty] | 0 | 0 | 1000 | 58 | 8 | 9 | 3967.4017 | 0 | 3967.4017 | 2453.4389 | 431 | 0.5 | UTGS
1867 | RES | UTGS | 320 | 760 | 0.25 | F | SL0000828029 | No | 0.75 | 61 | [12 empty] | 1.25 | 422.75 | 4 | 577.25 | [10 empty] | 0 | 0 | 1000 | 61 | 8 | 18 | 3927.3921 | 0 | 3927.3921 | 2052.5427 | 431 | 0.75 | UTGS
1868 | RES | UTGS | 320 | 127 | 0.25 | F | SL0000828327 | No | 0.5 | 71 | [12 empty] | 2 | 1000 | [12 empty] | 0 | 0 | 1000 | 71 | 15 | 15 | 4856.6469 | 0 | 4856.6469 | 2167.3974 | 431 | 0.5 | UTGS
1869 | RES | UTGS | 320 | 261 | 0.25 | F | SL0000828493 | No | 0.5 | 44 | [12 empty] | 1.25 | 467 | 2 | 533 | [10 empty] | 0 | 0 | 1000 | 44 | 13 | 13 | 3009.753 | 0 | 3009.753 | 2525.9894 | 431 | 0.5 | UTGS
1870 | RES | UTGS | 320 | 260 | 0.25 | F | SL0000828846 | No | 0.5 | 35 | [12 empty] | 1.25 | 222 | 2 | 778 | [10 empty] | 0 | 0 | 1000 | 35 | 10 | 10 | 2394.1217 | 0 | 2394.1217 | 3266.6362 | 431 | 0.5 | UTGS
1871 | RES | UTGS | 320 | 261 | 0.25 | F | SL0000829033 | No | 0.5 | 85 | [12 empty] | 1.25 | 15.12 | 2 | 827.65 | 3 | 157.24 | [8 empty] | 0 | 0 | 1000.01 | 85 | 19 | 19 | 5814.2956 | 0 | 5814.2956 | 1606.7404 | 431 | 0.5 | UTGS
1872 | RES | UTGS | 320 | 127 | 0.25 | F | SL0000829290 | No | 0.5 | 108 | [12 empty] | 2 | 1000 | [12 empty] | 0 | 0 | 1000 | 108 | 16 | 17 | 7387.5756 | 0 | 7387.5756 | 1912.4095 | 431 | 0.5 | UTGS
1873 | RES | UTGS | 400 | 120 | 0.25 | F | SL0000829376 | No | 0.5 | 77 | [12 empty] | 2 | 556.26 | 3 | 220.91 | 4 | 222.83 | [8 empty] | 0 | 0 | 1000 | 77 | 5 | 5 | 5267.0678 | 0 | 5267.0678 | 6261.5028 | 585.0096 | 0.5 | UTGS
1874 | RES | UTGS | 320 | 127 | 0.25 | F | SL0000829703 | No | 0.5 | 103 | [12 empty] | 2 | 1000 | [12 empty] | 0 | 0 | 1000 | 103 | 11 | 11 | 7045.5582 | 0 | 7045.5582 | 2955.542 | 431 | 0.5 | UTGS
1875 | RES | UTGS | 320 | 760 | 0.25 | F | SL0000830261 | No | 0.5 | 34 | 0.75 | 55 | [10 empty] | 1.25 | 140.29 | 2 | 859.71 | [10 empty] | 0 | 0 | 1000 | 89 | 11 | 11 | 5866.8095 | 0 | 5866.8095 | 2964.4695 | 431 | 0.5 | UTGS
1876 | COM | UTGS | 500 | 720 | 0.25 | F | SL0000830691 | No | 0.75 | 84 | [12 empty] | 2 | 1000 | [12 empty] | 0 | 0 | 1000 | 84 | 12 | 12 | 5408.2121 | 0 | 5408.2121 | 2709.2468 | 585.0096 | 0.75 | UTGS
1877 | RES | UTGS | 320 | 360 | 0.25 | F | SL0000830959 | No | 0.5 | 38 | 0.75 | 9 | [10 empty] | 2 | 1000 | [12 empty] | 0 | 0 | 1000 | 47 | 18 | 18 | 3178.7835 | 0 | 3178.7835 | 1806.1645 | 431 | 0.5 | UTGS
1878 | IND | UTTSM | 44350 | 274 | 45 | H | SL0000831870 | No | 4 | 38 | [12 empty] | 2 | 23.07 | 4 | 976.93 | [10 empty] | 0 | 0 | 1000 | 38 | 3 | 6 | 2908.6522 | 0 | 2908.6522 | 6585.925 | 60371.7529 | 4 | UTTSM
1879 | RES | UTGS | 320 | 260 | 0.25 | F | SL0000832112 | No | 0.75 | 57 | [12 empty] | 2 | 1000 | [12 empty] | 0 | 0 | 1000 | 57 | 16 | 33 | 3669.8582 | 0 | 3669.8582 | 985.1807 | 431 | 0.75 | UTGS
1880 | COM | UTGS | 2400 | 255 | 2 | F | SL0000832296 | No | 1.25 | 78 | [12 empty] | 2 | 110.07 | 3 | 374.07 | 4 | 515.85 | [8 empty] | 0 | 0 | 999.99 | 78 | 3 | 7 | 5812.0513 | 0 | 5812.0513 | 4495.1534 | 2428.75 | 1.25 | UTGS
1881 | RES | UTGS | 320 | 160 | 0.25 | F | SL0000832365 | No | 0.5 | 48 | [12 empty] | 2 | 192.62 | 4 | 807.38 | [10 empty] | 0 | 0 | 1000 | 48 | 11 | 12 | 3283.3669 | 0 | 3283.3669 | 3191.6564 | 431 | 0.5 | UTGS
1882 | RES | UTGS | 320 | 760 | 0.25 | F | SL0000832757 | No | 0.5 | 32 | [12 empty] | 2 | 1000 | [12 empty] | 0 | 0 | 1000 | 32 | 16 | 16 | 2188.9113 | 0 | 2188.9113 | 2031.9351 | 431 | 0.5 | UTGS
1883 | RES | UTGS | 320 | 760 | 0.25 | F | SL0000833052 | No | 0.75 | 45 | [12 empty] | 2 | 1000 | [12 empty] | 0 | 0 | 1000 | 45 | 17 | 42 | 2897.2565 | 0 | 2897.2565 | 774.0705 | 431 | 0.75 | UTGS
1884 | RES | UTGS | 306 | 211 | 0.25 | F | SL0000833081 | No | 0.5 | 84 | [12 empty] | 1.25 | 350.25 | 6 | 649.75 | [10 empty] | 0 | 0 | 1000 | 84 | 7 | 7 | 5745.8921 | 0 | 5745.8921 | 7233.8938 | 431 | 0.5 | UTGS
1885 | COM | UTTSS | 10250 | 208 | 45 | H | SL0000833409 | No | 3 | 458 | [12 empty] | 2 | 129.44 | 3 | 219 | 4 | 651.56 | [8 empty] | 0 | 0 | 1000 | 458 | 5 | 6 | 33426.4328 | 0 | 33426.4328 | 5734.2878 | 45278.8147 | 3 | UTTSS
1886 | RES | UTGS | 320 | 160 | 0.25 | F | SL0000833785 | No | 0.5 | 18 | 0.75 | 11 | [10 empty] | 2 | 1000 | [12 empty] | 0 | 0 | 1000 | 29 | 17 | 17 | 1939.4809 | 0 | 1939.4809 | 1912.4095 | 431 | 0.5 | UTGS
1887 | RES | UTGS | 320 | 127 | 0.25 | F | SL0000834298 | No | 1.25 | 129 | [12 empty] | 1.25 | 369 | 2 | 631 | [10 empty] | 0 | 0 | 1000 | 129 | 17 | 44 | 9612.2386 | 0 | 9612.2386 | 744.7559 | 431 | 1.25 | UTGS
1888 | RES | UTGS | 320 | 460 | 0.25 | F | SL0000835230 | No | 0.5 | 201 | [12 empty] | 2 | 119.55 | 6 | 880.45 | [10 empty] | 0 | 0 | 1000 | 201 | 3 | 3 | 13749.099 | 0 | 13749.099 | 18913.6486 | 431 | 0.5 | UTGS
1889 | RES | UTGS | 320 | 360 | 0.25 | F | SL0000835279 | No | 0.75 | 69 | [12 empty] | 1.25 | 502 | 2 | 498 | [10 empty] | 0 | 0 | 1000 | 69 | 12 | 12 | 4442.46 | 0 | 4442.46 | 2738.5301 | 431 | 0.75 | UTGS
1890 | COM | UTTSS | 28250 | 273 | 45 | H | SL0000835805 | No | 2 | 28 | 3 | 268 | [10 empty] | 2 | 136.31 | 6 | 863.69 | [10 empty] | 0 | 0 | 1000 | 296 | 2 | 2 | 21603.1094 | 0 | 21603.1094 | 28139.8553 | 52825.2838 | 2 | UTTSS
1891 | RES | UTGS | 306 | 111 | 0.25 | F | SL0000835996 | No | 0.75 | 44 | [12 empty] | 2 | 673.12 | 4 | 326.88 | [10 empty] | 0 | 0 | 1000 | 44 | 17 | 42 | 2832.873 | 0 | 2832.873 | 829.8736 | 431 | 0.75 | UTGS
1892 | RES | UTGS | 320 | 460 | 0.25 | F | SL0000836530 | No | 0.5 | 52 | [12 empty] | 2 | 145 | 4 | 855 | [10 empty] | 0 | 0 | 1000 | 52 | 13 | 14 | 3556.9808 | 0 | 3556.9808 | 2760.0937 | 431 | 0.5 | UTGS
1893 | COM | UTTSS | 2000 | 278 | 0.25 | F | SL0000836552 | No | 1.25 | 89 | [12 empty] | 2 | 318.07 | 4 | 681.93 | [10 empty] | 0 | 0 | 1000 | 89 | 13 | 20 | 6631.6995 | 0 | 6631.6995 | 1870.02 | 2428.75 | 1.25 | UTTSS
1894 | COM | UTTSS | 5550 | 272 | 2 | F | SL0000836564 | No | 1.25 | 159 | [12 empty] | 2 | 726.48 | 4 | 273.52 | [10 empty] | 0 | 0 | 1000 | 159 | 7 | 14 | 11847.643 | 0 | 11847.643 | 2462.2929 | 3698.6667 | 1.25 | UTTSS
1895 | RES | UTGS | 320 | 460 | 0.25 | F | SL0000836655 | No | 0.5 | 48 | [12 empty] | 2 | 1000 | [12 empty] | 0 | 0 | 1000 | 48 | 20 | 21 | 3283.3669 | 0 | 3283.3669 | 1548.141 | 431 | 0.5 | UTGS
1896 | RES | UTGS | 320 | 160 | 0.25 | F | SL0000836744 | No | 0.75 | 40 | [12 empty] | 2 | 693.46 | 6 | 306.54 | [10 empty] | 0 | 0 | 1000 | 40 | 15 | 43 | 2575.3391 | 0 | 2575.3391 | 952.2545 | 431 | 0.75 | UTGS
1897 | COM | UTGS | 44350 | 274 | 45 | H | SL0000836866 | No | 2 | 99 | 4 | 3 | [10 empty] | 1.25 | 140.8 | 2 | 859.2 | [10 empty] | 0 | 0 | 1000 | 102 | 3 | 17 | 7454.9947 | 0 | 7454.9947 | 1918.2072 | 60371.7529 | 2 | UTGS
1898 | RES | UTGS | 320 | 260 | 0.25 | F | SL0000837095 | No | 0.75 | 106.26 | [12 empty] | 1.25 | 290 | 2 | 710 | [10 empty] | 0 | 0 | 1000 | 106.26 | 14 | 52 | 6841.3884 | 0 | 6841.3884 | 629.1146 | 431 | 0.75 | UTGS
1899 | RES | UTGS | 306 | 111 | 0.25 | F | SL0000837280 | No | 0.5 | 49 | [12 empty] | 1.25 | 340 | 2 | 660 | [10 empty] | 0 | 0 | 1000 | 49 | 10 | 10 | 3351.7704 | 0 | 3351.7704 | 3274.8962 | 431 | 0.5 | UTGS
1900 | RES | UTGS | 320 | 261 | 0.25 | F | SL0000837396 | No | 0.5 | 55 | [12 empty] | 2 | 1000 | [12 empty] | 0 | 0 | 1000 | 55 | 11 | 11 | 3762.1913 | 0 | 3762.1913 | 2955.542 | 431 | 0.5 | UTGS
1901 | IND | UTTSS | 11750 | 274 | 2 | F | SL0000837525 | No | 2 | 175 | [12 empty] | 4 | 1000 | [12 empty] | 0 | 0 | 1000 | 175 | 3 | 3 | 12772.1086 | 0 | 12772.1086 | 13226.9872 | 10791.3333 | 2 | UTTSS
1902 | COM | UTTSS | 21100 | 275 | 5 | F | SL0000837531 | No | 2 | 77 | [12 empty] | 2 | 878.92 | 4 | 121.08 | [10 empty] | 0 | 0 | 1000 | 77 | 2 | 2 | 5619.7278 | 0 | 5619.7278 | 16689.5527 | 18747.15 | 2 | UTTSS
1903 | COM | UTFS | 14487 | 234 | 5 | F | SL0000837553 | No | 2 | 236 | [12 empty] | 6 | 1000 | [12 empty] | 0 | 0 | 1000 | 236 | 3 | 3 | 17224.1008 | 0 | 17224.1008 | 20010.3206 | 10791.3333 | 2 | UTFS
1904 | RES | UTGS | 306 | 111 | 0.25 | F | SL0000837635 | No | 0.5 | 19 | [12 empty] | 1.25 | 341 | 2 | 659 | [10 empty] | 0 | 0 | 1000 | 19 | 18 | 27 | 1299.6661 | 0 | 1299.6661 | 1212.9504 | 431 | 0.5 | UTGS
1905 | RES | UTGS | 320 | 461 | 0.25 | F | SL0000837657 | No | 0.75 | 8 | 1.25 | 27 | [10 empty] | 2 | 854.37 | 3 | 21.09 | 4 | 124.54 | [8 empty] | 0 | 0 | 1000 | 35 | 17 | 118 | 2526.9317 | 0 | 2526.9317 | 280.8177 | 431 | 0.75 | UTGS
1906 | RES | UTGS | 320 | 260 | 0.25 | F | SL0000837899 | No | 0.5 | 48 | [12 empty] | 1.25 | 173.21 | 2 | 826.79 | [10 empty] | 0 | 0 | 1000 | 48 | 16 | 16 | 3283.3669 | 0 | 3283.3669 | 2039.513 | 431 | 0.5 | UTGS
1907 | RES | UTGS | 320 | 461 | 0.25 | F | SL0000837906 | No | 0.5 | 13 | [12 empty] | 1.25 | 545 | 2 | 455 | [10 empty] | 0 | 0 | 1000 | 13 | 16 | 28 | 889.2452 | 0 | 889.2452 | 1174.7308 | 431 | 0.5 | UTGS
1908 | COM | UTTSS | 14487 | 284 | 5 | F | SL0000838058 | No | 2 | 72 | [12 empty] | 2 | 9 | 4 | 991 | [10 empty] | 0 | 0 | 1000 | 72 | 7 | 17 | 5254.8104 | 0 | 5254.8104 | 2330.3783 | 10791.3333 | 2 | UTTSS
1909 | IND | UTFS | 6600 | 272 | 5 | F | SL0000838113 | No | 1.25 | 19 | [12 empty] | 2 | 913.73 | 4 | 86.27 | [10 empty] | 0 | 0 | 1000 | 19 | 5 | 7 | 1415.7561 | 0 | 1415.7561 | 4732.7882 | 3698.6667 | 1.25 | UTFS
1910 | COM | UTFS | 5550 | 272 | 2 | F | SL0000838325 | No | 1.25 | 82 | [12 empty] | 2 | 1000 | [12 empty] | 0 | 0 | 1000 | 82 | 8 | 9 | 6110.1052 | 0 | 6110.1052 | 3612.3291 | 3698.6667 | 1.25 | UTFS
1911 | COM | UTTSS | 6113 | 282 | 2 | F | SL0000838994 | No | 1.25 | 36 | [12 empty] | 2 | 1000 | [12 empty] | 0 | 0 | 1000 | 36 | 3 | 19 | 2682.4852 | 0 | 2682.4852 | 1711.1032 | 3698.6667 | 1.25 | UTTSS
1912 | RES | UTGS | 320 | 461 | 0.25 | F | SL0000839179 | No | 0.5 | 44 | [12 empty] | 1.25 | 260.61 | 2 | 497.11 | 4 | 242.28 | [8 empty] | 0 | 0 | 1000 | 44 | 18 | 18 | 3009.753 | 0 | 3009.753 | 1912.8076 | 431 | 0.5 | UTGS
1913 | RES | UTGS | 320 | 760 | 0.25 | F | SL0000839368 | No | 0.5 | 43.54 | [12 empty] | 2 | 1000 | [12 empty] | 0 | 0 | 1000 | 43.54 | 17 | 17 | 2978.2874 | 0 | 2978.2874 | 1912.4095 | 431 | 0.5 | UTGS
1914 | RES | UTGS | 320 | 760 | 0.25 | F | SL0000839369 | No | 0.5 | 20 | [12 empty] | 1.25 | 204.9 | 2 | 795.1 | [10 empty] | 0 | 0 | 1000 | 20 | 16 | 19 | 1368.0696 | 0 | 1368.0696 | 1718.6522 | 431 | 0.5 | UTGS
1915 | COM | UTTSS | 11500 | 274 | 1 | F | SL0000839396 | No | 2 | 424 | [12 empty] | 2 | 499.93 | [12 empty] | 0 | 0 | 499.93 | 424 | 7 | 7 | 30944.9946 | 0 | 30944.9946 | 2321.8864 | 10791.3333 | 2 | UTTSS
1916 | RES | UTGS | 320 | 361 | 0.25 | F | SL0000839629 | No | 0.75 | 27 | [12 empty] | 1.25 | 71.81 | 2 | 554.81 | 4 | 280.14 | 6 | 93.25 | [6 empty] | 0 | 0 | 1000.01 | 27 | 9 | 49 | 1738.3539 | 0 | 1738.3539 | 757.8857 | 431 | 0.75 | UTGS
1917 | COM | UTFS | 5000 | 158 | 0.25 | F | SL0000839683 | No | 1.25 | 53 | [12 empty] | 4 | 1000 | [12 empty] | 0 | 0 | 1000 | 53 | 1 | 1 | 3949.2143 | 0 | 3949.2143 | 39680.9617 | 3698.6667 | 1.25 | UTFS
1918 | RES | UTGS | 320 | 160 | 0.25 | F | SL0000839687 | No | 0.75 | 18 | [12 empty] | 1.25 | 731 | 4 | 232.71 | [10 empty] | 0 | 0 | 963.71 | 18 | 12 | 34 | 1158.9026 | 0 | 1158.9026 | 985.6285 | 431 | 0.75 | UTGS
1919 | RES | UTGS | 320 | 460 | 0.25 | F | SL0000840038 | No | 0.75 | 51 | [12 empty] | 1.25 | 671 | 2 | 89.6 | [10 empty] | 0 | 0 | 760.6 | 51 | 15 | 26 | 3283.5574 | 0 | 3283.5574 | 969.1361 | 431 | 0.75 | UTGS
1920 | IND | UTTSL | 217571 | 154 | 40 | L | SL0000840309 | No | 4 | 225 | [12 empty] | 2 | 53.48 | 6 | 946.52 | [10 empty] | 0 | 0 | 1000 | 225 | 1 | 2 | 17222.2825 | 0 | 17222.2825 | 29279.5961 | 58606.76 | 4 | UTTSL
1921 | RES | UTGS | 320 | 461 | 0.25 | F | SL0000840498 | No | 0.75 | 17 | [12 empty] | 2 | 706.4 | [12 empty] | 0 | 0 | 706.4 | 17 | 21 | 72 | 1094.5191 | 0 | 1094.5191 | 318.9687 | 431 | 0.75 | UTGS
1922 | RES | UTGS | 306 | 111 | 0.25 | F | SL0000840884 | No | 0.5 | 53 | [12 empty] | 2 | 262.93 | 3 | 58.64 | 4 | 678.42 | [8 empty] | 0 | 0 | 999.99 | 53 | 6 | 6 | 3625.3843 | 0 | 3625.3843 | 6105.2255 | 431 | 0.5 | UTGS
1923 | IND | UTTSS | 9219 | 283 | 5 | F | SL0000840996 | No | 2 | 314 | [12 empty] | 4 | 226.14 | 6 | 773.86 | [10 empty] | 0 | 0 | 1000 | 314 | 1 | 1 | 22916.812 | 0 | 22916.812 | 55429.0127 | 5118 | 2 | UTTSS
1924 | RES | UTGS | 320 | 460 | 0.25 | F | SL0000841034 | No | 0.75 | 9 | [12 empty] | 2 | 1000 | [12 empty] | 0 | 0 | 1000 | 9 | 17 | 21 | 579.4513 | 0 | 579.4513 | 1548.141 | 431 | 0.75 | UTGS
1925 | COM | UTGS | 3265 | 156 | 2 | F | SL0000841243 | No | 1.25 | 51 | [12 empty] | 2 | 1000 | [12 empty] | 0 | 0 | 1000 | 51 | 10 | 10 | 3800.1874 | 0 | 3800.1874 | 3251.0962 | 2145.6667 | 1.25 | UTGS
1926 | COM | UTTSS | 7000 | 273 | 0.25 | F | SL0000841317 | No | 4 | 346 | [12 empty] | 6 | 974.08 | [12 empty] | 0 | 0 | 974.08 | 346 | 3 | 3 | 26484.0433 | 0 | 26484.0433 | 19491.6531 | 5118 | 4 | UTTSS
1927 | COM | UTTSS | 14500 | 274 | 5 | F | SL0000841373 | No | 1.25 | 457 | [12 empty] | 1.25 | 162.08 | 2 | 695.68 | [10 empty] | 0 | 0 | 857.76 | 457 | 6 | 6 | 34052.6594 | 0 | 34052.6594 | 4666.6764 | 10791.3333 | 1.25 | UTTSS
1928 | COM | UTTSS | 9200 | 273 | 5 | F | SL0000841482 | No | 2 | 13 | [12 empty] | 4 | 1000 | [12 empty] | 0 | 0 | 1000 | 13 | 5 | 5 | 948.7852 | 0 | 948.7852 | 7936.1923 | 5118 | 2 | UTTSS
1929 | RES | UTGS | 320 | 460 | 0.25 | F | SL0000841663 | No | 0.75 | 21 | [12 empty] | 1.25 | 647 | 2 | 353 | [10 empty] | 0 | 0 | 1000 | 21 | 14 | 26 | 1352.053 | 0 | 1352.053 | 1267.8408 | 431 | 0.75 | UTGS
1930 | COM | UTTSS | 14500 | 274 | 5 | F | SL0000841914 | No | 2 | 191 | [12 empty] | 4 | 1000 | [12 empty] | 0 | 0 | 1000 | 191 | 2 | 2 | 13939.8443 | 0 | 13939.8443 | 19840.4809 | 10791.3333 | 2 | UTTSS
1931 | RES | UTGS | 320 | 361 | 0.25 | F | SL0000841993 | No | 0.5 | 45 | [12 empty] | 0.75 | 192 | 2 | 808 | [10 empty] | 0 | 0 | 1000 | 45 | 15 | 15 | 3078.1565 | 0 | 3078.1565 | 2264.4214 | 431 | 0.5 | UTGS
1932 | COM | UTTSS | 7233 | 282 | 5 | F | SL0000842264 | No | 1.25 | 57 | [12 empty] | 6 | 993.47 | 8 | 6.53 | [10 empty] | 0 | 0 | 1000 | 57 | 4 | 4 | 4247.2682 | 0 | 4247.2682 | 15028.6691 | 5118 | 1.25 | UTTSS
1933 | RES | UTGS | 320 | 361 | 0.25 | F | SL0000842335 | No | 0.5 | 38 | [12 empty] | 1.25 | 541.5 | 2 | 458.5 | [10 empty] | 0 | 0 | 1000 | 38 | 16 | 16 | 2599.3322 | 0 | 2599.3322 | 2055.6257 | 431 | 0.5 | UTGS
1934 | COM | UTFS | 5442 | 157 | 2 | F | SL0000842441 | No | 1.25 | 204 | [12 empty] | 2 | 120.15 | 4 | 879.85 | [10 empty] | 0 | 0 | 1000 | 204 | 6 | 6 | 15200.7495 | 0 | 15200.7495 | 6469.9144 | 3698.6667 | 1.25 | UTFS
1935 | COM | UTTSS | 9200 | 273 | 5 | F | SL0000842955 | No | 2 | 95 | [12 empty] | 4 | 919.03 | 6 | 80.97 | [10 empty] | 0 | 0 | 1000 | 95 | 1 | 1 | 6933.4304 | 0 | 6933.4304 | 41328.7012 | 5118 | 2 | UTTSS
1936 | RES | UTGS | 540 | 759 | 0.25 | F | SL0000843125 | No | 0.75 | 81 | [12 empty] | 2 | 1000 | [12 empty] | 0 | 0 | 1000 | 81 | 5 | 5 | 5215.0617 | 0 | 5215.0617 | 6502.1923 | 585.0096 | 0.75 | UTGS
1937 | COM | UTGS | 28250 | 273 | 45 | H | SL0000843127 | No | 4 | 303.2 | [12 empty] | 4 | 585.47 | 6 | 414.53 | [10 empty] | 0 | 0 | 1000 | 303.2 | 3 | 4 | 23207.9825 | 0 | 23207.9825 | 12029.1618 | 52825.2838 | 4 | UTGS
1938 | COM | UTGS | 320 | 760 | 0.25 | F | SL0000843313 | No | 1.25 | 85 | [12 empty] | 2 | 216.62 | 4 | 783.38 | [10 empty] | 0 | 0 | 1000 | 85 | 10 | 35 | 6333.6456 | 0 | 6333.6456 | 1089.3656 | 431 | 1.25 | UTGS
1939 | COM | UTTSS | 6600 | 272 | 5 | F | SL0000843512 | No | 2 | 15 | [12 empty] | 2 | 1000 | [12 empty] | 0 | 0 | 1000 | 15 | 8 | 43 | 1094.7522 | 0 | 1094.7522 | 756.0689 | 3698.6667 | 2 | UTTSS
1940 | COM | UTTSS | 9200 | 273 | 5 | F | SL0000843600 | No | 2 | 184 | [12 empty] | 2 | 101.4 | 4 | 898.6 | [10 empty] | 0 | 0 | 1000 | 184 | 3 | 3 | 13428.9599 | 0 | 13428.9599 | 12984.6412 | 5118 | 2 | UTTSS
1941 | RES | UTGS | 320 | 760 | 0.25 | F | SL0000843697 | No | 0.5 | 60 | [12 empty] | 1.25 | 180.94 | 2 | 819.06 | [10 empty] | 0 | 0 | 1000 | 60 | 8 | 9 | 4104.2087 | 0 | 4104.2087 | 3626.4022 | 431 | 0.5 | UTGS
1942 | IND | UTTSS | 9200 | 273 | 5 | F | SL0000843737 | No | 2 | 53 | [12 empty] | 2 | 149.06 | 4 | 850.94 | [10 empty] | 0 | 0 | 1000 | 53 | 5 | 5 | 3868.1243 | 0 | 3868.1243 | 7722.4403 | 5118 | 2 | UTTSS
1943 | COM | UTFS | 2300 | 157 | 0.25 | F | SL0000843744 | No | 0.75 | 169 | 1.25 | 210.3 | 2 | 118 | [8 empty] | 2 | 223.5 | 6 | 776.5 | [10 empty] | 0 | 0 | 1000 | 497.3 | 4 | 4 | 35163.0425 | 0 | 35163.0425 | 13470.0604 | 2428.75 | 0.75 | UTFS
1944 | RES | UTGS | 320 | 760 | 0.25 | F | SL0000843761 | No | 0.5 | 100 | [12 empty] | 0.75 | 172 | 2 | 212 | 3 | 99 | 4 | 517 | [6 empty] | 0 | 0 | 1000 | 100 | 15 | 16 | 6840.3478 | 0 | 6840.3478 | 2266.6432 | 431 | 0.5 | UTGS
1945 | IND | UTTSM | 44352 | 234 | 45 | H | SL0000844214 | No | 2 | 331 | [12 empty] | 2 | 176.3 | 4 | 823.7 | [10 empty] | 0 | 0 | 1000 | 331 | 3 | 3 | 24157.5312 | 0 | 24157.5312 | 12805.6302 | 60371.7529 | 2 | UTTSM
1946 | IND | UTTSS | 44350 | 274 | 45 | H | SL0000844216 | No | 2 | 315 | [12 empty] | 4 | 442.52 | [12 empty] | 0 | 0 | 442.52 | 315 | 2 | 2 | 22989.7955 | 0 | 22989.7955 | 8779.8096 | 60371.7529 | 2 | UTTSS
1947 | COM | UTTSS | 44350 | 274 | 45 | H | SL0000844239 | No | 2 | 63 | [12 empty] | 2 | 240.02 | 6 | 759.98 | [10 empty] | 0 | 0 | 1000 | 63 | 4 | 4 | 4597.9591 | 0 | 4597.9591 | 13356.4028 | 60371.7529 | 2 | UTTSS
1948 | RES | UTGS | 320 | 760 | 0.25 | F | SL0000844246 | No | 0.75 | 140 | [12 empty] | 2 | 1000 | [12 empty] | 0 | 0 | 1000 | 140 | 9 | 9 | 9013.6869 | 0 | 9013.6869 | 3612.3291 | 431 | 0.75 | UTGS
1949 | RES | UTGS | 320 | 460 | 0.25 | F | SL0000844248 | No | 0.5 | 65 | [12 empty] | 2 | 677.22 | [12 empty] | 0 | 0 | 677.22 | 65 | 41 | 42 | 4446.2261 | 0 | 4446.2261 | 524.216 | 431 | 0.5 | UTGS
1950 | COM | UTTSS | 9200 | 273 | 5 | F | SL0000844353 | No | 1.25 | 30 | [12 empty] | 2 | 842.33 | 4 | 157.67 | [10 empty] | 0 | 0 | 1000 | 30 | 6 | 6 | 2235.4043 | 0 | 2235.4043 | 5606.9093 | 5118 | 1.25 | UTTSS
1951 | COM | UTFS | 2700 | 755 | 5 | F | SL0000844392 | No | 2 | 145 | [12 empty] | 2 | 698 | 4 | 302 | [10 empty] | 0 | 0 | 1000 | 145 | 2 | 2 | 10582.6043 | 0 | 10582.6043 | 17338.1509 | 2428.75 | 2 | UTFS
1952 | RES | UTGS | 320 | 760 | 0.25 | F | SL0000844746 | No | 0.5 | 39 | [12 empty] | 1.25 | 48.65 | 2 | 951.35 | [10 empty] | 0 | 0 | 1000 | 39 | 20 | 20 | 2667.7356 | 0 | 2667.7356 | 1627.2508 | 431 | 0.5 | UTGS
1953 | RES | UTGS | 320 | 760 | 0.25 | F | SL0000844808 | No | 0.75 | 122 | [12 empty] | 2 | 1000 | [12 empty] | 0 | 0 | 1000 | 122 | 14 | 49 | 7854.7843 | 0 | 7854.7843 | 663.489 | 431 | 0.75 | UTGS
1954 | RES | UTGS | 320 | 261 | 0.25 | F | SL0000844825 | No | 0.5 | 36 | [12 empty] | 1.25 | 128.4 | 2 | 871.6 | [10 empty] | 0 | 0 | 1000 | 36 | 14 | 15 | 2462.5252 | 0 | 2462.5252 | 2173.3894 | 431 | 0.5 | UTGS
1955 | COM | UTGS | 320 | 261 | 0.25 | F | SL0000844869 | No | 0.75 | 79.65 | [12 empty] | 1.25 | 49 | 2 | 951 | [10 empty] | 0 | 0 | 1000 | 79.65 | 24 | 29 | 5128.144 | 0 | 5128.144 | 1122.2504 | 431 | 0.75 | UTGS
1956 | RES | UTGS | 320 | 127 | 0.25 | F | SL0000845132 | No | 0.5 | 23 | [12 empty] | 2 | 1000 | [12 empty] | 0 | 0 | 1000 | 23 | 24 | 24 | 1573.28 | 0 | 1573.28 | 1354.6234 | 431 | 0.5 | UTGS
1957 | RES | UTGS | 550 | 760 | 2 | F | SL0000845429 | No | 0.5 | 70 | [12 empty] | 1.25 | 62.38 | 2 | 604.51 | 4 | 333.11 | [8 empty] | 0 | 0 | 1000 | 70 | 3 | 4 | 4788.2434 | 0 | 4788.2434 | 8735.7566 | 585.0096 | 0.5 | UTGS
1958 | RES | UTGS | 306 | 111 | 0.25 | F | SL0000845916 | No | 0.5 | 46 | [12 empty] | 1.25 | 157.74 | 2 | 842.26 | [10 empty] | 0 | 0 | 1000 | 46 | 14 | 14 | 3146.56 | 0 | 3146.56 | 2330.0986 | 431 | 0.5 | UTGS
1959 | RES | UTGS | 320 | 260 | 0.25 | F | SL0000846525 | No | 0.5 | 79 | [12 empty] | 2 | 1000 | [12 empty] | 0 | 0 | 1000 | 79 | 5 | 5 | 5403.8747 | 0 | 5403.8747 | 6502.1923 | 431 | 0.5 | UTGS
1960 | RES | UTGS | 320 | 260 | 0.25 | F | SL0000846825 | No | 0.5 | 28 | [12 empty] | 1.25 | 31 | 2 | 969 | [10 empty] | 0 | 0 | 1000 | 28 | 12 | 12 | 1915.2974 | 0 | 1915.2974 | 2711.0551 | 431 | 0.5 | UTGS
1961 | COM | UTTSS | 4000 | 271 | 5 | F | SL0000846973 | No | 1.25 | 323 | [12 empty] | 3 | 749.01 | [12 empty] | 0 | 0 | 749.01 | 323 | 3 | 21 | 24067.8533 | 0 | 24067.8533 | 707.3137 | 2145.6667 | 1.25 | UTTSS
1962 | COM | UTTSS | 7233 | 282 | 5 | F | SL0000847176 | No | 2 | 92 | [12 empty] | 2 | 722.5 | [12 empty] | 0 | 0 | 722.5 | 92 | 2 | 2 | 6714.48 | 0 | 6714.48 | 11744.5849 | 5118 | 2 | UTTSS
1963 | RES | UTGS | 320 | 460 | 0.25 | F | SL0000847881 | No | 0.5 | 36 | [12 empty] | 0.75 | 24 | 1.25 | 531.53 | 2 | 444.47 | [8 empty] | 0 | 0 | 1000 | 36 | 14 | 14 | 2462.5252 | 0 | 2462.5252 | 2361.7823 | 431 | 0.5 | UTGS
1964 | COM | UTFS | 2500 | 208 | 0.25 | F | SL0000847885 | No | 1.25 | 39 | [12 empty] | 2 | 125.96 | 4 | 874.04 | [10 empty] | 0 | 0 | 1000 | 39 | 4 | 8 | 2906.0256 | 0 | 2906.0256 | 4847.2286 | 2428.75 | 1.25 | UTFS
1965 | RES | UTGS | 320 | 260 | 0.25 | F | SL0000847902 | No | 0.5 | 53 | 0.625 | 41 | 0.75 | 16.3 | [8 empty] | 2 | 926.64 | 4 | 73.36 | [10 empty] | 0 | 0 | 1000 | 110.3 | 11 | 11 | 6911.6003 | 0 | 6911.6003 | 3003.3594 | 431 | 0.5 | UTGS
1966 | RES | UTGS | 320 | 361 | 0.25 | F | SL0000848311 | No | 0.5 | 46 | [12 empty] | 1.25 | 123.53 | 2 | 876.47 | [10 empty] | 0 | 0 | 1000 | 46 | 7 | 7 | 3146.56 | 0 | 3146.56 | 4656.7761 | 431 | 0.5 | UTGS
1967 | RES | UTGS | 320 | 127 | 0.25 | F | SL0000848334 | No | 0.5 | 63 | [12 empty] | 1.25 | 316 | 2 | 684 | [10 empty] | 0 | 0 | 1000 | 63 | 15 | 15 | 4309.4191 | 0 | 4309.4191 | 2182.1441 | 431 | 0.5 | UTGS
1968 | IND | UTTSS | 9200 | 273 | 5 | F | SL0000848544 | No | 1.25 | 466 | [12 empty] | 2 | 174.29 | 4 | 825.71 | [10 empty] | 0 | 0 | 1000 | 466 | 5 | 6 | 34723.2807 | 0 | 34723.2807 | 6405.2171 | 5118 | 1.25 | UTTSS
1969 | RES | UTGS | 320 | 260 | 0.25 | F | SL0000848925 | No | 0.5 | 55 | 0.75 | 47 | [10 empty] | 2 | 1000 | [12 empty] | 0 | 0 | 1000 | 102 | 18 | 18 | 6788.2147 | 0 | 6788.2147 | 1806.1645 | 431 | 0.5 | UTGS
1970 | RES | UTGS | 175 | 126 | 0.25 | F | SL0000849075 | No | 0.5 | 29 | [12 empty] | 1.25 | 316 | 2 | 684 | [10 empty] | 0 | 0 | 1000 | 29 | 15 | 15 | 1983.7009 | 0 | 1983.7009 | 2182.1441 | 431 | 0.5 | UTGS
1971 | RES | UTGS | 320 | 160 | 0.25 | F | SL0000849212 | No | 0.5 | 46 | [12 empty] | 1.25 | 211 | 2 | 789 | [10 empty] | 0 | 0 | 1000 | 46 | 16 | 16 | 3146.56 | 0 | 3146.56 | 2041.1664 | 431 | 0.5 | UTGS
1972 | RES | UTGS | 540 | 259 | 0.25 | F | SL0000849332 | No | 0.5 | 69 | [12 empty] | 1.25 | 237 | 2 | 763 | [10 empty] | 0 | 0 | 1000 | 69 | 8 | 8 | 4719.84 | 0 | 4719.84 | 4084.6077 | 585.0096 | 0.5 | UTGS
1973 | RES | UTGS | 320 | 460 | 0.25 | F | SL0000849649 | No | 0.5 | 35 | [12 empty] | 1.25 | 315.5 | 2 | 684.5 | [10 empty] | 0 | 0 | 1000 | 35 | 12 | 12 | 2394.1217 | 0 | 2394.1217 | 2727.651 | 431 | 0.5 | UTGS
1974 | RES | UTGS | 306 | 111 | 0.25 | F | SL0000850207 | No | 0.5 | 61 | [12 empty] | 1.25 | 157.26 | 2 | 842.74 | [10 empty] | 0 | 0 | 1000 | 61 | 13 | 13 | 4172.6121 | 0 | 4172.6121 | 2509.3111 | 431 | 0.5 | UTGS
1975 | COM | UTTSS | 11500 | 274 | 1 | F | SL0000850638 | No | 2 | 230 | [12 empty] | 4 | 1000 | [12 empty] | 0 | 0 | 1000 | 230 | 6 | 6 | 16786.1999 | 0 | 16786.1999 | 6613.4936 | 10791.3333 | 2 | UTTSS
1976 | RES | UTGS | 320 | 260 | 0.25 | F | SL0000850807 | No | 0.75 | 56 | [12 empty] | 2 | 1000 | [12 empty] | 0 | 0 | 1000 | 56 | 10 | 39 | 3605.4748 | 0 | 3605.4748 | 833.6144 | 431 | 0.75 | UTGS
1977 | RES | UTGS | 320 | 127 | 0.25 | F | SL0000851007 | No | 0.75 | 122 | [12 empty] | 1.25 | 83.03 | 2 | 790.08 | 3 | 29.22 | 4 | 97.67 | [6 empty] | 0 | 0 | 1000 | 122 | 10 | 19 | 7854.7843 | 0 | 7854.7843 | 1731.5193 | 431 | 0.75 | UTGS
1978 | RES | UTGS | 550 | 127 | 2 | F | SL0000851176 | No | 0.75 | 45 | [12 empty] | 2 | 1000 | [12 empty] | 0 | 0 | 1000 | 45 | 11 | 11 | 2897.2565 | 0 | 2897.2565 | 2955.542 | 585.0096 | 0.75 | UTGS
1979 | RES | UTGS | 320 | 127 | 0.25 | F | SL0000851386 | No | 0.5 | 22 | [12 empty] | 1.25 | 173.39 | 2 | 826.61 | [10 empty] | 0 | 0 | 1000 | 22 | 15 | 15 | 1504.8765 | 0 | 1504.8765 | 2175.489 | 431 | 0.5 | UTGS
1980 | COM | UTGS | 44352 | 234 | 45 | H | SL0000851455 | No | 4 | 259 | [12 empty] | 4 | 585.47 | 6 | 414.53 | [10 empty] | 0 | 0 | 1000 | 259 | 3 | 4 | 19824.7608 | 0 | 19824.7608 | 12029.1618 | 60371.7529 | 4 | UTGS
1981 | COM | UTTSS | 4000 | 271 | 5 | F | SL0000851553 | No | 1.25 | 41 | [12 empty] | 2 | 727 | 4 | 273 | [10 empty] | 0 | 0 | 1000 | 41 | 3 | 3 | 3055.0526 | 0 | 3055.0526 | 11489.4572 | 2145.6667 | 1.25 | UTTSS
1982 | RES | UTGS | 320 | 127 | 0.25 | F | SL0000852456 | No | 0.5 | 48 | [12 empty] | 2 | 829.38 | 4 | 170.62 | [10 empty] | 0 | 0 | 1000 | 48 | 12 | 12 | 3283.3669 | 0 | 3283.3669 | 2811.1923 | 431 | 0.5 | UTGS
1983 | RES | UTGS | 320 | 127 | 0.25 | F | SL0000852633 | No | 0.5 | 113 | [12 empty] | 2 | 313 | 4 | 687 | [10 empty] | 0 | 0 | 1000 | 113 | 7 | 8 | 7729.593 | 0 | 7729.593 | 4679.594 | 431 | 0.5 | UTGS
1984 | RES | UTGS | 320 | 127 | 0.25 | F | SL0000852753 | No | 0.5 | 41 | [12 empty] | 1.25 | 518 | 2 | 482 | [10 empty] | 0 | 0 | 1000 | 41 | 28 | 28 | 2804.5426 | 0 | 2804.5426 | 1174.0558 | 431 | 0.5 | UTGS
1985 | RES | UTGS | 500 | 220 | 0.25 | F | SL0000852911 | No | 0.5 | 49 | [12 empty] | 2 | 885.09 | 3 | 114.91 | [10 empty] | 0 | 0 | 1000 | 49 | 10 | 10 | 3351.7704 | 0 | 3351.7704 | 3105.3903 | 585.0096 | 0.5 | UTGS
1986 | RES | UTGS | 320 | 260 | 0.25 | F | SL0000852935 | No | 0.5 | 87 | [12 empty] | 2 | 556.27 | 4 | 443.73 | [10 empty] | 0 | 0 | 1000 | 87 | 9 | 9 | 5951.1026 | 0 | 5951.1026 | 3965.834 | 431 | 0.5 | UTGS
1987 | RES | UTGS | 320 | 760 | 0.25 | F | SL0000853021 | No | 0.5 | 23 | [12 empty] | 0.75 | 114 | 1.25 | 226.28 | 2 | 440.69 | 4 | 219.02 | [6 empty] | 0 | 0 | 999.99 | 23 | 11 | 13 | 1573.28 | 0 | 1573.28 | 2700.2712 | 431 | 0.5 | UTGS
1988 | COM | UTTSS | 11750 | 274 | 2 | F | SL0000853111 | No | 2 | 204 | [12 empty] | 2 | 80 | 4 | 920 | [10 empty] | 0 | 0 | 1000 | 204 | 3 | 7 | 14888.6295 | 0 | 14888.6295 | 5586.766 | 10791.3333 | 2 | UTTSS
1989 | RES | UTGS | 320 | 760 | 0.25 | F | SL0000853226 | No | 0.5 | 140 | [12 empty] | 4 | 1000 | [12 empty] | 0 | 0 | 1000 | 140 | 11 | 11 | 9576.4869 | 0 | 9576.4869 | 3607.3602 | 431 | 0.5 | UTGS
1990 | RES | UTGS | 320 | 260 | 0.25 | F | SL0000853567 | No | 0.5 | 30 | [12 empty] | 0.75 | 189 | 2 | 811 | [10 empty] | 0 | 0 | 1000 | 30 | 11 | 11 | 2052.1043 | 0 | 2052.1043 | 3085.7802 | 431 | 0.5 | UTGS
1991 | RES | UTGS | 320 | 260 | 0.25 | F | SL0000853569 | No | 0.5 | 27 | [12 empty] | 0.75 | 195.46 | 2 | 804.54 | [10 empty] | 0 | 0 | 1000 | 27 | 13 | 13 | 1846.8939 | 0 | 1846.8939 | 2614.8114 | 431 | 0.5 | UTGS
1992 | COM | UTGS | 320 | 360 | 0.25 | F | SL0000854534 | No | 1.25 | 183 | [12 empty] | 2 | 166.56 | 4 | 833.44 | [10 empty] | 0 | 0 | 1000 | 183 | 5 | 5 | 13635.9664 | 0 | 13635.9664 | 7697.3453 | 431 | 1.25 | UTGS
1993 | RES | UTGS | 320 | 260 | 0.25 | F | SL0000854642 | No | 0.75 | 25 | [12 empty] | 1.25 | 41.56 | 2 | 958.44 | [10 empty] | 0 | 0 | 1000 | 25 | 8 | 15 | 1609.5869 | 0 | 1609.5869 | 2169.3369 | 431 | 0.75 | UTGS
1994 | RES | UTGS | 550 | 360 | 2 | F | SL0000854834 | No | 0.5 | 38 | [12 empty] | 1.25 | 364 | 2 | 89.5 | 4 | 546.5 | [8 empty] | 0 | 0 | 1000 | 38 | 7 | 7 | 2599.3322 | 0 | 2599.3322 | 5240.5952 | 585.0096 | 0.5 | UTGS
1995 | RES | UTGS | 550 | 360 | 2 | F | SL0000854917 | No | 0.5 | 30 | [12 empty] | 0.75 | 109.22 | 2 | 890.78 | [10 empty] | 0 | 0 | 1000 | 30 | 8 | 8 | 2052.1043 | 0 | 2052.1043 | 4167.3562 | 585.0096 | 0.5 | UTGS
1996 | RES | UTGS | 320 | 360 | 0.25 | F | SL0000854954 | No | 0.5 | 99 | [12 empty] | 2 | 309 | 4 | 691 | [10 empty] | 0 | 0 | 1000 | 99 | 10 | 10 | 6771.9443 | 0 | 6771.9443 | 3746.5432 | 431 | 0.5 | UTGS
1997 | RES | UTGS | 320 | 261 | 0.25 | F | SL0000854957 | No | 0.5 | 70 | [12 empty] | 2 | 1000 | [12 empty] | 0 | 0 | 1000 | 70 | 4 | 4 | 4788.2434 | 0 | 4788.2434 | 8127.7404 | 431 | 0.5 | UTGS
1998 | COM | UTGS | 21100 | 275 | 5 | F | SL0000855805 | No | 2 | 115 | [12 empty] | 2 | 690.99 | 4 | 309.01 | [10 empty] | 0 | 0 | 1000 | 115 | 6 | 14 | 8393.1 | 0 | 8393.1 | 2480.4688 | 18747.15 | 2 | UTGS
1999 | RES | UTGS | 320 | 760 | 0.25 | F | SL0000855916 | No | 0.5 | 69 | [12 empty] | 2 | 1000 | [12 empty] | 0 | 0 | 1000 | 69 | 12 | 13 | 4719.84 | 0 | 4719.84 | 2500.8432 | 431 | 0.5 | UTGS
2000 | RES | UTGS | 320 | 360 | 0.25 | F | SL0000856111 | No | 0.5 | 38 | [12 empty] | 0.75 | 158.48 | 2 | 841.52 | [10 empty] | 0 | 0 | 1000 | 38 | 9 | 9 | 2599.3322 | 0 | 2599.3322 | 3745.8045 | 431 | 0.5 | UTGS
2001 | RES | UTGS | 320 | 127 | 0.25 | F | SL0000856477 | No | 0.75 | 81 | [12 empty] | 0.75 | 63 | 2 | 937 | [10 empty] | 0 | 0 | 1000 | 81 | 14 | 52 | 5215.0617 | 0 | 5215.0617 | 634.3943 | 431 | 0.75 | UTGS
2002 | COM | UTTSS | 21100 | 275 | 5 | F | SL0000856654 | No | 4 | 200 | [12 empty] | 4 | 1000 | [12 empty] | 0 | 0 | 1000 | 200 | 5 | 5 | 15308.6956 | 0 | 15308.6956 | 7936.1923 | 18747.15 | 4 | UTTSS
2003 | COM | UTTSS | 2225 | 278 | 2 | F | SL0000857372 | No | 1.25 | 67 | [12 empty] | 4 | 1000 | [12 empty] | 0 | 0 | 1000 | 67 | 7 | 7 | 4992.403 | 0 | 4992.403 | 5668.7088 | 2428.75 | 1.25 | UTTSS
2004 | COM | UTFS | 1670 | 270 | 2 | F | SL0000857550 | No | 1.25 | 47 | [12 empty] | 1.25 | 54.39 | 4 | 945.61 | [10 empty] | 0 | 0 | 1000 | 47 | 3 | 3 | 3502.1335 | 0 | 3502.1335 | 13109.6861 | 2169 | 1.25 | UTFS
2005 | RES | UTGS | 320 | 160 | 0.25 | F | SL0000857923 | No | 0.5 | 34 | [12 empty] | 0.75 | 153.75 | 1.25 | 466 | 2 | 379.75 | [8 empty] | 0 | 0 | 999.5 | 34 | 13 | 13 | 2325.7182 | 0 | 2325.7182 | 2614.3332 | 431 | 0.5 | UTGS
2006 | RES | UTGS | 540 | 259 | 0.25 | F | SL0000858438 | No | 0.75 | 46 | [12 empty] | 1.25 | 225.12 | 2 | 774.88 | [10 empty] | 0 | 0 | 1000 | 46 | 8 | 8 | 2961.64 | 0 | 2961.64 | 4083.5682 | 585.0096 | 0.75 | UTGS
2007 | COM | UTTSS | 3300 | 271 | 2 | F | SL0000858480 | No | 1.25 | 138 | [12 empty] | 2 | 1000 | [12 empty] | 0 | 0 | 1000 | 138 | 3 | 3 | 10282.8599 | 0 | 10282.8599 | 10836.9872 | 2145.6667 | 1.25 | UTTSS
2008 | RES | UTGS | 320 | 760 | 0.25 | F | SL0000858578 | No | 0.5 | 24 | [12 empty] | 2 | 749.77 | 4 | 250.23 | [10 empty] | 0 | 0 | 1000 | 24 | 6 | 6 | 1641.6835 | 0 | 1641.6835 | 5717.5185 | 431 | 0.5 | UTGS
2009 | COM | UTTSS | 21100 | 275 | 5 | F | SL0000858588 | No | 1.25 | 72 | [12 empty] | 2 | 598 | 4 | 402 | [10 empty] | 0 | 0 | 1000 | 72 | 2 | 2 | 5364.9704 | 0 | 5364.9704 | 17696.6509 | 18747.15 | 1.25 | UTTSS
2010 | RES | UTGS | 320 | 760 | 0.25 | F | SL0000858708 | No | 0.5 | 56 | [12 empty] | 0.75 | 98.26 | 1.25 | 73 | 2 | 235.82 | 4 | 592.93 | [6 empty] | 0 | 0 | 1000.01 | 56 | 8 | 8 | 3830.5948 | 0 | 3830.5948 | 4694.8132 | 431 | 0.5 | UTGS
2011 | RES | UTGS | 320 | 760 | 0.25 | F | SL0000858810 | No | 0.5 | 36 | [12 empty] | 2 | 1000 | [12 empty] | 0 | 0 | 1000 | 36 | 18 | 18 | 2462.5252 | 0 | 2462.5252 | 1806.1645 | 431 | 0.5 | UTGS
2012 | RES | UTGS | 306 | 211 | 0.25 | F | SL0000858834 | No | 0.5 | 52 | [12 empty] | 2 | 91.06 | 4 | 908.94 | [10 empty] | 0 | 0 | 1000 | 52 | 14 | 14 | 3556.9808 | 0 | 3556.9808 | 2787.7187 | 431 | 0.5 | UTGS
2013 | RES | UTGS | 306 | 211 | 0.25 | F | SL0000858976 | No | 0.5 | 30 | [12 empty] | 0.75 | 127.5 | 2 | 872.5 | [10 empty] | 0 | 0 | 1000 | 30 | 10 | 10 | 2052.1043 | 0 | 2052.1043 | 3347.7412 | 431 | 0.5 | UTGS
2014 | RES | UTGS | 320 | 760 | 0.25 | F | SL0000859070 | No | 0.5 | 21 | [12 empty] | 0.75 | 55.85 | 2 | 944.15 | [10 empty] | 0 | 0 | 1000 | 21 | 8 | 8 | 1436.473 | 0 | 1436.473 | 4116.7881 | 431 | 0.5 | UTGS
2015 | RES | UTGS | 320 | 360 | 0.25 | F | SL0000860029 | No | 0.5 | 60 | [12 empty] | 1.25 | 196 | 2 | 804 | [10 empty] | 0 | 0 | 1000 | 60 | 20 | 20 | 4104.2087 | 0 | 4104.2087 | 1632.4081 | 431 | 0.5 | UTGS
2016 | RES | UTGS | 550 | 460 | 2 | F | SL0000860122 | No | 0.5 | 93 | [12 empty] | 1.25 | 112.55 | 2 | 887.45 | [10 empty] | 0 | 0 | 1000 | 93 | 17 | 17 | 6361.5234 | 0 | 6361.5234 | 1917.0439 | 585.0096 | 0.5 | UTGS
2017 | RES | UTGS | 320 | 760 | 0.25 | F | SL0000860832 | No | 0.5 | 44 | [12 empty] | 0.75 | 196.45 | 1.25 | 256.4 | 2 | 547.15 | [8 empty] | 0 | 0 | 1000 | 44 | 17 | 17 | 3009.753 | 0 | 3009.753 | 2010.5607 | 431 | 0.5 | UTGS
2018 | RES | UTGS | 320 | 760 | 0.25 | F | SL0000861018 | No | 0.5 | 61 | [12 empty] | 0.75 | 183 | 2 | 817 | [10 empty] | 0 | 0 | 1000 | 61 | 13 | 13 | 4172.6121 | 0 | 4172.6121 | 2607.5463 | 431 | 0.5 | UTGS
2019 | COM | UTTSM | 28224 | 233 | 45 | H | SL0000861101 | No | 3 | 107 | [12 empty] | 1.25 | 87.29 | 2 | 912.71 | [10 empty] | 0 | 0 | 1000 | 107 | 17 | 17 | 7809.2321 | 0 | 7809.2321 | 1916.0038 | 52825.2838 | 3 | UTTSM
2020 | COM | UTFS | 14500 | 274 | 5 | F | SL0000861189 | No | 2 | 60 | [12 empty] | 2 | 6.8 | 4 | 993.2 | [10 empty] | 0 | 0 | 1000 | 60 | 1 | 1 | 4379.0087 | 0 | 4379.0087 | 39632.2057 | 10791.3333 | 2 | UTFS
2021 | COM | UTFS | 9200 | 273 | 5 | F | SL0000861191 | No | 2 | 151 | [12 empty] | 2 | 198 | 4 | 802 | [10 empty] | 0 | 0 | 1000 | 151 | 6 | 6 | 11020.5052 | 0 | 11020.5052 | 6376.8836 | 5118 | 2 | UTFS
2022 | RES | UTGS | 320 | 760 | 0.25 | F | SL0000861518 | No | 0.5 | 36 | [12 empty] | 0.75 | 185.44 | 2 | 814.56 | [10 empty] | 0 | 0 | 1000 | 36 | 9 | 9 | 2462.5252 | 0 | 2462.5252 | 3768.5108 | 431 | 0.5 | UTGS
2023 | RES | UTGS | 320 | 360 | 0.25 | F | SL0000861569 | No | 0.75 | 93.81 | [12 empty] | 2 | 1000 | [12 empty] | 0 | 0 | 1000 | 93.81 | 21 | 39 | 6039.8141 | 0 | 6039.8141 | 833.6144 | 431 | 0.75 | UTGS
2024 | RES | UTGS | 320 | 760 | 0.25 | F | SL0000900827 | No | 0.5 | 56 | [12 empty] | 2 | 1000 | [12 empty] | 0 | 0 | 1000 | 56 | 6 | 6 | 3830.5948 | 0 | 3830.5948 | 5418.4936 | 431 | 0.5 | UTGS
2025 | RES | UTGS | 320 | 260 | 0.25 | F | SL0000901269 | No | 0.5 | 85 | [12 empty] | 2 | 1000 | [12 empty] | 0 | 0 | 1000 | 85 | 5 | 5 | 5814.2956 | 0 | 5814.2956 | 6502.1923 | 431 | 0.5 | UTGS
2026 | RES | UTGS | 320 | 760 | 0.25 | F | SL0000901356 | No | 0.5 | 87 | [12 empty] | 2 | 1000 | [12 empty] | 0 | 0 | 1000 | 87 | 8 | 8 | 5951.1026 | 0 | 5951.1026 | 4063.8702 | 431 | 0.5 | UTGS
2027 | IND | UTTSM | 232286 | 112 | 45 | H | SL0000901491 | No | 3 | 418 | 6 | 184 | [10 empty] | 3 | 49 | 4 | 951 | [10 empty] | 0 | 0 | 1000 | 602 | 2 | 2 | 40170.7737 | 0 | 40170.7737 | 19354.1559 | 226394.0733 | 3 | UTTSM
2028 | COM | UTTSS | 21098 | 233 | 30 | L | SL0000901494 | No | 2 | 374 | [12 empty] | 2 | 438 | 3 | 24 | 4 | 538 | [8 empty] | 0 | 0 | 1000 | 374 | 3 | 3 | 27295.8207 | 0 | 27295.8207 | 12021.3672 | 19488.7267 | 2 | UTTSS
2029 | RES | UTGS | 320 | 127 | 0.25 | F | SL0000901507 | No | 0.5 | 41 | [12 empty] | 1.25 | 433 | 2 | 567 | [10 empty] | 0 | 0 | 1000 | 41 | 12 | 13 | 2804.5426 | 0 | 2804.5426 | 2524.1586 | 431 | 0.5 | UTGS
2030 | RES | UTGS | 320 | 260 | 0.25 | F | SL0000901936 | No | 0.5 | 60 | [12 empty] | 2 | 1000 | [12 empty] | 0 | 0 | 1000 | 60 | 8 | 8 | 4104.2087 | 0 | 4104.2087 | 4063.8702 | 431 | 0.5 | UTGS
2031 | RES | UTGS | 320 | 260 | 0.25 | F | SL0000902077 | No | 0.5 | 91 | [12 empty] | 2 | 811.6 | 4 | 188.4 | [10 empty] | 0 | 0 | 1000 | 91 | 12 | 13 | 6224.7165 | 0 | 6224.7165 | 2604.7531 | 431 | 0.5 | UTGS
2032 | RES | UTGS | 320 | 127 | 0.25 | F | SL0000902121 | No | 0.5 | 191 | [12 empty] | 2 | 917.27 | 4 | 82.73 | [10 empty] | 0 | 0 | 1000 | 191 | 6 | 7 | 13065.0643 | 0 | 13065.0643 | 4729.1623 | 431 | 0.5 | UTGS
2033 | COM | UTGS | 6600 | 272 | 5 | F | SL0000902637 | No | 1.25 | 76 | [12 empty] | 2 | 216.75 | 4 | 783.25 | [10 empty] | 0 | 0 | 1000 | 76 | 9 | 9 | 5663.0243 | 0 | 5663.0243 | 4236.3182 | 3698.6667 | 1.25 | UTGS
2034 | COM | UTTSS | 6486 | 282 | 3 | F | SL0000902684 | No | 2 | 2 | [12 empty] | 2 | 1000 | [12 empty] | 0 | 0 | 1000 | 2 | 1 | 2 | 145.967 | 0 | 145.967 | 16255.4809 | 3698.6667 | 2 | UTTSS
2035 | IND | UTTSM | 14000 | 273 | 15 | L | SL0000902713 | No | 1.25 | 4 | [12 empty] | 1.25 | 44 | 2 | 956 | [10 empty] | 0 | 0 | 1000 | 4 | 3 | 3 | 298.0539 | 0 | 298.0539 | 10847.2539 | 14339.66 | 1.25 | UTTSM
2036 | RES | UTGS | 320 | 461 | 0.25 | F | SL0000903120 | No | 0.5 | 52 | [12 empty] | 2 | 816.35 | 4 | 183.65 | [10 empty] | 0 | 0 | 1000 | 52 | 6 | 6 | 3556.9808 | 0 | 3556.9808 | 5637.9554 | 431 | 0.5 | UTGS
2037 | COM | UTFS | 11750 | 274 | 2 | F | SL0000903256 | No | 1.25 | 82 | [12 empty] | 2 | 127.26 | 3 | 845.43 | 6 | 27.31 | [8 empty] | 0 | 0 | 1000 | 82 | 10 | 10 | 6110.1052 | 0 | 6110.1052 | 2254.2481 | 10791.3333 | 1.25 | UTFS
2038 | RES | UTGS | 306 | 111 | 0.25 | F | SL0000903456 | No | 0.5 | 121 | [12 empty] | 2 | 1000 | [12 empty] | 0 | 0 | 1000 | 121 | 9 | 9 | 8276.8208 | 0 | 8276.8208 | 3612.3291 | 431 | 0.5 | UTGS
2039 | COM | UTTSS | 22000 | 274 | 15 | L | SL0000903610 | No | 1.25 | 4 | [12 empty] | 1.25 | 102 | 2 | 898 | [10 empty] | 0 | 0 | 1000 | 4 | 2 | 2 | 298.0539 | 0 | 298.0539 | 16291.1809 | 19488.7267 | 1.25 | UTTSS
2040 | RES | UTGS | 320 | 460 | 0.25 | F | SL0000904454 | No | 0.5 | 40 | [12 empty] | 2 | 1000 | [12 empty] | 0 | 0 | 1000 | 40 | 6 | 6 | 2736.1391 | 0 | 2736.1391 | 5418.4936 | 431 | 0.5 | UTGS
2041 | COM | UTTSS | 10000 | 272 | 15 | L | SL0000904522 | No | 0.75 | 1 | [12 empty] | 0.75 | 418.64 | 1.25 | 399 | 2 | 182.36 | [8 empty] | 0 | 0 | 1000 | 1 | 1 | 14 | 64.3835 | 0 | 64.3835 | 2568.8252 | 13649.7 | 0.75 | UTTSS
2042 | IND | UTTSS | 9200 | 273 | 5 | F | SL0000904525 | No | 2 | 1 | [12 empty] | 0.75 | 101 | 1.25 | 571.5 | 2 | 327.5 | [8 empty] | 0 | 0 | 1000 | 1 | 1 | 1 | 72.9835 | 0 | 72.9835 | 33676.5917 | 5118 | 2 | UTTSS
2043 | COM | UTTSS | 6000 | 271 | 15 | L | SL0000904605 | No | 2 | 1 | [12 empty] | 1.25 | 29.5 | 2 | 533.5 | 4 | 437 | [8 empty] | 0 | 0 | 1000 | 1 | 1 | 10 | 72.9835 | 0 | 72.9835 | 3566.4902 | 12801.04 | 2 | UTTSS
2044 | COM | UTTSS | 8300 | 272 | 10 | L | SL0000904639 | No | 2 | 1 | [12 empty] | 0.75 | 103 | 2 | 897 | [10 empty] | 0 | 0 | 1000 | 1 | 3 | 3 | 72.9835 | 0 | 72.9835 | 11097.2339 | 13649.7 | 2 | UTTSS
2045 | RES | UTGS | 320 | 760 | 0.25 | F | SL0000904898 | No | 0.5 | 63 | [12 empty] | 2 | 90.82 | 4 | 909.18 | [10 empty] | 0 | 0 | 1000 | 63 | 10 | 10 | 4309.4191 | 0 | 4309.4191 | 3902.9782 | 431 | 0.5 | UTGS
2046 | COM | UTGS | 930 | 220 | 2 | F | SL0000904940 | No | 0.75 | 98 | [12 empty] | 2 | 1000 | [12 empty] | 0 | 0 | 1000 | 98 | 9 | 9 | 6309.5808 | 0 | 6309.5808 | 3612.3291 | 1475.8773 | 0.75 | UTGS
2047 | RES | UTGS | 320 | 260 | 0.25 | F | SL0000905289 | No | 0.5 | 88 | [12 empty] | 2 | 1000 | [12 empty] | 0 | 0 | 1000 | 88 | 9 | 9 | 6019.506 | 0 | 6019.506 | 3612.3291 | 431 | 0.5 | UTGS
2048 | RES | UTGS | 320 | 127 | 0.25 | F | SL0000905748 | No | 0.5 | 48 | [12 empty] | 2 | 736.37 | 4 | 263.63 | [10 empty] | 0 | 0 | 1000 | 48 | 11 | 12 | 3283.3669 | 0 | 3283.3669 | 2866.7657 | 431 | 0.5 | UTGS
2049 | COM | UTFS | 4000 | 271 | 5 | F | SL0000907683 | No | 1.25 | 137 | [12 empty] | 2 | 1000 | [12 empty] | 0 | 0 | 1000 | 137 | 5 | 5 | 10208.3465 | 0 | 10208.3465 | 6502.1923 | 2145.6667 | 1.25 | UTFS
2050 | RES | UTGS | 2400 | 255 | 2 | F | SL0000907753 | No | 0.75 | 119 | [12 empty] | 0.75 | 185.84 | 1.25 | 11 | 2 | 803.16 | [8 empty] | 0 | 0 | 1000 | 119 | 9 | 9 | 7661.6339 | 0 | 7661.6339 | 3769.7032 | 2428.75 | 0.75 | UTGS
2051 | COM | UTGS | 500 | 220 | 0.25 | F | SL0000907892 | No | 0.75 | 204 | [12 empty] | 2 | 947.89 | 4 | 2 | 6 | 50.11 | [8 empty] | 0 | 0 | 1000 | 204 | 2 | 5 | 13134.2295 | 0 | 13134.2295 | 6780.8658 | 585.0096 | 0.75 | UTGS
2052 | RES | UTGS | 320 | 127 | 0.25 | F | SL0000911325 | No | 0.5 | 136 | [12 empty] | 2 | 1000 | [12 empty] | 0 | 0 | 1000 | 136 | 7 | 7 | 9302.873 | 0 | 9302.873 | 4644.4231 | 431 | 0.5 | UTGS
2053 | RES | UTGS | 320 | 360 | 0.25 | F | SL0000911326 | No | 0.5 | 36 | [12 empty] | 2 | 1000 | [12 empty] | 0 | 0 | 1000 | 36 | 10 | 10 | 2462.5252 | 0 | 2462.5252 | 3251.0962 | 431 | 0.5 | UTGS
2054 | RES | UTGS | 320 | 127 | 0.25 | F | SL0000911380 | No | 0.5 | 87 | [12 empty] | 2 | 1000 | [12 empty] | 0 | 0 | 1000 | 87 | 12 | 12 | 5951.1026 | 0 | 5951.1026 | 2709.2468 | 431 | 0.5 | UTGS
2055 | COM | UTFS | 9200 | 273 | 5 | F | SL0000911744 | No | 2 | 64 | [12 empty] | 3 | 1000 | [12 empty] | 0 | 0 | 1000 | 64 | 9 | 10 | 4670.9426 | 0 | 4670.9426 | 1983.0962 | 5118 | 2 | UTFS
2056 | RES | UTGS | 320 | 760 | 0.25 | F | SL0000911831 | No | 0.5 | 85 | [12 empty] | 1.25 | 35.5 | 2 | 964.5 | [10 empty] | 0 | 0 | 1000 | 85 | 12 | 12 | 5814.2956 | 0 | 5814.2956 | 2711.3176 | 431 | 0.5 | UTGS
2057 | RES | UTGS | 320 | 760 | 0.25 | F | SL0000911967 | No | 0.5 | 36 | [12 empty] | 2 | 1000 | [12 empty] | 0 | 0 | 1000 | 36 | 13 | 13 | 2462.5252 | 0 | 2462.5252 | 2500.8432 | 431 | 0.5 | UTGS
2058 | RES | UTGS | 306 | 211 | 0.25 | F | SL0000912314 | No | 0.75 | 45 | [12 empty] | 2 | 297.92 | 3 | 632.92 | 4 | 69.17 | [8 empty] | 0 | 0 | 1000.01 | 45 | 10 | 23 | 2897.2565 | 0 | 2897.2565 | 1086.1657 | 431 | 0.75 | UTGS
2059 | RES | UTGS | 320 | 260 | 0.25 | F | SL0000912487 | No | 0.5 | 65 | [12 empty] | 2 | 1000 | [12 empty] | 0 | 0 | 1000 | 65 | 7 | 7 | 4446.2261 | 0 | 4446.2261 | 4644.4231 | 431 | 0.5 | UTGS
2060 | COM | UTGS | 320 | 260 | 0.25 | F | SL0000912605 | No | 0.75 | 172 | [12 empty] | 1.25 | 23.05 | 2 | 252.45 | 3 | 724.5 | [8 empty] | 0 | 0 | 1000 | 172 | 2 | 2 | 11073.9582 | 0 | 11073.9582 | 11670.2184 | 431 | 0.75 | UTGS
2061 | RES | UTGS | 320 | 260 | 0.25 | F | SL0000913542 | No | 0.5 | 93 | [12 empty] | 0.75 | 15.2 | 2 | 984.8 | [10 empty] | 0 | 0 | 1000 | 93 | 4 | 4 | 6361.5234 | 0 | 6361.5234 | 8156.5444 | 431 | 0.5 | UTGS
2062 | RES | UTGS | 320 | 760 | 0.25 | F | SL0000914112 | No | 0.5 | 129 | [12 empty] | 2 | 1000 | [12 empty] | 0 | 0 | 1000 | 129 | 8 | 8 | 8824.0486 | 0 | 8824.0486 | 4063.8702 | 431 | 0.5 | UTGS
2063 | COM | UTFS | 2000 | 278 | 0.25 | F | SL0000914233 | No | 1.25 | 76 | [12 empty] | 2 | 1000 | [12 empty] | 0 | 0 | 1000 | 76 | 11 | 11 | 5663.0243 | 0 | 5663.0243 | 2955.542 | 2428.75 | 1.25 | UTFS
2064 | COM | UTTSS | 21100 | 275 | 5 | F | SL0000914497 | No | 2 | 512 | [12 empty] | 2 | 19 | 4 | 981 | [10 empty] | 0 | 0 | 1000 | 512 | 1 | 6 | 37367.5406 | 0 | 37367.5406 | 6590.7886 | 18747.15 | 2 | UTTSS
2065 | RES | UTGS | 320 | 260 | 0.25 | F | SL0000914913 | No | 0.5 | 75 | [12 empty] | 2 | 1000 | [12 empty] | 0 | 0 | 1000 | 75 | 17 | 17 | 5130.2608 | 0 | 5130.2608 | 1912.4095 | 431 | 0.5 | UTGS
2066 | RES | UTGS | 320 | 260 | 0.25 | F | SL0000915043 | No | 0.75 | 24 | [12 empty] | 2 | 1000 | [12 empty] | 0 | 0 | 1000 | 24 | 11 | 23 | 1545.2035 | 0 | 1545.2035 | 1413.5201 | 431 | 0.75 | UTGS
2067 | RES | UTGS | 320 | 260 | 0.25 | F | SL0000915531 | No | 0.5 | 46 | [12 empty] | 1.25 | 375 | 2 | 625 | [10 empty] | 0 | 0 | 1000 | 46 | 6 | 6 | 3146.56 | 0 | 3146.56 | 5462.2436 | 431 | 0.5 | UTGS
2068 | RES | UTGS | 320 | 360 | 0.25 | F | SL0000915674 | No | 0.5 | 78 | [12 empty] | 2 | 1000 | [12 empty] | 0 | 0 | 1000 | 78 | 6 | 6 | 5335.4713 | 0 | 5335.4713 | 5418.4936 | 431 | 0.5 | UTGS
2069 | RES | UTGS | 320 | 260 | 0.25 | F | SL0000920535 | No | 0.5 | 66 | [12 empty] | 2 | 1000 | [12 empty] | 0 | 0 | 1000 | 66 | 6 | 6 | 4514.6295 | 0 | 4514.6295 | 5418.4936 | 431 | 0.5 | UTGS
2070 | RES | UTGS | 320 | 127 | 0.25 | F | SL0000920575 | No | 0.5 | 86 | [12 empty] | 2 | 1000 | [12 empty] | 0 | 0 | 1000 | 86 | 16 | 17 | 5882.6991 | 0 | 5882.6991 | 1912.4095 | 431 | 0.5 | UTGS
2071 | RES | UTGS | 320 | 760 | 0.25 | F | SL0000921004 | No | 0.5 | 158 | [12 empty] | 2 | 146.45 | 3 | 823.45 | 6 | 30.1 | [8 empty] | 0 | 0 | 1000 | 158 | 12 | 35 | 10807.7495 | 0 | 10807.7495 | 654.2276 | 431 | 0.5 | UTGS
2072 | COM | UTGS | 320 | 261 | 0.25 | F | SL0000922295 | No | 1.25 | 183 | [12 empty] | 1.25 | 372.44 | 2 | 49.44 | 4 | 8.44 | 6 | 569.67 | [6 empty] | 0 | 0 | 999.99 | 183 | 9 | 37 | 13635.9664 | 0 | 13635.9664 | 1311.0589 | 431 | 1.25 | UTGS
2073 | RES | UTGS | 320 | 260 | 0.25 | F | SL0000922542 | No | 0.5 | 124 | [12 empty] | 1.25 | 968.63 | 4 | 31.37 | [10 empty] | 0 | 0 | 1000 | 124 | 4 | 4 | 8482.0313 | 0 | 8482.0313 | 8353.4814 | 431 | 0.5 | UTGS
2074 | RES | UTGS | 320 | 760 | 0.25 | F | SL0000922883 | No | 0.5 | 65 | [12 empty] | 1.25 | 249.31 | 2 | 750.69 | [10 empty] | 0 | 0 | 1000 | 65 | 16 | 22 | 4446.2261 | 0 | 4446.2261 | 1485.7036 | 431 | 0.5 | UTGS
2075 | RES | UTGS | 320 | 261 | 0.25 | F | SL0000923282 | No | 0.75 | 45 | [12 empty] | 2 | 1000 | [12 empty] | 0 | 0 | 1000 | 45 | 6 | 22 | 2897.2565 | 0 | 2897.2565 | 1477.771 | 431 | 0.75 | UTGS
2076 | RES | UTGS | 306 | 111 | 0.25 | F | SL0000923286 | No | 0.5 | 94 | [12 empty] | 1.25 | 932 | 2 | 68 | [10 empty] | 0 | 0 | 1000 | 94 | 19 | 22 | 6429.9269 | 0 | 6429.9269 | 1507.4255 | 431 | 0.5 | UTGS
2077 | RES | UTGS | 320 | 260 | 0.25 | F | SL0000923297 | No | 0.5 | 27 | [12 empty] | 1.25 | 337 | 2 | 663 | [10 empty] | 0 | 0 | 1000 | 27 | 9 | 9 | 1846.8939 | 0 | 1846.8939 | 3638.5402 | 431 | 0.5 | UTGS
2078 | RES | UTGS | 320 | 260 | 0.25 | F | SL0000923457 | No | 0.5 | 72 | [12 empty] | 2 | 281.91 | 6 | 718.09 | [10 empty] | 0 | 0 | 1000 | 72 | 6 | 6 | 4925.0504 | 0 | 4925.0504 | 8712.1331 | 431 | 0.5 | UTGS
2079 | RES | UTGS | 320 | 760 | 0.25 | F | SL0000924131 | No | 0.5 | 79 | [12 empty] | 2 | 1000 | [12 empty] | 0 | 0 | 1000 | 79 | 19 | 19 | 5403.8747 | 0 | 5403.8747 | 1711.1032 | 431 | 0.5 | UTGS
2080 | RES | UTGS | 320 | 260 | 0.25 | F | SL0000924806 | No | 0.75 | 124 | [12 empty] | 2 | 1000 | [12 empty] | 0 | 0 | 1000 | 124 | 3 | 3 | 7983.5513 | 0 | 7983.5513 | 10836.9872 | 431 | 0.75 | UTGS
2081 | RES | UTGS | 320 | 760 | 0.25 | F | SL0000924814 | No | 0.5 | 63 | [12 empty] | 1.25 | 224.25 | 2 | 775.75 | [10 empty] | 0 | 0 | 1000 | 63 | 30 | 35 | 4309.4191 | 0 | 4309.4191 | 933.3696 | 431 | 0.5 | UTGS
2082 | COM | UTTSS | 5550 | 272 | 2 | F | SL0000924854 | No | 2 | 68 | [12 empty] | 2 | 78.9 | 6 | 830.2 | 8 | 90.9 | [8 empty] | 0 | 0 | 1000 | 68 | 12 | 23 | 4962.8765 | 0 | 4962.8765 | 2566.3031 | 3698.6667 | 2 | UTTSS
2083 | RES | UTGS | 320 | 260 | 0.25 | F | SL0000925415 | No | 0.5 | 61 | [12 empty] | 2 | 1000 | [12 empty] | 0 | 0 | 1000 | 61 | 11 | 11 | 4172.6121 | 0 | 4172.6121 | 2955.542 | 431 | 0.5 | UTGS
2084 | RES | UTGS | 320 | 260 | 0.25 | F | SL0000925725 | No | 0.5 | 66 | [12 empty] | 2 | 1000 | [12 empty] | 0 | 0 | 1000 | 66 | 17 | 17 | 4514.6295 | 0 | 4514.6295 | 1912.4095 | 431 | 0.5 | UTGS
2085 | RES | UTGS | 320 | 360 | 0.25 | F | SL0000925845 | No | 0.5 | 31 | [12 empty] | 2 | 588.04 | 4 | 411.96 | [10 empty] | 0 | 0 | 1000 | 31 | 9 | 9 | 2120.5078 | 0 | 2120.5078 | 3940.5239 | 431 | 0.5 | UTGS
2086 | RES | UTGS | 306 | 111 | 0.25 | F | SL0000926305 | No | 0.5 | 38 | [12 empty] | 2 | 1000 | [12 empty] | 0 | 0 | 1000 | 38 | 8 | 8 | 2599.3322 | 0 | 2599.3322 | 4063.8702 | 431 | 0.5 | UTGS
2087 | COM | UTGS | 540 | 759 | 0.25 | F | SL0000926350 | No | 0.75 | 187 | [12 empty] | 0.75 | 23.29 | 2 | 313 | 4 | 663.71 | [8 empty] | 0 | 0 | 1000 | 187 | 3 | 6 | 12039.7104 | 0 | 12039.7104 | 6241.0501 | 585.0096 | 0.75 | UTGS
2088 | COM | UTGS | 42800 | 275 | 25 | L | SL0000926606 | No | 2 | 55 | 4 | 6 | [10 empty] | 2 | 224 | 4 | 776 | [10 empty] | 0 | 0 | 1000 | 61 | 6 | 6 | 4473.3521 | 0 | 4473.3521 | 6345.8136 | 25053.95 | 2 | UTGS
2089 | COM | UTTSS | 2630 | 278 | 5 | F | SL0000926608 | No | 1.25 | 211 | [12 empty] | 4 | 1000 | [12 empty] | 0 | 0 | 1000 | 211 | 2 | 2 | 15722.3438 | 0 | 15722.3438 | 19840.4809 | 2428.75 | 1.25 | UTTSS
2090 | RES | UTGS | 320 | 760 | 0.25 | F | SL0000927058 | No | 0.5 | 68 | [12 empty] | 2 | 1000 | [12 empty] | 0 | 0 | 1000 | 68 | 9 | 9 | 4651.4365 | 0 | 4651.4365 | 3612.3291 | 431 | 0.5 | UTGS
2091 | RES | UTGS | 320 | 760 | 0.25 | F | SL0000927380 | No | 0.5 | 32 | [12 empty] | 2 | 1000 | [12 empty] | 0 | 0 | 1000 | 32 | 20 | 20 | 2188.9113 | 0 | 2188.9113 | 1625.5481 | 431 | 0.5 | UTGS
2092 | COM | UTGS | 20200 | 272 | 45 | H | SL0000929203 | No | 2 | 216 | [12 empty] | 2 | 136.3 | 3 | 68.85 | 4 | 794.85 | [8 empty] | 0 | 0 | 1000 | 216 | 5 | 7 | 15764.4312 | 0 | 15764.4312 | 5333.8597 | 52825.2838 | 2 | UTGS
2093 | RES | UTGS | 550 | 460 | 2 | F | SL0000929436 | No | 0.5 | 77 | [12 empty] | 2 | 1000 | [12 empty] | 0 | 0 | 1000 | 77 | 9 | 9 | 5267.0678 | 0 | 5267.0678 | 3612.3291 | 585.0096 | 0.5 | UTGS
2094 | RES | UTGS | 320 | 460 | 0.25 | F | SL0000929945 | No | 0.5 | 74 | [12 empty] | 2 | 1000 | [12 empty] | 0 | 0 | 1000 | 74 | 18 | 18 | 5061.8574 | 0 | 5061.8574 | 1806.1645 | 431 | 0.5 | UTGS
2095 | RES | UTGS | 320 | 260 | 0.25 | F | SL0000929970 | No | 0.5 | 39 | [12 empty] | 2 | 736.42 | 3 | 263.58 | [10 empty] | 0 | 0 | 1000 | 39 | 8 | 8 | 2667.7356 | 0 | 2667.7356 | 3646.0959 | 431 | 0.5 | UTGS
2096 | RES | UTGS | 320 | 260 | 0.25 | F | SL0000930152 | No | 0.5 | 101 | [12 empty] | 1.25 | 205 | 2 | 126.97 | 6 | 668.03 | [8 empty] | 0 | 0 | 1000 | 101 | 9 | 11 | 6908.7513 | 0 | 6908.7513 | 4639.877 | 431 | 0.5 | UTGS
2097 | RES | UTGS | 306 | 211 | 0.25 | F | SL0000930216 | No | 0.5 | 42 | [12 empty] | 1.25 | 162.86 | 2 | 582.43 | 8 | 254.7 | [8 empty] | 0 | 0 | 999.99 | 42 | 4 | 4 | 2872.9461 | 0 | 2872.9461 | 10724.8092 | 431 | 0.5 | UTGS
2098 | RES | UTGS | 320 | 461 | 0.25 | F | SL0000931703 | No | 0.5 | 85 | [12 empty] | 2 | 1000 | [12 empty] | 0 | 0 | 1000 | 85 | 9 | 9 | 5814.2956 | 0 | 5814.2956 | 3612.3291 | 431 | 0.5 | UTGS
2099 | IND | UTTSS | 8065 | 278 | 45 | H | SL0000932317 | No | 2 | 18 | [12 empty] | 0.75 | 26.35 | 1.25 | 3 | 2 | 209.35 | 6 | 761.3 | [6 empty] | 0 | 0 | 1000 | 18 | 2 | 5 | 1313.7026 | 0 | 1313.7026 | 10732.7541 | 45278.8147 | 2 | UTTSS
2100 | RES | UTGS | 320 | 127 | 0.25 | F | SL0000932514 | No | 0.5 | 51 | [12 empty] | 1.25 | 253 | 2 | 747 | [10 empty] | 0 | 0 | 1000 | 51 | 16 | 17 | 3488.5774 | 0 | 3488.5774 | 1922.8272 | 431 | 0.5 | UTGS
2101 | RES | UTGS | 320 | 127 | 0.25 | F | SL0000933143 | No | 0.5 | 32 | [12 empty] | 1.25 | 246.75 | 2 | 753.25 | [10 empty] | 0 | 0 | 1000 | 32 | 10 | 10 | 2188.9113 | 0 | 2188.9113 | 3268.3687 | 431 | 0.5 | UTGS
2102 | RES | UTGS | 320 | 361 | 0.25 | F | SL0000933226 | No | 0.5 | 37 | [12 empty] | 2 | 1000 | [12 empty] | 0 | 0 | 1000 | 37 | 8 | 8 | 2530.9287 | 0 | 2530.9287 | 4063.8702 | 431 | 0.5 | UTGS
2103 | IND | UTFS | 6585 | 232 | 5 | F | SL0000933426 | No | 1.25 | 62 | [12 empty] | 4 | 1000 | [12 empty] | 0 | 0 | 1000 | 62 | 2 | 3 | 4619.8356 | 0 | 4619.8356 | 13226.9872 | 3698.6667 | 1.25 | UTFS
2104 | COM | UTGS | 28250 | 273 | 45 | H | SL0000933689 | No | 2 | 368 | [12 empty] | 3 | 1 | 6 | 999 | [10 empty] | 0 | 0 | 1000 | 368 | 3 | 3 | 26857.9198 | 0 | 26857.9198 | 19996.9206 | 52825.2838 | 2 | UTGS
2105 | RES | UTGS | 320 | 260 | 0.25 | F | SL0000934217 | No | 0.5 | 82 | 0.75 | 5.11 | [10 empty] | 2 | 1000 | [12 empty] | 0 | 0 | 1000 | 87.11 | 18 | 18 | 5938.0848 | 0 | 5938.0848 | 1806.1645 | 431 | 0.5 | UTGS
2106 | RES | UTGS | 320 | 260 | 0.25 | F | SL0000934242 | No | 0.5 | 51 | [12 empty] | 0.75 | 94 | 2 | 906 | [10 empty] | 0 | 0 | 1000 | 51 | 10 | 10 | 3488.5774 | 0 | 3488.5774 | 3322.3482 | 431 | 0.5 | UTGS
2107 | RES | UTGS | 320 | 260 | 0.25 | F | SL0000934569 | No | 0.5 | 88 | [12 empty] | 2 | 1000 | [12 empty] | 0 | 0 | 1000 | 88 | 10 | 11 | 6019.506 | 0 | 6019.506 | 2955.542 | 431 | 0.5 | UTGS
2108 | RES | UTGS | 320 | 127 | 0.25 | F | SL0000934664 | No | 0.5 | 14 | 0.75 | 34 | [10 empty] | 0.75 | 87.95 | 2 | 912.05 | [10 empty] | 0 | 0 | 1000 | 48 | 17 | 17 | 3146.6869 | 0 | 3146.6869 | 1951.6249 | 431 | 0.5 | UTGS
2109 | RES | UTGS | 320 | 760 | 0.25 | F | SL0000934832 | No | 0.5 | 24 | 0.75 | 18 | [10 empty] | 1.25 | 32 | 2 | 968 | [10 empty] | 0 | 0 | 1000 | 42 | 10 | 10 | 2800.5861 | 0 | 2800.5861 | 3253.3362 | 431 | 0.5 | UTGS
2110 | RES | UTGS | 320 | 260 | 0.25 | F | SL0000935249 | No | 0.5 | 56 | 0.75 | 46 | [10 empty] | 2 | 230.5 | 4 | 769.5 | [10 empty] | 0 | 0 | 1000 | 102 | 8 | 8 | 6792.2347 | 0 | 6792.2347 | 4753.5346 | 431 | 0.5 | UTGS
2111 | RES | UTGS | 320 | 260 | 0.25 | F | SL0000935396 | No | 0.5 | 32 | [12 empty] | 2 | 1000 | [12 empty] | 0 | 0 | 1000 | 32 | 12 | 12 | 2188.9113 | 0 | 2188.9113 | 2709.2468 | 431 | 0.5 | UTGS
2112 | RES | UTGS | 320 | 260 | 0.25 | F | SL0000935570 | No | 0.5 | 32 | [12 empty] | 0.75 | 168 | 2 | 832 | [10 empty] | 0 | 0 | 1000 | 32 | 10 | 10 | 2188.9113 | 0 | 2188.9113 | 3378.4402 | 431 | 0.5 | UTGS
2113 | COM | UTFS | 2400 | 255 | 2 | F | SL0000935634 | No | 0.75 | 204 | [12 empty] | 3 | 149.82 | 4 | 850.18 | [10 empty] | 0 | 0 | 1000 | 204 | 3 | 7 | 13134.2295 | 0 | 13134.2295 | 5243.8621 | 2428.75 | 0.75 | UTFS
2114 | COM | UTTSS | 2225 | 278 | 2 | F | SL0000936121 | No | 1.25 | 88 | [12 empty] | 2 | 996.43 | 6 | 3.57 | [10 empty] | 0 | 0 | 1000 | 88 | 4 | 4 | 6557.186 | 0 | 6557.186 | 8152.302 | 2428.75 | 1.25 | UTTSS
2115 | RES | UTGS | 320 | 260 | 0.25 | F | SL0000936854 | No | 0.5 | 48 | [12 empty] | 2 | 440.83 | 6 | 559.17 | [10 empty] | 0 | 0 | 1000 | 48 | 9 | 9 | 3283.3669 | 0 | 3283.3669 | 5322.1467 | 431 | 0.5 | UTGS
2116 | RES | UTGS | 320 | 260 | 0.25 | F | SL0000936951 | No | 0.5 | 9 | [12 empty] | 2 | 1000 | [12 empty] | 0 | 0 | 1000 | 9 | 23 | 23 | 615.6313 | 0 | 615.6313 | 1413.5201 | 431 | 0.5 | UTGS
2117 | RES | UTGS | 550 | 260 | 2 | F | SL0000937034 | No | 0.5 | 14 | [12 empty] | 2 | 1000 | [12 empty] | 0 | 0 | 1000 | 14 | 23 | 23 | 957.6487 | 0 | 957.6487 | 1413.5201 | 585.0096 | 0.5 | UTGS
2118 | RES | UTGS | 320 | 760 | 0.25 | F | SL0000937153 | No | 0.5 | 71 | [12 empty] | 0.75 | 64 | 2 | 586.76 | 3 | 349.24 | [8 empty] | 0 | 0 | 1000 | 71 | 12 | 12 | 4856.6469 | 0 | 4856.6469 | 2380.6432 | 431 | 0.5 | UTGS
2119 | RES | UTGS | 320 | 360 | 0.25 | F | SL0000937210 | No | 0.5 | 48 | [12 empty] | 2 | 1000 | [12 empty] | 0 | 0 | 1000 | 48 | 8 | 8 | 3283.3669 | 0 | 3283.3669 | 4063.8702 | 431 | 0.5 | UTGS
2120 | RES | UTGS | 320 | 360 | 0.25 | F | SL0000937335 | No | 0.5 | 36 | [12 empty] | 0.75 | 168.4 | 2 | 752.83 | 3 | 76.59 | 4 | 1 | 6 | 1.18 |  |  |  |  | 0 | 0 | 1000 | 36 | 14 | 14 | 2462.5252 | 0 | 2462.5252 | 2346.8512 | 431 | 0.5 | UTGS
2121 | RES | UTGS | 955 | 259 | 2 | F | SL0000937409 | No | 0.5 | 82 | [12 empty] | 2 | 1000 | [12 empty] | 0 | 0 | 1000 | 82 | 10 | 10 | 5609.0852 | 0 | 5609.0852 | 3251.0962 | 1475.8773 | 0.5 | UTGS
2122 | RES | UTGS | 320 | 360 | 0.25 | F | SL0000937416 | No | 0.5 | 89 | [12 empty] | 0.75 | 134 | 2 | 866 | [10 empty] | 0 | 0 | 1000 | 89 | 13 | 14 | 6087.9095 | 0 | 6087.9095 | 2394.763 | 431 | 0.5 | UTGS
2123 | RES | UTGS | 320 | 261 | 0.25 | F | SL0000937553 | No | 0.5 | 32 | [12 empty] | 1.25 | 144.5 | 2 | 855.5 | [10 empty] | 0 | 0 | 1000 | 32 | 20 | 20 | 2188.9113 | 0 | 2188.9113 | 1630.6056 | 431 | 0.5 | UTGS
2124 | RES | UTGS | 320 | 360 | 0.25 | F | SL0000937684 | No | 0.5 | 60 | [12 empty] | 2 | 118.84 | 6 | 73.58 | 8 | 807.58 | [8 empty] | 0 | 0 | 1000 | 60 | 6 | 6 | 4104.2087 | 0 | 4104.2087 | 11185.6101 | 431 | 0.5 | UTGS
2125 | COM | UTGS | 320 | 360 | 0.25 | F | SL0000938140 | No | 0.75 | 288 | 1.25 | 2 | 2 | 98 | [8 empty] | 2 | 1000 | [12 empty] | 0 | 0 | 1000 | 388 | 3 | 7 | 25843.8494 | 0 | 25843.8494 | 4644.4231 | 431 | 0.75 | UTGS
2126 | RES | UTGS | 320 | 360 | 0.25 | F | SL0000938316 | No | 0.5 | 27 | [12 empty] | 0.75 | 236 | 2 | 764 | [10 empty] | 0 | 0 | 1000 | 27 | 22 | 22 | 1846.8939 | 0 | 1846.8939 | 1559.0837 | 431 | 0.5 | UTGS
2127 | RES | UTGS | 320 | 360 | 0.25 | F | SL0000938364 | No | 0.5 | 169 | [12 empty] | 1.25 | 226.05 | 2 | 773.95 | [10 empty] | 0 | 0 | 1000 | 169 | 13 | 13 | 11560.1878 | 0 | 11560.1878 | 2513.0151 | 431 | 0.5 | UTGS
2128 | RES | UTGS | 550 | 760 | 2 | F | SL0000938393 | No | 0.5 | 26 | [12 empty] | 0.75 | 196 | 2 | 804 | [10 empty] | 0 | 0 | 1000 | 26 | 17 | 17 | 1778.4904 | 0 | 1778.4904 | 1999.8025 | 585.0096 | 0.5 | UTGS
2129 | COM | UTISFS | 14487 | 234 | 5 | F | SL0000938491 | No | 3 | 333 | [12 empty] | 3 | 1000 | [12 empty] | 0 | 0 | 1000 | 333 | 4 | 21 | 24303.4981 | 0 | 24303.4981 | 944.3315 | 10791.3333 | 3 | UTISFS
2130 | RES | UTGS | 320 | 360 | 0.25 | F | SL0000938534 | No | 0.5 | 30.54 | [12 empty] | 2 | 450 | 3 | 54.49 | 4 | 495.51 | [8 empty] | 0 | 0 | 1000 | 30.54 | 4 | 4 | 2089.0422 | 0 | 2089.0422 | 8843.2088 | 431 | 0.5 | UTGS
2131 | COM | UTTSS | 2225 | 278 | 2 | F | SL0000939072 | No | 1.25 | 34 | [12 empty] | 0.75 | 196.18 | 2 | 649.61 | 4 | 154.2 | [8 empty] | 0 | 0 | 999.99 | 34 | 4 | 18 | 2533.4582 | 0 | 2533.4582 | 1950.1831 | 2428.75 | 1.25 | UTTSS
2132 | RES | UTGS | 320 | 127 | 0.25 | F | SL0000939355 | No | 0.5 | 23 | [12 empty] | 0.75 | 99.75 | 2 | 900.25 | [10 empty] | 0 | 0 | 1000 | 23 | 7 | 7 | 1573.28 | 0 | 1573.28 | 4752.4381 | 431 | 0.5 | UTGS
2133 | RES | UTGS | 320 | 461 | 0.25 | F | SL0000939700 | No | 0.75 | 65 | [12 empty] | 2 | 1000 | [12 empty] | 0 | 0 | 1000 | 65 | 12 | 60 | 4184.9261 | 0 | 4184.9261 | 541.8494 | 431 | 0.75 | UTGS
2134 | RES | UTGS | 320 | 127 | 0.25 | F | SL0000939937 | No | 0.5 | 9 | [12 empty] | 0.75 | 242.49 | 2 | 757.51 | [10 empty] | 0 | 0 | 1000 | 9 | 12 | 12 | 615.6313 | 0 | 615.6313 | 2862.4197 | 431 | 0.5 | UTGS
2135 | RES | UTGS | 320 | 260 | 0.25 | F | SL0000940743 | No | 0.5 | 96 | [12 empty] | 2 | 656.21 | 3 | 343.79 | [10 empty] | 0 | 0 | 1000 | 96 | 10 | 10 | 6566.7339 | 0 | 6566.7339 | 2815.1705 | 431 | 0.5 | UTGS
2136 | COM | UTGS | 320 | 360 | 0.25 | F | SL0000940818 | No | 0.75 | 41 | [12 empty] | 2 | 395.5 | 6 | 549.75 | 8 | 54.75 | [8 empty] | 0 | 0 | 1000 | 41 | 3 | 5 | 2639.7226 | 0 | 2639.7226 | 9969.7393 | 431 | 0.75 | UTGS
2137 | RES | UTGS | 320 | 260 | 0.25 | F | SL0000941079 | No | 0.5 | 51 | [12 empty] | 2 | 1000 | [12 empty] | 0 | 0 | 1000 | 51 | 17 | 17 | 3488.5774 | 0 | 3488.5774 | 1912.4095 | 431 | 0.5 | UTGS
2138 | RES | UTGS | 320 | 760 | 0.25 | F | SL0000941465 | No | 0.5 | 98 | [12 empty] | 2 | 1000 | [12 empty] | 0 | 0 | 1000 | 98 | 3 | 3 | 6703.5408 | 0 | 6703.5408 | 10836.9872 | 431 | 0.5 | UTGS
2139 | RES | UTGS | 320 | 360 | 0.25 | F | SL0000941727 | No | 0.5 | 154 | [12 empty] | 2 | 956.26 | 3 | 8.43 | 4 | 35.3 | [8 empty] | 0 | 0 | 999.99 | 154 | 14 | 14 | 10534.1356 | 0 | 10534.1356 | 2332.6318 | 431 | 0.5 | UTGS
2140 | COM | UTGS | 20200 | 272 | 45 | H | SL0000942546 | No | 1.25 | 390 | [12 empty] | 2 | 1000 | [12 empty] | 0 | 0 | 1000 | 390 | 9 | 10 | 29060.2564 | 0 | 29060.2564 | 3251.0962 | 52825.2838 | 1.25 | UTGS
2141 | RES | UTGS | 320 | 127 | 0.25 | F | SL0000942942 | No | 0.5 | 120 | [12 empty] | 2 | 1000 | [12 empty] | 0 | 0 | 1000 | 120 | 8 | 8 | 8208.4173 | 0 | 8208.4173 | 4063.8702 | 431 | 0.5 | UTGS
2142 | RES | UTGS | 320 | 360 | 0.25 | F | SL0000944605 | No | 0.5 | 117 | [12 empty] | 2 | 778.94 | 4 | 221.07 | [10 empty] | 0 | 0 | 1000.01 | 117 | 5 | 5 | 8003.2069 | 0 | 8003.2069 | 6819.2717 | 431 | 0.5 | UTGS
2143 | RES | UTGS | 320 | 127 | 0.25 | F | SL0000944650 | No | 0.5 | 103 | [12 empty] | 2 | 832.09 | 4 | 167.91 | [10 empty] | 0 | 0 | 1000 | 103 | 6 | 6 | 7045.5582 | 0 | 7045.5582 | 5619.1461 | 431 | 0.5 | UTGS
2144 | RES | UTGS | 320 | 260 | 0.25 | F | SL0000944943 | No | 0.5 | 152 | [12 empty] | 2 | 754.12 | 4 | 245.88 | [10 empty] | 0 | 0 | 1000 | 152 | 7 | 7 | 10397.3286 | 0 | 10397.3286 | 4896.2745 | 431 | 0.5 | UTGS
2145 | RES | UTGS | 320 | 260 | 0.25 | F | SL0000945390 | No | 0.5 | 93 | [12 empty] | 2 | 1000 | [12 empty] | 0 | 0 | 1000 | 93 | 4 | 4 | 6361.5234 | 0 | 6361.5234 | 8127.7404 | 431 | 0.5 | UTGS
2146 | RES | UTGS | 320 | 127 | 0.25 | F | SL0000945753 | No | 0.5 | 54 | [12 empty] | 2 | 1000 | [12 empty] | 0 | 0 | 1000 | 54 | 3 | 3 | 3693.7878 | 0 | 3693.7878 | 10836.9872 | 431 | 0.5 | UTGS
2147 | RES | UTGS | 320 | 461 | 0.25 | F | SL0000945867 | No | 0.5 | 78 | [12 empty] | 2 | 876.56 | 4 | 123.44 | [10 empty] | 0 | 0 | 1000 | 78 | 5 | 5 | 5335.4713 | 0 | 5335.4713 | 6679.2053 | 431 | 0.5 | UTGS
2148 | COM | UTGS | 28224 | 233 | 45 | H | SL0000946070 | No | 1.25 | 205 | [12 empty] | 2 | 1000 | [12 empty] | 0 | 0 | 1000 | 205 | 4 | 5 | 15275.263 | 0 | 15275.263 | 6502.1923 | 52825.2838 | 1.25 | UTGS
2149 | RES | UTGS | 320 | 360 | 0.25 | F | SL0000946186 | No | 0.5 | 51 | [12 empty] | 2 | 1000 | [12 empty] | 0 | 0 | 1000 | 51 | 7 | 7 | 3488.5774 | 0 | 3488.5774 | 4644.4231 | 431 | 0.5 | UTGS
2150 | COM | UTTSS | 4000 | 271 | 5 | F | SL0001001128 | No | 2 | 372 | [12 empty] | 2 | 696.56 | 4 | 303.44 | [10 empty] | 0 | 0 | 1000 | 372 | 1 | 1 | 27149.8538 | 0 | 27149.8538 | 34686.6265 | 2145.6667 | 2 | UTTSS
2151 | RES | UTGS | 320 | 760 | 0.25 | F | SL0001001346 | No | 0.5 | 56 | [12 empty] | 1.25 | 142.59 | 2 | 857.41 | [10 empty] | 0 | 0 | 1000 | 56 | 8 | 8 | 3830.5948 | 0 | 3830.5948 | 4076.3468 | 431 | 0.5 | UTGS
2152 | RES | UTGS | 320 | 760 | 0.25 | F | SL0001002080 | No | 0.5 | 33 | [12 empty] | 1.25 | 80.13 | 2 | 919.87 | [10 empty] | 0 | 0 | 1000 | 33 | 9 | 9 | 2257.3148 | 0 | 2257.3148 | 3618.5614 | 431 | 0.5 | UTGS
2153 | COM | UTFS | 2700 | 255 | 5 | F | SL0001002358 | No | 1.25 | 170 | [12 empty] | 4 | 1000 | [12 empty] | 0 | 0 | 1000 | 170 | 4 | 8 | 12667.2912 | 0 | 12667.2912 | 4960.1202 | 2428.75 | 1.25 | UTFS
2154 | RES | UTGS | 320 | 360 | 0.25 | F | SL0001002713 | No | 1.25 | 227 | [12 empty] | 2 | 1000 | [12 empty] | 0 | 0 | 1000 | 227 | 19 | 101 | 16914.5595 | 0 | 16914.5595 | 321.8907 | 431 | 1.25 | UTGS
2155 | RES | UTGS | 320 | 360 | 0.25 | F | SL0001002925 | No | 0.5 | 32 | [12 empty] | 1.25 | 1000 | [12 empty] | 0 | 0 | 1000 | 32 | 12 | 12 | 2188.9113 | 0 | 2188.9113 | 2767.5801 | 431 | 0.5 | UTGS
2156 | RES | UTGS | 320 | 360 | 0.25 | F | SL0001003481 | No | 0.5 | 32 | [12 empty] | 1.25 | 119.69 | 2 | 613.07 | 4 | 267.25 | [8 empty] | 0 | 0 | 1000.01 | 32 | 9 | 9 | 2188.9113 | 0 | 2188.9113 | 3834.5836 | 431 | 0.5 | UTGS
2157 | RES | UTGS | 320 | 760 | 0.25 | F | SL0001003820 | No | 0.5 | 15 | [12 empty] | 1.25 | 929.1 | 2 | 70.9 | [10 empty] | 0 | 0 | 1000 | 15 | 9 | 9 | 1026.0522 | 0 | 1026.0522 | 3684.5924 | 431 | 0.5 | UTGS
2158 | RES | UTGS | 320 | 160 | 0.25 | F | SL0001004825 | No | 0.75 | 56 | 1.25 | 2 | [10 empty] | 1.25 | 532 | 2 | 468 | [10 empty] | 0 | 0 | 1000 | 58 | 11 | 96 | 3754.5017 | 0 | 3754.5017 | 342.535 | 431 | 0.75 | UTGS
2159 | COM | UTGS | 21100 | 275 | 5 | F | SL0001004849 | No | 3 | 303 | 4 | 11 | 6 | 1 | [8 empty] | 8 | 1000 | [12 empty] | 0 | 0 | 1000 | 315 | 1 | 1 | 23008.492 | 0 | 23008.492 | 72850.9617 | 18747.15 | 3 | UTGS
2160 | RES | UTGS | 320 | 360 | 0.25 | F | SL0001004890 | No | 0.5 | 102 | [12 empty] | 2 | 1000 | [12 empty] | 0 | 0 | 1000 | 102 | 3 | 3 | 6977.1547 | 0 | 6977.1547 | 10836.9872 | 431 | 0.5 | UTGS
2161 | RES | UTGS | 500 | 220 | 0.25 | F | SL0001004944 | No | 0.5 | 105 | [12 empty] | 1.25 | 147 | 2 | 853 | [10 empty] | 0 | 0 | 1000 | 105 | 10 | 10 | 7182.3652 | 0 | 7182.3652 | 3261.3862 | 585.0096 | 0.5 | UTGS
2162 | RES | UTGS | 320 | 760 | 0.25 | F | SL0001005085 | No | 0.5 | 18 | [12 empty] | 0.75 | 148 | 2 | 715.13 | 3 | 136.88 | [8 empty] | 0 | 0 | 1000.01 | 18 | 12 | 12 | 1231.2626 | 0 | 1231.2626 | 2658.124 | 431 | 0.5 | UTGS
2163 | RES | UTGS | 306 | 111 | 0.25 | F | SL0001006199 | No | 0.5 | 34 | [12 empty] | 1.25 | 876.72 | 2 | 123.28 | [10 empty] | 0 | 0 | 1000 | 34 | 8 | 8 | 2325.7182 | 0 | 2325.7182 | 4140.5832 | 431 | 0.5 | UTGS
2164 | COM | UTTSS | 20200 | 272 | 45 | H | SL0001006423 | No | 1.25 | 4 | 2 | 35 | [10 empty] | 2 | 63 | 3 | 937 | [10 empty] | 0 | 0 | 1000 | 39 | 5 | 5 | 2852.4756 | 0 | 2852.4756 | 4125.9603 | 52825.2838 | 1.25 | UTTSS
2165 | COM | UTGS | 550 | 361 | 2 | F | SL0001006564 | No | 1.25 | 27 | [12 empty] | 2 | 88.01 | 4 | 871.9 | 6 | 40.09 | [8 empty] | 0 | 0 | 1000 | 27 | 7 | 11 | 2011.8639 | 0 | 2011.8639 | 3624.1601 | 585.0096 | 1.25 | UTGS
2166 | RES | UTGS | 320 | 360 | 0.25 | F | SL0001006668 | No | 0.75 | 50 | [12 empty] | 1.25 | 432.35 | 2 | 567.65 | [10 empty] | 0 | 0 | 1000 | 50 | 13 | 42 | 3219.1739 | 0 | 3219.1739 | 781.2764 | 431 | 0.75 | UTGS
2167 | RES | UTGS | 320 | 127 | 0.25 | F | SL0001007149 | No | 0.5 | 33 | [12 empty] | 0.75 | 120.71 | 2 | 879.29 | [10 empty] | 0 | 0 | 1000 | 33 | 11 | 11 | 2257.3148 | 0 | 2257.3148 | 3038.7221 | 431 | 0.5 | UTGS
2168 | COM | UTFS | 1400 | 156 | 0.25 | F | SL0001007242 | No | 0.75 | 61 | [12 empty] | 0.75 | 100.04 | 4 | 899.96 | [10 empty] | 0 | 0 | 1000 | 61 | 6 | 17 | 3927.3921 | 0 | 3927.3921 | 2336.5869 | 2169 | 0.75 | UTFS
2169 | RES | UTGS | 306 | 111 | 0.25 | F | SL0001007615 | No | 0.5 | 98 | [12 empty] | 2 | 976.97 | 4 | 23.03 | [10 empty] | 0 | 0 | 1000 | 98 | 2 | 2 | 6703.5408 | 0 | 6703.5408 | 16338.0434 | 431 | 0.5 | UTGS
2170 | COM | UTTSS | 4000 | 271 | 5 | F | SL0001008065 | No | 1.25 | 66 | [12 empty] | 2 | 269.17 | 3 | 730.83 | [10 empty] | 0 | 0 | 1000 | 66 | 2 | 2 | 4917.8895 | 0 | 4917.8895 | 11622.0187 | 2145.6667 | 1.25 | UTTSS
2171 | RES | UTGS | 320 | 360 | 0.25 | F | SL0001008561 | No | 0.5 | 72 | [12 empty] | 2 | 1000 | [12 empty] | 0 | 0 | 1000 | 72 | 5 | 5 | 4925.0504 | 0 | 4925.0504 | 6502.1923 | 431 | 0.5 | UTGS
2172 | IND | UTTSS | 7800 | 273 | 2 | F | SL0001009095 | No | 1.25 | 141 | [12 empty] | 6 | 1000 | [12 empty] | 0 | 0 | 1000 | 141 | 1 | 1 | 10506.4004 | 0 | 10506.4004 | 60030.9617 | 5118 | 1.25 | UTTSS
2173 | RES | UTGS | 320 | 360 | 0.25 | F | SL0001009278 | No | 0.5 | 62 | [12 empty] | 2 | 968.6 | 3 | 31.4 | [10 empty] | 0 | 0 | 1000 | 62 | 9 | 9 | 4241.0156 | 0 | 4241.0156 | 3568.09 | 431 | 0.5 | UTGS
2174 | RES | UTGS | 320 | 760 | 0.25 | F | SL0001009573 | No | 0.5 | 28 | [12 empty] | 1.25 | 19.29 | 2 | 772.86 | 3 | 207.86 | [8 empty] | 0 | 0 | 1000.01 | 28 | 11 | 11 | 1915.2974 | 0 | 1915.2974 | 2717.1932 | 431 | 0.5 | UTGS
2175 | COM | UTGS | 21100 | 285 | 5 | F | SL0001009944 | No | 4 | 71 | [12 empty] | 2 | 331.13 | 4 | 668.87 | [10 empty] | 0 | 0 | 1000 | 71 | 2 | 19 | 5434.5869 | 0 | 5434.5869 | 1963.5137 | 18747.15 | 4 | UTGS
2176 | RES | UTGS | 550 | 760 | 2 | F | SL0001010171 | No | 0.5 | 99 | [12 empty] | 2 | 1000 | [12 empty] | 0 | 0 | 1000 | 99 | 14 | 14 | 6771.9443 | 0 | 6771.9443 | 2322.2116 | 585.0096 | 0.5 | UTGS
2177 | COM | UTFS | 1500 | 270 | 0.25 | F | SL0001011106 | No | 0.75 | 30 | [12 empty] | 4 | 1000 | [12 empty] | 0 | 0 | 1000 | 30 | 4 | 8 | 1931.5043 | 0 | 1931.5043 | 4960.1202 | 2169 | 0.75 | UTFS
2178 | RES | UTGS | 320 | 360 | 0.25 | F | SL0001011297 | No | 0.5 | 66 | [12 empty] | 1.25 | 567.75 | 2 | 432.25 | [10 empty] | 0 | 0 | 1000 | 66 | 5 | 5 | 4514.6295 | 0 | 4514.6295 | 6581.6773 | 431 | 0.5 | UTGS
2179 | RES | UTGS | 540 | 759 | 0.25 | F | SL0001011321 | No | 0.75 | 144 | [12 empty] | 2 | 75.55 | 4 | 924.45 | [10 empty] | 0 | 0 | 1000 | 144 | 4 | 4 | 9271.2208 | 0 | 9271.2208 | 9784.8171 | 585.0096 | 0.75 | UTGS
2180 | RES | UTGS | 540 | 259 | 0.25 | F | SL0001011685 | No | 0.5 | 66 | [12 empty] | 2 | 1000 | [12 empty] | 0 | 0 | 1000 | 66 | 13 | 13 | 4514.6295 | 0 | 4514.6295 | 2500.8432 | 585.0096 | 0.5 | UTGS
2181 | RES | UTGS | 320 | 760 | 0.25 | F | SL0001011939 | No | 0.5 | 40 | [12 empty] | 2 | 1000 | [12 empty] | 0 | 0 | 1000 | 40 | 8 | 8 | 2736.1391 | 0 | 2736.1391 | 4063.8702 | 431 | 0.5 | UTGS
2182 | RES | UTGS | 320 | 127 | 0.25 | F | SL0001011990 | No | 0.5 | 21 | [12 empty] | 0.75 | 275 | 2 | 725 | [10 empty] | 0 | 0 | 1000 | 21 | 23 | 23 | 1436.473 | 0 | 1436.473 | 1504.1505 | 431 | 0.5 | UTGS
2183 | COM | UTTSS | 21100 | 285 | 5 | F | SL0001011999 | No | 2 | 102 | [12 empty] | 1.25 | 5.05 | 2 | 61.89 | 3 | 203.11 | 4 | 729.95 | [6 empty] | 0 | 0 | 1000 | 102 | 7 | 12 | 7444.3147 | 0 | 7444.3147 | 2931.067 | 18747.15 | 2 | UTTSS
2184 | RES | UTGS | 320 | 360 | 0.25 | F | SL0001012164 | No | 0.75 | 125.97 | [12 empty] | 1.25 | 254 | 2 | 232.98 | 4 | 513.02 | [8 empty] | 0 | 0 | 1000 | 125.97 | 12 | 12 | 8110.3867 | 0 | 8110.3867 | 3030.5929 | 431 | 0.75 | UTGS
2185 | RES | UTGS | 955 | 259 | 2 | F | SL0001012336 | No | 0.5 | 20 | [12 empty] | 2 | 1000 | [12 empty] | 0 | 0 | 1000 | 20 | 17 | 17 | 1368.0696 | 0 | 1368.0696 | 1912.4095 | 1475.8773 | 0.5 | UTGS
2186 | RES | UTGS | 306 | 211 | 0.25 | F | SL0001012435 | No | 0.5 | 62 | [12 empty] | 1.25 | 170.06 | 2 | 829.94 | [10 empty] | 0 | 0 | 1000 | 62 | 11 | 11 | 4241.0156 | 0 | 4241.0156 | 2966.364 | 431 | 0.5 | UTGS
2187 | RES | UTGS | 320 | 360 | 0.25 | F | SL0001013085 | No | 0.75 | 73 | [12 empty] | 1 | 205.09 | 1.25 | 794.91 | [10 empty] | 0 | 0 | 1000 | 73 | 4 | 10 | 4699.9939 | 0 | 4699.9939 | 3106.1073 | 431 | 0.75 | UTGS
2188 | RES | UTGS | 320 | 760 | 0.25 | F | SL0001013292 | No | 0.5 | 105 | [12 empty] | 0.75 | 33 | 3 | 18.72 | 4 | 948.28 | [8 empty] | 0 | 0 | 1000 | 105 | 7 | 7 | 7182.3652 | 0 | 7182.3652 | 5617.5571 | 431 | 0.5 | UTGS
2189 | RES | UTGS | 320 | 760 | 0.25 | F | SL0001013651 | No | 0.75 | 102 | [12 empty] | 0.75 | 247 | 2 | 753 | [10 empty] | 0 | 0 | 1000 | 102 | 19 | 26 | 6567.1147 | 0 | 6567.1147 | 1322.4316 | 431 | 0.75 | UTGS
2190 | COM | UTFS | 14487 | 234 | 5 | F | SL0001013787 | No | 2 | 191 | [12 empty] | 2 | 1000 | [12 empty] | 0 | 0 | 1000 | 191 | 3 | 3 | 13939.8443 | 0 | 13939.8443 | 10836.9872 | 10791.3333 | 2 | UTFS
2191 | RES | UTGS | 306 | 211 | 0.25 | F | SL0001014365 | No | 0.5 | 42 | [12 empty] | 1.25 | 825.88 | 2 | 36.88 | 4 | 137.25 | [8 empty] | 0 | 0 | 1000.01 | 42 | 7 | 7 | 2872.9461 | 0 | 2872.9461 | 4867.6408 | 431 | 0.5 | UTGS
2192 | COM | UTTSS | 3300 | 271 | 2 | F | SL0001014554 | No | 1.25 | 293 | [12 empty] | 1.25 | 248 | 2 | 752 | [10 empty] | 0 | 0 | 1000 | 293 | 7 | 7 | 21832.449 | 0 | 21832.449 | 4669.2231 | 2145.6667 | 1.25 | UTTSS
2193 | RES | UTGS | 320 | 760 | 0.25 | F | SL0001014579 | No | 0.5 | 34 | [12 empty] | 1.25 | 1000 | [12 empty] | 0 | 0 | 1000 | 34 | 10 | 10 | 2325.7182 | 0 | 2325.7182 | 3321.0962 | 431 | 0.5 | UTGS
2194 | COM | UTTSM | 64550 | 275 | 45 | H | SL0001014639 | No | 2 | 34 | [12 empty] | 8 | 1000 | [12 empty] | 0 | 0 | 1000 | 34 | 1 | 1 | 2481.4382 | 0 | 2481.4382 | 72850.9617 | 113197.0366 | 2 | UTTSM
2195 | RES | UTGS | 320 | 127 | 0.25 | F | SL0001014650 | No | 0.5 | 87 | [12 empty] | 2 | 1000 | [12 empty] | 0 | 0 | 1000 | 87 | 10 | 10 | 5951.1026 | 0 | 5951.1026 | 3251.0962 | 431 | 0.5 | UTGS
2196 | RES | UTGS | 320 | 760 | 0.25 | F | SL0001014674 | No | 0.75 | 89 | [12 empty] | 0.75 | 216 | 2 | 677.75 | 4 | 106.25 | [8 empty] | 0 | 0 | 1000 | 89 | 22 | 23 | 5730.1295 | 0 | 5730.1295 | 1517.8284 | 431 | 0.75 | UTGS
2197 | RES | UTGS | 320 | 361 | 0.25 | F | SL0001014769 | No | 0.5 | 16 | [12 empty] | 1.25 | 1000 | [12 empty] | 0 | 0 | 1000 | 16 | 24 | 34 | 1094.4556 | 0 | 1094.4556 | 976.793 | 431 | 0.5 | UTGS
2198 | RES | UTGS | 320 | 360 | 0.25 | F | SL0001014937 | No | 0.5 | 29 | [12 empty] | 1.25 | 1000 | [12 empty] | 0 | 0 | 1000 | 29 | 8 | 8 | 1983.7009 | 0 | 1983.7009 | 4151.3702 | 431 | 0.5 | UTGS
2199 | RES | UTGS | 320 | 127 | 0.25 | F | SL0001016041 | No | 0.5 | 55 | [12 empty] | 2 | 916.96 | 3 | 83.04 | [10 empty] | 0 | 0 | 1000 | 55 | 7 | 7 | 3762.1913 | 0 | 3762.1913 | 4494.0021 | 431 | 0.5 | UTGS
2200 | RES | UTGS | 320 | 127 | 0.25 | F | SL0001016616 | No | 0.75 | 26 | [12 empty] | 2 | 1000 | [12 empty] | 0 | 0 | 1000 | 26 | 9 | 73 | 1673.9704 | 0 | 1673.9704 | 445.3556 | 431 | 0.75 | UTGS
2201 | COM | UTFS | 2225 | 278 | 2 | F | SL0001016984 | No | 1.25 | 119 | [12 empty] | 2 | 78.54 | 4 | 921.46 | [10 empty] | 0 | 0 | 1000 | 119 | 6 | 12 | 8867.1039 | 0 | 8867.1039 | 3259.8192 | 2428.75 | 1.25 | UTFS
2202 | RES | UTGS | 320 | 360 | 0.25 | F | SL0001017041 | No | 0.5 | 52 | [12 empty] | 2 | 1000 | [12 empty] | 0 | 0 | 1000 | 52 | 7 | 7 | 3556.9808 | 0 | 3556.9808 | 4644.4231 | 431 | 0.5 | UTGS
2203 | RES | UTGS | 175 | 126 | 0.25 | F | SL0001017947 | No | 0.5 | 25 | [12 empty] | 1.25 | 31.44 | 2 | 968.56 | [10 empty] | 0 | 0 | 1000 | 25 | 9 | 9 | 1710.0869 | 0 | 1710.0869 | 3614.7744 | 431 | 0.5 | UTGS
2204 | RES | UTGS | 320 | 360 | 0.25 | F | SL0001017980 | No | 0.5 | 93 | [12 empty] | 2 | 853.89 | 4 | 146.11 | [10 empty] | 0 | 0 | 1000 | 93 | 13 | 13 | 6361.5234 | 0 | 6361.5234 | 2581.4285 | 431 | 0.5 | UTGS
2205 | IND | UTTSM | 121714 | 113 | 45 | H | SL0001018212 | No | 4 | 359 | [12 empty] | 6 | 1000 | [12 empty] | 0 | 0 | 1000 | 359 | 2 | 2 | 27479.1085 | 0 | 27479.1085 | 30015.4809 | 150929.3822 | 4 | UTTSM
2206 | RES | UTGS | 306 | 211 | 0.25 | F | SL0001018227 | No | 0.5 | 76 | [12 empty] | 2 | 1000 | [12 empty] | 0 | 0 | 1000 | 76 | 10 | 12 | 5198.6643 | 0 | 5198.6643 | 2709.2468 | 431 | 0.5 | UTGS
2207 | RES | UTGS | 320 | 360 | 0.25 | F | SL0001019060 | No | 0.5 | 70 | [12 empty] | 2 | 1000 | [12 empty] | 0 | 0 | 1000 | 70 | 8 | 8 | 4788.2434 | 0 | 4788.2434 | 4063.8702 | 431 | 0.5 | UTGS
2208 | RES | UTGS | 550 | 760 | 2 | F | SL0001019151 | No | 0.5 | 41 | [12 empty] | 2 | 1000 | [12 empty] | 0 | 0 | 1000 | 41 | 9 | 9 | 2804.5426 | 0 | 2804.5426 | 3612.3291 | 585.0096 | 0.5 | UTGS
2209 | RES | UTGS | 306 | 211 | 0.25 | F | SL0001019541 | No | 0.5 | 41 | [12 empty] | 1.25 | 501 | 2 | 499 | [10 empty] | 0 | 0 | 1000 | 41 | 8 | 8 | 2804.5426 | 0 | 2804.5426 | 4107.7077 | 431 | 0.5 | UTGS
2210 | RES | UTGS | 320 | 127 | 0.25 | F | SL0001020426 | No | 0.5 | 37 | [12 empty] | 2 | 1000 | [12 empty] | 0 | 0 | 1000 | 37 | 10 | 11 | 2530.9287 | 0 | 2530.9287 | 2955.542 | 431 | 0.5 | UTGS
2211 | RES | UTGS | 320 | 760 | 0.25 | F | SL0001020474 | No | 0.5 | 75 | [12 empty] | 2 | 1000 | [12 empty] | 0 | 0 | 1000 | 75 | 9 | 9 | 5130.2608 | 0 | 5130.2608 | 3612.3291 | 431 | 0.5 | UTGS
2212 | RES | UTGS | 320 | 360 | 0.25 | F | SL0001020479 | No | 0.5 | 41 | [12 empty] | 2 | 1000 | [12 empty] | 0 | 0 | 1000 | 41 | 11 | 23 | 2804.5426 | 0 | 2804.5426 | 1413.5201 | 431 | 0.5 | UTGS
2213 | RES | UTGS | 320 | 360 | 0.25 | F | SL0001020491 | No | 0.75 | 91 | [12 empty] | 2 | 1000 | [12 empty] | 0 | 0 | 1000 | 91 | 6 | 64 | 5858.8965 | 0 | 5858.8965 | 507.9838 | 431 | 0.75 | UTGS
2214 | RES | UTGS | 320 | 127 | 0.25 | F | SL0001020510 | No | 0.5 | 62 | [12 empty] | 0.75 | 114 | 2 | 886 | [10 empty] | 0 | 0 | 1000 | 62 | 12 | 12 | 4241.0156 | 0 | 4241.0156 | 2781.2568 | 431 | 0.5 | UTGS
2215 | RES | UTGS | 320 | 360 | 0.25 | F | SL0001020519 | No | 0.5 | 46 | [12 empty] | 2 | 880.72 | 3 | 119.28 | [10 empty] | 0 | 0 | 1000 | 46 | 9 | 9 | 3146.56 | 0 | 3146.56 | 3444.2768 | 431 | 0.5 | UTGS
2216 | COM | UTTSS | 3300 | 271 | 2 | F | SL0001020619 | No | 1.25 | 519 | [12 empty] | 2 | 1000 | [12 empty] | 0 | 0 | 1000 | 519 | 2 | 2 | 38672.495 | 0 | 38672.495 | 16255.4809 | 2145.6667 | 1.25 | UTTSS
2217 | COM | UTFS | 3000 | 271 | 0.25 | F | SL0001020801 | No | 1.25 | 304 | [12 empty] | 4 | 1000 | [12 empty] | 0 | 0 | 1000 | 304 | 1 | 1 | 22652.0973 | 0 | 22652.0973 | 39680.9617 | 2145.6667 | 1.25 | UTFS
2218 | RES | UTGS | 320 | 360 | 0.25 | F | SL0001020895 | No | 0.5 | 27 | [12 empty] | 1.25 | 584.47 | 2 | 415.53 | [10 empty] | 0 | 0 | 1000 | 27 | 8 | 8 | 1846.8939 | 0 | 1846.8939 | 4115.0113 | 431 | 0.5 | UTGS
2219 | RES | UTGS | 306 | 211 | 0.25 | F | SL0001021254 | No | 0.5 | 56 | [12 empty] | 1.25 | 225 | 2 | 775 | [10 empty] | 0 | 0 | 1000 | 56 | 11 | 11 | 3830.5948 | 0 | 3830.5948 | 2969.8602 | 431 | 0.5 | UTGS
2220 | COM | UTFS | 8065 | 278 | 45 | H | SL0001021568 | No | 2 | 4 | 4 | 395 | [10 empty] | 4 | 1000 | [12 empty] | 0 | 0 | 1000 | 399 | 1 | 1 | 30526.6077 | 0 | 30526.6077 | 39680.9617 | 45278.8147 | 2 | UTFS
2221 | COM | UTTSS | 5550 | 272 | 2 | F | SL0001022137 | No | 1.25 | 129 | [12 empty] | 2 | 955.67 | 4 | 44.33 | [10 empty] | 0 | 0 | 1000 | 129 | 6 | 17 | 9612.2386 | 0 | 9612.2386 | 1931.1063 | 3698.6667 | 1.25 | UTTSS
2222 | RES | UTGS | 320 | 360 | 0.25 | F | SL0001022614 | No | 0.75 | 18 | [12 empty] | 0.75 | 37 | 1.25 | 863.9 | 2 | 99.1 | [8 empty] | 0 | 0 | 1000 | 18 | 19 | 36 | 1158.9026 | 0 | 1158.9026 | 927.6709 | 431 | 0.75 | UTGS
2223 | IND | UTTSM | 92750 | 279 | 45 | H | SL0001022692 | No | 4 | 223 | [12 empty] | 4 | 1000 | [12 empty] | 0 | 0 | 1000 | 223 | 3 | 8 | 17069.1956 | 0 | 17069.1956 | 4960.1202 | 113197.0366 | 4 | UTTSM
2224 | RES | UTGS | 320 | 461 | 0.25 | F | SL0001022732 | No | 0.5 | 21 | [12 empty] | 1.25 | 213.96 | 2 | 754.08 | 4 | 31.96 | [8 empty] | 0 | 0 | 1000 | 21 | 15 | 15 | 1436.473 | 0 | 1436.473 | 2192.6591 | 431 | 0.5 | UTGS
2225 | RES | UTGS | 320 | 360 | 0.25 | F | SL0001023271 | No | 0.5 | 153 | [12 empty] | 2 | 50.55 | 4 | 949.45 | [10 empty] | 0 | 0 | 1000 | 153 | 9 | 9 | 10465.7321 | 0 | 10465.7321 | 4368.7242 | 431 | 0.5 | UTGS
2226 | COM | UTGS | 320 | 360 | 0.25 | F | SL0001024388 | No | 1.25 | 43 | [12 empty] | 1.25 | 98 | 2 | 204.5 | 4 | 697.5 | [8 empty] | 0 | 0 | 1000 | 43 | 6 | 11 | 3204.0795 | 0 | 3204.0795 | 3416.4215 | 431 | 1.25 | UTGS
2227 | IND | UTTSS | 6600 | 272 | 5 | F | SL0001024512 | No | 1.25 | 35 | [12 empty] | 1.25 | 19.62 | 2 | 214 | 4 | 766.38 | [8 empty] | 0 | 0 | 1000 | 35 | 8 | 53 | 2607.9717 | 0 | 2607.9717 | 717.3517 | 3698.6667 | 1.25 | UTTSS
2228 | RES | UTGS | 320 | 160 | 0.25 | F | SL0001024619 | No | 0.5 | 27 | [12 empty] | 1.25 | 887.21 | 2 | 112.79 | [10 empty] | 0 | 0 | 1000 | 27 | 15 | 15 | 1846.8939 | 0 | 1846.8939 | 2208.8006 | 431 | 0.5 | UTGS
2229 | RES | UTGS | 320 | 127 | 0.25 | F | SL0001024659 | No | 0.5 | 49 | [12 empty] | 1.25 | 1000 | [12 empty] | 0 | 0 | 1000 | 49 | 13 | 13 | 3351.7704 | 0 | 3351.7704 | 2554.6894 | 431 | 0.5 | UTGS
2230 | RES | UTGS | 320 | 160 | 0.25 | F | SL0001025288 | No | 0.75 | 174 | [12 empty] | 2 | 267.5 | 4 | 732.5 | [10 empty] | 0 | 0 | 1000 | 174 | 5 | 5 | 11202.7251 | 0 | 11202.7251 | 7552.5973 | 431 | 0.75 | UTGS
2231 | RES | UTGS | 320 | 760 | 0.25 | F | SL0001025360 | No | 0.5 | 30 | [12 empty] | 1.25 | 431.14 | 2 | 302.9 | 4 | 265.96 | [8 empty] | 0 | 0 | 1000 | 30 | 8 | 8 | 2052.1043 | 0 | 2052.1043 | 4339.9616 | 431 | 0.5 | UTGS
2232 | RES | UTGS | 320 | 461 | 0.25 | F | SL0001025822 | No | 0.75 | 328 | [12 empty] | 2 | 999 | [12 empty] | 0 | 0 | 999 | 328 | 2 | 3 | 21117.7807 | 0 | 21117.7807 | 10826.1503 | 431 | 0.75 | UTGS
2233 | RES | UTGS | 306 | 211 | 0.25 | F | SL0001025937 | No | 0.5 | 28 | [12 empty] | 1.25 | 869.92 | 4 | 130.08 | [10 empty] | 0 | 0 | 1000 | 28 | 9 | 9 | 1915.2974 | 0 | 1915.2974 | 3783.6199 | 431 | 0.5 | UTGS
2234 | RES | UTGS | 306 | 211 | 0.25 | F | SL0001026217 | No | 0.5 | 79 | [12 empty] | 2 | 274 | 3 | 726 | [10 empty] | 0 | 0 | 1000 | 79 | 7 | 7 | 5403.8747 | 0 | 5403.8747 | 3329.326 | 431 | 0.5 | UTGS
2235 | COM | UTTSS | 21100 | 285 | 5 | F | SL0001026245 | No | 1.25 | 10 | 2 | 169 | [10 empty] | 1.25 | 60 | 2 | 283.74 | 3 | 146.92 | 4 | 509.34 | [6 empty] | 0 | 0 | 1000 | 179 | 14 | 67 | 13079.3425 | 0 | 13079.3425 | 512.5669 | 18747.15 | 1.25 | UTTSS
2236 | RES | UTGS | 320 | 360 | 0.25 | F | SL0001026319 | No | 0.5 | 148 | [12 empty] | 2 | 979.34 | 6 | 20.66 | [10 empty] | 0 | 0 | 1000 | 148 | 9 | 9 | 10123.7147 | 0 | 10123.7147 | 3675.5028 | 431 | 0.5 | UTGS
2237 | RES | UTGS | 320 | 361 | 0.25 | F | SL0001026481 | No | 0.5 | 36 | [12 empty] | 1.25 | 254 | 2 | 395.4 | 4 | 350.6 | [8 empty] | 0 | 0 | 1000 | 36 | 7 | 7 | 2462.5252 | 0 | 2462.5252 | 5028.9377 | 431 | 0.5 | UTGS
2238 | RES | UTGS | 320 | 460 | 0.25 | F | SL0001027178 | No | 0.75 | 31.2 | [12 empty] | 2 | 952 | 4 | 48 | [10 empty] | 0 | 0 | 1000 | 31.2 | 23 | 107 | 2008.7645 | 0 | 2008.7645 | 307.0572 | 431 | 0.75 | UTGS
2239 | RES | UTGS | 320 | 760 | 0.25 | F | SL0001027184 | No | 0.5 | 54 | [12 empty] | 1.25 | 433 | 2 | 1 | 4 | 456 | [8 empty] | 0 | 0 | 890 | 54 | 10 | 10 | 3693.7878 | 0 | 3693.7878 | 3250.7376 | 431 | 0.5 | UTGS
2240 | RES | UTGS | 2400 | 155 | 2 | F | SL0001027257 | No | 0.75 | 37 | [12 empty] | 2 | 256.56 | 4 | 743.44 | [10 empty] | 0 | 0 | 1000 | 37 | 5 | 5 | 2382.1887 | 0 | 2382.1887 | 7568.2853 | 2428.75 | 0.75 | UTGS
2241 | RES | UTGS | 320 | 360 | 0.25 | F | SL0001027512 | No | 0.5 | 29 | [12 empty] | 1.25 | 508 | 4 | 492 | [10 empty] | 0 | 0 | 1000 | 29 | 9 | 9 | 1983.7009 | 0 | 1983.7009 | 4043.8002 | 431 | 0.5 | UTGS
2242 | COM | UTFS | 6600 | 272 | 5 | F | SL0001027798 | No | 2 | 402 | [12 empty] | 2 | 117.21 | 4 | 850 | [10 empty] | 0 | 0 | 967.21 | 402 | 4 | 7 | 29339.3581 | 0 | 29339.3581 | 5362.7753 | 3698.6667 | 2 | UTFS
2243 | COM | UTTSS | 44352 | 234 | 45 | H | SL0001027863 | No | 3 | 212 | [12 empty] | 4 | 999.94 | [12 empty] | 0 | 0 | 999.94 | 212 | 6 | 9 | 15472.4973 | 0 | 15472.4973 | 4408.7312 | 60371.7529 | 3 | UTTSS
2244 | RES | UTGS | 320 | 760 | 0.25 | F | SL0001028534 | No | 0.5 | 40 | [12 empty] | 1.25 | 343.5 | 2 | 656.5 | [10 empty] | 0 | 0 | 1000 | 40 | 10 | 10 | 2736.1391 | 0 | 2736.1391 | 3275.1412 | 431 | 0.5 | UTGS
2245 | COM | UTGS | 320 | 760 | 0.25 | F | SL0001028637 | No | 0.75 | 112 | [12 empty] | 2 | 1000 | [12 empty] | 0 | 0 | 1000 | 112 | 7 | 11 | 7210.9495 | 0 | 7210.9495 | 2955.542 | 431 | 0.75 | UTGS
2246 | COM | UTTSS | 5550 | 272 | 2 | F | SL0001029390 | No | 2 | 231 | [12 empty] | 2 | 17.69 | 4 | 982.31 | [10 empty] | 0 | 0 | 1000 | 231 | 2 | 3 | 16859.1834 | 0 | 16859.1834 | 13184.7081 | 3698.6667 | 2 | UTTSS
2247 | COM | UTTSS | 9200 | 273 | 5 | F | SL0001029427 | No | 2 | 187 | [12 empty] | 4 | 934.22 | 6 | 65.78 | [10 empty] | 0 | 0 | 1000 | 187 | 2 | 2 | 13647.9104 | 0 | 13647.9104 | 20509.7924 | 5118 | 2 | UTTSS
2248 | RES | UTGS | 320 | 360 | 0.25 | F | SL0001030007 | No | 0.5 | 20 | [12 empty] | 1.25 | 946.3 | 2 | 53.7 | [10 empty] | 0 | 0 | 1000 | 20 | 10 | 10 | 1368.0696 | 0 | 1368.0696 | 3317.3372 | 431 | 0.5 | UTGS
2249 | RES | UTGS | 320 | 360 | 0.25 | F | SL0001030222 | No | 0.5 | 41 | [12 empty] | 1.25 | 1000 | [12 empty] | 0 | 0 | 1000 | 41 | 8 | 8 | 2804.5426 | 0 | 2804.5426 | 4151.3702 | 431 | 0.5 | UTGS
2250 | RES | UTGS | 320 | 360 | 0.25 | F | SL0001030781 | No | 0.5 | 125 | [12 empty] | 2 | 325.75 | 4 | 674.25 | [10 empty] | 0 | 0 | 1000 | 125 | 6 | 6 | 8550.4347 | 0 | 8550.4347 | 6224.2224 | 431 | 0.5 | UTGS
2251 | RES | UTGS | 320 | 127 | 0.25 | F | SL0001031435 | No | 0.5 | 51 | [12 empty] | 1.25 | 613.88 | 2 | 386.12 | [10 empty] | 0 | 0 | 1000 | 51 | 12 | 12 | 3488.5774 | 0 | 3488.5774 | 2745.0565 | 431 | 0.5 | UTGS
2252 | COM | UTTSS | 5000 | 272 | 0.25 | F | SL0001031486 | No | 2 | 187 | [12 empty] | 2 | 238 | 4 | 409.08 | 16 | 352.92 | [8 empty] | 0 | 0 | 1000 | 187 | 10 | 10 | 13647.9104 | 0 | 13647.9104 | 4968.0858 | 3698.6667 | 2 | UTTSS
2253 | COM | UTTSS | 11000 | 274 | 0.25 | F | SL0001031487 | No | 2 | 229 | [12 empty] | 2 | 139.71 | 4 | 8 | 16 | 852.29 | [8 empty] | 0 | 0 | 1000 | 229 | 6 | 7 | 16713.2164 | 0 | 16713.2164 | 9564.2429 | 10791.3333 | 2 | UTTSS
2254 | COM | UTTSS | 7000 | 273 | 0.25 | F | SL0001031489 | No | 2 | 150 | [12 empty] | 1.25 | 21.45 | 2 | 870.57 | 3 | 12.45 | 4 | 95.52 | [6 empty] | 0 | 0 | 999.99 | 150 | 11 | 43 | 10947.5217 | 0 | 10947.5217 | 768.6666 | 5118 | 2 | UTTSS
2255 | COM | UTTSS | 14500 | 274 | 5 | F | SL0001031638 | No | 2 | 65 | [12 empty] | 2 | 77 | 6 | 3 | 10 | 171.51 | 16 | 748.49 | [6 empty] | 0 | 0 | 1000 | 65 | 5 | 7 | 4743.9261 | 0 | 4743.9261 | 9958.046 | 10791.3333 | 2 | UTTSS
2256 | COM | UTTSS | 21100 | 275 | 5 | F | SL0001032127 | No | 3 | 291 | [12 empty] | 4 | 1000 | [12 empty] | 0 | 0 | 1000 | 291 | 3 | 4 | 21238.192 | 0 | 21238.192 | 9920.2404 | 18747.15 | 3 | UTTSS
2257 | RES | UTGS | 320 | 360 | 0.25 | F | SL0001032137 | No | 0.5 | 92 | [12 empty] | 2 | 1000 | [12 empty] | 0 | 0 | 1000 | 92 | 19 | 19 | 6293.12 | 0 | 6293.12 | 1711.1032 | 431 | 0.5 | UTGS
2258 | RES | UTGS | 540 | 759 | 0.25 | F | SL0001032142 | No | 0.75 | 169 | [12 empty] | 2 | 712.47 | [12 empty] | 0 | 0 | 712.47 | 169 | 8 | 8 | 10880.8078 | 0 | 10880.8078 | 2895.3856 | 585.0096 | 0.75 | UTGS
2259 | RES | UTGS | 320 | 360 | 0.25 | F | SL0001032332 | No | 0.5 | 68 | [12 empty] | 1.25 | 940.38 | 2 | 59.62 | [10 empty] | 0 | 0 | 1000 | 68 | 7 | 7 | 4651.4365 | 0 | 4651.4365 | 4738.4611 | 431 | 0.5 | UTGS
2260 | COM | UTFS | 2400 | 255 | 2 | F | SL0001033891 | No | 0.5 | 19 | [12 empty] | 2 | 376.5 | 4 | 623.5 | [10 empty] | 0 | 0 | 1000 | 19 | 3 | 3 | 1299.6661 | 0 | 1299.6661 | 12327.1522 | 2428.75 | 0.5 | UTFS
2261 | RES | UTGS | 320 | 360 | 0.25 | F | SL0001034450 | No | 0.75 | 36 | [12 empty] | 2 | 547.31 | 4 | 452.69 | [10 empty] | 0 | 0 | 1000 | 36 | 12 | 56 | 2317.8052 | 0 | 2317.8052 | 638.5134 | 431 | 0.75 | UTGS
2262 | COM | UTGS | 7800 | 273 | 2 | F | SL0001034473 | No | 2 | 253 | [12 empty] | 4 | 1000 | [12 empty] | 0 | 0 | 1000 | 253 | 1 | 19 | 18464.8199 | 0 | 18464.8199 | 2088.4717 | 5118 | 2 | UTGS
2263 | RES | UTGS | 306 | 111 | 0.25 | F | SL0001035806 | No | 0.5 | 27 | [12 empty] | 0.75 | 142 | 2 | 858 | [10 empty] | 0 | 0 | 1000 | 27 | 11 | 11 | 1846.8939 | 0 | 1846.8939 | 3053.3929 | 431 | 0.5 | UTGS
2264 | RES | UTGS | 320 | 360 | 0.25 | F | SL0001035822 | No | 0.5 | 51 | [12 empty] | 1.25 | 166.09 | 2 | 833.91 | [10 empty] | 0 | 0 | 1000 | 51 | 10 | 10 | 3488.5774 | 0 | 3488.5774 | 3262.7225 | 431 | 0.5 | UTGS
2265 | RES | UTGS | 320 | 360 | 0.25 | F | SL0001035921 | No | 0.5 | 38 | [12 empty] | 2 | 1000 | [12 empty] | 0 | 0 | 1000 | 38 | 9 | 9 | 2599.3322 | 0 | 2599.3322 | 3612.3291 | 431 | 0.5 | UTGS
2266 | RES | UTGS | 320 | 127 | 0.25 | F | SL0001035954 | No | 0.5 | 44 | [12 empty] | 2 | 1000 | [12 empty] | 0 | 0 | 1000 | 44 | 13 | 13 | 3009.753 | 0 | 3009.753 | 2500.8432 | 431 | 0.5 | UTGS
2267 | RES | UTGS | 320 | 160 | 0.25 | F | SL0001035967 | No | 0.75 | 19 | [12 empty] | 2 | 497 | 4 | 503 | [10 empty] | 0 | 0 | 1000 | 19 | 24 | 99 | 1223.2861 | 0 | 1223.2861 | 364.8229 | 431 | 0.75 | UTGS
2268 | RES | UTGS | 320 | 360 | 0.25 | F | SL0001035968 | No | 0.75 | 54 | [12 empty] | 2 | 497 | 4 | 503 | [10 empty] | 0 | 0 | 1000 | 54 | 24 | 99 | 3476.7078 | 0 | 3476.7078 | 364.8229 | 431 | 0.75 | UTGS
2269 | IND | UTTSS | 21100 | 273 | 30 | L | SL0001036107 | No | 2 | 123 | [12 empty] | 2 | 60.84 | 3 | 939.16 | [10 empty] | 0 | 0 | 1000 | 123 | 9 | 13 | 8976.9678 | 0 | 8976.9678 | 1584.801 | 19488.7267 | 2 | UTTSS
2270 | RES | UTGS | 320 | 360 | 0.25 | F | SL0001036178 | No | 0.75 | 25 | [12 empty] | 3 | 714.76 | [12 empty] | 0 | 0 | 714.76 | 25 | 9 | 54 | 1609.5869 | 0 | 1609.5869 | 262.4885 | 431 | 0.75 | UTGS
2271 | COM | UTFS | 955 | 259 | 2 | F | SL0001036535 | No | 1.25 | 37 | [12 empty] | 1.25 | 50.52 | 4 | 949.48 | [10 empty] | 0 | 0 | 1000 | 37 | 4 | 6 | 2756.9987 | 0 | 2756.9987 | 6559.0162 | 1475.8773 | 1.25 | UTFS
2272 | RES | UTGS | 320 | 360 | 0.25 | F | SL0001036554 | No | 0.5 | 39 | [12 empty] | 0.75 | 220 | 2 | 453 | 3 | 327 | [8 empty] | 0 | 0 | 1000 | 39 | 12 | 12 | 2667.7356 | 0 | 2667.7356 | 2502.6835 | 431 | 0.5 | UTGS
2273 | RES | UTGS | 320 | 360 | 0.25 | F | SL0001036962 | No | 0.5 | 34 | [12 empty] | 1.25 | 858 | 2 | 142 | [10 empty] | 0 | 0 | 1000 | 34 | 12 | 12 | 2325.7182 | 0 | 2325.7182 | 2759.2968 | 431 | 0.5 | UTGS
2274 | RES | UTGS | 320 | 360 | 0.25 | F | SL0001037416 | No | 0.5 | 56 | [12 empty] | 2 | 1000 | [12 empty] | 0 | 0 | 1000 | 56 | 7 | 7 | 3830.5948 | 0 | 3830.5948 | 4644.4231 | 431 | 0.5 | UTGS
2275 | COM | UTTSS | 2225 | 278 | 2 | F | SL0001037428 | No | 1.25 | 101 | [12 empty] | 2 | 1000 | [12 empty] | 0 | 0 | 1000 | 101 | 9 | 24 | 7525.8613 | 0 | 7525.8613 | 1354.6234 | 2428.75 | 1.25 | UTTSS
2276 | RES | UTGS | 320 | 127 | 0.25 | F | SL0001037752 | No | 0.5 | 11 | [12 empty] | 1.25 | 963.09 | 2 | 36.91 | [10 empty] | 0 | 0 | 1000 | 11 | 10 | 10 | 752.4383 | 0 | 752.4383 | 3318.5125 | 431 | 0.5 | UTGS
2277 | RES | UTGS | 320 | 360 | 0.25 | F | SL0001039309 | No | 0.5 | 26 | [12 empty] | 1.25 | 73.2 | 2 | 926.8 | [10 empty] | 0 | 0 | 1000 | 26 | 9 | 9 | 1778.4904 | 0 | 1778.4904 | 3618.0224 | 431 | 0.5 | UTGS
2278 | COM | UTTSM | 92750 | 279 | 45 | H | SL0001039951 | No | 4 | 266 | [12 empty] | 4 | 781 | 6 | 219 | [10 empty] | 0 | 0 | 1000 | 266 | 1 | 1 | 20360.5651 | 0 | 20360.5651 | 44137.6117 | 113197.0366 | 4 | UTTSM
2279 | IND | UTTSS | 9200 | 273 | 5 | F | SL0001040117 | No | 1.25 | 106 | [12 empty] | 2 | 909.72 | 4 | 90.28 | [10 empty] | 0 | 0 | 1000 | 106 | 6 | 13 | 7898.4287 | 0 | 7898.4287 | 2550.6361 | 5118 | 1.25 | UTTSS
2280 | RES | UTGS | 320 | 160 | 0.25 | F | SL0001040252 | No | 0.5 | 31 | [12 empty] | 1.25 | 321.75 | 2 | 678.25 | [10 empty] | 0 | 0 | 1000 | 31 | 8 | 8 | 2120.5078 | 0 | 2120.5078 | 4092.0233 | 431 | 0.5 | UTGS
2281 | RES | UTGS | 320 | 360 | 0.25 | F | SL0001040295 | No | 0.5 | 50 | 0.75 | 2 | [10 empty] | 0.75 | 108 | 2 | 892 | [10 empty] | 0 | 0 | 1000 | 52 | 16 | 16 | 3548.9408 | 0 | 3548.9408 | 2083.1001 | 431 | 0.5 | UTGS
2282 | COM | UTFS | 11750 | 274 | 2 | F | SL0001040759 | No | 2 | 133 | [12 empty] | 2 | 1000 | [12 empty] | 0 | 0 | 1000 | 133 | 1 | 1 | 9706.8026 | 0 | 9706.8026 | 32510.9617 | 10791.3333 | 2 | UTFS
2283 | RES | UTGS | 320 | 160 | 0.25 | F | SL0001041997 | No | 0.5 | 13 | [12 empty] | 2 | 761.59 | 3 | 238.41 | [10 empty] | 0 | 0 | 1000 | 13 | 20 | 20 | 889.2452 | 0 | 889.2452 | 1474.3961 | 431 | 0.5 | UTGS
2284 | RES | UTGS | 320 | 760 | 0.25 | F | SL0001042051 | No | 0.5 | 36 | [12 empty] | 1.25 | 915 | 4 | 85 | [10 empty] | 0 | 0 | 1000 | 36 | 11 | 11 | 2462.5252 | 0 | 2462.5252 | 3069.1738 | 431 | 0.5 | UTGS
2285 | RES | UTGS | 550 | 360 | 2 | F | SL0001042335 | No | 0.75 | 70 | [12 empty] | 1.25 | 185.89 | 2 | 274.6 | 4 | 539.51 | [8 empty] | 0 | 0 | 1000 | 70 | 5 | 47 | 4506.8434 | 0 | 4506.8434 | 776.7951 | 585.0096 | 0.75 | UTGS
2286 | RES | UTGS | 550 | 361 | 2 | F | SL0001042339 | No | 0.75 | 24 | [12 empty] | 1.25 | 385 | 2 | 348.54 | 4 | 266.46 | [8 empty] | 0 | 0 | 1000 | 24 | 10 | 120 | 1545.2035 | 0 | 1545.2035 | 289.0915 | 585.0096 | 0.75 | UTGS
2287 | COM | UTTSM | 44352 | 234 | 45 | H | SL0001042495 | No | 3 | 274 | 4 | 2 | [10 empty] | 2 | 167.97 | 4 | 690.16 | 6 | 141.88 | [8 empty] | 0 | 0 | 1000.01 | 276 | 4 | 4 | 20150.5599 | 0 | 20150.5599 | 10341.0679 | 60371.7529 | 3 | UTTSM
2288 | COM | UTTSS | 9200 | 273 | 5 | F | SL0001042915 | No | 1.25 | 114 | [12 empty] | 2 | 1000 | [12 empty] | 0 | 0 | 1000 | 114 | 7 | 19 | 8494.5365 | 0 | 8494.5365 | 1711.1032 | 5118 | 1.25 | UTTSS
2289 | RES | UTGS | 320 | 127 | 0.25 | F | SL0001043385 | No | 0.5 | 35 | [12 empty] | 2 | 1000 | [12 empty] | 0 | 0 | 1000 | 35 | 10 | 10 | 2394.1217 | 0 | 2394.1217 | 3251.0962 | 431 | 0.5 | UTGS
2290 | RES | UTGS | 320 | 127 | 0.25 | F | SL0001043673 | No | 0.75 | 15 | [12 empty] | 2 | 1000 | [12 empty] | 0 | 0 | 1000 | 15 | 17 | 57 | 965.7522 | 0 | 965.7522 | 570.3677 | 431 | 0.75 | UTGS
2291 | COM | UTFS | 1500 | 270 | 0.25 | F | SL0001043784 | No | 1.25 | 264 | [12 empty] | 0.75 | 27 | 1.25 | 37.25 | 4 | 935.75 | [8 empty] | 0 | 0 | 1000 | 264 | 6 | 9 | 19671.5581 | 0 | 19671.5581 | 4383.4471 | 2169 | 1.25 | UTFS
2292 | RES | UTGS | 320 | 127 | 0.25 | F | SL0001043883 | No | 0.5 | 36 | [12 empty] | 1.25 | 756.03 | 2 | 42.16 | 4 | 201.82 | [8 empty] | 0 | 0 | 1000.01 | 36 | 7 | 7 | 2462.5252 | 0 | 2462.5252 | 4926.7939 | 431 | 0.5 | UTGS
2293 | COM | UTFS | 3500 | 281 | 0.25 | F | SL0001044293 | No | 1.25 | 112 | [12 empty] | 2 | 1000 | [12 empty] | 0 | 0 | 1000 | 112 | 3 | 3 | 8345.5095 | 0 | 8345.5095 | 10836.9872 | 2145.6667 | 1.25 | UTFS
2294 | RES | UTGS | 320 | 127 | 0.25 | F | SL0001044297 | No | 0.5 | 59 | [12 empty] | 2 | 1000 | [12 empty] | 0 | 0 | 1000 | 59 | 7 | 7 | 4035.8052 | 0 | 4035.8052 | 4644.4231 | 431 | 0.5 | UTGS
2295 | RES | UTGS | 550 | 360 | 2 | F | SL0001045061 | No | 0.75 | 50 | [12 empty] | 2 | 1000 | [12 empty] | 0 | 0 | 1000 | 50 | 15 | 170 | 3219.1739 | 0 | 3219.1739 | 191.241 | 585.0096 | 0.75 | UTGS
2296 | COM | UTTSS | 28250 | 273 | 45 | H | SL0001046099 | No | 2 | 155 | [12 empty] | 1.25 | 190.85 | 2 | 294 | 3 | 38.65 | 4 | 476.5 | [6 empty] | 0 | 0 | 1000 | 155 | 5 | 5 | 11312.4391 | 0 | 11312.4391 | 7114.1959 | 52825.2838 | 2 | UTTSS
2297 | RES | UTGS | 320 | 760 | 0.25 | F | SL0001046134 | No | 0.5 | 88 | [12 empty] | 2 | 107.36 | 6 | 892.64 | [10 empty] | 0 | 0 | 1000 | 88 | 6 | 6 | 6019.506 | 0 | 6019.506 | 9512.7358 | 431 | 0.5 | UTGS
2298 | RES | UTGS | 320 | 127 | 0.25 | F | SL0001046921 | No | 0.5 | 169 | [12 empty] | 2 | 625.43 | 4 | 374.57 | [10 empty] | 0 | 0 | 1000 | 169 | 5 | 5 | 11560.1878 | 0 | 11560.1878 | 7039.3257 | 431 | 0.5 | UTGS
2299 | RES | UTGS | 320 | 460 | 0.25 | F | SL0001046982 | No | 0.5 | 153 | [12 empty] | 2 | 239.5 | 4 | 760.5 | [10 empty] | 0 | 0 | 1000 | 153 | 5 | 5 | 10465.7321 | 0 | 10465.7321 | 7592.7493 | 431 | 0.5 | UTGS
2300 | RES | UTGS | 320 | 360 | 0.25 | F | SL0001047486 | No | 0.75 | 25 | [12 empty] | 2 | 1000 | [12 empty] | 0 | 0 | 1000 | 25 | 4 | 48 | 1609.5869 | 0 | 1609.5869 | 677.3117 | 431 | 0.75 | UTGS
2301 | RES | UTGS | 320 | 127 | 0.25 | F | SL0001047699 | No | 0.75 | 44 | [12 empty] | 1.25 | 955 | 4 | 45 | [10 empty] | 0 | 0 | 1000 | 44 | 7 | 7 | 2832.873 | 0 | 2832.873 | 4786.016 | 431 | 0.75 | UTGS
2302 | RES | UTGS | 320 | 360 | 0.25 | F | SL0001047723 | No | 0.75 | 42.38 | [12 empty] | 1.25 | 823.25 | 2 | 176.75 | [10 empty] | 0 | 0 | 1000 | 42.38 | 9 | 51 | 2728.5718 | 0 | 2728.5718 | 648.7693 | 431 | 0.75 | UTGS
2303 | COM | UTFS | 1390 | 746 | 2 | F | SL0001047767 | No | 0.75 | 211 | [12 empty] | 2 | 254.8 | 3 | 745.2 | [10 empty] | 0 | 0 | 1000 | 211 | 12 | 12 | 13584.9138 | 0 | 13584.9138 | 1921.8188 | 1475.8773 | 0.75 | UTFS
2304 | RES | UTGS | 320 | 360 | 0.25 | F | SL0001048504 | No | 0.5 | 29 | [12 empty] | 1.25 | 782.2 | 2 | 217.8 | [10 empty] | 0 | 0 | 1000 | 29 | 11 | 11 | 1983.7009 | 0 | 1983.7009 | 3005.3183 | 431 | 0.5 | UTGS
2305 | RES | UTGS | 320 | 360 | 0.25 | F | SL0001049456 | No | 0.5 | 41 | [12 empty] | 0.75 | 176 | 2 | 824 | [10 empty] | 0 | 0 | 1000 | 41 | 8 | 8 | 2804.5426 | 0 | 2804.5426 | 4230.6302 | 431 | 0.5 | UTGS
2306 | RES | UTGS | 320 | 760 | 0.25 | F | SL0001049972 | No | 0.5 | 49 | [12 empty] | 0.75 | 102.81 | 2 | 897.19 | [10 empty] | 0 | 0 | 1000 | 49 | 10 | 10 | 3351.7704 | 0 | 3351.7704 | 3329.0262 | 431 | 0.5 | UTGS
2307 | RES | UTGS | 540 | 759 | 0.25 | F | SL0001050032 | No | 0.75 | 113 | [12 empty] | 2 | 142.42 | 6 | 857.58 | [10 empty] | 0 | 0 | 1000 | 113 | 7 | 7 | 7275.333 | 0 | 7275.333 | 8015.9376 | 585.0096 | 0.75 | UTGS
2308 | RES | UTGS | 320 | 360 | 0.25 | F | SL0001050051 | No | 0.75 | 5 | [12 empty] | 1.25 | 649.75 | 2 | 350.25 | [10 empty] | 0 | 0 | 1000 | 5 | 9 | 28 | 321.9174 | 0 | 321.9174 | 1177.3495 | 431 | 0.75 | UTGS
2309 | RES | UTGS | 320 | 360 | 0.25 | F | SL0001050285 | No | 0.5 | 43 | [12 empty] | 1.25 | 113.25 | 2 | 575.89 | 3 | 310.86 | [8 empty] | 0 | 0 | 1000 | 43 | 4 | 4 | 2941.3495 | 0 | 2941.3495 | 7162.133 | 431 | 0.5 | UTGS
2310 | RES | UTGS | 320 | 360 | 0.25 | F | SL0001050623 | No | 0.5 | 26 | [12 empty] | 0.75 | 228.09 | 2 | 771.91 | [10 empty] | 0 | 0 | 1000 | 26 | 9 | 9 | 1778.4904 | 0 | 1778.4904 | 3804.4315 | 431 | 0.5 | UTGS
2311 | RES | UTGS | 320 | 460 | 0.25 | F | SL0001050785 | No | 0.5 | 42 | [12 empty] | 1.25 | 87.23 | 2 | 912.77 | [10 empty] | 0 | 0 | 1000 | 42 | 11 | 12 | 2872.9461 | 0 | 2872.9461 | 2714.3352 | 431 | 0.5 | UTGS
2312 | COM | UTTSS | 12247 | 284 | 2 | F | SL0001050814 | No | 1.25 | 125 | [12 empty] | 2 | 125.45 | 4 | 874.55 | [10 empty] | 0 | 0 | 1000 | 125 | 13 | 17 | 9314.1847 | 0 | 9314.1847 | 2281.2638 | 10791.3333 | 1.25 | UTTSS
2313 | RES | UTGS | 320 | 127 | 0.25 | F | SL0001051368 | No | 0.5 | 62 | [12 empty] | 2 | 526.08 | 4 | 473.92 | [10 empty] | 0 | 0 | 1000 | 62 | 10 | 10 | 4241.0156 | 0 | 4241.0156 | 3590.8968 | 431 | 0.5 | UTGS
2314 | RES | UTGS | 400 | 120 | 0.25 | F | SL0001051394 | No | 0.5 | 58 | [12 empty] | 2 | 1000 | [12 empty] | 0 | 0 | 1000 | 58 | 16 | 16 | 3967.4017 | 0 | 3967.4017 | 2031.9351 | 585.0096 | 0.5 | UTGS
2315 | COM | UTTSS | 5550 | 272 | 2 | F | SL0001052949 | No | 2 | 317 | [12 empty] | 1.25 | 240.83 | 2 | 759.17 | [10 empty] | 0 | 0 | 1000 | 317 | 3 | 3 | 23135.7625 | 0 | 23135.7625 | 10893.1809 | 3698.6667 | 2 | UTTSS
2316 | IND | UTTSS | 111600 | 113 | 40 | L | SL0001053126 | No | 4 | 26 | 6 | 616 | [10 empty] | 4 | 528 | 6 | 2 | [10 empty] | 0 | 0 | 530 | 642 | 3 | 9 | 34342.4504 | 0 | 34342.4504 | 2341.29 | 45418 | 4 | UTTSS
2317 | COM | UTFS | 2225 | 278 | 2 | F | SL0001053207 | No | 1.25 | 80 | [12 empty] | 2 | 368.5 | 4 | 631.5 | [10 empty] | 0 | 0 | 1000 | 80 | 4 | 4 | 5961.0782 | 0 | 5961.0782 | 9259.7042 | 2428.75 | 1.25 | UTFS
2318 | RES | UTGS | 320 | 760 | 0.25 | F | SL0001053615 | No | 0.5 | 45 | [12 empty] | 1.25 | 410.07 | 2 | 589.93 | [10 empty] | 0 | 0 | 1000 | 45 | 10 | 10 | 3078.1565 | 0 | 3078.1565 | 3279.8011 | 431 | 0.5 | UTGS
2319 | RES | UTGS | 320 | 360 | 0.25 | F | SL0001053903 | No | 0.5 | 32 | [12 empty] | 1.25 | 682.03 | 2 | 317.97 | [10 empty] | 0 | 0 | 1000 | 32 | 19 | 19 | 2188.9113 | 0 | 2188.9113 | 1736.2307 | 431 | 0.5 | UTGS
2320 | RES | UTGS | 320 | 760 | 0.25 | F | SL0001053907 | No | 0.5 | 54 | [12 empty] | 1.25 | 818.31 | 2 | 181.69 | [10 empty] | 0 | 0 | 1000 | 54 | 22 | 22 | 3693.7878 | 0 | 3693.7878 | 1503.8081 | 431 | 0.5 | UTGS
2321 | COM | UTTSS | 2630 | 278 | 5 | F | SL0001054077 | No | 1.25 | 408 | [12 empty] | 6 | 1000 | [12 empty] | 0 | 0 | 1000 | 408 | 1 | 1 | 30401.499 | 0 | 30401.499 | 60030.9617 | 2428.75 | 1.25 | UTTSS
2322 | RES | UTGS | 550 | 360 | 2 | F | SL0001054506 | No | 1.25 | 113 | [12 empty] | 1.25 | 654.15 | 2 | 345.85 | [10 empty] | 0 | 0 | 1000 | 113 | 4 | 36 | 8420.023 | 0 | 8420.023 | 915.8019 | 585.0096 | 1.25 | UTGS
2323 | RES | UTGS | 175 | 126 | 0.25 | F | SL0001054545 | No | 0.5 | 53 | [12 empty] | 1.25 | 105.31 | 2 | 894.69 | [10 empty] | 0 | 0 | 1000 | 53 | 8 | 8 | 3625.3843 | 0 | 3625.3843 | 4073.0848 | 431 | 0.5 | UTGS
2324 | RES | UTGS | 320 | 127 | 0.25 | F | SL0001054913 | No | 0.5 | 31 | [12 empty] | 1.25 | 850 | 2 | 150 | [10 empty] | 0 | 0 | 1000 | 31 | 10 | 10 | 2120.5078 | 0 | 2120.5078 | 3310.5962 | 431 | 0.5 | UTGS
2325 | COM | UTFS | 3300 | 271 | 2 | F | SL0001055001 | No | 1.25 | 64 | [12 empty] | 2 | 338.94 | 4 | 661.06 | [10 empty] | 0 | 0 | 1000 | 64 | 7 | 11 | 4768.8626 | 0 | 4768.8626 | 3386.4329 | 2145.6667 | 1.25 | UTFS
2326 | RES | UTGS | 320 | 360 | 0.25 | F | SL0001055153 | No | 0.5 | 8 | [12 empty] | 2 | 1000 | [12 empty] | 0 | 0 | 1000 | 8 | 32 | 32 | 547.2278 | 0 | 547.2278 | 1015.9676 | 431 | 0.5 | UTGS
2327 | RES | UTGS | 550 | 360 | 2 | F | SL0001055577 | No | 0.75 | 47.26 | [12 empty] | 1.25 | 251.25 | 2 | 748.75 | [10 empty] | 0 | 0 | 1000 | 47.26 | 18 | 109 | 3042.7632 | 0 | 3042.7632 | 299.8792 | 585.0096 | 0.75 | UTGS
2328 | RES | UTGS | 540 | 159 | 0.25 | F | SL0001055930 | No | 0.5 | 56 | [12 empty] | 1.25 | 1000 | [12 empty] | 0 | 0 | 1000 | 56 | 8 | 8 | 3830.5948 | 0 | 3830.5948 | 4151.3702 | 585.0096 | 0.5 | UTGS
2329 | RES | UTGS | 320 | 360 | 0.25 | F | SL0001056764 | No | 0.5 | 36 | [12 empty] | 1.25 | 720.43 | 2 | 29.64 | 6 | 249.93 | [8 empty] | 0 | 0 | 1000 | 36 | 7 | 7 | 2462.5252 | 0 | 2462.5252 | 5699.048 | 431 | 0.5 | UTGS
2330 | RES | UTGS | 320 | 360 | 0.25 | F | SL0001057135 | No | 0.5 | 30 | [12 empty] | 2 | 195.89 | 3 | 725.65 | 4 | 78.46 | [8 empty] | 0 | 0 | 1000 | 30 | 14 | 14 | 2052.1043 | 0 | 2052.1043 | 1705.1627 | 431 | 0.5 | UTGS
2331 | RES | UTGS | 320 | 760 | 0.25 | F | SL0001057352 | No | 0.75 | 35 | [12 empty] | 0.75 | 123 | 2 | 783.14 | 4 | 93.86 | [8 empty] | 0 | 0 | 1000 | 35 | 7 | 20 | 2253.4217 | 0 | 2253.4217 | 1705.8139 | 431 | 0.75 | UTGS
2332 | COM | UTFS | 3300 | 271 | 2 | F | SL0001057799 | No | 1.25 | 87 | [12 empty] | 4 | 1000 | [12 empty] | 0 | 0 | 1000 | 87 | 4 | 5 | 6482.6726 | 0 | 6482.6726 | 7936.1923 | 2145.6667 | 1.25 | UTFS
2333 | COM | UTFS | 2400 | 755 | 2 | F | SL0001058598 | No | 1.25 | 101 | [12 empty] | 2 | 738.22 | 4 | 261.78 | [10 empty] | 0 | 0 | 1000 | 101 | 3 | 10 | 7525.8613 | 0 | 7525.8613 | 3438.7924 | 2428.75 | 1.25 | UTFS
2334 | COM | UTTSS | 3300 | 271 | 2 | F | SL0001060016 | No | 1.25 | 29 | [12 empty] | 4 | 1000 | [12 empty] | 0 | 0 | 1000 | 29 | 5 | 5 | 2160.8909 | 0 | 2160.8909 | 7936.1923 | 2145.6667 | 1.25 | UTTSS
2335 | COM | UTTSS | 2225 | 278 | 2 | F | SL0001060033 | No | 2 | 58 | [12 empty] | 2 | 1000 | [12 empty] | 0 | 0 | 1000 | 58 | 3 | 4 | 4233.0417 | 0 | 4233.0417 | 8127.7404 | 2428.75 | 2 | UTTSS
2336 | COM | UTTSS | 3300 | 271 | 2 | F | SL0001060526 | No | 1.25 | 92 | [12 empty] | 2 | 1000 | [12 empty] | 0 | 0 | 1000 | 92 | 17 | 17 | 6855.24 | 0 | 6855.24 | 1912.4095 | 2145.6667 | 1.25 | UTTSS
2337 | RES | UTGS | 320 | 127 | 0.25 | F | SL0001060613 | No | 0.75 | 20 | [12 empty] | 2 | 465.53 | 4 | 534.47 | [10 empty] | 0 | 0 | 1000 | 20 | 6 | 6 | 1287.6696 | 0 | 1287.6696 | 6057.1853 | 431 | 0.75 | UTGS
2338 | COM | UTTSS | 21100 | 275 | 5 | F | SL0001060624 | No | 3 | 168 | [12 empty] | 4 | 901.65 | 6 | 98.35 | [10 empty] | 0 | 0 | 1000 | 168 | 10 | 10 | 12261.2243 | 0 | 12261.2243 | 4168.2384 | 18747.15 | 3 | UTTSS
2339 | COM | UTTSS | 3000 | 271 | 0.25 | F | SL0001060724 | No | 1.25 | 152 | [12 empty] | 2 | 346.24 | 3 | 243 | 4 | 410.76 | [8 empty] | 0 | 0 | 1000 | 152 | 12 | 30 | 11326.0486 | 0 | 11326.0486 | 1079.1624 | 2145.6667 | 1.25 | UTTSS
2340 | RES | UTGS | 320 | 360 | 0.25 | F | SL0001061022 | No | 0.5 | 49 | [12 empty] | 1.25 | 159.8 | 2 | 840.2 | [10 empty] | 0 | 0 | 1000 | 49 | 7 | 7 | 3351.7704 | 0 | 3351.7704 | 4660.4031 | 431 | 0.5 | UTGS
2341 | COM | UTTSS | 3300 | 271 | 2 | F | SL0001061477 | No | 1.25 | 112 | [12 empty] | 2 | 1000 | [12 empty] | 0 | 0 | 1000 | 112 | 7 | 23 | 8345.5095 | 0 | 8345.5095 | 1413.5201 | 2145.6667 | 1.25 | UTTSS
2342 | COM | UTTSS | 4000 | 271 | 5 | F | SL0001062167 | No | 2 | 61 | [12 empty] | 4 | 1000 | [12 empty] | 0 | 0 | 1000 | 61 | 3 | 3 | 4451.9921 | 0 | 4451.9921 | 13226.9872 | 2145.6667 | 2 | UTTSS
2343 | RES | UTGS | 320 | 360 | 0.25 | F | SL0001062683 | No | 0.5 | 48 | [12 empty] | 0.75 | 79.2 | 2 | 920.8 | [10 empty] | 0 | 0 | 1000 | 48 | 13 | 13 | 3283.3669 | 0 | 3283.3669 | 2547.0229 | 431 | 0.5 | UTGS
2344 | RES | UTGS | 175 | 126 | 0.25 | F | SL0001062927 | No | 0.5 | 27 | [12 empty] | 1.25 | 62.52 | 2 | 937.48 | [10 empty] | 0 | 0 | 1000 | 27 | 7 | 7 | 1846.8939 | 0 | 1846.8939 | 4650.6751 | 431 | 0.5 | UTGS
2345 | RES | UTGS | 320 | 127 | 0.25 | F | SL0001063429 | No | 0.5 | 62 | [12 empty] | 4 | 1000 | [12 empty] | 0 | 0 | 1000 | 62 | 5 | 5 | 4241.0156 | 0 | 4241.0156 | 7936.1923 | 431 | 0.5 | UTGS
2346 | COM | UTGS | 550 | 360 | 2 | F | SL0001063810 | No | 0.75 | 58 | [12 empty] | 2 | 439.86 | 4 | 560.14 | [10 empty] | 0 | 0 | 1000 | 58 | 7 | 9 | 3734.2417 | 0 | 3734.2417 | 4058.5739 | 585.0096 | 0.75 | UTGS
2347 | RES | UTGS | 320 | 360 | 0.25 | F | SL0001063820 | No | 0.5 | 44 | [12 empty] | 1.25 | 21.46 | 2 | 871.08 | 3 | 107.46 | [8 empty] | 0 | 0 | 1000 | 44 | 15 | 17 | 3009.753 | 0 | 3009.753 | 1833.1406 | 431 | 0.5 | UTGS
2348 | RES | UTGS | 550 | 160 | 2 | F | SL0001063893 | No | 0.5 | 42 | [12 empty] | 1.25 | 141.73 | 2 | 858.27 | [10 empty] | 0 | 0 | 1000 | 42 | 10 | 10 | 2872.9461 | 0 | 2872.9461 | 3261.0173 | 585.0096 | 0.5 | UTGS
2349 | COM | UTTSS | 2225 | 278 | 2 | F | SL0001063965 | No | 1.25 | 97 | [12 empty] | 4 | 1000 | [12 empty] | 0 | 0 | 1000 | 97 | 6 | 9 | 7227.8073 | 0 | 7227.8073 | 4408.9957 | 2428.75 | 1.25 | UTTSS
2350 | RES | UTGS | 320 | 360 | 0.25 | F | SL0001064132 | No | 0.75 | 31 | [12 empty] | 2 | 1000 | [12 empty] | 0 | 0 | 1000 | 31 | 12 | 135 | 1995.8878 | 0 | 1995.8878 | 240.8219 | 431 | 0.75 | UTGS
2351 | COM | UTGS | 550 | 360 | 2 | F | SL0001065737 | No | 1.25 | 14 | [12 empty] | 2 | 1000 | [12 empty] | 0 | 0 | 1000 | 14 | 3 | 19 | 1043.1887 | 0 | 1043.1887 | 1711.1032 | 585.0096 | 1.25 | UTGS
2352 | RES | UTGS | 955 | 259 | 2 | F | SL0001065860 | No | 0.5 | 25 | [12 empty] | 1.25 | 1000 | [12 empty] | 0 | 0 | 1000 | 25 | 11 | 11 | 1710.0869 | 0 | 1710.0869 | 3019.1783 | 1475.8773 | 0.5 | UTGS
2353 | RES | UTGS | 320 | 361 | 0.25 | F | SL0001065934 | No | 0.75 | 62 | [12 empty] | 2 | 750.05 | 4 | 249.95 | [10 empty] | 0 | 0 | 1000 | 62 | 12 | 41 | 3991.7756 | 0 | 3991.7756 | 836.6611 | 431 | 0.75 | UTGS
2354 | RES | UTGS | 320 | 760 | 0.25 | F | SL0001066107 | No | 0.5 | 17 | [12 empty] | 2 | 580 | 3 | 86.14 | 4 | 333.86 | [8 empty] | 0 | 0 | 1000 | 17 | 22 | 22 | 1162.8591 | 0 | 1162.8591 | 1536.931 | 431 | 0.5 | UTGS
2355 | RES | UTGS | 320 | 460 | 0.25 | F | SL0001066598 | No | 0.5 | 44 | [12 empty] | 1.25 | 317 | 2 | 642 | 4 | 41 | [8 empty] | 0 | 0 | 1000 | 44 | 13 | 13 | 3009.753 | 0 | 3009.753 | 2540.5255 | 431 | 0.5 | UTGS
2356 | COM | UTTSS | 12243 | 234 | 2 | F | SL0001066675 | No | 2 | 100 | [12 empty] | 2 | 100.75 | 4 | 554.98 | 6 | 344.26 | [8 empty] | 0 | 0 | 999.99 | 100 | 5 | 7 | 7298.3478 | 0 | 7298.3478 | 6566.2683 | 10791.3333 | 2 | UTTSS
2357 | RES | UTGS | 320 | 360 | 0.25 | F | SL0001066948 | No | 0.75 | 30 | [12 empty] | 2 | 1000 | [12 empty] | 0 | 0 | 1000 | 30 | 9 | 101 | 1931.5043 | 0 | 1931.5043 | 321.8907 | 431 | 0.75 | UTGS
2358 | IND | UTTSS | 31900 | 275 | 15 | L | SL0001068844 | No | 4 | 43 | [12 empty] | 2 | 193.5 | 4 | 9 | 6 | 797.5 | [8 empty] | 0 | 0 | 1000 | 43 | 2 | 2 | 3291.3695 | 0 | 3291.3695 | 27261.3459 | 25053.95 | 4 | UTTSS
2359 | COM | UTGS | 550 | 760 | 2 | F | SL0001069309 | No | 0.75 | 30 | [12 empty] | 2 | 1000 | [12 empty] | 0 | 0 | 1000 | 30 | 12 | 29 | 1931.5043 | 0 | 1931.5043 | 1121.0676 | 585.0096 | 0.75 | UTGS
2360 | RES | UTGS | 550 | 360 | 2 | F | SL0001069783 | No | 0.5 | 80 | [12 empty] | 2 | 1000 | [12 empty] | 0 | 0 | 1000 | 80 | 2 | 2 | 5472.2782 | 0 | 5472.2782 | 16255.4809 | 585.0096 | 0.5 | UTGS
2361 | RES | UTGS | 320 | 160 | 0.25 | F | SL0001069817 | No | 0.5 | 26 | [12 empty] | 0.75 | 34.18 | 2 | 965.82 | [10 empty] | 0 | 0 | 1000 | 26 | 14 | 23 | 1778.4904 | 0 | 1778.4904 | 1424.7846 | 431 | 0.5 | UTGS
2362 | RES | UTGS | 320 | 360 | 0.25 | F | SL0001070573 | No | 0.5 | 28 | [12 empty] | 2 | 1000 | [12 empty] | 0 | 0 | 1000 | 28 | 12 | 12 | 1915.2974 | 0 | 1915.2974 | 2709.2468 | 431 | 0.5 | UTGS
2363 | RES | UTGS | 320 | 360 | 0.25 | F | SL0001070592 | No | 0.75 | 10 | [12 empty] | 1.25 | 3.21 | 2 | 638.95 | 3 | 82.84 | 4 | 275 | [6 empty] | 0 | 0 | 1000 | 10 | 9 | 32 | 643.8348 | 0 | 643.8348 | 1044.8296 | 431 | 0.75 | UTGS
2364 | RES | UTGS | 320 | 160 | 0.25 | F | SL0001070734 | No | 0.5 | 35 | [12 empty] | 1.25 | 80.3 | 2 | 919.7 | [10 empty] | 0 | 0 | 1000 | 35 | 10 | 10 | 2394.1217 | 0 | 2394.1217 | 3256.7172 | 431 | 0.5 | UTGS
2365 | RES | UTGS | 320 | 360 | 0.25 | F | SL0001070925 | No | 0.75 | 6 | 1.25 | 109 | [10 empty] | 1.25 | 61.71 | 2 | 938.29 | [10 empty] | 0 | 0 | 1000 | 115 | 25 | 127 | 8508.27 | 0 | 8508.27 | 256.332 | 431 | 0.75 | UTGS
2366 | RES | UTGS | 320 | 160 | 0.25 | F | SL0001071099 | No | 0.5 | 30 | [12 empty] | 2 | 1000 | [12 empty] | 0 | 0 | 1000 | 30 | 12 | 12 | 2052.1043 | 0 | 2052.1043 | 2709.2468 | 431 | 0.5 | UTGS
2367 | COM | UTTSS | 11750 | 274 | 2 | F | SL0001071139 | No | 2 | 166 | [12 empty] | 4 | 676.47 | 6 | 50.46 | 8 | 273.06 | [8 empty] | 0 | 0 | 999.99 | 166 | 4 | 8 | 12115.2573 | 0 | 12115.2573 | 6220.6033 | 10791.3333 | 2 | UTTSS
2368 | RES | UTGS | 320 | 360 | 0.25 | F | SL0001071456 | No | 0.5 | 31 | [12 empty] | 1.25 | 26.33 | 2 | 973.67 | [10 empty] | 0 | 0 | 1000 | 31 | 11 | 11 | 2120.5078 | 0 | 2120.5078 | 2957.2175 | 431 | 0.5 | UTGS
2369 | RES | UTGS | 320 | 261 | 0.25 | F | SL0001072618 | No | 0.5 | 41 | [12 empty] | 1.25 | 907.05 | 2 | 3.49 | 4 | 89.46 | [8 empty] | 0 | 0 | 1000 | 41 | 13 | 13 | 2804.5426 | 0 | 2804.5426 | 2599.025 | 431 | 0.5 | UTGS
2370 | RES | UTGS | 320 | 360 | 0.25 | F | SL0001073283 | No | 0.5 | 143 | [12 empty] | 2 | 1000 | [12 empty] | 0 | 0 | 1000 | 143 | 10 | 10 | 9781.6973 | 0 | 9781.6973 | 3251.0962 | 431 | 0.5 | UTGS
2371 | RES | UTGS | 320 | 360 | 0.25 | F | SL0001073325 | No | 0.75 | 28 | [12 empty] | 2 | 1000 | [12 empty] | 0 | 0 | 1000 | 28 | 4 | 20 | 1802.7374 | 0 | 1802.7374 | 1625.5481 | 431 | 0.75 | UTGS
2372 | RES | UTGS | 320 | 760 | 0.25 | F | SL0001073453 | No | 0.5 | 37 | [12 empty] | 2 | 199.27 | 6 | 800.73 | [10 empty] | 0 | 0 | 1000 | 37 | 10 | 10 | 2530.9287 | 0 | 2530.9287 | 5454.7051 | 431 | 0.5 | UTGS
2373 | RES | UTGS | 175 | 126 | 0.25 | F | SL0001073525 | No | 0.5 | 36 | [12 empty] | 0.75 | 110 | 1.25 | 160 | 2 | 539.62 | 4 | 190.37 | [6 empty] | 0 | 0 | 999.99 | 36 | 9 | 11 | 2462.5252 | 0 | 2462.5252 | 3165.5809 | 431 | 0.5 | UTGS
2374 | RES | UTGS | 320 | 360 | 0.25 | F | SL0001073599 | No | 0.5 | 37 | [12 empty] | 1.25 | 1000 | [12 empty] | 0 | 0 | 1000 | 37 | 5 | 5 | 2530.9287 | 0 | 2530.9287 | 6642.1923 | 431 | 0.5 | UTGS
2375 | RES | UTGS | 320 | 460 | 0.25 | F | SL0001073999 | No | 0.75 | 105 | [12 empty] | 2 | 344.5 | 4 | 655.5 | [10 empty] | 0 | 0 | 1000 | 105 | 9 | 27 | 6760.2652 | 0 | 6760.2652 | 1378.1814 | 431 | 0.75 | UTGS
2376 | COM | UTFS | 92750 | 279 | 45 | H | SL0001074440 | No | 4 | 104 | [12 empty] | 4 | 1000 | [12 empty] | 0 | 0 | 1000 | 104 | 8 | 12 | 7960.5217 | 0 | 7960.5217 | 3306.7468 | 113197.0366 | 4 | UTFS
2377 | COM | UTFS | 1847 | 751 | 2 | F | SL0001074523 | No | 0.75 | 152 | [12 empty] | 2 | 168.68 | 4 | 808.56 | 6 | 1 | 8 | 21.38 | [6 empty] | 0 | 0 | 999.62 | 152 | 6 | 7 | 9786.2886 | 0 | 9786.2886 | 5597.996 | 2169 | 0.75 | UTFS
2378 | COM | UTGS | 80640 | 236 | 45 | H | SL0001075229 | No | 4 | 175 | [12 empty] | 6 | 1000 | [12 empty] | 0 | 0 | 1000 | 175 | 7 | 9 | 13395.1086 | 0 | 13395.1086 | 6670.1069 | 113197.0366 | 4 | UTGS
2379 | RES | UTGS | 320 | 360 | 0.25 | F | SL0001075242 | No | 0.75 | 38 | [12 empty] | 1.25 | 611.77 | 2 | 65.56 | 4 | 322.67 | [8 empty] | 0 | 0 | 1000 | 38 | 9 | 9 | 2446.5722 | 0 | 2446.5722 | 3916.9716 | 431 | 0.75 | UTGS
2380 | RES | UTGS | 320 | 360 | 0.25 | F | SL0001075593 | No | 0.5 | 46 | [12 empty] | 0.75 | 250.68 | 2 | 377.64 | 6 | 371.68 | [8 empty] | 0 | 0 | 1000 | 46 | 10 | 10 | 3146.56 | 0 | 3146.56 | 4463.975 | 431 | 0.5 | UTGS
2381 | RES | UTGS | 320 | 160 | 0.25 | F | SL0001078535 | No | 0.5 | 30 | [12 empty] | 1.25 | 317 | 2 | 99.75 | 3 | 583.25 | [8 empty] | 0 | 0 | 1000 | 30 | 14 | 14 | 2052.1043 | 0 | 2052.1043 | 1809.8037 | 431 | 0.5 | UTGS
2382 | RES | UTGS | 320 | 360 | 0.25 | F | SL0001079060 | No | 0.5 | 40 | [12 empty] | 2 | 1000 | [12 empty] | 0 | 0 | 1000 | 40 | 2 | 2 | 2736.1391 | 0 | 2736.1391 | 16255.4809 | 431 | 0.5 | UTGS
2383 | RES | UTGS | 320 | 360 | 0.25 | F | SL0001079188 | No | 0.5 | 42 | [12 empty] | 1.25 | 856.78 | 2 | 143.22 | [10 empty] | 0 | 0 | 1000 | 42 | 8 | 8 | 2872.9461 | 0 | 2872.9461 | 4138.8385 | 431 | 0.5 | UTGS
2384 | RES | UTGS | 320 | 360 | 0.25 | F | SL0001079601 | No | 0.5 | 51 | [12 empty] | 1.25 | 70.98 | 2 | 188.52 | 4 | 740.5 | [8 empty] | 0 | 0 | 1000 | 51 | 8 | 8 | 3488.5774 | 0 | 3488.5774 | 4733.7541 | 431 | 0.5 | UTGS
2385 | COM | UTFS | 3897 | 281 | 2 | F | SL0001080157 | No | 2 | 2 | [12 empty] | 2 | 849.45 | 4 | 150.55 | [10 empty] | 0 | 0 | 1000 | 2 | 4 | 9 | 145.967 | 0 | 145.967 | 3732.2672 | 2145.6667 | 2 | UTFS
2386 | RES | UTGS | 550 | 360 | 2 | F | SL0001080184 | No | 0.5 | 137 | [12 empty] | 0.75 | 58 | 1.25 | 382 | 2 | 560 | [8 empty] | 0 | 0 | 1000 | 137 | 10 | 10 | 9371.2765 | 0 | 9371.2765 | 3321.8002 | 585.0096 | 0.5 | UTGS
2387 | COM | UTTSS | 3300 | 271 | 2 | F | SL0001080231 | No | 1.25 | 177 | [12 empty] | 1.25 | 107.12 | 2 | 892.88 | [10 empty] | 0 | 0 | 1000 | 177 | 5 | 8 | 13188.8856 | 0 | 13188.8856 | 4073.2432 | 2145.6667 | 1.25 | UTTSS
2388 | RES | UTGS | 320 | 360 | 0.25 | F | SL0001080899 | No | 0.5 | 50 | [12 empty] | 1.25 | 119.77 | 2 | 880.23 | [10 empty] | 0 | 0 | 1000 | 50 | 7 | 7 | 3420.1739 | 0 | 3420.1739 | 4656.4001 | 431 | 0.5 | UTGS
2389 | RES | UTGS | 320 | 127 | 0.25 | F | SL0001080981 | No | 1.25 | 82.71 | 2 | 307 | [10 empty] | 2 | 863.81 | 4 | 136.19 | [10 empty] | 0 | 0 | 1000 | 389.71 | 20 | 227 | 28568.9374 | 0 | 28568.9374 | 147.5218 | 431 | 1.25 | UTGS
2390 | COM | UTFS | 3000 | 271 | 0.25 | F | SL0001080996 | No | 1.25 | 77 | [12 empty] | 4 | 1000 | [12 empty] | 0 | 0 | 1000 | 77 | 6 | 11 | 5737.5378 | 0 | 5737.5378 | 3607.3602 | 2145.6667 | 1.25 | UTFS
2391 | RES | UTGS | 320 | 360 | 0.25 | F | SL0001081577 | No | 0.75 | 77 | [12 empty] | 1.25 | 457.07 | 2 | 542.93 | [10 empty] | 0 | 0 | 1000 | 77 | 18 | 54 | 4957.5278 | 0 | 4957.5278 | 607.9798 | 431 | 0.75 | UTGS
2392 | COM | UTTSS | 5000 | 272 | 0.25 | F | SL0001082101 | No | 1.25 | 36 | [12 empty] | 1.25 | 55 | 3 | 945 | [10 empty] | 0 | 0 | 1000 | 36 | 6 | 16 | 2682.4852 | 0 | 2682.4852 | 1285.4289 | 3698.6667 | 1.25 | UTTSS
2393 | COM | UTFS | 2400 | 255 | 2 | F | SL0001082252 | No | 1.25 | 127 | [12 empty] | 2 | 1000 | [12 empty] | 0 | 0 | 1000 | 127 | 5 | 5 | 9463.2117 | 0 | 9463.2117 | 6502.1923 | 2428.75 | 1.25 | UTFS
2394 | RES | UTGS | 320 | 360 | 0.25 | F | SL0001082500 | No | 0.5 | 77 | [12 empty] | 2 | 1000 | [12 empty] | 0 | 0 | 1000 | 77 | 6 | 6 | 5267.0678 | 0 | 5267.0678 | 5418.4936 | 431 | 0.5 | UTGS
2395 | COM | UTTSS | 6600 | 272 | 5 | F | SL0001083339 | No | 2 | 59 | [12 empty] | 2 | 370.5 | 4 | 629.5 | [10 empty] | 0 | 0 | 1000 | 59 | 3 | 3 | 4306.0252 | 0 | 4306.0252 | 12341.4922 | 3698.6667 | 2 | UTTSS
2396 | RES | UTGS | 320 | 760 | 0.25 | F | SL0001083718 | No | 0.5 | 32 | [12 empty] | 2 | 1000 | [12 empty] | 0 | 0 | 1000 | 32 | 6 | 6 | 2188.9113 | 0 | 2188.9113 | 5418.4936 | 431 | 0.5 | UTGS
2397 | COM | UTGS | 550 | 360 | 2 | F | SL0001084008 | No | 1.25 | 192 | [12 empty] | 2 | 203 | 4 | 797 | [10 empty] | 0 | 0 | 1000 | 192 | 4 | 15 | 14306.5877 | 0 | 14306.5877 | 2548.3634 | 585.0096 | 1.25 | UTGS
2398 | RES | UTGS | 320 | 160 | 0.25 | F | SL0001085110 | No | 0.5 | 55 | 0.75 | 12 | [10 empty] | 0.75 | 165 | 2 | 835 | [10 empty] | 0 | 0 | 1000 | 67 | 18 | 18 | 4534.793 | 0 | 4534.793 | 1875.6479 | 431 | 0.5 | UTGS
2399 | RES | UTGS | 320 | 360 | 0.25 | F | SL0001085157 | No | 0.5 | 53 | [12 empty] | 0.75 | 14.96 | 2 | 985.04 | [10 empty] | 0 | 0 | 1000 | 53 | 10 | 10 | 3625.3843 | 0 | 3625.3843 | 3262.4359 | 431 | 0.5 | UTGS
2400 | RES | UTGS | 320 | 361 | 0.25 | F | SL0001085288 | No | 0.75 | 39 | [12 empty] | 2 | 213.25 | 6 | 786.75 | [10 empty] | 0 | 0 | 1000 | 39 | 7 | 38 | 2510.9556 | 0 | 2510.9556 | 1425.3243 | 431 | 0.75 | UTGS
2401 | RES | UTGS | 540 | 759 | 0.25 | F | SL0001085402 | No | 0.75 | 289 | [12 empty] | 0.75 | 50.11 | 1.25 | 126.89 | 2 | 188.8 | 4 | 634.2 | [6 empty] | 0 | 0 | 1000 | 289 | 6 | 6 | 18606.8251 | 0 | 18606.8251 | 6254.4721 | 585.0096 | 0.75 | UTGS
2402 | RES | UTGS | 320 | 360 | 0.25 | F | SL0001086020 | No | 0.5 | 42 | [12 empty] | 1.25 | 56.01 | 2 | 625.96 | 4 | 318.03 | [8 empty] | 0 | 0 | 1000 | 42 | 10 | 10 | 2872.9461 | 0 | 2872.9461 | 3483.0444 | 431 | 0.5 | UTGS
2403 | COM | UTTSS | 5550 | 272 | 2 | F | SL0001086488 | No | 1.25 | 17 | [12 empty] | 2 | 117.67 | 4 | 882.33 | [10 empty] | 0 | 0 | 1000 | 17 | 6 | 6 | 1266.7291 | 0 | 1266.7291 | 6472.878 | 3698.6667 | 1.25 | UTTSS
2404 | COM | UTGS | 320 | 760 | 0.25 | F | SL0001086527 | No | 1.25 | 210 | [12 empty] | 4 | 1000 | [12 empty] | 0 | 0 | 1000 | 210 | 6 | 19 | 15647.8303 | 0 | 15647.8303 | 2088.4717 | 431 | 1.25 | UTGS
2405 | RES | UTGS | 320 | 360 | 0.25 | F | SL0001086549 | No | 0.5 | 80 | 0.75 | 2 | [10 empty] | 0.75 | 211.32 | 2 | 396.56 | 4 | 392.12 | [8 empty] | 0 | 0 | 1000 | 82 | 13 | 13 | 5601.0452 | 0 | 5601.0452 | 2840.3283 | 431 | 0.5 | UTGS
2406 | RES | UTGS | 320 | 360 | 0.25 | F | SL0001087708 | No | 0.5 | 43 | [12 empty] | 1.25 | 747 | 2 | 253 | [10 empty] | 0 | 0 | 1000 | 43 | 11 | 11 | 2941.3495 | 0 | 2941.3495 | 3003.0783 | 431 | 0.5 | UTGS
2407 | RES | UTGS | 320 | 360 | 0.25 | F | SL0001088854 | No | 0.5 | 47 | [12 empty] | 1.25 | 599 | 2 | 401 | [10 empty] | 0 | 0 | 1000 | 47 | 12 | 12 | 3214.9635 | 0 | 3214.9635 | 2744.1885 | 431 | 0.5 | UTGS
2408 | RES | UTGS | 320 | 460 | 0.25 | F | SL0001088878 | No | 0.75 | 15 | [12 empty] | 1.25 | 166.76 | 2 | 833.24 | [10 empty] | 0 | 0 | 1000 | 15 | 13 | 27 | 965.7522 | 0 | 965.7522 | 1208.4331 | 431 | 0.75 | UTGS
2409 | IND | UTTSM | 33120 | 236 | 10 | L | SL0001089338 | No | 4 | 244 | [12 empty] | 4 | 1000 | [12 empty] | 0 | 0 | 1000 | 244 | 4 | 12 | 18676.6086 | 0 | 18676.6086 | 3306.7468 | 25053.95 | 4 | UTTSM
2410 | RES | UTGS | 320 | 360 | 0.25 | F | SL0001089459 | No | 0.5 | 28 | [12 empty] | 2 | 1000 | [12 empty] | 0 | 0 | 1000 | 28 | 11 | 11 | 1915.2974 | 0 | 1915.2974 | 2955.542 | 431 | 0.5 | UTGS
2411 | RES | UTGS | 320 | 260 | 0.25 | F | SL0001089466 | No | 0.5 | 57 | [12 empty] | 0.75 | 64 | 4 | 936 | [10 empty] | 0 | 0 | 1000 | 57 | 9 | 9 | 3898.9982 | 0 | 3898.9982 | 4411.9113 | 431 | 0.5 | UTGS
2412 | RES | UTGS | 320 | 760 | 0.25 | F | SL0001089615 | No | 0.5 | 47 | [12 empty] | 1.25 | 627.19 | 2 | 372.81 | [10 empty] | 0 | 0 | 1000 | 47 | 8 | 8 | 3214.9635 | 0 | 3214.9635 | 4118.7493 | 431 | 0.5 | UTGS
2413 | RES | UTGS | 320 | 261 | 0.25 | F | SL0001090134 | No | 0.5 | 28 | [12 empty] | 0.75 | 188.49 | 1.25 | 125.71 | 2 | 685.79 | [8 empty] | 0 | 0 | 999.99 | 28 | 19 | 19 | 1915.2974 | 0 | 1915.2974 | 1790.9151 | 431 | 0.5 | UTGS
2414 | RES | UTGS | 306 | 111 | 0.25 | F | SL0001090160 | No | 0.75 | 10 | [12 empty] | 1.25 | 624.75 | 2 | 375.25 | [10 empty] | 0 | 0 | 1000 | 10 | 13 | 39 | 643.8348 | 0 | 643.8348 | 844.8279 | 431 | 0.75 | UTGS
2415 | IND | UTTSM | 30300 | 279 | 5 | F | SL0001090326 | No | 4 | 75 | [12 empty] | 2 | 400.02 | 4 | 599.98 | [10 empty] | 0 | 0 | 1000 | 75 | 11 | 12 | 5740.7608 | 0 | 5740.7608 | 3067.7349 | 27686.4 | 4 | UTTSM
2416 | RES | UTGS | 320 | 160 | 0.25 | F | SL0001090672 | No | 0.5 | 67 | [12 empty] | 2 | 1000 | [12 empty] | 0 | 0 | 1000 | 67 | 7 | 7 | 4583.033 | 0 | 4583.033 | 4644.4231 | 431 | 0.5 | UTGS
2417 | COM | UTFS | 2225 | 278 | 2 | F | SL0001090702 | No | 1.25 | 246 | [12 empty] | 1.25 | 145 | 2 | 92 | 4 | 763 | [8 empty] | 0 | 0 | 1000 | 246 | 5 | 7 | 18330.3155 | 0 | 18330.3155 | 5440.4531 | 2428.75 | 1.25 | UTFS
2418 | COM | UTFS | 3300 | 271 | 2 | F | SL0001090779 | No | 1.25 | 53 | [12 empty] | 4 | 1000 | [12 empty] | 0 | 0 | 1000 | 53 | 7 | 22 | 3949.2143 | 0 | 3949.2143 | 1803.6801 | 2145.6667 | 1.25 | UTFS
2419 | RES | UTGS | 550 | 760 | 2 | F | SL0001090864 | No | 0.5 | 29 | [12 empty] | 0.75 | 222.38 | 2 | 777.62 | [10 empty] | 0 | 0 | 1000 | 29 | 14 | 14 | 1983.7009 | 0 | 1983.7009 | 2442.6144 | 585.0096 | 0.5 | UTGS
2420 | RES | UTGS | 320 | 360 | 0.25 | F | SL0001091325 | No | 0.5 | 41 | [12 empty] | 1.25 | 89.95 | 2 | 841.84 | 3 | 68.21 | [8 empty] | 0 | 0 | 1000 | 41 | 11 | 11 | 2804.5426 | 0 | 2804.5426 | 2882.6385 | 431 | 0.5 | UTGS
2421 | RES | UTGS | 320 | 360 | 0.25 | F | SL0001091516 | No | 0.5 | 42 | [12 empty] | 0.75 | 141.27 | 2 | 858.73 | [10 empty] | 0 | 0 | 1000 | 42 | 9 | 9 | 2872.9461 | 0 | 2872.9461 | 3731.3098 | 431 | 0.5 | UTGS
2422 | RES | UTGS | 320 | 261 | 0.25 | F | SL0001091812 | No | 0.5 | 31 | [12 empty] | 1.25 | 771.82 | 2 | 228.18 | [10 empty] | 0 | 0 | 1000 | 31 | 19 | 19 | 2120.5078 | 0 | 2120.5078 | 1739.5387 | 431 | 0.5 | UTGS
2423 | COM | UTTSS | 7794 | 283 | 2 | F | SL0001092414 | No | 2 | 46 | [12 empty] | 2 | 818.94 | 4 | 181.06 | [10 empty] | 0 | 0 | 1000 | 46 | 7 | 8 | 3357.24 | 0 | 3357.24 | 4226.1452 | 5118 | 2 | UTTSS
2424 | RES | UTGS | 320 | 360 | 0.25 | F | SL0001092507 | No | 0.5 | 78 | [12 empty] | 2 | 1000 | [12 empty] | 0 | 0 | 1000 | 78 | 9 | 9 | 5335.4713 | 0 | 5335.4713 | 3612.3291 | 431 | 0.5 | UTGS
2425 | RES | UTGS | 320 | 360 | 0.25 | F | SL0001093128 | No | 0.5 | 39 | [12 empty] | 1.25 | 513.94 | 2 | 486.06 | [10 empty] | 0 | 0 | 1000 | 39 | 12 | 12 | 2667.7356 | 0 | 2667.7356 | 2739.2266 | 431 | 0.5 | UTGS
2426 | COM | UTTSM | 30300 | 279 | 5 | F | SL0001093747 | No | 4 | 335 | [12 empty] | 1.25 | 121.89 | 2 | 33.54 | 4 | 844.58 | [8 empty] | 0 | 0 | 1000.01 | 335 | 6 | 12 | 25642.0651 | 0 | 25642.0651 | 3221.0207 | 27686.4 | 4 | UTTSM
2427 | COM | UTTSM | 64550 | 285 | 45 | H | SL0001093748 | No | 3 | 22 | [12 empty] | 2 | 1.93 | 3 | 228.5 | 4 | 769.57 | [8 empty] | 0 | 0 | 1000 | 22 | 4 | 20 | 1605.6365 | 0 | 1605.6365 | 1756.5699 | 113197.0366 | 3 | UTTSM
2428 | COM | UTFS | 5550 | 272 | 2 | F | SL0001093975 | No | 2 | 174 | [12 empty] | 2 | 334 | 4 | 666 | [10 empty] | 0 | 0 | 1000 | 174 | 5 | 8 | 12699.1251 | 0 | 12699.1251 | 4660.7727 | 3698.6667 | 2 | UTFS
2429 | RES | UTGS | 320 | 260 | 0.25 | F | SL0001094554 | No | 0.5 | 48 | [12 empty] | 1.25 | 851.57 | 2 | 148.43 | [10 empty] | 0 | 0 | 1000 | 48 | 15 | 15 | 3283.3669 | 0 | 3283.3669 | 2207.1374 | 431 | 0.5 | UTGS
2430 | COM | UTTSS | 14500 | 274 | 5 | F | SL0001094617 | No | 2 | 99 | [12 empty] | 2 | 339.3 | 4 | 660.7 | [10 empty] | 0 | 0 | 1000 | 99 | 3 | 4 | 7225.3643 | 0 | 7225.3643 | 9312.0452 | 10791.3333 | 2 | UTTSS
2431 | COM | UTTSS | 6600 | 272 | 5 | F | SL0001094623 | No | 2 | 42 | [12 empty] | 4 | 910.68 | 6 | 89.32 | [10 empty] | 0 | 0 | 1000 | 42 | 1 | 1 | 3065.3061 | 0 | 3065.3061 | 41498.6237 | 3698.6667 | 2 | UTTSS
2432 | RES | UTGS | 320 | 760 | 0.25 | F | SL0001095308 | No | 0.75 | 60 | [12 empty] | 2 | 1000 | [12 empty] | 0 | 0 | 1000 | 60 | 6 | 70 | 3863.0087 | 0 | 3863.0087 | 464.4423 | 431 | 0.75 | UTGS
2433 | RES | UTGS | 320 | 361 | 0.25 | F | SL0001096541 | No | 0.5 | 38 | [12 empty] | 2 | 982.27 | 3 | 17.73 | [10 empty] | 0 | 0 | 1000 | 38 | 14 | 14 | 2599.3322 | 0 | 2599.3322 | 2306.1532 | 431 | 0.5 | UTGS
2434 | RES | UTGS | 320 | 360 | 0.25 | F | SL0001097218 | No | 0.75 | 60 | [12 empty] | 2 | 1000 | [12 empty] | 0 | 0 | 1000 | 60 | 6 | 72 | 3863.0087 | 0 | 3863.0087 | 451.5411 | 431 | 0.75 | UTGS
2435 | RES | UTGS | 320 | 360 | 0.25 | F | SL0001097266 | No | 0.5 | 6.91 | 0.75 | 18 | [10 empty] | 2 | 1000 | [12 empty] | 0 | 0 | 1000 | 24.91 | 14 | 14 | 1631.5706 | 0 | 1631.5706 | 2322.2116 | 431 | 0.5 | UTGS
2436 | RES | UTGS | 320 | 460 | 0.25 | F | SL0001097297 | No | 0.5 | 29 | [12 empty] | 0.75 | 101.5 | 2 | 157 | 4 | 741.5 | [8 empty] | 0 | 0 | 1000 | 29 | 4 | 4 | 1983.7009 | 0 | 1983.7009 | 9649.2217 | 431 | 0.5 | UTGS
2437 | RES | UTGS | 320 | 360 | 0.25 | F | SL0001097300 | No | 0.5 | 87 | [12 empty] | 2 | 1000 | [12 empty] | 0 | 0 | 1000 | 87 | 20 | 22 | 5951.1026 | 0 | 5951.1026 | 1477.771 | 431 | 0.5 | UTGS
2438 | RES | UTGS | 320 | 460 | 0.25 | F | SL0001097392 | No | 0.75 | 17 | [12 empty] | 1.25 | 592 | 2 | 408 | [10 empty] | 0 | 0 | 1000 | 17 | 16 | 50 | 1094.5191 | 0 | 1094.5191 | 658.5072 | 431 | 0.75 | UTGS
2439 | COM | UTTSM | 12100 | 271 | 45 | H | SL0001099552 | No | 4 | 139 | [12 empty] | 2 | 45.17 | 4 | 119.83 | 6 | 835 | [8 empty] | 0 | 0 | 1000 | 139 | 3 | 4 | 10639.5434 | 0 | 10639.5434 | 14087.3357 | 45278.8147 | 4 | UTTSM
2440 | RES | UTGS | 306 | 211 | 0.25 | F | SL0001099609 | No | 0.75 | 32 | [12 empty] | 2 | 866.09 | 4 | 133.91 | [10 empty] | 0 | 0 | 1000 | 32 | 19 | 21 | 2060.2713 | 0 | 2060.2713 | 1593.8617 | 431 | 0.75 | UTGS
2441 | RES | UTGS | 320 | 760 | 0.25 | F | SL0001099683 | No | 0.5 | 35 | [12 empty] | 1.25 | 512 | 2 | 488 | [10 empty] | 0 | 0 | 1000 | 35 | 9 | 9 | 2394.1217 | 0 | 2394.1217 | 3652.1513 | 431 | 0.5 | UTGS
2442 | RES | UTGS | 320 | 160 | 0.25 | F | SL0001099721 | No | 0.5 | 33 | [12 empty] | 2 | 940.7 | 4 | 59.3 | [10 empty] | 0 | 0 | 1000 | 33 | 13 | 13 | 2257.3148 | 0 | 2257.3148 | 2533.5494 | 431 | 0.5 | UTGS
2443 | COM | UTFS | 5550 | 272 | 2 | F | SL0001101274 | No | 2 | 313 | [12 empty] | 2 | 679 | 4 | 321 | [10 empty] | 0 | 0 | 1000 | 313 | 2 | 2 | 22843.8286 | 0 | 22843.8286 | 17406.2659 | 3698.6667 | 2 | UTFS
2444 | RES | UTGS | 320 | 360 | 0.25 | F | SL0001102171 | No | 0.5 | 24 | [12 empty] | 0.75 | 163 | 2 | 837 | [10 empty] | 0 | 0 | 1000 | 24 | 12 | 12 | 1641.6835 | 0 | 1641.6835 | 2812.2085 | 431 | 0.5 | UTGS
2445 | COM | UTTSS | 3300 | 271 | 2 | F | SL0001102192 | No | 1.25 | 139 | [12 empty] | 2 | 520 | 4 | 415.25 | 6 | 64.75 | [8 empty] | 0 | 0 | 1000 | 139 | 5 | 16 | 10357.3734 | 0 | 10357.3734 | 2329.389 | 2145.6667 | 1.25 | UTTSS
2446 | RES | UTGS | 500 | 720 | 0.25 | F | SL0001102454 | No | 0.5 | 66 | [12 empty] | 2 | 1000 | [12 empty] | 0 | 0 | 1000 | 66 | 4 | 4 | 4514.6295 | 0 | 4514.6295 | 8127.7404 | 585.0096 | 0.5 | UTGS
2447 | COM | UTFS | 2630 | 278 | 5 | F | SL0001102476 | No | 1.25 | 302 | [12 empty] | 2 | 1000 | [12 empty] | 0 | 0 | 1000 | 302 | 2 | 2 | 22503.0703 | 0 | 22503.0703 | 16255.4809 | 2428.75 | 1.25 | UTFS
2448 | RES | UTGS | 320 | 460 | 0.25 | F | SL0001102614 | No | 0.5 | 92 | [12 empty] | 2 | 657.12 | 4 | 342.88 | [10 empty] | 0 | 0 | 1000 | 92 | 10 | 21 | 6293.12 | 0 | 6293.12 | 1665.2101 | 431 | 0.5 | UTGS
2449 | COM | UTGS | 44336 | 284 | 45 | H | SL0001103903 | No | 3 | 100 | [12 empty] | 2 | 6.28 | 4 | 2 | 6 | 247.85 | 8 | 686.87 | 12 | 57 |  |  |  |  | 0 | 0 | 1000 | 100 | 4 | 4 | 7298.3478 | 0 | 7298.3478 | 17338.4624 | 60371.7529 | 3 | UTGS
2450 | RES | UTGS | 320 | 460 | 0.25 | F | SL0001104319 | No | 0.5 | 21 | [12 empty] | 0.75 | 140.51 | 2 | 634.1 | 4 | 225.39 | [8 empty] | 0 | 0 | 1000 | 21 | 10 | 10 | 1436.473 | 0 | 1436.473 | 3519.2074 | 431 | 0.5 | UTGS
2451 | COM | UTTSS | 4000 | 271 | 5 | F | SL0001104324 | No | 1.25 | 379 | [12 empty] | 2 | 242.99 | 3 | 757.01 | [10 empty] | 0 | 0 | 1000 | 379 | 3 | 14 | 28240.6081 | 0 | 28240.6081 | 1636.5768 | 2145.6667 | 1.25 | UTTSS
2452 | RES | UTGS | 550 | 460 | 2 | F | SL0001104424 | No | 0.5 | 37 | [12 empty] | 1.25 | 208.15 | 2 | 791.85 | [10 empty] | 0 | 0 | 1000 | 37 | 9 | 9 | 2530.9287 | 0 | 2530.9287 | 3628.5185 | 585.0096 | 0.5 | UTGS
2453 | RES | UTGS | 320 | 461 | 0.25 | F | SL0001104995 | No | 0.5 | 30 | [12 empty] | 0.75 | 467.2 | 2 | 532.8 | [10 empty] | 0 | 0 | 1000 | 30 | 21 | 21 | 2052.1043 | 0 | 2052.1043 | 1716.778 | 431 | 0.5 | UTGS
2454 | RES | UTGS | 320 | 460 | 0.25 | F | SL0001105121 | No | 0.5 | 51 | [12 empty] | 1.25 | 886.97 | 2 | 113.03 | [10 empty] | 0 | 0 | 1000 | 51 | 10 | 11 | 3488.5774 | 0 | 3488.5774 | 3011.9855 | 431 | 0.5 | UTGS
2455 | RES | UTGS | 320 | 760 | 0.25 | F | SL0001105324 | No | 0.5 | 30 | [12 empty] | 1.25 | 942.61 | 2 | 57.39 | [10 empty] | 0 | 0 | 1000 | 30 | 8 | 8 | 2052.1043 | 0 | 2052.1043 | 4146.3486 | 431 | 0.5 | UTGS
2456 | RES | UTGS | 320 | 460 | 0.25 | F | SL0001105483 | No | 0.5 | 45 | [12 empty] | 1.25 | 64.86 | 2 | 935.14 | [10 empty] | 0 | 0 | 1000 | 45 | 13 | 13 | 3078.1565 | 0 | 3078.1565 | 2504.3357 | 431 | 0.5 | UTGS
2457 | RES | UTGS | 320 | 460 | 0.25 | F | SL0001105839 | No | 0.75 | 5 | [12 empty] | 0.75 | 34.09 | 1.25 | 168 | 2 | 797.91 | [8 empty] | 0 | 0 | 1000 | 5 | 12 | 28 | 321.9174 | 0 | 321.9174 | 1174.5344 | 431 | 0.75 | UTGS
2458 | COM | UTTSS | 2630 | 278 | 5 | F | SL0001105884 | No | 1.25 | 173 | [12 empty] | 4 | 629 | 6 | 371 | [10 empty] | 0 | 0 | 1000 | 173 | 1 | 1 | 12890.8317 | 0 | 12890.8317 | 47230.8117 | 2428.75 | 1.25 | UTTSS
2459 | RES | UTGS | 320 | 760 | 0.25 | F | SL0001108597 | No | 0.75 | 56 | [12 empty] | 2 | 1000 | [12 empty] | 0 | 0 | 1000 | 56 | 23 | 40 | 3605.4748 | 0 | 3605.4748 | 812.774 | 431 | 0.75 | UTGS
2460 | RES | UTGS | 320 | 460 | 0.25 | F | SL0001109742 | No | 0.5 | 14 | [12 empty] | 2 | 1000 | [12 empty] | 0 | 0 | 1000 | 14 | 21 | 21 | 957.6487 | 0 | 957.6487 | 1548.141 | 431 | 0.5 | UTGS
2461 | RES | UTGS | 320 | 760 | 0.25 | F | SL0001110184 | No | 0.5 | 50 | [12 empty] | 1.25 | 588.7 | 2 | 411.3 | [10 empty] | 0 | 0 | 1000 | 50 | 10 | 10 | 3420.1739 | 0 | 3420.1739 | 3292.3052 | 431 | 0.5 | UTGS
2462 | RES | UTGS | 550 | 760 | 2 | F | SL0001110201 | No | 0.75 | 94 | [12 empty] | 1.25 | 291.02 | 2 | 708.98 | [10 empty] | 0 | 0 | 1000 | 94 | 7 | 7 | 6052.0469 | 0 | 6052.0469 | 4673.5251 | 585.0096 | 0.75 | UTGS
2463 | COM | UTTSS | 11750 | 274 | 2 | F | SL0001110438 | No | 2 | 137 | [12 empty] | 2 | 213.87 | 4 | 786.14 | [10 empty] | 0 | 0 | 1000.01 | 137 | 7 | 18 | 9998.7365 | 0 | 9998.7365 | 2119.3284 | 10791.3333 | 2 | UTTSS
2464 | RES | UTGS | 550 | 460 | 2 | F | SL0001110802 | No | 0.5 | 39 | [12 empty] | 0.75 | 116 | 2 | 884 | [10 empty] | 0 | 0 | 1000 | 39 | 13 | 13 | 2667.7356 | 0 | 2667.7356 | 2568.4801 | 585.0096 | 0.5 | UTGS
2465 | RES | UTGS | 320 | 460 | 0.25 | F | SL0001111186 | No | 0.5 | 37 | [12 empty] | 1.25 | 873.2 | 2 | 126.8 | [10 empty] | 0 | 0 | 1000 | 37 | 14 | 14 | 2530.9287 | 0 | 2530.9287 | 2365.8716 | 431 | 0.5 | UTGS
2466 | RES | UTGS | 320 | 160 | 0.25 | F | SL0001111426 | No | 0.75 | 74 | [12 empty] | 0.75 | 79 | 2 | 921 | [10 empty] | 0 | 0 | 1000 | 74 | 12 | 82 | 4764.3774 | 0 | 4764.3774 | 403.7778 | 431 | 0.75 | UTGS
2467 | RES | UTGS | 540 | 759 | 0.25 | F | SL0001111548 | No | 0.75 | 111 | [12 empty] | 0.75 | 23 | 1.25 | 267 | 3 | 710 | [8 empty] | 0 | 0 | 1000 | 111 | 1 | 14 | 7146.566 | 0 | 7146.566 | 1704.9573 | 585.0096 | 0.75 | UTGS
2468 | RES | UTGS | 320 | 460 | 0.25 | F | SL0001111653 | No | 0.5 | 36 | [12 empty] | 1.25 | 176.91 | 2 | 823.09 | [10 empty] | 0 | 0 | 1000 | 36 | 11 | 11 | 2462.5252 | 0 | 2462.5252 | 2966.7999 | 431 | 0.5 | UTGS
2469 | RES | UTGS | 320 | 360 | 0.25 | F | SL0001111739 | No | 0.5 | 27 | [12 empty] | 2 | 1000 | [12 empty] | 0 | 0 | 1000 | 27 | 10 | 10 | 1846.8939 | 0 | 1846.8939 | 3251.0962 | 431 | 0.5 | UTGS
2470 | COM | UTGS | 17808 | 235 | 2 | F | SL0001112183 | No | 4 | 341 | 6 | 1 | 8 | 1 | [8 empty] | 8 | 1000 | [12 empty] | 0 | 0 | 1000 | 343 | 1 | 1 | 26235.4615 | 0 | 26235.4615 | 72850.9617 | 15242 | 4 | UTGS
2471 | RES | UTGS | 320 | 127 | 0.25 | F | SL0001112430 | No | 0.5 | 33 | [12 empty] | 1.25 | 640.05 | 2 | 359.95 | [10 empty] | 0 | 0 | 1000 | 33 | 9 | 9 | 2257.3148 | 0 | 2257.3148 | 3662.1107 | 431 | 0.5 | UTGS
2472 | RES | UTGS | 320 | 361 | 0.25 | F | SL0001112826 | No | 0.5 | 65 | [12 empty] | 1.25 | 258 | 2 | 742 | [10 empty] | 0 | 0 | 1000 | 65 | 12 | 12 | 4446.2261 | 0 | 4446.2261 | 2724.2968 | 431 | 0.5 | UTGS
2473 | RES | UTGS | 320 | 760 | 0.25 | F | SL0001113982 | No | 0.5 | 60 | [12 empty] | 1.25 | 744.07 | 2 | 255.93 | [10 empty] | 0 | 0 | 1000 | 60 | 9 | 9 | 4104.2087 | 0 | 4104.2087 | 3670.2012 | 431 | 0.5 | UTGS
2474 | RES | UTGS | 320 | 460 | 0.25 | F | SL0001114652 | No | 0.75 | 23 | [12 empty] | 1.25 | 20.49 | 2 | 827.49 | 4 | 113.01 | 6 | 39.01 | [6 empty] | 0 | 0 | 1000 | 23 | 11 | 28 | 1480.82 | 0 | 1480.82 | 1228.8979 | 431 | 0.75 | UTGS
2475 | RES | UTGS | 320 | 460 | 0.25 | F | SL0001114704 | No | 0.75 | 38 | [12 empty] | 2 | 84.58 | 4 | 915.42 | [10 empty] | 0 | 0 | 1000 | 38 | 8 | 48 | 2446.5722 | 0 | 2446.5722 | 814.0526 | 431 | 0.75 | UTGS
2476 | COM | UTTSS | 21100 | 275 | 5 | F | SL0001114712 | No | 2 | 133 | [12 empty] | 2 | 845.15 | 4 | 145 | 6 | 9.85 | [8 empty] | 0 | 0 | 1000 | 133 | 8 | 12 | 9706.8026 | 0 | 9706.8026 | 2818.4736 | 18747.15 | 2 | UTTSS
2477 | COM | UTTSS | 3300 | 271 | 2 | F | SL0001115623 | No | 1.25 | 88 | [12 empty] | 2 | 1000 | [12 empty] | 0 | 0 | 1000 | 88 | 5 | 18 | 6557.186 | 0 | 6557.186 | 1806.1645 | 2145.6667 | 1.25 | UTTSS
2478 | RES | UTGS | 320 | 460 | 0.25 | F | SL0001116010 | No | 0.5 | 95 | [12 empty] | 1.25 | 470 | 2 | 210 | 4 | 320 | [8 empty] | 0 | 0 | 1000 | 95 | 9 | 9 | 6498.3304 | 0 | 6498.3304 | 3903.818 | 431 | 0.5 | UTGS
2479 | RES | UTGS | 320 | 460 | 0.25 | F | SL0001116026 | No | 0.5 | 11 | [12 empty] | 1.25 | 1000 | [12 empty] | 0 | 0 | 1000 | 11 | 9 | 9 | 752.4383 | 0 | 752.4383 | 3690.1069 | 431 | 0.5 | UTGS
2480 | COM | UTTSS | 7800 | 273 | 2 | F | SL0001116102 | No | 1.25 | 228 | [12 empty] | 2 | 1000 | [12 empty] | 0 | 0 | 1000 | 228 | 5 | 8 | 16989.0729 | 0 | 16989.0729 | 4063.8702 | 5118 | 1.25 | UTTSS
2481 | COM | UTTSS | 7800 | 273 | 2 | F | SL0001116756 | No | 1.25 | 253 | [12 empty] | 2 | 141.23 | 8 | 858.77 | [10 empty] | 0 | 0 | 1000 | 253 | 3 | 5 | 18851.9099 | 0 | 18851.9099 | 13430.7487 | 5118 | 1.25 | UTTSS
2482 | RES | UTGS | 550 | 760 | 2 | F | SL0001117030 | No | 0.5 | 65 | [12 empty] | 2 | 1000 | [12 empty] | 0 | 0 | 1000 | 65 | 12 | 12 | 4446.2261 | 0 | 4446.2261 | 2709.2468 | 585.0096 | 0.5 | UTGS
2483 | RES | UTGS | 320 | 460 | 0.25 | F | SL0001118637 | No | 0.5 | 50 | [12 empty] | 2 | 1000 | [12 empty] | 0 | 0 | 1000 | 50 | 9 | 9 | 3420.1739 | 0 | 3420.1739 | 3612.3291 | 431 | 0.5 | UTGS
2484 | COM | UTGS | 17800 | 285 | 2 | F | SL0001119317 | No | 2 | 181 | [12 empty] | 2 | 205 | 3 | 795 | [10 empty] | 0 | 0 | 1000 | 181 | 4 | 10 | 13210.0095 | 0 | 13210.0095 | 2243.0362 | 15242 | 2 | UTGS
2485 | RES | UTGS | 320 | 760 | 0.25 | F | SL0001121170 | No | 0.5 | 56 | [12 empty] | 2 | 870.97 | 3 | 129.03 | [10 empty] | 0 | 0 | 1000 | 56 | 7 | 7 | 3830.5948 | 0 | 3830.5948 | 4410.6945 | 431 | 0.5 | UTGS
2486 | COM | UTFS | 9200 | 273 | 5 | F | SL0001121267 | No | 2 | 43 | [12 empty] | 2 | 27.43 | 4 | 838.28 | 6 | 134.29 | [8 empty] | 0 | 0 | 1000 | 43 | 2 | 2 | 3138.2895 | 0 | 3138.2895 | 21108.5451 | 5118 | 2 | UTFS
2487 | RES | UTGS | 320 | 460 | 0.25 | F | SL0001121728 | No | 0.5 | 103 | [12 empty] | 1.25 | 637 | 2 | 344.5 | 4 | 18.5 | [8 empty] | 0 | 0 | 1000 | 103 | 16 | 33 | 7045.5582 | 0 | 7045.5582 | 1002.7123 | 431 | 0.5 | UTGS
2488 | COM | UTTSS | 11750 | 274 | 2 | F | SL0001121849 | No | 2 | 245 | [12 empty] | 2 | 134.54 | 4 | 865.46 | [10 empty] | 0 | 0 | 1000 | 245 | 7 | 7 | 17880.9521 | 0 | 17880.9521 | 5530.9014 | 10791.3333 | 2 | UTTSS
2489 | COM | UTTSS | 6113 | 282 | 2 | F | SL0001121968 | No | 1.25 | 385 | [12 empty] | 4 | 1000 | [12 empty] | 0 | 0 | 1000 | 385 | 1 | 1 | 28687.689 | 0 | 28687.689 | 39680.9617 | 3698.6667 | 1.25 | UTTSS
2490 | COM | UTTSS | 11750 | 274 | 2 | F | SL0001122662 | No | 1.25 | 226 | [12 empty] | 1.25 | 56.17 | 2 | 131.34 | 4 | 1 | 6 | 811.49 | [6 empty] | 0 | 0 | 1000 | 226 | 11 | 12 | 16840.046 | 0 | 16840.046 | 4574.138 | 10791.3333 | 1.25 | UTTSS
2491 | RES | UTGS | 175 | 126 | 0.25 | F | SL0001122751 | No | 0.5 | 25 | [12 empty] | 1.25 | 78.41 | 2 | 921.59 | [10 empty] | 0 | 0 | 1000 | 25 | 9 | 9 | 1710.0869 | 0 | 1710.0869 | 3618.4276 | 431 | 0.5 | UTGS
2492 | COM | UTFS | 5550 | 272 | 2 | F | SL0001123091 | No | 1.25 | 15 | [12 empty] | 2 | 464 | 3 | 305 | 4 | 231 | [8 empty] | 0 | 0 | 1000 | 15 | 5 | 10 | 1117.7022 | 0 | 1117.7022 | 3029.9832 | 3698.6667 | 1.25 | UTFS
2493 | RES | UTGS | 320 | 460 | 0.25 | F | SL0001123704 | No | 0.5 | 59 | [12 empty] | 2 | 74.86 | 3 | 846.86 | 4 | 78.28 | [8 empty] | 0 | 0 | 1000 | 59 | 5 | 5 | 4035.8052 | 0 | 4035.8052 | 4466.8089 | 431 | 0.5 | UTGS
2494 | COM | UTISFS | 6600 | 272 | 5 | F | SL0001124539 | No | 2 | 281 | [12 empty] | 2 | 828.67 | 4 | 171.33 | [10 empty] | 0 | 0 | 1000 | 281 | 7 | 7 | 20508.3573 | 0 | 20508.3573 | 4819.914 | 3698.6667 | 2 | UTISFS
2495 | RES | UTGS | 320 | 760 | 0.25 | F | SL0001124730 | No | 0.5 | 19 | [12 empty] | 2 | 1000 | [12 empty] | 0 | 0 | 1000 | 19 | 21 | 21 | 1299.6661 | 0 | 1299.6661 | 1548.141 | 431 | 0.5 | UTGS
2496 | COM | UTTSS | 14500 | 274 | 5 | F | SL0001125145 | No | 2 | 36 | [12 empty] | 4 | 1000 | [12 empty] | 0 | 0 | 1000 | 36 | 5 | 66 | 2627.4052 | 0 | 2627.4052 | 601.2267 | 10791.3333 | 2 | UTTSS
2497 | COM | UTGS | 550 | 460 | 2 | F | SL0001125236 | No | 1.25 | 97 | [12 empty] | 4 | 1000 | [12 empty] | 0 | 0 | 1000 | 97 | 3 | 12 | 7227.8073 | 0 | 7227.8073 | 3306.7468 | 585.0096 | 1.25 | UTGS
2498 | COM | UTTSS | 9200 | 273 | 5 | F | SL0001125889 | No | 2 | 22 | [12 empty] | 4 | 1000 | [12 empty] | 0 | 0 | 1000 | 22 | 1 | 1 | 1605.6365 | 0 | 1605.6365 | 39680.9617 | 5118 | 2 | UTTSS
2499 | COM | UTGS | 930 | 220 | 2 | F | SL0001126001 | No | 1.25 | 65 | [12 empty] | 2 | 467 | 4 | 533 | [10 empty] | 0 | 0 | 1000 | 65 | 3 | 17 | 4843.3761 | 0 | 4843.3761 | 2137.2101 | 1475.8773 | 1.25 | UTGS
2500 | RES | UTGS | 320 | 760 | 0.25 | F | SL0001126031 | No | 0.5 | 72 | [12 empty] | 1.25 | 126.44 | 2 | 61.03 | 3 | 812.53 | [8 empty] | 0 | 0 | 1000 | 72 | 5 | 5 | 4925.0504 | 0 | 4925.0504 | 4459.3179 | 431 | 0.5 | UTGS
2501 | RES | UTGS | 550 | 460 | 2 | F | SL0001126191 | No | 0.75 | 21 | [12 empty] | 2 | 1000 | [12 empty] | 0 | 0 | 1000 | 21 | 9 | 69 | 1352.053 | 0 | 1352.053 | 471.1734 | 585.0096 | 0.75 | UTGS
2502 | RES | UTGS | 1000 | 255 | 0.25 | F | SL0001126459 | No | 0.75 | 114 | [12 empty] | 2 | 111.18 | 3 | 576.18 | 4 | 312.64 | [8 empty] | 0 | 0 | 1000 | 114 | 12 | 12 | 7339.7165 | 0 | 7339.7165 | 2287.219 | 1475.8773 | 0.75 | UTGS
2503 | RES | UTGS | 320 | 760 | 0.25 | F | SL0001126529 | No | 0.75 | 13 | [12 empty] | 2 | 1000 | [12 empty] | 0 | 0 | 1000 | 13 | 19 | 42 | 836.9852 | 0 | 836.9852 | 774.0705 | 431 | 0.75 | UTGS
2504 | RES | UTGS | 320 | 460 | 0.25 | F | SL0001126627 | No | 0.5 | 49 | [12 empty] | 1.25 | 239.72 | 3 | 760.28 | [10 empty] | 0 | 0 | 1000 | 49 | 5 | 5 | 3351.7704 | 0 | 3351.7704 | 4607.6831 | 431 | 0.5 | UTGS
2505 | RES | UTGS | 550 | 460 | 2 | F | SL0001126641 | No | 0.75 | 48 | [12 empty] | 2 | 1000 | [12 empty] | 0 | 0 | 1000 | 48 | 9 | 108 | 3090.4069 | 0 | 3090.4069 | 301.0274 | 585.0096 | 0.75 | UTGS
2506 | RES | UTGS | 428 | 211 | 2 | F | SL0001126663 | No | 0.75 | 207 | [12 empty] | 1.25 | 0.43 | 2 | 917.43 | 4 | 82.13 | [8 empty] | 0 | 0 | 999.99 | 207 | 6 | 61 | 13327.3799 | 0 | 13327.3799 | 542.6198 | 585.0096 | 0.75 | UTGS
2507 | RES | UTGS | 320 | 460 | 0.25 | F | SL0001126758 | No | 0.5 | 55 | 0.75 | 4 | [10 empty] | 0.75 | 119 | 2 | 628.79 | 4 | 252.21 | [8 empty] | 0 | 0 | 1000 | 59 | 8 | 8 | 4019.7252 | 0 | 4019.7252 | 4402.6659 | 431 | 0.5 | UTGS
2508 | COM | UTFS | 4000 | 271 | 5 | F | SL0001126820 | No | 2 | 151 | [12 empty] | 2 | 59 | 3 | 941 | [10 empty] | 0 | 0 | 1000 | 151 | 3 | 3 | 11020.5052 | 0 | 11020.5052 | 6859.6939 | 2145.6667 | 2 | UTFS
2509 | RES | UTGS | 320 | 460 | 0.25 | F | SL0001126840 | No | 0.5 | 98 | [12 empty] | 2 | 1000 | [12 empty] | 0 | 0 | 1000 | 98 | 6 | 6 | 6703.5408 | 0 | 6703.5408 | 5418.4936 | 431 | 0.5 | UTGS
2510 | RES | UTGS | 320 | 460 | 0.25 | F | SL0001128352 | No | 0.5 | 33 | [12 empty] | 1.25 | 1000 | [12 empty] | 0 | 0 | 1000 | 33 | 12 | 12 | 2257.3148 | 0 | 2257.3148 | 2767.5801 | 431 | 0.5 | UTGS
2511 | COM | UTTSS | 9200 | 273 | 5 | F | SL0001128525 | No | 2 | 118 | [12 empty] | 3 | 160.89 | 6 | 656.23 | 8 | 182.89 | [8 empty] | 0 | 0 | 1000.01 | 118 | 6 | 6 | 8612.0504 | 0 | 8612.0504 | 9318.0723 | 5118 | 2 | UTTSS
2512 | IND | UTTSM | 92750 | 279 | 45 | H | SL0001128724 | No | 2 | 14.44 | 4 | 1 | [10 empty] | 2 | 623.95 | 4 | 376.05 | [10 empty] | 0 | 0 | 1000 | 15.44 | 7 | 9 | 1130.4249 | 0 | 1130.4249 | 3911.9156 | 113197.0366 | 2 | UTTSM
2513 | RES | UTGS | 550 | 460 | 2 | F | SL0001129014 | No | 0.75 | 12 | [12 empty] | 2 | 1000 | [12 empty] | 0 | 0 | 1000 | 12 | 8 | 96 | 772.6017 | 0 | 772.6017 | 338.6559 | 585.0096 | 0.75 | UTGS
2514 | COM | UTTSS | 4000 | 271 | 5 | F | SL0001129037 | No | 2 | 1 | [12 empty] | 2 | 811.5 | 4 | 188.5 | [10 empty] | 0 | 0 | 1000 | 1 | 1 | 10 | 72.9835 | 0 | 72.9835 | 3386.2507 | 2145.6667 | 2 | UTTSS
2515 | COM | UTGS | 550 | 460 | 2 | F | SL0001129229 | No | 1.25 | 24 | [12 empty] | 1.25 | 14 | 2 | 208.01 | 4 | 53.9 | 6 | 724.09 | [6 empty] | 0 | 0 | 1000 | 24 | 8 | 37 | 1788.3235 | 0 | 1788.3235 | 1427.9509 | 585.0096 | 1.25 | UTGS
2516 | COM | UTTSS | 7800 | 273 | 2 | F | SL0001129666 | No | 2 | 323 | [12 empty] | 3 | 49.37 | 4 | 950.63 | [10 empty] | 0 | 0 | 1000 | 323 | 4 | 4 | 23573.6633 | 0 | 23573.6633 | 9675.2418 | 5118 | 2 | UTTSS
2517 | COM | UTGS | 550 | 460 | 2 | F | SL0001129686 | No | 1.25 | 104 | [12 empty] | 2 | 632.5 | 4 | 367.5 | [10 empty] | 0 | 0 | 1000 | 104 | 10 | 12 | 7749.4017 | 0 | 7749.4017 | 2928.8281 | 585.0096 | 1.25 | UTGS
2518 | RES | UTGS | 320 | 460 | 0.25 | F | SL0001130017 | No | 0.5 | 6 | [12 empty] | 0.75 | 90 | 1.25 | 383 | 6 | 527 | [8 empty] | 0 | 0 | 1000 | 6 | 10 | 10 | 410.4209 | 0 | 410.4209 | 4796.4302 | 431 | 0.5 | UTGS
2519 | RES | UTGS | 320 | 461 | 0.25 | F | SL0001130287 | No | 0.5 | 100 | [12 empty] | 6 | 1000 | [12 empty] | 0 | 0 | 1000 | 100 | 8 | 8 | 6840.3478 | 0 | 6840.3478 | 7503.8702 | 431 | 0.5 | UTGS
2520 | COM | UTTSM | 28250 | 273 | 45 | H | SL0001130555 | No | 2 | 43 | [12 empty] | 2 | 68.28 | 3 | 654.12 | 4 | 277.6 | [8 empty] | 0 | 0 | 1000 | 43 | 3 | 14 | 3138.2895 | 0 | 3138.2895 | 1871.9366 | 52825.2838 | 2 | UTTSM
2521 | COM | UTTSS | 1050 | 269 | 5 | F | SL0001131235 | No | 2 | 58 | 4 | 208 | [10 empty] | 3 | 657.11 | 4 | 342.89 | [10 empty] | 0 | 0 | 1000 | 266 | 2 | 4 | 20154.0851 | 0 | 20154.0851 | 6659.3321 | 1475.8773 | 2 | UTTSS
2522 | RES | UTGS | 320 | 460 | 0.25 | F | SL0001131240 | No | 0.5 | 53 | [12 empty] | 2 | 1000 | [12 empty] | 0 | 0 | 1000 | 53 | 11 | 11 | 3625.3843 | 0 | 3625.3843 | 2955.542 | 431 | 0.5 | UTGS
2523 | RES | UTGS | 320 | 460 | 0.25 | F | SL0001134117 | No | 0.5 | 31 | [12 empty] | 1.25 | 53.76 | 2 | 624.48 | 4 | 321.76 | [8 empty] | 0 | 0 | 1000 | 31 | 10 | 10 | 2120.5078 | 0 | 2120.5078 | 3485.5613 | 431 | 0.5 | UTGS
2524 | RES | UTGS | 320 | 160 | 0.25 | F | SL0001134223 | No | 0.5 | 45 | [12 empty] | 1.25 | 304 | 4 | 696 | [10 empty] | 0 | 0 | 1000 | 45 | 11 | 11 | 3078.1565 | 0 | 3078.1565 | 3428.5529 | 431 | 0.5 | UTGS
2525 | RES | UTGS | 320 | 460 | 0.25 | F | SL0001134402 | No | 0.5 | 33 | 0.75 | 2.95 | [10 empty] | 0.75 | 124.38 | 2 | 875.62 | [10 empty] | 0 | 0 | 1000 | 35.95 | 13 | 13 | 2447.246 | 0 | 2447.246 | 2573.3663 | 431 | 0.5 | UTGS
2526 | COM | UTTSS | 12100 | 271 | 45 | H | SL0001134414 | No | 6 | 344 | [12 empty] | 4 | 211.5 | 6 | 788.5 | [10 empty] | 0 | 0 | 1000 | 344 | 1 | 4 | 18066.88 | 0 | 18066.88 | 13931.7342 | 45278.8147 | 6 | UTTSS
2527 | RES | UTGS | 320 | 760 | 0.25 | F | SL0001134675 | No | 0.5 | 33 | [12 empty] | 1.25 | 870.94 | 2 | 129.06 | [10 empty] | 0 | 0 | 1000 | 33 | 6 | 6 | 2257.3148 | 0 | 2257.3148 | 5520.1033 | 431 | 0.5 | UTGS
2528 | RES | UTGS | 320 | 460 | 0.25 | F | SL0001134684 | No | 0.5 | 106 | [12 empty] | 0.75 | 175 | 2 | 825 | [10 empty] | 0 | 0 | 1000 | 106 | 10 | 10 | 7250.7687 | 0 | 7250.7687 | 3383.7462 | 431 | 0.5 | UTGS
2529 | RES | UTGS | 320 | 460 | 0.25 | F | SL0001134688 | No | 0.5 | 38 | [12 empty] | 1.25 | 132.99 | 2 | 867.01 | [10 empty] | 0 | 0 | 1000 | 38 | 14 | 14 | 2599.3322 | 0 | 2599.3322 | 2328.8611 | 431 | 0.5 | UTGS
2530 | RES | UTGS | 320 | 460 | 0.25 | F | SL0001135884 | No | 0.5 | 24 | [12 empty] | 1.25 | 885 | 2 | 115 | [10 empty] | 0 | 0 | 1000 | 24 | 9 | 9 | 1641.6835 | 0 | 1641.6835 | 3681.1624 | 431 | 0.5 | UTGS
2531 | RES | UTGS | 320 | 460 | 0.25 | F | SL0001137004 | No | 0.5 | 40 | [12 empty] | 2 | 1000 | [12 empty] | 0 | 0 | 1000 | 40 | 12 | 12 | 2736.1391 | 0 | 2736.1391 | 2709.2468 | 431 | 0.5 | UTGS
2532 | RES | UTGS | 320 | 460 | 0.25 | F | SL0001137099 | No | 0.5 | 88 | [12 empty] | 2 | 823.93 | 4 | 176.07 | [10 empty] | 0 | 0 | 1000 | 88 | 6 | 6 | 6019.506 | 0 | 6019.506 | 5628.8973 | 431 | 0.5 | UTGS
2533 | RES | UTGS | 550 | 760 | 2 | F | SL0001137433 | No | 0.5 | 92 | [12 empty] | 2 | 82.29 | 4 | 917.71 | [10 empty] | 0 | 0 | 1000 | 92 | 11 | 11 | 6293.12 | 0 | 6293.12 | 3553.722 | 585.0096 | 0.5 | UTGS
2534 | RES | UTGS | 320 | 460 | 0.25 | F | SL0001138351 | No | 0.5 | 25 | [12 empty] | 1.25 | 237.74 | 2 | 762.26 | [10 empty] | 0 | 0 | 1000 | 25 | 7 | 7 | 1710.0869 | 0 | 1710.0869 | 4668.1971 | 431 | 0.5 | UTGS
2535 | RES | UTGS | 320 | 460 | 0.25 | F | SL0001138910 | No | 0.75 | 55 | [12 empty] | 2 | 1000 | [12 empty] | 0 | 0 | 1000 | 55 | 8 | 95 | 3541.0913 | 0 | 3541.0913 | 342.2206 | 431 | 0.75 | UTGS
2536 | RES | UTGS | 320 | 460 | 0.25 | F | SL0001139244 | No | 0.5 | 10 | [12 empty] | 2 | 1000 | [12 empty] | 0 | 0 | 1000 | 10 | 28 | 28 | 684.0348 | 0 | 684.0348 | 1161.1058 | 431 | 0.5 | UTGS
2537 | COM | UTGS | 30300 | 279 | 5 | F | SL0001139319 | No | 4 | 218 | 6 | 2 | [10 empty] | 6 | 1000 | [12 empty] | 0 | 0 | 1000 | 220 | 1 | 1 | 16791.5182 | 0 | 16791.5182 | 60030.9617 | 27686.4 | 4 | UTGS
2538 | COM | UTGS | 1500 | 270 | 0.25 | F | SL0001139421 | No | 1.25 | 188 | [12 empty] | 2 | 17 | 4 | 983 | [10 empty] | 0 | 0 | 1000 | 188 | 3 | 3 | 14008.5338 | 0 | 14008.5338 | 13186.3572 | 2169 | 1.25 | UTGS
2539 | COM | UTGS | 22000 | 274 | 15 | L | SL0001139440 | No | 3 | 152 | [12 empty] | 6 | 1000 | [12 empty] | 0 | 0 | 1000 | 152 | 1 | 1 | 11093.4886 | 0 | 11093.4886 | 60030.9617 | 19488.7267 | 3 | UTGS
2540 | IND | UTISGS | 28224 | 233 | 45 | H | SL0001139441 | No | 6 | 313 | [12 empty] | 4 | 101 | 6 | 147 | 8 | 752 | [8 empty] | 0 | 0 | 1000 | 313 | 1 | 1 | 16438.76 | 0 | 16438.76 | 67616.2517 | 52825.2838 | 6 | UTISGS
2541 | COM | UTTSS | 5550 | 272 | 2 | F | SL0001139874 | No | 1.25 | 69 | [12 empty] | 4 | 1000 | [12 empty] | 0 | 0 | 1000 | 69 | 6 | 17 | 5141.43 | 0 | 5141.43 | 2334.1742 | 3698.6667 | 1.25 | UTTSS
2542 | RES | UTGS | 320 | 460 | 0.25 | F | SL0001140029 | No | 0.5 | 44 | [12 empty] | 1.25 | 1000 | [12 empty] | 0 | 0 | 1000 | 44 | 12 | 12 | 3009.753 | 0 | 3009.753 | 2767.5801 | 431 | 0.5 | UTGS
2543 | COM | UTTSS | 2000 | 278 | 0.25 | F | SL0001140192 | No | 1.25 | 113 | [12 empty] | 4 | 1000 | [12 empty] | 0 | 0 | 1000 | 113 | 2 | 13 | 8420.023 | 0 | 8420.023 | 3052.3817 | 2428.75 | 1.25 | UTTSS
2544 | COM | UTFS | 1390 | 746 | 2 | F | SL0001140240 | No | 1.25 | 171 | [12 empty] | 2 | 93.66 | 4 | 906.34 | [10 empty] | 0 | 0 | 1000 | 171 | 2 | 2 | 12741.8047 | 0 | 12741.8047 | 19504.7098 | 1475.8773 | 1.25 | UTFS
2545 | RES | UTGS | 320 | 460 | 0.25 | F | SL0001140249 | No | 0.75 | 25 | [12 empty] | 1.25 | 307.5 | 2 | 692.5 | [10 empty] | 0 | 0 | 1000 | 25 | 5 | 42 | 1609.5869 | 0 | 1609.5869 | 779.1955 | 431 | 0.75 | UTGS
2546 | RES | UTGS | 320 | 460 | 0.25 | F | SL0001140250 | No | 0.75 | 29 | [12 empty] | 1.25 | 302 | 2 | 443 | 4 | 255 | [8 empty] | 0 | 0 | 1000 | 29 | 10 | 120 | 1867.1209 | 0 | 1867.1209 | 287.9226 | 431 | 0.75 | UTGS
2547 | IND | UTTSS | 14500 | 274 | 5 | F | SL0001140353 | No | 2 | 212 | [12 empty] | 4 | 1000 | [12 empty] | 0 | 0 | 1000 | 212 | 5 | 6 | 15472.4973 | 0 | 15472.4973 | 6613.4936 | 10791.3333 | 2 | UTTSS
2548 | RES | UTGS | 320 | 460 | 0.25 | F | SL0001140972 | No | 0.5 | 26 | [12 empty] | 1.25 | 458.8 | 2 | 541.2 | [10 empty] | 0 | 0 | 1000 | 26 | 10 | 10 | 1778.4904 | 0 | 1778.4904 | 3283.2122 | 431 | 0.5 | UTGS
2549 | COM | UTTSS | 9200 | 273 | 5 | F | SL0001141239 | No | 2 | 169 | [12 empty] | 2 | 247.35 | 4 | 752.65 | [10 empty] | 0 | 0 | 1000 | 169 | 2 | 7 | 12334.2078 | 0 | 12334.2078 | 5415.3517 | 5118 | 2 | UTTSS
2550 | COM | UTTSS | 1980 | 270 | 5 | F | SL0001141254 | No | 1.25 | 331 | [12 empty] | 6 | 1000 | [12 empty] | 0 | 0 | 1000 | 331 | 1 | 1 | 24663.9612 | 0 | 24663.9612 | 60030.9617 | 2169 | 1.25 | UTTSS
2551 | RES | UTGS | 550 | 460 | 2 | F | SL0001142306 | No | 0.5 | 80 | [12 empty] | 0.75 | 272 | 2 | 728 | [10 empty] | 0 | 0 | 1000 | 80 | 12 | 16 | 5472.2782 | 0 | 5472.2782 | 2160.7951 | 585.0096 | 0.5 | UTGS
2552 | COM | UTTSS | 14500 | 274 | 5 | F | SL0001142900 | No | 2 | 58 | 4 | 154 | [10 empty] | 4 | 1000 | [12 empty] | 0 | 0 | 1000 | 212 | 1 | 2 | 16020.7373 | 0 | 16020.7373 | 19840.4809 | 10791.3333 | 2 | UTTSS
2553 | RES | UTGS | 320 | 460 | 0.25 | F | SL0001144297 | No | 0.5 | 36 | [12 empty] | 1.25 | 1000 | [12 empty] | 0 | 0 | 1000 | 36 | 8 | 8 | 2462.5252 | 0 | 2462.5252 | 4151.3702 | 431 | 0.5 | UTGS
2554 | COM | UTFS | 3000 | 271 | 0.25 | F | SL0001144529 | No | 1.25 | 42 | [12 empty] | 2 | 297.48 | 3 | 702.52 | [10 empty] | 0 | 0 | 1000 | 42 | 3 | 4 | 3129.5661 | 0 | 3129.5661 | 5900.752 | 2145.6667 | 1.25 | UTFS
2555 | COM | UTGS | 550 | 361 | 2 | F | SL0001144604 | No | 1.25 | 290 | [12 empty] | 1.25 | 66 | 2 | 562 | 6 | 372 | [8 empty] | 0 | 0 | 1000 | 290 | 2 | 11 | 21608.9086 | 0 | 21608.9086 | 3890.4183 | 585.0096 | 1.25 | UTGS
2556 | COM | UTFS | 3000 | 271 | 0.25 | F | SL0001148206 | No | 0.75 | 69 | [12 empty] | 1.25 | 247.09 | 2 | 450 | 4 | 302.91 | [8 empty] | 0 | 0 | 1000 | 69 | 3 | 4 | 4442.46 | 0 | 4442.46 | 8713.9474 | 2145.6667 | 0.75 | UTFS
2557 | RES | UTGS | 320 | 760 | 0.25 | F | SL0001148895 | No | 0.5 | 38 | [12 empty] | 0.75 | 146 | 2 | 854 | [10 empty] | 0 | 0 | 1000 | 38 | 13 | 13 | 2599.3322 | 0 | 2599.3322 | 2585.9724 | 431 | 0.5 | UTGS
2558 | RES | UTGS | 320 | 460 | 0.25 | F | SL0001150080 | No | 0.5 | 19 | [12 empty] | 0.75 | 189.91 | 2 | 810.09 | [10 empty] | 0 | 0 | 1000 | 19 | 13 | 13 | 1299.6661 | 0 | 1299.6661 | 2611.5753 | 431 | 0.5 | UTGS
2559 | RES | UTGS | 320 | 460 | 0.25 | F | SL0001150237 | No | 0.5 | 104 | [12 empty] | 2 | 481.09 | 4 | 518.92 | [10 empty] | 0 | 0 | 1000.01 | 104 | 15 | 28 | 7113.9617 | 0 | 7113.9617 | 1293.998 | 431 | 0.5 | UTGS
2560 | RES | UTGS | 320 | 460 | 0.25 | F | SL0001150563 | No | 0.5 | 37 | [12 empty] | 2 | 937.54 | 4 | 62.46 | [10 empty] | 0 | 0 | 1000 | 37 | 11 | 11 | 2530.9287 | 0 | 2530.9287 | 2996.2545 | 431 | 0.5 | UTGS
2561 | RES | UTGS | 175 | 126 | 0.25 | F | SL0001150892 | No | 0.5 | 50 | [12 empty] | 1.25 | 206.34 | 2 | 793.66 | [10 empty] | 0 | 0 | 1000 | 50 | 8 | 8 | 3420.1739 | 0 | 3420.1739 | 4081.925 | 431 | 0.5 | UTGS
2562 | RES | UTGS | 175 | 126 | 0.25 | F | SL0001150893 | No | 0.5 | 59 | [12 empty] | 1.25 | 23.56 | 2 | 976.44 | [10 empty] | 0 | 0 | 1000 | 59 | 3 | 3 | 4035.8052 | 0 | 4035.8052 | 10842.4846 | 431 | 0.5 | UTGS
2563 | RES | UTGS | 320 | 460 | 0.25 | F | SL0001152494 | No | 0.5 | 39 | [12 empty] | 2 | 1000 | [12 empty] | 0 | 0 | 1000 | 39 | 8 | 8 | 2667.7356 | 0 | 2667.7356 | 4063.8702 | 431 | 0.5 | UTGS
2564 | RES | UTGS | 320 | 460 | 0.25 | F | SL0001152718 | No | 0.75 | 57 | [12 empty] | 2 | 1000 | [12 empty] | 0 | 0 | 1000 | 57 | 5 | 5 | 3669.8582 | 0 | 3669.8582 | 6502.1923 | 431 | 0.75 | UTGS
2565 | RES | UTGS | 320 | 460 | 0.25 | F | SL0001152754 | No | 0.5 | 128 | [12 empty] | 1.25 | 792.69 | 2 | 207.31 | [10 empty] | 0 | 0 | 1000 | 128 | 3 | 3 | 8755.6452 | 0 | 8755.6452 | 11021.9482 | 431 | 0.5 | UTGS
2566 | RES | UTGS | 320 | 460 | 0.25 | F | SL0001153379 | No | 0.5 | 42 | [12 empty] | 1.25 | 959.91 | 2 | 40.09 | [10 empty] | 0 | 0 | 1000 | 42 | 9 | 9 | 2872.9461 | 0 | 2872.9461 | 3686.9887 | 431 | 0.5 | UTGS
2567 | COM | UTGS | 320 | 460 | 0.25 | F | SL0001153896 | No | 0.75 | 64 | [12 empty] | 2 | 598.1 | 3 | 401.9 | [10 empty] | 0 | 0 | 1000 | 64 | 3 | 3 | 4120.5426 | 0 | 4120.5426 | 9138.2899 | 431 | 0.75 | UTGS
2568 | RES | UTGS | 320 | 460 | 0.25 | F | SL0001154398 | No | 0.5 | 25 | [12 empty] | 1.25 | 1000 | [12 empty] | 0 | 0 | 1000 | 25 | 10 | 10 | 1710.0869 | 0 | 1710.0869 | 3321.0962 | 431 | 0.5 | UTGS
2569 | RES | UTGS | 320 | 460 | 0.25 | F | SL0001154786 | No | 0.75 | 102 | [12 empty] | 2 | 999.04 | [12 empty] | 0 | 0 | 999.04 | 102 | 7 | 7 | 6567.1147 | 0 | 6567.1147 | 4639.9645 | 431 | 0.75 | UTGS
2570 | RES | UTGS | 320 | 460 | 0.25 | F | SL0001154926 | No | 0.75 | 106 | [12 empty] | 1.25 | 945.15 | 2 | 54.85 | [10 empty] | 0 | 0 | 1000 | 106 | 9 | 9 | 6824.6487 | 0 | 6824.6487 | 3685.8407 | 431 | 0.75 | UTGS
2571 | RES | UTGS | 320 | 460 | 0.25 | F | SL0001155311 | No | 0.5 | 30 | [12 empty] | 1.25 | 89.07 | 2 | 543.28 | 4 | 367.64 | [8 empty] | 0 | 0 | 999.99 | 30 | 8 | 8 | 2052.1043 | 0 | 2052.1043 | 4401.1206 | 431 | 0.5 | UTGS
2572 | COM | UTTSS | 4000 | 271 | 5 | F | SL0001155359 | No | 1.25 | 79 | [12 empty] | 1.25 | 137.78 | 2 | 337.33 | 4 | 524.89 | [8 empty] | 0 | 0 | 1000 | 79 | 5 | 14 | 5886.5647 | 0 | 5886.5647 | 2597.9192 | 2145.6667 | 1.25 | UTTSS
2573 | RES | UTGS | 30300 | 279 | 5 | F | SL0001155433 | No | 2 | 131 | [12 empty] | 2 | 236.5 | 4 | 763.5 | [10 empty] | 0 | 0 | 1000 | 131 | 2 | 14 | 9560.8356 | 0 | 9560.8356 | 2713.2326 | 27686.4 | 2 | UTGS
2574 | COM | UTGS | 930 | 220 | 2 | F | SL0001157736 | No | 0.75 | 42 | 1.25 | 154.2 | [10 empty] | 2 | 15.48 | 4 | 984.52 | [10 empty] | 0 | 0 | 1000 | 196.2 | 3 | 16 | 14194.0844 | 0 | 14194.0844 | 2473.1231 | 1475.8773 | 0.75 | UTGS
2575 | RES | UTGS | 320 | 460 | 0.25 | F | SL0001158016 | No | 0.5 | 30 | [12 empty] | 1.25 | 882.51 | 2 | 117.49 | [10 empty] | 0 | 0 | 1000 | 30 | 9 | 9 | 2052.1043 | 0 | 2052.1043 | 3680.9687 | 431 | 0.5 | UTGS
2576 | COM | UTFS | 1670 | 270 | 2 | F | SL0001158201 | No | 1.25 | 215 | [12 empty] | 2 | 271 | 4 | 729 | [10 empty] | 0 | 0 | 1000 | 215 | 4 | 4 | 16020.3977 | 0 | 16020.3977 | 9434.4729 | 2169 | 1.25 | UTFS
2577 | RES | UTGS | 320 | 460 | 0.25 | F | SL0001158571 | No | 0.5 | 38 | [12 empty] | 2 | 1000 | [12 empty] | 0 | 0 | 1000 | 38 | 15 | 15 | 2599.3322 | 0 | 2599.3322 | 2167.3974 | 431 | 0.5 | UTGS
2578 | COM | UTTSS | 4000 | 271 | 5 | F | SL0001159245 | No | 1.25 | 65 | [12 empty] | 2 | 286 | 3 | 94.38 | 4 | 619.62 | [8 empty] | 0 | 0 | 1000 | 65 | 7 | 22 | 4843.3761 | 0 | 4843.3761 | 1625.3136 | 2145.6667 | 1.25 | UTTSS
2579 | RES | UTGS | 320 | 460 | 0.25 | F | SL0001159662 | No | 0.5 | 19 | [12 empty] | 1.25 | 1000 | [12 empty] | 0 | 0 | 1000 | 19 | 11 | 11 | 1299.6661 | 0 | 1299.6661 | 3019.1783 | 431 | 0.5 | UTGS
2580 | RES | UTGS | 320 | 460 | 0.25 | F | SL0001159909 | No | 0.5 | 32 | [12 empty] | 1.25 | 40.64 | 2 | 959.36 | [10 empty] | 0 | 0 | 1000 | 32 | 9 | 9 | 2188.9113 | 0 | 2188.9113 | 3615.49 | 431 | 0.5 | UTGS
2581 | RES | UTGS | 550 | 460 | 2 | F | SL0001160514 | No | 0.5 | 20 | [12 empty] | 1.25 | 143.34 | 2 | 856.66 | [10 empty] | 0 | 0 | 1000 | 20 | 12 | 12 | 1368.0696 | 0 | 1368.0696 | 2717.6083 | 585.0096 | 0.5 | UTGS
2582 | RES | UTGS | 320 | 460 | 0.25 | F | SL0001160690 | No | 0.5 | 40 | [12 empty] | 2 | 1000 | [12 empty] | 0 | 0 | 1000 | 40 | 3 | 3 | 2736.1391 | 0 | 2736.1391 | 10836.9872 | 431 | 0.5 | UTGS
2583 | COM | UTTSS | 9200 | 273 | 5 | F | SL0001161438 | No | 2 | 223 | [12 empty] | 4 | 1000 | [12 empty] | 0 | 0 | 1000 | 223 | 2 | 4 | 16275.3156 | 0 | 16275.3156 | 9920.2404 | 5118 | 2 | UTTSS
2584 | RES | UTGS | 320 | 460 | 0.25 | F | SL0001162145 | No | 0.5 | 56 | [12 empty] | 1.25 | 695 | 2 | 305 | [10 empty] | 0 | 0 | 1000 | 56 | 12 | 12 | 3830.5948 | 0 | 3830.5948 | 2749.7885 | 431 | 0.5 | UTGS
2585 | COM | UTTSS | 3300 | 271 | 2 | F | SL0001162382 | No | 1.25 | 176 | [12 empty] | 2 | 1000 | [12 empty] | 0 | 0 | 1000 | 176 | 9 | 9 | 13114.3721 | 0 | 13114.3721 | 3612.3291 | 2145.6667 | 1.25 | UTTSS
2586 | COM | UTTSS | 2225 | 278 | 2 | F | SL0001162384 | No | 1.25 | 164 | [12 empty] | 2 | 1000 | [12 empty] | 0 | 0 | 1000 | 164 | 2 | 2 | 12220.2104 | 0 | 12220.2104 | 16255.4809 | 2428.75 | 1.25 | UTTSS
2587 | RES | UTGS | 320 | 460 | 0.25 | F | SL0001162556 | No | 0.5 | 33 | [12 empty] | 1.25 | 894.37 | 2 | 105.63 | [10 empty] | 0 | 0 | 1000 | 33 | 8 | 8 | 2257.3148 | 0 | 2257.3148 | 4142.1276 | 431 | 0.5 | UTGS
2588 | RES | UTGS | 550 | 460 | 2 | F | SL0001163349 | No | 0.5 | 38 | [12 empty] | 0.75 | 83 | 1.25 | 186.28 | 2 | 730.72 | [8 empty] | 0 | 0 | 1000 | 38 | 14 | 14 | 2599.3322 | 0 | 2599.3322 | 2376.4641 | 585.0096 | 0.5 | UTGS
2589 | COM | UTGS | 320 | 460 | 0.25 | F | SL0001163823 | No | 0.75 | 108 | 1.25 | 99.72 | [10 empty] | 0.75 | 56.17 | 2 | 943.83 | [10 empty] | 0 | 0 | 1000 | 207.72 | 10 | 16 | 14383.8996 | 0 | 14383.8996 | 2058.5456 | 431 | 0.75 | UTGS
2590 | IND | UTTSS | 4000 | 271 | 5 | F | SL0001164030 | No | 2 | 1 | [12 empty] | 2 | 891.33 | 4 | 108.67 | [10 empty] | 0 | 0 | 1000 | 1 | 2 | 2 | 72.9835 | 0 | 72.9835 | 16645.0628 | 2145.6667 | 2 | UTTSS
2591 | RES | UTGS | 320 | 160 | 0.25 | F | SL0001164523 | No | 0.5 | 10 | [12 empty] | 2 | 1000 | [12 empty] | 0 | 0 | 1000 | 10 | 37 | 37 | 684.0348 | 0 | 684.0348 | 878.6746 | 431 | 0.5 | UTGS
2592 | RES | UTGS | 320 | 460 | 0.25 | F | SL0001165670 | No | 0.5 | 22 | [12 empty] | 1.25 | 685.93 | 2 | 314.07 | [10 empty] | 0 | 0 | 1000 | 22 | 17 | 17 | 1504.8765 | 0 | 1504.8765 | 1940.6537 | 431 | 0.5 | UTGS
2593 | COM | UTTSS | 7800 | 273 | 2 | F | SL0001166093 | No | 2 | 203 | [12 empty] | 4 | 1000 | [12 empty] | 0 | 0 | 1000 | 203 | 2 | 2 | 14815.646 | 0 | 14815.646 | 19840.4809 | 5118 | 2 | UTTSS
2594 | RES | UTGS | 320 | 460 | 0.25 | F | SL0001166493 | No | 0.5 | 24 | [12 empty] | 1.25 | 167.78 | 2 | 832.22 | [10 empty] | 0 | 0 | 1000 | 24 | 19 | 19 | 1641.6835 | 0 | 1641.6835 | 1717.2846 | 431 | 0.5 | UTGS
2595 | COM | UTTSS | 9200 | 273 | 5 | F | SL0001166669 | No | 2 | 167 | [12 empty] | 6 | 1000 | [12 empty] | 0 | 0 | 1000 | 167 | 1 | 1 | 12188.2408 | 0 | 12188.2408 | 60030.9617 | 5118 | 2 | UTTSS
2596 | RES | UTGS | 320 | 460 | 0.25 | F | SL0001166786 | No | 0.5 | 32 | [12 empty] | 1.25 | 15.07 | 2 | 984.93 | [10 empty] | 0 | 0 | 1000 | 32 | 9 | 9 | 2188.9113 | 0 | 2188.9113 | 3613.5012 | 431 | 0.5 | UTGS
2597 | COM | UTGS | 955 | 259 | 2 | F | SL0001167240 | No | 1.25 | 136.33 | [12 empty] | 2 | 1000 | [12 empty] | 0 | 0 | 1000 | 136.33 | 10 | 22 | 10158.4224 | 0 | 10158.4224 | 1477.771 | 1475.8773 | 1.25 | UTGS
2598 | RES | UTGS | 320 | 760 | 0.25 | F | SL0001167837 | No | 0.5 | 73 | [12 empty] | 2 | 1000 | [12 empty] | 0 | 0 | 1000 | 73 | 6 | 6 | 4993.4539 | 0 | 4993.4539 | 5418.4936 | 431 | 0.5 | UTGS
2599 | RES | UTGS | 320 | 460 | 0.25 | F | SL0001167862 | No | 0.75 | 70 | [12 empty] | 2 | 279 | 4 | 721 | [10 empty] | 0 | 0 | 1000 | 70 | 4 | 57 | 4506.8434 | 0 | 4506.8434 | 661.062 | 431 | 0.75 | UTGS
2600 | COM | UTTSS | 2225 | 278 | 2 | F | SL0001168475 | No | 2 | 31 | [12 empty] | 4 | 973.57 | 6 | 26.43 | [10 empty] | 0 | 0 | 1000 | 31 | 2 | 3 | 2262.4878 | 0 | 2262.4878 | 13406.2707 | 2428.75 | 2 | UTTSS
2601 | COM | UTTSS | 3300 | 271 | 2 | F | SL0001168517 | No | 1.25 | 42 | [12 empty] | 2 | 885 | 3 | 8.75 | 4 | 106.25 | [8 empty] | 0 | 0 | 1000 | 42 | 6 | 14 | 3129.5661 | 0 | 3129.5661 | 2368.7017 | 2145.6667 | 1.25 | UTTSS
2602 | RES | UTGS | 320 | 460 | 0.25 | F | SL0001169464 | No | 0.5 | 47 | [12 empty] | 1.25 | 200.72 | 2 | 799.28 | [10 empty] | 0 | 0 | 1000 | 47 | 10 | 10 | 3214.9635 | 0 | 3214.9635 | 3265.1466 | 431 | 0.5 | UTGS
2603 | RES | UTGS | 320 | 460 | 0.25 | F | SL0001169526 | No | 0.5 | 50 | [12 empty] | 0.75 | 287 | 2 | 697.22 | 6 | 15.78 | [8 empty] | 0 | 0 | 1000 | 50 | 17 | 17 | 3420.1739 | 0 | 3420.1739 | 2065.9228 | 431 | 0.5 | UTGS
2604 | RES | UTGS | 540 | 259 | 0.25 | F | SL0001169549 | No | 0.5 | 42 | [12 empty] | 0.75 | 51.99 | 2 | 948.01 | [10 empty] | 0 | 0 | 1000 | 42 | 5 | 5 | 2872.9461 | 0 | 2872.9461 | 6581.0092 | 585.0096 | 0.5 | UTGS
2605 | IND | UTTSS | 14000 | 273 | 15 | L | SL0001169613 | No | 3 | 121 | [12 empty] | 8 | 1000 | [12 empty] | 0 | 0 | 1000 | 121 | 5 | 7 | 8831.0008 | 0 | 8831.0008 | 10407.2802 | 14339.66 | 3 | UTTSS
2606 | COM | UTTSS | 5550 | 272 | 2 | F | SL0001170102 | No | 1.25 | 11 | [12 empty] | 2 | 705.84 | 4 | 294.16 | [10 empty] | 0 | 0 | 1000 | 11 | 7 | 8 | 819.6483 | 0 | 819.6483 | 4327.5111 | 3698.6667 | 1.25 | UTTSS
2607 | COM | UTTSS | 26340 | 236 | 5 | F | SL0001170140 | No | 2 | 27 | [12 empty] | 2 | 79 | 4 | 921 | [10 empty] | 0 | 0 | 1000 | 27 | 2 | 2 | 1970.5539 | 0 | 1970.5539 | 19557.2659 | 22191.6 | 2 | UTTSS
2608 | RES | UTGS | 320 | 460 | 0.25 | F | SL0001171163 | No | 0.5 | 69 | [12 empty] | 2 | 1000 | [12 empty] | 0 | 0 | 1000 | 69 | 6 | 7 | 4719.84 | 0 | 4719.84 | 4644.4231 | 431 | 0.5 | UTGS
2609 | RES | UTGS | 320 | 460 | 0.25 | F | SL0001173298 | No | 0.75 | 29 | [12 empty] | 0.75 | 21 | 2 | 979 | [10 empty] | 0 | 0 | 1000 | 29 | 7 | 40 | 1867.1209 | 0 | 1867.1209 | 816.7535 | 431 | 0.75 | UTGS
2610 | RES | UTGS | 320 | 460 | 0.25 | F | SL0001173445 | No | 0.75 | 88 | [12 empty] | 2 | 1000 | [12 empty] | 0 | 0 | 1000 | 88 | 21 | 37 | 5665.746 | 0 | 5665.746 | 878.6746 | 431 | 0.75 | UTGS
2611 | RES | UTGS | 320 | 460 | 0.25 | F | SL0001173492 | No | 0.5 | 27 | [12 empty] | 1.25 | 1000 | [12 empty] | 0 | 0 | 1000 | 27 | 11 | 11 | 1846.8939 | 0 | 1846.8939 | 3019.1783 | 431 | 0.5 | UTGS
2612 | RES | UTGS | 550 | 460 | 2 | F | SL0001173817 | No | 0.75 | 3 | [12 empty] | 0.75 | 73 | 2 | 904.62 | 4 | 22.38 | [8 empty] | 0 | 0 | 1000 | 3 | 8 | 40 | 193.1504 | 0 | 193.1504 | 830.6192 | 585.0096 | 0.75 | UTGS
2613 | RES | UTGS | 320 | 460 | 0.25 | F | SL0001173868 | No | 0.75 | 26 | [12 empty] | 0.75 | 107.02 | 2 | 448.26 | 4 | 444.71 | [8 empty] | 0 | 0 | 999.99 | 26 | 11 | 35 | 1673.9704 | 0 | 1673.9704 | 1043.1548 | 431 | 0.75 | UTGS
2614 | RES | UTGS | 320 | 460 | 0.25 | F | SL0001173921 | No | 0.5 | 56 | [12 empty] | 1.25 | 86.67 | 2 | 913.33 | [10 empty] | 0 | 0 | 1000 | 56 | 9 | 9 | 3830.5948 | 0 | 3830.5948 | 3619.0701 | 431 | 0.5 | UTGS
2615 | COM | UTTSS | 11750 | 274 | 2 | F | SL0001173932 | No | 2 | 69 | [12 empty] | 3 | 1 | 6 | 999 | [10 empty] | 0 | 0 | 1000 | 69 | 4 | 4 | 5035.86 | 0 | 5035.86 | 14997.6904 | 10791.3333 | 2 | UTTSS
2616 | RES | UTGS | 550 | 760 | 2 | F | SL0001175769 | No | 0.5 | 94 | [12 empty] | 1.25 | 175.81 | 4 | 824.19 | [10 empty] | 0 | 0 | 1000 | 94 | 7 | 7 | 6429.9269 | 0 | 6429.9269 | 5506.2101 | 585.0096 | 0.5 | UTGS
2617 | IND | UTTSS | 20160 | 232 | 45 | H | SL0001176391 | No | 3 | 246 | [12 empty] | 2 | 185.63 | 6 | 814.37 | [10 empty] | 0 | 0 | 1000 | 246 | 1 | 1 | 17953.9355 | 0 | 17953.9355 | 54922.4241 | 52825.2838 | 3 | UTTSS
2618 | COM | UTTSS | 11750 | 274 | 2 | F | SL0001176547 | No | 2 | 77 | [12 empty] | 2 | 14 | 4 | 986 | [10 empty] | 0 | 0 | 1000 | 77 | 2 | 5 | 5619.7278 | 0 | 5619.7278 | 7916.1163 | 10791.3333 | 2 | UTTSS
2619 | RES | UTGS | 540 | 259 | 0.25 | F | SL0001177033 | No | 0.75 | 40 | [12 empty] | 0.75 | 67 | 2 | 932.83 | [10 empty] | 0 | 0 | 999.83 | 40 | 5 | 5 | 2575.3391 | 0 | 2575.3391 | 6602.659 | 585.0096 | 0.75 | UTGS
2620 | RES | UTGS | 320 | 460 | 0.25 | F | SL0001177105 | No | 0.75 | 28 | [12 empty] | 2 | 1000 | [12 empty] | 0 | 0 | 1000 | 28 | 5 | 15 | 1802.7374 | 0 | 1802.7374 | 2167.3974 | 431 | 0.75 | UTGS
2621 | COM | UTGS | 20200 | 272 | 45 | H | SL0001177128 | No | 3 | 11 | 4 | 7 | [10 empty] | 2 | 198.25 | 4 | 366 | 6 | 162.25 | 8 | 273.5 | [6 empty] | 0 | 0 | 1000 | 18 | 8 | 9 | 1338.6226 | 0 | 1338.6226 | 5625.9213 | 52825.2838 | 3 | UTGS
2622 | RES | UTGS | 320 | 460 | 0.25 | F | SL0001177166 | No | 0.5 | 18 | [12 empty] | 0.75 | 187 | 2 | 813 | [10 empty] | 0 | 0 | 1000 | 18 | 8 | 8 | 1231.2626 | 0 | 1231.2626 | 4241.0527 | 431 | 0.5 | UTGS
2623 | RES | UTGS | 320 | 460 | 0.25 | F | SL0001177172 | No | 0.5 | 58 | [12 empty] | 1.25 | 710 | 2 | 290 | [10 empty] | 0 | 0 | 1000 | 58 | 11 | 12 | 3967.4017 | 0 | 3967.4017 | 2750.6635 | 431 | 0.5 | UTGS
2624 | RES | UTGS | 320 | 460 | 0.25 | F | SL0001178193 | No | 0.5 | 29 | [12 empty] | 2 | 1000 | [12 empty] | 0 | 0 | 1000 | 29 | 15 | 15 | 1983.7009 | 0 | 1983.7009 | 2167.3974 | 431 | 0.5 | UTGS
2625 | RES | UTGS | 320 | 460 | 0.25 | F | SL0001178235 | No | 0.75 | 18 | [12 empty] | 1.25 | 248 | 2 | 608 | 4 | 144 | [8 empty] | 0 | 0 | 1000 | 18 | 9 | 40 | 1158.9026 | 0 | 1158.9026 | 842.926 | 431 | 0.75 | UTGS
2626 | COM | UTTSM | 72000 | 214 | 45 | H | SL0001178406 | No | 4 | 71 | [12 empty] | 4 | 315 | 6 | 685 | [10 empty] | 0 | 0 | 1000 | 71 | 3 | 7 | 5434.5869 | 0 | 5434.5869 | 7660.1017 | 113197.0366 | 4 | UTTSM
2627 | RES | UTGS | 320 | 460 | 0.25 | F | SL0001179434 | No | 0.5 | 28 | 0.75 | 2 | [10 empty] | 0.75 | 407.02 | 2 | 592.98 | [10 empty] | 0 | 0 | 1000 | 30 | 24 | 24 | 2044.0643 | 0 | 2044.0643 | 1483.1739 | 431 | 0.5 | UTGS
2628 | COM | UTGS | 930 | 220 | 2 | F | SL0001180509 | No | 0.75 | 41 | [12 empty] | 2 | 37.56 | 4 | 962.44 | [10 empty] | 0 | 0 | 1000 | 41 | 9 | 26 | 2639.7226 | 0 | 2639.7226 | 1515.8329 | 1475.8773 | 0.75 | UTGS
2629 | COM | UTFS | 12247 | 284 | 2 | F | SL0001180551 | No | 2 | 156 | [12 empty] | 2 | 1000 | [12 empty] | 0 | 0 | 1000 | 156 | 9 | 9 | 11385.4225 | 0 | 11385.4225 | 3612.3291 | 10791.3333 | 2 | UTFS
2630 | RES | UTGS | 320 | 460 | 0.25 | F | SL0001181812 | No | 0.5 | 37 | [12 empty] | 0.75 | 4.3 | 1.25 | 130.1 | 2 | 865.6 | [8 empty] | 0 | 0 | 1000 | 37 | 11 | 11 | 2530.9287 | 0 | 2530.9287 | 2966.7842 | 431 | 0.5 | UTGS
2631 | RES | UTGS | 320 | 760 | 0.25 | F | SL0001181862 | No | 0.5 | 19 | [12 empty] | 0.75 | 152 | 1.25 | 0.75 | 2 | 847.25 | [8 empty] | 0 | 0 | 1000 | 19 | 16 | 16 | 1299.6661 | 0 | 1299.6661 | 2103.9779 | 431 | 0.5 | UTGS
2632 | COM | UTTSS | 2630 | 278 | 5 | F | SL0001181871 | No | 1.25 | 98 | [12 empty] | 2 | 44.51 | 4 | 870.51 | 6 | 84.97 | [8 empty] | 0 | 0 | 999.99 | 98 | 5 | 5 | 7302.3208 | 0 | 7302.3208 | 8218.1135 | 2428.75 | 1.25 | UTTSS
2633 | COM | UTFS | 6113 | 282 | 2 | F | SL0001181984 | No | 1.25 | 87 | [12 empty] | 2 | 767.97 | 4 | 232.03 | [10 empty] | 0 | 0 | 1000 | 87 | 14 | 16 | 6482.6726 | 0 | 6482.6726 | 2135.9136 | 3698.6667 | 1.25 | UTFS
2634 | RES | UTGS | 175 | 126 | 0.25 | F | SL0001183201 | No | 0.5 | 27 | [12 empty] | 0.75 | 198.25 | 2 | 801.75 | [10 empty] | 0 | 0 | 1000 | 27 | 13 | 13 | 1846.8939 | 0 | 1846.8939 | 2616.4382 | 431 | 0.5 | UTGS
2635 | COM | UTFS | 1390 | 746 | 2 | F | SL0001183278 | No | 1.25 | 257 | [12 empty] | 2 | 842.64 | 4 | 157.36 | [10 empty] | 0 | 0 | 1000 | 257 | 17 | 17 | 19149.9638 | 0 | 19149.9638 | 1978.7784 | 1475.8773 | 1.25 | UTFS
2636 | COM | UTGS | 550 | 261 | 2 | F | SL0001183351 | No | 0.75 | 134 | [12 empty] | 2 | 295 | 4 | 705 | [10 empty] | 0 | 0 | 1000 | 134 | 3 | 14 | 8627.386 | 0 | 8627.386 | 2683.2723 | 585.0096 | 0.75 | UTGS
2637 | RES | UTGS | 320 | 760 | 0.25 | F | SL0001184590 | No | 0.5 | 28 | [12 empty] | 2 | 946.34 | 3 | 53.66 | [10 empty] | 0 | 0 | 1000 | 28 | 19 | 19 | 1915.2974 | 0 | 1915.2974 | 1675.2923 | 431 | 0.5 | UTGS
2638 | RES | UTGS | 930 | 720 | 2 | F | SL0001185684 | No | 0.5 | 67 | [12 empty] | 1.25 | 42.46 | 2 | 925.07 | 3 | 32.46 | [8 empty] | 0 | 0 | 999.99 | 67 | 9 | 9 | 4583.033 | 0 | 4583.033 | 3569.8629 | 1475.8773 | 0.5 | UTGS
2639 | RES | UTGS | 320 | 460 | 0.25 | F | SL0001185848 | No | 0.5 | 55 | [12 empty] | 1.25 | 353.34 | 2 | 646.66 | [10 empty] | 0 | 0 | 1000 | 55 | 8 | 8 | 3762.1913 | 0 | 3762.1913 | 4094.7875 | 431 | 0.5 | UTGS
2640 | RES | UTGS | 320 | 460 | 0.25 | F | SL0001186238 | No | 0.5 | 40 | [12 empty] | 1.25 | 1000 | [12 empty] | 0 | 0 | 1000 | 40 | 11 | 11 | 2736.1391 | 0 | 2736.1391 | 3019.1783 | 431 | 0.5 | UTGS
2641 | RES | UTGS | 320 | 460 | 0.25 | F | SL0001186241 | No | 0.5 | 45 | [12 empty] | 0.75 | 166 | 2 | 799.67 | 3 | 34.33 | [8 empty] | 0 | 0 | 1000 | 45 | 22 | 22 | 3078.1565 | 0 | 3078.1565 | 1515.179 | 431 | 0.5 | UTGS
2642 | IND | UTTSS | 2630 | 278 | 5 | F | SL0001186680 | No | 1.25 | 143 | [12 empty] | 4 | 1000 | [12 empty] | 0 | 0 | 1000 | 143 | 1 | 1 | 10655.4273 | 0 | 10655.4273 | 39680.9617 | 2428.75 | 1.25 | UTTSS
2643 | RES | UTGS | 320 | 460 | 0.25 | F | SL0001187065 | No | 0.5 | 34 | [12 empty] | 1.25 | 68.06 | 2 | 210.12 | 4 | 721.82 | [8 empty] | 0 | 0 | 1000 | 34 | 11 | 11 | 2325.7182 | 0 | 2325.7182 | 3430.3685 | 431 | 0.5 | UTGS
2644 | COM | UTFS | 2400 | 755 | 2 | F | SL0001189721 | No | 0.75 | 47 | [12 empty] | 2 | 123.97 | 4 | 758.07 | 14 | 117.97 | [8 empty] | 0 | 0 | 1000.01 | 47 | 2 | 2 | 3026.0235 | 0 | 3026.0235 | 21352.7793 | 2428.75 | 0.75 | UTFS
2645 | COM | UTTSS | 3000 | 271 | 0.25 | F | SL0001189764 | No | 0.75 | 71 | [12 empty] | 2 | 792.25 | 4 | 207.75 | [10 empty] | 0 | 0 | 1000 | 71 | 4 | 5 | 4571.2269 | 0 | 4571.2269 | 6800.1058 | 2145.6667 | 0.75 | UTTSS
2646 | RES | UTGS | 955 | 259 | 2 | F | SL0001190209 | No | 0.5 | 28 | [12 empty] | 0.75 | 32.75 | 1.25 | 351 | 2 | 616.25 | [8 empty] | 0 | 0 | 1000 | 28 | 12 | 12 | 1915.2974 | 0 | 1915.2974 | 2750.4089 | 1475.8773 | 0.5 | UTGS
2647 | RES | UTGS | 320 | 460 | 0.25 | F | SL0001191949 | No | 0.5 | 43 | [12 empty] | 2 | 254.3 | 4 | 684.49 | 6 | 61.21 | [8 empty] | 0 | 0 | 1000 | 43 | 11 | 11 | 2941.3495 | 0 | 2941.3495 | 3554.8413 | 431 | 0.5 | UTGS
2648 | COM | UTGS | 320 | 760 | 0.25 | F | SL0001191992 | No | 1.25 | 213.11 | [12 empty] | 2 | 753.83 | 3 | 246.17 | [10 empty] | 0 | 0 | 1000 | 213.11 | 11 | 19 | 15879.5673 | 0 | 15879.5673 | 1546.8172 | 431 | 1.25 | UTGS
2649 | RES | UTGS | 955 | 259 | 2 | F | SL0001192677 | No | 0.75 | 44 | [12 empty] | 0.75 | 134.75 | 2 | 865.25 | [10 empty] | 0 | 0 | 1000 | 44 | 6 | 6 | 2832.873 | 0 | 2832.873 | 5588.7278 | 1475.8773 | 0.75 | UTGS
2650 | COM | UTGS | 540 | 259 | 0.25 | F | SL0001192693 | No | 0.75 | 133 | [12 empty] | 2 | 1000 | [12 empty] | 0 | 0 | 1000 | 133 | 5 | 13 | 8563.0026 | 0 | 8563.0026 | 2500.8432 | 585.0096 | 0.75 | UTGS
2651 | RES | UTGS | 320 | 460 | 0.25 | F | SL0001192943 | No | 0.5 | 32 | [12 empty] | 1.25 | 694.28 | 2 | 305.72 | [10 empty] | 0 | 0 | 1000 | 32 | 10 | 10 | 2188.9113 | 0 | 2188.9113 | 3299.6958 | 431 | 0.5 | UTGS
2652 | COM | UTTSS | 11750 | 274 | 2 | F | SL0001193008 | No | 2 | 47 | [12 empty] | 4 | 711.5 | 6 | 288.5 | [10 empty] | 0 | 0 | 1000 | 47 | 2 | 3 | 3430.2235 | 0 | 3430.2235 | 15183.9789 | 10791.3333 | 2 | UTTSS
2653 | COM | UTTSS | 3300 | 271 | 2 | F | SL0001193055 | No | 1.25 | 72 | [12 empty] | 2 | 320.53 | 4 | 597.43 | 6 | 82.03 | [8 empty] | 0 | 0 | 999.99 | 72 | 8 | 8 | 5364.9704 | 0 | 5364.9704 | 4881.4594 | 2145.6667 | 1.25 | UTTSS
2654 | RES | UTGS | 320 | 261 | 0.25 | F | SL0001193843 | No | 0.5 | 35 | [12 empty] | 1.25 | 116.92 | 2 | 883.08 | [10 empty] | 0 | 0 | 1000 | 35 | 11 | 32 | 2394.1217 | 0 | 2394.1217 | 1018.5252 | 431 | 0.5 | UTGS
2655 | COM | UTFS | 5000 | 272 | 0.25 | F | SL0001194348 | No | 1.25 | 26 | [12 empty] | 4 | 335 | 6 | 665 | [10 empty] | 0 | 0 | 1000 | 26 | 8 | 14 | 1937.3504 | 0 | 1937.3504 | 3800.9794 | 3698.6667 | 1.25 | UTFS
2656 | COM | UTGS | 17800 | 275 | 2 | F | SL0001194601 | No | 2 | 313 | [12 empty] | 2 | 267.5 | 4 | 732.5 | [10 empty] | 0 | 0 | 1000 | 313 | 5 | 5 | 22843.8286 | 0 | 22843.8286 | 7552.5973 | 15242 | 2 | UTGS
2657 | COM | UTTSS | 7800 | 273 | 2 | F | SL0001194956 | No | 1.25 | 77 | [12 empty] | 4 | 661.73 | 6 | 55.83 | 8 | 282.45 | [8 empty] | 0 | 0 | 1000.01 | 77 | 4 | 8 | 5737.5378 | 0 | 5737.5378 | 6273.2957 | 5118 | 1.25 | UTTSS
2658 | RES | UTGS | 550 | 460 | 2 | F | SL0001195238 | No | 0.75 | 57.43 | [12 empty] | 2 | 1000 | [12 empty] | 0 | 0 | 1000 | 57.43 | 20 | 115 | 3697.5431 | 0 | 3697.5431 | 282.704 | 585.0096 | 0.75 | UTGS
2659 | RES | UTGS | 320 | 260 | 0.25 | F | SL0001196723 | No | 0.5 | 124 | [12 empty] | 4 | 1000 | [12 empty] | 0 | 0 | 1000 | 124 | 3 | 3 | 8482.0313 | 0 | 8482.0313 | 13226.9872 | 431 | 0.5 | UTGS
2660 | COM | UTGS | 550 | 460 | 2 | F | SL0001197106 | No | 0.75 | 117 | [12 empty] | 4 | 858.75 | 8 | 141.25 | [10 empty] | 0 | 0 | 1000 | 117 | 3 | 6 | 7532.8669 | 0 | 7532.8669 | 7394.3707 | 585.0096 | 0.75 | UTGS
2661 | COM | UTFS | 1847 | 751 | 2 | F | SL0001197143 | No | 0.75 | 44 | [12 empty] | 2 | 720.36 | 4 | 279.64 | [10 empty] | 0 | 0 | 1000 | 44 | 6 | 8 | 2832.873 | 0 | 2832.873 | 4314.4976 | 2169 | 0.75 | UTFS
2662 | RES | UTGS | 320 | 460 | 0.25 | F | SL0001197178 | No | 0.75 | 45 | [12 empty] | 0.75 | 141 | 2 | 859 | [10 empty] | 0 | 0 | 1000 | 45 | 13 | 41 | 2897.2565 | 0 | 2897.2565 | 819.0181 | 431 | 0.75 | UTGS
2663 | COM | UTFS | 5550 | 272 | 2 | F | SL0001197367 | No | 2 | 296 | [12 empty] | 3 | 192.87 | 4 | 807.13 | [10 empty] | 0 | 0 | 1000 | 296 | 7 | 28 | 21603.1094 | 0 | 21603.1094 | 1280.4462 | 3698.6667 | 2 | UTFS
2664 | RES | UTGS | 320 | 460 | 0.25 | F | SL0001197877 | No | 0.5 | 44 | [12 empty] | 1.25 | 687.26 | 2 | 312.74 | [10 empty] | 0 | 0 | 1000 | 44 | 7 | 7 | 3009.753 | 0 | 3009.753 | 4713.1491 | 431 | 0.5 | UTGS
2665 | RES | UTGS | 320 | 460 | 0.25 | F | SL0001197902 | No | 0.5 | 54 | [12 empty] | 1.25 | 581 | 2 | 419 | [10 empty] | 0 | 0 | 1000 | 54 | 8 | 8 | 3693.7878 | 0 | 3693.7878 | 4114.7077 | 431 | 0.5 | UTGS
2666 | RES | UTGS | 428 | 211 | 2 | F | SL0001198428 | No | 0.5 | 22 | [12 empty] | 2 | 287.78 | 4 | 712.22 | [10 empty] | 0 | 0 | 1000 | 22 | 7 | 7 | 1504.8765 | 0 | 1504.8765 | 5373.9399 | 585.0096 | 0.5 | UTGS
2667 | RES | UTGS | 320 | 460 | 0.25 | F | SL0001198431 | No | 0.5 | 52 | [12 empty] | 2 | 200.62 | 4 | 799.38 | [10 empty] | 0 | 0 | 1000 | 52 | 12 | 12 | 3556.9808 | 0 | 3556.9808 | 3186.8764 | 431 | 0.5 | UTGS
2668 | COM | UTTSS | 6600 | 272 | 5 | F | SL0001199043 | No | 2 | 228 | [12 empty] | 2 | 194.68 | 3 | 805.32 | [10 empty] | 0 | 0 | 1000 | 228 | 5 | 9 | 16640.2329 | 0 | 16640.2329 | 2477.7227 | 3698.6667 | 2 | UTTSS
2669 | COM | UTFS | 6113 | 282 | 2 | F | SL0001199084 | No | 1.25 | 72 | [12 empty] | 2 | 255.95 | 4 | 744.05 | [10 empty] | 0 | 0 | 1000 | 72 | 6 | 8 | 5364.9704 | 0 | 5364.9704 | 4730.725 | 3698.6667 | 1.25 | UTFS
2670 | IND | UTTSS | 14500 | 274 | 5 | F | SL0001199651 | No | 1.25 | 45 | [12 empty] | 4 | 1000 | [12 empty] | 0 | 0 | 1000 | 45 | 5 | 6 | 3353.1065 | 0 | 3353.1065 | 6613.4936 | 10791.3333 | 1.25 | UTTSS
2671 | RES | UTGS | 2400 | 255 | 2 | F | SL0001200328 | No | 1.25 | 135 | [12 empty] | 0.75 | 16.75 | 1.25 | 407 | 2 | 576.25 | [8 empty] | 0 | 0 | 1000 | 135 | 7 | 7 | 10059.3195 | 0 | 10059.3195 | 4703.261 | 2428.75 | 1.25 | UTGS
2672 | RES | UTGS | 320 | 460 | 0.25 | F | SL0001200388 | No | 0.5 | 37 | [12 empty] | 2 | 1000 | [12 empty] | 0 | 0 | 1000 | 37 | 7 | 7 | 2530.9287 | 0 | 2530.9287 | 4644.4231 | 431 | 0.5 | UTGS
2673 | COM | UTFS | 5500 | 282 | 0.25 | F | SL0001200523 | No | 1.25 | 68 | [12 empty] | 6 | 1000 | [12 empty] | 0 | 0 | 1000 | 68 | 3 | 5 | 5066.9165 | 0 | 5066.9165 | 12006.1923 | 3698.6667 | 1.25 | UTFS
2674 | RES | UTGS | 320 | 261 | 0.25 | F | SL0001201578 | No | 0.5 | 27 | [12 empty] | 1.25 | 228.28 | 2 | 771.72 | [10 empty] | 0 | 0 | 1000 | 27 | 5 | 5 | 1846.8939 | 0 | 1846.8939 | 6534.1515 | 431 | 0.5 | UTGS
2675 | IND | UTTSS | 5550 | 272 | 2 | F | SL0001201658 | No | 2 | 28 | [12 empty] | 4 | 1000 | [12 empty] | 0 | 0 | 1000 | 28 | 2 | 2 | 2043.5374 | 0 | 2043.5374 | 19840.4809 | 3698.6667 | 2 | UTTSS
2676 | RES | UTGS | 320 | 460 | 0.25 | F | SL0001201715 | No | 0.5 | 26 | [12 empty] | 1.25 | 963.54 | 2 | 36.46 | [10 empty] | 0 | 0 | 1000 | 26 | 7 | 7 | 1778.4904 | 0 | 1778.4904 | 4740.7771 | 431 | 0.5 | UTGS
2677 | COM | UTGS | 320 | 460 | 0.25 | F | SL0001201716 | No | 0.75 | 123 | [12 empty] | 2 | 5.93 | 3 | 54.57 | 6 | 939.5 | [8 empty] | 0 | 0 | 1000 | 123 | 1 | 14 | 7919.1678 | 0 | 7919.1678 | 4119.5753 | 431 | 0.75 | UTGS
2678 | RES | UTGS | 550 | 261 | 2 | F | SL0001201894 | No | 0.5 | 37 | [12 empty] | 2 | 1000 | [12 empty] | 0 | 0 | 1000 | 37 | 10 | 10 | 2530.9287 | 0 | 2530.9287 | 3251.0962 | 585.0096 | 0.5 | UTGS
2679 | RES | UTGS | 320 | 460 | 0.25 | F | SL0001203141 | No | 0.5 | 22 | [12 empty] | 2 | 704.93 | 4 | 295.07 | [10 empty] | 0 | 0 | 1000 | 22 | 9 | 9 | 1504.8765 | 0 | 1504.8765 | 3847.4015 | 431 | 0.5 | UTGS
2680 | RES | UTGS | 550 | 460 | 2 | F | SL0001203501 | No | 0.5 | 38 | [12 empty] | 1.25 | 626.39 | 2 | 373.61 | [10 empty] | 0 | 0 | 1000 | 38 | 5 | 5 | 2599.3322 | 0 | 2599.3322 | 6589.8869 | 585.0096 | 0.5 | UTGS
2681 | RES | UTGS | 500 | 220 | 0.25 | F | SL0001205053 | No | 0.75 | 27 | [12 empty] | 1.25 | 280 | 2 | 150.29 | 4 | 569.71 | [8 empty] | 0 | 0 | 1000 | 27 | 5 | 5 | 1738.3539 | 0 | 1738.3539 | 7358.3565 | 585.0096 | 0.75 | UTGS
2682 | COM | UTGS | 930 | 220 | 2 | F | SL0001205708 | No | 0.75 | 26 | [12 empty] | 1.25 | 145 | 2 | 855 | [10 empty] | 0 | 0 | 1000 | 26 | 7 | 13 | 1673.9704 | 0 | 1673.9704 | 2508.6509 | 1475.8773 | 0.75 | UTGS
2683 | RES | UTGS | 320 | 460 | 0.25 | F | SL0001206553 | No | 0.5 | 44 | [12 empty] | 2 | 1000 | [12 empty] | 0 | 0 | 1000 | 44 | 20 | 20 | 3009.753 | 0 | 3009.753 | 1625.5481 | 431 | 0.5 | UTGS
2684 | RES | UTGS | 320 | 261 | 0.25 | F | SL0001206622 | No | 0.5 | 38 | [12 empty] | 2 | 1000 | [12 empty] | 0 | 0 | 1000 | 38 | 11 | 11 | 2599.3322 | 0 | 2599.3322 | 2955.542 | 431 | 0.5 | UTGS
2685 | RES | UTGS | 320 | 261 | 0.25 | F | SL0001206944 | No | 0.5 | 47 | [12 empty] | 2 | 1000 | [12 empty] | 0 | 0 | 1000 | 47 | 14 | 14 | 3214.9635 | 0 | 3214.9635 | 2322.2116 | 431 | 0.5 | UTGS
2686 | RES | UTGS | 320 | 261 | 0.25 | F | SL0001207033 | No | 0.75 | 46 | [12 empty] | 2 | 1000 | [12 empty] | 0 | 0 | 1000 | 46 | 10 | 16 | 2961.64 | 0 | 2961.64 | 2031.9351 | 431 | 0.75 | UTGS
2687 | RES | UTGS | 320 | 360 | 0.25 | F | SL0001207155 | No | 0.75 | 20 | [12 empty] | 1.25 | 40.87 | 2 | 959.13 | [10 empty] | 0 | 0 | 1000 | 20 | 8 | 24 | 1287.6696 | 0 | 1287.6696 | 1355.8154 | 431 | 0.75 | UTGS
2688 | RES | UTGS | 320 | 261 | 0.25 | F | SL0001207520 | No | 0.5 | 26 | [12 empty] | 2 | 1000 | [12 empty] | 0 | 0 | 1000 | 26 | 10 | 10 | 1778.4904 | 0 | 1778.4904 | 3251.0962 | 431 | 0.5 | UTGS
2689 | COM | UTTSS | 44352 | 234 | 45 | H | SL0001207548 | No | 3 | 4 | 4 | 47 | [10 empty] | 2 | 309.31 | 4 | 256.39 | 6 | 434.31 | [8 empty] | 0 | 0 | 1000.01 | 51 | 2 | 3 | 3889.4774 | 0 | 3889.4774 | 15433.9381 | 60371.7529 | 3 | UTTSS
2690 | RES | UTGS | 320 | 261 | 0.25 | F | SL0001208376 | No | 0.5 | 30 | [12 empty] | 4 | 1000 | [12 empty] | 0 | 0 | 1000 | 30 | 13 | 13 | 2052.1043 | 0 | 2052.1043 | 3052.3817 | 431 | 0.5 | UTGS
2691 | COM | UTTSS | 5550 | 272 | 2 | F | SL0001208405 | No | 1.25 | 15.85 | 2 | 67 | [10 empty] | 0.75 | 93.84 | 2 | 906.16 | [10 empty] | 0 | 0 | 1000 | 82.85 | 8 | 26 | 6070.9316 | 0 | 6070.9316 | 1277.7796 | 3698.6667 | 1.25 | UTTSS
2692 | COM | UTTSS | 5550 | 272 | 2 | F | SL0001208406 | No | 1.25 | 126 | [12 empty] | 2 | 1000 | [12 empty] | 0 | 0 | 1000 | 126 | 1 | 4 | 9388.6982 | 0 | 9388.6982 | 8127.7404 | 3698.6667 | 1.25 | UTTSS
2693 | RES | UTGS | 320 | 260 | 0.25 | F | SL0001208491 | No | 0.5 | 59 | [12 empty] | 2 | 1000 | [12 empty] | 0 | 0 | 1000 | 59 | 10 | 10 | 4035.8052 | 0 | 4035.8052 | 3251.0962 | 431 | 0.5 | UTGS
2694 | RES | UTGS | 320 | 261 | 0.25 | F | SL0001208638 | No | 0.5 | 19 | [12 empty] | 1.25 | 92 | 2 | 908 | [10 empty] | 0 | 0 | 1000 | 19 | 10 | 30 | 1299.6661 | 0 | 1299.6661 | 1085.8454 | 431 | 0.5 | UTGS
2695 | COM | UTTSM | 14500 | 274 | 5 | F | SL0001208998 | No | 2 | 231 | [12 empty] | 4 | 1000 | [12 empty] | 0 | 0 | 1000 | 231 | 5 | 6 | 16859.1834 | 0 | 16859.1834 | 6613.4936 | 10791.3333 | 2 | UTTSM
2696 | RES | UTGS | 320 | 261 | 0.25 | F | SL0001209015 | No | 0.5 | 31 | [12 empty] | 2 | 1000 | [12 empty] | 0 | 0 | 1000 | 31 | 16 | 16 | 2120.5078 | 0 | 2120.5078 | 2031.9351 | 431 | 0.5 | UTGS
2697 | COM | UTTSS | 9200 | 273 | 5 | F | SL0001209490 | No | 1.25 | 149 | 2 | 1 | [10 empty] | 2 | 1000 | [12 empty] | 0 | 0 | 1000 | 150 | 1 | 1 | 11175.4917 | 0 | 11175.4917 | 32510.9617 | 5118 | 1.25 | UTTSS
2698 | RES | UTGS | 320 | 261 | 0.25 | F | SL0001209625 | No | 0.5 | 35 | [12 empty] | 2 | 1000 | [12 empty] | 0 | 0 | 1000 | 35 | 9 | 9 | 2394.1217 | 0 | 2394.1217 | 3612.3291 | 431 | 0.5 | UTGS
2699 | RES | UTGS | 320 | 261 | 0.25 | F | SL0001210076 | No | 0.5 | 41 | [12 empty] | 2 | 757.35 | 4 | 242.65 | [10 empty] | 0 | 0 | 1000 | 41 | 6 | 6 | 2804.5426 | 0 | 2804.5426 | 5708.4604 | 431 | 0.5 | UTGS
2700 | RES | UTGS | 320 | 261 | 0.25 | F | SL0001211228 | No | 0.5 | 22 | [12 empty] | 1.25 | 413.17 | 2 | 204.33 | 3 | 346.17 | 4 | 36.33 | [6 empty] | 0 | 0 | 1000 | 22 | 9 | 9 | 1504.8765 | 0 | 1504.8765 | 3185.6924 | 431 | 0.5 | UTGS
2701 | COM | UTTSS | 3300 | 271 | 2 | F | SL0001211330 | No | 1.25 | 69 | [12 empty] | 1.25 | 55.75 | 3 | 867.38 | 4 | 76.87 | [8 empty] | 0 | 0 | 1000 | 69 | 5 | 5 | 5141.43 | 0 | 5141.43 | 4420.5532 | 2145.6667 | 1.25 | UTTSS
2702 | COM | UTGS | 21072 | 235 | 5 | F | SL0001213884 | No | 2 | 332 | [12 empty] | 4 | 254.98 | 6 | 745.02 | [10 empty] | 0 | 0 | 1000 | 332 | 3 | 3 | 24230.5146 | 0 | 24230.5146 | 18280.7062 | 18747.15 | 2 | UTGS
2703 | RES | UTGS | 320 | 261 | 0.25 | F | SL0001213913 | No | 0.5 | 13 | [12 empty] | 1.25 | 786.22 | 2 | 213.78 | [10 empty] | 0 | 0 | 1000 | 13 | 6 | 18 | 889.2452 | 0 | 889.2452 | 1836.7398 | 431 | 0.5 | UTGS
2704 | RES | UTGS | 320 | 261 | 0.25 | F | SL0001214700 | No | 0.5 | 25 | [12 empty] | 1.25 | 108.49 | 2 | 891.51 | [10 empty] | 0 | 0 | 1000 | 25 | 11 | 11 | 1710.0869 | 0 | 1710.0869 | 2962.4459 | 431 | 0.5 | UTGS
2705 | RES | UTGS | 320 | 261 | 0.25 | F | SL0001215766 | No | 0.5 | 46 | [12 empty] | 2 | 1000 | [12 empty] | 0 | 0 | 1000 | 46 | 8 | 8 | 3146.56 | 0 | 3146.56 | 4063.8702 | 431 | 0.5 | UTGS
2706 | RES | UTGS | 320 | 261 | 0.25 | F | SL0001215793 | No | 0.5 | 38 | [12 empty] | 2 | 1000 | [12 empty] | 0 | 0 | 1000 | 38 | 11 | 11 | 2599.3322 | 0 | 2599.3322 | 2955.542 | 431 | 0.5 | UTGS
2707 | RES | UTGS | 320 | 261 | 0.25 | F | SL0001215932 | No | 0.5 | 106 | [12 empty] | 2 | 278.53 | 4 | 721.47 | [10 empty] | 0 | 0 | 1000 | 106 | 5 | 5 | 7250.7687 | 0 | 7250.7687 | 7536.7803 | 431 | 0.5 | UTGS
2708 | RES | UTGS | 550 | 261 | 2 | F | SL0001216528 | No | 0.75 | 11 | [12 empty] | 1.25 | 153.69 | 2 | 449.6 | 3 | 58.9 | 6 | 337.81 | [6 empty] | 0 | 0 | 1000 | 11 | 10 | 48 | 708.2183 | 0 | 708.2183 | 857.6713 | 585.0096 | 0.75 | UTGS
2709 | COM | UTFS | 3897 | 281 | 2 | F | SL0001217041 | No | 1.25 | 53 | [12 empty] | 2 | 255 | 4 | 745 | [10 empty] | 0 | 0 | 1000 | 53 | 4 | 16 | 3949.2143 | 0 | 3949.2143 | 2365.7882 | 2145.6667 | 1.25 | UTFS
2710 | COM | UTTSS | 21100 | 275 | 5 | F | SL0001217499 | No | 2 | 177 | [12 empty] | 2 | 376.68 | 4 | 623.32 | [10 empty] | 0 | 0 | 1000 | 177 | 8 | 8 | 12918.0756 | 0 | 12918.0756 | 4622.5208 | 18747.15 | 2 | UTTSS
2711 | RES | UTGS | 320 | 261 | 0.25 | F | SL0001218243 | No | 0.5 | 42 | [12 empty] | 2 | 1000 | [12 empty] | 0 | 0 | 1000 | 42 | 10 | 10 | 2872.9461 | 0 | 2872.9461 | 3251.0962 | 431 | 0.5 | UTGS
2712 | RES | UTGS | 320 | 261 | 0.25 | F | SL0001219140 | No | 0.5 | 13 | [12 empty] | 2 | 1000 | [12 empty] | 0 | 0 | 1000 | 13 | 19 | 19 | 889.2452 | 0 | 889.2452 | 1711.1032 | 431 | 0.5 | UTGS
2713 | COM | UTGS | 320 | 760 | 0.25 | F | SL0001219790 | No | 0.75 | 67 | [12 empty] | 2 | 1000 | [12 empty] | 0 | 0 | 1000 | 67 | 4 | 14 | 4313.693 | 0 | 4313.693 | 2322.2116 | 431 | 0.75 | UTGS
2714 | COM | UTGS | 20200 | 272 | 45 | H | SL0001220013 | No | 3 | 238 | [12 empty] | 2 | 320 | 16 | 680 | [10 empty] | 0 | 0 | 1000 | 238 | 9 | 11 | 17370.0677 | 0 | 17370.0677 | 5449.2874 | 52825.2838 | 3 | UTGS
2715 | RES | UTGS | 320 | 261 | 0.25 | F | SL0001220917 | No | 0.5 | 22 | [12 empty] | 2 | 1000 | [12 empty] | 0 | 0 | 1000 | 22 | 10 | 10 | 1504.8765 | 0 | 1504.8765 | 3251.0962 | 431 | 0.5 | UTGS
2716 | RES | UTGS | 955 | 759 | 2 | F | SL0001220941 | No | 0.5 | 39 | [12 empty] | 2 | 1000 | [12 empty] | 0 | 0 | 1000 | 39 | 12 | 12 | 2667.7356 | 0 | 2667.7356 | 2709.2468 | 1475.8773 | 0.5 | UTGS
2717 | RES | UTGS | 320 | 261 | 0.25 | F | SL0001221574 | No | 0.5 | 64 | [12 empty] | 2 | 1000 | [12 empty] | 0 | 0 | 1000 | 64 | 7 | 7 | 4377.8226 | 0 | 4377.8226 | 4644.4231 | 431 | 0.5 | UTGS
2718 | COM | UTTSS | 5550 | 272 | 2 | F | SL0001221675 | No | 1.25 | 39 | [12 empty] | 3 | 39.5 | 4 | 960.5 | [10 empty] | 0 | 0 | 1000 | 39 | 3 | 3 | 2906.0256 | 0 | 2906.0256 | 12965.6289 | 3698.6667 | 1.25 | UTTSS
2719 | COM | UTTSS | 1670 | 270 | 2 | F | SL0001222169 | No | 1.25 | 198 | [12 empty] | 1.25 | 92.36 | 4 | 907.64 | [10 empty] | 0 | 0 | 1000 | 198 | 7 | 7 | 14753.6686 | 0 | 14753.6686 | 5583.3418 | 2169 | 1.25 | UTTSS
2720 | IND | UTTSS | 3300 | 271 | 2 | F | SL0001222388 | No | 0.75 | 12 | [12 empty] | 2 | 292.67 | 4 | 707.33 | [10 empty] | 0 | 0 | 1000 | 12 | 8 | 8 | 772.6017 | 0 | 772.6017 | 4697.8147 | 2145.6667 | 0.75 | UTTSS
2721 | RES | UTGS | 320 | 261 | 0.25 | F | SL0001222610 | No | 0.5 | 28 | [12 empty] | 1.25 | 254.4 | 2 | 93.36 | 4 | 652.23 | [8 empty] | 0 | 0 | 999.99 | 28 | 9 | 9 | 1915.2974 | 0 | 1915.2974 | 4151.6895 | 431 | 0.5 | UTGS
2722 | RES | UTGS | 320 | 261 | 0.25 | F | SL0001222831 | No | 0.5 | 10 | [12 empty] | 2 | 1000 | [12 empty] | 0 | 0 | 1000 | 10 | 24 | 24 | 684.0348 | 0 | 684.0348 | 1354.6234 | 431 | 0.5 | UTGS
2723 | RES | UTGS | 320 | 261 | 0.25 | F | SL0001222837 | No | 0.5 | 4 | [12 empty] | 2 | 1000 | [12 empty] | 0 | 0 | 1000 | 4 | 19 | 19 | 273.6139 | 0 | 273.6139 | 1711.1032 | 431 | 0.5 | UTGS
2724 | RES | UTGS | 320 | 461 | 0.25 | F | SL0001223429 | No | 0.5 | 41 | [12 empty] | 1.25 | 189.24 | 2 | 810.76 | [10 empty] | 0 | 0 | 1000 | 41 | 10 | 10 | 2804.5426 | 0 | 2804.5426 | 3264.343 | 431 | 0.5 | UTGS
2725 | RES | UTGS | 320 | 261 | 0.25 | F | SL0001224410 | No | 0.75 | 11 | [12 empty] | 0.75 | 21 | 2 | 979 | [10 empty] | 0 | 0 | 1000 | 11 | 14 | 37 | 708.2183 | 0 | 708.2183 | 882.9768 | 431 | 0.75 | UTGS
2726 | COM | UTTSS | 17800 | 275 | 2 | F | SL0001224910 | No | 2 | 222 | [12 empty] | 0.75 | 196.57 | 1.25 | 213.59 | 2 | 589.84 | [8 empty] | 0 | 0 | 1000 | 222 | 4 | 4 | 16202.3321 | 0 | 16202.3321 | 8537.6188 | 15242 | 2 | UTTSS
2727 | COM | UTTSS | 7233 | 282 | 5 | F | SL0001226417 | No | 2 | 1 | [12 empty] | 2 | 1000 | [12 empty] | 0 | 0 | 1000 | 1 | 2 | 2 | 72.9835 | 0 | 72.9835 | 16255.4809 | 5118 | 2 | UTTSS
2728 | COM | UTTSS | 9200 | 273 | 5 | F | SL0001226453 | No | 2 | 145 | [12 empty] | 2 | 102.67 | 3 | 897.33 | [10 empty] | 0 | 0 | 1000 | 145 | 1 | 2 | 10582.6043 | 0 | 10582.6043 | 10566.4087 | 5118 | 2 | UTTSS
2729 | COM | UTTSM | 64550 | 275 | 45 | H | SL0001226488 | No | 3 | 186 | [12 empty] | 1.25 | 63 | 2 | 190.33 | 3 | 714.16 | 4 | 32.51 | [6 empty] | 0 | 0 | 1000 | 186 | 6 | 6 | 13574.9269 | 0 | 13574.9269 | 3955.4349 | 113197.0366 | 3 | UTTSM
2730 | RES | UTGS | 320 | 261 | 0.25 | F | SL0001227186 | No | 0.75 | 43 | [12 empty] | 2 | 1000 | [12 empty] | 0 | 0 | 1000 | 43 | 4 | 4 | 2768.4895 | 0 | 2768.4895 | 8127.7404 | 431 | 0.75 | UTGS
2731 | RES | UTGS | 550 | 261 | 2 | F | SL0001227656 | No | 0.75 | 49 | [12 empty] | 2 | 863.22 | 4 | 136.78 | [10 empty] | 0 | 0 | 1000 | 49 | 16 | 97 | 3154.7904 | 0 | 3154.7904 | 345.275 | 585.0096 | 0.75 | UTGS
2732 | RES | UTGS | 550 | 261 | 2 | F | SL0001227677 | No | 0.75 | 42 | [12 empty] | 2 | 411.5 | 4 | 588.5 | [10 empty] | 0 | 0 | 1000 | 42 | 8 | 48 | 2704.1061 | 0 | 2704.1061 | 765.2189 | 585.0096 | 0.75 | UTGS
2733 | RES | UTGS | 320 | 261 | 0.25 | F | SL0001227902 | No | 0.75 | 38 | [12 empty] | 2 | 853.69 | 4 | 57.92 | 8 | 88.39 | [8 empty] | 0 | 0 | 1000 | 38 | 11 | 33 | 2446.5722 | 0 | 2446.5722 | 1105.8152 | 431 | 0.75 | UTGS
2734 | RES | UTGS | 320 | 261 | 0.25 | F | SL0001228489 | No | 0.5 | 36 | [12 empty] | 2 | 955.7 | 4 | 44.29 | [10 empty] | 0 | 0 | 999.99 | 36 | 10 | 10 | 2462.5252 | 0 | 2462.5252 | 3282.8196 | 431 | 0.5 | UTGS
2735 | COM | UTGS | 21100 | 275 | 5 | F | SL0001228981 | No | 2 | 19 | [12 empty] | 2 | 35.82 | 4 | 964.18 | [10 empty] | 0 | 0 | 1000 | 19 | 2 | 3 | 1386.6861 | 0 | 1386.6861 | 13141.3774 | 18747.15 | 2 | UTGS
2736 | RES | UTGS | 955 | 759 | 2 | F | SL0001229201 | No | 0.5 | 55 | [12 empty] | 0.75 | 128 | 2 | 872 | [10 empty] | 0 | 0 | 1000 | 55 | 11 | 11 | 3762.1913 | 0 | 3762.1913 | 3043.7456 | 1475.8773 | 0.5 | UTGS
2737 | RES | UTGS | 320 | 760 | 0.25 | F | SL0001229639 | No | 0.5 | 16 | [12 empty] | 1.25 | 914.27 | 2 | 85.73 | [10 empty] | 0 | 0 | 1000 | 16 | 12 | 12 | 1094.4556 | 0 | 1094.4556 | 2762.5792 | 431 | 0.5 | UTGS
2738 | COM | UTTSS | 1980 | 270 | 5 | F | SL0001229692 | No | 1.25 | 481 | [12 empty] | 2 | 1000 | [12 empty] | 0 | 0 | 1000 | 481 | 1 | 1 | 35840.9828 | 0 | 35840.9828 | 32510.9617 | 2169 | 1.25 | UTTSS
2739 | RES | UTGS | 320 | 760 | 0.25 | F | SL0001229902 | No | 0.5 | 37 | [12 empty] | 2 | 1000 | [12 empty] | 0 | 0 | 1000 | 37 | 14 | 14 | 2530.9287 | 0 | 2530.9287 | 2322.2116 | 431 | 0.5 | UTGS
2740 | RES | UTGS | 320 | 261 | 0.25 | F | SL0001230339 | No | 0.5 | 24 | [12 empty] | 2 | 1000 | [12 empty] | 0 | 0 | 1000 | 24 | 18 | 18 | 1641.6835 | 0 | 1641.6835 | 1806.1645 | 431 | 0.5 | UTGS
2741 | RES | UTGS | 320 | 261 | 0.25 | F | SL0001230401 | No | 0.5 | 59 | [12 empty] | 2 | 589.72 | 4 | 410.28 | [10 empty] | 0 | 0 | 1000 | 59 | 8 | 8 | 4035.8052 | 0 | 4035.8052 | 4431.5837 | 431 | 0.5 | UTGS
2742 | RES | UTGS | 320 | 261 | 0.25 | F | SL0001230549 | No | 0.5 | 22.8 | 0.75 | 5 | [10 empty] | 0.75 | 212.2 | 2 | 787.8 | [10 empty] | 0 | 0 | 1000 | 27.8 | 12 | 12 | 1881.5167 | 0 | 1881.5167 | 2843.2865 | 431 | 0.5 | UTGS
2743 | RES | UTGS | 320 | 261 | 0.25 | F | SL0001230832 | No | 0.5 | 10 | [12 empty] | 1.25 | 346.82 | 2 | 85.48 | 4 | 567.7 | [8 empty] | 0 | 0 | 1000 | 10 | 7 | 7 | 684.0348 | 0 | 684.0348 | 5260.5921 | 431 | 0.5 | UTGS
2744 | RES | UTGS | 306 | 111 | 0.25 | F | SL0001230853 | No | 0.5 | 36 | [12 empty] | 0.5 | 35 | 0.75 | 54 | 2 | 667 | 4 | 244 | [6 empty] | 0 | 0 | 1000 | 36 | 16 | 16 | 2462.5252 | 0 | 2462.5252 | 2139.1226 | 431 | 0.5 | UTGS
2745 | COM | UTGS | 3300 | 271 | 2 | F | SL0001231452 | No | 1.25 | 223 | [12 empty] | 3 | 110.81 | 6 | 889.19 | [10 empty] | 0 | 0 | 1000 | 223 | 1 | 13 | 16616.5056 | 0 | 16616.5056 | 4275.1077 | 2145.6667 | 1.25 | UTGS
2746 | RES | UTGS | 320 | 261 | 0.25 | F | SL0001231694 | No | 0.75 | 10 | 1.25 | 76.45 | [10 empty] | 1.25 | 54.93 | 2 | 945.07 | [10 empty] | 0 | 0 | 1000 | 86.45 | 11 | 53 | 6340.3902 | 0 | 6340.3902 | 614.1399 | 431 | 0.75 | UTGS
2747 | RES | UTGS | 540 | 259 | 0.25 | F | SL0001231951 | No | 0.5 | 42 | [12 empty] | 1.25 | 781 | 2 | 219 | [10 empty] | 0 | 0 | 1000 | 42 | 10 | 10 | 2872.9461 | 0 | 2872.9461 | 3305.7662 | 585.0096 | 0.5 | UTGS
2748 | RES | UTGS | 320 | 261 | 0.25 | F | SL0001232335 | No | 0.5 | 43.4 | 0.75 | 45 | [10 empty] | 2 | 1000 | [12 empty] | 0 | 0 | 1000 | 88.4 | 15 | 15 | 5865.9674 | 0 | 5865.9674 | 2167.3974 | 431 | 0.5 | UTGS
2749 | RES | UTGS | 320 | 127 | 0.25 | F | SL0001233066 | No | 0.5 | 81 | [12 empty] | 2 | 772.9 | 3 | 227.1 | [10 empty] | 0 | 0 | 1000 | 81 | 25 | 28 | 5540.6817 | 0 | 5540.6817 | 1058.2619 | 431 | 0.5 | UTGS
2750 | COM | UTFS | 1390 | 346 | 2 | F | SL0001236481 | No | 1.25 | 28 | [12 empty] | 4 | 1000 | [12 empty] | 0 | 0 | 1000 | 28 | 1 | 1 | 2086.3774 | 0 | 2086.3774 | 39680.9617 | 1475.8773 | 1.25 | UTFS
2751 | RES | UTGS | 320 | 261 | 0.25 | F | SL0001236825 | No | 0.75 | 72 | [12 empty] | 1.25 | 15.45 | 2 | 931.75 | 3 | 52.8 | [8 empty] | 0 | 0 | 1000 | 72 | 10 | 66 | 4635.6104 | 0 | 4635.6104 | 482.6102 | 431 | 0.75 | UTGS
2752 | RES | UTGS | 320 | 260 | 0.25 | F | SL0001236921 | No | 0.5 | 30 | 0.75 | 2 | [10 empty] | 0.75 | 262.5 | 2 | 737.5 | [10 empty] | 0 | 0 | 1000 | 32 | 10 | 11 | 2180.8713 | 0 | 2180.8713 | 3136.4283 | 431 | 0.5 | UTGS
2753 | RES | UTGS | 320 | 261 | 0.25 | F | SL0001237320 | No | 0.75 | 26 | [12 empty] | 2 | 1000 | [12 empty] | 0 | 0 | 1000 | 26 | 11 | 43 | 1673.9704 | 0 | 1673.9704 | 756.0689 | 431 | 0.75 | UTGS
2754 | COM | UTFS | 3300 | 271 | 2 | F | SL0001237435 | No | 1.25 | 112 | [12 empty] | 2 | 784.91 | 4 | 23.54 | 6 | 191.54 | [8 empty] | 0 | 0 | 999.99 | 112 | 2 | 2 | 8345.5095 | 0 | 8345.5095 | 18975.2996 | 2145.6667 | 1.25 | UTFS
2755 | RES | UTGS | 320 | 261 | 0.25 | F | SL0001238472 | No | 0.5 | 33 | [12 empty] | 0.75 | 258 | 2 | 632.42 | 6 | 109.58 | [8 empty] | 0 | 0 | 1000 | 33 | 12 | 12 | 2257.3148 | 0 | 2257.3148 | 3123.5203 | 431 | 0.5 | UTGS
2756 | RES | UTGS | 550 | 261 | 2 | F | SL0001238533 | No | 0.75 | 29 | [12 empty] | 2 | 1000 | [12 empty] | 0 | 0 | 1000 | 29 | 10 | 38 | 1867.1209 | 0 | 1867.1209 | 855.5516 | 585.0096 | 0.75 | UTGS
2757 | RES | UTGS | 320 | 261 | 0.25 | F | SL0001238781 | No | 0.5 | 49 | [12 empty] | 2 | 625.24 | 4 | 374.76 | [10 empty] | 0 | 0 | 1000 | 49 | 13 | 16 | 3351.7704 | 0 | 3351.7704 | 2199.8744 | 431 | 0.5 | UTGS
2758 | RES | UTGS | 320 | 261 | 0.25 | F | SL0001239721 | No | 0.5 | 39 | [12 empty] | 2 | 1000 | [12 empty] | 0 | 0 | 1000 | 39 | 27 | 27 | 2667.7356 | 0 | 2667.7356 | 1204.1097 | 431 | 0.5 | UTGS
2759 | COM | UTFS | 14487 | 234 | 5 | F | SL0001240830 | No | 2 | 382 | [12 empty] | 2 | 1000 | [12 empty] | 0 | 0 | 1000 | 382 | 1 | 7 | 27879.6885 | 0 | 27879.6885 | 4644.4231 | 10791.3333 | 2 | UTFS
2760 | COM | UTGS | 21100 | 275 | 5 | F | SL0001240883 | No | 2 | 76 | [12 empty] | 2 | 1000 | [12 empty] | 0 | 0 | 1000 | 76 | 2 | 2 | 5546.7443 | 0 | 5546.7443 | 16255.4809 | 18747.15 | 2 | UTGS
2761 | RES | UTGS | 320 | 261 | 0.25 | F | SL0001240901 | No | 0.5 | 35 | [12 empty] | 2 | 1000 | [12 empty] | 0 | 0 | 1000 | 35 | 9 | 9 | 2394.1217 | 0 | 2394.1217 | 3612.3291 | 431 | 0.5 | UTGS
2762 | RES | UTGS | 320 | 760 | 0.25 | F | SL0001242566 | No | 0.5 | 65 | [12 empty] | 2 | 1000 | [12 empty] | 0 | 0 | 1000 | 65 | 7 | 7 | 4446.2261 | 0 | 4446.2261 | 4644.4231 | 431 | 0.5 | UTGS
2763 | COM | UTFS | 1432 | 746 | 3 | F | SL0001243176 | No | 1.25 | 232 | [12 empty] | 2 | 736.67 | 4 | 263.33 | [10 empty] | 0 | 0 | 1000 | 232 | 3 | 13 | 17287.1269 | 0 | 17287.1269 | 2646.0798 | 2169 | 1.25 | UTFS
2764 | RES | UTGS | 550 | 261 | 2 | F | SL0001243287 | No | 0.75 | 52 | [12 empty] | 2 | 1000 | [12 empty] | 0 | 0 | 1000 | 52 | 16 | 22 | 3347.9408 | 0 | 3347.9408 | 1477.771 | 585.0096 | 0.75 | UTGS
2765 | COM | UTTSS | 6600 | 272 | 5 | F | SL0001244448 | No | 3 | 72 | [12 empty] | 2 | 108.84 | 4 | 891.16 | [10 empty] | 0 | 0 | 1000 | 72 | 3 | 3 | 5254.8104 | 0 | 5254.8104 | 12966.8596 | 3698.6667 | 3 | UTTSS
2766 | RES | UTGS | 320 | 261 | 0.25 | F | SL0001245812 | No | 0.5 | 61 | [12 empty] | 2 | 1000 | [12 empty] | 0 | 0 | 1000 | 61 | 8 | 8 | 4172.6121 | 0 | 4172.6121 | 4063.8702 | 431 | 0.5 | UTGS
2767 | RES | UTGS | 320 | 261 | 0.25 | F | SL0001245917 | No | 0.5 | 23 | [12 empty] | 1.25 | 286 | 2 | 18.74 | 4 | 695.26 | [8 empty] | 0 | 0 | 1000 | 23 | 9 | 9 | 1573.28 | 0 | 1573.28 | 4188.464 | 431 | 0.5 | UTGS
2768 | RES | UTGS | 320 | 360 | 0.25 | F | SL0001245922 | No | 0.5 | 14 | [12 empty] | 1.25 | 229.6 | 2 | 770.4 | [10 empty] | 0 | 0 | 1000 | 14 | 5 | 5 | 957.6487 | 0 | 957.6487 | 6534.3363 | 431 | 0.5 | UTGS
2769 | RES | UTGS | 320 | 261 | 0.25 | F | SL0001246174 | No | 0.5 | 50 | [12 empty] | 2 | 1000 | [12 empty] | 0 | 0 | 1000 | 50 | 8 | 8 | 3420.1739 | 0 | 3420.1739 | 4063.8702 | 431 | 0.5 | UTGS
2770 | RES | UTGS | 320 | 261 | 0.25 | F | SL0001246177 | No | 0.5 | 94 | [12 empty] | 2 | 1000 | [12 empty] | 0 | 0 | 1000 | 94 | 3 | 3 | 6429.9269 | 0 | 6429.9269 | 10836.9872 | 431 | 0.5 | UTGS
2771 | RES | UTGS | 550 | 760 | 2 | F | SL0001246212 | No | 0.75 | 83 | [12 empty] | 2 | 1000 | [12 empty] | 0 | 0 | 1000 | 83 | 18 | 100 | 5343.8287 | 0 | 5343.8287 | 325.1096 | 585.0096 | 0.75 | UTGS
2772 | RES | UTGS | 550 | 261 | 2 | F | SL0001246251 | No | 0.75 | 20 | [12 empty] | 2 | 767.84 | 4 | 232.16 | [10 empty] | 0 | 0 | 1000 | 20 | 9 | 56 | 1287.6696 | 0 | 1287.6696 | 610.2777 | 585.0096 | 0.75 | UTGS
2773 | RES | UTGS | 550 | 261 | 2 | F | SL0001246787 | No | 0.5 | 59 | [12 empty] | 2 | 1000 | [12 empty] | 0 | 0 | 1000 | 59 | 7 | 7 | 4035.8052 | 0 | 4035.8052 | 4644.4231 | 585.0096 | 0.5 | UTGS
2774 | RES | UTGS | 320 | 261 | 0.25 | F | SL0001247321 | No | 0.5 | 23 | 0.75 | 2 | [10 empty] | 0.75 | 225 | 2 | 775 | [10 empty] | 0 | 0 | 1000 | 25 | 12 | 12 | 1702.0469 | 0 | 1702.0469 | 2851.3718 | 431 | 0.5 | UTGS
2775 | RES | UTGS | 320 | 261 | 0.25 | F | SL0001247378 | No | 0.5 | 49 | [12 empty] | 1.25 | 81.72 | 2 | 918.28 | [10 empty] | 0 | 0 | 1000 | 49 | 4 | 4 | 3351.7704 | 0 | 3351.7704 | 8142.0414 | 431 | 0.5 | UTGS
2776 | RES | UTGS | 630 | 346 | 0.25 | F | SL0001248134 | No | 0.75 | 116 | [12 empty] | 2 | 197.21 | 4 | 802.79 | [10 empty] | 0 | 0 | 1000 | 116 | 7 | 7 | 7468.4834 | 0 | 7468.4834 | 5466.7094 | 1348.3333 | 0.75 | UTGS
2777 | RES | UTGS | 320 | 261 | 0.25 | F | SL0001250133 | No | 0.5 | 37 | [12 empty] | 1.25 | 868 | 2 | 85.66 | 4 | 46.34 | [8 empty] | 0 | 0 | 1000 | 37 | 10 | 10 | 2530.9287 | 0 | 2530.9287 | 3345.082 | 431 | 0.5 | UTGS
2778 | RES | UTGS | 550 | 361 | 2 | F | SL0001250587 | No | 0.75 | 13 | [12 empty] | 2 | 1000 | [12 empty] | 0 | 0 | 1000 | 13 | 16 | 44 | 836.9852 | 0 | 836.9852 | 738.8855 | 585.0096 | 0.75 | UTGS
2779 | RES | UTGS | 320 | 261 | 0.25 | F | SL0001251326 | No | 0.5 | 56 | [12 empty] | 2 | 1000 | [12 empty] | 0 | 0 | 1000 | 56 | 11 | 11 | 3830.5948 | 0 | 3830.5948 | 2955.542 | 431 | 0.5 | UTGS
2780 | RES | UTGS | 320 | 261 | 0.25 | F | SL0001252160 | No | 0.5 | 86 | 0.75 | 100.25 | [10 empty] | 0.75 | 21 | 1.25 | 341.97 | 4 | 637.03 | [8 empty] | 0 | 0 | 1000 | 186.25 | 7 | 7 | 12337.1427 | 0 | 12337.1427 | 5353.8608 | 431 | 0.5 | UTGS
2781 | COM | UTTSS | 6600 | 272 | 5 | F | SL0001532297 | No | 1.25 | 133 | [12 empty] | 2 | 36.32 | 6 | 847 | 10 | 116.68 | [8 empty] | 0 | 0 | 1000 | 133 | 6 | 7 | 9910.2926 | 0 | 9910.2926 | 8646.7533 | 3698.6667 | 1.25 | UTTSS
2782 | RES | UTGS | 320 | 261 | 0.25 | F | SL0001533084 | No | 0.5 | 57 | [12 empty] | 2 | 1000 | [12 empty] | 0 | 0 | 1000 | 57 | 7 | 8 | 3898.9982 | 0 | 3898.9982 | 4063.8702 | 431 | 0.5 | UTGS
2783 | RES | UTGS | 320 | 261 | 0.25 | F | SL0001535065 | No | 0.5 | 50 | [12 empty] | 2 | 967.42 | 4 | 32.58 | [10 empty] | 0 | 0 | 1000 | 50 | 11 | 11 | 3420.1739 | 0 | 3420.1739 | 2976.7782 | 431 | 0.5 | UTGS
2784 | COM | UTTSS | 14500 | 274 | 5 | F | SL0001535247 | No | 2 | 305 | [12 empty] | 0.75 | 63 | 1.25 | 15.2 | 2 | 845.1 | 4 | 76.7 | [6 empty] | 0 | 0 | 1000 | 305 | 9 | 9 | 22259.9607 | 0 | 22259.9607 | 3727.6756 | 10791.3333 | 2 | UTTSS
2785 | COM | UTFS | 3300 | 271 | 2 | F | SL0001535948 | No | 1.25 | 50 | [12 empty] | 4 | 1000 | [12 empty] | 0 | 0 | 1000 | 50 | 4 | 19 | 3725.6739 | 0 | 3725.6739 | 2088.4717 | 2145.6667 | 1.25 | UTFS
2786 | RES | UTGS | 320 | 261 | 0.25 | F | SL0001536218 | No | 0.5 | 15 | [12 empty] | 1.25 | 633 | 2 | 30.75 | 4 | 336.25 | [8 empty] | 0 | 0 | 1000 | 15 | 10 | 10 | 1026.0522 | 0 | 1026.0522 | 3536.4974 | 431 | 0.5 | UTGS
2787 | RES | UTGS | 320 | 261 | 0.25 | F | SL0001537827 | No | 0.5 | 94 | [12 empty] | 1.5 | 53.58 | 2 | 946.42 | [10 empty] | 0 | 0 | 1000 | 94 | 7 | 7 | 6429.9269 | 0 | 6429.9269 | 4595.8642 | 431 | 0.5 | UTGS
2788 | IND | UTTSM | 80640 | 236 | 45 | H | SL0001537900 | No | 0.75 | 88 | [12 empty] | 2 | 481.45 | 3 | 245 | 4 | 273.55 | [8 empty] | 0 | 0 | 1000 | 88 | 1 | 2 | 5665.746 | 0 | 5665.746 | 15682.8576 | 113197.0366 | 0.75 | UTTSM
2789 | RES | UTGS | 320 | 261 | 0.25 | F | SL0001538341 | No | 0.5 | 28 | [12 empty] | 1.25 | 68.1 | 2 | 862.26 | 3 | 69.65 | [8 empty] | 0 | 0 | 1000.01 | 28 | 13 | 13 | 1915.2974 | 0 | 1915.2974 | 2436.5996 | 431 | 0.5 | UTGS
2790 | IND | UTTSS | 5442 | 157 | 2 | F | SL0001538604 | No | 1.25 | 39 | [12 empty] | 2 | 80.63 | 4 | 919.37 | [10 empty] | 0 | 0 | 1000 | 39 | 3 | 3 | 2906.0256 | 0 | 2906.0256 | 13034.2815 | 3698.6667 | 1.25 | UTTSS
2791 | RES | UTGS | 1390 | 346 | 2 | F | SL0001538808 | No | 1.25 | 137 | [12 empty] | 0.75 | 50 | 2 | 950 | [10 empty] | 0 | 0 | 1000 | 137 | 2 | 2 | 10208.3465 | 0 | 10208.3465 | 16444.9809 | 1475.8773 | 1.25 | UTGS
2792 | COM | UTTSS | 14500 | 274 | 5 | F | SL0001539217 | No | 2 | 41 | [12 empty] | 4 | 1000 | [12 empty] | 0 | 0 | 1000 | 41 | 5 | 5 | 2992.3226 | 0 | 2992.3226 | 7936.1923 | 10791.3333 | 2 | UTTSS
2793 | COM | UTTSS | 7800 | 273 | 2 | F | SL0001539260 | No | 1.25 | 201 | [12 empty] | 2 | 237.87 | 4 | 762.13 | [10 empty] | 0 | 0 | 1000 | 201 | 1 | 1 | 14977.209 | 0 | 14977.209 | 37975.4338 | 5118 | 1.25 | UTTSS
2794 | RES | UTGS | 320 | 261 | 0.25 | F | SL0001539489 | No | 0.5 | 30 | [12 empty] | 2 | 1000 | [12 empty] | 0 | 0 | 1000 | 30 | 12 | 12 | 2052.1043 | 0 | 2052.1043 | 2709.2468 | 431 | 0.5 | UTGS
2795 | RES | UTGS | 320 | 261 | 0.25 | F | SL0001540279 | No | 0.5 | 115 | [12 empty] | 2 | 1000 | [12 empty] | 0 | 0 | 1000 | 115 | 12 | 12 | 7866.4 | 0 | 7866.4 | 2709.2468 | 431 | 0.5 | UTGS
2796 | RES | UTGS | 320 | 261 | 0.25 | F | SL0001541500 | No | 0.5 | 20 | [12 empty] | 1.25 | 1000 | [12 empty] | 0 | 0 | 1000 | 20 | 13 | 13 | 1368.0696 | 0 | 1368.0696 | 2554.6894 | 431 | 0.5 | UTGS
2797 | COM | UTGS | 30300 | 279 | 5 | F | SL0001542342 | No | 4 | 176 | [12 empty] | 3 | 49.03 | 4 | 950.97 | [10 empty] | 0 | 0 | 1000 | 176 | 4 | 8 | 13471.6521 | 0 | 13471.6521 | 4838.4645 | 27686.4 | 4 | UTGS
2798 | COM | UTGS | 550 | 261 | 2 | F | SL0001542358 | No | 1.25 | 39 | [12 empty] | 2 | 745.23 | 4 | 254.77 | [10 empty] | 0 | 0 | 1000 | 39 | 6 | 47 | 2906.0256 | 0 | 2906.0256 | 730.5886 | 585.0096 | 1.25 | UTGS
2799 | RES | UTGS | 540 | 759 | 0.25 | F | SL0001543040 | No | 0.75 | 52 | [12 empty] | 0.75 | 68 | 1.25 | 494 | 2 | 438 | [8 empty] | 0 | 0 | 1000 | 52 | 9 | 9 | 3347.9408 | 0 | 3347.9408 | 3708.0224 | 585.0096 | 0.75 | UTGS
2800 | COM | UTTSM | 64550 | 285 | 45 | H | SL0001543556 | No | 4 | 49 | [12 empty] | 2 | 491.82 | 4 | 508.18 | [10 empty] | 0 | 0 | 1000 | 49 | 1 | 1 | 3750.6304 | 0 | 3750.6304 | 36154.6123 | 113197.0366 | 4 | UTTSM
2801 | COM | UTFS | 3897 | 281 | 2 | F | SL0001544036 | No | 0.75 | 158 | [12 empty] | 0.75 | 155 | 1.25 | 132 | 2 | 447 | 6 | 266 | [6 empty] | 0 | 0 | 1000 | 158 | 5 | 8 | 10172.5895 | 0 | 10172.5895 | 5137.3227 | 2145.6667 | 0.75 | UTFS
2802 | COM | UTTSS | 11750 | 274 | 2 | F | SL0001544166 | No | 2 | 139 | [12 empty] | 2 | 1000 | [12 empty] | 0 | 0 | 1000 | 139 | 2 | 2 | 10144.7034 | 0 | 10144.7034 | 16255.4809 | 10791.3333 | 2 | UTTSS
2803 | RES | UTGS | 320 | 261 | 0.25 | F | SL0001545491 | No | 0.5 | 25 | [12 empty] | 0.75 | 245.47 | 2 | 754.53 | [10 empty] | 0 | 0 | 1000 | 25 | 11 | 11 | 1710.0869 | 0 | 1710.0869 | 3124.6931 | 431 | 0.5 | UTGS
2804 | RES | UTGS | 320 | 361 | 0.25 | F | SL0001545558 | No | 0.5 | 65 | [12 empty] | 1.25 | 896.38 | 2 | 103.62 | [10 empty] | 0 | 0 | 1000 | 65 | 11 | 11 | 4446.2261 | 0 | 4446.2261 | 3012.5843 | 431 | 0.5 | UTGS
2805 | COM | UTGS | 320 | 261 | 0.25 | F | SL0001545671 | No | 0.75 | 46 | [12 empty] | 2 | 885.75 | 4 | 114.25 | [10 empty] | 0 | 0 | 1000 | 46 | 3 | 12 | 2961.64 | 0 | 2961.64 | 2777.5112 | 431 | 0.75 | UTGS
2806 | RES | UTGS | 320 | 160 | 0.25 | F | SL0001545754 | No | 0.5 | 43 | [12 empty] | 1.25 | 827.78 | 2 | 172.22 | [10 empty] | 0 | 0 | 1000 | 43 | 7 | 7 | 2941.3495 | 0 | 2941.3495 | 4727.2011 | 431 | 0.5 | UTGS
2807 | RES | UTGS | 175 | 126 | 0.25 | F | SL0001545823 | No | 0.5 | 53 | [12 empty] | 2 | 1000 | [12 empty] | 0 | 0 | 1000 | 53 | 7 | 7 | 3625.3843 | 0 | 3625.3843 | 4644.4231 | 431 | 0.5 | UTGS
2808 | RES | UTGS | 320 | 760 | 0.25 | F | SL0001547020 | No | 0.5 | 38 | [12 empty] | 2 | 1000 | [12 empty] | 0 | 0 | 1000 | 38 | 8 | 8 | 2599.3322 | 0 | 2599.3322 | 4063.8702 | 431 | 0.5 | UTGS
2809 | RES | UTGS | 320 | 160 | 0.25 | F | SL0001548691 | No | 0.5 | 14 | [12 empty] | 2 | 1000 | [12 empty] | 0 | 0 | 1000 | 14 | 24 | 24 | 957.6487 | 0 | 957.6487 | 1354.6234 | 431 | 0.5 | UTGS
2810 | RES | UTGS | 320 | 361 | 0.25 | F | SL0001549266 | No | 0.5 | 44 | [12 empty] | 2 | 1000 | [12 empty] | 0 | 0 | 1000 | 44 | 8 | 8 | 3009.753 | 0 | 3009.753 | 4063.8702 | 431 | 0.5 | UTGS
2811 | COM | UTTSS | 11750 | 274 | 2 | F | SL0001549445 | No | 2 | 40 | [12 empty] | 2 | 387.72 | 4 | 612.28 | [10 empty] | 0 | 0 | 1000 | 40 | 5 | 80 | 2919.3391 | 0 | 2919.3391 | 461.2626 | 10791.3333 | 2 | UTTSS
2812 | RES | UTGS | 320 | 261 | 0.25 | F | SL0001549525 | No | 0.75 | 21 | [12 empty] | 1.25 | 148.63 | 2 | 851.37 | [10 empty] | 0 | 0 | 1000 | 21 | 10 | 21 | 1352.053 | 0 | 1352.053 | 1553.0954 | 431 | 0.75 | UTGS
2813 | RES | UTGS | 320 | 261 | 0.25 | F | SL0001549530 | No | 0.5 | 26 | [12 empty] | 0.75 | 185.45 | 2 | 814.55 | [10 empty] | 0 | 0 | 1000 | 26 | 14 | 14 | 1778.4904 | 0 | 1778.4904 | 2422.6195 | 431 | 0.5 | UTGS
2814 | RES | UTGS | 320 | 361 | 0.25 | F | SL0001550436 | No | 0.75 | 15 | [12 empty] | 0.75 | 225.77 | 2 | 755.1 | 6 | 19.13 | [8 empty] | 0 | 0 | 1000 | 15 | 9 | 33 | 965.7522 | 0 | 965.7522 | 1052.9926 | 431 | 0.75 | UTGS
2815 | RES | UTGS | 550 | 160 | 2 | F | SL0001551702 | No | 0.5 | 26 | [12 empty] | 2 | 1000 | [12 empty] | 0 | 0 | 1000 | 26 | 7 | 7 | 1778.4904 | 0 | 1778.4904 | 4644.4231 | 585.0096 | 0.5 | UTGS
2816 | RES | UTGS | 320 | 261 | 0.25 | F | SL0001551878 | No | 0.5 | 52 | [12 empty] | 2 | 1000 | [12 empty] | 0 | 0 | 1000 | 52 | 9 | 9 | 3556.9808 | 0 | 3556.9808 | 3612.3291 | 431 | 0.5 | UTGS
2817 | RES | UTGS | 320 | 361 | 0.25 | F | SL0001554147 | No | 0.5 | 86 | [12 empty] | 2 | 1000 | [12 empty] | 0 | 0 | 1000 | 86 | 2 | 2 | 5882.6991 | 0 | 5882.6991 | 16255.4809 | 431 | 0.5 | UTGS
2818 | RES | UTGS | 175 | 126 | 0.25 | F | SL0001554315 | No | 0.5 | 24 | [12 empty] | 2 | 25.17 | 4 | 974.83 | [10 empty] | 0 | 0 | 1000 | 24 | 10 | 10 | 1641.6835 | 0 | 1641.6835 | 3950.0493 | 431 | 0.5 | UTGS
2819 | COM | UTFS | 1390 | 746 | 2 | F | SL0001554737 | No | 0.75 | 19 | [12 empty] | 2 | 980.22 | 4 | 19.78 | [10 empty] | 0 | 0 | 1000 | 19 | 2 | 2 | 1223.2861 | 0 | 1223.2861 | 16326.3922 | 1475.8773 | 0.75 | UTFS
2820 | RES | UTGS | 320 | 361 | 0.25 | F | SL0001554812 | No | 0.5 | 34 | [12 empty] | 2 | 1000 | [12 empty] | 0 | 0 | 1000 | 34 | 10 | 10 | 2325.7182 | 0 | 2325.7182 | 3251.0962 | 431 | 0.5 | UTGS
2821 | RES | UTGS | 320 | 361 | 0.25 | F | SL0001555609 | No | 0.5 | 34 | [12 empty] | 1.25 | 62.58 | 2 | 793.17 | 4 | 144.24 | [8 empty] | 0 | 0 | 999.99 | 34 | 12 | 12 | 2325.7182 | 0 | 2325.7182 | 2799.0536 | 431 | 0.5 | UTGS
2822 | RES | UTGS | 320 | 361 | 0.25 | F | SL0001555998 | No | 0.5 | 41 | [12 empty] | 1.25 | 155.81 | 2 | 844.19 | [10 empty] | 0 | 0 | 1000 | 41 | 11 | 11 | 2804.5426 | 0 | 2804.5426 | 2965.4572 | 431 | 0.5 | UTGS
2823 | RES | UTGS | 320 | 261 | 0.25 | F | SL0001556040 | No | 0.5 | 22 | [12 empty] | 0.75 | 207.1 | 2 | 792.9 | [10 empty] | 0 | 0 | 1000 | 22 | 17 | 17 | 1504.8765 | 0 | 1504.8765 | 2004.7517 | 431 | 0.5 | UTGS
2824 | COM | UTTSS | 5900 | 272 | 3 | F | SL0001556666 | No | 1.25 | 38 | [12 empty] | 1.25 | 173.59 | 2 | 636 | 4 | 190.41 | [8 empty] | 0 | 0 | 1000 | 38 | 11 | 12 | 2831.5122 | 0 | 2831.5122 | 2833.1429 | 3698.6667 | 1.25 | UTTSS
2825 | RES | UTGS | 320 | 261 | 0.25 | F | SL0001556704 | No | 0.5 | 49 | [12 empty] | 2 | 1000 | [12 empty] | 0 | 0 | 1000 | 49 | 7 | 7 | 3351.7704 | 0 | 3351.7704 | 4644.4231 | 431 | 0.5 | UTGS
2826 | RES | UTGS | 540 | 759 | 0.25 | F | SL0001556723 | No | 0.5 | 73 | [12 empty] | 2 | 1000 | [12 empty] | 0 | 0 | 1000 | 73 | 17 | 17 | 4993.4539 | 0 | 4993.4539 | 1912.4095 | 585.0096 | 0.5 | UTGS
2827 | RES | UTGS | 320 | 261 | 0.25 | F | SL0001556821 | No | 0.5 | 62 | [12 empty] | 2 | 1000 | [12 empty] | 0 | 0 | 1000 | 62 | 9 | 9 | 4241.0156 | 0 | 4241.0156 | 3612.3291 | 431 | 0.5 | UTGS
2828 | RES | UTGS | 550 | 361 | 2 | F | SL0001557988 | No | 0.75 | 17 | [12 empty] | 2 | 1000 | [12 empty] | 0 | 0 | 1000 | 17 | 10 | 60 | 1094.5191 | 0 | 1094.5191 | 541.8494 | 585.0096 | 0.75 | UTGS
2829 | RES | UTGS | 550 | 361 | 2 | F | SL0001558084 | No | 0.75 | 42 | [12 empty] | 2 | 528.62 | 4 | 471.38 | [10 empty] | 0 | 0 | 1000 | 42 | 6 | 18 | 2704.1061 | 0 | 2704.1061 | 1993.9309 | 585.0096 | 0.75 | UTGS
2830 | RES | UTGS | 320 | 361 | 0.25 | F | SL0001558531 | No | 0.5 | 30 | [12 empty] | 2 | 220.25 | 4 | 779.75 | [10 empty] | 0 | 0 | 1000 | 30 | 11 | 12 | 2052.1043 | 0 | 2052.1043 | 3175.1474 | 431 | 0.5 | UTGS
2831 | COM | UTTSS | 3300 | 271 | 2 | F | SL0001558622 | No | 1.25 | 151 | [12 empty] | 4 | 1000 | [12 empty] | 0 | 0 | 1000 | 151 | 6 | 68 | 11251.5352 | 0 | 11251.5352 | 583.5436 | 2145.6667 | 1.25 | UTTSS
2832 | IND | UTTSS | 14500 | 274 | 5 | F | SL0001558763 | No | 2 | 51 | [12 empty] | 6 | 1000 | [12 empty] | 0 | 0 | 1000 | 51 | 1 | 1 | 3722.1574 | 0 | 3722.1574 | 60030.9617 | 10791.3333 | 2 | UTTSS
2833 | COM | UTTSS | 25600 | 279 | 2 | F | SL0001559450 | No | 3 | 254 | 4 | 8 | [10 empty] | 2 | 93 | 4 | 907 | [10 empty] | 0 | 0 | 1000 | 262 | 1 | 1 | 19150.1512 | 0 | 19150.1512 | 39014.1517 | 22191.6 | 3 | UTTSS
2834 | RES | UTGS | 320 | 361 | 0.25 | F | SL0001559820 | No | 0.5 | 9 | [12 empty] | 1.25 | 91.55 | 2 | 657.43 | 3 | 251.02 | [8 empty] | 0 | 0 | 1000 | 9 | 4 | 4 | 615.6313 | 0 | 615.6313 | 7348.0283 | 431 | 0.5 | UTGS
2835 | COM | UTGS | 550 | 361 | 2 | F | SL0001560748 | No | 1.25 | 5 | 2 | 77 | [10 empty] | 2 | 419.08 | 4 | 580.92 | [10 empty] | 0 | 0 | 1000 | 82 | 5 | 23 | 5992.2952 | 0 | 5992.2952 | 1594.6156 | 585.0096 | 1.25 | UTGS
2836 | COM | UTTSS | 6600 | 272 | 5 | F | SL0001561390 | No | 2 | 184 | 4 | 1 | [10 empty] | 2 | 209.83 | 4 | 790.17 | [10 empty] | 0 | 0 | 1000 | 185 | 4 | 17 | 13505.5034 | 0 | 13505.5034 | 2245.6753 | 3698.6667 | 2 | UTTSS
2837 | COM | UTTSS | 4000 | 271 | 5 | F | SL0001561400 | No | 2 | 192 | 4 | 1 | [10 empty] | 2 | 60.17 | 4 | 939.83 | [10 empty] | 0 | 0 | 1000 | 193 | 4 | 10 | 14089.3712 | 0 | 14089.3712 | 3924.9543 | 2145.6667 | 2 | UTTSS
2838 | RES | UTGS | 320 | 361 | 0.25 | F | SL0001561678 | No | 0.5 | 5 | [12 empty] | 1.25 | 271.36 | 2 | 77.26 | 4 | 651.38 | [8 empty] | 0 | 0 | 1000 | 5 | 16 | 16 | 342.0174 | 0 | 342.0174 | 2335.7068 | 431 | 0.5 | UTGS
2839 | RES | UTGS | 320 | 361 | 0.25 | F | SL0001561982 | No | 0.5 | 37 | [12 empty] | 0.75 | 51.17 | 2 | 948.83 | [10 empty] | 0 | 0 | 1000 | 37 | 9 | 9 | 2530.9287 | 0 | 2530.9287 | 3655.4256 | 431 | 0.5 | UTGS
2840 | RES | UTGS | 320 | 361 | 0.25 | F | SL0001562753 | No | 0.5 | 43 | [12 empty] | 0.75 | 74.1 | 2 | 925.9 | [10 empty] | 0 | 0 | 1000 | 43 | 7 | 7 | 2941.3495 | 0 | 2941.3495 | 4724.6628 | 431 | 0.5 | UTGS
2841 | RES | UTGS | 320 | 160 | 0.25 | F | SL0001563721 | No | 0.5 | 32 | [12 empty] | 2 | 1000 | [12 empty] | 0 | 0 | 1000 | 32 | 8 | 8 | 2188.9113 | 0 | 2188.9113 | 4063.8702 | 431 | 0.5 | UTGS
2842 | COM | UTTSS | 5550 | 272 | 2 | F | SL0001563736 | No | 2 | 116 | [12 empty] | 4 | 1000 | [12 empty] | 0 | 0 | 1000 | 116 | 1 | 1 | 8466.0834 | 0 | 8466.0834 | 39680.9617 | 3698.6667 | 2 | UTTSS
2843 | COM | UTTSS | 7800 | 273 | 2 | F | SL0001563748 | No | 2 | 234 | [12 empty] | 4 | 1000 | [12 empty] | 0 | 0 | 1000 | 234 | 1 | 1 | 17078.1338 | 0 | 17078.1338 | 39680.9617 | 5118 | 2 | UTTSS
2844 | COM | UTTSS | 21100 | 275 | 5 | F | SL0001563749 | No | 2 | 177 | [12 empty] | 2 | 314.79 | 3 | 685.21 | [10 empty] | 0 | 0 | 1000 | 177 | 1 | 1 | 12918.0756 | 0 | 12918.0756 | 23822.4989 | 18747.15 | 2 | UTTSS
2845 | RES | UTGS | 320 | 261 | 0.25 | F | SL0001564523 | No | 0.5 | 41 | [12 empty] | 2 | 1000 | [12 empty] | 0 | 0 | 1000 | 41 | 12 | 48 | 2804.5426 | 0 | 2804.5426 | 677.3117 | 431 | 0.5 | UTGS
2846 | RES | UTGS | 320 | 361 | 0.25 | F | SL0001564794 | No | 0.5 | 23 | [12 empty] | 1.25 | 283.71 | 2 | 602.6 | 4 | 113.7 | [8 empty] | 0 | 0 | 1000.01 | 23 | 9 | 9 | 1573.28 | 0 | 1573.28 | 3725.0125 | 431 | 0.5 | UTGS
2847 | RES | UTGS | 550 | 760 | 2 | F | SL0001565075 | No | 0.5 | 42 | 0.75 | 67 | [10 empty] | 1.25 | 65.04 | 2 | 934.96 | [10 empty] | 0 | 0 | 1000 | 109 | 8 | 8 | 7186.6391 | 0 | 7186.6391 | 4069.5612 | 585.0096 | 0.5 | UTGS
2848 | COM | UTGS | 2400 | 255 | 2 | F | SL0001566273 | No | 0.75 | 6 | [12 empty] | 2 | 818 | 4 | 182 | [10 empty] | 0 | 0 | 1000 | 6 | 5 | 7 | 386.3009 | 0 | 386.3009 | 4830.8431 | 2428.75 | 0.75 | UTGS
2849 | COM | UTFS | 3300 | 271 | 2 | F | SL0001566424 | No | 1.25 | 44 | [12 empty] | 1.25 | 88 | 2 | 824.14 | 4 | 87.87 | [8 empty] | 0 | 0 | 1000.01 | 44 | 6 | 6 | 3278.593 | 0 | 3278.593 | 5533.8191 | 2145.6667 | 1.25 | UTFS
2850 | COM | UTTSS | 6600 | 272 | 5 | F | SL0001567232 | No | 1.25 | 70 | [12 empty] | 2 | 280 | 4 | 720 | [10 empty] | 0 | 0 | 1000 | 70 | 2 | 19 | 5215.9434 | 0 | 5215.9434 | 1982.8085 | 3698.6667 | 1.25 | UTTSS
2851 | COM | UTGS | 500 | 720 | 0.25 | F | SL0001570009 | No | 0.75 | 86 | [12 empty] | 4 | 1000 | [12 empty] | 0 | 0 | 1000 | 86 | 7 | 7 | 5536.9791 | 0 | 5536.9791 | 5668.7088 | 585.0096 | 0.75 | UTGS
2852 | COM | UTGS | 28250 | 273 | 45 | H | SL0001570026 | No | 1.25 | 167 | [12 empty] | 2 | 870.56 | 4 | 129.44 | [10 empty] | 0 | 0 | 1000 | 167 | 6 | 7 | 12443.7508 | 0 | 12443.7508 | 4777.0066 | 52825.2838 | 1.25 | UTGS
2853 | RES | UTGS | 320 | 461 | 0.25 | F | SL0001571068 | No | 0.75 | 31 | [12 empty] | 2 | 820.95 | 4 | 3 | 6 | 176.05 | [8 empty] | 0 | 0 | 1000 | 31 | 21 | 21 | 1995.8878 | 0 | 1995.8878 | 1779.8747 | 431 | 0.75 | UTGS
2854 | RES | UTGS | 320 | 760 | 0.25 | F | SL0001571100 | No | 0.75 | 30 | [12 empty] | 2 | 991.84 | 4 | 8.16 | [10 empty] | 0 | 0 | 1000 | 30 | 10 | 10 | 1931.5043 | 0 | 1931.5043 | 3256.9469 | 431 | 0.75 | UTGS
2855 | RES | UTGS | 320 | 760 | 0.25 | F | SL0001571201 | No | 0.75 | 53 | [12 empty] | 2 | 1000 | [12 empty] | 0 | 0 | 1000 | 53 | 29 | 29 | 3412.3243 | 0 | 3412.3243 | 1121.0676 | 431 | 0.75 | UTGS
2856 | RES | UTGS | 320 | 461 | 0.25 | F | SL0001571431 | No | 0.75 | 73 | [12 empty] | 2 | 526 | 4 | 474 | [10 empty] | 0 | 0 | 1000 | 73 | 11 | 11 | 4699.9939 | 0 | 4699.9939 | 3264.5038 | 431 | 0.75 | UTGS
2857 | RES | UTGS | 320 | 461 | 0.25 | F | SL0001572128 | No | 0.75 | 79 | [12 empty] | 2 | 1000 | [12 empty] | 0 | 0 | 1000 | 79 | 5 | 5 | 5086.2947 | 0 | 5086.2947 | 6502.1923 | 431 | 0.75 | UTGS
2858 | COM | UTTSS | 5000 | 272 | 0.25 | F | SL0001573377 | No | 1.25 | 163 | [12 empty] | 1.25 | 1.8 | 2 | 998.2 | [10 empty] | 0 | 0 | 1000 | 163 | 5 | 5 | 12145.6969 | 0 | 12145.6969 | 6502.4443 | 3698.6667 | 1.25 | UTTSS
2859 | COM | UTTSS | 14500 | 274 | 5 | F | SL0001574292 | No | 2 | 93 | [12 empty] | 2 | 796.26 | 4 | 203.74 | [10 empty] | 0 | 0 | 1000 | 93 | 5 | 5 | 6787.4634 | 0 | 6787.4634 | 6794.3555 | 10791.3333 | 2 | UTTSS
2860 | COM | UTGS | 25600 | 279 | 2 | F | SL0001574823 | No | 2 | 643 | 4 | 6 | [10 empty] | 2 | 403 | 4 | 597 | [10 empty] | 0 | 0 | 1000 | 649 | 3 | 3 | 47387.6371 | 0 | 47387.6371 | 12263.8172 | 22191.6 | 2 | UTGS
2861 | RES | UTGS | 320 | 127 | 0.25 | F | SL0001574890 | No | 0.75 | 56 | [12 empty] | 2 | 779.34 | 4 | 1 | 6 | 219.66 | [8 empty] | 0 | 0 | 1000 | 56 | 10 | 10 | 3605.4748 | 0 | 3605.4748 | 3856.3175 | 431 | 0.75 | UTGS
2862 | RES | UTGS | 320 | 461 | 0.25 | F | SL0001574903 | No | 0.75 | 127.81 | [12 empty] | 6 | 1000 | [12 empty] | 0 | 0 | 1000 | 127.81 | 9 | 9 | 8228.8523 | 0 | 8228.8523 | 6670.1069 | 431 | 0.75 | UTGS
2863 | RES | UTGS | 320 | 760 | 0.25 | F | SL0001575585 | No | 0.75 | 44 | [12 empty] | 2 | 1000 | [12 empty] | 0 | 0 | 1000 | 44 | 13 | 13 | 2832.873 | 0 | 2832.873 | 2500.8432 | 431 | 0.75 | UTGS
2864 | RES | UTGS | 320 | 760 | 0.25 | F | SL0001576084 | No | 0.75 | 35 | [12 empty] | 2 | 1000 | [12 empty] | 0 | 0 | 1000 | 35 | 11 | 11 | 2253.4217 | 0 | 2253.4217 | 2955.542 | 431 | 0.75 | UTGS
2865 | RES | UTGS | 320 | 760 | 0.25 | F | SL0001576384 | No | 0.75 | 52 | [12 empty] | 2 | 1000 | [12 empty] | 0 | 0 | 1000 | 52 | 8 | 9 | 3347.9408 | 0 | 3347.9408 | 3612.3291 | 431 | 0.75 | UTGS
2866 | RES | UTGS | 320 | 760 | 0.25 | F | SL0001576520 | No | 0.75 | 102 | [12 empty] | 2 | 1000 | [12 empty] | 0 | 0 | 1000 | 102 | 3 | 3 | 6567.1147 | 0 | 6567.1147 | 10836.9872 | 431 | 0.75 | UTGS
2867 | RES | UTGS | 320 | 760 | 0.25 | F | SL0001577115 | No | 0.75 | 26 | [12 empty] | 2 | 707.26 | 6 | 292.74 | [10 empty] | 0 | 0 | 1000 | 26 | 6 | 6 | 1673.9704 | 0 | 1673.9704 | 6761.1944 | 431 | 0.75 | UTGS
2868 | RES | UTGS | 320 | 760 | 0.25 | F | SL0001577288 | No | 0.75 | 87 | [12 empty] | 2 | 651.78 | 6 | 348.22 | [10 empty] | 0 | 0 | 1000 | 87 | 9 | 9 | 5601.3626 | 0 | 5601.3626 | 4677.1085 | 431 | 0.75 | UTGS
2869 | COM | UTTSS | 7800 | 273 | 2 | F | SL0001577704 | No | 1.25 | 86 | [12 empty] | 2 | 1000 | [12 empty] | 0 | 0 | 1000 | 86 | 4 | 4 | 6408.1591 | 0 | 6408.1591 | 8127.7404 | 5118 | 1.25 | UTTSS
2870 | COM | UTFS | 3500 | 281 | 0.25 | F | SL0001577740 | No | 1.25 | 286 | [12 empty] | 4 | 1000 | [12 empty] | 0 | 0 | 1000 | 286 | 4 | 4 | 21310.8547 | 0 | 21310.8547 | 9920.2404 | 2145.6667 | 1.25 | UTFS
2871 | COM | UTFS | 5550 | 272 | 2 | F | SL0001577751 | No | 1.25 | 52 | [12 empty] | 2 | 140 | 6 | 860 | [10 empty] | 0 | 0 | 1000 | 52 | 5 | 11 | 3874.7008 | 0 | 3874.7008 | 5107.1056 | 3698.6667 | 1.25 | UTFS
2872 | RES | UTGS | 320 | 760 | 0.25 | F | SL0001578633 | No | 0.75 | 24 | [12 empty] | 2 | 585.75 | 4 | 414.25 | [10 empty] | 0 | 0 | 1000 | 24 | 16 | 16 | 1545.2035 | 0 | 1545.2035 | 2217.5709 | 431 | 0.75 | UTGS
2873 | RES | UTGS | 320 | 261 | 0.25 | F | SL0001579089 | No | 0.75 | 109 | [12 empty] | 2 | 290.9 | 4 | 46.61 | 6 | 662.5 | [8 empty] | 0 | 0 | 1000.01 | 109 | 7 | 7 | 7017.7991 | 0 | 7017.7991 | 7296.7829 | 431 | 0.75 | UTGS
2874 | RES | UTGS | 320 | 261 | 0.25 | F | SL0001579091 | No | 0.75 | 97 | [12 empty] | 2 | 236.73 | 4 | 100.78 | 6 | 662.5 | [8 empty] | 0 | 0 | 1000.01 | 97 | 10 | 10 | 6245.1973 | 0 | 6245.1973 | 5146.5879 | 431 | 0.75 | UTGS
2875 | COM | UTFS | 12994 | 284 | 3 | F | SL0001579389 | No | 2 | 289 | [12 empty] | 2 | 290.06 | 4 | 709.94 | [10 empty] | 0 | 0 | 1000 | 289 | 6 | 6 | 21092.2251 | 0 | 21092.2251 | 6266.8719 | 10791.3333 | 2 | UTFS
2876 | COM | UTFS | 3000 | 271 | 0.25 | F | SL0001579502 | No | 1.25 | 1 | [12 empty] | 1.25 | 364 | 2 | 125 | 6 | 511 | [8 empty] | 0 | 0 | 1000 | 1 | 6 | 6 | 74.5135 | 0 | 74.5135 | 7804.747 | 2145.6667 | 1.25 | UTFS
2877 | COM | UTFS | 6113 | 282 | 2 | F | SL0001579505 | No | 1.25 | 240 | [12 empty] | 2 | 251.95 | 4 | 218.18 | 6 | 529.86 | [8 empty] | 0 | 0 | 999.99 | 240 | 3 | 3 | 17883.2347 | 0 | 17883.2347 | 16218.9115 | 3698.6667 | 1.25 | UTFS
2878 | RES | UTGS | 320 | 760 | 0.25 | F | SL0004001039 | No | 0.75 | 29 | [12 empty] | 0.75 | 355 | 2 | 645 | [10 empty] | 0 | 0 | 1000 | 29 | 15 | 15 | 1867.1209 | 0 | 1867.1209 | 2346.7908 | 431 | 0.75 | UTGS
2879 | RES | UTGS | 550 | 760 | 2 | F | SL0004001079 | No | 0.75 | 63 | [12 empty] | 2 | 1000 | [12 empty] | 0 | 0 | 1000 | 63 | 10 | 47 | 4056.1591 | 0 | 4056.1591 | 691.7226 | 585.0096 | 0.75 | UTGS
2880 | RES | UTGS | 320 | 760 | 0.25 | F | SL0004001090 | No | 0.75 | 26 | [12 empty] | 1.25 | 203.7 | 2 | 796.3 | [10 empty] | 0 | 0 | 1000 | 26 | 14 | 14 | 1673.9704 | 0 | 1673.9704 | 2332.3966 | 431 | 0.75 | UTGS
2881 | RES | UTGS | 550 | 760 | 2 | F | SL0004001091 | No | 1.25 | 49 | [12 empty] | 2 | 975.5 | 4 | 24.5 | [10 empty] | 0 | 0 | 1000 | 49 | 8 | 81 | 3651.1604 | 0 | 3651.1604 | 403.5386 | 585.0096 | 1.25 | UTGS
2882 | RES | UTGS | 550 | 760 | 2 | F | SL0004001480 | No | 2 | 97 | 4 | 111.3 | [10 empty] | 2 | 689.5 | 4 | 310.5 | [10 empty] | 0 | 0 | 1000 | 208.3 | 4 | 71 | 15598.6864 | 0 | 15598.6864 | 489.257 | 585.0096 | 2 | UTGS
2883 | RES | UTGS | 320 | 760 | 0.25 | F | SL0004001553 | No | 0.75 | 27 | [12 empty] | 2 | 1000 | [12 empty] | 0 | 0 | 1000 | 27 | 16 | 24 | 1738.3539 | 0 | 1738.3539 | 1354.6234 | 431 | 0.75 | UTGS
2884 | RES | UTGS | 550 | 760 | 2 | F | SL0004001705 | No | 2 | 17 | [12 empty] | 2 | 743.05 | 4 | 256.95 | [10 empty] | 0 | 0 | 1000 | 17 | 4 | 198 | 1240.7191 | 0 | 1240.7191 | 173.5015 | 585.0096 | 2 | UTGS
2885 | RES | UTGS | 320 | 760 | 0.25 | F | SL0004001744 | No | 0.75 | 13 | [12 empty] | 2 | 611.6 | 4 | 2 | 6 | 386.4 | [8 empty] | 0 | 0 | 1000 | 13 | 8 | 15 | 836.9852 | 0 | 836.9852 | 2877.2686 | 431 | 0.75 | UTGS
2886 | RES | UTGS | 500 | 220 | 0.25 | F | SL0004001882 | No | 0.75 | 43 | [12 empty] | 0.75 | 91.5 | 2 | 908.5 | [10 empty] | 0 | 0 | 1000 | 43 | 8 | 8 | 2768.4895 | 0 | 2768.4895 | 4150.5665 | 585.0096 | 0.75 | UTGS
2887 | RES | UTGS | 540 | 759 | 0.25 | F | SL0004002711 | No | 0.75 | 21 | [12 empty] | 1.25 | 161.83 | 2 | 838.17 | [10 empty] | 0 | 0 | 1000 | 21 | 6 | 6 | 1352.053 | 0 | 1352.053 | 5437.3738 | 585.0096 | 0.75 | UTGS
2888 | RES | UTGS | 320 | 760 | 0.25 | F | SL0004002731 | No | 0.75 | 24 | [12 empty] | 0.75 | 67 | 1.25 | 96 | 2 | 837 | [8 empty] | 0 | 0 | 1000 | 24 | 9 | 34 | 1545.2035 | 0 | 1545.2035 | 973.1183 | 431 | 0.75 | UTGS
2889 | RES | UTGS | 320 | 760 | 0.25 | F | SL0004003036 | No | 0.75 | 28 | [12 empty] | 2 | 1000 | [12 empty] | 0 | 0 | 1000 | 28 | 10 | 10 | 1802.7374 | 0 | 1802.7374 | 3251.0962 | 431 | 0.75 | UTGS
2890 | RES | UTGS | 320 | 760 | 0.25 | F | SL0004003215 | No | 0.75 | 33 | [12 empty] | 2 | 1000 | [12 empty] | 0 | 0 | 1000 | 33 | 10 | 10 | 2124.6548 | 0 | 2124.6548 | 3251.0962 | 431 | 0.75 | UTGS
2891 | RES | UTGS | 630 | 746 | 0.25 | F | SL0004003219 | No | 0.75 | 53 | [12 empty] | 2 | 1000 | [12 empty] | 0 | 0 | 1000 | 53 | 9 | 9 | 3412.3243 | 0 | 3412.3243 | 3612.3291 | 1348.3333 | 0.75 | UTGS
2892 | COM | UTFS | 5550 | 272 | 2 | F | SL0004003325 | No | 1.25 | 149 | [12 empty] | 6 | 973.85 | 8 | 26.15 | [10 empty] | 0 | 0 | 1000 | 149 | 2 | 2 | 11102.5082 | 0 | 11102.5082 | 30183.1024 | 3698.6667 | 1.25 | UTFS
2893 | COM | UTFS | 2400 | 255 | 2 | F | SL0004003431 | No | 1.25 | 158 | [12 empty] | 4 | 1000 | [12 empty] | 0 | 0 | 1000 | 158 | 6 | 6 | 11773.1295 | 0 | 11773.1295 | 6613.4936 | 2428.75 | 1.25 | UTFS
2894 | RES | UTGS | 550 | 760 | 2 | F | SL0004003998 | No | 1.25 | 10 | [12 empty] | 2 | 747.75 | 4 | 252.25 | [10 empty] | 0 | 0 | 1000 | 10 | 8 | 35 | 745.1348 | 0 | 745.1348 | 980.5598 | 585.0096 | 1.25 | UTGS
2895 | RES | UTGS | 550 | 760 | 2 | F | SL0004004115 | No | 4 | 256 | [12 empty] | 4 | 1000 | [12 empty] | 0 | 0 | 1000 | 256 | 1 | 157 | 19595.1303 | 0 | 19595.1303 | 252.745 | 585.0096 | 4 | UTGS
2896 | RES | UTGS | 320 | 460 | 0.25 | F | SL0004004127 | No | 0.75 | 41 | [12 empty] | 2 | 1000 | [12 empty] | 0 | 0 | 1000 | 41 | 4 | 4 | 2639.7226 | 0 | 2639.7226 | 8127.7404 | 431 | 0.75 | UTGS
2897 | COM | UTGS | 44350 | 274 | 45 | H | SL0004004129 | No | 4 | 140 | 6 | 2 | [10 empty] | 6 | 42.02 | 8 | 957.98 | [10 empty] | 0 | 0 | 1000 | 142 | 1 | 1 | 10821.1269 | 0 | 10821.1269 | 72312.2653 | 60371.7529 | 4 | UTGS
2898 | COM | UTGS | 20200 | 272 | 45 | H | SL0004004134 | No | 0.75 | 17 | 2 | 2 | [10 empty] | 8 | 1000 | [12 empty] | 0 | 0 | 1000 | 19 | 1 | 1 | 1240.4861 | 0 | 1240.4861 | 72850.9617 | 52825.2838 | 0.75 | UTGS
2899 | RES | UTGS | 320 | 760 | 0.25 | F | SL0004004652 | No | 0.75 | 28 | [12 empty] | 2 | 1000 | [12 empty] | 0 | 0 | 1000 | 28 | 7 | 7 | 1802.7374 | 0 | 1802.7374 | 4644.4231 | 431 | 0.75 | UTGS
2900 | RES | UTGS | 320 | 760 | 0.25 | F | SL0004004862 | No | 0.75 | 95 | [12 empty] | 2 | 1000 | [12 empty] | 0 | 0 | 1000 | 95 | 13 | 13 | 6116.4304 | 0 | 6116.4304 | 2500.8432 | 431 | 0.75 | UTGS
2901 | RES | UTGS | 320 | 760 | 0.25 | F | SL0004004884 | No | 0.75 | 18 | [12 empty] | 1.25 | 132 | 2 | 868 | [10 empty] | 0 | 0 | 1000 | 18 | 9 | 9 | 1158.9026 | 0 | 1158.9026 | 3622.5957 | 431 | 0.75 | UTGS
2902 | RES | UTGS | 550 | 760 | 2 | F | SL0004005428 | No | 0.75 | 59.92 | [12 empty] | 2 | 1000 | [12 empty] | 0 | 0 | 1000 | 59.92 | 10 | 46 | 3857.858 | 0 | 3857.858 | 706.76 | 585.0096 | 0.75 | UTGS
2903 | RES | UTGS | 320 | 760 | 0.25 | F | SL0004005570 | No | 0.75 | 26 | [12 empty] | 2 | 1000 | [12 empty] | 0 | 0 | 1000 | 26 | 7 | 7 | 1673.9704 | 0 | 1673.9704 | 4644.4231 | 431 | 0.75 | UTGS
2904 | RES | UTGS | 320 | 760 | 0.25 | F | SL0004005815 | No | 0.75 | 15 | 1.25 | 2 | [10 empty] | 1.25 | 314 | 2 | 686 | [10 empty] | 0 | 0 | 1000 | 17 | 22 | 26 | 1114.7791 | 0 | 1114.7791 | 1258.8755 | 431 | 0.75 | UTGS
2905 | RES | UTGS | 320 | 760 | 0.25 | F | SL0004005999 | No | 0.75 | 30 | [12 empty] | 2 | 244.71 | 4 | 755.29 | [10 empty] | 0 | 0 | 1000 | 30 | 12 | 12 | 1931.5043 | 0 | 1931.5043 | 3160.5326 | 431 | 0.75 | UTGS
2906 | RES | UTGS | 320 | 760 | 0.25 | F | SL0004006004 | No | 0.75 | 25 | [12 empty] | 2 | 860.67 | 4 | 139.33 | [10 empty] | 0 | 0 | 1000 | 25 | 7 | 7 | 1609.5869 | 0 | 1609.5869 | 4787.1368 | 431 | 0.75 | UTGS
2907 | RES | UTGS | 320 | 760 | 0.25 | F | SL0004006202 | No | 0.75 | 22 | [12 empty] | 2 | 1000 | [12 empty] | 0 | 0 | 1000 | 22 | 8 | 8 | 1416.4365 | 0 | 1416.4365 | 4063.8702 | 431 | 0.75 | UTGS
2908 | RES | UTGS | 320 | 760 | 0.25 | F | SL0004006784 | No | 0.75 | 38 | [12 empty] | 2 | 1000 | [12 empty] | 0 | 0 | 1000 | 38 | 8 | 8 | 2446.5722 | 0 | 2446.5722 | 4063.8702 | 431 | 0.75 | UTGS
2909 | RES | UTGS | 320 | 760 | 0.25 | F | SL0004006929 | No | 0.75 | 17 | [12 empty] | 2 | 264.26 | 4 | 246.03 | 6 | 489.71 | [8 empty] | 0 | 0 | 1000 | 17 | 5 | 5 | 1094.5191 | 0 | 1094.5191 | 9550.3632 | 431 | 0.75 | UTGS
2910 | COM | UTGS | 44350 | 274 | 45 | H | SL0004007535 | No | 4 | 186 | [12 empty] | 2 | 74.49 | 4 | 925.51 | [10 empty] | 0 | 0 | 1000 | 186 | 2 | 2 | 14237.0869 | 0 | 14237.0869 | 19573.4342 | 60371.7529 | 4 | UTGS
2911 | RES | UTGS | 320 | 760 | 0.25 | F | SL0004008800 | No | 0.75 | 30 | [12 empty] | 2 | 1000 | [12 empty] | 0 | 0 | 1000 | 30 | 8 | 8 | 1931.5043 | 0 | 1931.5043 | 4063.8702 | 431 | 0.75 | UTGS
2912 | IND | UTTSS | 21100 | 275 | 5 | F | SL0004008979 | No | 3 | 168 | 4 | 5 | 6 | 2 | [8 empty] | 6 | 1000 | [12 empty] | 0 | 0 | 1000 | 175 | 1 | 1 | 12748.9817 | 0 | 12748.9817 | 60030.9617 | 18747.15 | 3 | UTTSS
2913 | RES | UTGS | 320 | 760 | 0.25 | F | SL0004009007 | No | 0.75 | 10 | [12 empty] | 1.25 | 262.02 | 2 | 737.98 | [10 empty] | 0 | 0 | 1000 | 10 | 12 | 12 | 643.8348 | 0 | 643.8348 | 2724.5313 | 431 | 0.75 | UTGS
2914 | COM | UTTSS | 9200 | 273 | 5 | F | SL0004009282 | No | 2 | 107 | [12 empty] | 4 | 1000 | [12 empty] | 0 | 0 | 1000 | 107 | 2 | 12 | 7809.2321 | 0 | 7809.2321 | 3306.7468 | 5118 | 2 | UTTSS
2915 | RES | UTGS | 550 | 760 | 2 | F | SL0004009380 | No | 0.75 | 69.97 | [12 empty] | 2 | 970.92 | 4 | 29.08 | [10 empty] | 0 | 0 | 1000 | 69.97 | 6 | 30 | 4504.9119 | 0 | 4504.9119 | 1090.6488 | 585.0096 | 0.75 | UTGS
2916 | RES | UTGS | 320 | 760 | 0.25 | F | SL0004009543 | No | 0.75 | 35 | [12 empty] | 2 | 534.5 | 4 | 465.5 | [10 empty] | 0 | 0 | 1000 | 35 | 15 | 23 | 2253.4217 | 0 | 2253.4217 | 1558.6346 | 431 | 0.75 | UTGS
2917 | RES | UTGS | 320 | 760 | 0.25 | F | SL0004009759 | No | 0.75 | 16 | [12 empty] | 1.25 | 341 | 2 | 659 | [10 empty] | 0 | 0 | 1000 | 16 | 16 | 16 | 1030.1356 | 0 | 1030.1356 | 2046.8539 | 431 | 0.75 | UTGS
2918 | COM | UTTSS | 44350 | 274 | 45 | H | SL0004010353 | No | 3 | 185 | [12 empty] | 3 | 1000 | [12 empty] | 0 | 0 | 1000 | 185 | 2 | 2 | 13501.9434 | 0 | 13501.9434 | 9915.4809 | 60371.7529 | 3 | UTTSS
2919 | COM | UTFS | 4000 | 271 | 5 | F | SL0004010375 | No | 2 | 93 | [12 empty] | 4 | 1000 | [12 empty] | 0 | 0 | 1000 | 93 | 1 | 1 | 6787.4634 | 0 | 6787.4634 | 39680.9617 | 2145.6667 | 2 | UTFS
2920 | RES | UTGS | 500 | 220 | 0.25 | F | SL0004010693 | No | 0.75 | 30 | [12 empty] | 2 | 696.46 | 4 | 303.54 | [10 empty] | 0 | 0 | 1000 | 30 | 6 | 6 | 1931.5043 | 0 | 1931.5043 | 5781.2239 | 585.0096 | 0.75 | UTGS
2921 | RES | UTGS | 550 | 760 | 2 | F | SL0004010707 | No | 1.25 | 89 | [12 empty] | 2 | 182.5 | 4 | 817.5 | [10 empty] | 0 | 0 | 1000 | 89 | 3 | 49 | 6631.6995 | 0 | 6631.6995 | 783.111 | 585.0096 | 1.25 | UTGS
2922 | COM | UTFS | 5550 | 272 | 2 | F | SL0004010773 | No | 2 | 78 | [12 empty] | 1.25 | 106.84 | 2 | 893.16 | [10 empty] | 0 | 0 | 1000 | 78 | 9 | 9 | 5692.7113 | 0 | 5692.7113 | 3620.6389 | 3698.6667 | 2 | UTFS
2923 | RES | UTGS | 320 | 760 | 0.25 | F | SL0004011079 | No | 0.75 | 19 | [12 empty] | 2 | 1000 | [12 empty] | 0 | 0 | 1000 | 19 | 12 | 12 | 1223.2861 | 0 | 1223.2861 | 2709.2468 | 431 | 0.75 | UTGS
2924 | RES | UTGS | 320 | 760 | 0.25 | F | SL0004011423 | No | 0.75 | 39 | [12 empty] | 2 | 1000 | [12 empty] | 0 | 0 | 1000 | 39 | 14 | 22 | 2510.9556 | 0 | 2510.9556 | 1477.771 | 431 | 0.75 | UTGS
2925 | RES | UTGS | 320 | 760 | 0.25 | F | SL0004011814 | No | 0.75 | 12 | [12 empty] | 2 | 1000 | [12 empty] | 0 | 0 | 1000 | 12 | 8 | 8 | 772.6017 | 0 | 772.6017 | 4063.8702 | 431 | 0.75 | UTGS
2926 | RES | UTGS | 550 | 760 | 2 | F | SL0004011894 | No | 1.25 | 30 | [12 empty] | 1.25 | 47 | 2 | 940.33 | 4 | 12.67 | [8 empty] | 0 | 0 | 1000 | 30 | 4 | 34 | 2235.4043 | 0 | 2235.4043 | 959.8443 | 585.0096 | 1.25 | UTGS
2927 | COM | UTTSS | 4000 | 271 | 5 | F | SL0004012115 | No | 1.25 | 78 | [12 empty] | 2 | 5.63 | 4 | 994.37 | [10 empty] | 0 | 0 | 1000 | 78 | 1 | 1 | 5812.0513 | 0 | 5812.0513 | 39640.5946 | 2145.6667 | 1.25 | UTTSS
2928 | RES | UTGS | 17800 | 275 | 2 | F | SL0004012368 | No | 2 | 176 | [12 empty] | 2 | 127.89 | 6 | 872.11 | [10 empty] | 0 | 0 | 1000 | 176 | 2 | 2 | 12845.0921 | 0 | 12845.0921 | 28255.7145 | 15242 | 2 | UTGS
2929 | COM | UTFS | 3300 | 271 | 2 | F | SL0004012481 | No | 1.25 | 106 | [12 empty] | 2 | 143.32 | 4 | 856.68 | [10 empty] | 0 | 0 | 1000 | 106 | 3 | 4 | 7898.4287 | 0 | 7898.4287 | 9663.3393 | 2145.6667 | 1.25 | UTFS
2930 | RES | UTGS | 550 | 760 | 2 | F | SL0004012536 | No | 2 | 71 | [12 empty] | 0.75 | 20 | 2 | 980 | [10 empty] | 0 | 0 | 1000 | 71 | 10 | 144 | 5181.8269 | 0 | 5181.8269 | 226.8233 | 585.0096 | 2 | UTGS
2931 | COM | UTTSS | 5550 | 272 | 2 | F | SL0004012653 | No | 1.25 | 51 | 2 | 1 | [10 empty] | 2 | 619 | 4 | 381 | [10 empty] | 0 | 0 | 1000 | 52 | 4 | 187 | 3873.1708 | 0 | 3873.1708 | 188.4638 | 3698.6667 | 1.25 | UTTSS
2932 | RES | UTGS | 320 | 360 | 0.25 | F | SL0004012717 | No | 0.75 | 54 | [12 empty] | 2 | 1000 | [12 empty] | 0 | 0 | 1000 | 54 | 8 | 8 | 3476.7078 | 0 | 3476.7078 | 4063.8702 | 431 | 0.75 | UTGS
2933 | RES | UTGS | 320 | 760 | 0.25 | F | SL0004013075 | No | 0.75 | 31 | [12 empty] | 2 | 1000 | [12 empty] | 0 | 0 | 1000 | 31 | 7 | 7 | 1995.8878 | 0 | 1995.8878 | 4644.4231 | 431 | 0.75 | UTGS
2934 | COM | UTGS | 17800 | 275 | 2 | F | SL0004013723 | No | 3 | 146 | [12 empty] | 2 | 195.03 | 3 | 778 | 4 | 26.97 | [8 empty] | 0 | 0 | 1000 | 146 | 3 | 3 | 10655.5878 | 0 | 10655.5878 | 7613.0989 | 15242 | 3 | UTGS
2935 | COM | UTGS | 550 | 760 | 2 | F | SL0004013828 | No | 1.25 | 89 | [12 empty] | 4 | 1000 | [12 empty] | 0 | 0 | 1000 | 89 | 6 | 34 | 6631.6995 | 0 | 6631.6995 | 1167.0871 | 585.0096 | 1.25 | UTGS
2936 | RES | UTGS | 320 | 760 | 0.25 | F | SL0004013830 | No | 0.75 | 22 | [12 empty] | 2 | 932.31 | 4 | 67.69 | [10 empty] | 0 | 0 | 1000 | 22 | 9 | 9 | 1416.4365 | 0 | 1416.4365 | 3666.2554 | 431 | 0.75 | UTGS
2937 | COM | UTTSM | 64550 | 275 | 45 | H | SL0004013839 | No | 4 | 85 | [12 empty] | 4 | 1000 | [12 empty] | 0 | 0 | 1000 | 85 | 4 | 5 | 6506.1956 | 0 | 6506.1956 | 7936.1923 | 113197.0366 | 4 | UTTSM
2938 | RES | UTGS | 320 | 760 | 0.25 | F | SL0004014380 | No | 0.75 | 19 | [12 empty] | 2 | 1000 | [12 empty] | 0 | 0 | 1000 | 19 | 7 | 73 | 1223.2861 | 0 | 1223.2861 | 445.3556 | 431 | 0.75 | UTGS
2939 | COM | UTFS | 5550 | 272 | 2 | F | SL0004014520 | No | 2 | 243 | [12 empty] | 6 | 430.24 | 8 | 569.76 | [10 empty] | 0 | 0 | 1000 | 243 | 1 | 1 | 17734.9851 | 0 | 17734.9851 | 67335.2849 | 3698.6667 | 2 | UTFS
2940 | COM | UTTSS | 11750 | 274 | 2 | F | SL0004014530 | No | 2 | 402 | [12 empty] | 2 | 154.5 | 4 | 1 | 6 | 844.5 | [8 empty] | 0 | 0 | 1000 | 402 | 1 | 1 | 29339.3581 | 0 | 29339.3581 | 55758.7717 | 10791.3333 | 2 | UTTSS
2941 | RES | UTGS | 320 | 760 | 0.25 | F | SL0004014532 | No | 0.75 | 42 | [12 empty] | 2 | 1000 | [12 empty] | 0 | 0 | 1000 | 42 | 15 | 15 | 2704.1061 | 0 | 2704.1061 | 2167.3974 | 431 | 0.75 | UTGS
2942 | COM | UTFS | 3897 | 281 | 2 | F | SL0004014629 | No | 1.25 | 27 | [12 empty] | 4 | 1000 | [12 empty] | 0 | 0 | 1000 | 27 | 1 | 23 | 2011.8639 | 0 | 2011.8639 | 1725.2592 | 2145.6667 | 1.25 | UTFS
2943 | RES | UTGS | 320 | 760 | 0.25 | F | SL0004014630 | No | 0.75 | 7 | [12 empty] | 0.75 | 103.12 | 2 | 796.59 | 6 | 100.29 | [8 empty] | 0 | 0 | 1000 | 7 | 12 | 12 | 450.6843 | 0 | 450.6843 | 3004.3827 | 431 | 0.75 | UTGS
2944 | RES | UTGS | 320 | 360 | 0.25 | F | SL0004014740 | No | 0.75 | 64 | [12 empty] | 2 | 1000 | [12 empty] | 0 | 0 | 1000 | 64 | 6 | 6 | 4120.5426 | 0 | 4120.5426 | 5418.4936 | 431 | 0.75 | UTGS
2945 | RES | UTGS | 550 | 760 | 2 | F | SL0004015302 | No | 1.25 | 140 | 2 | 1 | [10 empty] | 2 | 1000 | [12 empty] | 0 | 0 | 1000 | 141 | 3 | 49 | 10504.8704 | 0 | 10504.8704 | 663.489 | 585.0096 | 1.25 | UTGS
2946 | RES | UTGS | 320 | 760 | 0.25 | F | SL0004015360 | No | 0.75 | 72 | [12 empty] | 1.25 | 350.44 | 2 | 649.56 | [10 empty] | 0 | 0 | 1000 | 72 | 6 | 6 | 4635.6104 | 0 | 4635.6104 | 5459.3783 | 431 | 0.75 | UTGS
2947 | COM | UTTSM | 64550 | 275 | 45 | H | SL0004015480 | No | 4 | 12 | 6 | 53 | [10 empty] | 4 | 928.89 | 6 | 71.11 | [10 empty] | 0 | 0 | 1000 | 65 | 10 | 21 | 3702.0817 | 0 | 3702.0817 | 1958.4786 | 113197.0366 | 4 | UTTSM
2948 | COM | UTGS | 44350 | 274 | 45 | H | SL0004015491 | No | 4 | 166 | [12 empty] | 4 | 1000 | [12 empty] | 0 | 0 | 1000 | 166 | 3 | 10 | 12706.2173 | 0 | 12706.2173 | 3968.0962 | 60371.7529 | 4 | UTGS
2949 | COM | UTTSS | 44350 | 274 | 45 | H | SL0004016056 | No | 0.75 | 19 | [12 empty] | 4 | 1000 | [12 empty] | 0 | 0 | 1000 | 19 | 1 | 1 | 1223.2861 | 0 | 1223.2861 | 39680.9617 | 60371.7529 | 0.75 | UTTSS
2950 | RES | UTGS | 550 | 760 | 2 | F | SL0004016865 | No | 2 | 2 | 3 | 38 | [10 empty] | 2 | 707.05 | 4 | 292.95 | [10 empty] | 0 | 0 | 1000 | 40 | 6 | 190 | 2919.3391 | 0 | 2919.3391 | 182.1653 | 585.0096 | 2 | UTGS
2951 | RES | UTGS | 1390 | 746 | 2 | F | SL0004016898 | No | 0.75 | 35 | [12 empty] | 1.25 | 155 | 2 | 793.25 | 4 | 51.75 | [8 empty] | 0 | 0 | 1000 | 35 | 16 | 16 | 2253.4217 | 0 | 2253.4217 | 2061.9068 | 1475.8773 | 0.75 | UTGS
2952 | RES | UTGS | 320 | 760 | 0.25 | F | SL0004017504 | No | 0.75 | 63 | [12 empty] | 2 | 951.52 | 8 | 48.48 | [10 empty] | 0 | 0 | 1000 | 63 | 9 | 28 | 4056.1591 | 0 | 4056.1591 | 1230.9516 | 431 | 0.75 | UTGS
2953 | RES | UTGS | 550 | 760 | 2 | F | SL0004017651 | No | 2 | 97 | [12 empty] | 2 | 776.86 | 4 | 223.14 | [10 empty] | 0 | 0 | 1000 | 97 | 2 | 165 | 7079.3973 | 0 | 7079.3973 | 206.7326 | 585.0096 | 2 | UTGS
2954 | RES | UTGS | 320 | 760 | 0.25 | F | SL0004017776 | No | 0.75 | 21 | [12 empty] | 2 | 1000 | [12 empty] | 0 | 0 | 1000 | 21 | 6 | 6 | 1352.053 | 0 | 1352.053 | 5418.4936 | 431 | 0.75 | UTGS
2955 | COM | UTFS | 3300 | 271 | 2 | F | SL0004018123 | No | 1.25 | 91 | [12 empty] | 2 | 144.5 | 4 | 22.02 | 6 | 833.48 | [8 empty] | 0 | 0 | 1000 | 91 | 2 | 2 | 6780.7265 | 0 | 6780.7265 | 27803.1074 | 2145.6667 | 1.25 | UTFS
2956 | COM | UTGS | 550 | 760 | 2 | F | SL0004018574 | No | 0.75 | 131 | [12 empty] | 4 | 1000 | [12 empty] | 0 | 0 | 1000 | 131 | 2 | 13 | 8434.2356 | 0 | 8434.2356 | 3052.3817 | 585.0096 | 0.75 | UTGS
2957 | RES | UTGS | 320 | 760 | 0.25 | F | SL0004018807 | No | 0.75 | 144 | [12 empty] | 0.75 | 127 | 1.25 | 2 | 2 | 871 | [8 empty] | 0 | 0 | 1000 | 144 | 2 | 2 | 9271.2208 | 0 | 9271.2208 | 16737.5109 | 431 | 0.75 | UTGS
2958 | RES | UTGS | 320 | 760 | 0.25 | F | SL0004018879 | No | 0.75 | 32 | [12 empty] | 2 | 873.01 | 3 | 126.99 | [10 empty] | 0 | 0 | 1000 | 32 | 18 | 18 | 2060.2713 | 0 | 2060.2713 | 1716.7071 | 431 | 0.75 | UTGS
2959 | RES | UTGS | 550 | 760 | 2 | F | SL0004018919 | No | 0.75 | 8 | [12 empty] | 2 | 1000 | [12 empty] | 0 | 0 | 1000 | 8 | 10 | 27 | 515.0678 | 0 | 515.0678 | 1204.1097 | 585.0096 | 0.75 | UTGS
2960 | RES | UTGS | 500 | 220 | 0.25 | F | SL0004019445 | No | 0.75 | 31 | [12 empty] | 0.75 | 297 | 2 | 703 | [10 empty] | 0 | 0 | 1000 | 31 | 18 | 18 | 1995.8878 | 0 | 1995.8878 | 1931.2345 | 585.0096 | 0.75 | UTGS
2961 | RES | UTGS | 18200 | 274 | 10 | L | SL0004019624 | No | 3 | 16 | 4 | 1 | [10 empty] | 4 | 1000 | [12 empty] | 0 | 0 | 1000 | 17 | 2 | 2 | 1244.2791 | 0 | 1244.2791 | 19840.4809 | 17706.4 | 3 | UTGS
2962 | RES | UTGS | 550 | 760 | 2 | F | SL0004019766 | No | 0.75 | 10 | [12 empty] | 2 | 1000 | [12 empty] | 0 | 0 | 1000 | 10 | 10 | 36 | 643.8348 | 0 | 643.8348 | 903.0823 | 585.0096 | 0.75 | UTGS
2963 | RES | UTGS | 550 | 760 | 2 | F | SL0004020599 | No | 2 | 40 | [12 empty] | 2 | 632 | 4 | 368 | [10 empty] | 0 | 0 | 1000 | 40 | 3 | 82 | 2919.3391 | 0 | 2919.3391 | 428.6527 | 585.0096 | 2 | UTGS
2964 | RES | UTGS | 540 | 759 | 0.25 | F | SL0004020608 | No | 0.75 | 59 | [12 empty] | 2 | 1000 | [12 empty] | 0 | 0 | 1000 | 59 | 8 | 8 | 3798.6252 | 0 | 3798.6252 | 4063.8702 | 585.0096 | 0.75 | UTGS
2965 | COM | UTFS | 5000 | 272 | 0.25 | F | SL0004020670 | No | 1.25 | 147 | [12 empty] | 2 | 107.44 | 3 | 46.22 | 4 | 846.35 | [8 empty] | 0 | 0 | 1000.01 | 147 | 9 | 9 | 10953.4812 | 0 | 10953.4812 | 4221.5052 | 3698.6667 | 1.25 | UTFS
2966 | RES | UTGS | 550 | 760 | 2 | F | SL0004020885 | No | 2 | 6 | 4 | 243 | [10 empty] | 2 | 1000 | [12 empty] | 0 | 0 | 1000 | 249 | 11 | 495 | 19037.966 | 0 | 19037.966 | 65.6787 | 585.0096 | 2 | UTGS
2967 | RES | UTGS | 550 | 760 | 2 | F | SL0004020886 | No | 3 | 152.44 | 4 | 1 | [10 empty] | 4 | 722.39 | 6 | 277.61 | [10 empty] | 0 | 0 | 1000 | 153.44 | 2 | 107 | 11202.1448 | 0 | 11202.1448 | 423.6479 | 585.0096 | 3 | UTGS
2968 | RES | UTGS | 550 | 760 | 2 | F | SL0004020887 | No | 3 | 178 | 4 | 1 | [10 empty] | 4 | 722.39 | 6 | 277.61 | [10 empty] | 0 | 0 | 1000 | 179 | 2 | 107 | 13067.6025 | 0 | 13067.6025 | 423.6479 | 585.0096 | 3 | UTGS
2969 | RES | UTGS | 320 | 760 | 0.25 | F | SL0004021403 | No | 0.75 | 48 | [12 empty] | 1.25 | 142.2 | 2 | 857.8 | [10 empty] | 0 | 0 | 1000 | 48 | 13 | 13 | 3090.4069 | 0 | 3090.4069 | 2508.5001 | 431 | 0.75 | UTGS
2970 | RES | UTGS | 320 | 760 | 0.25 | F | SL0004021646 | No | 0.75 | 22 | [12 empty] | 2 | 1000 | [12 empty] | 0 | 0 | 1000 | 22 | 17 | 17 | 1416.4365 | 0 | 1416.4365 | 1912.4095 | 431 | 0.75 | UTGS
2971 | RES | UTGS | 320 | 460 | 0.25 | F | SL0004021648 | No | 0.75 | 12 | [12 empty] | 2 | 742.54 | 4 | 38 | 6 | 219.46 | [8 empty] | 0 | 0 | 1000 | 12 | 7 | 7 | 772.6017 | 0 | 772.6017 | 5546.1373 | 431 | 0.75 | UTGS
2972 | COM | UTFS | 5550 | 272 | 2 | F | SL0004021737 | No | 2 | 139 | [12 empty] | 4 | 308.73 | 6 | 691.27 | [10 empty] | 0 | 0 | 1000 | 139 | 4 | 4 | 10144.7034 | 0 | 10144.7034 | 13437.0766 | 3698.6667 | 2 | UTFS
2973 | COM | UTGS | 550 | 760 | 2 | F | SL0004021740 | No | 1.25 | 24 | [12 empty] | 2 | 719.81 | 8 | 280.19 | [10 empty] | 0 | 0 | 1000 | 24 | 10 | 24 | 1788.3235 | 0 | 1788.3235 | 1825.5761 | 585.0096 | 1.25 | UTGS
2974 | RES | UTGS | 320 | 760 | 0.25 | F | SL0004021792 | No | 0.75 | 48 | [12 empty] | 2 | 1000 | [12 empty] | 0 | 0 | 1000 | 48 | 10 | 10 | 3090.4069 | 0 | 3090.4069 | 3251.0962 | 431 | 0.75 | UTGS
2975 | RES | UTGS | 320 | 760 | 0.25 | F | SL0004021956 | No | 0.75 | 17 | [12 empty] | 1.25 | 297.92 | 2 | 702.08 | [10 empty] | 0 | 0 | 1000 | 17 | 14 | 14 | 1094.5191 | 0 | 1094.5191 | 2337.1076 | 431 | 0.75 | UTGS
2976 | RES | UTGS | 320 | 760 | 0.25 | F | SL0004022363 | No | 0.75 | 34.69 | [12 empty] | 1.25 | 173.65 | 2 | 826.35 | [10 empty] | 0 | 0 | 1000 | 34.69 | 22 | 27 | 2233.4628 | 0 | 2233.4628 | 1208.6117 | 431 | 0.75 | UTGS
2977 | RES | UTGS | 320 | 760 | 0.25 | F | SL0004022671 | No | 0.75 | 30 | [12 empty] | 2 | 979.08 | 4 | 7.96 | 6 | 2 | 8 | 10.96 | [6 empty] | 0 | 0 | 1000 | 30 | 10 | 10 | 1931.5043 | 0 | 1931.5043 | 3306.5201 | 431 | 0.75 | UTGS
2978 | RES | UTGS | 320 | 760 | 0.25 | F | SL0004022837 | No | 0.75 | 15 | [12 empty] | 2 | 553.85 | 4 | 446.15 | [10 empty] | 0 | 0 | 1000 | 15 | 7 | 7 | 965.7522 | 0 | 965.7522 | 5101.4082 | 431 | 0.75 | UTGS
2979 | RES | UTGS | 1390 | 746 | 2 | F | SL0004023211 | No | 0.75 | 133 | [12 empty] | 1.25 | 153.66 | 2 | 846.34 | [10 empty] | 0 | 0 | 1000 | 133 | 8 | 8 | 8563.0026 | 0 | 8563.0026 | 4077.3155 | 1475.8773 | 0.75 | UTGS
2980 | RES | UTGS | 320 | 760 | 0.25 | F | SL0004023225 | No | 0.75 | 22 | 1.25 | 11 | [10 empty] | 0.75 | 11.06 | 1.25 | 232 | 2 | 93.06 | 4 | 663.88 | [6 empty] | 0 | 0 | 1000 | 33 | 17 | 17 | 2236.0848 | 0 | 2236.0848 | 2206.8951 | 431 | 0.75 | UTGS
2981 | COM | UTGS | 21100 | 275 | 5 | F | SL0004023252 | No | 3 | 626 | 4 | 1 | [10 empty] | 4 | 1000 | [12 empty] | 0 | 0 | 1000 | 627 | 1 | 1 | 45764.2006 | 0 | 45764.2006 | 39680.9617 | 18747.15 | 3 | UTGS
2982 | RES | UTGS | 320 | 760 | 0.25 | F | SL0004023739 | No | 0.75 | 26 | [12 empty] | 2 | 780.81 | 4 | 219.19 | [10 empty] | 0 | 0 | 1000 | 26 | 6 | 6 | 1673.9704 | 0 | 1673.9704 | 5680.4257 | 431 | 0.75 | UTGS
2983 | COM | UTGS | 44350 | 274 | 45 | H | SL0004023742 | No | 3 | 239 | [12 empty] | 4 | 1000 | [12 empty] | 0 | 0 | 1000 | 239 | 4 | 262 | 17443.0512 | 0 | 17443.0512 | 151.4541 | 60371.7529 | 3 | UTGS
2984 | COM | UTGS | 17800 | 275 | 2 | F | SL0004023746 | No | 3 | 238.1 | [12 empty] | 4 | 1000 | [12 empty] | 0 | 0 | 1000 | 238.1 | 4 | 262 | 17377.3661 | 0 | 17377.3661 | 151.4541 | 15242 | 3 | UTGS
2985 | RES | UTGS | 550 | 760 | 2 | F | SL0004023751 | No | 0.75 | 26 | [12 empty] | 1.25 | 49 | 2 | 899 | 4 | 52 | [8 empty] | 0 | 0 | 1000 | 26 | 5 | 43 | 1673.9704 | 0 | 1673.9704 | 765.5372 | 585.0096 | 0.75 | UTGS
2986 | RES | UTGS | 550 | 760 | 2 | F | SL0004023915 | No | 0.75 | 25 | [12 empty] | 2 | 1000 | [12 empty] | 0 | 0 | 1000 | 25 | 11 | 21 | 1609.5869 | 0 | 1609.5869 | 1548.141 | 585.0096 | 0.75 | UTGS
2987 | COM | UTGS | 25600 | 279 | 2 | F | SL0004024909 | No | 2 | 224 | 4 | 1 | 6 | 1 | [8 empty] | 4 | 79.57 | 6 | 920.43 | [10 empty] | 0 | 0 | 1000 | 226 | 1 | 1 | 16477.3625 | 0 | 16477.3625 | 58411.7122 | 22191.6 | 2 | UTGS
2988 | COM | UTTSM | 232286 | 112 | 45 | H | SL0004024980 | No | 4 | 103 | [12 empty] | 2 | 228.38 | 4 | 771.62 | [10 empty] | 0 | 0 | 1000 | 103 | 2 | 2 | 7883.9782 | 0 | 7883.9782 | 19021.7386 | 226394.0733 | 4 | UTTSM
2989 | RES | UTGS | 550 | 760 | 2 | F | SL0004025118 | No | 0.75 | 39 | [12 empty] | 2 | 1000 | [12 empty] | 0 | 0 | 1000 | 39 | 9 | 51 | 2510.9556 | 0 | 2510.9556 | 637.4698 | 585.0096 | 0.75 | UTGS
2990 | IND | UTTSS | 64550 | 275 | 45 | H | SL0004025328 | No | 4 | 238 | [12 empty] | 4 | 1000 | [12 empty] | 0 | 0 | 1000 | 238 | 2 | 2 | 18217.3477 | 0 | 18217.3477 | 19840.4809 | 113197.0366 | 4 | UTTSS
2991 | COM | UTGS | 550 | 760 | 2 | F | SL0004026567 | No | 1.25 | 175 | [12 empty] | 2 | 219.68 | 4 | 780.32 | [10 empty] | 0 | 0 | 1000 | 175 | 3 | 21 | 13039.8586 | 0 | 13039.8586 | 1814.5646 | 585.0096 | 1.25 | UTGS
2992 | RES | UTGS | 320 | 760 | 0.25 | F | SL0004027208 | No | 0.75 | 41 | [12 empty] | 1.25 | 71 | 2 | 739.77 | 4 | 189.23 | [8 empty] | 0 | 0 | 1000 | 41 | 15 | 16 | 2639.7226 | 0 | 2639.7226 | 2119.8401 | 431 | 0.75 | UTGS
2993 | RES | UTGS | 320 | 760 | 0.25 | F | SL0004028730 | No | 0.75 | 33 | [12 empty] | 2 | 1000 | [12 empty] | 0 | 0 | 1000 | 33 | 10 | 10 | 2124.6548 | 0 | 2124.6548 | 3251.0962 | 431 | 0.75 | UTGS
2994 | COM | UTGS | 21100 | 275 | 5 | F | SL0004028820 | No | 4 | 35 | [12 empty] | 4 | 1000 | [12 empty] | 0 | 0 | 1000 | 35 | 1 | 16 | 2679.0217 | 0 | 2679.0217 | 2480.0601 | 18747.15 | 4 | UTGS
2995 | RES | UTGS | 320 | 760 | 0.25 | F | SL0004028965 | No | 0.75 | 45 | [12 empty] | 2 | 1000 | [12 empty] | 0 | 0 | 1000 | 45 | 12 | 12 | 2897.2565 | 0 | 2897.2565 | 2709.2468 | 431 | 0.75 | UTGS
2996 | COM | UTTSS | 44350 | 274 | 45 | H | SL0004029225 | No | 4 | 323 | [12 empty] | 2 | 109.6 | 4 | 665.51 | 8 | 224.88 | [8 empty] | 0 | 0 | 999.99 | 323 | 6 | 6 | 24723.5433 | 0 | 24723.5433 | 7725.6671 | 60371.7529 | 4 | UTTSS
2997 | IND | UTTSS | 44350 | 274 | 45 | H | SL0004029269 | No | 4 | 523 | 6 | 1 | 8 | 16 | [8 empty] | 8 | 1000 | [12 empty] | 0 | 0 | 1000 | 540 | 1 | 1 | 41390.6085 | 0 | 41390.6085 | 72850.9617 | 60371.7529 | 4 | UTTSS
2998 | RES | UTGS | 320 | 760 | 0.25 | F | SL0004029270 | No | 0.75 | 22 | [12 empty] | 2 | 1000 | [12 empty] | 0 | 0 | 1000 | 22 | 18 | 18 | 1416.4365 | 0 | 1416.4365 | 1806.1645 | 431 | 0.75 | UTGS
2999 | RES | UTGS | 320 | 760 | 0.25 | F | SL0004029674 | No | 0.75 | 56 | [12 empty] | 2 | 1000 | [12 empty] | 0 | 0 | 1000 | 56 | 6 | 6 | 3605.4748 | 0 | 3605.4748 | 5418.4936 | 431 | 0.75 | UTGS
3000 | COM | UTTSS | 17800 | 275 | 2 | F | SL0004029801 | No | 4 | 187 | [12 empty] | 2 | 433 | 4 | 567 | [10 empty] | 0 | 0 | 1000 | 187 | 5 | 5 | 14313.6304 | 0 | 14313.6304 | 7315.2703 | 15242 | 4 | UTTSS
3001 | COM | UTGS | 955 | 759 | 2 | F | SL0004029867 | No | 1.25 | 75 | [12 empty] | 2 | 40 | 4 | 810.82 | 6 | 149.18 | [8 empty] | 0 | 0 | 1000 | 75 | 1 | 18 | 5588.5108 | 0 | 5588.5108 | 2357.2208 | 1475.8773 | 1.25 | UTGS
3002 | RES | UTGS | 320 | 760 | 0.25 | F | SL0004029963 | No | 0.75 | 38 | [12 empty] | 2 | 1000 | [12 empty] | 0 | 0 | 1000 | 38 | 6 | 6 | 2446.5722 | 0 | 2446.5722 | 5418.4936 | 431 | 0.75 | UTGS
3003 | RES | UTGS | 320 | 760 | 0.25 | F | SL0004029967 | No | 0.75 | 17 | [12 empty] | 2 | 950.2 | 3 | 49.8 | [10 empty] | 0 | 0 | 1000 | 17 | 17 | 17 | 1094.5191 | 0 | 1094.5191 | 1875.2646 | 431 | 0.75 | UTGS
3004 | RES | UTGS | 320 | 760 | 0.25 | F | SL0004030491 | No | 0.75 | 24 | [12 empty] | 4 | 1000 | [12 empty] | 0 | 0 | 1000 | 24 | 12 | 12 | 1545.2035 | 0 | 1545.2035 | 3306.7468 | 431 | 0.75 | UTGS
3005 | COM | UTTSS | 5550 | 272 | 2 | F | SL0004030605 | No | 2 | 112 | [12 empty] | 4 | 1000 | [12 empty] | 0 | 0 | 1000 | 112 | 2 | 2 | 8174.1495 | 0 | 8174.1495 | 19840.4809 | 3698.6667 | 2 | UTTSS
3006 | RES | UTGS | 550 | 760 | 2 | F | SL0004030681 | No | 0.75 | 39 | [12 empty] | 2 | 150.67 | 4 | 849.33 | [10 empty] | 0 | 0 | 1000 | 39 | 5 | 14 | 2510.9556 | 0 | 2510.9556 | 2757.1898 | 585.0096 | 0.75 | UTGS
3007 | RES | UTGS | 540 | 759 | 0.25 | F | SL0004030922 | No | 0.75 | 41 | [12 empty] | 2 | 1000 | [12 empty] | 0 | 0 | 1000 | 41 | 7 | 7 | 2639.7226 | 0 | 2639.7226 | 4644.4231 | 585.0096 | 0.75 | UTGS
3008 | RES | UTGS | 1390 | 746 | 2 | F | SL0004031039 | No | 0.75 | 27 | [12 empty] | 0.75 | 205 | 2 | 795 | [10 empty] | 0 | 0 | 1000 | 27 | 5 | 5 | 1738.3539 | 0 | 1738.3539 | 6812.9723 | 1475.8773 | 0.75 | UTGS
3009 | RES | UTGS | 550 | 760 | 2 | F | SL0004031469 | No | 0.75 | 38 | [12 empty] | 2 | 88.85 | 8 | 911.15 | [10 empty] | 0 | 0 | 1000 | 38 | 7 | 14 | 2446.5722 | 0 | 2446.5722 | 4947.6252 | 585.0096 | 0.75 | UTGS
3010 | RES | UTGS | 320 | 760 | 0.25 | F | SL0004031593 | No | 0.75 | 64 | [12 empty] | 2 | 1000 | [12 empty] | 0 | 0 | 1000 | 64 | 3 | 3 | 4120.5426 | 0 | 4120.5426 | 10836.9872 | 431 | 0.75 | UTGS
3011 | COM | UTFS | 5000 | 272 | 0.25 | F | SL0004031681 | No | 1.25 | 92 | [12 empty] | 2 | 49.01 | 4 | 950.99 | [10 empty] | 0 | 0 | 1000 | 92 | 2 | 2 | 6855.24 | 0 | 6855.24 | 19664.78 | 3698.6667 | 1.25 | UTFS
3012 | COM | UTTSS | 11750 | 274 | 2 | F | SL0004032018 | No | 2 | 73 | [12 empty] | 2 | 1000 | [12 empty] | 0 | 0 | 1000 | 73 | 5 | 19 | 5327.7939 | 0 | 5327.7939 | 1711.1032 | 10791.3333 | 2 | UTTSS
3013 | RES | UTGS | 550 | 760 | 2 | F | SL0004032109 | No | 0.75 | 61 | [12 empty] | 2 | 860.49 | 4 | 139.51 | [10 empty] | 0 | 0 | 1000 | 61 | 9 | 54 | 3927.3921 | 0 | 3927.3921 | 620.5787 | 585.0096 | 0.75 | UTGS
3014 | RES | UTGS | 550 | 760 | 2 | F | SL0004032352 | No | 0.75 | 48 | [12 empty] | 2 | 948.22 | 4 | 51.78 | [10 empty] | 0 | 0 | 1000 | 48 | 4 | 24 | 3090.4069 | 0 | 3090.4069 | 1370.0927 | 585.0096 | 0.75 | UTGS
3015 | RES | UTGS | 320 | 760 | 0.25 | F | SL0004032529 | No | 0.75 | 43 | [12 empty] | 2 | 1000 | [12 empty] | 0 | 0 | 1000 | 43 | 5 | 25 | 2768.4895 | 0 | 2768.4895 | 1300.4385 | 431 | 0.75 | UTGS
3016 | RES | UTGS | 320 | 760 | 0.25 | F | SL0004032631 | No | 0.75 | 52 | [12 empty] | 2 | 1000 | [12 empty] | 0 | 0 | 1000 | 52 | 6 | 30 | 3347.9408 | 0 | 3347.9408 | 1083.6987 | 431 | 0.75 | UTGS
3017 | RES | UTGS | 550 | 760 | 2 | F | SL0004033216 | No | 0.75 | 27 | [12 empty] | 2 | 1000 | [12 empty] | 0 | 0 | 1000 | 27 | 9 | 23 | 1738.3539 | 0 | 1738.3539 | 1413.5201 | 585.0096 | 0.75 | UTGS
3018 | RES | UTGS | 550 | 760 | 2 | F | SL0004033482 | No | 1.25 | 5 | [12 empty] | 1.25 | 124.32 | 2 | 875.68 | [10 empty] | 0 | 0 | 1000 | 5 | 7 | 56 | 372.5674 | 0 | 372.5674 | 582.1069 | 585.0096 | 1.25 | UTGS
3019 | RES | UTGS | 550 | 760 | 2 | F | SL0004033562 | No | 0.75 | 28 | [12 empty] | 0.75 | 20.85 | 2 | 979.15 | [10 empty] | 0 | 0 | 1000 | 28 | 9 | 44 | 1802.7374 | 0 | 1802.7374 | 742.4774 | 585.0096 | 0.75 | UTGS
3020 | RES | UTGS | 540 | 759 | 0.25 | F | SL0004033883 | No | 0.75 | 59 | [12 empty] | 2 | 702.44 | 4 | 297.56 | [10 empty] | 0 | 0 | 1000 | 59 | 3 | 3 | 3798.6252 | 0 | 3798.6252 | 11548.1556 | 585.0096 | 0.75 | UTGS
3021 | COM | UTGS | 5550 | 272 | 2 | F | SL0004033892 | No | 0.75 | 2 | [12 empty] | 2 | 132.09 | 4 | 867.91 | [10 empty] | 0 | 0 | 1000 | 2 | 2 | 2 | 128.767 | 0 | 128.767 | 19366.9382 | 3698.6667 | 0.75 | UTGS
3022 | COM | UTGS | 320 | 261 | 0.25 | F | SL0004034223 | No | 0.75 | 83 | [12 empty] | 2 | 1000 | [12 empty] | 0 | 0 | 1000 | 83 | 9 | 10 | 5343.8287 | 0 | 5343.8287 | 3251.0962 | 431 | 0.75 | UTGS
3023 | RES | UTGS | 320 | 760 | 0.25 | F | SL0004034256 | No | 0.75 | 28 | [12 empty] | 2 | 1000 | [12 empty] | 0 | 0 | 1000 | 28 | 6 | 6 | 1802.7374 | 0 | 1802.7374 | 5418.4936 | 431 | 0.75 | UTGS
3024 | COM | UTGS | 21100 | 275 | 5 | F | SL0004034319 | No | 4 | 134 | 6 | 1 | 8 | 3 | [8 empty] | 8 | 1000 | [12 empty] | 0 | 0 | 1000 | 138 | 9 | 16 | 10554.1928 | 0 | 10554.1928 | 4553.1851 | 18747.15 | 4 | UTGS
3025 | RES | UTGS | 320 | 760 | 0.25 | F | SL0004035337 | No | 0.75 | 17 | [12 empty] | 2 | 1000 | [12 empty] | 0 | 0 | 1000 | 17 | 13 | 13 | 1094.5191 | 0 | 1094.5191 | 2500.8432 | 431 | 0.75 | UTGS
3026 | RES | UTGS | 550 | 760 | 2 | F | SL0004035537 | No | 0.75 | 21 | [12 empty] | 2 | 138 | 4 | 862 | [10 empty] | 0 | 0 | 1000 | 21 | 12 | 132 | 1352.053 | 0 | 1352.053 | 293.1174 | 585.0096 | 0.75 | UTGS
3027 | RES | UTGS | 550 | 760 | 2 | F | SL0004035893 | No | 0.75 | 45 | [12 empty] | 2 | 1000 | [12 empty] | 0 | 0 | 1000 | 45 | 3 | 17 | 2897.2565 | 0 | 2897.2565 | 1912.4095 | 585.0096 | 0.75 | UTGS
3028 | COM | UTTSM | 44350 | 274 | 45 | H | SL0004036019 | No | 4 | 81 | 6 | 1 | 8 | 58 | [8 empty] | 4 | 1000 | [12 empty] | 0 | 0 | 1000 | 140 | 8 | 8 | 10986.2465 | 0 | 10986.2465 | 4960.1202 | 60371.7529 | 4 | UTTSM
3029 | RES | UTGS | 320 | 760 | 0.25 | F | SL0004036031 | No | 0.75 | 19 | [12 empty] | 2 | 418.25 | 4 | 581.75 | [10 empty] | 0 | 0 | 1000 | 19 | 7 | 7 | 1223.2861 | 0 | 1223.2861 | 5240.3013 | 431 | 0.75 | UTGS
3030 | RES | UTGS | 550 | 261 | 2 | F | SL0004036158 | No | 0.75 | 60 | [12 empty] | 2 | 1000 | [12 empty] | 0 | 0 | 1000 | 60 | 5 | 21 | 3863.0087 | 0 | 3863.0087 | 1548.141 | 585.0096 | 0.75 | UTGS
3031 | COM | UTGS | 17800 | 275 | 2 | F | SL0004036358 | No | 2 | 14 | [12 empty] | 2 | 654.57 | 4 | 345.43 | [10 empty] | 0 | 0 | 1000 | 14 | 4 | 4 | 1021.7687 | 0 | 1021.7687 | 8746.9237 | 15242 | 2 | UTGS
3032 | RES | UTGS | 320 | 760 | 0.25 | F | SL0004036657 | No | 0.75 | 35 | 1.25 | 3 | [10 empty] | 1.25 | 208.64 | 2 | 791.09 | [10 empty] | 0 | 0 | 999.73 | 38 | 13 | 13 | 2476.9622 | 0 | 2476.9622 | 2511.4024 | 431 | 0.75 | UTGS
3033 | COM | UTTSM | 64550 | 275 | 45 | H | SL0004036788 | No | 4 | 389 | [12 empty] | 4 | 1000 | [12 empty] | 0 | 0 | 1000 | 389 | 1 | 1 | 29775.4129 | 0 | 29775.4129 | 39680.9617 | 113197.0366 | 4 | UTTSM
3034 | RES | UTGS | 320 | 760 | 0.25 | F | SL0004037039 | No | 0.75 | 41 | [12 empty] | 2 | 1000 | [12 empty] | 0 | 0 | 1000 | 41 | 7 | 7 | 2639.7226 | 0 | 2639.7226 | 4644.4231 | 431 | 0.75 | UTGS
3035 | COM | UTGS | 550 | 760 | 2 | F | SL0004037505 | No | 1.25 | 101 | [12 empty] | 1.25 | 182 | 2 | 741.69 | 4 | 76.31 | [8 empty] | 0 | 0 | 1000 | 101 | 5 | 21 | 7525.8613 | 0 | 7525.8613 | 1580.2621 | 585.0096 | 1.25 | UTGS
3036 | RES | UTGS | 320 | 760 | 0.25 | F | SL0004037676 | No | 0.75 | 37 | [12 empty] | 2 | 1000 | [12 empty] | 0 | 0 | 1000 | 37 | 11 | 11 | 2382.1887 | 0 | 2382.1887 | 2955.542 | 431 | 0.75 | UTGS
3037 | RES | UTGS | 550 | 760 | 2 | F | SL0004038395 | No | 1.25 | 41 | 2 | 1 | [10 empty] | 2 | 1000 | [12 empty] | 0 | 0 | 1000 | 42 | 5 | 53 | 3128.0361 | 0 | 3128.0361 | 613.4144 | 585.0096 | 1.25 | UTGS
3038 | RES | UTGS | 320 | 760 | 0.25 | F | SL0004038495 | No | 0.75 | 47 | [12 empty] | 2 | 1000 | [12 empty] | 0 | 0 | 1000 | 47 | 6 | 6 | 3026.0235 | 0 | 3026.0235 | 5418.4936 | 431 | 0.75 | UTGS
3039 | RES | UTGS | 540 | 759 | 0.25 | F | SL0004038629 | No | 0.75 | 25 | [12 empty] | 2 | 1000 | [12 empty] | 0 | 0 | 1000 | 25 | 18 | 18 | 1609.5869 | 0 | 1609.5869 | 1806.1645 | 585.0096 | 0.75 | UTGS
3040 | RES | UTGS | 320 | 760 | 0.25 | F | SL0004038766 | No | 0.75 | 21 | [12 empty] | 2 | 1000 | [12 empty] | 0 | 0 | 1000 | 21 | 14 | 14 | 1352.053 | 0 | 1352.053 | 2322.2116 | 431 | 0.75 | UTGS
3041 | RES | UTGS | 320 | 760 | 0.25 | F | SL0004039051 | No | 0.75 | 119 | [12 empty] | 0.75 | 152.5 | 2 | 847.5 | [10 empty] | 0 | 0 | 1000 | 119 | 10 | 10 | 7661.6339 | 0 | 7661.6339 | 3366.6912 | 431 | 0.75 | UTGS
3042 | RES | UTGS | 540 | 759 | 0.25 | F | SL0004039204 | No | 0.75 | 28 | [12 empty] | 1.25 | 126 | 2 | 874 | [10 empty] | 0 | 0 | 1000 | 28 | 13 | 13 | 1802.7374 | 0 | 1802.7374 | 2507.6278 | 585.0096 | 0.75 | UTGS
3043 | COM | UTTSS | 17800 | 285 | 2 | F | SL0004039864 | No | 4 | 458 | 6 | 1 | 8 | 2 | [8 empty] | 4 | 431 | 6 | 2 | 8 | 567 | [8 empty] | 0 | 0 | 1000 | 461 | 1 | 1 | 35272.664 | 0 | 35272.664 | 58529.0517 | 15242 | 4 | UTTSS
3044 | COM | UTTSS | 9200 | 273 | 5 | F | SL0004040564 | No | 2 | 203 | [12 empty] | 3 | 180.26 | 4 | 819.74 | [10 empty] | 0 | 0 | 1000 | 203 | 3 | 3 | 14815.646 | 0 | 14815.646 | 12034.2669 | 5118 | 2 | UTTSS
3045 | RES | UTGS | 320 | 760 | 0.25 | F | SL0004040619 | No | 0.75 | 19 | [12 empty] | 2 | 1000 | [12 empty] | 0 | 0 | 1000 | 19 | 16 | 16 | 1223.2861 | 0 | 1223.2861 | 2031.9351 | 431 | 0.75 | UTGS
3046 | COM | UTTSS | 9200 | 273 | 5 | F | SL0004040665 | No | 1.25 | 88 | [12 empty] | 1.25 | 242 | 2 | 234.85 | 4 | 523.15 | [8 empty] | 0 | 0 | 1000 | 88 | 15 | 15 | 6557.186 | 0 | 6557.186 | 2428.7565 | 5118 | 1.25 | UTTSS
3047 | RES | UTGS | 17800 | 275 | 2 | F | SL0004040981 | No | 2 | 103 | [12 empty] | 4 | 1000 | [12 empty] | 0 | 0 | 1000 | 103 | 3 | 3 | 7517.2982 | 0 | 7517.2982 | 13226.9872 | 15242 | 2 | UTGS
3048 | COM | UTGS | 17800 | 275 | 2 | F | SL0004041007 | No | 2 | 80 | [12 empty] | 2 | 761 | 3 | 239 | [10 empty] | 0 | 0 | 1000 | 80 | 8 | 43 | 5838.6782 | 0 | 5838.6782 | 685.5917 | 15242 | 2 | UTGS
3049 | RES | UTGS | 550 | 760 | 2 | F | SL0004041119 | No | 0.75 | 59 | [12 empty] | 1.25 | 53 | 4 | 947 | [10 empty] | 0 | 0 | 1000 | 59 | 6 | 68 | 3798.6252 | 0 | 3798.6252 | 578.5008 | 585.0096 | 0.75 | UTGS
3050 | RES | UTGS | 320 | 760 | 0.25 | F | SL0004042454 | No | 0.75 | 25 | [12 empty] | 2 | 1000 | [12 empty] | 0 | 0 | 1000 | 25 | 8 | 8 | 1609.5869 | 0 | 1609.5869 | 4063.8702 | 431 | 0.75 | UTGS
3051 | RES | UTGS | 550 | 760 | 2 | F | SL0004042506 | No | 0.75 | 7 | [12 empty] | 2 | 712.6 | 4 | 287.4 | [10 empty] | 0 | 0 | 1000 | 7 | 3 | 12 | 450.6843 | 0 | 450.6843 | 2880.9683 | 585.0096 | 0.75 | UTGS
3052 | RES | UTGS | 320 | 760 | 0.25 | F | SL0004042560 | No | 0.75 | 26 | [12 empty] | 2 | 768.53 | 4 | 231.47 | [10 empty] | 0 | 0 | 1000 | 26 | 15 | 15 | 1673.9704 | 0 | 1673.9704 | 2278.0401 | 431 | 0.75 | UTGS
3053 | RES | UTGS | 550 | 760 | 2 | F | SL0004042724 | No | 0.75 | 62 | [12 empty] | 2 | 1000 | [12 empty] | 0 | 0 | 1000 | 62 | 6 | 31 | 3991.7756 | 0 | 3991.7756 | 1048.7407 | 585.0096 | 0.75 | UTGS
3054 | RES | UTGS | 550 | 718 | 2 | F | SL0004042791 | No | 1.25 | 14 | [12 empty] | 2 | 1000 | [12 empty] | 0 | 0 | 1000 | 14 | 3 | 85 | 1043.1887 | 0 | 1043.1887 | 382.4819 | 585.0096 | 1.25 | UTGS
3055 | RES | UTGS | 550 | 718 | 2 | F | SL0004042794 | No | 1.25 | 69 | [12 empty] | 2 | 1000 | [12 empty] | 0 | 0 | 1000 | 69 | 2 | 58 | 5141.43 | 0 | 5141.43 | 560.5338 | 585.0096 | 1.25 | UTGS
3056 | RES | UTGS | 320 | 760 | 0.25 | F | SL0004042824 | No | 0.75 | 17 | [12 empty] | 0.75 | 83.36 | 1.25 | 89.31 | 2 | 827.33 | [8 empty] | 0 | 0 | 1000 | 17 | 5 | 20 | 1094.5191 | 0 | 1094.5191 | 1660.2674 | 431 | 0.75 | UTGS
3057 | RES | UTGS | 320 | 760 | 0.25 | F | SL0004043274 | No | 0.75 | 26 | [12 empty] | 2 | 1000 | [12 empty] | 0 | 0 | 1000 | 26 | 18 | 18 | 1673.9704 | 0 | 1673.9704 | 1806.1645 | 431 | 0.75 | UTGS
3058 | RES | UTGS | 320 | 127 | 0.25 | F | SL0004043319 | No | 0.75 | 4 | [12 empty] | 2 | 1000 | [12 empty] | 0 | 0 | 1000 | 4 | 8 | 30 | 257.5339 | 0 | 257.5339 | 1083.6987 | 431 | 0.75 | UTGS
3059 | COM | UTTSS | 11750 | 274 | 2 | F | SL0004043457 | No | 4 | 14 | [12 empty] | 4 | 1000 | [12 empty] | 0 | 0 | 1000 | 14 | 3 | 3 | 1071.6087 | 0 | 1071.6087 | 13226.9872 | 10791.3333 | 4 | UTTSS
3060 | RES | UTGS | 540 | 759 | 0.25 | F | SL0004043753 | No | 0.75 | 21 | [12 empty] | 1.25 | 388.94 | 2 | 611.06 | [10 empty] | 0 | 0 | 1000 | 21 | 8 | 8 | 1352.053 | 0 | 1352.053 | 4097.9025 | 585.0096 | 0.75 | UTGS
3061 | RES | UTGS | 550 | 760 | 2 | F | SL0004044195 | No | 1.25 | 119 | [12 empty] | 1.25 | 106 | 2 | 894 | [10 empty] | 0 | 0 | 1000 | 119 | 15 | 40 | 8867.1039 | 0 | 8867.1039 | 814.629 | 585.0096 | 1.25 | UTGS
3062 | COM | UTTSM | 64550 | 285 | 45 | H | SL0004044218 | No | 4 | 361 | [12 empty] | 4 | 1000 | [12 empty] | 0 | 0 | 1000 | 361 | 1 | 1 | 27632.1955 | 0 | 27632.1955 | 39680.9617 | 113197.0366 | 4 | UTTSM
3063 | RES | UTGS | 540 | 759 | 0.25 | F | SL0004044852 | No | 0.75 | 85 | [12 empty] | 0.75 | 249.03 | 2 | 750.97 | [10 empty] | 0 | 0 | 1000 | 85 | 7 | 7 | 5472.5956 | 0 | 5472.5956 | 4914.087 | 585.0096 | 0.75 | UTGS
3064 | COM | UTGS | 44350 | 274 | 45 | H | SL0004044915 | No | 4 | 20 | [12 empty] | 4 | 1000 | [12 empty] | 0 | 0 | 1000 | 20 | 1 | 10 | 1530.8696 | 0 | 1530.8696 | 3968.0962 | 60371.7529 | 4 | UTGS
3065 | RES | UTGS | 540 | 759 | 0.25 | F | SL0004045747 | No | 0.75 | 60 | [12 empty] | 1.25 | 249 | 2 | 751 | [10 empty] | 0 | 0 | 1000 | 60 | 10 | 10 | 3863.0087 | 0 | 3863.0087 | 3268.5262 | 585.0096 | 0.75 | UTGS
3066 | RES | UTGS | 550 | 760 | 2 | F | SL0004045791 | No | 0.75 | 21 | [12 empty] | 0.75 | 39 | 1.25 | 87.19 | 2 | 873.81 | [8 empty] | 0 | 0 | 1000 | 21 | 8 | 41 | 1352.053 | 0 | 1352.053 | 801.6491 | 585.0096 | 0.75 | UTGS
3067 | RES | UTGS | 320 | 760 | 0.25 | F | SL0004048411 | No | 0.75 | 37 | [12 empty] | 2 | 979.7 | 4 | 20.3 | [10 empty] | 0 | 0 | 1000 | 37 | 9 | 39 | 2382.1887 | 0 | 2382.1887 | 837.3465 | 431 | 0.75 | UTGS
3068 | RES | UTGS | 550 | 460 | 2 | F | SL0004048796 | No | 0.75 | 66 | [12 empty] | 2 | 1000 | [12 empty] | 0 | 0 | 1000 | 66 | 9 | 97 | 4249.3095 | 0 | 4249.3095 | 335.1646 | 585.0096 | 0.75 | UTGS
3069 | RES | UTGS | 550 | 760 | 2 | F | SL0004048797 | No | 0.75 | 70 | [12 empty] | 2 | 1000 | [12 empty] | 0 | 0 | 1000 | 70 | 11 | 121 | 4506.8434 | 0 | 4506.8434 | 268.6856 | 585.0096 | 0.75 | UTGS
3070 | IND | UTTSM | 92750 | 279 | 45 | H | SL0004048811 | No | 4 | 179 | [12 empty] | 2 | 140.99 | 4 | 399.74 | 6 | 459.26 | [8 empty] | 0 | 0 | 999.99 | 179 | 5 | 6 | 13701.2825 | 0 | 13701.2825 | 8002.6013 | 113197.0366 | 4 | UTTSM
3071 | RES | UTGS | 550 | 760 | 2 | F | SL0004048844 | No | 0.75 | 78 | [12 empty] | 2 | 1000 | [12 empty] | 0 | 0 | 1000 | 78 | 7 | 84 | 5021.9113 | 0 | 5021.9113 | 387.0353 | 585.0096 | 0.75 | UTGS
3072 | COM | UTGS | 21100 | 275 | 5 | F | SL0004049110 | No | 4 | 195 | [12 empty] | 6 | 1000 | [12 empty] | 0 | 0 | 1000 | 195 | 1 | 1 | 14925.9782 | 0 | 14925.9782 | 60030.9617 | 18747.15 | 4 | UTGS
3073 | COM | UTTSM | 64550 | 275 | 45 | H | SL0004049289 | No | 4 | 193 | 6 | 1 | 8 | 2 | [8 empty] | 8 | 1000 | [12 empty] | 0 | 0 | 1000 | 196 | 1 | 1 | 14988.6424 | 0 | 14988.6424 | 72850.9617 | 113197.0366 | 4 | UTTSM
3074 | RES | UTGS | 320 | 760 | 0.25 | F | SL0004049675 | No | 0.75 | 22 | [12 empty] | 2 | 1000 | [12 empty] | 0 | 0 | 1000 | 22 | 8 | 8 | 1416.4365 | 0 | 1416.4365 | 4063.8702 | 431 | 0.75 | UTGS
3075 | RES | UTGS | 550 | 760 | 2 | F | SL0004049801 | No | 0.75 | 57 | [12 empty] | 2 | 799 | 3 | 201 | [10 empty] | 0 | 0 | 1000 | 57 | 16 | 21 | 3669.8582 | 0 | 3669.8582 | 1426.7753 | 585.0096 | 0.75 | UTGS
3076 | COM | UTTSM | 5550 | 272 | 2 | F | SL0004049986 | No | 1.25 | 54 | [12 empty] | 1.25 | 269.65 | 2 | 275.84 | 4 | 454.52 | [8 empty] | 0 | 0 | 1000.01 | 54 | 5 | 13 | 4023.7278 | 0 | 4023.7278 | 2766.0731 | 3698.6667 | 1.25 | UTTSM
3077 | RES | UTGS | 320 | 760 | 0.25 | F | SL0004050765 | No | 0.75 | 86 | [12 empty] | 2 | 1000 | [12 empty] | 0 | 0 | 1000 | 86 | 8 | 8 | 5536.9791 | 0 | 5536.9791 | 4063.8702 | 431 | 0.75 | UTGS
3078 | COM | UTGS | 550 | 760 | 2 | F | SL0004050836 | No | 1.25 | 26 | [12 empty] | 2 | 1000 | [12 empty] | 0 | 0 | 1000 | 26 | 8 | 27 | 1937.3504 | 0 | 1937.3504 | 1204.1097 | 585.0096 | 1.25 | UTGS
3079 | RES | UTGS | 1847 | 751 | 2 | F | SL0004051163 | No | 0.75 | 54 | [12 empty] | 2 | 1000 | [12 empty] | 0 | 0 | 1000 | 54 | 10 | 10 | 3476.7078 | 0 | 3476.7078 | 3251.0962 | 2169 | 0.75 | UTGS
3080 | COM | UTGS | 21100 | 275 | 5 | F | SL0004051377 | No | 2 | 182 | [12 empty] | 2 | 82.04 | 4 | 917.96 | [10 empty] | 0 | 0 | 1000 | 182 | 10 | 14 | 13282.993 | 0 | 13282.993 | 2792.3382 | 18747.15 | 2 | UTGS
3081 | COM | UTFS | 4000 | 271 | 5 | F | SL0004051434 | No | 1.25 | 23 | [12 empty] | 2 | 938 | 4 | 62 | [10 empty] | 0 | 0 | 1000 | 23 | 5 | 9 | 1713.81 | 0 | 1713.81 | 3661.7224 | 2145.6667 | 1.25 | UTFS
3082 | RES | UTGS | 320 | 760 | 0.25 | F | SL0004051620 | No | 0.75 | 37 | [12 empty] | 2 | 1000 | [12 empty] | 0 | 0 | 1000 | 37 | 7 | 7 | 2382.1887 | 0 | 2382.1887 | 4644.4231 | 431 | 0.75 | UTGS
3083 | RES | UTGS | 540 | 759 | 0.25 | F | SL0004051759 | No | 0.75 | 25 | [12 empty] | 2 | 1000 | [12 empty] | 0 | 0 | 1000 | 25 | 12 | 12 | 1609.5869 | 0 | 1609.5869 | 2709.2468 | 585.0096 | 0.75 | UTGS
3084 | RES | UTGS | 320 | 760 | 0.25 | F | SL0004052004 | No | 0.75 | 22 | [12 empty] | 2 | 1000 | [12 empty] | 0 | 0 | 1000 | 22 | 17 | 17 | 1416.4365 | 0 | 1416.4365 | 1912.4095 | 431 | 0.75 | UTGS
3085 | RES | UTGS | 550 | 760 | 2 | F | SL0004052257 | No | 0.75 | 39 | [12 empty] | 2 | 763.92 | 4 | 236.08 | [10 empty] | 0 | 0 | 1000 | 39 | 10 | 25 | 2510.9556 | 0 | 2510.9556 | 1368.1462 | 585.0096 | 0.75 | UTGS
3086 | COM | UTGS | 64550 | 275 | 45 | H | SL0004052478 | No | 4 | 180 | [12 empty] | 4 | 999.86 | [12 empty] | 0 | 0 | 999.86 | 180 | 3 | 3 | 13777.826 | 0 | 13777.826 | 13225.1355 | 113197.0366 | 4 | UTGS
3087 | RES | UTGS | 550 | 760 | 2 | F | SL0004052960 | No | 0.75 | 41 | 1.25 | 284 | [10 empty] | 2 | 1000 | [12 empty] | 0 | 0 | 1000 | 325 | 4 | 135 | 23801.5503 | 0 | 23801.5503 | 240.8219 | 585.0096 | 0.75 | UTGS
3088 | RES | UTGS | 320 | 760 | 0.25 | F | SL0004053027 | No | 0.75 | 51 | [12 empty] | 2 | 1000 | [12 empty] | 0 | 0 | 1000 | 51 | 6 | 6 | 3283.5574 | 0 | 3283.5574 | 5418.4936 | 431 | 0.75 | UTGS
3089 | RES | UTGS | 17800 | 275 | 2 | F | SL0004053150 | No | 2 | 16 | [12 empty] | 2 | 962.93 | 4 | 37.07 | [10 empty] | 0 | 0 | 1000 | 16 | 6 | 28 | 1167.7356 | 0 | 1167.7356 | 1170.5983 | 15242 | 2 | UTGS
3090 | COM | UTGS | 44350 | 274 | 45 | H | SL0004053822 | No | 4 | 306 | [12 empty] | 1.25 | 266 | 2 | 12.5 | 4 | 721.5 | [8 empty] | 0 | 0 | 1000 | 306 | 9 | 12 | 23422.3042 | 0 | 23422.3042 | 3155.8597 | 60371.7529 | 4 | UTGS
3091 | RES | UTGS | 320 | 760 | 0.25 | F | SL0004053868 | No | 0.75 | 184 | [12 empty] | 2 | 130.92 | 4 | 869.08 | [10 empty] | 0 | 0 | 1000 | 184 | 2 | 2 | 11846.5599 | 0 | 11846.5599 | 19371.1327 | 431 | 0.75 | UTGS
3092 | RES | UTGS | 320 | 760 | 0.25 | F | SL0004054031 | No | 0.75 | 41 | [12 empty] | 2 | 1000 | [12 empty] | 0 | 0 | 1000 | 41 | 12 | 12 | 2639.7226 | 0 | 2639.7226 | 2709.2468 | 431 | 0.75 | UTGS
3093 | RES | UTGS | 21100 | 275 | 5 | F | SL0004054747 | No | 4 | 515 | 6 | 1 | [10 empty] | 6 | 1000 | [12 empty] | 0 | 0 | 1000 | 516 | 1 | 1 | 39472.4111 | 0 | 39472.4111 | 60030.9617 | 18747.15 | 4 | UTGS
3094 | RES | UTGS | 955 | 759 | 2 | F | SL0004054818 | No | 0.75 | 135 | [12 empty] | 2 | 1000 | [12 empty] | 0 | 0 | 1000 | 135 | 6 | 6 | 8691.7695 | 0 | 8691.7695 | 5418.4936 | 1475.8773 | 0.75 | UTGS
3095 | RES | UTGS | 320 | 760 | 0.25 | F | SL0004054866 | No | 0.75 | 54 | [12 empty] | 2 | 1000 | [12 empty] | 0 | 0 | 1000 | 54 | 6 | 6 | 3476.7078 | 0 | 3476.7078 | 5418.4936 | 431 | 0.75 | UTGS
3096 | RES | UTGS | 550 | 760 | 2 | F | SL0004055235 | No | 2 | 98 | [12 empty] | 2 | 114 | 4 | 886 | [10 empty] | 0 | 0 | 1000 | 98 | 8 | 212 | 7152.3808 | 0 | 7152.3808 | 183.3188 | 585.0096 | 2 | UTGS
3097 | RES | UTGS | 550 | 760 | 2 | F | SL0004055242 | No | 2 | 67.22 | [12 empty] | 4 | 1000 | [12 empty] | 0 | 0 | 1000 | 67.22 | 7 | 211 | 4905.9494 | 0 | 4905.9494 | 188.0614 | 585.0096 | 2 | UTGS
3098 | COM | UTFS | 7800 | 273 | 2 | F | SL0004055376 | No | 2 | 193 | [12 empty] | 2 | 103.78 | 4 | 769.93 | 6 | 126.3 | [8 empty] | 0 | 0 | 1000.01 | 193 | 8 | 10 | 14085.8112 | 0 | 14085.8112 | 4150.7461 | 5118 | 2 | UTFS
3099 | RES | UTGS | 550 | 760 | 2 | F | SL0004055655 | No | 0.75 | 29 | [12 empty] | 2 | 228.8 | 4 | 771.2 | [10 empty] | 0 | 0 | 1000 | 29 | 6 | 50 | 1867.1209 | 0 | 1867.1209 | 760.8093 | 585.0096 | 0.75 | UTGS
3100 | RES | UTGS | 550 | 760 | 2 | F | SL0004056605 | No | 0.75 | 37 | [12 empty] | 2 | 1000 | [12 empty] | 0 | 0 | 1000 | 37 | 9 | 25 | 2382.1887 | 0 | 2382.1887 | 1300.4385 | 585.0096 | 0.75 | UTGS
3101 | COM | UTGS | 44350 | 274 | 45 | H | SL0004056833 | No | 4 | 31 | [12 empty] | 4 | 1000 | [12 empty] | 0 | 0 | 1000 | 31 | 1 | 1 | 2372.8478 | 0 | 2372.8478 | 39680.9617 | 60371.7529 | 4 | UTGS
3102 | RES | UTGS | 320 | 760 | 0.25 | F | SL0004057033 | No | 0.75 | 24 | [12 empty] | 2 | 963.22 | 4 | 1 | 6 | 35.78 | [8 empty] | 0 | 0 | 1000 | 24 | 20 | 20 | 1545.2035 | 0 | 1545.2035 | 1675.1399 | 431 | 0.75 | UTGS
3103 | RES | UTGS | 500 | 220 | 0.25 | F | SL0004057417 | No | 0.75 | 116 | [12 empty] | 0.75 | 43 | 2 | 957 | [10 empty] | 0 | 0 | 1000 | 116 | 3 | 3 | 7468.4834 | 0 | 7468.4834 | 10945.6339 | 585.0096 | 0.75 | UTGS
3104 | RES | UTGS | 320 | 760 | 0.25 | F | SL0004058222 | No | 0.75 | 31 | [12 empty] | 2 | 950.03 | 6 | 49.97 | [10 empty] | 0 | 0 | 1000 | 31 | 7 | 7 | 1995.8878 | 0 | 1995.8878 | 4840.8766 | 431 | 0.75 | UTGS
3105 | RES | UTGS | 550 | 760 | 2 | F | SL0004058694 | No | 1.25 | 54 | [12 empty] | 0.75 | 52.03 | 2 | 468.03 | 6 | 479.93 | [8 empty] | 0 | 0 | 999.99 | 54 | 12 | 82 | 4023.7278 | 0 | 4023.7278 | 562.35 | 585.0096 | 1.25 | UTGS
3106 | COM | UTFS | 3300 | 271 | 2 | F | SL0004058737 | No | 1.25 | 52 | [12 empty] | 4 | 7.85 | 6 | 1 | 8 | 991.15 | [8 empty] | 0 | 0 | 1000 | 52 | 2 | 2 | 3874.7008 | 0 | 3874.7008 | 36288.8786 | 2145.6667 | 1.25 | UTFS
3107 | RES | UTGS | 320 | 760 | 0.25 | F | SL0004059051 | No | 0.75 | 15 | [12 empty] | 2 | 1000 | [12 empty] | 0 | 0 | 1000 | 15 | 12 | 46 | 965.7522 | 0 | 965.7522 | 706.76 | 431 | 0.75 | UTGS
3108 | COM | UTGS | 44350 | 274 | 45 | H | SL0004059666 | No | 4 | 281 | [12 empty] | 2 | 255.95 | 4 | 744.05 | [10 empty] | 0 | 0 | 1000 | 281 | 11 | 12 | 21508.7173 | 0 | 21508.7173 | 3153.8167 | 60371.7529 | 4 | UTGS
3109 | IND | UTTSS | 14500 | 274 | 5 | F | SL0004060117 | No | 2 | 8 | 4 | 44.04 | [10 empty] | 6 | 1000 | [12 empty] | 0 | 0 | 1000 | 52.04 | 2 | 2 | 3954.8426 | 0 | 3954.8426 | 30015.4809 | 10791.3333 | 2 | UTTSS
3110 | COM | UTGS | 21100 | 275 | 5 | F | SL0004060994 | No | 2 | 53 | [12 empty] | 4 | 1000 | [12 empty] | 0 | 0 | 1000 | 53 | 2 | 5 | 3868.1243 | 0 | 3868.1243 | 7936.1923 | 18747.15 | 2 | UTGS
3111 | RES | UTGS | 550 | 760 | 2 | F | SL0004061260 | No | 0.75 | 14 | [12 empty] | 2 | 892.03 | 4 | 107.97 | [10 empty] | 0 | 0 | 1000 | 14 | 7 | 27 | 901.3687 | 0 | 901.3687 | 1232.7817 | 585.0096 | 0.75 | UTGS
3112 | COM | UTTSS | 7800 | 273 | 2 | F | SL0004062001 | No | 2 | 267 | [12 empty] | 2 | 125.8 | 3 | 113.77 | 4 | 760.43 | [8 empty] | 0 | 0 | 1000 | 267 | 6 | 10 | 19486.5886 | 0 | 19486.5886 | 3652.0641 | 5118 | 2 | UTTSS
3113 | RES | UTGS | 540 | 759 | 0.25 | F | SL0004062717 | No | 0.75 | 34 | [12 empty] | 2 | 1000 | [12 empty] | 0 | 0 | 1000 | 34 | 17 | 17 | 2189.0382 | 0 | 2189.0382 | 1912.4095 | 585.0096 | 0.75 | UTGS
3114 | RES | UTGS | 320 | 760 | 0.25 | F | SL0004062904 | No | 0.75 | 13 | [12 empty] | 2 | 217.62 | 8 | 782.38 | [10 empty] | 0 | 0 | 1000 | 13 | 7 | 52 | 836.9852 | 0 | 836.9852 | 1232.1571 | 431 | 0.75 | UTGS
3115 | RES | UTGS | 550 | 760 | 2 | F | SL0004063015 | No | 1.25 | 56 | [12 empty] | 2 | 1000 | [12 empty] | 0 | 0 | 1000 | 56 | 6 | 73 | 4172.7548 | 0 | 4172.7548 | 445.3556 | 585.0096 | 1.25 | UTGS
3116 | RES | UTGS | 320 | 760 | 0.25 | F | SL0004063648 | No | 0.75 | 22 | [12 empty] | 2 | 1000 | [12 empty] | 0 | 0 | 1000 | 22 | 9 | 9 | 1416.4365 | 0 | 1416.4365 | 3612.3291 | 431 | 0.75 | UTGS
3117 | IND | UTTSM | 92750 | 279 | 45 | H | SL0004063743 | No | 4 | 244 | [12 empty] | 4 | 1000 | [12 empty] | 0 | 0 | 1000 | 244 | 2 | 2 | 18676.6086 | 0 | 18676.6086 | 19840.4809 | 113197.0366 | 4 | UTTSM
3118 | RES | UTGS | 320 | 760 | 0.25 | F | SL0004063893 | No | 0.75 | 35 | [12 empty] | 2 | 913.27 | 4 | 86.73 | [10 empty] | 0 | 0 | 1000 | 35 | 8 | 13 | 2253.4217 | 0 | 2253.4217 | 2548.6781 | 431 | 0.75 | UTGS
3119 | RES | UTGS | 550 | 760 | 2 | F | SL0004064145 | No | 1.25 | 33 | [12 empty] | 2 | 1000 | [12 empty] | 0 | 0 | 1000 | 33 | 5 | 24 | 2458.9448 | 0 | 2458.9448 | 1354.6234 | 585.0096 | 1.25 | UTGS
3120 | RES | UTGS | 955 | 759 | 2 | F | SL0004064196 | No | 0.75 | 40 | [12 empty] | 2 | 871.73 | 4 | 128.27 | [10 empty] | 0 | 0 | 1000 | 40 | 5 | 5 | 2575.3391 | 0 | 2575.3391 | 6686.1315 | 1475.8773 | 0.75 | UTGS
3121 | RES | UTGS | 540 | 759 | 0.25 | F | SL0004064217 | No | 0.75 | 153 | [12 empty] | 2 | 670.69 | 4 | 329.31 | [10 empty] | 0 | 0 | 1000 | 153 | 4 | 5 | 9850.6721 | 0 | 9850.6721 | 6974.4229 | 585.0096 | 0.75 | UTGS
3122 | RES | UTGS | 540 | 759 | 0.25 | F | SL0004064401 | No | 0.75 | 23 | [12 empty] | 1.25 | 291.09 | 2 | 708.91 | [10 empty] | 0 | 0 | 1000 | 23 | 8 | 8 | 1480.82 | 0 | 1480.82 | 4089.3406 | 585.0096 | 0.75 | UTGS
3123 | RES | UTGS | 955 | 759 | 2 | F | SL0004064435 | No | 0.75 | 259 | [12 empty] | 4 | 143.36 | 6 | 856.64 | [10 empty] | 0 | 0 | 1000 | 259 | 3 | 3 | 16675.3208 | 0 | 16675.3208 | 19037.8619 | 1475.8773 | 0.75 | UTGS
3124 | COM | UTTSM | 232286 | 112 | 45 | H | SL0004064524 | No | 6 | 110 | [12 empty] | 4 | 224.4 | 6 | 284.4 | 8 | 491.19 | [8 empty] | 0 | 0 | 999.99 | 110 | 2 | 2 | 5777.2 | 0 | 5777.2 | 30880.4386 | 226394.0733 | 6 | UTTSM
3125 | RES | UTGS | 320 | 760 | 0.25 | F | SL0004064975 | No | 0.75 | 27 | [12 empty] | 2 | 1000 | [12 empty] | 0 | 0 | 1000 | 27 | 20 | 20 | 1738.3539 | 0 | 1738.3539 | 1625.5481 | 431 | 0.75 | UTGS
3126 | RES | UTGS | 320 | 760 | 0.25 | F | SL0004065003 | No | 0.75 | 30 | [12 empty] | 2 | 1000 | [12 empty] | 0 | 0 | 1000 | 30 | 14 | 14 | 1931.5043 | 0 | 1931.5043 | 2322.2116 | 431 | 0.75 | UTGS
3127 | RES | UTGS | 320 | 760 | 0.25 | F | SL0004065211 | No | 0.75 | 26 | [12 empty] | 2 | 743.33 | 4 | 256.67 | [10 empty] | 0 | 0 | 1000 | 26 | 9 | 9 | 1673.9704 | 0 | 1673.9704 | 3816.8095 | 431 | 0.75 | UTGS
3128 | RES | UTGS | 320 | 760 | 0.25 | F | SL0004065501 | No | 0.75 | 35 | [12 empty] | 2 | 1000 | [12 empty] | 0 | 0 | 1000 | 35 | 9 | 9 | 2253.4217 | 0 | 2253.4217 | 3612.3291 | 431 | 0.75 | UTGS
3129 | RES | UTGS | 550 | 760 | 2 | F | SL0004065631 | No | 1.25 | 354 | [12 empty] | 2 | 594.47 | 6 | 405.53 | [10 empty] | 0 | 0 | 1000 | 354 | 1 | 47 | 26377.7712 | 0 | 26377.7712 | 929.1733 | 585.0096 | 1.25 | UTGS
3130 | RES | UTGS | 44350 | 274 | 45 | H | SL0004066163 | No | 2 | 187.96 | 4 | 225 | [10 empty] | 2 | 185.86 | 6 | 814.14 | [10 empty] | 0 | 0 | 1000 | 412.96 | 4 | 4 | 30940.257 | 0 | 30940.257 | 13729.0236 | 60371.7529 | 2 | UTGS
3131 | RES | UTGS | 550 | 760 | 2 | F | SL0004066331 | No | 0.75 | 35 | [12 empty] | 1.25 | 102 | 2 | 537.06 | 6 | 360.94 | [8 empty] | 0 | 0 | 1000 | 35 | 5 | 18 | 2253.4217 | 0 | 2253.4217 | 2361.9684 | 585.0096 | 0.75 | UTGS
3132 | RES | UTGS | 540 | 759 | 0.25 | F | SL0004067026 | No | 0.75 | 31 | [12 empty] | 2 | 924.64 | 6 | 75.36 | [10 empty] | 0 | 0 | 1000 | 31 | 13 | 13 | 1995.8878 | 0 | 1995.8878 | 2660.3745 | 585.0096 | 0.75 | UTGS
3133 | RES | UTGS | 21100 | 275 | 5 | F | SL0004067048 | No | 2 | 14 | [12 empty] | 2 | 72.46 | 4 | 492.9 | 6 | 434.64 | [8 empty] | 0 | 0 | 1000 | 14 | 4 | 25 | 1021.7687 | 0 | 1021.7687 | 1920.2539 | 18747.15 | 2 | UTGS
3134 | RES | UTGS | 320 | 760 | 0.25 | F | SL0004067291 | No | 0.75 | 24 | [12 empty] | 2 | 1000 | [12 empty] | 0 | 0 | 1000 | 24 | 11 | 11 | 1545.2035 | 0 | 1545.2035 | 2955.542 | 431 | 0.75 | UTGS
3135 | RES | UTGS | 540 | 759 | 0.25 | F | SL0004067921 | No | 0.75 | 26.61 | [12 empty] | 1.25 | 298.29 | 2 | 701.71 | [10 empty] | 0 | 0 | 1000 | 26.61 | 13 | 13 | 1713.2443 | 0 | 1713.2443 | 2516.905 | 585.0096 | 0.75 | UTGS
3136 | COM | UTGS | 21100 | 275 | 5 | F | SL0004068436 | No | 4 | 59 | [12 empty] | 3 | 156.41 | 4 | 843.59 | [10 empty] | 0 | 0 | 1000 | 59 | 6 | 8 | 4516.0652 | 0 | 4516.0652 | 4572.0279 | 18747.15 | 4 | UTGS
3137 | RES | UTGS | 320 | 760 | 0.25 | F | SL0004068607 | No | 0.75 | 36 | [12 empty] | 2 | 1000 | [12 empty] | 0 | 0 | 1000 | 36 | 9 | 10 | 2317.8052 | 0 | 2317.8052 | 3251.0962 | 431 | 0.75 | UTGS
3138 | RES | UTGS | 540 | 759 | 0.25 | F | SL0004068746 | No | 0.75 | 15 | [12 empty] | 2 | 1000 | [12 empty] | 0 | 0 | 1000 | 15 | 17 | 17 | 965.7522 | 0 | 965.7522 | 1912.4095 | 585.0096 | 0.75 | UTGS
3139 | RES | UTGS | 320 | 760 | 0.25 | F | SL0004069330 | No | 0.75 | 34 | [12 empty] | 2 | 1000 | [12 empty] | 0 | 0 | 1000 | 34 | 4 | 4 | 2189.0382 | 0 | 2189.0382 | 8127.7404 | 431 | 0.75 | UTGS
3140 | RES | UTGS | 320 | 760 | 0.25 | F | SL0004070769 | No | 0.75 | 31 | [12 empty] | 1.25 | 101.97 | 2 | 788 | 4 | 109.56 | [8 empty] | 0 | 0 | 999.53 | 31 | 18 | 18 | 1995.8878 | 0 | 1995.8878 | 1852.9225 | 431 | 0.75 | UTGS
3141 | RES | UTGS | 550 | 760 | 2 | F | SL0004071067 | No | 0.75 | 38 | [12 empty] | 1.25 | 223.31 | 2 | 590.19 | 4 | 186.5 | [8 empty] | 0 | 0 | 1000 | 38 | 7 | 22 | 2446.5722 | 0 | 2446.5722 | 1545.6584 | 585.0096 | 0.75 | UTGS
3142 | RES | UTGS | 320 | 760 | 0.25 | F | SL0004071146 | No | 0.75 | 53 | [12 empty] | 2 | 1000 | [12 empty] | 0 | 0 | 1000 | 53 | 14 | 14 | 3412.3243 | 0 | 3412.3243 | 2322.2116 | 431 | 0.75 | UTGS
3143 | IND | UTTSS | 14500 | 274 | 5 | F | SL0004071737 | No | 4 | 304 | [12 empty] | 4 | 1000 | [12 empty] | 0 | 0 | 1000 | 304 | 1 | 7 | 23269.2173 | 0 | 23269.2173 | 5668.7088 | 10791.3333 | 4 | UTTSS
3144 | RES | UTGS | 320 | 760 | 0.25 | F | SL0004072096 | No | 0.75 | 34 | [12 empty] | 2 | 1000 | [12 empty] | 0 | 0 | 1000 | 34 | 13 | 13 | 2189.0382 | 0 | 2189.0382 | 2500.8432 | 431 | 0.75 | UTGS
3145 | RES | UTGS | 21100 | 275 | 5 | F | SL0004072137 | No | 4 | 528 | [12 empty] | 4 | 1000 | [12 empty] | 0 | 0 | 1000 | 528 | 1 | 1 | 40414.9563 | 0 | 40414.9563 | 39680.9617 | 18747.15 | 4 | UTGS
3146 | RES | UTGS | 550 | 760 | 2 | F | SL0004072219 | No | 1.25 | 24 | [12 empty] | 2 | 1000 | [12 empty] | 0 | 0 | 1000 | 24 | 8 | 108 | 1788.3235 | 0 | 1788.3235 | 301.0274 | 585.0096 | 1.25 | UTGS
3147 | RES | UTGS | 550 | 760 | 2 | F | SL0004072277 | No | 0.75 | 54 | [12 empty] | 2 | 1000 | [12 empty] | 0 | 0 | 1000 | 54 | 6 | 30 | 3476.7078 | 0 | 3476.7078 | 1083.6987 | 585.0096 | 0.75 | UTGS
3148 | RES | UTGS | 320 | 760 | 0.25 | F | SL0004072442 | No | 0.75 | 26 | [12 empty] | 2 | 1000 | [12 empty] | 0 | 0 | 1000 | 26 | 10 | 10 | 1673.9704 | 0 | 1673.9704 | 3251.0962 | 431 | 0.75 | UTGS
3149 | COM | UTTSS | 14500 | 274 | 5 | F | SL0004072551 | No | 2 | 342 | 4 | 1 | [10 empty] | 4 | 1000 | [12 empty] | 0 | 0 | 1000 | 343 | 1 | 1 | 25036.8929 | 0 | 25036.8929 | 39680.9617 | 10791.3333 | 2 | UTTSS
3150 | IND | UTTSS | 1980 | 270 | 5 | F | SL0004072870 | No | 6 | 84 | [12 empty] | 6 | 1000 | [12 empty] | 0 | 0 | 1000 | 84 | 1 | 2 | 4411.68 | 0 | 4411.68 | 30015.4809 | 2169 | 6 | UTTSS
3151 | RES | UTGS | 320 | 760 | 0.25 | F | SL0004073115 | No | 0.75 | 40 | [12 empty] | 2 | 1000 | [12 empty] | 0 | 0 | 1000 | 40 | 11 | 11 | 2575.3391 | 0 | 2575.3391 | 2955.542 | 431 | 0.75 | UTGS
3152 | RES | UTGS | 320 | 760 | 0.25 | F | SL0004073162 | No | 0.75 | 31 | [12 empty] | 2 | 1000 | [12 empty] | 0 | 0 | 1000 | 31 | 8 | 8 | 1995.8878 | 0 | 1995.8878 | 4063.8702 | 431 | 0.75 | UTGS
3153 | RES | UTGS | 320 | 760 | 0.25 | F | SL0004073306 | No | 0.75 | 36 | [12 empty] | 2 | 1000 | [12 empty] | 0 | 0 | 1000 | 36 | 12 | 12 | 2317.8052 | 0 | 2317.8052 | 2709.2468 | 431 | 0.75 | UTGS
3154 | RES | UTGS | 550 | 760 | 2 | F | SL0004073348 | No | 0.75 | 21 | [12 empty] | 2 | 1000 | [12 empty] | 0 | 0 | 1000 | 21 | 10 | 49 | 1352.053 | 0 | 1352.053 | 663.489 | 585.0096 | 0.75 | UTGS
3155 | RES | UTGS | 320 | 360 | 0.25 | F | SL0004073418 | No | 0.75 | 45 | [12 empty] | 2 | 1000 | [12 empty] | 0 | 0 | 1000 | 45 | 7 | 7 | 2897.2565 | 0 | 2897.2565 | 4644.4231 | 431 | 0.75 | UTGS
3156 | RES | UTGS | 540 | 759 | 0.25 | F | SL0004073513 | No | 0.75 | 32 | [12 empty] | 2 | 1000 | [12 empty] | 0 | 0 | 1000 | 32 | 11 | 11 | 2060.2713 | 0 | 2060.2713 | 2955.542 | 585.0096 | 0.75 | UTGS
3157 | RES | UTGS | 550 | 760 | 2 | F | SL0004073783 | No | 2 | 178 | [12 empty] | 2 | 599.48 | 4 | 400.52 | [10 empty] | 0 | 0 | 1000 | 178 | 4 | 145 | 12991.0591 | 0 | 12991.0591 | 244.0186 | 585.0096 | 2 | UTGS
3158 | RES | UTGS | 320 | 260 | 0.25 | F | SL0004074107 | No | 0.75 | 40 | [12 empty] | 2 | 1000 | [12 empty] | 0 | 0 | 1000 | 40 | 12 | 12 | 2575.3391 | 0 | 2575.3391 | 2709.2468 | 431 | 0.75 | UTGS
3159 | RES | UTGS | 550 | 760 | 2 | F | SL0004074936 | No | 1.25 | 24 | [12 empty] | 2 | 1000 | [12 empty] | 0 | 0 | 1000 | 24 | 8 | 29 | 1788.3235 | 0 | 1788.3235 | 1121.0676 | 585.0096 | 1.25 | UTGS
3160 | RES | UTGS | 550 | 760 | 2 | F | SL0004075056 | No | 0.75 | 9 | [12 empty] | 2 | 1000 | [12 empty] | 0 | 0 | 1000 | 9 | 13 | 65 | 579.4513 | 0 | 579.4513 | 500.1686 | 585.0096 | 0.75 | UTGS
3161 | COM | UTGS | 92750 | 279 | 45 | H | SL0004075297 | No | 4 | 301 | [12 empty] | 2 | 127.66 | 3 | 136.06 | 4 | 736.28 | [8 empty] | 0 | 0 | 1000 | 301 | 4 | 5 | 23039.5868 | 0 | 23039.5868 | 7212.9697 | 113197.0366 | 4 | UTGS
3162 | RES | UTGS | 320 | 760 | 0.25 | F | SL0004075413 | No | 0.75 | 32 | [12 empty] | 2 | 365.01 | 4 | 634.99 | [10 empty] | 0 | 0 | 1000 | 32 | 4 | 4 | 2060.2713 | 0 | 2060.2713 | 9265.96 | 431 | 0.75 | UTGS
3163 | RES | UTGS | 550 | 760 | 2 | F | SL0004075528 | No | 0.75 | 31 | [12 empty] | 2 | 1000 | [12 empty] | 0 | 0 | 1000 | 31 | 4 | 16 | 1995.8878 | 0 | 1995.8878 | 2031.9351 | 585.0096 | 0.75 | UTGS
3164 | RES | UTGS | 320 | 760 | 0.25 | F | SL0004076383 | No | 0.75 | 31 | [12 empty] | 2 | 962.97 | 4 | 37.03 | [10 empty] | 0 | 0 | 1000 | 31 | 13 | 13 | 1995.8878 | 0 | 1995.8878 | 2521.2667 | 431 | 0.75 | UTGS
3165 | RES | UTGS | 550 | 760 | 2 | F | SL0004076388 | No | 0.75 | 31 | [12 empty] | 2 | 999.89 | [12 empty] | 0 | 0 | 999.89 | 31 | 17 | 39 | 1995.8878 | 0 | 1995.8878 | 833.5227 | 585.0096 | 0.75 | UTGS
3166 | RES | UTGS | 320 | 760 | 0.25 | F | SL0004076587 | No | 0.75 | 42 | [12 empty] | 2 | 1000 | [12 empty] | 0 | 0 | 1000 | 42 | 7 | 7 | 2704.1061 | 0 | 2704.1061 | 4644.4231 | 431 | 0.75 | UTGS
3167 | RES | UTGS | 320 | 760 | 0.25 | F | SL0004076622 | No | 0.75 | 23 | [12 empty] | 2 | 200.52 | 4 | 799.48 | [10 empty] | 0 | 0 | 1000 | 23 | 6 | 6 | 1480.82 | 0 | 1480.82 | 6373.8722 | 431 | 0.75 | UTGS
3168 | RES | UTGS | 550 | 760 | 2 | F | SL0004077212 | No | 1.25 | 44 | [12 empty] | 2 | 248.43 | 4 | 751.57 | [10 empty] | 0 | 0 | 1000 | 44 | 3 | 16 | 3278.593 | 0 | 3278.593 | 2368.7324 | 585.0096 | 1.25 | UTGS
3169 | RES | UTGS | 320 | 760 | 0.25 | F | SL0004077302 | No | 0.75 | 13 | [12 empty] | 2 | 973.29 | 6 | 26.71 | [10 empty] | 0 | 0 | 1000 | 13 | 8 | 19 | 836.9852 | 0 | 836.9852 | 1749.7906 | 431 | 0.75 | UTGS
3170 | RES | UTGS | 320 | 460 | 0.25 | F | SL0004077337 | No | 1.25 | 48 | [12 empty] | 2 | 1000 | [12 empty] | 0 | 0 | 1000 | 48 | 5 | 22 | 3576.6469 | 0 | 3576.6469 | 1477.771 | 431 | 1.25 | UTGS
3171 | RES | UTGS | 320 | 760 | 0.25 | F | SL0004077599 | No | 0.75 | 46 | [12 empty] | 2 | 1000 | [12 empty] | 0 | 0 | 1000 | 46 | 9 | 9 | 2961.64 | 0 | 2961.64 | 3612.3291 | 431 | 0.75 | UTGS
3172 | RES | UTGS | 320 | 760 | 0.25 | F | SL0004077627 | No | 0.75 | 31 | [12 empty] | 2 | 1000 | [12 empty] | 0 | 0 | 1000 | 31 | 6 | 6 | 1995.8878 | 0 | 1995.8878 | 5418.4936 | 431 | 0.75 | UTGS
3173 | RES | UTGS | 320 | 760 | 0.25 | F | SL0004077634 | No | 0.75 | 63 | [12 empty] | 2 | 1000 | [12 empty] | 0 | 0 | 1000 | 63 | 7 | 7 | 4056.1591 | 0 | 4056.1591 | 4644.4231 | 431 | 0.75 | UTGS
3174 | RES | UTGS | 550 | 760 | 2 | F | SL0004078179 | No | 0.75 | 14 | [12 empty] | 2 | 666.23 | 6 | 333.77 | [10 empty] | 0 | 0 | 1000 | 14 | 8 | 35 | 901.3687 | 0 | 901.3687 | 1191.3232 | 585.0096 | 0.75 | UTGS
3175 | COM | UTGS | 1390 | 346 | 2 | F | SL0004078899 | No | 1.25 | 216 | [12 empty] | 0.75 | 6.75 | 2 | 993.25 | [10 empty] | 0 | 0 | 1000 | 216 | 7 | 7 | 16094.9112 | 0 | 16094.9112 | 4651.7324 | 1475.8773 | 1.25 | UTGS
3176 | COM | UTGS | 28250 | 273 | 45 | H | SL0004079067 | No | 2 | 4 | 4 | 46 | [10 empty] | 2 | 1000 | [12 empty] | 0 | 0 | 1000 | 50 | 9 | 12 | 3812.9339 | 0 | 3812.9339 | 2709.2468 | 52825.2838 | 2 | UTGS
3177 | RES | UTGS | 540 | 759 | 0.25 | F | SL0004080005 | No | 0.75 | 18 | [12 empty] | 2 | 1000 | [12 empty] | 0 | 0 | 1000 | 18 | 7 | 7 | 1158.9026 | 0 | 1158.9026 | 4644.4231 | 585.0096 | 0.75 | UTGS
3178 | RES | UTGS | 17800 | 275 | 2 | F | SL0004080063 | No | 2 | 101 | [12 empty] | 2 | 103 | 4 | 897 | [10 empty] | 0 | 0 | 1000 | 101 | 10 | 33 | 7371.3313 | 0 | 7371.3313 | 1180.0743 | 15242 | 2 | UTGS
3179 | COM | UTTSS | 22000 | 274 | 15 | L | SL0004080167 | No | 2 | 285 | [12 empty] | 2 | 723.81 | 4 | 276.19 | [10 empty] | 0 | 0 | 1000 | 285 | 4 | 8 | 20800.2912 | 0 | 20800.2912 | 4311.4055 | 19488.7267 | 2 | UTTSS
3180 | RES | UTGS | 64550 | 275 | 45 | H | SL0004080614 | No | 4 | 126 | [12 empty] | 2 | 498.76 | 4 | 350 | 6 | 151.24 | [8 empty] | 0 | 0 | 1000 | 126 | 9 | 108 | 9644.4782 | 0 | 9644.4782 | 362.8017 | 113197.0366 | 4 | UTGS
3181 | COM | UTTSS | 64550 | 275 | 45 | H | SL0004080618 | No | 4 | 35 | [12 empty] | 4 | 1000 | [12 empty] | 0 | 0 | 1000 | 35 | 1 | 1 | 2679.0217 | 0 | 2679.0217 | 39680.9617 | 113197.0366 | 4 | UTTSS
3182 | RES | UTGS | 550 | 760 | 2 | F | SL0004081052 | No | 0.75 | 62 | [12 empty] | 2 | 89.38 | 4 | 910.62 | [10 empty] | 0 | 0 | 1000 | 62 | 8 | 37 | 3991.7756 | 0 | 3991.7756 | 1055.138 | 585.0096 | 0.75 | UTGS
3183 | RES | UTGS | 320 | 760 | 0.25 | F | SL0004081096 | No | 0.75 | 28 | [12 empty] | 2 | 1000 | [12 empty] | 0 | 0 | 1000 | 28 | 7 | 7 | 1802.7374 | 0 | 1802.7374 | 4644.4231 | 431 | 0.75 | UTGS
3184 | RES | UTGS | 320 | 760 | 0.25 | F | SL0004081151 | No | 0.75 | 37 | [12 empty] | 2 | 949.78 | 8 | 50.22 | [10 empty] | 0 | 0 | 1000 | 37 | 14 | 14 | 2382.1887 | 0 | 2382.1887 | 2466.9169 | 431 | 0.75 | UTGS
3185 | IND | UTTSS | 92750 | 279 | 45 | H | SL0004081290 | No | 4 | 77 | [12 empty] | 2 | 0.03 | 3 | 58.44 | 4 | 877.47 | 6 | 64.06 | [6 empty] | 0 | 0 | 1000 | 77 | 3 | 6 | 5893.8478 | 0 | 5893.8478 | 6637.3889 | 113197.0366 | 4 | UTTSS
3186 | RES | UTGS | 550 | 760 | 2 | F | SL0004081372 | No | 1.25 | 5 | [12 empty] | 2 | 769.67 | 4 | 230.33 | [10 empty] | 0 | 0 | 1000 | 5 | 5 | 47 | 372.5674 | 0 | 372.5674 | 726.8602 | 585.0096 | 1.25 | UTGS
3187 | RES | UTGS | 320 | 760 | 0.25 | F | SL0004081615 | No | 0.75 | 27 | [12 empty] | 2 | 1000 | [12 empty] | 0 | 0 | 1000 | 27 | 5 | 5 | 1738.3539 | 0 | 1738.3539 | 6502.1923 | 431 | 0.75 | UTGS
3188 | COM | UTGS | 92750 | 279 | 45 | H | SL0004081621 | No | 4 | 16 | 6 | 135 | 8 | 1 | [8 empty] | 8 | 1000 | [12 empty] | 0 | 0 | 1000 | 152 | 1 | 1 | 8396.5112 | 0 | 8396.5112 | 72850.9617 | 113197.0366 | 4 | UTGS
3189 | RES | UTGS | 320 | 760 | 0.25 | F | SL0004081771 | No | 0.75 | 43 | [12 empty] | 2 | 1000 | [12 empty] | 0 | 0 | 1000 | 43 | 14 | 17 | 2768.4895 | 0 | 2768.4895 | 1912.4095 | 431 | 0.75 | UTGS
3190 | RES | UTGS | 320 | 760 | 0.25 | F | SL0004081994 | No | 0.75 | 54 | [12 empty] | 0.75 | 17 | 2 | 983 | [10 empty] | 0 | 0 | 1000 | 54 | 14 | 14 | 3476.7078 | 0 | 3476.7078 | 2331.4158 | 431 | 0.75 | UTGS
3191 | RES | UTGS | 320 | 760 | 0.25 | F | SL0004082026 | No | 0.75 | 22 | [12 empty] | 1.25 | 176 | 2 | 293.62 | 6 | 530.38 | [8 empty] | 0 | 0 | 1000 | 22 | 13 | 15 | 1416.4365 | 0 | 1416.4365 | 3148.6813 | 431 | 0.75 | UTGS
3192 | COM | UTGS | 955 | 759 | 2 | F | SL0004082231 | No | 0.75 | 55 | [12 empty] | 1.25 | 239.29 | 2 | 660.49 | 4 | 100.22 | [8 empty] | 0 | 0 | 1000 | 55 | 8 | 8 | 3541.0913 | 0 | 3541.0913 | 4174.6303 | 1475.8773 | 0.75 | UTGS
3193 | RES | UTGS | 550 | 760 | 2 | F | SL0004082744 | No | 2 | 232 | [12 empty] | 2 | 728.41 | 6 | 63.35 | 8 | 208.24 | [8 empty] | 0 | 0 | 1000 | 232 | 8 | 128 | 16932.1669 | 0 | 16932.1669 | 333.2403 | 585.0096 | 2 | UTGS
3194 | COM | UTGS | 21100 | 275 | 5 | F | SL0004082812 | No | 4 | 197 | 6 | 2 | [10 empty] | 6 | 1000 | [12 empty] | 0 | 0 | 1000 | 199 | 1 | 6 | 15184.1051 | 0 | 15184.1051 | 10005.1603 | 18747.15 | 4 | UTGS
3195 | RES | UTGS | 320 | 760 | 0.25 | F | SL0004082967 | No | 0.75 | 39 | [12 empty] | 2 | 1000 | [12 empty] | 0 | 0 | 1000 | 39 | 9 | 9 | 2510.9556 | 0 | 2510.9556 | 3612.3291 | 431 | 0.75 | UTGS
3196 | COM | UTGS | 17800 | 275 | 2 | F | SL0004083803 | No | 4 | 394 | [12 empty] | 4 | 1000 | [12 empty] | 0 | 0 | 1000 | 394 | 2 | 2 | 30158.1303 | 0 | 30158.1303 | 19840.4809 | 15242 | 4 | UTGS
3197 | RES | UTGS | 550 | 760 | 2 | F | SL0004083971 | No | 1.25 | 20 | [12 empty] | 2 | 752.28 | 4 | 247.72 | [10 empty] | 0 | 0 | 1000 | 20 | 6 | 104 | 1490.2696 | 0 | 1490.2696 | 329.6838 | 585.0096 | 1.25 | UTGS
3198 | COM | UTGS | 44350 | 274 | 45 | H | SL0004084055 | No | 4 | 4 | [12 empty] | 2 | 647.27 | 4 | 352.73 | [10 empty] | 0 | 0 | 1000 | 4 | 3 | 3 | 306.1739 | 0 | 306.1739 | 11680.0119 | 60371.7529 | 4 | UTGS
3199 | RES | UTGS | 630 | 746 | 0.25 | F | SL0004085142 | No | 0.75 | 33 | [12 empty] | 2 | 1000 | [12 empty] | 0 | 0 | 1000 | 33 | 14 | 40 | 2124.6548 | 0 | 2124.6548 | 812.774 | 1348.3333 | 0.75 | UTGS
3200 | RES | UTGS | 550 | 461 | 2 | F | SL0004085165 | No | 0.75 | 19 | [12 empty] | 2 | 1000 | [12 empty] | 0 | 0 | 1000 | 19 | 6 | 48 | 1223.2861 | 0 | 1223.2861 | 677.3117 | 585.0096 | 0.75 | UTGS
3201 | RES | UTGS | 320 | 760 | 0.25 | F | SL0004085311 | No | 0.75 | 20 | [12 empty] | 2 | 1000 | [12 empty] | 0 | 0 | 1000 | 20 | 21 | 21 | 1287.6696 | 0 | 1287.6696 | 1548.141 | 431 | 0.75 | UTGS
3202 | RES | UTGS | 320 | 760 | 0.25 | F | SL0004085520 | No | 0.75 | 23 | [12 empty] | 2 | 1000 | [12 empty] | 0 | 0 | 1000 | 23 | 8 | 8 | 1480.82 | 0 | 1480.82 | 4063.8702 | 431 | 0.75 | UTGS
3203 | RES | UTGS | 550 | 461 | 2 | F | SL0004085848 | No | 0.75 | 49.29 | [12 empty] | 2 | 827.38 | 4 | 172.62 | [10 empty] | 0 | 0 | 1000 | 49.29 | 5 | 20 | 3173.4616 | 0 | 3173.4616 | 1687.4324 | 585.0096 | 0.75 | UTGS
3204 | RES | UTGS | 320 | 760 | 0.25 | F | SL0004086168 | No | 0.75 | 25 | [12 empty] | 2 | 1000 | [12 empty] | 0 | 0 | 1000 | 25 | 15 | 15 | 1609.5869 | 0 | 1609.5869 | 2167.3974 | 431 | 0.75 | UTGS
3205 | IND | UTTSM | 92750 | 279 | 45 | H | SL0004086281 | No | 4 | 69 | [12 empty] | 4 | 986.11 | 6 | 1 | 8 | 12.89 | [8 empty] | 0 | 0 | 1000 | 69 | 4 | 4 | 5281.5 | 0 | 5281.5 | 10032.2183 | 113197.0366 | 4 | UTTSM
3206 | RES | UTGS | 550 | 760 | 2 | F | SL0004086415 | No | 2 | 39 | [12 empty] | 1.25 | 59 | 4 | 941 | [10 empty] | 0 | 0 | 1000 | 39 | 11 | 116 | 2846.3556 | 0 | 2846.3556 | 338.7865 | 585.0096 | 2 | UTGS
3207 | RES | UTGS | 540 | 259 | 0.25 | F | SL0004086771 | No | 0.75 | 53 | [12 empty] | 2 | 1000 | [12 empty] | 0 | 0 | 1000 | 53 | 9 | 9 | 3412.3243 | 0 | 3412.3243 | 3612.3291 | 585.0096 | 0.75 | UTGS
3208 | RES | UTGS | 955 | 759 | 2 | F | SL0004087027 | No | 0.75 | 53 | [12 empty] | 2 | 1000 | [12 empty] | 0 | 0 | 1000 | 53 | 10 | 10 | 3412.3243 | 0 | 3412.3243 | 3251.0962 | 1475.8773 | 0.75 | UTGS
3209 | RES | UTGS | 320 | 260 | 0.25 | F | SL0004087579 | No | 0.75 | 17 | [12 empty] | 2 | 1000 | [12 empty] | 0 | 0 | 1000 | 17 | 10 | 10 | 1094.5191 | 0 | 1094.5191 | 3251.0962 | 431 | 0.75 | UTGS
3210 | COM | UTTSS | 6600 | 272 | 5 | F | SL0004088196 | No | 1.25 | 170 | [12 empty] | 0.75 | 258.26 | 2 | 741.74 | [10 empty] | 0 | 0 | 1000 | 170 | 10 | 10 | 12667.2912 | 0 | 12667.2912 | 3446.8573 | 3698.6667 | 1.25 | UTTSS
3211 | RES | UTGS | 320 | 760 | 0.25 | F | SL0004088244 | No | 0.75 | 19 | [12 empty] | 2 | 1000 | [12 empty] | 0 | 0 | 1000 | 19 | 13 | 13 | 1223.2861 | 0 | 1223.2861 | 2500.8432 | 431 | 0.75 | UTGS
3212 | COM | UTTSS | 21100 | 275 | 5 | F | SL0004088317 | No | 4 | 139 | 6 | 2 | 8 | 2 | [8 empty] | 6 | 26.6 | 8 | 973.4 | [10 empty] | 0 | 0 | 1000 | 143 | 1 | 1 | 10907.8146 | 0 | 10907.8146 | 72509.9497 | 18747.15 | 4 | UTTSS
3213 | RES | UTGS | 320 | 760 | 0.25 | F | SL0004088320 | No | 0.75 | 30 | [12 empty] | 2 | 1000 | [12 empty] | 0 | 0 | 1000 | 30 | 8 | 8 | 1931.5043 | 0 | 1931.5043 | 4063.8702 | 431 | 0.75 | UTGS
3214 | COM | UTGS | 21100 | 275 | 5 | F | SL0004088337 | No | 4 | 417 | [12 empty] | 4 | 1000 | [12 empty] | 0 | 0 | 1000 | 417 | 1 | 1 | 31918.6303 | 0 | 31918.6303 | 39680.9617 | 18747.15 | 4 | UTGS
3215 | RES | UTGS | 320 | 760 | 0.25 | F | SL0004088397 | No | 0.75 | 26 | [12 empty] | 2 | 1000 | [12 empty] | 0 | 0 | 1000 | 26 | 9 | 9 | 1673.9704 | 0 | 1673.9704 | 3612.3291 | 431 | 0.75 | UTGS
3216 | RES | UTGS | 540 | 759 | 0.25 | F | SL0004088468 | No | 0.75 | 21 | [12 empty] | 2 | 1000 | [12 empty] | 0 | 0 | 1000 | 21 | 15 | 15 | 1352.053 | 0 | 1352.053 | 2167.3974 | 585.0096 | 0.75 | UTGS
3217 | RES | UTGS | 550 | 760 | 2 | F | SL0004088830 | No | 1.25 | 20.96 | [12 empty] | 1.25 | 2 | 2 | 998 | [10 empty] | 0 | 0 | 1000 | 20.96 | 8 | 74 | 1561.8025 | 0 | 1561.8025 | 439.3562 | 585.0096 | 1.25 | UTGS
3218 | RES | UTGS | 320 | 760 | 0.25 | F | SL0004089223 | No | 0.75 | 30 | [12 empty] | 2 | 1000 | [12 empty] | 0 | 0 | 1000 | 30 | 7 | 7 | 1931.5043 | 0 | 1931.5043 | 4644.4231 | 431 | 0.75 | UTGS
3219 | RES | UTGS | 550 | 760 | 2 | F | SL0004089422 | No | 1.25 | 72 | [12 empty] | 2 | 1000 | [12 empty] | 0 | 0 | 1000 | 72 | 15 | 86 | 5364.9704 | 0 | 5364.9704 | 378.0344 | 585.0096 | 1.25 | UTGS
3220 | RES | UTGS | 550 | 760 | 2 | F | SL0004089521 | No | 1.25 | 186 | [12 empty] | 2 | 17 | 4 | 983 | [10 empty] | 0 | 0 | 1000 | 186 | 3 | 6 | 13859.5069 | 0 | 13859.5069 | 6593.1786 | 585.0096 | 1.25 | UTGS
3221 | RES | UTGS | 550 | 460 | 2 | F | SL0004089660 | No | 1.25 | 29.52 | [12 empty] | 2 | 695.57 | 4 | 304.43 | [10 empty] | 0 | 0 | 1000 | 29.52 | 9 | 178 | 2199.6379 | 0 | 2199.6379 | 194.9086 | 585.0096 | 1.25 | UTGS
3222 | RES | UTGS | 1390 | 746 | 2 | F | SL0004090027 | No | 1.25 | 144 | [12 empty] | 1.25 | 48 | 2 | 174.75 | 4 | 777.25 | [8 empty] | 0 | 0 | 1000 | 144 | 1 | 11 | 10729.9408 | 0 | 10729.9408 | 3465.2222 | 1475.8773 | 1.25 | UTGS
3223 | RES | UTGS | 320 | 760 | 0.25 | F | SL0004090060 | No | 0.75 | 27 | [12 empty] | 2 | 1000 | [12 empty] | 0 | 0 | 1000 | 27 | 7 | 7 | 1738.3539 | 0 | 1738.3539 | 4644.4231 | 431 | 0.75 | UTGS
3224 | RES | UTGS | 320 | 760 | 0.25 | F | SL0004090307 | No | 0.75 | 29 | [12 empty] | 2 | 989.91 | 4 | 10.09 | [10 empty] | 0 | 0 | 1000 | 29 | 4 | 24 | 1867.1209 | 0 | 1867.1209 | 1357.6378 | 431 | 0.75 | UTGS
3225 | RES | UTGS | 550 | 760 | 2 | F | SL0004090359 | No | 1.25 | 21 | 2 | 1 | [10 empty] | 2 | 1000 | [12 empty] | 0 | 0 | 1000 | 22 | 10 | 20 | 1637.7665 | 0 | 1637.7665 | 1625.5481 | 585.0096 | 1.25 | UTGS
3226 | RES | UTGS | 320 | 760 | 0.25 | F | SL0004090965 | No | 1.25 | 17.62 | [12 empty] | 1.25 | 123.5 | 2 | 614 | 4 | 193.5 | 6 | 69 | [6 empty] | 0 | 0 | 1000 | 17.62 | 4 | 24 | 1312.9275 | 0 | 1312.9275 | 1495.1536 | 431 | 1.25 | UTGS
3227 | RES | UTGS | 550 | 760 | 2 | F | SL0004090978 | No | 0.75 | 25 | [12 empty] | 2 | 1000 | [12 empty] | 0 | 0 | 1000 | 25 | 7 | 30 | 1609.5869 | 0 | 1609.5869 | 1083.6987 | 585.0096 | 0.75 | UTGS
3228 | RES | UTGS | 21100 | 275 | 5 | F | SL0004091099 | No | 4 | 401 | [12 empty] | 4 | 1000 | [12 empty] | 0 | 0 | 1000 | 401 | 2 | 2 | 30693.9346 | 0 | 30693.9346 | 19840.4809 | 18747.15 | 4 | UTGS
3229 | RES | UTGS | 320 | 261 | 0.25 | F | SL0004091463 | No | 0.75 | 31 | [12 empty] | 2 | 1000 | [12 empty] | 0 | 0 | 1000 | 31 | 10 | 10 | 1995.8878 | 0 | 1995.8878 | 3251.0962 | 431 | 0.75 | UTGS
3230 | COM | UTGS | 21100 | 275 | 5 | F | SL0004091599 | No | 4 | 563 | 6 | 1 | [10 empty] | 6 | 1000 | [12 empty] | 0 | 0 | 1000 | 564 | 1 | 1 | 43146.498 | 0 | 43146.498 | 60030.9617 | 18747.15 | 4 | UTGS
3231 | RES | UTGS | 540 | 759 | 0.25 | F | SL0004091847 | No | 0.75 | 39 | [12 empty] | 2 | 908.9 | 4 | 91.1 | [10 empty] | 0 | 0 | 1000 | 39 | 6 | 6 | 2510.9556 | 0 | 2510.9556 | 5527.3581 | 585.0096 | 0.75 | UTGS
3232 | RES | UTGS | 540 | 759 | 0.25 | F | SL0004091912 | No | 0.75 | 16 | [12 empty] | 2 | 880.88 | 4 | 119.12 | [10 empty] | 0 | 0 | 1000 | 16 | 14 | 14 | 1030.1356 | 0 | 1030.1356 | 2383.218 | 585.0096 | 0.75 | UTGS
3233 | COM | UTGS | 17800 | 275 | 2 | F | SL0004092145 | No | 4 | 134 | [12 empty] | 4 | 1000 | [12 empty] | 0 | 0 | 1000 | 134 | 2 | 2 | 10256.826 | 0 | 10256.826 | 19840.4809 | 15242 | 4 | UTGS
3234 | RES | UTGS | 320 | 760 | 0.25 | F | SL0004092225 | No | 0.75 | 38 | [12 empty] | 2 | 1000 | [12 empty] | 0 | 0 | 1000 | 38 | 20 | 20 | 2446.5722 | 0 | 2446.5722 | 1625.5481 | 431 | 0.75 | UTGS
3235 | RES | UTGS | 550 | 360 | 2 | F | SL0004092834 | No | 2 | 10 | 4 | 73.38 | [10 empty] | 2 | 133.13 | 4 | 866.87 | [10 empty] | 0 | 0 | 1000 | 83.38 | 4 | 159 | 6346.5952 | 0 | 6346.5952 | 243.5624 | 585.0096 | 2 | UTGS
3236 | RES | UTGS | 64550 | 275 | 45 | H | SL0004092888 | No | 4 | 124 | [12 empty] | 2 | 20.55 | 4 | 65.45 | 6 | 914 | [8 empty] | 0 | 0 | 1000 | 124 | 8 | 32 | 9491.3913 | 0 | 9491.3913 | 1816.6724 | 113197.0366 | 4 | UTGS
3237 | COM | UTGS | 21100 | 275 | 5 | F | SL0004092920 | No | 2 | 35 | [12 empty] | 4 | 640.61 | 6 | 2 | 8 | 357.39 | [8 empty] | 0 | 0 | 1000 | 35 | 5 | 136 | 2554.4217 | 0 | 2554.4217 | 379.2374 | 18747.15 | 2 | UTGS
3238 | COM | UTTSM | 92750 | 279 | 45 | H | SL0004092993 | No | 4 | 79 | [12 empty] | 4 | 1000 | [12 empty] | 0 | 0 | 1000 | 79 | 2 | 2 | 6046.9347 | 0 | 6046.9347 | 19840.4809 | 113197.0366 | 4 | UTTSM
3239 | RES | UTGS | 1390 | 746 | 2 | F | SL0004093160 | No | 0.75 | 19 | [12 empty] | 1.25 | 207.11 | 2 | 792.89 | [10 empty] | 0 | 0 | 1000 | 19 | 3 | 3 | 1223.2861 | 0 | 1223.2861 | 10885.3129 | 1475.8773 | 0.75 | UTGS
3240 | RES | UTGS | 320 | 760 | 0.25 | F | SL0004093676 | No | 0.75 | 22 | [12 empty] | 2 | 1000 | [12 empty] | 0 | 0 | 1000 | 22 | 9 | 9 | 1416.4365 | 0 | 1416.4365 | 3612.3291 | 431 | 0.75 | UTGS
3241 | RES | UTGS | 550 | 360 | 2 | F | SL0004093760 | No | 2 | 37 | [12 empty] | 2 | 213.62 | 4 | 16.62 | 16 | 769.75 | [8 empty] | 0 | 0 | 999.99 | 37 | 6 | 148 | 2700.3887 | 0 | 2700.3887 | 430.2805 | 585.0096 | 2 | UTGS
3242 | RES | UTGS | 955 | 759 | 2 | F | SL0004093808 | No | 0.75 | 20 | [12 empty] | 2 | 222.76 | 4 | 777.24 | [10 empty] | 0 | 0 | 1000 | 20 | 11 | 14 | 1287.6696 | 0 | 1287.6696 | 2720.2695 | 1475.8773 | 0.75 | UTGS
3243 | RES | UTGS | 550 | 760 | 2 | F | SL0004094171 | No | 0.75 | 26 | [12 empty] | 2 | 1000 | [12 empty] | 0 | 0 | 1000 | 26 | 8 | 37 | 1673.9704 | 0 | 1673.9704 | 878.6746 | 585.0096 | 0.75 | UTGS
3244 | RES | UTGS | 550 | 760 | 2 | F | SL0004094190 | No | 0.75 | 5 | [12 empty] | 2 | 1000 | [12 empty] | 0 | 0 | 1000 | 5 | 8 | 41 | 321.9174 | 0 | 321.9174 | 792.9503 | 585.0096 | 0.75 | UTGS
3245 | RES | UTGS | 550 | 760 | 2 | F | SL0004094193 | No | 0.75 | 12 | [12 empty] | 2 | 1000 | [12 empty] | 0 | 0 | 1000 | 12 | 10 | 56 | 772.6017 | 0 | 772.6017 | 580.5529 | 585.0096 | 0.75 | UTGS
3246 | RES | UTGS | 550 | 360 | 2 | F | SL0004094366 | No | 1.25 | 54 | [12 empty] | 4 | 1000 | [12 empty] | 0 | 0 | 1000 | 54 | 11 | 98 | 4023.7278 | 0 | 4023.7278 | 404.9078 | 585.0096 | 1.25 | UTGS
3247 | RES | UTGS | 320 | 760 | 0.25 | F | SL0004094400 | No | 0.75 | 20 | [12 empty] | 0.75 | 354.75 | 2 | 239.25 | 4 | 406 | [8 empty] | 0 | 0 | 1000 | 20 | 11 | 11 | 1287.6696 | 0 | 1287.6696 | 3464.6352 | 431 | 0.75 | UTGS
3248 | RES | UTGS | 955 | 759 | 2 | F | SL0004094481 | No | 1.25 | 356 | 2 | 3 | 4 | 4 | [8 empty] | 2 | 75.25 | 4 | 728.5 | 6 | 1 | 8 | 195.25 | [6 empty] | 0 | 0 | 1000 | 363 | 2 | 2 | 27051.9225 | 0 | 27051.9225 | 22819.1059 | 1475.8773 | 1.25 | UTGS
3249 | RES | UTGS | 320 | 760 | 0.25 | F | SL0004094990 | No | 0.75 | 13 | [12 empty] | 2 | 778.62 | 4 | 221.38 | [10 empty] | 0 | 0 | 1000 | 13 | 9 | 9 | 836.9852 | 0 | 836.9852 | 3788.6951 | 431 | 0.75 | UTGS
3250 | RES | UTGS | 540 | 759 | 0.25 | F | SL0004096134 | No | 0.75 | 223 | [12 empty] | 2 | 999.69 | [12 empty] | 0 | 0 | 999.69 | 223 | 4 | 4 | 14357.5156 | 0 | 14357.5156 | 8125.2208 | 585.0096 | 0.75 | UTGS
3251 | COM | UTTSS | 17800 | 275 | 2 | F | SL0004096253 | No | 4 | 47 | [12 empty] | 2 | 426 | 4 | 277 | 6 | 6 | 16 | 291 | [6 empty] | 0 | 0 | 1000 | 47 | 7 | 214 | 3597.5435 | 0 | 3597.5435 | 216.8276 | 15242 | 4 | UTTSS
3252 | IND | UTTSS | 9200 | 273 | 5 | F | SL0004096953 | No | 2 | 205 | [12 empty] | 4 | 1000 | [12 empty] | 0 | 0 | 1000 | 205 | 3 | 4 | 14961.613 | 0 | 14961.613 | 9920.2404 | 5118 | 2 | UTTSS
3253 | RES | UTGS | 320 | 760 | 0.25 | F | SL0004097040 | No | 0.75 | 30 | [12 empty] | 2 | 805.87 | 4 | 194.13 | [10 empty] | 0 | 0 | 1000 | 30 | 11 | 11 | 1931.5043 | 0 | 1931.5043 | 3082.0794 | 431 | 0.75 | UTGS
3254 | COM | UTTSS | 7800 | 273 | 2 | F | SL0004097088 | No | 2 | 78 | [12 empty] | 4 | 1000 | [12 empty] | 0 | 0 | 1000 | 78 | 6 | 11 | 5692.7113 | 0 | 5692.7113 | 3607.3602 | 5118 | 2 | UTTSS
3255 | RES | UTGS | 540 | 759 | 0.25 | F | SL0004097711 | No | 0.75 | 23 | [12 empty] | 2 | 1000 | [12 empty] | 0 | 0 | 1000 | 23 | 13 | 15 | 1480.82 | 0 | 1480.82 | 2167.3974 | 585.0096 | 0.75 | UTGS
3256 | RES | UTGS | 540 | 759 | 0.25 | F | SL0004100097 | No | 0.75 | 33 | [12 empty] | 2 | 759.35 | 4 | 240.65 | [10 empty] | 0 | 0 | 1000 | 33 | 17 | 21 | 2124.6548 | 0 | 2124.6548 | 1630.3058 | 585.0096 | 0.75 | UTGS
3257 | RES | UTGS | 320 | 760 | 0.25 | F | SL0004100259 | No | 0.75 | 41 | [12 empty] | 2 | 892.84 | 4 | 107.16 | [10 empty] | 0 | 0 | 1000 | 41 | 4 | 4 | 2639.7226 | 0 | 2639.7226 | 8319.8247 | 431 | 0.75 | UTGS
3258 | COM | UTGS | 21100 | 275 | 5 | F | SL0004100280 | No | 4 | 212 | [12 empty] | 2 | 250.47 | 4 | 612 | 6 | 137.53 | [8 empty] | 0 | 0 | 1000 | 212 | 3 | 3 | 16227.2173 | 0 | 16227.2173 | 13561.2758 | 18747.15 | 4 | UTGS
3259 | RES | UTGS | 540 | 759 | 0.25 | F | SL0004101054 | No | 0.75 | 20 | [12 empty] | 2 | 1000 | [12 empty] | 0 | 0 | 1000 | 20 | 19 | 19 | 1287.6696 | 0 | 1287.6696 | 1711.1032 | 585.0096 | 0.75 | UTGS
3260 | RES | UTGS | 550 | 760 | 2 | F | SL0004101076 | No | 0.75 | 14 | [12 empty] | 2 | 45.99 | 4 | 954.01 | [10 empty] | 0 | 0 | 1000 | 14 | 11 | 29 | 901.3687 | 0 | 901.3687 | 1356.9384 | 585.0096 | 0.75 | UTGS
3261 | RES | UTGS | 930 | 720 | 2 | F | SL0004101248 | No | 0.75 | 52 | [12 empty] | 2 | 1000 | [12 empty] | 0 | 0 | 1000 | 52 | 6 | 6 | 3347.9408 | 0 | 3347.9408 | 5418.4936 | 1475.8773 | 0.75 | UTGS
3262 | RES | UTGS | 550 | 760 | 2 | F | SL0004101296 | No | 1.25 | 58 | [12 empty] | 2 | 1000 | [12 empty] | 0 | 0 | 1000 | 58 | 7 | 21 | 4321.7817 | 0 | 4321.7817 | 1548.141 | 585.0096 | 1.25 | UTGS
3263 | RES | UTGS | 550 | 760 | 2 | F | SL0004101337 | No | 0.75 | 59 | [12 empty] | 2 | 841.04 | 6 | 158.96 | [10 empty] | 0 | 0 | 1000 | 59 | 6 | 25 | 3798.6252 | 0 | 3798.6252 | 1475.4216 | 585.0096 | 0.75 | UTGS
3264 | COM | UTGS | 30300 | 279 | 5 | F | SL0004101368 | No | 4 | 429 | 6 | 1 | 8 | 2 | [8 empty] | 4 | 154.08 | 6 | 2 | 8 | 843.92 | [8 empty] | 0 | 0 | 1000 | 432 | 1 | 11 | 33052.9032 | 0 | 33052.9032 | 6155.8626 | 27686.4 | 4 | UTGS
3265 | RES | UTGS | 550 | 127 | 2 | F | SL0004101372 | No | 0.75 | 35 | [12 empty] | 2 | 1000 | [12 empty] | 0 | 0 | 1000 | 35 | 6 | 6 | 2253.4217 | 0 | 2253.4217 | 5418.4936 | 585.0096 | 0.75 | UTGS
3266 | IND | UTTSM | 92750 | 279 | 45 | H | SL0004101471 | No | 4 | 341 | [12 empty] | 4 | 1000 | [12 empty] | 0 | 0 | 1000 | 341 | 3 | 3 | 26101.3259 | 0 | 26101.3259 | 13226.9872 | 113197.0366 | 4 | UTTSM
3267 | RES | UTGS | 320 | 760 | 0.25 | F | SL0004102614 | No | 0.75 | 19 | [12 empty] | 2 | 826.45 | 4 | 173.55 | [10 empty] | 0 | 0 | 1000 | 19 | 14 | 14 | 1223.2861 | 0 | 1223.2861 | 2411.0939 | 431 | 0.75 | UTGS
3268 | RES | UTGS | 550 | 760 | 2 | F | SL0004102663 | No | 0.75 | 46 | [12 empty] | 2 | 1000 | [12 empty] | 0 | 0 | 1000 | 46 | 7 | 35 | 2961.64 | 0 | 2961.64 | 928.8846 | 585.0096 | 0.75 | UTGS
3269 | RES | UTGS | 550 | 760 | 2 | F | SL0004102731 | No | 1.25 | 54 | [12 empty] | 0.75 | 48 | 1.25 | 48 | 2 | 904 | [8 empty] | 0 | 0 | 1000 | 54 | 4 | 66 | 4023.7278 | 0 | 4023.7278 | 498.6121 | 585.0096 | 1.25 | UTGS
3270 | RES | UTGS | 320 | 361 | 0.25 | F | SL0004102819 | No | 0.75 | 40 | [12 empty] | 2 | 1000 | [12 empty] | 0 | 0 | 1000 | 40 | 9 | 9 | 2575.3391 | 0 | 2575.3391 | 3612.3291 | 431 | 0.75 | UTGS
3271 | RES | UTGS | 550 | 760 | 2 | F | SL0004103039 | No | 0.5 | 3 | 0.75 | 2 | [10 empty] | 0.75 | 155.19 | 2 | 461.91 | 4 | 382.91 | [8 empty] | 0 | 0 | 1000.01 | 5 | 9 | 30 | 333.9774 | 0 | 333.9774 | 1214.4364 | 585.0096 | 0.5 | UTGS
3272 | RES | UTGS | 550 | 760 | 2 | F | SL0004103707 | No | 2 | 36 | [12 empty] | 4 | 624.09 | 6 | 1 | 8 | 374.91 | [8 empty] | 0 | 0 | 1000 | 36 | 6 | 303 | 2627.4052 | 0 | 2627.4052 | 172.0696 | 585.0096 | 2 | UTGS
3273 | RES | UTGS | 320 | 760 | 0.25 | F | SL0004103709 | No | 0.75 | 53 | [12 empty] | 2 | 1000 | [12 empty] | 0 | 0 | 1000 | 53 | 11 | 11 | 3412.3243 | 0 | 3412.3243 | 2955.542 | 431 | 0.75 | UTGS
3274 | RES | UTGS | 550 | 760 | 2 | F | SL0004104169 | No | 0.75 | 20 | [12 empty] | 2 | 1000 | [12 empty] | 0 | 0 | 1000 | 20 | 4 | 4 | 1287.6696 | 0 | 1287.6696 | 8127.7404 | 585.0096 | 0.75 | UTGS
3275 | COM | UTTSM | 92750 | 279 | 45 | H | SL0004104226 | No | 4 | 143 | [12 empty] | 2 | 93.94 | 4 | 906.06 | [10 empty] | 0 | 0 | 1000 | 143 | 8 | 11 | 10945.7173 | 0 | 10945.7173 | 3546.1284 | 113197.0366 | 4 | UTTSM
3276 | COM | UTGS | 18200 | 274 | 10 | L | SL0004104431 | No | 4 | 153 | [12 empty] | 4 | 1000 | [12 empty] | 0 | 0 | 1000 | 153 | 3 | 3 | 11711.1521 | 0 | 11711.1521 | 13226.9872 | 17706.4 | 4 | UTGS
3277 | RES | UTGS | 320 | 760 | 0.25 | F | SL0004104446 | No | 0.75 | 15 | [12 empty] | 2 | 1000 | [12 empty] | 0 | 0 | 1000 | 15 | 12 | 12 | 965.7522 | 0 | 965.7522 | 2709.2468 | 431 | 0.75 | UTGS
3278 | COM | UTGS | 550 | 460 | 2 | F | SL0004105172 | No | 0.75 | 7 | [12 empty] | 2 | 1000 | [12 empty] | 0 | 0 | 1000 | 7 | 4 | 49 | 450.6843 | 0 | 450.6843 | 663.489 | 585.0096 | 0.75 | UTGS
3279 | RES | UTGS | 540 | 759 | 0.25 | F | SL0004105358 | No | 0.75 | 19 | [12 empty] | 2 | 1000 | [12 empty] | 0 | 0 | 1000 | 19 | 17 | 17 | 1223.2861 | 0 | 1223.2861 | 1912.4095 | 585.0096 | 0.75 | UTGS
3280 | RES | UTGS | 550 | 760 | 2 | F | SL0004105782 | No | 0.75 | 37 | [12 empty] | 2 | 1000 | [12 empty] | 0 | 0 | 1000 | 37 | 7 | 21 | 2382.1887 | 0 | 2382.1887 | 1548.141 | 585.0096 | 0.75 | UTGS
3281 | RES | UTGS | 550 | 760 | 2 | F | SL0004106435 | No | 0.75 | 50 | [12 empty] | 2 | 1000 | [12 empty] | 0 | 0 | 1000 | 50 | 6 | 6 | 3219.1739 | 0 | 3219.1739 | 5418.4936 | 585.0096 | 0.75 | UTGS
3282 | RES | UTGS | 320 | 760 | 0.25 | F | SL0004106593 | No | 0.75 | 21 | [12 empty] | 2 | 1000 | [12 empty] | 0 | 0 | 1000 | 21 | 12 | 12 | 1352.053 | 0 | 1352.053 | 2709.2468 | 431 | 0.75 | UTGS
3283 | RES | UTGS | 320 | 760 | 0.25 | F | SL0004106644 | No | 0.75 | 29 | [12 empty] | 2 | 698.67 | 4 | 301.33 | [10 empty] | 0 | 0 | 1000 | 29 | 6 | 31 | 1867.1209 | 0 | 1867.1209 | 1118.4354 | 431 | 0.75 | UTGS
3284 | COM | UTGS | 64550 | 275 | 45 | H | SL0004106913 | No | 4 | 450 | [12 empty] | 4 | 1000 | [12 empty] | 0 | 0 | 1000 | 450 | 1 | 10 | 34444.565 | 0 | 34444.565 | 3968.0962 | 113197.0366 | 4 | UTGS
3285 | RES | UTGS | 540 | 759 | 0.25 | F | SL0004107219 | No | 0.75 | 46 | [12 empty] | 2 | 1000 | [12 empty] | 0 | 0 | 1000 | 46 | 9 | 9 | 2961.64 | 0 | 2961.64 | 3612.3291 | 585.0096 | 0.75 | UTGS
3286 | RES | UTGS | 540 | 759 | 0.25 | F | SL0004107445 | No | 0.75 | 38 | [12 empty] | 2 | 1000 | [12 empty] | 0 | 0 | 1000 | 38 | 22 | 23 | 2446.5722 | 0 | 2446.5722 | 1413.5201 | 585.0096 | 0.75 | UTGS
3287 | RES | UTGS | 320 | 760 | 0.25 | F | SL0004107675 | No | 0.75 | 27 | [12 empty] | 2 | 1000 | [12 empty] | 0 | 0 | 1000 | 27 | 14 | 14 | 1738.3539 | 0 | 1738.3539 | 2322.2116 | 431 | 0.75 | UTGS
3288 | COM | UTGS | 26500 | 275 | 10 | L | SL0004107910 | No | 3 | 3 | 4 | 29 | [10 empty] | 2 | 464.5 | 4 | 535.5 | [10 empty] | 0 | 0 | 1000 | 32 | 3 | 4 | 2438.7113 | 0 | 2438.7113 | 9087.6242 | 20345.6 | 3 | UTGS
3289 | RES | UTGS | 550 | 760 | 2 | F | SL0004107924 | No | 1.25 | 65 | [12 empty] | 2 | 1000 | [12 empty] | 0 | 0 | 1000 | 65 | 7 | 91 | 4843.3761 | 0 | 4843.3761 | 357.2633 | 585.0096 | 1.25 | UTGS
3290 | RES | UTGS | 320 | 760 | 0.25 | F | SL0004107940 | No | 0.75 | 37 | [12 empty] | 2 | 1000 | [12 empty] | 0 | 0 | 1000 | 37 | 8 | 8 | 2382.1887 | 0 | 2382.1887 | 4063.8702 | 431 | 0.75 | UTGS
3291 | RES | UTGS | 550 | 760 | 2 | F | SL0004108024 | No | 0.75 | 30 | [12 empty] | 0.75 | 487.49 | 4 | 512.51 | [10 empty] | 0 | 0 | 1000 | 30 | 14 | 14 | 1931.5043 | 0 | 1931.5043 | 2848.6309 | 585.0096 | 0.75 | UTGS
3292 | RES | UTGS | 320 | 760 | 0.25 | F | SL0004108140 | No | 0.75 | 26 | [12 empty] | 2 | 850.42 | 4 | 149.58 | [10 empty] | 0 | 0 | 1000 | 26 | 9 | 9 | 1673.9704 | 0 | 1673.9704 | 3731.4945 | 431 | 0.75 | UTGS
3293 | RES | UTGS | 550 | 360 | 2 | F | SL0004108169 | No | 1.25 | 29 | [12 empty] | 2 | 814.3 | 6 | 185.7 | [10 empty] | 0 | 0 | 1000 | 29 | 9 | 34 | 2160.8909 | 0 | 2160.8909 | 1106.5125 | 585.0096 | 1.25 | UTGS
3294 | RES | UTGS | 320 | 760 | 0.25 | F | SL0004108272 | No | 0.75 | 17 | [12 empty] | 0.75 | 319.54 | 2 | 680.46 | [10 empty] | 0 | 0 | 1000 | 17 | 25 | 25 | 1094.5191 | 0 | 1094.5191 | 1397.323 | 431 | 0.75 | UTGS
3295 | RES | UTGS | 540 | 759 | 0.25 | F | SL0004108590 | No | 0.75 | 21 | [12 empty] | 2 | 1000 | [12 empty] | 0 | 0 | 1000 | 21 | 7 | 7 | 1352.053 | 0 | 1352.053 | 4644.4231 | 585.0096 | 0.75 | UTGS
3296 | RES | UTGS | 320 | 760 | 0.25 | F | SL0004108673 | No | 0.75 | 32 | [12 empty] | 2 | 1000 | [12 empty] | 0 | 0 | 1000 | 32 | 7 | 7 | 2060.2713 | 0 | 2060.2713 | 4644.4231 | 431 | 0.75 | UTGS
3297 | RES | UTGS | 320 | 760 | 0.25 | F | SL0004108756 | No | 0.75 | 63 | [12 empty] | 2 | 1000 | [12 empty] | 0 | 0 | 1000 | 63 | 17 | 17 | 4056.1591 | 0 | 4056.1591 | 1912.4095 | 431 | 0.75 | UTGS
3298 | RES | UTGS | 550 | 760 | 2 | F | SL0004109037 | No | 0.75 | 29 | [12 empty] | 2 | 1000 | [12 empty] | 0 | 0 | 1000 | 29 | 4 | 24 | 1867.1209 | 0 | 1867.1209 | 1354.6234 | 585.0096 | 0.75 | UTGS
3299 | RES | UTGS | 955 | 759 | 2 | F | SL0004109416 | No | 0.75 | 75 | [12 empty] | 1.25 | 271.5 | 4 | 728.5 | [10 empty] | 0 | 0 | 1000 | 75 | 9 | 9 | 4828.7608 | 0 | 4828.7608 | 4213.8174 | 1475.8773 | 0.75 | UTGS
3300 | RES | UTGS | 320 | 760 | 0.25 | F | SL0004110138 | No | 0.75 | 30 | [12 empty] | 2 | 1000 | [12 empty] | 0 | 0 | 1000 | 30 | 8 | 8 | 1931.5043 | 0 | 1931.5043 | 4063.8702 | 431 | 0.75 | UTGS
3301 | COM | UTGS | 550 | 760 | 2 | F | SL0004110344 | No | 0.75 | 18 | [12 empty] | 2 | 1000 | [12 empty] | 0 | 0 | 1000 | 18 | 9 | 15 | 1158.9026 | 0 | 1158.9026 | 2167.3974 | 585.0096 | 0.75 | UTGS
3302 | COM | UTTSS | 6600 | 272 | 5 | F | SL0004110401 | No | 2 | 170 | [12 empty] | 4 | 1000 | [12 empty] | 0 | 0 | 1000 | 170 | 4 | 9 | 12407.1912 | 0 | 12407.1912 | 4408.9957 | 3698.6667 | 2 | UTTSS
3303 | RES | UTGS | 550 | 760 | 2 | F | SL0004110498 | No | 1.25 | 18 | [12 empty] | 2 | 1000 | [12 empty] | 0 | 0 | 1000 | 18 | 7 | 76 | 1341.2426 | 0 | 1341.2426 | 427.7758 | 585.0096 | 1.25 | UTGS
3304 | RES | UTGS | 550 | 127 | 2 | F | SL0004110699 | No | 0.75 | 73 | [12 empty] | 2 | 690.58 | 6 | 309.42 | [10 empty] | 0 | 0 | 1000 | 73 | 5 | 35 | 4699.9939 | 0 | 4699.9939 | 1172.1771 | 585.0096 | 0.75 | UTGS
3305 | RES | UTGS | 550 | 261 | 2 | F | SL0004110700 | No | 0.75 | 66 | [12 empty] | 2 | 1000 | [12 empty] | 0 | 0 | 1000 | 66 | 4 | 25 | 4249.3095 | 0 | 4249.3095 | 1300.4385 | 585.0096 | 0.75 | UTGS
3306 | RES | UTGS | 320 | 760 | 0.25 | F | SL0004111300 | No | 0.75 | 16 | [12 empty] | 2 | 1000 | [12 empty] | 0 | 0 | 1000 | 16 | 14 | 14 | 1030.1356 | 0 | 1030.1356 | 2322.2116 | 431 | 0.75 | UTGS
3307 | COM | UTGS | 1390 | 746 | 2 | F | SL0004111313 | No | 2 | 233 | [12 empty] | 2 | 625.43 | 4 | 374.57 | [10 empty] | 0 | 0 | 1000 | 233 | 2 | 12 | 17005.1503 | 0 | 17005.1503 | 2933.0524 | 1475.8773 | 2 | UTGS
3308 | RES | UTGS | 550 | 760 | 2 | F | SL0004111333 | No | 0.75 | 56 | [12 empty] | 2 | 1000 | [12 empty] | 0 | 0 | 1000 | 56 | 4 | 18 | 3605.4748 | 0 | 3605.4748 | 1806.1645 | 585.0096 | 0.75 | UTGS
3309 | RES | UTGS | 540 | 759 | 0.25 | F | SL0004111430 | No | 0.75 | 11 | [12 empty] | 2 | 1000 | [12 empty] | 0 | 0 | 1000 | 11 | 18 | 18 | 708.2183 | 0 | 708.2183 | 1806.1645 | 585.0096 | 0.75 | UTGS
3310 | RES | UTGS | 320 | 760 | 0.25 | F | SL0004111516 | No | 0.75 | 31 | [12 empty] | 2 | 1000 | [12 empty] | 0 | 0 | 1000 | 31 | 13 | 13 | 1995.8878 | 0 | 1995.8878 | 2500.8432 | 431 | 0.75 | UTGS
3311 | RES | UTGS | 320 | 360 | 0.25 | F | SL0004111869 | No | 0.75 | 39 | [12 empty] | 2 | 1000 | [12 empty] | 0 | 0 | 1000 | 39 | 8 | 8 | 2510.9556 | 0 | 2510.9556 | 4063.8702 | 431 | 0.75 | UTGS
3312 | RES | UTGS | 540 | 759 | 0.25 | F | SL0004111946 | No | 0.75 | 31 | [12 empty] | 2 | 1000 | [12 empty] | 0 | 0 | 1000 | 31 | 10 | 10 | 1995.8878 | 0 | 1995.8878 | 3251.0962 | 585.0096 | 0.75 | UTGS
3313 | RES | UTGS | 550 | 760 | 2 | F | SL0004112063 | No | 0.75 | 27 | [12 empty] | 2 | 965.25 | 4 | 34.75 | [10 empty] | 0 | 0 | 1000 | 27 | 5 | 18 | 1738.3539 | 0 | 1738.3539 | 1820.0066 | 585.0096 | 0.75 | UTGS
3314 | RES | UTGS | 320 | 760 | 0.25 | F | SL0004112069 | No | 0.75 | 22 | [12 empty] | 2 | 980.95 | 4 | 19.05 | [10 empty] | 0 | 0 | 1000 | 22 | 6 | 6 | 1416.4365 | 0 | 1416.4365 | 5441.2584 | 431 | 0.75 | UTGS
3315 | RES | UTGS | 320 | 760 | 0.25 | F | SL0004112087 | No | 0.75 | 47 | [12 empty] | 2 | 1000 | [12 empty] | 0 | 0 | 1000 | 47 | 15 | 15 | 3026.0235 | 0 | 3026.0235 | 2167.3974 | 431 | 0.75 | UTGS
3316 | RES | UTGS | 320 | 760 | 0.25 | F | SL0004112760 | No | 0.75 | 6 | [12 empty] | 1.25 | 115 | 2 | 885 | [10 empty] | 0 | 0 | 1000 | 6 | 8 | 42 | 386.3009 | 0 | 386.3009 | 775.9872 | 431 | 0.75 | UTGS
3317 | RES | UTGS | 320 | 760 | 0.25 | F | SL0004112882 | No | 0.75 | 11 | [12 empty] | 2 | 1000 | [12 empty] | 0 | 0 | 1000 | 11 | 6 | 32 | 708.2183 | 0 | 708.2183 | 1015.9676 | 431 | 0.75 | UTGS
3318 | RES | UTGS | 320 | 760 | 0.25 | F | SL0004112889 | No | 0.75 | 20 | [12 empty] | 2 | 787.37 | 4 | 1 | 6 | 211.63 | [8 empty] | 0 | 0 | 1000 | 20 | 11 | 11 | 1287.6696 | 0 | 1287.6696 | 3485.6536 | 431 | 0.75 | UTGS
3319 | RES | UTGS | 320 | 760 | 0.25 | F | SL0004113437 | No | 0.75 | 23 | [12 empty] | 2 | 1000 | [12 empty] | 0 | 0 | 1000 | 23 | 11 | 11 | 1480.82 | 0 | 1480.82 | 2955.542 | 431 | 0.75 | UTGS
3320 | RES | UTGS | 320 | 261 | 0.25 | F | SL0004113461 | No | 0.75 | 26 | [12 empty] | 2 | 1000 | [12 empty] | 0 | 0 | 1000 | 26 | 12 | 12 | 1673.9704 | 0 | 1673.9704 | 2709.2468 | 431 | 0.75 | UTGS
3321 | RES | UTGS | 550 | 760 | 2 | F | SL0004113824 | No | 1.25 | 18 | [12 empty] | 2 | 904.47 | 4 | 95.53 | [10 empty] | 0 | 0 | 1000 | 18 | 3 | 67 | 1341.2426 | 0 | 1341.2426 | 495.4614 | 585.0096 | 1.25 | UTGS
3322 | RES | UTGS | 540 | 759 | 0.25 | F | SL0004114136 | No | 0.75 | 41 | [12 empty] | 2 | 1000 | [12 empty] | 0 | 0 | 1000 | 41 | 6 | 6 | 2639.7226 | 0 | 2639.7226 | 5418.4936 | 585.0096 | 0.75 | UTGS
3323 | RES | UTGS | 320 | 760 | 0.25 | F | SL0004115766 | No | 0.75 | 96 | [12 empty] | 4 | 1000 | [12 empty] | 0 | 0 | 1000 | 96 | 6 | 6 | 6180.8139 | 0 | 6180.8139 | 6613.4936 | 431 | 0.75 | UTGS
3324 | COM | UTGS | 30300 | 279 | 5 | F | SL0004115842 | No | 4 | 9 | 6 | 225 | 8 | 1 | [8 empty] | 8 | 1000 | [12 empty] | 0 | 0 | 1000 | 235 | 2 | 2 | 12587.5069 | 0 | 12587.5069 | 36425.4809 | 27686.4 | 4 | UTGS
3325 | RES | UTGS | 320 | 760 | 0.25 | F | SL0004116016 | No | 0.75 | 19 | [12 empty] | 2 | 1000 | [12 empty] | 0 | 0 | 1000 | 19 | 4 | 4 | 1223.2861 | 0 | 1223.2861 | 8127.7404 | 431 | 0.75 | UTGS
3326 | COM | UTGS | 550 | 760 | 2 | F | SL0004116220 | No | 1.25 | 71 | [12 empty] | 3 | 1000 | [12 empty] | 0 | 0 | 1000 | 71 | 9 | 30 | 5290.4569 | 0 | 5290.4569 | 661.0321 | 585.0096 | 1.25 | UTGS
3327 | RES | UTGS | 320 | 127 | 0.25 | F | SL0004116316 | No | 0.75 | 22 | [12 empty] | 2 | 1000 | [12 empty] | 0 | 0 | 1000 | 22 | 13 | 13 | 1416.4365 | 0 | 1416.4365 | 2500.8432 | 431 | 0.75 | UTGS
3328 | RES | UTGS | 320 | 760 | 0.25 | F | SL0004116429 | No | 0.75 | 14 | [12 empty] | 2 | 1000 | [12 empty] | 0 | 0 | 1000 | 14 | 7 | 47 | 901.3687 | 0 | 901.3687 | 691.7226 | 431 | 0.75 | UTGS
3329 | RES | UTGS | 320 | 760 | 0.25 | F | SL0004116460 | No | 0.75 | 27 | [12 empty] | 2 | 928.43 | 4 | 71.57 | [10 empty] | 0 | 0 | 1000 | 27 | 11 | 11 | 1738.3539 | 0 | 1738.3539 | 3002.1926 | 431 | 0.75 | UTGS
3330 | COM | UTTSS | 44350 | 274 | 45 | H | SL0004116587 | No | 3 | 15 | 4 | 725 | [10 empty] | 4 | 692.6 | 6 | 307.4 | [10 empty] | 0 | 0 | 1000 | 740 | 1 | 2 | 56588.7736 | 0 | 56588.7736 | 22968.2759 | 60371.7529 | 3 | UTTSS
3331 | RES | UTGS | 320 | 760 | 0.25 | F | SL0004116624 | No | 0.75 | 52 | [12 empty] | 2 | 1000 | [12 empty] | 0 | 0 | 1000 | 52 | 12 | 12 | 3347.9408 | 0 | 3347.9408 | 2709.2468 | 431 | 0.75 | UTGS
3332 | RES | UTGS | 550 | 760 | 2 | F | SL0004116746 | No | 0.75 | 12 | [12 empty] | 0.75 | 447 | 4 | 553 | [10 empty] | 0 | 0 | 1000 | 12 | 16 | 16 | 772.6017 | 0 | 772.6017 | 2491.5145 | 585.0096 | 0.75 | UTGS
3333 | RES | UTGS | 540 | 759 | 0.25 | F | SL0004116942 | No | 0.75 | 23 | [12 empty] | 2 | 1000 | [12 empty] | 0 | 0 | 1000 | 23 | 17 | 17 | 1480.82 | 0 | 1480.82 | 1912.4095 | 585.0096 | 0.75 | UTGS
3334 | RES | UTGS | 550 | 760 | 2 | F | SL0004117126 | No | 0.75 | 36 | 1.25 | 1 | [10 empty] | 1.25 | 388.31 | 2 | 611.69 | [10 empty] | 0 | 0 | 1000 | 37 | 9 | 26 | 2392.3187 | 0 | 2392.3187 | 1260.8761 | 585.0096 | 0.75 | UTGS
3335 | RES | UTGS | 550 | 760 | 2 | F | SL0004117801 | No | 1.25 | 25 | [12 empty] | 2 | 648.67 | 4 | 351.33 | [10 empty] | 0 | 0 | 1000 | 25 | 16 | 58 | 1862.8369 | 0 | 1862.8369 | 603.9655 | 585.0096 | 1.25 | UTGS
3336 | RES | UTGS | 540 | 759 | 0.25 | F | SL0004117884 | No | 0.75 | 39 | [12 empty] | 2 | 1000 | [12 empty] | 0 | 0 | 1000 | 39 | 10 | 10 | 2510.9556 | 0 | 2510.9556 | 3251.0962 | 585.0096 | 0.75 | UTGS
3337 | RES | UTGS | 320 | 460 | 0.25 | F | SL0004117923 | No | 0.75 | 25 | [12 empty] | 2 | 1000 | [12 empty] | 0 | 0 | 1000 | 25 | 12 | 12 | 1609.5869 | 0 | 1609.5869 | 2709.2468 | 431 | 0.75 | UTGS
3338 | RES | UTGS | 550 | 760 | 2 | F | SL0004117983 | No | 1.25 | 35 | [12 empty] | 2 | 47.46 | 4 | 952.54 | [10 empty] | 0 | 0 | 1000 | 35 | 6 | 66 | 2607.9717 | 0 | 2607.9717 | 596.0708 | 585.0096 | 1.25 | UTGS
3339 | RES | UTGS | 550 | 760 | 2 | F | SL0004118407 | No | 1.25 | 34 | [12 empty] | 2 | 386.5 | 4 | 613.5 | [10 empty] | 0 | 0 | 1000 | 34 | 6 | 60 | 2533.4582 | 0 | 2533.4582 | 615.1626 | 585.0096 | 1.25 | UTGS
3340 | RES | UTGS | 550 | 760 | 2 | F | SL0004119033 | No | 0.75 | 56 | [12 empty] | 2 | 603.23 | 6 | 396.77 | [10 empty] | 0 | 0 | 1000 | 56 | 5 | 32 | 3605.4748 | 0 | 3605.4748 | 1357.1898 | 585.0096 | 0.75 | UTGS
3341 | RES | UTGS | 320 | 760 | 0.25 | F | SL0004119236 | No | 0.75 | 38 | [12 empty] | 2 | 849.68 | 4 | 150.32 | [10 empty] | 0 | 0 | 1000 | 38 | 4 | 4 | 2446.5722 | 0 | 2446.5722 | 8397.189 | 431 | 0.75 | UTGS
3342 | RES | UTGS | 955 | 759 | 2 | F | SL0004119317 | No | 0.75 | 54 | [12 empty] | 2 | 1000 | [12 empty] | 0 | 0 | 1000 | 54 | 3 | 3 | 3476.7078 | 0 | 3476.7078 | 10836.9872 | 1475.8773 | 0.75 | UTGS
3343 | RES | UTGS | 540 | 759 | 0.25 | F | SL0004119331 | No | 0.75 | 30 | [12 empty] | 2 | 1000 | [12 empty] | 0 | 0 | 1000 | 30 | 16 | 16 | 1931.5043 | 0 | 1931.5043 | 2031.9351 | 585.0096 | 0.75 | UTGS
3344 | RES | UTGS | 550 | 760 | 2 | F | SL0004119547 | No | 0.75 | 36 | [12 empty] | 2 | 878.64 | 4 | 121.36 | [10 empty] | 0 | 0 | 1000 | 36 | 6 | 32 | 2317.8052 | 0 | 2317.8052 | 1043.1598 | 585.0096 | 0.75 | UTGS
3345 | RES | UTGS | 320 | 360 | 0.25 | F | SL0004119793 | No | 0.75 | 10 | [12 empty] | 2 | 1000 | [12 empty] | 0 | 0 | 1000 | 10 | 9 | 9 | 643.8348 | 0 | 643.8348 | 3612.3291 | 431 | 0.75 | UTGS
3346 | RES | UTGS | 550 | 760 | 2 | F | SL0004119928 | No | 0.75 | 34 | [12 empty] | 2 | 976.29 | 6 | 23.71 | [10 empty] | 0 | 0 | 1000 | 34 | 9 | 38 | 2189.0382 | 0 | 2189.0382 | 872.7227 | 585.0096 | 0.75 | UTGS
3347 | RES | UTGS | 320 | 760 | 0.25 | F | SL0004120353 | No | 0.75 | 22 | [12 empty] | 2 | 999.3 | [12 empty] | 0 | 0 | 999.3 | 22 | 14 | 14 | 1416.4365 | 0 | 1416.4365 | 2320.586 | 431 | 0.75 | UTGS
3348 | COM | UTGS | 550 | 760 | 2 | F | SL0004120359 | No | 2 | 14 | [12 empty] | 2 | 622.61 | 6 | 377.39 | [10 empty] | 0 | 0 | 1000 | 14 | 14 | 36 | 1021.7687 | 0 | 1021.7687 | 1191.576 | 585.0096 | 2 | UTGS
3349 | RES | UTGS | 550 | 760 | 2 | F | SL0004120543 | No | 0.75 | 10 | [12 empty] | 2 | 458.88 | 4 | 541.12 | [10 empty] | 0 | 0 | 1000 | 10 | 7 | 19 | 643.8348 | 0 | 643.8348 | 1915.3048 | 585.0096 | 0.75 | UTGS
3350 | RES | UTGS | 550 | 760 | 2 | F | SL0004120757 | No | 0.75 | 39 | [12 empty] | 2 | 74.47 | 8 | 925.53 | [10 empty] | 0 | 0 | 1000 | 39 | 17 | 17 | 2510.9556 | 0 | 2510.9556 | 4108.6378 | 585.0096 | 0.75 | UTGS
3351 | RES | UTGS | 320 | 760 | 0.25 | F | SL0004120812 | No | 0.75 | 23 | [12 empty] | 2 | 1000 | [12 empty] | 0 | 0 | 1000 | 23 | 8 | 8 | 1480.82 | 0 | 1480.82 | 4063.8702 | 431 | 0.75 | UTGS
3352 | RES | UTGS | 930 | 720 | 2 | F | SL0004120995 | No | 0.75 | 24 | [12 empty] | 0.75 | 249.76 | 2 | 509.66 | 4 | 240.57 | [8 empty] | 0 | 0 | 999.99 | 24 | 7 | 7 | 1545.2035 | 0 | 1545.2035 | 5161.2435 | 1475.8773 | 0.75 | UTGS
3353 | RES | UTGS | 550 | 760 | 2 | F | SL0004121006 | No | 0.75 | 22 | [12 empty] | 2 | 1000 | [12 empty] | 0 | 0 | 1000 | 22 | 4 | 4 | 1416.4365 | 0 | 1416.4365 | 8127.7404 | 585.0096 | 0.75 | UTGS
3354 | RES | UTGS | 550 | 760 | 2 | F | SL0004121148 | No | 0.75 | 18 | [12 empty] | 1.25 | 421 | 2 | 579 | [10 empty] | 0 | 0 | 1000 | 18 | 7 | 18 | 1158.9026 | 0 | 1158.9026 | 1822.5368 | 585.0096 | 0.75 | UTGS
3355 | RES | UTGS | 320 | 760 | 0.25 | F | SL0004121261 | No | 0.75 | 48 | [12 empty] | 2 | 1000 | [12 empty] | 0 | 0 | 1000 | 48 | 6 | 6 | 3090.4069 | 0 | 3090.4069 | 5418.4936 | 431 | 0.75 | UTGS
3356 | RES | UTGS | 428 | 711 | 2 | F | SL0004121286 | No | 2 | 156 | [12 empty] | 1.25 | 1.76 | 2 | 385.74 | 4 | 612.5 | [8 empty] | 0 | 0 | 1000 | 156 | 5 | 80 | 11385.4225 | 0 | 11385.4225 | 461.2977 | 585.0096 | 2 | UTGS
3357 | RES | UTGS | 540 | 759 | 0.25 | F | SL0004121572 | No | 0.75 | 24 | [12 empty] | 2 | 1000 | [12 empty] | 0 | 0 | 1000 | 24 | 12 | 12 | 1545.2035 | 0 | 1545.2035 | 2709.2468 | 585.0096 | 0.75 | UTGS
3358 | RES | UTGS | 320 | 760 | 0.25 | F | SL0004122329 | No | 0.75 | 15 | [12 empty] | 2 | 925.62 | 4 | 74.38 | [10 empty] | 0 | 0 | 1000 | 15 | 11 | 11 | 965.7522 | 0 | 965.7522 | 3004.0242 | 431 | 0.75 | UTGS
3359 | RES | UTGS | 320 | 760 | 0.25 | F | SL0004122334 | No | 0.75 | 21 | [12 empty] | 2 | 1000 | [12 empty] | 0 | 0 | 1000 | 21 | 10 | 10 | 1352.053 | 0 | 1352.053 | 3251.0962 | 431 | 0.75 | UTGS
3360 | COM | UTTSS | 14500 | 274 | 5 | F | SL0004122592 | No | 2 | 93 | [12 empty] | 2 | 105 | 4 | 895 | [10 empty] | 0 | 0 | 1000 | 93 | 1 | 26 | 6787.4634 | 0 | 6787.4634 | 1497.2351 | 10791.3333 | 2 | UTTSS
3361 | COM | UTGS | 550 | 261 | 2 | F | SL0004122652 | No | 1.25 | 73 | [12 empty] | 0.75 | 37 | 2 | 253.99 | 6 | 709.01 | [8 empty] | 0 | 0 | 1000 | 73 | 3 | 32 | 5439.4839 | 0 | 5439.4839 | 1634.4805 | 585.0096 | 1.25 | UTGS
3362 | RES | UTGS | 540 | 759 | 0.25 | F | SL0004123181 | No | 0.75 | 44 | [12 empty] | 2 | 1000 | [12 empty] | 0 | 0 | 1000 | 44 | 3 | 3 | 2832.873 | 0 | 2832.873 | 10836.9872 | 585.0096 | 0.75 | UTGS
3363 | RES | UTGS | 320 | 760 | 0.25 | F | SL0004123183 | No | 0.75 | 20 | [12 empty] | 2 | 1000 | [12 empty] | 0 | 0 | 1000 | 20 | 6 | 6 | 1287.6696 | 0 | 1287.6696 | 5418.4936 | 431 | 0.75 | UTGS
3364 | RES | UTGS | 320 | 760 | 0.25 | F | SL0004123422 | No | 0.75 | 31 | [12 empty] | 2 | 1000 | [12 empty] | 0 | 0 | 1000 | 31 | 7 | 16 | 1995.8878 | 0 | 1995.8878 | 2031.9351 | 431 | 0.75 | UTGS
3365 | RES | UTGS | 550 | 760 | 2 | F | SL0004123455 | No | 0.75 | 18 | [12 empty] | 2 | 174.56 | 4 | 825.44 | [10 empty] | 0 | 0 | 1000 | 18 | 8 | 8 | 1158.9026 | 0 | 1158.9026 | 4803.6708 | 585.0096 | 0.75 | UTGS
3366 | RES | UTGS | 540 | 759 | 0.25 | F | SL0004123527 | No | 0.75 | 15 | [12 empty] | 2 | 1000 | [12 empty] | 0 | 0 | 1000 | 15 | 12 | 12 | 965.7522 | 0 | 965.7522 | 2709.2468 | 585.0096 | 0.75 | UTGS
3367 | RES | UTGS | 320 | 760 | 0.25 | F | SL0004123599 | No | 0.75 | 16 | [12 empty] | 1.25 | 268.83 | 2 | 731.17 | [10 empty] | 0 | 0 | 1000 | 16 | 10 | 10 | 1030.1356 | 0 | 1030.1356 | 3269.9143 | 431 | 0.75 | UTGS
3368 | RES | UTGS | 320 | 760 | 0.25 | F | SL0004123626 | No | 0.75 | 28 | [12 empty] | 2 | 1000 | [12 empty] | 0 | 0 | 1000 | 28 | 9 | 9 | 1802.7374 | 0 | 1802.7374 | 3612.3291 | 431 | 0.75 | UTGS
3369 | RES | UTGS | 550 | 760 | 2 | F | SL0004124578 | No | 0.75 | 12 | [12 empty] | 2 | 1000 | [12 empty] | 0 | 0 | 1000 | 12 | 14 | 82 | 772.6017 | 0 | 772.6017 | 396.4751 | 585.0096 | 0.75 | UTGS
3370 | RES | UTGS | 550 | 460 | 2 | F | SL0004125021 | No | 0.75 | 56 | [12 empty] | 2 | 767.9 | 3 | 232.1 | [10 empty] | 0 | 0 | 1000 | 56 | 9 | 71 | 3605.4748 | 0 | 3605.4748 | 416.4498 | 585.0096 | 0.75 | UTGS
3371 | RES | UTGS | 550 | 460 | 2 | F | SL0004125025 | No | 0.75 | 10 | [12 empty] | 2 | 817.69 | 3 | 182.31 | [10 empty] | 0 | 0 | 1000 | 10 | 7 | 61 | 643.8348 | 0 | 643.8348 | 495.07 | 585.0096 | 0.75 | UTGS
3372 | RES | UTGS | 550 | 760 | 2 | F | SL0004125058 | No | 0.75 | 22 | [12 empty] | 2 | 1000 | [12 empty] | 0 | 0 | 1000 | 22 | 4 | 21 | 1416.4365 | 0 | 1416.4365 | 1548.141 | 585.0096 | 0.75 | UTGS
3373 | COM | UTGS | 17800 | 275 | 2 | F | SL0004125567 | No | 2 | 103 | [12 empty] | 4 | 1000 | [12 empty] | 0 | 0 | 1000 | 103 | 3 | 3 | 7517.2982 | 0 | 7517.2982 | 13226.9872 | 15242 | 2 | UTGS
3374 | RES | UTGS | 550 | 760 | 2 | F | SL0004125868 | No | 0.75 | 62 | [12 empty] | 2 | 1000 | [12 empty] | 0 | 0 | 1000 | 62 | 12 | 26 | 3991.7756 | 0 | 3991.7756 | 1250.4216 | 585.0096 | 0.75 | UTGS
3375 | COM | UTGS | 17800 | 275 | 2 | F | SL0004125913 | No | 4 | 511 | 6 | 1 | [10 empty] | 4 | 239.8 | 6 | 760.2 | [10 empty] | 0 | 0 | 1000 | 512 | 1 | 14 | 39166.2372 | 0 | 39166.2372 | 3939.3594 | 15242 | 4 | UTGS
3376 | RES | UTGS | 540 | 759 | 0.25 | F | SL0004126314 | No | 0.75 | 21 | [12 empty] | 2 | 1000 | [12 empty] | 0 | 0 | 1000 | 21 | 10 | 10 | 1352.053 | 0 | 1352.053 | 3251.0962 | 585.0096 | 0.75 | UTGS
3377 | RES | UTGS | 320 | 760 | 0.25 | F | SL0004126550 | No | 0.75 | 17 | [12 empty] | 2 | 1000 | [12 empty] | 0 | 0 | 1000 | 17 | 6 | 29 | 1094.5191 | 0 | 1094.5191 | 1121.0676 | 431 | 0.75 | UTGS
3378 | RES | UTGS | 28250 | 273 | 45 | H | SL0004126838 | No | 4 | 35 | [12 empty] | 4 | 1000 | [12 empty] | 0 | 0 | 1000 | 35 | 2 | 2 | 2679.0217 | 0 | 2679.0217 | 19840.4809 | 52825.2838 | 4 | UTGS
3379 | RES | UTGS | 550 | 760 | 2 | F | SL0004126916 | No | 1.25 | 54 | [12 empty] | 2 | 752.78 | 4 | 10 | 6 | 237.22 | [8 empty] | 0 | 0 | 1000 | 54 | 11 | 110 | 4023.7278 | 0 | 4023.7278 | 355.5541 | 585.0096 | 1.25 | UTGS
3380 | COM | UTGS | 21100 | 275 | 5 | F | SL0004126923 | No | 4 | 39 | [12 empty] | 2 | 89.04 | 4 | 821 | 16 | 89.96 | [8 empty] | 0 | 0 | 1000 | 39 | 5 | 6 | 2985.1956 | 0 | 2985.1956 | 7004.4197 | 18747.15 | 4 | UTGS
3381 | RES | UTGS | 550 | 760 | 2 | F | SL0004127377 | No | 1.25 | 28 | [12 empty] | 2 | 123.22 | 6 | 876.78 | [10 empty] | 0 | 0 | 1000 | 28 | 2 | 12 | 2086.3774 | 0 | 2086.3774 | 4719.9956 | 585.0096 | 1.25 | UTGS
3382 | RES | UTGS | 320 | 760 | 0.25 | F | SL0004127468 | No | 0.75 | 86 | [12 empty] | 1.25 | 146 | 2 | 854 | [10 empty] | 0 | 0 | 1000 | 86 | 16 | 16 | 5536.9791 | 0 | 5536.9791 | 2038.3226 | 431 | 0.75 | UTGS
3383 | COM | UTGS | 22000 | 274 | 15 | L | SL0004127688 | No | 4 | 408 | [12 empty] | 4 | 1000 | [12 empty] | 0 | 0 | 1000 | 408 | 1 | 9 | 31229.739 | 0 | 31229.739 | 4408.9957 | 19488.7267 | 4 | UTGS
3384 | RES | UTGS | 550 | 760 | 2 | F | SL0004127872 | No | 1.25 | 50 | [12 empty] | 2 | 1000 | [12 empty] | 0 | 0 | 1000 | 50 | 6 | 163 | 3725.6739 | 0 | 3725.6739 | 199.4538 | 585.0096 | 1.25 | UTGS
3385 | COM | UTGS | 11750 | 274 | 2 | F | SL0004128115 | No | 2 | 82 | [12 empty] | 2 | 750.25 | 4 | 249.75 | [10 empty] | 0 | 0 | 1000 | 82 | 4 | 4 | 5984.6452 | 0 | 5984.6452 | 8575.4173 | 10791.3333 | 2 | UTGS
3386 | RES | UTGS | 320 | 760 | 0.25 | F | SL0004128205 | No | 0.75 | 20 | [12 empty] | 2 | 1000 | [12 empty] | 0 | 0 | 1000 | 20 | 9 | 9 | 1287.6696 | 0 | 1287.6696 | 3612.3291 | 431 | 0.75 | UTGS
3387 | RES | UTGS | 550 | 760 | 2 | F | SL0004128272 | No | 0.75 | 39 | [12 empty] | 2 | 1000 | [12 empty] | 0 | 0 | 1000 | 39 | 7 | 30 | 2510.9556 | 0 | 2510.9556 | 1083.6987 | 585.0096 | 0.75 | UTGS
3388 | RES | UTGS | 550 | 760 | 2 | F | SL0004128356 | No | 0.75 | 11 | [12 empty] | 2 | 1000 | [12 empty] | 0 | 0 | 1000 | 11 | 8 | 40 | 708.2183 | 0 | 708.2183 | 812.774 | 585.0096 | 0.75 | UTGS
3389 | RES | UTGS | 540 | 759 | 0.25 | F | SL0004128663 | No | 0.75 | 19 | [12 empty] | 2 | 1000 | [12 empty] | 0 | 0 | 1000 | 19 | 11 | 11 | 1223.2861 | 0 | 1223.2861 | 2955.542 | 585.0096 | 0.75 | UTGS
3390 | RES | UTGS | 500 | 220 | 0.25 | F | SL0004128744 | No | 0.75 | 28 | [12 empty] | 2 | 263.5 | 4 | 736.5 | [10 empty] | 0 | 0 | 1000 | 28 | 11 | 11 | 1802.7374 | 0 | 1802.7374 | 3435.6061 | 585.0096 | 0.75 | UTGS
3391 | RES | UTGS | 320 | 760 | 0.25 | F | SL0004128785 | No | 0.75 | 66 | [12 empty] | 2 | 1000 | [12 empty] | 0 | 0 | 1000 | 66 | 7 | 7 | 4249.3095 | 0 | 4249.3095 | 4644.4231 | 431 | 0.75 | UTGS
3392 | RES | UTGS | 550 | 760 | 2 | F | SL0004129133 | No | 0.75 | 26 | [12 empty] | 2 | 1000 | [12 empty] | 0 | 0 | 1000 | 26 | 3 | 17 | 1673.9704 | 0 | 1673.9704 | 1912.4095 | 585.0096 | 0.75 | UTGS
3393 | RES | UTGS | 930 | 720 | 2 | F | SL0004129315 | No | 0.75 | 77 | [12 empty] | 2 | 1000 | [12 empty] | 0 | 0 | 1000 | 77 | 1 | 18 | 4957.5278 | 0 | 4957.5278 | 1806.1645 | 1475.8773 | 0.75 | UTGS
3394 | RES | UTGS | 320 | 760 | 0.25 | F | SL0004129564 | No | 0.75 | 17 | [12 empty] | 2 | 1000 | [12 empty] | 0 | 0 | 1000 | 17 | 10 | 10 | 1094.5191 | 0 | 1094.5191 | 3251.0962 | 431 | 0.75 | UTGS
3395 | RES | UTGS | 320 | 127 | 0.25 | F | SL0004129614 | No | 0.75 | 14 | [12 empty] | 0.75 | 265 | 1.25 | 17 | 2 | 72.89 | 4 | 645.11 | [6 empty] | 0 | 0 | 1000 | 14 | 8 | 51 | 901.3687 | 0 | 901.3687 | 767.7843 | 431 | 0.75 | UTGS
3396 | RES | UTGS | 550 | 760 | 2 | F | SL0004129690 | No | 0.75 | 50 | [12 empty] | 2 | 999.75 | [12 empty] | 0 | 0 | 999.75 | 50 | 24 | 144 | 3219.1739 | 0 | 3219.1739 | 225.7141 | 585.0096 | 0.75 | UTGS
3397 | RES | UTGS | 320 | 760 | 0.25 | F | SL0004129704 | No | 0.75 | 29 | [12 empty] | 0.75 | 224.3 | 2 | 775.7 | [10 empty] | 0 | 0 | 1000 | 29 | 12 | 12 | 1867.1209 | 0 | 1867.1209 | 2850.9296 | 431 | 0.75 | UTGS
3398 | RES | UTGS | 320 | 760 | 0.25 | F | SL0004130558 | No | 0.75 | 27 | [12 empty] | 2 | 1000 | [12 empty] | 0 | 0 | 1000 | 27 | 16 | 16 | 1738.3539 | 0 | 1738.3539 | 2031.9351 | 431 | 0.75 | UTGS
3399 | COM | UTTSS | 44350 | 274 | 45 | H | SL0004131138 | No | 4 | 225 | 6 | 1 | [10 empty] | 6 | 1000 | [12 empty] | 0 | 0 | 1000 | 226 | 1 | 7 | 17274.8025 | 0 | 17274.8025 | 8575.8517 | 60371.7529 | 4 | UTTSS
3400 | RES | UTGS | 17800 | 275 | 2 | F | SL0004131174 | No | 2 | 19 | [12 empty] | 2 | 6 | 4 | 994 | [10 empty] | 0 | 0 | 1000 | 19 | 11 | 44 | 1386.6861 | 0 | 1386.6861 | 900.8623 | 15242 | 2 | UTGS
3401 | RES | UTGS | 550 | 760 | 2 | F | SL0004131458 | No | 1.25 | 46 | [12 empty] | 2 | 1000 | [12 empty] | 0 | 0 | 1000 | 46 | 8 | 96 | 3427.62 | 0 | 3427.62 | 338.6559 | 585.0096 | 1.25 | UTGS
3402 | IND | UTTSS | 6600 | 272 | 5 | F | SL0004131789 | No | 4 | 110 | [12 empty] | 4 | 1000 | [12 empty] | 0 | 0 | 1000 | 110 | 2 | 7 | 8419.7826 | 0 | 8419.7826 | 5668.7088 | 3698.6667 | 4 | UTTSS
3403 | RES | UTGS | 550 | 760 | 2 | F | SL0004132656 | No | 0.75 | 73 | [12 empty] | 2 | 1000 | [12 empty] | 0 | 0 | 1000 | 73 | 6 | 67 | 4699.9939 | 0 | 4699.9939 | 485.2382 | 585.0096 | 0.75 | UTGS
3404 | COM | UTGS | 17800 | 275 | 2 | F | SL0004132749 | No | 4 | 15 | [12 empty] | 2 | 17.59 | 4 | 703.83 | 6 | 278.59 | [8 empty] | 0 | 0 | 1000.01 | 15 | 1 | 6 | 1148.1522 | 0 | 1148.1522 | 7537.4241 | 15242 | 4 | UTGS
3405 | RES | UTGS | 540 | 759 | 0.25 | F | SL0004132800 | No | 0.75 | 80 | [12 empty] | 2 | 1000 | [12 empty] | 0 | 0 | 1000 | 80 | 5 | 5 | 5150.6782 | 0 | 5150.6782 | 6502.1923 | 585.0096 | 0.75 | UTGS
3406 | RES | UTGS | 550 | 760 | 2 | F | SL0004132818 | No | 0.75 | 34 | [12 empty] | 2 | 1000 | [12 empty] | 0 | 0 | 1000 | 34 | 12 | 32 | 2189.0382 | 0 | 2189.0382 | 1015.9676 | 585.0096 | 0.75 | UTGS
3407 | RES | UTGS | 320 | 760 | 0.25 | F | SL0004133189 | No | 0.75 | 31 | [12 empty] | 2 | 1000 | [12 empty] | 0 | 0 | 1000 | 31 | 9 | 9 | 1995.8878 | 0 | 1995.8878 | 3612.3291 | 431 | 0.75 | UTGS
3408 | RES | UTGS | 955 | 759 | 2 | F | SL0004133772 | No | 0.75 | 56 | [12 empty] | 0.75 | 321.62 | 2 | 678.38 | [10 empty] | 0 | 0 | 1000 | 56 | 4 | 4 | 3605.4748 | 0 | 3605.4748 | 8737.2103 | 1475.8773 | 0.75 | UTGS
3409 | COM | UTGS | 17800 | 275 | 2 | F | SL0004134287 | No | 4 | 237 | [12 empty] | 4 | 811.36 | 6 | 188.64 | [10 empty] | 0 | 0 | 1000 | 237 | 1 | 17 | 18140.8042 | 0 | 18140.8042 | 2559.9874 | 15242 | 4 | UTGS
3410 | RES | UTGS | 320 | 760 | 0.25 | F | SL0004134492 | No | 0.75 | 25 | [12 empty] | 2 | 1000 | [12 empty] | 0 | 0 | 1000 | 25 | 10 | 10 | 1609.5869 | 0 | 1609.5869 | 3251.0962 | 431 | 0.75 | UTGS
3411 | RES | UTGS | 540 | 759 | 0.25 | F | SL0004134971 | No | 0.75 | 57 | [12 empty] | 2 | 1000 | [12 empty] | 0 | 0 | 1000 | 57 | 3 | 3 | 3669.8582 | 0 | 3669.8582 | 10836.9872 | 585.0096 | 0.75 | UTGS
3412 | COM | UTTSM | 64550 | 275 | 45 | H | SL0004135026 | No | 4 | 136 | [12 empty] | 2 | 190.5 | 3 | 804.5 | 4 | 5 | [8 empty] | 0 | 0 | 1000 | 136 | 3 | 3 | 10409.913 | 0 | 10409.913 | 7448.5839 | 113197.0366 | 4 | UTTSM
3413 | RES | UTGS | 550 | 760 | 2 | F | SL0004135090 | No | 1.25 | 111 | [12 empty] | 4 | 1000 | [12 empty] | 0 | 0 | 1000 | 111 | 5 | 38 | 8270.996 | 0 | 8270.996 | 1044.2358 | 585.0096 | 1.25 | UTGS
3414 | COM | UTGS | 21100 | 275 | 5 | F | SL0004135241 | No | 4 | 96 | 6 | 2 | 8 | 2 | [8 empty] | 8 | 1000 | [12 empty] | 0 | 0 | 1000 | 100 | 1 | 7 | 7616.4451 | 0 | 7616.4451 | 10407.2802 | 18747.15 | 4 | UTGS
3415 | RES | UTGS | 550 | 760 | 2 | F | SL0004135352 | No | 1.25 | 12 | [12 empty] | 2 | 456 | 4 | 544 | [10 empty] | 0 | 0 | 1000 | 12 | 2 | 49 | 894.1617 | 0 | 894.1617 | 743.0906 | 585.0096 | 1.25 | UTGS
3416 | RES | UTGS | 428 | 711 | 2 | F | SL0004135470 | No | 1.25 | 46 | [12 empty] | 2 | 1000 | [12 empty] | 0 | 0 | 1000 | 46 | 6 | 73 | 3427.62 | 0 | 3427.62 | 445.3556 | 585.0096 | 1.25 | UTGS
3417 | RES | UTGS | 320 | 760 | 0.25 | F | SL0004135804 | No | 0.75 | 28 | [12 empty] | 2 | 1000 | [12 empty] | 0 | 0 | 1000 | 28 | 8 | 8 | 1802.7374 | 0 | 1802.7374 | 4063.8702 | 431 | 0.75 | UTGS
3418 | RES | UTGS | 1390 | 746 | 2 | F | SL0004136021 | No | 0.75 | 67 | [12 empty] | 2 | 1000 | [12 empty] | 0 | 0 | 1000 | 67 | 2 | 2 | 4313.693 | 0 | 4313.693 | 16255.4809 | 1475.8773 | 0.75 | UTGS
3419 | RES | UTGS | 550 | 760 | 2 | F | SL0004136218 | No | 0.75 | 36 | [12 empty] | 2 | 1000 | [12 empty] | 0 | 0 | 1000 | 36 | 6 | 44 | 2317.8052 | 0 | 2317.8052 | 738.8855 | 585.0096 | 0.75 | UTGS
3420 | RES | UTGS | 550 | 760 | 2 | F | SL0004136641 | No | 0.75 | 15 | [12 empty] | 0.75 | 196.03 | 2 | 803.97 | [10 empty] | 0 | 0 | 1000 | 15 | 7 | 34 | 965.7522 | 0 | 965.7522 | 999.9079 | 585.0096 | 0.75 | UTGS
3421 | RES | UTGS | 320 | 760 | 0.25 | F | SL0004136759 | No | 0.75 | 3 | [12 empty] | 0.75 | 428.32 | 2 | 571.68 | [10 empty] | 0 | 0 | 1000 | 3 | 13 | 13 | 193.1504 | 0 | 193.1504 | 2750.5867 | 431 | 0.75 | UTGS
3422 | IND | UTTSS | 64550 | 275 | 45 | H | SL0004136881 | No | 2 | 114 | [12 empty] | 6 | 1000 | [12 empty] | 0 | 0 | 1000 | 114 | 1 | 12 | 8320.1165 | 0 | 8320.1165 | 5002.5801 | 113197.0366 | 2 | UTTSS
3423 | RES | UTGS | 320 | 760 | 0.25 | F | SL0004136933 | No | 0.75 | 24 | [12 empty] | 2 | 1000 | [12 empty] | 0 | 0 | 1000 | 24 | 14 | 14 | 1545.2035 | 0 | 1545.2035 | 2322.2116 | 431 | 0.75 | UTGS
3424 | RES | UTGS | 540 | 159 | 0.25 | F | SL0004137210 | No | 0.75 | 44 | [12 empty] | 2 | 1000 | [12 empty] | 0 | 0 | 1000 | 44 | 16 | 16 | 2832.873 | 0 | 2832.873 | 2031.9351 | 585.0096 | 0.75 | UTGS
3425 | RES | UTGS | 320 | 760 | 0.25 | F | SL0004137328 | No | 0.75 | 58 | [12 empty] | 2 | 1000 | [12 empty] | 0 | 0 | 1000 | 58 | 13 | 16 | 3734.2417 | 0 | 3734.2417 | 2031.9351 | 431 | 0.75 | UTGS
3426 | RES | UTGS | 500 | 720 | 0.25 | F | SL0004137519 | No | 0.75 | 20 | [12 empty] | 2 | 1000 | [12 empty] | 0 | 0 | 1000 | 20 | 8 | 8 | 1287.6696 | 0 | 1287.6696 | 4063.8702 | 585.0096 | 0.75 | UTGS
3427 | RES | UTGS | 550 | 760 | 2 | F | SL0004137539 | No | 1.25 | 54 | [12 empty] | 2 | 1000 | [12 empty] | 0 | 0 | 1000 | 54 | 5 | 20 | 4023.7278 | 0 | 4023.7278 | 1625.5481 | 585.0096 | 1.25 | UTGS
3428 | RES | UTGS | 550 | 760 | 2 | F | SL0004137562 | No | 0.75 | 15 | [12 empty] | 2 | 1000 | [12 empty] | 0 | 0 | 1000 | 15 | 13 | 78 | 965.7522 | 0 | 965.7522 | 416.8072 | 585.0096 | 0.75 | UTGS
3429 | RES | UTGS | 428 | 711 | 2 | F | SL0004138060 | No | 1.25 | 19 | [12 empty] | 2 | 1000 | [12 empty] | 0 | 0 | 1000 | 19 | 5 | 28 | 1415.7561 | 0 | 1415.7561 | 1161.1058 | 585.0096 | 1.25 | UTGS
3430 | RES | UTGS | 550 | 261 | 2 | F | SL0004138295 | No | 0.75 | 25 | [12 empty] | 2 | 1000 | [12 empty] | 0 | 0 | 1000 | 25 | 12 | 51 | 1609.5869 | 0 | 1609.5869 | 637.4698 | 585.0096 | 0.75 | UTGS
3431 | RES | UTGS | 550 | 760 | 2 | F | SL0004138352 | No | 1.25 | 72 | [12 empty] | 2 | 1000 | [12 empty] | 0 | 0 | 1000 | 72 | 3 | 46 | 5364.9704 | 0 | 5364.9704 | 706.76 | 585.0096 | 1.25 | UTGS
3432 | RES | UTGS | 550 | 461 | 2 | F | SL0004138504 | No | 0.75 | 25 | [12 empty] | 2 | 265.91 | 4 | 734.09 | [10 empty] | 0 | 0 | 1000 | 25 | 4 | 15 | 1609.5869 | 0 | 1609.5869 | 2518.2925 | 585.0096 | 0.75 | UTGS
3433 | RES | UTGS | 320 | 760 | 0.25 | F | SL0004138822 | No | 0.75 | 31 | [12 empty] | 2 | 119.35 | 4 | 105.45 | 6 | 775.2 | [8 empty] | 0 | 0 | 1000 | 31 | 12 | 12 | 1995.8878 | 0 | 1995.8878 | 4550.0452 | 431 | 0.75 | UTGS
3434 | RES | UTGS | 320 | 760 | 0.25 | F | SL0004138834 | No | 0.75 | 30 | [12 empty] | 2 | 240.31 | 4 | 145.77 | 6 | 613.92 | [8 empty] | 0 | 0 | 1000 | 30 | 11 | 11 | 1931.5043 | 0 | 1931.5043 | 4586.4737 | 431 | 0.75 | UTGS
3435 | RES | UTGS | 320 | 127 | 0.25 | F | SL0004139127 | No | 0.75 | 33 | [12 empty] | 2 | 1000 | [12 empty] | 0 | 0 | 1000 | 33 | 6 | 6 | 2124.6548 | 0 | 2124.6548 | 5418.4936 | 431 | 0.75 | UTGS
3436 | IND | UTTSS | 44350 | 274 | 45 | H | SL0004139493 | No | 4 | 48 | 6 | 341 | [10 empty] | 4 | 1000 | [12 empty] | 0 | 0 | 1000 | 389 | 2 | 2 | 21583.4069 | 0 | 21583.4069 | 19840.4809 | 60371.7529 | 4 | UTTSS
3437 | COM | UTGS | 930 | 720 | 2 | F | SL0004139911 | No | 2 | 31 | [12 empty] | 2 | 97.7 | 4 | 902.3 | [10 empty] | 0 | 0 | 1000 | 31 | 8 | 24 | 2262.4878 | 0 | 2262.4878 | 1624.1855 | 1475.8773 | 2 | UTGS
3438 | COM | UTGS | 17800 | 275 | 2 | F | SL0004140426 | No | 4 | 348 | [12 empty] | 2 | 57.56 | 4 | 632.56 | 6 | 309.89 | [8 empty] | 0 | 0 | 1000.01 | 348 | 2 | 2 | 26637.1303 | 0 | 26637.1303 | 22787.4574 | 15242 | 4 | UTGS
3439 | RES | UTGS | 550 | 760 | 2 | F | SL0004140448 | No | 1.25 | 80 | [12 empty] | 2 | 1000 | [12 empty] | 0 | 0 | 1000 | 80 | 11 | 121 | 5961.0782 | 0 | 5961.0782 | 268.6856 | 585.0096 | 1.25 | UTGS
3440 | RES | UTGS | 550 | 760 | 2 | F | SL0004140899 | No | 1.25 | 37 | 2 | 1 | [10 empty] | 2 | 1000 | [12 empty] | 0 | 0 | 1000 | 38 | 8 | 22 | 2829.9822 | 0 | 2829.9822 | 1477.771 | 585.0096 | 1.25 | UTGS
3441 | RES | UTGS | 540 | 759 | 0.25 | F | SL0004140911 | No | 0.75 | 22 | [12 empty] | 2 | 859.09 | 6 | 140.91 | [10 empty] | 0 | 0 | 1000 | 22 | 26 | 26 | 1416.4365 | 0 | 1416.4365 | 1399.5694 | 585.0096 | 0.75 | UTGS
3442 | RES | UTGS | 550 | 760 | 2 | F | SL0004141152 | No | 2 | 149 | 4 | 61.32 | 6 | 1 | [8 empty] | 2 | 246.57 | 4 | 161.87 | 6 | 591.57 | [8 empty] | 0 | 0 | 1000.01 | 211.32 | 6 | 131 | 15620.7043 | 0 | 15620.7043 | 381.3122 | 585.0096 | 2 | UTGS
3443 | RES | UTGS | 320 | 760 | 0.25 | F | SL0004141733 | No | 0.75 | 18 | [12 empty] | 2 | 708.25 | 4 | 291.75 | [10 empty] | 0 | 0 | 1000 | 18 | 7 | 15 | 1158.9026 | 0 | 1158.9026 | 2306.8539 | 431 | 0.75 | UTGS
3444 | RES | UTGS | 306 | 711 | 0.25 | F | SL0004141841 | No | 0.75 | 45 | [12 empty] | 2 | 1000 | [12 empty] | 0 | 0 | 1000 | 45 | 18 | 18 | 2897.2565 | 0 | 2897.2565 | 1806.1645 | 431 | 0.75 | UTGS
3445 | COM | UTGS | 21100 | 275 | 5 | F | SL0004142115 | No | 4 | 16 | 6 | 1 | [10 empty] | 6 | 1000 | [12 empty] | 0 | 0 | 1000 | 17 | 2 | 2 | 1277.2156 | 0 | 1277.2156 | 30015.4809 | 18747.15 | 4 | UTGS
3446 | RES | UTGS | 550 | 760 | 2 | F | SL0004142458 | No | 0.75 | 16 | [12 empty] | 1.25 | 44 | 2 | 878.28 | 6 | 77.72 | [8 empty] | 0 | 0 | 1000 | 16 | 7 | 36 | 1030.1356 | 0 | 1030.1356 | 963.3504 | 585.0096 | 0.75 | UTGS
3447 | RES | UTGS | 550 | 760 | 2 | F | SL0004142593 | No | 0.75 | 12 | [12 empty] | 2 | 937.23 | 4 | 62.77 | [10 empty] | 0 | 0 | 1000 | 12 | 6 | 24 | 772.6017 | 0 | 772.6017 | 1373.3759 | 585.0096 | 0.75 | UTGS
3448 | RES | UTGS | 306 | 711 | 0.25 | F | SL0004142624 | No | 0.75 | 14 | [12 empty] | 2 | 328.75 | 4 | 671.25 | [10 empty] | 0 | 0 | 1000 | 14 | 9 | 9 | 901.3687 | 0 | 901.3687 | 4147.0916 | 431 | 0.75 | UTGS
3449 | RES | UTGS | 500 | 720 | 0.25 | F | SL0004142653 | No | 0.75 | 20 | [12 empty] | 2 | 1000 | [12 empty] | 0 | 0 | 1000 | 20 | 8 | 8 | 1287.6696 | 0 | 1287.6696 | 4063.8702 | 585.0096 | 0.75 | UTGS
3450 | RES | UTGS | 306 | 711 | 0.25 | F | SL0004142675 | No | 0.75 | 25 | [12 empty] | 0.75 | 246.79 | 2 | 753.21 | [10 empty] | 0 | 0 | 1000 | 25 | 15 | 15 | 1609.5869 | 0 | 1609.5869 | 2292.1087 | 431 | 0.75 | UTGS
3451 | COM | UTGS | 121714 | 113 | 45 | H | SL0004143064 | No | 4 | 21 | [12 empty] | 4 | 505.76 | 6 | 1 | 8 | 493.24 | [8 empty] | 0 | 0 | 1000 | 21 | 2 | 2 | 1607.413 | 0 | 1607.413 | 28031.0413 | 150929.3822 | 4 | UTGS
3452 | RES | UTGS | 306 | 711 | 0.25 | F | SL0004143580 | No | 0.75 | 26 | [12 empty] | 0.75 | 434.87 | 1.25 | 26.73 | 2 | 155.67 | 4 | 382.73 | [6 empty] | 0 | 0 | 1000 | 26 | 9 | 9 | 1673.9704 | 0 | 1673.9704 | 4285.5735 | 431 | 0.75 | UTGS
3453 | RES | UTGS | 500 | 720 | 0.25 | F | SL0004143612 | No | 0.75 | 15 | [12 empty] | 2 | 912.74 | 4 | 87.26 | [10 empty] | 0 | 0 | 1000 | 15 | 5 | 5 | 965.7522 | 0 | 965.7522 | 6627.3232 | 585.0096 | 0.75 | UTGS
3454 | RES | UTGS | 320 | 760 | 0.25 | F | SL0004143639 | No | 0.75 | 26 | [12 empty] | 2 | 1000 | [12 empty] | 0 | 0 | 1000 | 26 | 7 | 7 | 1673.9704 | 0 | 1673.9704 | 4644.4231 | 431 | 0.75 | UTGS
3455 | RES | UTGS | 550 | 760 | 2 | F | SL0004143687 | No | 1.25 | 32 | [12 empty] | 2 | 1000 | [12 empty] | 0 | 0 | 1000 | 32 | 9 | 108 | 2384.4313 | 0 | 2384.4313 | 301.0274 | 585.0096 | 1.25 | UTGS
3456 | RES | UTGS | 500 | 720 | 0.25 | F | SL0004143795 | No | 0.75 | 24 | [12 empty] | 2 | 1000 | [12 empty] | 0 | 0 | 1000 | 24 | 12 | 12 | 1545.2035 | 0 | 1545.2035 | 2709.2468 | 585.0096 | 0.75 | UTGS
3457 | COM | UTGS | 28250 | 273 | 45 | H | SL0004143899 | No | 4 | 280.33 | [12 empty] | 4 | 36 | 6 | 3 | 8 | 961 | [8 empty] | 0 | 0 | 1000 | 280.33 | 1 | 12 | 21457.4331 | 0 | 21457.4331 | 5968.1985 | 52825.2838 | 4 | UTGS
3458 | RES | UTGS | 550 | 760 | 2 | F | SL0004144089 | No | 0.75 | 27 | [12 empty] | 2 | 1000 | [12 empty] | 0 | 0 | 1000 | 27 | 6 | 68 | 1738.3539 | 0 | 1738.3539 | 478.1024 | 585.0096 | 0.75 | UTGS
3459 | RES | UTGS | 320 | 760 | 0.25 | F | SL0004144093 | No | 0.75 | 19 | [12 empty] | 2 | 1000 | [12 empty] | 0 | 0 | 1000 | 19 | 11 | 11 | 1223.2861 | 0 | 1223.2861 | 2955.542 | 431 | 0.75 | UTGS
3460 | RES | UTGS | 930 | 720 | 2 | F | SL0004144433 | No | 0.75 | 20 | [12 empty] | 2 | 576 | 6 | 424 | [10 empty] | 0 | 0 | 1000 | 20 | 2 | 2 | 1287.6696 | 0 | 1287.6696 | 22089.7209 | 1475.8773 | 0.75 | UTGS
3461 | COM | UTGS | 20200 | 272 | 45 | H | SL0004144582 | No | 4 | 28 | [12 empty] | 2 | 338.41 | 4 | 661.59 | [10 empty] | 0 | 0 | 1000 | 28 | 2 | 5 | 2143.2174 | 0 | 2143.2174 | 7450.9124 | 52825.2838 | 4 | UTGS
3462 | RES | UTGS | 320 | 760 | 0.25 | F | SL0004144813 | No | 0.75 | 41 | [12 empty] | 2 | 1000 | [12 empty] | 0 | 0 | 1000 | 41 | 7 | 7 | 2639.7226 | 0 | 2639.7226 | 4644.4231 | 431 | 0.75 | UTGS
3463 | RES | UTGS | 500 | 720 | 0.25 | F | SL0004144902 | No | 0.75 | 24 | [12 empty] | 2 | 1000 | [12 empty] | 0 | 0 | 1000 | 24 | 11 | 11 | 1545.2035 | 0 | 1545.2035 | 2955.542 | 585.0096 | 0.75 | UTGS
3464 | RES | UTGS | 320 | 760 | 0.25 | F | SL0004144976 | No | 0.75 | 30 | [12 empty] | 2 | 1000 | [12 empty] | 0 | 0 | 1000 | 30 | 10 | 10 | 1931.5043 | 0 | 1931.5043 | 3251.0962 | 431 | 0.75 | UTGS
3465 | RES | UTGS | 930 | 720 | 2 | F | SL0004145678 | No | 0.75 | 38 | [12 empty] | 0.75 | 62 | 2 | 938 | [10 empty] | 0 | 0 | 1000 | 38 | 9 | 9 | 2446.5722 | 0 | 2446.5722 | 3664.5469 | 1475.8773 | 0.75 | UTGS
3466 | RES | UTGS | 320 | 760 | 0.25 | F | SL0004145688 | No | 0.75 | 11 | [12 empty] | 1.25 | 166.8 | 2 | 833.2 | [10 empty] | 0 | 0 | 1000 | 11 | 8 | 8 | 708.2183 | 0 | 708.2183 | 4078.4652 | 431 | 0.75 | UTGS
3467 | COM | UTTSS | 20200 | 272 | 45 | H | SL0004145991 | No | 3 | 3 | [12 empty] | 2 | 479.5 | 3 | 520.5 | [10 empty] | 0 | 0 | 1000 | 3 | 4 | 5 | 218.9504 | 0 | 218.9504 | 5182.2043 | 52825.2838 | 3 | UTTSS
3468 | COM | UTGS | 21100 | 275 | 5 | F | SL0004146035 | No | 4 | 113.5 | [12 empty] | 4 | 1000 | [12 empty] | 0 | 0 | 1000 | 113.5 | 3 | 13 | 8687.6847 | 0 | 8687.6847 | 3052.3817 | 18747.15 | 4 | UTGS
3469 | RES | UTGS | 550 | 760 | 2 | F | SL0004146390 | No | 0.75 | 54 | [12 empty] | 2 | 847.5 | 8 | 152.5 | [10 empty] | 0 | 0 | 1000 | 54 | 6 | 37 | 3476.7078 | 0 | 3476.7078 | 1044.9409 | 585.0096 | 0.75 | UTGS
3470 | RES | UTGS | 500 | 720 | 0.25 | F | SL0004146621 | No | 0.75 | 23 | [12 empty] | 2 | 690.19 | 4 | 309.81 | [10 empty] | 0 | 0 | 1000 | 23 | 3 | 3 | 1480.82 | 0 | 1480.82 | 11577.4331 | 585.0096 | 0.75 | UTGS
3471 | COM | UTGS | 30300 | 279 | 5 | F | SL0004146690 | No | 4 | 181 | [12 empty] | 8 | 1000 | [12 empty] | 0 | 0 | 1000 | 181 | 1 | 69 | 13854.3695 | 0 | 13854.3695 | 1055.811 | 27686.4 | 4 | UTGS
3472 | RES | UTGS | 550 | 760 | 2 | F | SL0004147005 | No | 0.75 | 46 | [12 empty] | 2 | 219.63 | 4 | 780.38 | [10 empty] | 0 | 0 | 1000.01 | 46 | 11 | 101 | 2961.64 | 0 | 2961.64 | 377.2932 | 585.0096 | 0.75 | UTGS
3473 | RES | UTGS | 550 | 760 | 2 | F | SL0004147535 | No | 0.75 | 14 | [12 empty] | 2 | 687.09 | 4 | 312.91 | [10 empty] | 0 | 0 | 1000 | 14 | 6 | 38 | 901.3687 | 0 | 901.3687 | 914.5928 | 585.0096 | 0.75 | UTGS
3474 | COM | UTGS | 30300 | 279 | 5 | F | SL0004147688 | No | 4 | 252 | 6 | 2 | 8 | 1 | [8 empty] | 8 | 1000 | [12 empty] | 0 | 0 | 1000 | 255 | 2 | 2 | 19475.612 | 0 | 19475.612 | 36425.4809 | 27686.4 | 4 | UTGS
3475 | RES | UTGS | 550 | 760 | 2 | F | SL0004147723 | No | 0.75 | 21 | [12 empty] | 2 | 865.15 | 6 | 134.85 | [10 empty] | 0 | 0 | 1000 | 21 | 5 | 5 | 1352.053 | 0 | 1352.053 | 7244.4067 | 585.0096 | 0.75 | UTGS
3476 | RES | UTGS | 550 | 760 | 2 | F | SL0004147944 | No | 0.75 | 53 | [12 empty] | 2 | 89.21 | 4 | 910.79 | [10 empty] | 0 | 0 | 1000 | 53 | 6 | 31 | 3412.3243 | 0 | 3412.3243 | 1259.3976 | 585.0096 | 0.75 | UTGS
3477 | RES | UTGS | 320 | 127 | 0.25 | F | SL0004148239 | No | 0.75 | 34 | [12 empty] | 2 | 1000 | [12 empty] | 0 | 0 | 1000 | 34 | 2 | 2 | 2189.0382 | 0 | 2189.0382 | 16255.4809 | 431 | 0.75 | UTGS
3478 | IND | UTTSS | 212570 | 112 | 40 | L | SL0004148980 | No | 6 | 169 | 8 | 2 | [10 empty] | 8 | 1000 | [12 empty] | 0 | 0 | 1000 | 171 | 1 | 19 | 9039.1112 | 0 | 9039.1112 | 3834.2611 | 58606.76 | 6 | UTTSS
3479 | RES | UTGS | 540 | 759 | 0.25 | F | SL0004149199 | No | 0.75 | 39 | [12 empty] | 2 | 1000 | [12 empty] | 0 | 0 | 1000 | 39 | 5 | 5 | 2510.9556 | 0 | 2510.9556 | 6502.1923 | 585.0096 | 0.75 | UTGS
3480 | COM | UTGS | 21100 | 275 | 5 | F | SL0004149455 | No | 4 | 34 | [12 empty] | 4 | 1000 | [12 empty] | 0 | 0 | 1000 | 34 | 3 | 3 | 2602.4782 | 0 | 2602.4782 | 13226.9872 | 18747.15 | 4 | UTGS
3481 | RES | UTGS | 550 | 760 | 2 | F | SL0004149493 | No | 0.75 | 64 | [12 empty] | 2 | 1000 | [12 empty] | 0 | 0 | 1000 | 64 | 11 | 34 | 4120.5426 | 0 | 4120.5426 | 956.2048 | 585.0096 | 0.75 | UTGS
3482 | RES | UTGS | 320 | 760 | 0.25 | F | SL0004149634 | No | 0.75 | 30 | [12 empty] | 2 | 1000 | [12 empty] | 0 | 0 | 1000 | 30 | 8 | 8 | 1931.5043 | 0 | 1931.5043 | 4063.8702 | 431 | 0.75 | UTGS
3483 | RES | UTGS | 320 | 760 | 0.25 | F | SL0004149996 | No | 0.75 | 39 | [12 empty] | 2 | 1000 | [12 empty] | 0 | 0 | 1000 | 39 | 8 | 8 | 2510.9556 | 0 | 2510.9556 | 4063.8702 | 431 | 0.75 | UTGS
3484 | RES | UTGS | 540 | 759 | 0.25 | F | SL0004150247 | No | 0.75 | 30 | [12 empty] | 2 | 1000 | [12 empty] | 0 | 0 | 1000 | 30 | 4 | 4 | 1931.5043 | 0 | 1931.5043 | 8127.7404 | 585.0096 | 0.75 | UTGS
3485 | RES | UTGS | 550 | 760 | 2 | F | SL0004150381 | No | 0.75 | 30 | [12 empty] | 2 | 1000 | [12 empty] | 0 | 0 | 1000 | 30 | 13 | 25 | 1931.5043 | 0 | 1931.5043 | 1300.4385 | 585.0096 | 0.75 | UTGS
3486 | RES | UTGS | 550 | 760 | 2 | F | SL0004150647 | No | 1.25 | 20 | [12 empty] | 2 | 870.19 | 4 | 129.81 | [10 empty] | 0 | 0 | 1000 | 20 | 6 | 36 | 1490.2696 | 0 | 1490.2696 | 928.9361 | 585.0096 | 1.25 | UTGS
3487 | RES | UTGS | 550 | 760 | 2 | F | SL0004150753 | No | 0.75 | 21 | [12 empty] | 2 | 900.4 | 4 | 99.6 | [10 empty] | 0 | 0 | 1000 | 21 | 7 | 35 | 1352.053 | 0 | 1352.053 | 949.2884 | 585.0096 | 0.75 | UTGS
3488 | RES | UTGS | 320 | 361 | 0.25 | F | SL0008091479 | No | 0.5 | 51 | [12 empty] | 1.25 | 260.5 | 2 | 739.5 | [10 empty] | 0 | 0 | 1000 | 51 | 7 | 7 | 3488.5774 | 0 | 3488.5774 | 4670.4731 | 431 | 0.5 | UTGS
3489 | RES | UTGS | 320 | 361 | 0.25 | F | SL0008091916 | No | 0.5 | 35 | [12 empty] | 1.25 | 527 | 2 | 473 | [10 empty] | 0 | 0 | 1000 | 35 | 13 | 13 | 2394.1217 | 0 | 2394.1217 | 2529.2201 | 431 | 0.5 | UTGS
3490 | RES | UTGS | 320 | 361 | 0.25 | F | SL0008092071 | No | 0.5 | 30 | [12 empty] | 1.25 | 594.54 | 2 | 23.06 | 3 | 303.84 | 4 | 78.56 | [6 empty] | 0 | 0 | 1000 | 30 | 8 | 8 | 2052.1043 | 0 | 2052.1043 | 3704.7155 | 431 | 0.5 | UTGS
3491 | RES | UTGS | 320 | 361 | 0.25 | F | SL0008092455 | No | 0.5 | 37 | [12 empty] | 2 | 1000 | [12 empty] | 0 | 0 | 1000 | 37 | 18 | 18 | 2530.9287 | 0 | 2530.9287 | 1806.1645 | 431 | 0.5 | UTGS
3492 | RES | UTGS | 320 | 460 | 0.25 | F | SL0008093258 | No | 0.5 | 48 | [12 empty] | 2 | 1000 | [12 empty] | 0 | 0 | 1000 | 48 | 9 | 9 | 3283.3669 | 0 | 3283.3669 | 3612.3291 | 431 | 0.5 | UTGS
3493 | COM | UTTSS | 14500 | 274 | 5 | F | SL0008094267 | No | 3 | 397 | [12 empty] | 4 | 1000 | [12 empty] | 0 | 0 | 1000 | 397 | 1 | 1 | 28974.4407 | 0 | 28974.4407 | 39680.9617 | 10791.3333 | 3 | UTTSS
3494 | RES | UTGS | 630 | 346 | 0.25 | F | SL0008094350 | No | 0.75 | 77 | [12 empty] | 4 | 1000 | [12 empty] | 0 | 0 | 1000 | 77 | 10 | 10 | 4957.5278 | 0 | 4957.5278 | 3968.0962 | 1348.3333 | 0.75 | UTGS
3495 | RES | UTGS | 550 | 361 | 2 | F | SL0008094359 | No | 0.75 | 39 | [12 empty] | 0.75 | 5 | 1.25 | 115 | 2 | 776 | 4 | 104 | [6 empty] | 0 | 0 | 1000 | 39 | 19 | 88 | 2510.9556 | 0 | 2510.9556 | 379.2618 | 585.0096 | 0.75 | UTGS
3496 | RES | UTGS | 550 | 361 | 2 | F | SL0008094431 | No | 0.75 | 56 | 1.25 | 40 | [10 empty] | 0.75 | 79.76 | 1.25 | 2 | 2 | 918.24 | [8 empty] | 0 | 0 | 1000 | 96 | 12 | 66 | 6586.0139 | 0 | 6586.0139 | 501.7719 | 585.0096 | 0.75 | UTGS
3497 | RES | UTGS | 320 | 361 | 0.25 | F | SL0008094447 | No | 0.5 | 15 | [12 empty] | 2 | 939.12 | 4 | 60.88 | [10 empty] | 0 | 0 | 1000 | 15 | 11 | 11 | 1026.0522 | 0 | 1026.0522 | 2995.2247 | 431 | 0.5 | UTGS
3498 | COM | UTTSS | 21100 | 275 | 5 | F | SL0008094460 | No | 2 | 65 | [12 empty] | 4 | 761.58 | 6 | 238.42 | [10 empty] | 0 | 0 | 1000 | 65 | 1 | 1 | 4743.9261 | 0 | 4743.9261 | 44532.8087 | 18747.15 | 2 | UTTSS
3499 | RES | UTGS | 320 | 361 | 0.25 | F | SL0008094788 | No | 0.5 | 138 | [12 empty] | 2 | 863.75 | 4 | 136.25 | [10 empty] | 0 | 0 | 1000 | 138 | 8 | 8 | 9439.6799 | 0 | 9439.6799 | 4185.9843 | 431 | 0.5 | UTGS
3500 | COM | UTFS | 2100 | 151 | 5 | F | SL0008095047 | No | 0.75 | 198 | [12 empty] | 1.25 | 62.41 | 2 | 552.76 | 3 | 384.83 | [8 empty] | 0 | 0 | 1000 | 198 | 5 | 10 | 12747.9286 | 0 | 12747.9286 | 2767.5004 | 2428.75 | 0.75 | UTFS
3501 | RES | UTGS | 320 | 361 | 0.25 | F | SL0008096053 | No | 0.5 | 38 | [12 empty] | 2 | 495.16 | 4 | 504.84 | [10 empty] | 0 | 0 | 1000 | 38 | 14 | 15 | 2599.3322 | 0 | 2599.3322 | 2408.711 | 431 | 0.5 | UTGS
3502 | RES | UTGS | 320 | 361 | 0.25 | F | SL0008096714 | No | 0.5 | 33 | [12 empty] | 2 | 983.75 | 4 | 16.25 | [10 empty] | 0 | 0 | 1000 | 33 | 13 | 13 | 2257.3148 | 0 | 2257.3148 | 2509.8057 | 431 | 0.5 | UTGS
3503 | RES | UTGS | 320 | 361 | 0.25 | F | SL0008097055 | No | 0.75 | 19 | 1.25 | 147.39 | [10 empty] | 1.25 | 90.48 | 2 | 680.78 | 4 | 228.74 | [8 empty] | 0 | 0 | 1000 | 166.39 | 10 | 31 | 12205.8276 | 0 | 12205.8276 | 1103.6891 | 431 | 0.75 | UTGS
3504 | RES | UTGS | 320 | 361 | 0.25 | F | SL0008097071 | No | 0.5 | 55 | [12 empty] | 2 | 1000 | [12 empty] | 0 | 0 | 1000 | 55 | 9 | 9 | 3762.1913 | 0 | 3762.1913 | 3612.3291 | 431 | 0.5 | UTGS
3505 | IND | UTIS | 9200 | 273 | 5 | F | SL0008097096 | No | 2 | 136 | [12 empty] | 4 | 1000 | [12 empty] | 0 | 0 | 1000 | 136 | 6 | 6 | 9925.753 | 0 | 9925.753 | 6613.4936 | 5118 | 2 | UTIS
3506 | RES | UTGS | 320 | 361 | 0.25 | F | SL0008097511 | No | 0.5 | 25 | [12 empty] | 1.25 | 719.58 | 2 | 280.42 | [10 empty] | 0 | 0 | 1000 | 25 | 13 | 13 | 1710.0869 | 0 | 1710.0869 | 2539.5898 | 431 | 0.5 | UTGS
3507 | COM | UTGS | 18200 | 274 | 10 | L | SL0008097952 | No | 2 | 172 | [12 empty] | 0.75 | 65.85 | 1.25 | 273.17 | 4 | 660.98 | [8 empty] | 0 | 0 | 1000 | 172 | 4 | 4 | 12553.1582 | 0 | 12553.1582 | 9485.1376 | 17706.4 | 2 | UTGS
3508 | RES | UTGS | 320 | 361 | 0.25 | F | SL0008098007 | No | 0.5 | 32 | [12 empty] | 2 | 822.36 | 4 | 177.64 | [10 empty] | 0 | 0 | 1000 | 32 | 10 | 10 | 2188.9113 | 0 | 2188.9113 | 3378.4641 | 431 | 0.5 | UTGS
3509 | RES | UTGS | 320 | 361 | 0.25 | F | SL0008098048 | No | 0.5 | 50 | [12 empty] | 2 | 1000 | [12 empty] | 0 | 0 | 1000 | 50 | 6 | 6 | 3420.1739 | 0 | 3420.1739 | 5418.4936 | 431 | 0.5 | UTGS
3510 | RES | UTGS | 320 | 361 | 0.25 | F | SL0008098147 | No | 0.5 | 26 | [12 empty] | 2 | 1000 | [12 empty] | 0 | 0 | 1000 | 26 | 17 | 17 | 1778.4904 | 0 | 1778.4904 | 1912.4095 | 431 | 0.5 | UTGS
3511 | COM | UTGS | 428 | 111 | 2 | F | SL0008098677 | No | 1.25 | 50 | [12 empty] | 2 | 575 | 4 | 425 | [10 empty] | 0 | 0 | 1000 | 50 | 3 | 16 | 3725.6739 | 0 | 3725.6739 | 2222.3882 | 585.0096 | 1.25 | UTGS
3512 | RES | UTGS | 320 | 361 | 0.25 | F | SL0008098680 | No | 0.5 | 35 | [12 empty] | 4 | 1000 | [12 empty] | 0 | 0 | 1000 | 35 | 9 | 9 | 2394.1217 | 0 | 2394.1217 | 4408.9957 | 431 | 0.5 | UTGS
3513 | RES | UTGS | 320 | 361 | 0.25 | F | SL0008099283 | No | 0.5 | 65 | [12 empty] | 2 | 1000 | [12 empty] | 0 | 0 | 1000 | 65 | 10 | 10 | 4446.2261 | 0 | 4446.2261 | 3251.0962 | 431 | 0.5 | UTGS
3514 | RES | UTGS | 320 | 461 | 0.25 | F | SL0008100028 | No | 0.75 | 46 | [12 empty] | 1.25 | 177.29 | 2 | 822.71 | [10 empty] | 0 | 0 | 1000 | 46 | 22 | 27 | 2961.64 | 0 | 2961.64 | 1208.7061 | 431 | 0.75 | UTGS
3515 | RES | UTGS | 320 | 161 | 0.25 | F | SL0009291063 | No | 0.5 | 110 | 0.75 | 71 | [10 empty] | 6 | 1000 | [12 empty] | 0 | 0 | 1000 | 181 | 15 | 15 | 12095.6095 | 0 | 12095.6095 | 4002.0641 | 431 | 0.5 | UTGS
3516 | RES | UTGS | 550 | 160 | 2 | F | SL0009291927 | No | 0.75 | 45 | [12 empty] | 2 | 1000 | [12 empty] | 0 | 0 | 1000 | 45 | 10 | 30 | 2897.2565 | 0 | 2897.2565 | 1083.6987 | 585.0096 | 0.75 | UTGS
3517 | COM | UTTSS | 7800 | 273 | 2 | F | SL0009291969 | No | 1.25 | 25 | [12 empty] | 2 | 179.53 | 4 | 820.47 | [10 empty] | 0 | 0 | 1000 | 25 | 8 | 9 | 1862.8369 | 0 | 1862.8369 | 4265.9702 | 5118 | 1.25 | UTTSS
3518 | COM | UTTSS | 1570 | 270 | 1 | F | SL0009292619 | No | 0.75 | 336 | [12 empty] | 4 | 999.25 | [12 empty] | 0 | 0 | 999.25 | 336 | 3 | 3 | 21632.8486 | 0 | 21632.8486 | 13217.067 | 2169 | 0.75 | UTTSS
3519 | RES | UTGS | 930 | 220 | 2 | F | SL0009292638 | No | 0.75 | 112 | [12 empty] | 2 | 1000 | [12 empty] | 0 | 0 | 1000 | 112 | 2 | 2 | 7210.9495 | 0 | 7210.9495 | 16255.4809 | 1475.8773 | 0.75 | UTGS
3520 | RES | UTGS | 550 | 760 | 2 | F | SL0009292759 | No | 0.5 | 40 | [12 empty] | 1.25 | 472 | 2 | 528 | [10 empty] | 0 | 0 | 1000 | 40 | 8 | 8 | 2736.1391 | 0 | 2736.1391 | 4105.1702 | 585.0096 | 0.5 | UTGS
3521 | RES | UTGS | 320 | 360 | 0.25 | F | SL0009292769 | No | 0.5 | 55 | [12 empty] | 2 | 1000 | [12 empty] | 0 | 0 | 1000 | 55 | 8 | 8 | 3762.1913 | 0 | 3762.1913 | 4063.8702 | 431 | 0.5 | UTGS
3522 | RES | UTGS | 550 | 160 | 2 | F | SL0009293724 | No | 0.75 | 96.15 | [12 empty] | 2 | 1000 | [12 empty] | 0 | 0 | 1000 | 96.15 | 9 | 54 | 6190.4714 | 0 | 6190.4714 | 602.0548 | 585.0096 | 0.75 | UTGS
3523 | RES | UTGS | 320 | 361 | 0.25 | F | SL0009293894 | No | 0.5 | 49 | [12 empty] | 0.75 | 74.5 | 2 | 925.5 | [10 empty] | 0 | 0 | 1000 | 49 | 8 | 8 | 3351.7704 | 0 | 3351.7704 | 4134.459 | 431 | 0.5 | UTGS
3524 | RES | UTGS | 320 | 260 | 0.25 | F | SL0009294475 | No | 0.5 | 31 | [12 empty] | 2 | 1000 | [12 empty] | 0 | 0 | 1000 | 31 | 8 | 8 | 2120.5078 | 0 | 2120.5078 | 4063.8702 | 431 | 0.5 | UTGS
3525 | IND | UTTSM | 142000 | 153 | 45 | H | SL0009295879 | No | 4 | 326 | [12 empty] | 2 | 179.5 | 4 | 820.5 | [10 empty] | 0 | 0 | 1000 | 326 | 1 | 2 | 24953.1738 | 0 | 24953.1738 | 19196.9734 | 150929.3822 | 4 | UTTSM
3526 | RES | UTGS | 550 | 361 | 2 | F | SL0009295979 | No | 0.75 | 39 | [12 empty] | 2 | 1000 | [12 empty] | 0 | 0 | 1000 | 39 | 6 | 24 | 2510.9556 | 0 | 2510.9556 | 1354.6234 | 585.0096 | 0.75 | UTGS
3527 | RES | UTGS | 540 | 259 | 0.25 | F | SL0009296912 | No | 0.5 | 73 | [12 empty] | 2 | 1000 | [12 empty] | 0 | 0 | 1000 | 73 | 7 | 7 | 4993.4539 | 0 | 4993.4539 | 4644.4231 | 585.0096 | 0.5 | UTGS
3528 | RES | UTGS | 320 | 361 | 0.25 | F | SL0009296956 | No | 0.5 | 35 | [12 empty] | 2 | 1000 | [12 empty] | 0 | 0 | 1000 | 35 | 7 | 7 | 2394.1217 | 0 | 2394.1217 | 4644.4231 | 431 | 0.5 | UTGS
3529 | COM | UTTSS | 21100 | 275 | 5 | F | SL0009297590 | No | 2 | 162 | [12 empty] | 2 | 1000 | [12 empty] | 0 | 0 | 1000 | 162 | 10 | 110 | 11823.3234 | 0 | 11823.3234 | 295.5542 | 18747.15 | 2 | UTTSS
3530 | RES | UTGS | 320 | 361 | 0.25 | F | SL0009298186 | No | 0.5 | 46 | [12 empty] | 2 | 1000 | [12 empty] | 0 | 0 | 1000 | 46 | 8 | 8 | 3146.56 | 0 | 3146.56 | 4063.8702 | 431 | 0.5 | UTGS
3531 | COM | UTTSS | 11750 | 274 | 2 | F | SL0009299927 | No | 2 | 32 | [12 empty] | 2 | 103 | 4 | 897 | [10 empty] | 0 | 0 | 1000 | 32 | 11 | 34 | 2335.4713 | 0 | 2335.4713 | 1145.3662 | 10791.3333 | 2 | UTTSS
3532 | RES | UTGS | 630 | 346 | 0.25 | F | SL0009300161 | No | 0.5 | 19 | [12 empty] | 2 | 1000 | [12 empty] | 0 | 0 | 1000 | 19 | 6 | 6 | 1299.6661 | 0 | 1299.6661 | 5418.4936 | 1348.3333 | 0.5 | UTGS
3533 | RES | UTGS | 320 | 361 | 0.25 | F | SL0009300183 | No | 0.75 | 46 | [12 empty] | 0.75 | 36 | 1.25 | 5.89 | 2 | 926.92 | 4 | 31.18 | [6 empty] | 0 | 0 | 999.99 | 46 | 10 | 39 | 2961.64 | 0 | 2961.64 | 846.441 | 431 | 0.75 | UTGS
3534 | COM | UTFS | 3300 | 271 | 2 | F | SL0009300320 | No | 1.25 | 138 | [12 empty] | 2 | 291.01 | 4 | 708.99 | [10 empty] | 0 | 0 | 1000 | 138 | 16 | 28 | 10282.8599 | 0 | 10282.8599 | 1342.6579 | 2145.6667 | 1.25 | UTFS
3535 | RES | UTGS | 630 | 346 | 0.25 | F | SL0009301071 | No | 0.75 | 36 | [12 empty] | 0.75 | 259 | 1.25 | 250 | 2 | 491 | [8 empty] | 0 | 0 | 1000 | 36 | 7 | 7 | 2317.8052 | 0 | 2317.8052 | 4949.8831 | 1348.3333 | 0.75 | UTGS
3536 | RES | UTGS | 320 | 361 | 0.25 | F | SL0009301183 | No | 0.5 | 47 | [12 empty] | 2 | 1000 | [12 empty] | 0 | 0 | 1000 | 47 | 13 | 13 | 3214.9635 | 0 | 3214.9635 | 2500.8432 | 431 | 0.5 | UTGS
3537 | RES | UTGS | 955 | 259 | 2 | F | SL0009301763 | No | 0.75 | 98 | [12 empty] | 2 | 1000 | [12 empty] | 0 | 0 | 1000 | 98 | 9 | 9 | 6309.5808 | 0 | 6309.5808 | 3612.3291 | 1475.8773 | 0.75 | UTGS
3538 | COM | UTFS | 3300 | 271 | 2 | F | SL0009303041 | No | 2 | 371 | [12 empty] | 1.25 | 80.16 | 2 | 919.84 | [10 empty] | 0 | 0 | 1000 | 371 | 4 | 4 | 27076.8703 | 0 | 27076.8703 | 8141.7684 | 2145.6667 | 2 | UTFS
3539 | RES | UTGS | 320 | 360 | 0.25 | F | SL0009303085 | No | 0.5 | 33 | [12 empty] | 0.75 | 91.54 | 2 | 908.46 | [10 empty] | 0 | 0 | 1000 | 33 | 11 | 11 | 2257.3148 | 0 | 2257.3148 | 3018.6214 | 431 | 0.5 | UTGS
3540 | RES | UTGS | 320 | 127 | 0.25 | F | SL0009303296 | No | 0.5 | 31 | [12 empty] | 2 | 1000 | [12 empty] | 0 | 0 | 1000 | 31 | 9 | 9 | 2120.5078 | 0 | 2120.5078 | 3612.3291 | 431 | 0.5 | UTGS
3541 | RES | UTGS | 320 | 160 | 0.25 | F | SL0009303403 | No | 0.5 | 33 | [12 empty] | 2 | 1000 | [12 empty] | 0 | 0 | 1000 | 33 | 12 | 12 | 2257.3148 | 0 | 2257.3148 | 2709.2468 | 431 | 0.5 | UTGS
3542 | RES | UTGS | 540 | 259 | 0.25 | F | SL0009304859 | No | 0.5 | 54 | [12 empty] | 0.75 | 55 | 2 | 247.75 | 4 | 697.25 | [8 empty] | 0 | 0 | 1000 | 54 | 9 | 9 | 3693.7878 | 0 | 3693.7878 | 4214.1271 | 585.0096 | 0.5 | UTGS
3543 | RES | UTGS | 320 | 361 | 0.25 | F | SL0009304868 | No | 0.5 | 14 | [12 empty] | 0.75 | 198 | 2 | 802 | [10 empty] | 0 | 0 | 1000 | 14 | 12 | 12 | 957.6487 | 0 | 957.6487 | 2834.3168 | 431 | 0.5 | UTGS
3544 | COM | UTFS | 7791 | 233 | 2 | F | SL0009304984 | No | 2 | 164 | [12 empty] | 2 | 164.84 | 10 | 835.16 | [10 empty] | 0 | 0 | 1000 | 164 | 3 | 3 | 11969.2904 | 0 | 11969.2904 | 22067.1054 | 5118 | 2 | UTFS
3545 | RES | UTGS | 955 | 259 | 2 | F | SL0009305009 | No | 0.75 | 148 | [12 empty] | 2 | 197 | 4 | 803 | [10 empty] | 0 | 0 | 1000 | 148 | 7 | 7 | 9528.7547 | 0 | 9528.7547 | 5466.9245 | 1475.8773 | 0.75 | UTGS
3546 | RES | UTGS | 1390 | 346 | 2 | F | SL0009305614 | No | 0.75 | 80 | 1.25 | 56 | [10 empty] | 2 | 330.78 | 4 | 669.22 | [10 empty] | 0 | 0 | 1000 | 136 | 11 | 11 | 9323.433 | 0 | 9323.433 | 3391.7517 | 1475.8773 | 0.75 | UTGS
3547 | RES | UTGS | 320 | 361 | 0.25 | F | SL0009306682 | No | 0.5 | 56 | [12 empty] | 2 | 1000 | [12 empty] | 0 | 0 | 1000 | 56 | 12 | 12 | 3830.5948 | 0 | 3830.5948 | 2709.2468 | 431 | 0.5 | UTGS
3548 | RES | UTGS | 320 | 361 | 0.25 | F | SL0009306864 | No | 0.75 | 5 | [12 empty] | 0.75 | 231.75 | 2 | 768.25 | [10 empty] | 0 | 0 | 1000 | 5 | 7 | 27 | 321.9174 | 0 | 321.9174 | 1269.1714 | 431 | 0.75 | UTGS
3549 | RES | UTGS | 320 | 260 | 0.25 | F | SL0009306971 | No | 0.5 | 24 | [12 empty] | 2 | 1000 | [12 empty] | 0 | 0 | 1000 | 24 | 9 | 9 | 1641.6835 | 0 | 1641.6835 | 3612.3291 | 431 | 0.5 | UTGS
3550 | COM | UTTSS | 17800 | 275 | 2 | F | SL0009307980 | No | 4 | 278 | [12 empty] | 2 | 152 | 4 | 848 | [10 empty] | 0 | 0 | 1000 | 278 | 3 | 3 | 21279.0868 | 0 | 21279.0868 | 12863.7072 | 15242 | 4 | UTTSS
3551 | RES | UTGS | 955 | 259 | 2 | F | SL0009308330 | No | 0.5 | 23 | [12 empty] | 2 | 150.97 | 4 | 849.03 | [10 empty] | 0 | 0 | 1000 | 23 | 9 | 9 | 1573.28 | 0 | 1573.28 | 4288.723 | 1475.8773 | 0.5 | UTGS
3552 | RES | UTGS | 320 | 361 | 0.25 | F | SL0009308919 | No | 0.5 | 8 | [12 empty] | 2 | 1000 | [12 empty] | 0 | 0 | 1000 | 8 | 14 | 14 | 547.2278 | 0 | 547.2278 | 2322.2116 | 431 | 0.5 | UTGS
3553 | RES | UTGS | 320 | 361 | 0.25 | F | SL0009308971 | No | 0.5 | 22 | [12 empty] | 1.25 | 689.33 | 2 | 310.67 | [10 empty] | 0 | 0 | 1000 | 22 | 12 | 12 | 1504.8765 | 0 | 1504.8765 | 2749.4577 | 431 | 0.5 | UTGS
3554 | RES | UTGS | 320 | 361 | 0.25 | F | SL0009309197 | No | 0.5 | 14 | [12 empty] | 2 | 165.93 | 4 | 834.07 | [10 empty] | 0 | 0 | 1000 | 14 | 11 | 11 | 957.6487 | 0 | 957.6487 | 3499.204 | 431 | 0.5 | UTGS
3555 | RES | UTGS | 955 | 259 | 2 | F | SL0009309321 | No | 0.75 | 241 | [12 empty] | 2 | 542.33 | 4 | 457.67 | [10 empty] | 0 | 0 | 1000 | 241 | 6 | 6 | 15516.4182 | 0 | 15516.4182 | 5965.4093 | 1475.8773 | 0.75 | UTGS
3556 | RES | UTGS | 550 | 361 | 2 | F | SL0009309421 | No | 0.5 | 14 | [12 empty] | 2 | 503 | 4 | 180.27 | 8 | 316.73 | [8 empty] | 0 | 0 | 1000 | 14 | 6 | 10 | 957.6487 | 0 | 957.6487 | 4658.0386 | 585.0096 | 0.5 | UTGS
3557 | RES | UTGS | 320 | 361 | 0.25 | F | SL0009309569 | No | 0.75 | 34 | [12 empty] | 2 | 1000 | [12 empty] | 0 | 0 | 1000 | 34 | 13 | 39 | 2189.0382 | 0 | 2189.0382 | 833.6144 | 431 | 0.75 | UTGS
3558 | RES | UTGS | 320 | 461 | 0.25 | F | SL0009309616 | No | 0.75 | 18 | [12 empty] | 2 | 1000 | [12 empty] | 0 | 0 | 1000 | 18 | 11 | 32 | 1158.9026 | 0 | 1158.9026 | 1015.9676 | 431 | 0.75 | UTGS
3559 | RES | UTGS | 320 | 361 | 0.25 | F | SL0009309693 | No | 0.5 | 49 | [12 empty] | 2 | 1000 | [12 empty] | 0 | 0 | 1000 | 49 | 7 | 7 | 3351.7704 | 0 | 3351.7704 | 4644.4231 | 431 | 0.5 | UTGS
3560 | RES | UTGS | 320 | 361 | 0.25 | F | SL0009309732 | No | 0.5 | 45 | [12 empty] | 2 | 315.77 | 4 | 684.23 | [10 empty] | 0 | 0 | 1000 | 45 | 14 | 14 | 3078.1565 | 0 | 3078.1565 | 2672.6351 | 431 | 0.5 | UTGS
3561 | RES | UTGS | 320 | 760 | 0.25 | F | SL0009310084 | No | 0.5 | 46 | [12 empty] | 2 | 1000 | [12 empty] | 0 | 0 | 1000 | 46 | 9 | 9 | 3146.56 | 0 | 3146.56 | 3612.3291 | 431 | 0.5 | UTGS
3562 | RES | UTGS | 550 | 361 | 2 | F | SL0009755840 | No | 0.5 | 41 | [12 empty] | 2 | 909.61 | 4 | 90.39 | [10 empty] | 0 | 0 | 1000 | 41 | 5 | 6 | 2804.5426 | 0 | 2804.5426 | 5526.5097 | 585.0096 | 0.5 | UTGS
3563 | COM | UTTSS | 14500 | 274 | 5 | F | SL0009756165 | No | 4 | 241 | [12 empty] | 4 | 1000 | [12 empty] | 0 | 0 | 1000 | 241 | 1 | 2 | 18446.9782 | 0 | 18446.9782 | 19840.4809 | 10791.3333 | 4 | UTTSS
3564 | RES | UTGS | 320 | 760 | 0.25 | F | SL0009756188 | No | 0.5 | 46 | [12 empty] | 2 | 1000 | [12 empty] | 0 | 0 | 1000 | 46 | 12 | 12 | 3146.56 | 0 | 3146.56 | 2709.2468 | 431 | 0.5 | UTGS
3565 | RES | UTGS | 550 | 361 | 2 | F | SL0009756311 | No | 0.75 | 9 | [12 empty] | 2 | 1000 | [12 empty] | 0 | 0 | 1000 | 9 | 12 | 82 | 579.4513 | 0 | 579.4513 | 396.4751 | 585.0096 | 0.75 | UTGS
3566 | RES | UTGS | 320 | 361 | 0.25 | F | SL0009756529 | No | 0.5 | 29 | [12 empty] | 2 | 999.47 | [12 empty] | 0 | 0 | 999.47 | 29 | 21 | 21 | 1983.7009 | 0 | 1983.7009 | 1547.3205 | 431 | 0.5 | UTGS
3567 | COM | UTFS | 2700 | 255 | 5 | F | SL0009756962 | No | 1.25 | 220 | [12 empty] | 2 | 80.7 | 4 | 879.65 | 6 | 3 | 8 | 36.65 | [6 empty] | 0 | 0 | 1000 | 220 | 9 | 17 | 16392.9651 | 0 | 16392.9651 | 2375.2396 | 2428.75 | 1.25 | UTFS
3568 | COM | UTTSS | 14500 | 274 | 5 | F | SL0009757527 | No | 4 | 4 | [12 empty] | 4 | 1000 | [12 empty] | 0 | 0 | 1000 | 4 | 2 | 2 | 306.1739 | 0 | 306.1739 | 19840.4809 | 10791.3333 | 4 | UTTSS
3569 | RES | UTGS | 320 | 361 | 0.25 | F | SL0009758254 | No | 0.75 | 108 | [12 empty] | 2 | 916.86 | 4 | 83.14 | [10 empty] | 0 | 0 | 1000 | 108 | 7 | 7 | 6953.4156 | 0 | 6953.4156 | 4729.5822 | 431 | 0.75 | UTGS
3570 | RES | UTGS | 320 | 760 | 0.25 | F | SL0009758582 | No | 0.5 | 19 | [12 empty] | 2 | 1000 | [12 empty] | 0 | 0 | 1000 | 19 | 17 | 17 | 1299.6661 | 0 | 1299.6661 | 1912.4095 | 431 | 0.5 | UTGS
3571 | RES | UTGS | 930 | 220 | 2 | F | SL0009761145 | No | 0.75 | 171 | [12 empty] | 2 | 1000 | [12 empty] | 0 | 0 | 1000 | 171 | 6 | 6 | 11009.5747 | 0 | 11009.5747 | 5418.4936 | 1475.8773 | 0.75 | UTGS
3572 | RES | UTGS | 320 | 361 | 0.25 | F | SL0009761794 | No | 0.5 | 12 | [12 empty] | 1.25 | 85.93 | 2 | 489.43 | 4 | 424.64 | [8 empty] | 0 | 0 | 1000 | 12 | 6 | 6 | 820.8417 | 0 | 820.8417 | 5935.9636 | 431 | 0.5 | UTGS
3573 | RES | UTGS | 320 | 361 | 0.25 | F | SL0009761804 | No | 0.75 | 34 | [12 empty] | 0.75 | 231.75 | 2 | 768.25 | [10 empty] | 0 | 0 | 1000 | 34 | 7 | 27 | 2189.0382 | 0 | 2189.0382 | 1269.1714 | 431 | 0.75 | UTGS
3574 | RES | UTGS | 320 | 360 | 0.25 | F | SL0009762062 | No | 1.25 | 46 | [12 empty] | 1.25 | 103.68 | 2 | 609.59 | 6 | 286.72 | [8 empty] | 0 | 0 | 999.99 | 46 | 15 | 24 | 3427.62 | 0 | 3427.62 | 1686.4061 | 431 | 1.25 | UTGS
3575 | RES | UTGS | 320 | 460 | 0.25 | F | SL0009762239 | No | 0.5 | 37 | [12 empty] | 2 | 1000 | [12 empty] | 0 | 0 | 1000 | 37 | 10 | 10 | 2530.9287 | 0 | 2530.9287 | 3251.0962 | 431 | 0.5 | UTGS
3576 | IND | UTTSS | 9000 | 271 | 30 | L | SL0009762334 | No | 2 | 104 | [12 empty] | 2 | 185.13 | 4 | 91.75 | 6 | 558 | 8 | 164.75 | [6 empty] | 0 | 0 | 999.63 | 104 | 2 | 2 | 7590.2817 | 0 | 7590.2817 | 27579.4776 | 13649.7 | 2 | UTTSS
3577 | RES | UTGS | 320 | 361 | 0.25 | F | SL0009762901 | No | 0.5 | 26 | [12 empty] | 2 | 1000 | [12 empty] | 0 | 0 | 1000 | 26 | 10 | 10 | 1778.4904 | 0 | 1778.4904 | 3251.0962 | 431 | 0.5 | UTGS
3578 | RES | UTGS | 320 | 361 | 0.25 | F | SL0009762904 | No | 0.5 | 9 | [12 empty] | 2 | 1000 | [12 empty] | 0 | 0 | 1000 | 9 | 6 | 6 | 615.6313 | 0 | 615.6313 | 5418.4936 | 431 | 0.5 | UTGS
3579 | COM | UTFS | 3300 | 271 | 2 | F | SL0009763255 | No | 1.25 | 233 | [12 empty] | 0.75 | 115.24 | 2 | 333.24 | 4 | 551.04 | [8 empty] | 0 | 0 | 999.52 | 233 | 2 | 2 | 17361.6403 | 0 | 17361.6403 | 18659.9162 | 2145.6667 | 1.25 | UTFS
3580 | RES | UTGS | 320 | 361 | 0.25 | F | SL0009763322 | No | 0.5 | 47 | [12 empty] | 2 | 1000 | [12 empty] | 0 | 0 | 1000 | 47 | 9 | 9 | 3214.9635 | 0 | 3214.9635 | 3612.3291 | 431 | 0.5 | UTGS
3581 | RES | UTGS | 550 | 361 | 2 | F | SL0009763340 | No | 0.75 | 130 | [12 empty] | 0.75 | 135 | 2 | 675.75 | 6 | 189.25 | [8 empty] | 0 | 0 | 1000 | 130 | 5 | 30 | 8369.8521 | 0 | 8369.8521 | 1291.4141 | 585.0096 | 0.75 | UTGS
3582 | RES | UTGS | 540 | 759 | 0.25 | F | SL0009763419 | No | 0.5 | 33 | [12 empty] | 0.75 | 273 | 2 | 727 | [10 empty] | 0 | 0 | 1000 | 33 | 14 | 14 | 2257.3148 | 0 | 2257.3148 | 2470.0216 | 585.0096 | 0.5 | UTGS
3583 | COM | UTTSS | 21100 | 275 | 5 | F | SL0009763589 | No | 2 | 357 | [12 empty] | 2 | 334.33 | 3 | 397.64 | 4 | 268.03 | [8 empty] | 0 | 0 | 1000 | 357 | 3 | 4 | 26055.1016 | 0 | 26055.1016 | 7347.6654 | 18747.15 | 2 | UTTSS
3584 | RES | UTGS | 320 | 361 | 0.25 | F | SL0009764312 | No | 0.75 | 47 | [12 empty] | 2 | 1000 | [12 empty] | 0 | 0 | 1000 | 47 | 9 | 38 | 3026.0235 | 0 | 3026.0235 | 855.5516 | 431 | 0.75 | UTGS
3585 | RES | UTGS | 320 | 361 | 0.25 | F | SL0009764344 | No | 0.5 | 25 | [12 empty] | 2 | 257.01 | 4 | 742.99 | [10 empty] | 0 | 0 | 1000 | 25 | 11 | 11 | 1710.0869 | 0 | 1710.0869 | 3439.8364 | 431 | 0.5 | UTGS
3586 | RES | UTGS | 320 | 361 | 0.25 | F | SL0009764410 | No | 0.5 | 18.18 | 0.75 | 6 | [10 empty] | 0.75 | 228.15 | 2 | 704.77 | 3 | 67.08 | [8 empty] | 0 | 0 | 1000 | 24.18 | 17 | 17 | 1629.8761 | 0 | 1629.8761 | 1964.1038 | 431 | 0.5 | UTGS
3587 | RES | UTGS | 320 | 361 | 0.25 | F | SL0009764634 | No | 0.5 | 27 | [12 empty] | 2 | 1000 | [12 empty] | 0 | 0 | 1000 | 27 | 9 | 9 | 1846.8939 | 0 | 1846.8939 | 3612.3291 | 431 | 0.5 | UTGS
3588 | RES | UTGS | 320 | 361 | 0.25 | F | SL0009764791 | No | 0.5 | 19 | [12 empty] | 1.25 | 750 | 2 | 250 | [10 empty] | 0 | 0 | 1000 | 19 | 15 | 15 | 1299.6661 | 0 | 1299.6661 | 2202.3974 | 431 | 0.5 | UTGS
3589 | RES | UTGS | 540 | 759 | 0.25 | F | SL0009764890 | No | 0.5 | 48 | [12 empty] | 2 | 1000 | [12 empty] | 0 | 0 | 1000 | 48 | 6 | 6 | 3283.3669 | 0 | 3283.3669 | 5418.4936 | 585.0096 | 0.5 | UTGS
3590 | RES | UTGS | 500 | 220 | 0.25 | F | SL0009765457 | No | 0.5 | 25 | [12 empty] | 2 | 1000 | [12 empty] | 0 | 0 | 1000 | 25 | 9 | 9 | 1710.0869 | 0 | 1710.0869 | 3612.3291 | 585.0096 | 0.5 | UTGS
3591 | RES | UTGS | 320 | 461 | 0.25 | F | SL0009766137 | No | 0.5 | 74 | [12 empty] | 2 | 1000 | [12 empty] | 0 | 0 | 1000 | 74 | 5 | 5 | 5061.8574 | 0 | 5061.8574 | 6502.1923 | 431 | 0.5 | UTGS
3592 | RES | UTGS | 320 | 361 | 0.25 | F | SL0009766365 | No | 0.5 | 47 | [12 empty] | 2 | 762.92 | 3 | 228.16 | 4 | 8.92 | [8 empty] | 0 | 0 | 1000 | 47 | 14 | 14 | 3214.9635 | 0 | 3214.9635 | 2120.1321 | 431 | 0.5 | UTGS
3593 | RES | UTGS | 320 | 361 | 0.25 | F | SL0009767790 | No | 0.5 | 62 | [12 empty] | 2 | 1000 | [12 empty] | 0 | 0 | 1000 | 62 | 7 | 7 | 4241.0156 | 0 | 4241.0156 | 4644.4231 | 431 | 0.5 | UTGS
3594 | RES | UTGS | 306 | 111 | 0.25 | F | SL0009767840 | No | 0.75 | 89 | [12 empty] | 2 | 1000 | [12 empty] | 0 | 0 | 1000 | 89 | 6 | 6 | 5730.1295 | 0 | 5730.1295 | 5418.4936 | 431 | 0.75 | UTGS
3595 | RES | UTGS | 320 | 361 | 0.25 | F | SL0009767878 | No | 0.5 | 27 | [12 empty] | 2 | 1000 | [12 empty] | 0 | 0 | 1000 | 27 | 11 | 11 | 1846.8939 | 0 | 1846.8939 | 2955.542 | 431 | 0.5 | UTGS
3596 | COM | UTFS | 2225 | 278 | 2 | F | SL0009770507 | No | 2 | 200 | [12 empty] | 4 | 172.52 | 6 | 827.48 | [10 empty] | 0 | 0 | 1000 | 200 | 3 | 8 | 14596.6956 | 0 | 14596.6956 | 7065.0225 | 2428.75 | 2 | UTFS
3597 | RES | UTGS | 630 | 346 | 0.25 | F | SL0009771215 | No | 0.75 | 41 | [12 empty] | 2 | 140.52 | 4 | 859.48 | [10 empty] | 0 | 0 | 1000 | 41 | 8 | 8 | 2639.7226 | 0 | 2639.7226 | 4834.1792 | 1348.3333 | 0.75 | UTGS
3598 | RES | UTGS | 550 | 361 | 2 | F | SL0009771491 | No | 0.5 | 27 | [12 empty] | 2 | 1000 | [12 empty] | 0 | 0 | 1000 | 27 | 9 | 27 | 1846.8939 | 0 | 1846.8939 | 1204.1097 | 585.0096 | 0.5 | UTGS
3599 | RES | UTGS | 550 | 460 | 2 | F | SL0009771781 | No | 1.25 | 82 | [12 empty] | 2 | 129.11 | 4 | 870.89 | [10 empty] | 0 | 0 | 1000 | 82 | 6 | 88 | 6110.1052 | 0 | 6110.1052 | 440.4005 | 585.0096 | 1.25 | UTGS
3600 | RES | UTGS | 320 | 760 | 0.25 | F | SL0009771807 | No | 0.5 | 21 | [12 empty] | 0.75 | 63 | 2 | 936.1 | [10 empty] | 0 | 0 | 999.1 | 21 | 5 | 5 | 1436.473 | 0 | 1436.473 | 6591.8484 | 431 | 0.5 | UTGS
3601 | RES | UTGS | 550 | 361 | 2 | F | SL0009772322 | No | 0.75 | 26 | [12 empty] | 2 | 698.2 | 4 | 301.8 | [10 empty] | 0 | 0 | 1000 | 26 | 3 | 14 | 1673.9704 | 0 | 1673.9704 | 2476.7763 | 585.0096 | 0.75 | UTGS
3602 | RES | UTGS | 320 | 361 | 0.25 | F | SL0009772569 | No | 0.5 | 23 | [12 empty] | 2 | 1000 | [12 empty] | 0 | 0 | 1000 | 23 | 9 | 9 | 1573.28 | 0 | 1573.28 | 3612.3291 | 431 | 0.5 | UTGS
3603 | RES | UTGS | 21100 | 275 | 5 | F | SL0009772570 | No | 2 | 75 | [12 empty] | 1.25 | 31 | 4 | 435.67 | 6 | 533.33 | [8 empty] | 0 | 0 | 1000 | 75 | 6 | 7 | 5473.7608 | 0 | 5473.7608 | 7190.5225 | 18747.15 | 2 | UTGS
3604 | IND | UTTSM | 21100 | 275 | 5 | F | SL0009772659 | No | 2 | 10 | 3 | 232 | [10 empty] | 6 | 126.04 | 8 | 873.96 | [10 empty] | 0 | 0 | 1000 | 242 | 1 | 1 | 17662.0016 | 0 | 17662.0016 | 71235.1289 | 18747.15 | 2 | UTTSM
3605 | RES | UTGS | 320 | 361 | 0.25 | F | SL0009772681 | No | 0.75 | 77 | [12 empty] | 0.75 | 56.87 | 2 | 173.63 | 4 | 79 | 6 | 690.5 | [6 empty] | 0 | 0 | 1000 | 77 | 3 | 3 | 4957.5278 | 0 | 4957.5278 | 17503.6754 | 431 | 0.75 | UTGS
3606 | RES | UTGS | 550 | 361 | 2 | F | SL0009773093 | No | 0.5 | 19 | [12 empty] | 2 | 1000 | [12 empty] | 0 | 0 | 1000 | 19 | 6 | 6 | 1299.6661 | 0 | 1299.6661 | 5418.4936 | 585.0096 | 0.5 | UTGS
3607 | RES | UTGS | 320 | 361 | 0.25 | F | SL0009773285 | No | 0.5 | 91 | [12 empty] | 0.75 | 278.65 | 2 | 721.35 | [10 empty] | 0 | 0 | 1000 | 91 | 16 | 16 | 6224.7165 | 0 | 6224.7165 | 2163.9455 | 431 | 0.5 | UTGS
3608 | COM | UTTSS | 6600 | 272 | 5 | F | SL0009773563 | No | 0.75 | 85 | [12 empty] | 2 | 532.56 | 4 | 467.44 | [10 empty] | 0 | 0 | 1000 | 85 | 3 | 3 | 5472.5956 | 0 | 5472.5956 | 11954.1688 | 3698.6667 | 0.75 | UTTSS
3609 | RES | UTGS | 320 | 361 | 0.25 | F | SL0009773597 | No | 0.5 | 62 | [12 empty] | 2 | 1000 | [12 empty] | 0 | 0 | 1000 | 62 | 5 | 5 | 4241.0156 | 0 | 4241.0156 | 6502.1923 | 431 | 0.5 | UTGS
3610 | RES | UTGS | 320 | 361 | 0.25 | F | SL0009773747 | No | 0.75 | 225 | [12 empty] | 0.75 | 62 | 2 | 938 | [10 empty] | 0 | 0 | 1000 | 225 | 14 | 14 | 14486.2825 | 0 | 14486.2825 | 2355.7801 | 431 | 0.75 | UTGS
3611 | RES | UTGS | 320 | 361 | 0.25 | F | SL0009773870 | No | 0.5 | 46 | [12 empty] | 2 | 1000 | [12 empty] | 0 | 0 | 1000 | 46 | 9 | 9 | 3146.56 | 0 | 3146.56 | 3612.3291 | 431 | 0.5 | UTGS
3612 | RES | UTGS | 320 | 361 | 0.25 | F | SL0009774104 | No | 1.25 | 82 | [12 empty] | 2 | 911.25 | 4 | 88.75 | [10 empty] | 0 | 0 | 1000 | 82 | 6 | 60 | 6110.1052 | 0 | 6110.1052 | 552.455 | 431 | 1.25 | UTGS
3613 | RES | UTGS | 320 | 760 | 0.25 | F | SL0009775114 | No | 0.5 | 101 | [12 empty] | 1.25 | 360 | 2 | 457.58 | 4 | 182.42 | [8 empty] | 0 | 0 | 1000 | 101 | 18 | 31 | 6908.7513 | 0 | 6908.7513 | 1099.0617 | 431 | 0.5 | UTGS
3614 | RES | UTGS | 540 | 259 | 0.25 | F | SL0009775330 | No | 0.75 | 156 | [12 empty] | 0.75 | 109.27 | 2 | 222.39 | 4 | 668.34 | [8 empty] | 0 | 0 | 1000 | 156 | 7 | 7 | 10043.8225 | 0 | 10043.8225 | 5447.318 | 585.0096 | 0.75 | UTGS
3615 | RES | UTGS | 540 | 759 | 0.25 | F | SL0009775590 | No | 0.5 | 25 | [12 empty] | 1.25 | 295.07 | 2 | 598.81 | 4 | 106.12 | [8 empty] | 0 | 0 | 1000 | 25 | 10 | 10 | 1710.0869 | 0 | 1710.0869 | 3347.8391 | 585.0096 | 0.5 | UTGS
3616 | RES | UTGS | 320 | 361 | 0.25 | F | SL0009775714 | No | 0.5 | 44 | [12 empty] | 2 | 1000 | [12 empty] | 0 | 0 | 1000 | 44 | 12 | 12 | 3009.753 | 0 | 3009.753 | 2709.2468 | 431 | 0.5 | UTGS
3617 | RES | UTGS | 320 | 361 | 0.25 | F | SL0009775797 | No | 0.5 | 40 | [12 empty] | 2 | 1000 | [12 empty] | 0 | 0 | 1000 | 40 | 15 | 15 | 2736.1391 | 0 | 2736.1391 | 2167.3974 | 431 | 0.5 | UTGS
3618 | COM | UTGS | 550 | 461 | 2 | F | SL0009776176 | No | 1.25 | 151 | [12 empty] | 1.25 | 201 | 2 | 173.17 | 4 | 625.83 | [8 empty] | 0 | 0 | 1000 | 151 | 3 | 12 | 11251.5352 | 0 | 11251.5352 | 3094.9052 | 585.0096 | 1.25 | UTGS
3619 | RES | UTGS | 320 | 361 | 0.25 | F | SL0009776543 | No | 0.5 | 28 | [12 empty] | 2 | 1000 | [12 empty] | 0 | 0 | 1000 | 28 | 10 | 10 | 1915.2974 | 0 | 1915.2974 | 3251.0962 | 431 | 0.5 | UTGS
3620 | RES | UTGS | 320 | 760 | 0.25 | F | SL0009776885 | No | 0.5 | 39 | [12 empty] | 0.75 | 103.5 | 2 | 896.5 | [10 empty] | 0 | 0 | 1000 | 39 | 6 | 6 | 2667.7356 | 0 | 2667.7356 | 5549.2486 | 431 | 0.5 | UTGS
3621 | RES | UTGS | 550 | 760 | 2 | F | SL0009776937 | No | 0.75 | 194 | [12 empty] | 2 | 602.14 | 4 | 397.86 | [10 empty] | 0 | 0 | 1000 | 194 | 4 | 40 | 12490.3947 | 0 | 12490.3947 | 884.0904 | 585.0096 | 0.75 | UTGS
3622 | RES | UTGS | 320 | 760 | 0.25 | F | SL0009777118 | No | 0.5 | 32 | [12 empty] | 2 | 1000 | [12 empty] | 0 | 0 | 1000 | 32 | 14 | 14 | 2188.9113 | 0 | 2188.9113 | 2322.2116 | 431 | 0.5 | UTGS
3623 | RES | UTGS | 1390 | 346 | 2 | F | SL0009777134 | No | 0.75 | 103 | [12 empty] | 2 | 1000 | [12 empty] | 0 | 0 | 1000 | 103 | 5 | 5 | 6631.4982 | 0 | 6631.4982 | 6502.1923 | 1475.8773 | 0.75 | UTGS
3624 | RES | UTGS | 320 | 361 | 0.25 | F | SL0009777162 | No | 0.5 | 54 | [12 empty] | 2 | 729.06 | 4 | 270.88 | [10 empty] | 0 | 0 | 999.94 | 54 | 7 | 7 | 3693.7878 | 0 | 3693.7878 | 4921.603 | 431 | 0.5 | UTGS
3625 | RES | UTGS | 320 | 361 | 0.25 | F | SL0009777921 | No | 0.75 | 36 | [12 empty] | 2 | 1000 | [12 empty] | 0 | 0 | 1000 | 36 | 7 | 7 | 2317.8052 | 0 | 2317.8052 | 4644.4231 | 431 | 0.75 | UTGS
3626 | RES | UTGS | 320 | 361 | 0.25 | F | SL0009778257 | No | 0.5 | 36 | [12 empty] | 2 | 1000 | [12 empty] | 0 | 0 | 1000 | 36 | 20 | 20 | 2462.5252 | 0 | 2462.5252 | 1625.5481 | 431 | 0.5 | UTGS
3627 | RES | UTGS | 320 | 361 | 0.25 | F | SL0009778380 | No | 0.5 | 23 | [12 empty] | 2 | 669.65 | 4 | 330.35 | [10 empty] | 0 | 0 | 1000 | 23 | 9 | 9 | 1573.28 | 0 | 1573.28 | 3875.5079 | 431 | 0.5 | UTGS
3628 | RES | UTGS | 320 | 361 | 0.25 | F | SL0009778433 | No | 0.5 | 51 | [12 empty] | 2 | 1000 | [12 empty] | 0 | 0 | 1000 | 51 | 6 | 6 | 3488.5774 | 0 | 3488.5774 | 5418.4936 | 431 | 0.5 | UTGS
3629 | COM | UTFS | 17800 | 275 | 2 | F | SL0009778891 | No | 2 | 286 | [12 empty] | 3 | 57 | 8 | 943 | [10 empty] | 0 | 0 | 1000 | 286 | 9 | 9 | 20873.2747 | 0 | 20873.2747 | 7758.758 | 15242 | 2 | UTFS
3630 | RES | UTGS | 320 | 361 | 0.25 | F | SL0009779079 | No | 0.5 | 15 | [12 empty] | 1.25 | 42.43 | 2 | 806.46 | 3 | 151.11 | [8 empty] | 0 | 0 | 1000 | 15 | 7 | 7 | 1026.0522 | 0 | 1026.0522 | 4374.9411 | 431 | 0.5 | UTGS
3631 | RES | UTGS | 320 | 361 | 0.25 | F | SL0009779366 | No | 0.5 | 52 | [12 empty] | 0.5 | 248.9 | 2 | 751.1 | [10 empty] | 0 | 0 | 1000 | 52 | 7 | 7 | 3556.9808 | 0 | 3556.9808 | 4193.5585 | 431 | 0.5 | UTGS
3632 | RES | UTGS | 320 | 361 | 0.25 | F | SL0009780087 | No | 0.75 | 26 | [12 empty] | 0.75 | 232 | 2 | 768 | [10 empty] | 0 | 0 | 1000 | 26 | 9 | 74 | 1673.9704 | 0 | 1673.9704 | 463.1016 | 431 | 0.75 | UTGS
3633 | RES | UTGS | 550 | 361 | 2 | F | SL0009781768 | No | 0.75 | 89 | [12 empty] | 0.75 | 18 | 2 | 982 | [10 empty] | 0 | 0 | 1000 | 89 | 9 | 9 | 5730.1295 | 0 | 5730.1295 | 3627.4891 | 585.0096 | 0.75 | UTGS
3634 | COM | UTGS | 955 | 259 | 2 | F | SL0009782288 | No | 0.75 | 90 | [12 empty] | 0.75 | 1 | 2 | 43.21 | 3 | 50 | 4 | 905.79 | [6 empty] | 0 | 0 | 1000 | 90 | 2 | 4 | 5794.513 | 0 | 5794.513 | 9594.764 | 1475.8773 | 0.75 | UTGS
3635 | RES | UTGS | 320 | 260 | 0.25 | F | SL0009782385 | No | 0.75 | 26 | [12 empty] | 2 | 1000 | [12 empty] | 0 | 0 | 1000 | 26 | 17 | 17 | 1673.9704 | 0 | 1673.9704 | 1912.4095 | 431 | 0.75 | UTGS
3636 | RES | UTGS | 320 | 361 | 0.25 | F | SL0009783013 | No | 0.5 | 50 | [12 empty] | 2 | 1000 | [12 empty] | 0 | 0 | 1000 | 50 | 8 | 8 | 3420.1739 | 0 | 3420.1739 | 4063.8702 | 431 | 0.5 | UTGS
3637 | COM | UTTSS | 5550 | 272 | 2 | F | SL0009783210 | No | 1.25 | 141 | [12 empty] | 2 | 744.69 | 4 | 33.23 | 6 | 222.08 | [8 empty] | 0 | 0 | 1000 | 141 | 11 | 12 | 10506.4004 | 0 | 10506.4004 | 3238.4052 | 3698.6667 | 1.25 | UTTSS
3638 | COM | UTTSS | 13000 | 274 | 3 | F | SL0009783378 | No | 2 | 203 | 4 | 1 | 6 | 1 | [8 empty] | 6 | 1000 | [12 empty] | 0 | 0 | 1000 | 205 | 2 | 3 | 14944.7095 | 0 | 14944.7095 | 20010.3206 | 10791.3333 | 2 | UTTSS
3639 | COM | UTTSS | 11750 | 274 | 2 | F | SL0009783818 | No | 1.25 | 2 | 2 | 145 | [10 empty] | 2 | 198.42 | 3 | 737.04 | 4 | 64.54 | [8 empty] | 0 | 0 | 1000 | 147 | 5 | 18 | 10731.6312 | 0 | 10731.6312 | 1312.6692 | 10791.3333 | 1.25 | UTTSS
3640 | COM | UTTSS | 92750 | 279 | 45 | H | SL0009783855 | No | 4 | 141 | [12 empty] | 3 | 30.58 | 4 | 969.42 | [10 empty] | 0 | 0 | 1000 | 141 | 7 | 10 | 10792.6304 | 0 | 10792.6304 | 3907.3949 | 113197.0366 | 4 | UTTSS
3641 | RES | UTGS | 175 | 126 | 0.25 | F | SL0009783874 | No | 0.75 | 83 | [12 empty] | 2 | 1000 | [12 empty] | 0 | 0 | 1000 | 83 | 15 | 15 | 5343.8287 | 0 | 5343.8287 | 2167.3974 | 431 | 0.75 | UTGS
3642 | RES | UTGS | 320 | 361 | 0.25 | F | SL0009783988 | No | 0.5 | 31 | [12 empty] | 0.75 | 325 | 2 | 675 | [10 empty] | 0 | 0 | 1000 | 31 | 22 | 22 | 2120.5078 | 0 | 2120.5078 | 1589.7483 | 431 | 0.5 | UTGS
3643 | RES | UTGS | 320 | 361 | 0.25 | F | SL0009787620 | No | 0.5 | 58 | [12 empty] | 2 | 1000 | [12 empty] | 0 | 0 | 1000 | 58 | 7 | 7 | 3967.4017 | 0 | 3967.4017 | 4644.4231 | 431 | 0.5 | UTGS
3644 | RES | UTGS | 306 | 111 | 0.25 | F | SL0009787731 | No | 0.5 | 21 | [12 empty] | 2 | 1000 | [12 empty] | 0 | 0 | 1000 | 21 | 13 | 13 | 1436.473 | 0 | 1436.473 | 2500.8432 | 431 | 0.5 | UTGS
3645 | RES | UTGS | 500 | 220 | 0.25 | F | SL0009789095 | No | 0.5 | 32 | [12 empty] | 2 | 1000 | [12 empty] | 0 | 0 | 1000 | 32 | 9 | 9 | 2188.9113 | 0 | 2188.9113 | 3612.3291 | 585.0096 | 0.5 | UTGS
3646 | RES | UTGS | 320 | 361 | 0.25 | F | SL0009789239 | No | 0.5 | 39 | [12 empty] | 2 | 707.17 | 4 | 292.83 | [10 empty] | 0 | 0 | 1000 | 39 | 5 | 5 | 2667.7356 | 0 | 2667.7356 | 6922.1106 | 431 | 0.5 | UTGS
3647 | RES | UTGS | 320 | 760 | 0.25 | F | SL0009789669 | No | 0.5 | 35 | [12 empty] | 2 | 1000 | [12 empty] | 0 | 0 | 1000 | 35 | 18 | 18 | 2394.1217 | 0 | 2394.1217 | 1806.1645 | 431 | 0.5 | UTGS
3648 | RES | UTGS | 320 | 361 | 0.25 | F | SL0009789833 | No | 0.5 | 37 | [12 empty] | 2 | 801.18 | 4 | 198.82 | [10 empty] | 0 | 0 | 1000 | 37 | 4 | 4 | 2530.9287 | 0 | 2530.9287 | 8484.1253 | 431 | 0.5 | UTGS
3649 | RES | UTGS | 320 | 361 | 0.25 | F | SL0009789986 | No | 0.5 | 13 | [12 empty] | 2 | 802.33 | 4 | 197.67 | [10 empty] | 0 | 0 | 1000 | 13 | 24 | 24 | 889.2452 | 0 | 889.2452 | 1413.6773 | 431 | 0.5 | UTGS
3650 | RES | UTGS | 550 | 160 | 2 | F | SL0009790582 | No | 0.5 | 29 | [12 empty] | 2 | 899.3 | 4 | 100.7 | [10 empty] | 0 | 0 | 1000 | 29 | 6 | 6 | 1983.7009 | 0 | 1983.7009 | 5538.8301 | 585.0096 | 0.5 | UTGS
3651 | RES | UTGS | 320 | 361 | 0.25 | F | SL0009791192 | No | 0.5 | 28 | [12 empty] | 2 | 1000 | [12 empty] | 0 | 0 | 1000 | 28 | 20 | 20 | 1915.2974 | 0 | 1915.2974 | 1625.5481 | 431 | 0.5 | UTGS
3652 | COM | UTFS | 7800 | 273 | 2 | F | SL0009791203 | No | 2 | 72 | [12 empty] | 3 | 1000 | [12 empty] | 0 | 0 | 1000 | 72 | 2 | 2 | 5254.8104 | 0 | 5254.8104 | 9915.4809 | 5118 | 2 | UTFS
3653 | RES | UTGS | 320 | 361 | 0.25 | F | SL0009791214 | No | 0.75 | 41.48 | [12 empty] | 1.25 | 78 | 2 | 922 | [10 empty] | 0 | 0 | 1000 | 41.48 | 15 | 96 | 2670.6267 | 0 | 2670.6267 | 339.2246 | 431 | 0.75 | UTGS
3654 | COM | UTGS | 550 | 260 | 2 | F | SL0009791923 | No | 0.75 | 109 | [12 empty] | 4 | 1000 | [12 empty] | 0 | 0 | 1000 | 109 | 4 | 6 | 7017.7991 | 0 | 7017.7991 | 6613.4936 | 585.0096 | 0.75 | UTGS
3655 | COM | UTTSS | 3300 | 271 | 2 | F | SL0009792432 | No | 2 | 488 | [12 empty] | 6 | 1000 | [12 empty] | 0 | 0 | 1000 | 488 | 1 | 1 | 35615.9372 | 0 | 35615.9372 | 60030.9617 | 2145.6667 | 2 | UTTSS
3656 | RES | UTGS | 320 | 361 | 0.25 | F | SL0009792951 | No | 0.5 | 20 | [12 empty] | 2 | 181.19 | 4 | 818.81 | [10 empty] | 0 | 0 | 1000 | 20 | 16 | 16 | 1368.0696 | 0 | 1368.0696 | 2398.8643 | 431 | 0.5 | UTGS
3657 | COM | UTGS | 320 | 361 | 0.25 | F | SL0009794811 | No | 1.25 | 160 | [12 empty] | 2 | 120.5 | 4 | 879.5 | [10 empty] | 0 | 0 | 1000 | 160 | 8 | 16 | 11922.1565 | 0 | 11922.1565 | 2426.061 | 431 | 1.25 | UTGS
3658 | RES | UTGS | 550 | 361 | 2 | F | SL0009795049 | No | 0.5 | 18 | [12 empty] | 1.25 | 107.91 | 2 | 892.09 | [10 empty] | 0 | 0 | 1000 | 18 | 14 | 14 | 1231.2626 | 0 | 1231.2626 | 2327.6071 | 585.0096 | 0.5 | UTGS
3659 | COM | UTGS | 1390 | 746 | 2 | F | SL0009795422 | No | 0.75 | 59 | [12 empty] | 1.25 | 450 | 3 | 550 | [10 empty] | 0 | 0 | 1000 | 59 | 7 | 22 | 3798.6252 | 0 | 3798.6252 | 1175.0892 | 1475.8773 | 0.75 | UTGS
3660 | RES | UTGS | 320 | 361 | 0.25 | F | SL0009796353 | No | 0.5 | 73 | [12 empty] | 2 | 1000 | [12 empty] | 0 | 0 | 1000 | 73 | 7 | 7 | 4993.4539 | 0 | 4993.4539 | 4644.4231 | 431 | 0.5 | UTGS
3661 | COM | UTTSS | 30300 | 279 | 5 | F | SL0009796365 | No | 2 | 32 | [12 empty] | 2 | 52.12 | 6 | 3 | 10 | 114.68 | 16 | 830.2 | [6 empty] | 0 | 0 | 1000 | 32 | 5 | 8 | 2335.4713 | 0 | 2335.4713 | 8838.7476 | 27686.4 | 2 | UTTSS
3662 | RES | UTGS | 320 | 361 | 0.25 | F | SL0009796558 | No | 0.5 | 60 | [12 empty] | 2 | 1000 | [12 empty] | 0 | 0 | 1000 | 60 | 7 | 7 | 4104.2087 | 0 | 4104.2087 | 4644.4231 | 431 | 0.5 | UTGS
3663 | COM | UTFS | 2400 | 255 | 2 | F | SL0009796877 | No | 0.75 | 78 | [12 empty] | 2 | 47.31 | 4 | 952.69 | [10 empty] | 0 | 0 | 1000 | 78 | 4 | 6 | 5021.9113 | 0 | 5021.9113 | 6556.9582 | 2428.75 | 0.75 | UTFS
3664 | COM | UTTSS | 21100 | 275 | 5 | F | SL0009797655 | No | 2 | 241 | [12 empty] | 2 | 120.21 | 4 | 879.79 | [10 empty] | 0 | 0 | 1000 | 241 | 2 | 2 | 17589.0182 | 0 | 17589.0182 | 19409.528 | 18747.15 | 2 | UTTSS
3665 | RES | UTGS | 320 | 361 | 0.25 | F | SL0009799132 | No | 0.5 | 27 | [12 empty] | 2 | 1000 | [12 empty] | 0 | 0 | 1000 | 27 | 8 | 8 | 1846.8939 | 0 | 1846.8939 | 4063.8702 | 431 | 0.5 | UTGS
3666 | COM | UTGS | 26340 | 236 | 5 | F | SL0009799477 | No | 2 | 48 | [12 empty] | 0.75 | 38 | 4 | 431.4 | 6 | 530.6 | [8 empty] | 0 | 0 | 1000 | 48 | 16 | 37 | 3503.2069 | 0 | 3503.2069 | 1364.7095 | 22191.6 | 2 | UTGS
3667 | RES | UTGS | 320 | 127 | 0.25 | F | SL0009799682 | No | 0.5 | 17 | [12 empty] | 1.25 | 72.5 | 2 | 927.5 | [10 empty] | 0 | 0 | 1000 | 17 | 10 | 10 | 1162.8591 | 0 | 1162.8591 | 3256.1712 | 431 | 0.5 | UTGS
3668 | COM | UTFS | 5550 | 272 | 2 | F | SL0009799867 | No | 1.25 | 151 | [12 empty] | 2 | 160.9 | 4 | 839.1 | [10 empty] | 0 | 0 | 1000 | 151 | 9 | 9 | 11251.5352 | 0 | 11251.5352 | 4280.8121 | 3698.6667 | 1.25 | UTFS
3669 | RES | UTGS | 320 | 361 | 0.25 | F | SL0009800014 | No | 0.5 | 19 | [12 empty] | 2 | 922.66 | 4 | 77.34 | [10 empty] | 0 | 0 | 1000 | 19 | 14 | 14 | 1299.6661 | 0 | 1299.6661 | 2361.8207 | 431 | 0.5 | UTGS
3670 | RES | UTGS | 955 | 159 | 2 | F | SL0009801011 | No | 1.25 | 50 | [12 empty] | 1.25 | 727.51 | 2 | 257.24 | 4 | 15.24 | [8 empty] | 0 | 0 | 999.99 | 50 | 9 | 9 | 3725.6739 | 0 | 3725.6739 | 3681.0183 | 1475.8773 | 1.25 | UTGS
3671 | RES | UTGS | 320 | 361 | 0.25 | F | SL0009801289 | No | 0.5 | 54 | [12 empty] | 2 | 730.32 | 4 | 269.68 | [10 empty] | 0 | 0 | 1000 | 54 | 7 | 7 | 3693.7878 | 0 | 3693.7878 | 4920.6525 | 431 | 0.5 | UTGS
3672 | RES | UTGS | 320 | 461 | 0.25 | F | SL0009801853 | No | 0.5 | 17 | [12 empty] | 2 | 1000 | [12 empty] | 0 | 0 | 1000 | 17 | 14 | 14 | 1162.8591 | 0 | 1162.8591 | 2322.2116 | 431 | 0.5 | UTGS
3673 | RES | UTGS | 320 | 361 | 0.25 | F | SL0009801859 | No | 0.5 | 42 | [12 empty] | 2 | 1000 | [12 empty] | 0 | 0 | 1000 | 42 | 9 | 9 | 2872.9461 | 0 | 2872.9461 | 3612.3291 | 431 | 0.5 | UTGS
3674 | RES | UTGS | 320 | 461 | 0.25 | F | SL0009802051 | No | 0.75 | 20 | [12 empty] | 0.75 | 208 | 2 | 792 | [10 empty] | 0 | 0 | 1000 | 20 | 12 | 12 | 1287.6696 | 0 | 1287.6696 | 2840.6335 | 431 | 0.75 | UTGS
3675 | COM | UTTSS | 11750 | 274 | 2 | F | SL0009802150 | No | 2 | 18 | [12 empty] | 4 | 1000 | [12 empty] | 0 | 0 | 1000 | 18 | 1 | 1 | 1313.7026 | 0 | 1313.7026 | 39680.9617 | 10791.3333 | 2 | UTTSS
3676 | COM | UTTSS | 30300 | 279 | 5 | F | SL0009802510 | No | 2 | 6 | 3 | 321 | [10 empty] | 6 | 1000 | [12 empty] | 0 | 0 | 1000 | 327 | 1 | 1 | 23865.5973 | 0 | 23865.5973 | 60030.9617 | 27686.4 | 2 | UTTSS
3677 | RES | UTGS | 550 | 161 | 2 | F | SL0009803679 | No | 0.75 | 26 | [12 empty] | 2 | 1000 | [12 empty] | 0 | 0 | 1000 | 26 | 16 | 104 | 1673.9704 | 0 | 1673.9704 | 312.6054 | 585.0096 | 0.75 | UTGS
3678 | RES | UTGS | 320 | 361 | 0.25 | F | SL0009803850 | No | 0.5 | 44 | [12 empty] | 0.75 | 226 | 2 | 774 | [10 empty] | 0 | 0 | 1000 | 44 | 16 | 16 | 3009.753 | 0 | 3009.753 | 2139.0026 | 431 | 0.5 | UTGS
3679 | RES | UTGS | 320 | 361 | 0.25 | F | SL0009804280 | No | 0.5 | 66 | [12 empty] | 2 | 1000 | [12 empty] | 0 | 0 | 1000 | 66 | 11 | 11 | 4514.6295 | 0 | 4514.6295 | 2955.542 | 431 | 0.5 | UTGS
3680 | RES | UTGS | 550 | 361 | 2 | F | SL0009804396 | No | 0.75 | 39 | [12 empty] | 0.75 | 166 | 2 | 834 | [10 empty] | 0 | 0 | 1000 | 39 | 10 | 54 | 2510.9556 | 0 | 2510.9556 | 625.3563 | 585.0096 | 0.75 | UTGS
3681 | RES | UTGS | 21100 | 275 | 5 | F | SL0009804572 | No | 2 | 155 | [12 empty] | 4 | 571 | 6 | 3 | 8 | 426 | [8 empty] | 0 | 0 | 1000 | 155 | 6 | 6 | 11312.4391 | 0 | 11312.4391 | 8978.7386 | 18747.15 | 2 | UTGS
3682 | COM | UTTSS | 14500 | 274 | 5 | F | SL0009804708 | No | 2 | 2 | 3 | 27 | [10 empty] | 2 | 516.87 | 4 | 483.13 | [10 empty] | 0 | 0 | 1000 | 29 | 8 | 91 | 2116.5209 | 0 | 2116.5209 | 395.3297 | 10791.3333 | 2 | UTTSS
3683 | COM | UTFS | 2700 | 755 | 5 | F | SL0009804994 | No | 1.25 | 34 | [12 empty] | 6 | 1000 | [12 empty] | 0 | 0 | 1000 | 34 | 1 | 19 | 2533.4582 | 0 | 2533.4582 | 3159.5243 | 2428.75 | 1.25 | UTFS
3684 | RES | UTGS | 306 | 111 | 0.25 | F | SL0009805374 | No | 0.5 | 29 | [12 empty] | 2 | 307.07 | 4 | 692.93 | [10 empty] | 0 | 0 | 1000 | 29 | 7 | 7 | 1983.7009 | 0 | 1983.7009 | 5354.1814 | 431 | 0.5 | UTGS
3685 | RES | UTGS | 550 | 361 | 2 | F | SL0009805771 | No | 0.5 | 31 | [12 empty] | 2 | 1000 | [12 empty] | 0 | 0 | 1000 | 31 | 7 | 7 | 2120.5078 | 0 | 2120.5078 | 4644.4231 | 585.0096 | 0.5 | UTGS
3686 | COM | UTGS | 92750 | 279 | 45 | H | SL0009805947 | No | 4 | 101 | [12 empty] | 1.25 | 87.23 | 2 | 139.53 | 4 | 103.23 | 6 | 670 | [6 empty] | 0 | 0 | 999.99 | 101 | 12 | 17 | 7730.8913 | 0 | 7730.8913 | 3044.1327 | 113197.0366 | 4 | UTGS
3687 | COM | UTTSS | 3300 | 271 | 2 | F | SL0009806134 | No | 1.25 | 259 | [12 empty] | 3 | 1000 | [12 empty] | 0 | 0 | 1000 | 259 | 1 | 1 | 19298.9908 | 0 | 19298.9908 | 19830.9617 | 2145.6667 | 1.25 | UTTSS
3688 | COM | UTTSS | 3300 | 271 | 2 | F | SL0009806477 | No | 1.25 | 212 | [12 empty] | 2 | 70.53 | 4 | 533 | 6 | 223.23 | 8 | 173.23 | [6 empty] | 0 | 0 | 999.99 | 212 | 2 | 2 | 15796.8573 | 0 | 15796.8573 | 24731.8172 | 2145.6667 | 1.25 | UTTSS
3689 | COM | UTTSS | 9200 | 273 | 5 | F | SL0009806759 | No | 1.25 | 4 | 2 | 517 | [10 empty] | 4 | 104 | 6 | 896 | [10 empty] | 0 | 0 | 1000 | 521 | 1 | 1 | 38030.5119 | 0 | 38030.5119 | 57914.5617 | 5118 | 1.25 | UTTSS
3690 | RES | UTGS | 320 | 361 | 0.25 | F | SL0009807145 | No | 0.5 | 59 | [12 empty] | 2 | 1000 | [12 empty] | 0 | 0 | 1000 | 59 | 13 | 13 | 4035.8052 | 0 | 4035.8052 | 2500.8432 | 431 | 0.5 | UTGS
3691 | IND | UTFS | 7800 | 273 | 2 | F | SL0009807390 | No | 1.25 | 97 | [12 empty] | 2 | 235.83 | 4 | 764.17 | [10 empty] | 0 | 0 | 1000 | 97 | 3 | 3 | 7227.8073 | 0 | 7227.8073 | 12663.3535 | 5118 | 1.25 | UTFS
3692 | COM | UTGS | 550 | 361 | 2 | F | SL0009807543 | No | 0.75 | 86 | [12 empty] | 2 | 99.5 | 3 | 891.99 | 6 | 8.51 | [8 empty] | 0 | 0 | 1000 | 86 | 10 | 10 | 5536.9791 | 0 | 5536.9791 | 2143.4724 | 585.0096 | 0.75 | UTGS
3693 | RES | UTGS | 550 | 361 | 2 | F | SL0009807919 | No | 0.5 | 44 | [12 empty] | 1.25 | 238 | 2 | 341.47 | 4 | 420.53 | [8 empty] | 0 | 0 | 1000 | 44 | 19 | 19 | 3009.753 | 0 | 3009.753 | 1878.5664 | 585.0096 | 0.5 | UTGS
3694 | COM | UTTSS | 6600 | 272 | 5 | F | SL0009808004 | No | 2 | 275 | [12 empty] | 2 | 251.5 | 4 | 748.5 | [10 empty] | 0 | 0 | 1000 | 275 | 3 | 3 | 20070.4564 | 0 | 20070.4564 | 12625.9022 | 3698.6667 | 2 | UTTSS
3695 | RES | UTGS | 630 | 746 | 0.25 | F | SL0009808520 | No | 0.5 | 53 | [12 empty] | 2 | 1000 | [12 empty] | 0 | 0 | 1000 | 53 | 9 | 9 | 3625.3843 | 0 | 3625.3843 | 3612.3291 | 1348.3333 | 0.5 | UTGS
3696 | COM | UTGS | 2400 | 255 | 2 | F | SL0009808611 | No | 0.75 | 175 | [12 empty] | 3 | 160.25 | 4 | 839.75 | [10 empty] | 0 | 0 | 1000 | 175 | 3 | 3 | 11267.1086 | 0 | 11267.1086 | 12166.6664 | 2428.75 | 0.75 | UTGS
3697 | RES | UTGS | 550 | 360 | 2 | F | SL0009808674 | No | 0.5 | 37 | [12 empty] | 2 | 1000 | [12 empty] | 0 | 0 | 1000 | 37 | 19 | 19 | 2530.9287 | 0 | 2530.9287 | 1711.1032 | 585.0096 | 0.5 | UTGS
3698 | RES | UTGS | 320 | 361 | 0.25 | F | SL0009808737 | No | 0.5 | 38 | [12 empty] | 1.25 | 722.01 | 2 | 277.99 | [10 empty] | 0 | 0 | 1000 | 38 | 8 | 8 | 2599.3322 | 0 | 2599.3322 | 4127.0461 | 431 | 0.5 | UTGS
3699 | COM | UTGS | 955 | 159 | 2 | F | SL0009808810 | No | 0.75 | 52 | [12 empty] | 4 | 1000 | [12 empty] | 0 | 0 | 1000 | 52 | 6 | 14 | 3347.9408 | 0 | 3347.9408 | 2834.3544 | 1475.8773 | 0.75 | UTGS
3700 | RES | UTGS | 320 | 361 | 0.25 | F | SL0009808933 | No | 0.5 | 15 | [12 empty] | 0.75 | 120 | 2 | 269.09 | 6 | 610.91 | [8 empty] | 0 | 0 | 1000 | 15 | 14 | 14 | 1026.0522 | 0 | 1026.0522 | 3588.0575 | 431 | 0.5 | UTGS
3701 | RES | UTGS | 320 | 361 | 0.25 | F | SL0009809051 | No | 0.5 | 24 | [12 empty] | 2 | 1000 | [12 empty] | 0 | 0 | 1000 | 24 | 6 | 6 | 1641.6835 | 0 | 1641.6835 | 5418.4936 | 431 | 0.5 | UTGS
3702 | COM | UTTSS | 21100 | 275 | 5 | F | SL0009809055 | No | 4 | 211 | [12 empty] | 4 | 919.96 | 6 | 80.04 | [10 empty] | 0 | 0 | 1000 | 211 | 5 | 14 | 16150.6738 | 0 | 16150.6738 | 2950.6983 | 18747.15 | 4 | UTTSS
3703 | RES | UTGS | 320 | 361 | 0.25 | F | SL0009809088 | No | 0.5 | 35 | [12 empty] | 2 | 1000 | [12 empty] | 0 | 0 | 1000 | 35 | 22 | 22 | 2394.1217 | 0 | 2394.1217 | 1477.771 | 431 | 0.5 | UTGS
3704 | RES | UTGS | 320 | 461 | 0.25 | F | SL0009809105 | No | 0.5 | 26 | [12 empty] | 2 | 1000 | [12 empty] | 0 | 0 | 1000 | 26 | 7 | 7 | 1778.4904 | 0 | 1778.4904 | 4644.4231 | 431 | 0.5 | UTGS
3705 | RES | UTGS | 175 | 126 | 0.25 | F | SL0009809129 | No | 0.75 | 16 | [12 empty] | 0.75 | 39 | 2 | 961 | [10 empty] | 0 | 0 | 1000 | 16 | 19 | 40 | 1030.1356 | 0 | 1030.1356 | 820.1645 | 431 | 0.75 | UTGS
3706 | RES | UTGS | 550 | 361 | 2 | F | SL0009809240 | No | 1.25 | 118 | [12 empty] | 2 | 1000 | [12 empty] | 0 | 0 | 1000 | 118 | 7 | 80 | 8792.5904 | 0 | 8792.5904 | 406.387 | 585.0096 | 1.25 | UTGS
3707 | COM | UTTSS | 4610 | 281 | 5 | F | SL0009809304 | No | 1.25 | 76 | [12 empty] | 2 | 1000 | [12 empty] | 0 | 0 | 1000 | 76 | 2 | 3 | 5663.0243 | 0 | 5663.0243 | 10836.9872 | 2145.6667 | 1.25 | UTTSS
3708 | COM | UTFS | 2100 | 151 | 5 | F | SL0009809377 | No | 1.25 | 125 | [12 empty] | 2 | 122.05 | 4 | 877.95 | [10 empty] | 0 | 0 | 1000 | 125 | 6 | 11 | 9314.1847 | 0 | 9314.1847 | 3527.8057 | 2428.75 | 1.25 | UTFS
3709 | COM | UTTSS | 25600 | 279 | 2 | F | SL0009809685 | No | 2 | 24 | [12 empty] | 1.25 | 95 | 4 | 905 | [10 empty] | 0 | 0 | 1000 | 24 | 10 | 14 | 1751.6035 | 0 | 1751.6035 | 2790.4508 | 22191.6 | 2 | UTTSS
3710 | RES | UTGS | 320 | 461 | 0.25 | F | SL0009809806 | No | 0.5 | 8 | [12 empty] | 0.75 | 112.65 | 2 | 887.35 | [10 empty] | 0 | 0 | 1000 | 8 | 8 | 8 | 547.2278 | 0 | 547.2278 | 4170.6061 | 431 | 0.5 | UTGS
3711 | RES | UTGS | 320 | 361 | 0.25 | F | SL0009810005 | No | 0.75 | 42 | [12 empty] | 2 | 526 | 4 | 474 | [10 empty] | 0 | 0 | 1000 | 42 | 10 | 116 | 2704.1061 | 0 | 2704.1061 | 309.565 | 431 | 0.75 | UTGS
3712 | COM | UTTSS | 14487 | 284 | 5 | F | SL0009810157 | No | 2 | 1 | [12 empty] | 2 | 1000 | [12 empty] | 0 | 0 | 1000 | 1 | 2 | 2 | 72.9835 | 0 | 72.9835 | 16255.4809 | 10791.3333 | 2 | UTTSS
3713 | RES | UTGS | 1000 | 255 | 0.25 | F | SL0009810298 | No | 1.25 | 65 | [12 empty] | 2 | 1000 | [12 empty] | 0 | 0 | 1000 | 65 | 8 | 8 | 4843.3761 | 0 | 4843.3761 | 4063.8702 | 1475.8773 | 1.25 | UTGS
3714 | COM | UTTSS | 21100 | 275 | 5 | F | SL0009811278 | No | 1.25 | 51 | [12 empty] | 4 | 1000 | [12 empty] | 0 | 0 | 1000 | 51 | 3 | 5 | 3800.1874 | 0 | 3800.1874 | 7936.1923 | 18747.15 | 1.25 | UTTSS
3715 | COM | UTTSS | 2225 | 278 | 2 | F | SL0009811416 | No | 1.25 | 212 | [12 empty] | 1.25 | 255.5 | 2 | 744.5 | [10 empty] | 0 | 0 | 1000 | 212 | 10 | 25 | 15796.8573 | 0 | 15796.8573 | 1307.5925 | 2428.75 | 1.25 | UTTSS
3716 | RES | UTGS | 320 | 361 | 0.25 | F | SL0009811943 | No | 0.5 | 21 | [12 empty] | 2 | 1000 | [12 empty] | 0 | 0 | 1000 | 21 | 16 | 16 | 1436.473 | 0 | 1436.473 | 2031.9351 | 431 | 0.5 | UTGS
3717 | RES | UTGS | 955 | 759 | 2 | F | SL0009811972 | No | 0.75 | 100 | [12 empty] | 2 | 105.4 | 4 | 894.6 | [10 empty] | 0 | 0 | 1000 | 100 | 10 | 10 | 6438.3478 | 0 | 6438.3478 | 3892.5244 | 1475.8773 | 0.75 | UTGS
3718 | COM | UTFS | 3300 | 271 | 2 | F | SL0009812037 | No | 1.25 | 20 | [12 empty] | 2 | 438.4 | 4 | 561.6 | [10 empty] | 0 | 0 | 1000 | 20 | 10 | 11 | 1490.2696 | 0 | 1490.2696 | 3321.6031 | 2145.6667 | 1.25 | UTFS
3719 | COM | UTGS | 21100 | 275 | 5 | F | SL0009812101 | No | 2 | 13 | [12 empty] | 2 | 706 | 6 | 294 | [10 empty] | 0 | 0 | 1000 | 13 | 3 | 6 | 948.7852 | 0 | 948.7852 | 6766.9736 | 18747.15 | 2 | UTGS
3720 | COM | UTTSS | 14500 | 274 | 5 | F | SL0009812276 | No | 2 | 98 | [12 empty] | 2 | 62.83 | 3 | 7 | 4 | 179.17 | 6 | 751 | [6 empty] | 0 | 0 | 1000 | 98 | 3 | 3 | 7152.3808 | 0 | 7152.3808 | 18124.7902 | 10791.3333 | 2 | UTTSS
3721 | RES | UTGS | 540 | 259 | 0.25 | F | SL0009813044 | No | 0.75 | 83.93 | [12 empty] | 0.75 | 215 | 2 | 785 | [10 empty] | 0 | 0 | 1000 | 83.93 | 9 | 9 | 5403.7053 | 0 | 5403.7053 | 3793.4069 | 585.0096 | 0.75 | UTGS
3722 | RES | UTGS | 320 | 361 | 0.25 | F | SL0009813376 | No | 0.75 | 49 | 1.25 | 1 | 2 | 1 | [8 empty] | 2 | 1000 | [12 empty] | 0 | 0 | 1000 | 51 | 26 | 44 | 3302.2874 | 0 | 3302.2874 | 738.8855 | 431 | 0.75 | UTGS
3723 | COM | UTGS | 21100 | 275 | 5 | F | SL0009813409 | No | 4 | 18 | [12 empty] | 2 | 15 | 4 | 985 | [10 empty] | 0 | 0 | 1000 | 18 | 4 | 8 | 1377.7826 | 0 | 1377.7826 | 4946.6765 | 18747.15 | 4 | UTGS
3724 | RES | UTGS | 320 | 361 | 0.25 | F | SL0009813745 | No | 0.5 | 47 | [12 empty] | 2 | 1000 | [12 empty] | 0 | 0 | 1000 | 47 | 7 | 7 | 3214.9635 | 0 | 3214.9635 | 4644.4231 | 431 | 0.5 | UTGS
3725 | COM | UTTSS | 17800 | 285 | 2 | F | SL0009813812 | No | 2 | 61 | [12 empty] | 4 | 97.04 | 6 | 3 | 10 | 0.57 | 16 | 899.39 | [6 empty] | 0 | 0 | 1000 | 61 | 5 | 8 | 4451.9921 | 0 | 4451.9921 | 8699.2106 | 15242 | 2 | UTTSS
3726 | RES | UTGS | 320 | 361 | 0.25 | F | SL0009813852 | No | 0.5 | 47 | [12 empty] | 2 | 746.37 | 4 | 253.63 | [10 empty] | 0 | 0 | 1000 | 47 | 7 | 7 | 3214.9635 | 0 | 3214.9635 | 4904.2127 | 431 | 0.5 | UTGS
3727 | RES | UTGS | 540 | 759 | 0.25 | F | SL0009814079 | No | 0.5 | 18 | [12 empty] | 0.75 | 321.92 | 2 | 678.08 | [10 empty] | 0 | 0 | 1000 | 18 | 18 | 18 | 1231.2626 | 0 | 1231.2626 | 1941.7286 | 585.0096 | 0.5 | UTGS
3728 | RES | UTGS | 306 | 111 | 0.25 | F | SL0009815082 | No | 0.5 | 46 | [12 empty] | 2 | 780.27 | 4 | 219.73 | [10 empty] | 0 | 0 | 1000 | 46 | 6 | 6 | 3146.56 | 0 | 3146.56 | 5681.071 | 431 | 0.5 | UTGS
3729 | COM | UTGS | 30300 | 279 | 5 | F | SL0009815255 | No | 3 | 106 | [12 empty] | 4 | 1000 | [12 empty] | 0 | 0 | 1000 | 106 | 2 | 4 | 7736.2487 | 0 | 7736.2487 | 9920.2404 | 27686.4 | 3 | UTGS
3730 | RES | UTGS | 955 | 759 | 2 | F | SL0009815381 | No | 0.75 | 50 | [12 empty] | 0.75 | 288 | 2 | 712 | [10 empty] | 0 | 0 | 1000 | 50 | 16 | 16 | 3219.1739 | 0 | 3219.1739 | 2168.3751 | 1475.8773 | 0.75 | UTGS
3731 | RES | UTGS | 955 | 259 | 2 | F | SL0009815382 | No | 0.75 | 25 | [12 empty] | 0.75 | 333.17 | 2 | 666.83 | [10 empty] | 0 | 0 | 1000 | 25 | 14 | 14 | 1609.5869 | 0 | 1609.5869 | 2502.5993 | 1475.8773 | 0.75 | UTGS
3732 | RES | UTGS | 550 | 361 | 2 | F | SL0009815886 | No | 0.75 | 61 | [12 empty] | 2 | 1000 | [12 empty] | 0 | 0 | 1000 | 61 | 13 | 70 | 3927.3921 | 0 | 3927.3921 | 464.4423 | 585.0096 | 0.75 | UTGS
3733 | COM | UTFS | 9200 | 273 | 5 | F | SL0009816858 | No | 2 | 68 | [12 empty] | 2 | 1000 | [12 empty] | 0 | 0 | 1000 | 68 | 5 | 5 | 4962.8765 | 0 | 4962.8765 | 6502.1923 | 5118 | 2 | UTFS
3734 | RES | UTGS | 550 | 760 | 2 | F | SL0009816965 | No | 0.75 | 72 | [12 empty] | 2 | 1000 | [12 empty] | 0 | 0 | 1000 | 72 | 11 | 34 | 4635.6104 | 0 | 4635.6104 | 956.2048 | 585.0096 | 0.75 | UTGS
3735 | COM | UTFS | 2400 | 255 | 2 | F | SL0009817134 | No | 1.25 | 143 | [12 empty] | 2 | 186.64 | 3 | 104.86 | 6 | 708.5 | [8 empty] | 0 | 0 | 1000 | 143 | 2 | 2 | 10655.4273 | 0 | 10655.4273 | 25339.6285 | 2428.75 | 1.25 | UTFS
3736 | COM | UTGS | 550 | 461 | 2 | F | SL0009817448 | No | 1.25 | 41 | [12 empty] | 1.25 | 13.92 | 2 | 41.83 | 3 | 180.67 | 6 | 759.67 | 8 | 3.92 |  |  |  |  | 0 | 0 | 1000.01 | 41 | 9 | 13 | 3055.0526 | 0 | 3055.0526 | 3945.722 | 585.0096 | 1.25 | UTGS
3737 | RES | UTGS | 550 | 127 | 2 | F | SL0009817959 | No | 0.5 | 86 | [12 empty] | 2 | 1000 | [12 empty] | 0 | 0 | 1000 | 86 | 8 | 8 | 5882.6991 | 0 | 5882.6991 | 4063.8702 | 585.0096 | 0.5 | UTGS
3738 | COM | UTFS | 9200 | 273 | 5 | F | SL0009818065 | No | 1.25 | 304 | [12 empty] | 2 | 707.58 | 4 | 1 | 6 | 291.42 | [8 empty] | 0 | 0 | 1000 | 304 | 1 | 1 | 22652.0973 | 0 | 22652.0973 | 40538.0101 | 5118 | 1.25 | UTFS
3739 | COM | UTFS | 1000 | 255 | 0.25 | F | SL0009819198 | No | 0.75 | 104 | [12 empty] | 2 | 663.01 | 4 | 336.99 | [10 empty] | 0 | 0 | 1000 | 104 | 4 | 5 | 6695.8817 | 0 | 6695.8817 | 6985.436 | 1475.8773 | 0.75 | UTFS
3740 | RES | UTGS | 320 | 361 | 0.25 | F | SL0009820123 | No | 0.5 | 22 | [12 empty] | 2 | 1000 | [12 empty] | 0 | 0 | 1000 | 22 | 10 | 10 | 1504.8765 | 0 | 1504.8765 | 3251.0962 | 431 | 0.5 | UTGS
3741 | RES | UTGS | 320 | 361 | 0.25 | F | SL0009820416 | No | 0.5 | 27 | [12 empty] | 2 | 967.96 | 4 | 32.04 | [10 empty] | 0 | 0 | 1000 | 27 | 10 | 10 | 1846.8939 | 0 | 1846.8939 | 3274.0689 | 431 | 0.5 | UTGS
3742 | RES | UTGS | 930 | 220 | 2 | F | SL0009820755 | No | 0.75 | 99 | [12 empty] | 2 | 1000 | [12 empty] | 0 | 0 | 1000 | 99 | 12 | 12 | 6373.9643 | 0 | 6373.9643 | 2709.2468 | 1475.8773 | 0.75 | UTGS
3743 | COM | UTTSS | 30300 | 279 | 5 | F | SL0009821309 | No | 2 | 22 | [12 empty] | 1.25 | 71 | 4 | 845.05 | 6 | 83.95 | [8 empty] | 0 | 0 | 1000 | 22 | 6 | 8 | 1605.6365 | 0 | 1605.6365 | 5116.2468 | 27686.4 | 2 | UTTSS
3744 | COM | UTTSS | 6600 | 272 | 5 | F | SL0009821784 | No | 1.25 | 40 | [12 empty] | 4 | 1000 | [12 empty] | 0 | 0 | 1000 | 40 | 1 | 1 | 2980.5391 | 0 | 2980.5391 | 39680.9617 | 3698.6667 | 1.25 | UTTSS
3745 | RES | UTGS | 550 | 361 | 2 | F | SL0009821985 | No | 0.5 | 55 | [12 empty] | 2 | 1000 | [12 empty] | 0 | 0 | 1000 | 55 | 11 | 11 | 3762.1913 | 0 | 3762.1913 | 2955.542 | 585.0096 | 0.5 | UTGS
3746 | RES | UTGS | 320 | 361 | 0.25 | F | SL0009823175 | No | 0.5 | 45 | [12 empty] | 2 | 1000 | [12 empty] | 0 | 0 | 1000 | 45 | 5 | 5 | 3078.1565 | 0 | 3078.1565 | 6502.1923 | 431 | 0.5 | UTGS
3747 | RES | UTGS | 540 | 259 | 0.25 | F | SL0009823709 | No | 0.75 | 55 | [12 empty] | 0.75 | 204 | 2 | 796 | [10 empty] | 0 | 0 | 1000 | 55 | 11 | 11 | 3541.0913 | 0 | 3541.0913 | 3096.1165 | 585.0096 | 0.75 | UTGS
3748 | COM | UTFS | 3300 | 271 | 2 | F | SL0009823746 | No | 1.25 | 281 | [12 empty] | 4 | 857.98 | 6 | 142.02 | [10 empty] | 0 | 0 | 1000 | 281 | 4 | 9 | 20938.2873 | 0 | 20938.2873 | 4730.1187 | 2145.6667 | 1.25 | UTFS
3749 | COM | UTTSS | 25600 | 279 | 2 | F | SL0009824124 | No | 3 | 295 | [12 empty] | 4 | 1000 | [12 empty] | 0 | 0 | 1000 | 295 | 2 | 2 | 21530.126 | 0 | 21530.126 | 19840.4809 | 22191.6 | 3 | UTTSS
3750 | RES | UTGS | 320 | 461 | 0.25 | F | SL0009825029 | No | 0.5 | 50 | [12 empty] | 2 | 1000 | [12 empty] | 0 | 0 | 1000 | 50 | 19 | 19 | 3420.1739 | 0 | 3420.1739 | 1711.1032 | 431 | 0.5 | UTGS
3751 | RES | UTGS | 550 | 361 | 2 | F | SL0009825569 | No | 0.75 | 24 | [12 empty] | 0.75 | 169.59 | 2 | 830.41 | [10 empty] | 0 | 0 | 1000 | 24 | 7 | 21 | 1545.2035 | 0 | 1545.2035 | 1609.3549 | 585.0096 | 0.75 | UTGS
3752 | RES | UTGS | 320 | 461 | 0.25 | F | SL0009826137 | No | 0.5 | 47 | [12 empty] | 2 | 1000 | [12 empty] | 0 | 0 | 1000 | 47 | 11 | 11 | 3214.9635 | 0 | 3214.9635 | 2955.542 | 431 | 0.5 | UTGS
3753 | RES | UTGS | 550 | 461 | 2 | F | SL0009826237 | No | 0.75 | 42 | [12 empty] | 2 | 1000 | [12 empty] | 0 | 0 | 1000 | 42 | 6 | 26 | 2704.1061 | 0 | 2704.1061 | 1250.4216 | 585.0096 | 0.75 | UTGS
3754 | RES | UTGS | 320 | 361 | 0.25 | F | SL0009826711 | No | 0.5 | 33 | [12 empty] | 2 | 1000 | [12 empty] | 0 | 0 | 1000 | 33 | 7 | 7 | 2257.3148 | 0 | 2257.3148 | 4644.4231 | 431 | 0.5 | UTGS
3755 | RES | UTGS | 320 | 361 | 0.25 | F | SL0009826968 | No | 0.5 | 46 | [12 empty] | 1.25 | 149.66 | 2 | 230.68 | 4 | 619.66 | [8 empty] | 0 | 0 | 1000 | 46 | 8 | 8 | 3146.56 | 0 | 3146.56 | 4632.3357 | 431 | 0.5 | UTGS
3756 | RES | UTGS | 550 | 461 | 2 | F | SL0009827016 | No | 0.75 | 31 | [12 empty] | 2 | 1000 | [12 empty] | 0 | 0 | 1000 | 31 | 8 | 8 | 1995.8878 | 0 | 1995.8878 | 4063.8702 | 585.0096 | 0.75 | UTGS
3757 | RES | UTGS | 320 | 461 | 0.25 | F | SL0009827704 | No | 0.5 | 22 | [12 empty] | 2 | 1000 | [12 empty] | 0 | 0 | 1000 | 22 | 8 | 8 | 1504.8765 | 0 | 1504.8765 | 4063.8702 | 431 | 0.5 | UTGS
3758 | RES | UTGS | 550 | 160 | 2 | F | SL0009827905 | No | 2 | 37 | [12 empty] | 2 | 1000 | [12 empty] | 0 | 0 | 1000 | 37 | 3 | 46 | 2700.3887 | 0 | 2700.3887 | 706.76 | 585.0096 | 2 | UTGS
3759 | RES | UTGS | 550 | 127 | 2 | F | SL0009827907 | No | 1.25 | 27 | [12 empty] | 1.25 | 380.87 | 2 | 619.13 | [10 empty] | 0 | 0 | 1000 | 27 | 7 | 68 | 2011.8639 | 0 | 2011.8639 | 482.0231 | 585.0096 | 1.25 | UTGS
3760 | COM | UTTSM | 59100 | 275 | 40 | L | SL0009828220 | No | 4 | 79 | [12 empty] | 4 | 1000 | [12 empty] | 0 | 0 | 1000 | 79 | 9 | 23 | 6046.9347 | 0 | 6046.9347 | 1725.2592 | 45676.61 | 4 | UTTSM
3761 | COM | UTFS | 14500 | 274 | 5 | F | SL0009828459 | No | 2 | 84 | [12 empty] | 4 | 1000 | [12 empty] | 0 | 0 | 1000 | 84 | 4 | 18 | 6130.6121 | 0 | 6130.6121 | 2204.4979 | 10791.3333 | 2 | UTFS
3762 | COM | UTFS | 2400 | 255 | 2 | F | SL0009828648 | No | 1.25 | 32 | [12 empty] | 2 | 661 | 3 | 99.45 | 4 | 239.55 | [8 empty] | 0 | 0 | 1000 | 32 | 3 | 3 | 2384.4313 | 0 | 2384.4313 | 10989.1697 | 2428.75 | 1.25 | UTFS
3763 | RES | UTGS | 320 | 361 | 0.25 | F | SL0009829508 | No | 0.5 | 32 | [12 empty] | 2 | 1000 | [12 empty] | 0 | 0 | 1000 | 32 | 7 | 7 | 2188.9113 | 0 | 2188.9113 | 4644.4231 | 431 | 0.5 | UTGS
3764 | RES | UTGS | 550 | 361 | 2 | F | SL0009829646 | No | 0.75 | 72.71 | [12 empty] | 2 | 1000 | [12 empty] | 0 | 0 | 1000 | 72.71 | 7 | 20 | 4681.3227 | 0 | 4681.3227 | 1625.5481 | 585.0096 | 0.75 | UTGS
3765 | RES | UTGS | 320 | 361 | 0.25 | F | SL0009829975 | No | 0.5 | 37 | [12 empty] | 0.5 | 1.66 | 0.75 | 140.86 | 1.25 | 63.66 | 2 | 793.81 | [6 empty] | 0 | 0 | 999.99 | 37 | 8 | 8 | 2530.9287 | 0 | 2530.9287 | 4200.2336 | 431 | 0.5 | UTGS
3766 | RES | UTGS | 320 | 160 | 0.25 | F | SL0009830715 | No | 0.5 | 45 | [12 empty] | 2 | 1000 | [12 empty] | 0 | 0 | 1000 | 45 | 9 | 9 | 3078.1565 | 0 | 3078.1565 | 3612.3291 | 431 | 0.5 | UTGS
3767 | COM | UTFS | 2100 | 151 | 5 | F | SL0009830876 | No | 1.25 | 120 | [12 empty] | 2 | 589.41 | 4 | 410.59 | [10 empty] | 0 | 0 | 1000 | 120 | 4 | 5 | 8941.6173 | 0 | 8941.6173 | 7090.9784 | 2428.75 | 1.25 | UTFS
3768 | RES | UTGS | 320 | 361 | 0.25 | F | SL0009831090 | No | 0.5 | 43 | [12 empty] | 1.25 | 37.19 | 2 | 491.19 | 6 | 471.62 | [8 empty] | 0 | 0 | 1000 | 43 | 10 | 10 | 2941.3495 | 0 | 2941.3495 | 4551.5977 | 431 | 0.5 | UTGS
3769 | RES | UTGS | 320 | 760 | 0.25 | F | SL0009831197 | No | 0.75 | 11 | [12 empty] | 2 | 718.24 | 4 | 281.76 | [10 empty] | 0 | 0 | 1000 | 11 | 5 | 5 | 708.2183 | 0 | 708.2183 | 6906.2362 | 431 | 0.75 | UTGS
3770 | RES | UTGS | 320 | 127 | 0.25 | F | SL0009831544 | No | 0.75 | 59 | [12 empty] | 0.75 | 121.44 | 2 | 878.56 | [10 empty] | 0 | 0 | 1000 | 59 | 6 | 6 | 3798.6252 | 0 | 3798.6252 | 5571.9128 | 431 | 0.75 | UTGS
3771 | RES | UTGS | 540 | 259 | 0.25 | F | SL0009831749 | No | 0.5 | 46 | [12 empty] | 2 | 710.19 | 4 | 289.81 | [10 empty] | 0 | 0 | 1000 | 46 | 7 | 7 | 3146.56 | 0 | 3146.56 | 4941.2713 | 585.0096 | 0.5 | UTGS
3772 | RES | UTGS | 320 | 461 | 0.25 | F | SL0009832537 | No | 0.5 | 13 | [12 empty] | 2 | 1000 | [12 empty] | 0 | 0 | 1000 | 13 | 11 | 11 | 889.2452 | 0 | 889.2452 | 2955.542 | 431 | 0.5 | UTGS
3773 | RES | UTGS | 320 | 361 | 0.25 | F | SL0009832610 | No | 0.5 | 18 | [12 empty] | 2 | 96.31 | 4 | 903.69 | [10 empty] | 0 | 0 | 1000 | 18 | 12 | 12 | 1231.2626 | 0 | 1231.2626 | 3249.2016 | 431 | 0.5 | UTGS
3774 | COM | UTFS | 4000 | 271 | 5 | F | SL0009832768 | No | 2 | 224 | [12 empty] | 2 | 430 | 4 | 570 | [10 empty] | 0 | 0 | 1000 | 224 | 4 | 5 | 16348.299 | 0 | 16348.299 | 7319.5723 | 2145.6667 | 2 | UTFS
3775 | COM | UTGS | 550 | 461 | 2 | F | SL0009832790 | No | 1.25 | 95.05 | [12 empty] | 2 | 995.38 | 8 | 4.62 | [10 empty] | 0 | 0 | 1000 | 95.05 | 9 | 62 | 7082.5061 | 0 | 7082.5061 | 527.3763 | 585.0096 | 1.25 | UTGS
3776 | COM | UTGS | 44350 | 274 | 45 | H | SL0009832817 | No | 4 | 487 | [12 empty] | 2 | 443.45 | 4 | 556.55 | [10 empty] | 0 | 0 | 1000 | 487 | 6 | 6 | 37276.6737 | 0 | 37276.6737 | 6083.5709 | 60371.7529 | 4 | UTGS
3777 | COM | UTTSS | 3300 | 271 | 2 | F | SL0009832944 | No | 1.25 | 349 | [12 empty] | 2 | 1000 | [12 empty] | 0 | 0 | 1000 | 349 | 8 | 38 | 26005.2038 | 0 | 26005.2038 | 855.5516 | 2145.6667 | 1.25 | UTTSS
3778 | RES | UTGS | 320 | 461 | 0.25 | F | SL0009833305 | No | 0.5 | 18 | [12 empty] | 2 | 1000 | [12 empty] | 0 | 0 | 1000 | 18 | 13 | 13 | 1231.2626 | 0 | 1231.2626 | 2500.8432 | 431 | 0.5 | UTGS
3779 | RES | UTGS | 550 | 461 | 2 | F | SL0009833623 | No | 0.75 | 27 | [12 empty] | 0.75 | 221.1 | 2 | 778.9 | [10 empty] | 0 | 0 | 1000 | 27 | 13 | 39 | 1738.3539 | 0 | 1738.3539 | 876.5872 | 585.0096 | 0.75 | UTGS
3780 | IND | UTTSS | 1500 | 270 | 0.25 | F | SL0009833826 | No | 1.25 | 272 | [12 empty] | 2 | 291.5 | 3 | 708.5 | [10 empty] | 0 | 0 | 1000 | 272 | 7 | 7 | 20267.666 | 0 | 20267.666 | 3361.026 | 2169 | 1.25 | UTTSS
3781 | RES | UTGS | 320 | 361 | 0.25 | F | SL0009834108 | No | 0.5 | 11 | [12 empty] | 2 | 269.32 | 4 | 730.68 | [10 empty] | 0 | 0 | 1000 | 11 | 16 | 19 | 752.4383 | 0 | 752.4383 | 1986.8388 | 431 | 0.5 | UTGS
3782 | RES | UTGS | 320 | 461 | 0.25 | F | SL0009834245 | No | 0.5 | 36 | [12 empty] | 2 | 1000 | [12 empty] | 0 | 0 | 1000 | 36 | 10 | 10 | 2462.5252 | 0 | 2462.5252 | 3251.0962 | 431 | 0.5 | UTGS
3783 | COM | UTFS | 3300 | 271 | 2 | F | SL0009834473 | No | 1.25 | 13 | [12 empty] | 2 | 88.48 | 4 | 89.04 | 6 | 822.48 | [8 empty] | 0 | 0 | 1000 | 13 | 5 | 5 | 968.6752 | 0 | 968.6752 | 11156.8056 | 2145.6667 | 1.25 | UTFS
3784 | COM | UTFS | 7800 | 273 | 2 | F | SL0009835148 | No | 1.25 | 86 | [12 empty] | 2 | 171 | 4 | 829 | [10 empty] | 0 | 0 | 1000 | 86 | 2 | 26 | 6408.1591 | 0 | 6408.1591 | 1479.0343 | 5118 | 1.25 | UTFS
3785 | RES | UTGS | 550 | 360 | 2 | F | SL0009835448 | No | 2 | 50 | [12 empty] | 1.25 | 124.03 | 2 | 20 | 4 | 855.97 | [8 empty] | 0 | 0 | 1000 | 50 | 6 | 88 | 3649.1739 | 0 | 3649.1739 | 440.1715 | 585.0096 | 2 | UTGS
3786 | RES | UTGS | 320 | 461 | 0.25 | F | SL0009835899 | No | 0.5 | 37 | [12 empty] | 2 | 1000 | [12 empty] | 0 | 0 | 1000 | 37 | 6 | 6 | 2530.9287 | 0 | 2530.9287 | 5418.4936 | 431 | 0.5 | UTGS
3787 | COM | UTGS | 1390 | 746 | 2 | F | SL0009836168 | No | 1.25 | 143 | 2 | 2 | [10 empty] | 0.75 | 68.95 | 2 | 931.05 | [10 empty] | 0 | 0 | 1000 | 145 | 11 | 43 | 10801.3943 | 0 | 10801.3943 | 768.2233 | 1475.8773 | 1.25 | UTGS
3788 | RES | UTGS | 320 | 461 | 0.25 | F | SL0009836310 | No | 0.5 | 12 | [12 empty] | 2 | 1000 | [12 empty] | 0 | 0 | 1000 | 12 | 5 | 5 | 820.8417 | 0 | 820.8417 | 6502.1923 | 431 | 0.5 | UTGS
3789 | RES | UTGS | 320 | 461 | 0.25 | F | SL0009836393 | No | 0.5 | 82 | [12 empty] | 2 | 1000 | [12 empty] | 0 | 0 | 1000 | 82 | 7 | 7 | 5609.0852 | 0 | 5609.0852 | 4644.4231 | 431 | 0.5 | UTGS
3790 | COM | UTTSS | 14500 | 274 | 5 | F | SL0009836435 | No | 3 | 268 | [12 empty] | 4 | 1000 | [12 empty] | 0 | 0 | 1000 | 268 | 6 | 68 | 19559.5721 | 0 | 19559.5721 | 583.5436 | 10791.3333 | 3 | UTTSS
3791 | RES | UTGS | 320 | 160 | 0.25 | F | SL0009836919 | No | 0.75 | 40 | [12 empty] | 2 | 1000 | [12 empty] | 0 | 0 | 1000 | 40 | 18 | 40 | 2575.3391 | 0 | 2575.3391 | 812.774 | 431 | 0.75 | UTGS
3792 | COM | UTGS | 550 | 461 | 2 | F | SL0009837373 | No | 0.75 | 24 | [12 empty] | 2 | 1000 | [12 empty] | 0 | 0 | 1000 | 24 | 1 | 19 | 1545.2035 | 0 | 1545.2035 | 1711.1032 | 585.0096 | 0.75 | UTGS
3793 | COM | UTTSS | 1980 | 270 | 5 | F | SL0009837477 | No | 1.25 | 197 | [12 empty] | 2 | 170.87 | 3 | 829.13 | [10 empty] | 0 | 0 | 1000 | 197 | 2 | 2 | 14679.1551 | 0 | 14679.1551 | 10998.7967 | 2169 | 1.25 | UTTSS
3794 | RES | UTGS | 320 | 760 | 0.25 | F | SL0009837614 | No | 0.5 | 19 | [12 empty] | 2 | 89.14 | 4 | 910.86 | [10 empty] | 0 | 0 | 1000 | 19 | 8 | 8 | 1299.6661 | 0 | 1299.6661 | 4880.2285 | 431 | 0.5 | UTGS
3795 | RES | UTGS | 320 | 461 | 0.25 | F | SL0009837708 | No | 0.5 | 36 | [12 empty] | 2 | 142.23 | 4 | 857.77 | [10 empty] | 0 | 0 | 1000 | 36 | 11 | 11 | 2462.5252 | 0 | 2462.5252 | 3514.6521 | 431 | 0.5 | UTGS
3796 | COM | UTTSS | 14500 | 274 | 5 | F | SL0009837810 | No | 2 | 44 | [12 empty] | 2 | 86.15 | 4 | 913.85 | [10 empty] | 0 | 0 | 1000 | 44 | 13 | 45 | 3211.273 | 0 | 3211.273 | 868.0726 | 10791.3333 | 2 | UTTSS
3797 | RES | UTGS | 320 | 461 | 0.25 | F | SL0009837987 | No | 0.5 | 45 | [12 empty] | 2 | 1000 | [12 empty] | 0 | 0 | 1000 | 45 | 6 | 6 | 3078.1565 | 0 | 3078.1565 | 5418.4936 | 431 | 0.5 | UTGS
3798 | RES | UTGS | 320 | 461 | 0.25 | F | SL0009838528 | No | 0.75 | 8 | [12 empty] | 1.25 | 70 | 2 | 930 | [10 empty] | 0 | 0 | 1000 | 8 | 5 | 18 | 515.0678 | 0 | 515.0678 | 1808.8868 | 431 | 0.75 | UTGS
3799 | RES | UTGS | 955 | 259 | 2 | F | SL0009838571 | No | 0.75 | 31 | [12 empty] | 2 | 1000 | [12 empty] | 0 | 0 | 1000 | 31 | 8 | 8 | 1995.8878 | 0 | 1995.8878 | 4063.8702 | 1475.8773 | 0.75 | UTGS
3800 | COM | UTTSS | 9200 | 273 | 5 | F | SL0009839087 | No | 2 | 92 | [12 empty] | 4 | 1000 | [12 empty] | 0 | 0 | 1000 | 92 | 3 | 3 | 6714.48 | 0 | 6714.48 | 13226.9872 | 5118 | 2 | UTTSS
3801 | RES | UTGS | 320 | 361 | 0.25 | F | SL0009839624 | No | 0.5 | 14 | [12 empty] | 2 | 1000 | [12 empty] | 0 | 0 | 1000 | 14 | 8 | 8 | 957.6487 | 0 | 957.6487 | 4063.8702 | 431 | 0.5 | UTGS
3802 | COM | UTTSS | 11750 | 274 | 2 | F | SL0009839799 | No | 2 | 189 | [12 empty] | 2 | 642.24 | 4 | 357.76 | [10 empty] | 0 | 0 | 1000 | 189 | 8 | 8 | 13793.8773 | 0 | 13793.8773 | 4384.5126 | 10791.3333 | 2 | UTTSS
3803 | COM | UTFS | 1847 | 751 | 2 | F | SL0009839805 | No | 1.25 | 27 | [12 empty] | 4 | 1000 | [12 empty] | 0 | 0 | 1000 | 27 | 4 | 13 | 2011.8639 | 0 | 2011.8639 | 3052.3817 | 2169 | 1.25 | UTFS
3804 | COM | UTGS | 550 | 461 | 2 | F | SL0009839823 | No | 1.25 | 104 | [12 empty] | 2 | 1000 | [12 empty] | 0 | 0 | 1000 | 104 | 7 | 41 | 7749.4017 | 0 | 7749.4017 | 792.9503 | 585.0096 | 1.25 | UTGS
3805 | RES | UTGS | 550 | 360 | 2 | F | SL0009839830 | No | 2 | 41 | [12 empty] | 4 | 715.93 | 8 | 284.07 | [10 empty] | 0 | 0 | 1000 | 41 | 3 | 41 | 2992.3226 | 0 | 2992.3226 | 1197.6479 | 585.0096 | 2 | UTGS
3806 | RES | UTGS | 550 | 461 | 2 | F | SL0009839889 | No | 0.5 | 24 | [12 empty] | 2 | 1000 | [12 empty] | 0 | 0 | 1000 | 24 | 14 | 14 | 1641.6835 | 0 | 1641.6835 | 2322.2116 | 585.0096 | 0.5 | UTGS
3807 | RES | UTGS | 320 | 461 | 0.25 | F | SL0009840379 | No | 0.5 | 40 | [12 empty] | 2 | 1000 | [12 empty] | 0 | 0 | 1000 | 40 | 9 | 9 | 2736.1391 | 0 | 2736.1391 | 3612.3291 | 431 | 0.5 | UTGS
3808 | RES | UTGS | 550 | 461 | 2 | F | SL0009841027 | No | 0.5 | 73 | [12 empty] | 2 | 1000 | [12 empty] | 0 | 0 | 1000 | 73 | 5 | 6 | 4993.4539 | 0 | 4993.4539 | 5418.4936 | 585.0096 | 0.5 | UTGS
3809 | COM | UTFS | 2400 | 255 | 2 | F | SL0009841264 | No | 1.25 | 178 | [12 empty] | 2 | 202.79 | 4 | 797.21 | [10 empty] | 0 | 0 | 1000 | 178 | 5 | 14 | 13263.3991 | 0 | 13263.3991 | 2730.497 | 2428.75 | 1.25 | UTFS
3810 | IND | UTTSS | 7800 | 273 | 2 | F | SL0009841327 | No | 2 | 108 | [12 empty] | 2 | 776.93 | 4 | 110.5 | 6 | 112.57 | [8 empty] | 0 | 0 | 1000 | 108 | 6 | 6 | 7882.2156 | 0 | 7882.2156 | 6066.8622 | 5118 | 2 | UTTSS
3811 | RES | UTGS | 1000 | 255 | 0.25 | F | SL0009841387 | No | 1.25 | 207 | [12 empty] | 1.25 | 69 | 2 | 214.49 | 4 | 716.51 | [8 empty] | 0 | 0 | 1000 | 207 | 5 | 5 | 15424.2899 | 0 | 15424.2899 | 7539.3277 | 1475.8773 | 1.25 | UTGS
3812 | COM | UTTSS | 3300 | 271 | 2 | F | SL0009841752 | No | 1.25 | 267 | [12 empty] | 2 | 4 | 4 | 588 | 6 | 408 | [8 empty] | 0 | 0 | 1000 | 267 | 3 | 3 | 19895.0986 | 0 | 19895.0986 | 15985.0272 | 2145.6667 | 1.25 | UTTSS
3813 | RES | UTGS | 320 | 461 | 0.25 | F | SL0009842362 | No | 0.5 | 44 | [12 empty] | 2 | 335 | 4 | 665 | [10 empty] | 0 | 0 | 1000 | 44 | 12 | 12 | 3009.753 | 0 | 3009.753 | 3106.5843 | 431 | 0.5 | UTGS
3814 | COM | UTFS | 5550 | 272 | 2 | F | SL0009843055 | No | 1.25 | 50 | [12 empty] | 2 | 1000 | [12 empty] | 0 | 0 | 1000 | 50 | 4 | 4 | 3725.6739 | 0 | 3725.6739 | 8127.7404 | 3698.6667 | 1.25 | UTFS
3815 | RES | UTGS | 320 | 461 | 0.25 | F | SL0009843101 | No | 0.75 | 160 | [12 empty] | 1.25 | 522.75 | 2 | 477.25 | [10 empty] | 0 | 0 | 1000 | 160 | 16 | 16 | 10301.3565 | 0 | 10301.3565 | 2054.8054 | 431 | 0.75 | UTGS
3816 | COM | UTGS | 1390 | 346 | 2 | F | SL0009843135 | No | 0.75 | 108 | [12 empty] | 2 | 924.38 | 4 | 75.62 | [10 empty] | 0 | 0 | 1000 | 108 | 4 | 13 | 6953.4156 | 0 | 6953.4156 | 2542.5505 | 1475.8773 | 0.75 | UTGS
3817 | RES | UTGS | 320 | 461 | 0.25 | F | SL0009843357 | No | 0.5 | 18 | [12 empty] | 2 | 1000 | [12 empty] | 0 | 0 | 1000 | 18 | 10 | 10 | 1231.2626 | 0 | 1231.2626 | 3251.0962 | 431 | 0.5 | UTGS
3818 | COM | UTGS | 320 | 461 | 0.25 | F | SL0009843667 | No | 0.75 | 5 | [12 empty] | 2 | 918 | 4 | 82 | [10 empty] | 0 | 0 | 1000 | 5 | 3 | 25 | 321.9174 | 0 | 321.9174 | 1323.9561 | 431 | 0.75 | UTGS
3819 | RES | UTGS | 320 | 760 | 0.25 | F | SL0009843735 | No | 0.75 | 61 | [12 empty] | 2 | 592.48 | 6 | 407.52 | [10 empty] | 0 | 0 | 1000 | 61 | 6 | 109 | 3927.3921 | 0 | 3927.3921 | 401.1552 | 431 | 0.75 | UTGS
3820 | COM | UTGS | 550 | 461 | 2 | F | SL0009844007 | No | 1.25 | 103 | [12 empty] | 2 | 146.31 | 4 | 853.69 | [10 empty] | 0 | 0 | 1000 | 103 | 5 | 41 | 7674.8882 | 0 | 7674.8882 | 942.2419 | 585.0096 | 1.25 | UTGS
3821 | COM | UTTSS | 21100 | 275 | 5 | F | SL0009844123 | No | 2 | 25 | [12 empty] | 4 | 1000 | [12 empty] | 0 | 0 | 1000 | 25 | 9 | 15 | 1824.5869 | 0 | 1824.5869 | 2645.3974 | 18747.15 | 2 | UTTSS
3822 | RES | UTGS | 550 | 360 | 2 | F | SL0009844141 | No | 1.25 | 38 | [12 empty] | 2 | 991.64 | 4 | 8.36 | [10 empty] | 0 | 0 | 1000 | 38 | 6 | 17 | 2831.5122 | 0 | 2831.5122 | 1915.9355 | 585.0096 | 1.25 | UTGS
3823 | RES | UTGS | 550 | 461 | 2 | F | SL0009844462 | No | 0.75 | 78 | [12 empty] | 2 | 226.09 | 4 | 773.91 | [10 empty] | 0 | 0 | 1000 | 78 | 9 | 23 | 5021.9113 | 0 | 5021.9113 | 1654.7781 | 585.0096 | 0.75 | UTGS
3824 | RES | UTGS | 320 | 461 | 0.25 | F | SL0009844469 | No | 0.5 | 24 | [12 empty] | 2 | 1000 | [12 empty] | 0 | 0 | 1000 | 24 | 20 | 20 | 1641.6835 | 0 | 1641.6835 | 1625.5481 | 431 | 0.5 | UTGS
3825 | RES | UTGS | 550 | 461 | 2 | F | SL0009844501 | No | 0.75 | 95 | [12 empty] | 2 | 1000 | [12 empty] | 0 | 0 | 1000 | 95 | 7 | 13 | 6116.4304 | 0 | 6116.4304 | 2500.8432 | 585.0096 | 0.75 | UTGS
3826 | COM | UTFS | 14500 | 274 | 5 | F | SL0009844794 | No | 2 | 99 | [12 empty] | 2 | 93.92 | 6 | 906.08 | [10 empty] | 0 | 0 | 1000 | 99 | 7 | 7 | 7225.3643 | 0 | 7225.3643 | 8206.6119 | 10791.3333 | 2 | UTFS
3827 | COM | UTTSS | 17800 | 275 | 2 | F | SL0009844795 | No | 2 | 30 | [12 empty] | 1.25 | 102 | 4 | 898 | [10 empty] | 0 | 0 | 1000 | 30 | 9 | 11 | 2189.5043 | 0 | 2189.5043 | 3547.3656 | 15242 | 2 | UTTSS
3828 | RES | UTGS | 320 | 261 | 0.25 | F | SL0009844969 | No | 0.75 | 22 | [12 empty] | 2 | 908.09 | 4 | 91.91 | [10 empty] | 0 | 0 | 1000 | 22 | 23 | 23 | 1416.4365 | 0 | 1416.4365 | 1442.172 | 431 | 0.75 | UTGS
3829 | RES | UTGS | 320 | 461 | 0.25 | F | SL0009845103 | No | 1.25 | 174 | [12 empty] | 2 | 882.5 | 6 | 117.5 | [10 empty] | 0 | 0 | 1000 | 174 | 8 | 123 | 12965.3451 | 0 | 12965.3451 | 290.6062 | 431 | 1.25 | UTGS
3830 | COM | UTTSS | 44350 | 274 | 45 | H | SL0009845367 | No | 2 | 301 | [12 empty] | 4 | 1000 | [12 empty] | 0 | 0 | 1000 | 301 | 1 | 1 | 21968.0268 | 0 | 21968.0268 | 39680.9617 | 60371.7529 | 2 | UTTSS
3831 | COM | UTTSS | 18200 | 274 | 10 | L | SL0009845410 | No | 2 | 266 | [12 empty] | 2 | 22 | 4 | 978 | [10 empty] | 0 | 0 | 1000 | 266 | 3 | 4 | 19413.6051 | 0 | 19413.6051 | 9880.8054 | 17706.4 | 2 | UTTSS
3832 | RES | UTGS | 955 | 259 | 2 | F | SL0009845423 | No | 0.75 | 53 | [12 empty] | 2 | 756.18 | 4 | 243.82 | [10 empty] | 0 | 0 | 1000 | 53 | 21 | 29 | 3412.3243 | 0 | 3412.3243 | 1181.35 | 1475.8773 | 0.75 | UTGS
3833 | RES | UTGS | 320 | 160 | 0.25 | F | SL0009845446 | No | 0.75 | 120.89 | 1.25 | 2.76 | [10 empty] | 1.25 | 324.5 | 2 | 623.08 | 6 | 52.42 | [8 empty] | 0 | 0 | 1000 | 123.65 | 14 | 81 | 7988.9758 | 0 | 7988.9758 | 421.9841 | 431 | 0.75 | UTGS
3834 | COM | UTTSS | 3300 | 271 | 2 | F | SL0009845467 | No | 2 | 278.43 | [12 empty] | 2 | 156 | 6 | 844 | [10 empty] | 0 | 0 | 1000 | 278.43 | 4 | 4 | 20320.7897 | 0 | 20320.7897 | 13934.4604 | 2145.6667 | 2 | UTTSS
3835 | RES | UTGS | 306 | 111 | 0.25 | F | SL0009845700 | No | 0.75 | 62 | [12 empty] | 2 | 1000 | [12 empty] | 0 | 0 | 1000 | 62 | 9 | 9 | 3991.7756 | 0 | 3991.7756 | 3612.3291 | 431 | 0.75 | UTGS
3836 | COM | UTTSS | 9200 | 273 | 5 | F | SL0009845897 | No | 2 | 52 | [12 empty] | 2 | 1000 | [12 empty] | 0 | 0 | 1000 | 52 | 2 | 2 | 3795.1408 | 0 | 3795.1408 | 16255.4809 | 5118 | 2 | UTTSS
3837 | COM | UTTSS | 17800 | 275 | 2 | F | SL0009846200 | No | 2 | 145 | 4 | 1 | 6 | 1 | [8 empty] | 8 | 1000 | [12 empty] | 0 | 0 | 1000 | 147 | 3 | 3 | 10711.6678 | 0 | 10711.6678 | 24283.6539 | 15242 | 2 | UTTSS
3838 | COM | UTTSS | 14487 | 284 | 5 | F | SL0009846386 | No | 2 | 392 | [12 empty] | 1.25 | 106.81 | 2 | 223.81 | 4 | 669.38 | [8 empty] | 0 | 0 | 1000 | 392 | 4 | 5 | 28609.5233 | 0 | 28609.5233 | 7477.0367 | 10791.3333 | 2 | UTTSS
3839 | RES | UTGS | 320 | 461 | 0.25 | F | SL0009846583 | No | 0.75 | 33 | [12 empty] | 2 | 164.25 | 4 | 835.75 | [10 empty] | 0 | 0 | 1000 | 33 | 8 | 8 | 2124.6548 | 0 | 2124.6548 | 4812.9112 | 431 | 0.75 | UTGS
3840 | COM | UTGS | 2400 | 255 | 2 | F | SL0009847102 | No | 1.25 | 211 | [12 empty] | 1.25 | 78.75 | 2 | 149 | 3 | 461.75 | 4 | 310.5 | [6 empty] | 0 | 0 | 1000 | 211 | 4 | 7 | 15722.3438 | 0 | 15722.3438 | 4133.9117 | 2428.75 | 1.25 | UTGS
3841 | COM | UTGS | 320 | 461 | 0.25 | F | SL0009847409 | No | 0.75 | 25 | 1.25 | 63 | [10 empty] | 2 | 1000 | [12 empty] | 0 | 0 | 1000 | 88 | 10 | 12 | 6303.936 | 0 | 6303.936 | 2709.2468 | 431 | 0.75 | UTGS
3842 | COM | UTTSS | 4000 | 271 | 5 | F | SL0009847421 | No | 2 | 1 | [12 empty] | 2 | 818.75 | 4 | 181.25 | [10 empty] | 0 | 0 | 1000 | 1 | 2 | 2 | 72.9835 | 0 | 72.9835 | 16905.2621 | 2145.6667 | 2 | UTTSS
3843 | RES | UTGS | 320 | 461 | 0.25 | F | SL0009847470 | No | 0.75 | 18 | [12 empty] | 1.25 | 12.11 | 2 | 987.89 | [10 empty] | 0 | 0 | 1000 | 18 | 8 | 20 | 1158.9026 | 0 | 1158.9026 | 1625.9719 | 431 | 0.75 | UTGS
3844 | COM | UTFS | 6600 | 272 | 5 | F | SL0009847656 | No | 1.25 | 44 | [12 empty] | 2 | 1000 | [12 empty] | 0 | 0 | 1000 | 44 | 12 | 16 | 3278.593 | 0 | 3278.593 | 2031.9351 | 3698.6667 | 1.25 | UTFS
3845 | RES | UTGS | 306 | 111 | 0.25 | F | SL0009847787 | No | 0.5 | 92 | [12 empty] | 2 | 1000 | [12 empty] | 0 | 0 | 1000 | 92 | 9 | 9 | 6293.12 | 0 | 6293.12 | 3612.3291 | 431 | 0.5 | UTGS
3846 | RES | UTGS | 550 | 461 | 2 | F | SL0009848317 | No | 0.75 | 21 | [12 empty] | 2 | 936.72 | 4 | 63.28 | [10 empty] | 0 | 0 | 1000 | 21 | 12 | 32 | 1352.053 | 0 | 1352.053 | 1030.1462 | 585.0096 | 0.75 | UTGS
3847 | COM | UTGS | 21100 | 275 | 5 | F | SL0009848385 | No | 2 | 295 | [12 empty] | 4 | 419 | 6 | 581 | [10 empty] | 0 | 0 | 1000 | 295 | 2 | 2 | 21530.126 | 0 | 21530.126 | 25752.1559 | 18747.15 | 2 | UTGS
3848 | RES | UTGS | 320 | 760 | 0.25 | F | SL0009848403 | No | 0.75 | 72 | [12 empty] | 2 | 768 | 4 | 232 | [10 empty] | 0 | 0 | 1000 | 72 | 13 | 13 | 4635.6104 | 0 | 4635.6104 | 2628.8001 | 431 | 0.75 | UTGS
3849 | IND | UTTSS | 14500 | 274 | 5 | F | SL0009848470 | No | 4 | 263 | [12 empty] | 4 | 1000 | [12 empty] | 0 | 0 | 1000 | 263 | 1 | 1 | 20130.9347 | 0 | 20130.9347 | 39680.9617 | 10791.3333 | 4 | UTTSS
3850 | RES | UTGS | 320 | 461 | 0.25 | F | SL0009848581 | No | 0.5 | 33 | [12 empty] | 2 | 1000 | [12 empty] | 0 | 0 | 1000 | 33 | 6 | 6 | 2257.3148 | 0 | 2257.3148 | 5418.4936 | 431 | 0.5 | UTGS
3851 | RES | UTGS | 550 | 461 | 2 | F | SL0009848669 | No | 0.75 | 57 | [12 empty] | 2 | 1000 | [12 empty] | 0 | 0 | 1000 | 57 | 13 | 47 | 3669.8582 | 0 | 3669.8582 | 691.7226 | 585.0096 | 0.75 | UTGS
3852 | RES | UTGS | 550 | 461 | 2 | F | SL0009848906 | No | 0.5 | 24 | [12 empty] | 2 | 1000 | [12 empty] | 0 | 0 | 1000 | 24 | 15 | 28 | 1641.6835 | 0 | 1641.6835 | 1161.1058 | 585.0096 | 0.5 | UTGS
3853 | COM | UTFS | 5550 | 272 | 2 | F | SL0009849231 | No | 1.25 | 41 | [12 empty] | 6 | 1000 | [12 empty] | 0 | 0 | 1000 | 41 | 2 | 2 | 3055.0526 | 0 | 3055.0526 | 30015.4809 | 3698.6667 | 1.25 | UTFS
3854 | RES | UTGS | 320 | 461 | 0.25 | F | SL0009849485 | No | 0.5 | 67 | [12 empty] | 2 | 1000 | [12 empty] | 0 | 0 | 1000 | 67 | 8 | 8 | 4583.033 | 0 | 4583.033 | 4063.8702 | 431 | 0.5 | UTGS
3855 | COM | UTTSS | 7800 | 273 | 2 | F | SL0009849885 | No | 0.5 | 564 | [12 empty] | 2 | 20 | 4 | 3 | 8 | 977 | [8 empty] | 0 | 0 | 1000 | 564 | 1 | 1 | 38579.5615 | 0 | 38579.5615 | 71944.6517 | 5118 | 0.5 | UTTSS
3856 | COM | UTTSS | 7800 | 273 | 2 | F | SL0009849912 | No | 1.25 | 85 | [12 empty] | 2 | 209.09 | 3 | 104.11 | 4 | 686.79 | [8 empty] | 0 | 0 | 999.99 | 85 | 10 | 11 | 6333.6456 | 0 | 6333.6456 | 3283.1642 | 5118 | 1.25 | UTTSS
3857 | COM | UTFS | 3300 | 271 | 2 | F | SL0009849914 | No | 1.25 | 121 | [12 empty] | 0.75 | 17 | 2 | 129.9 | 4 | 853.1 | [8 empty] | 0 | 0 | 1000 | 121 | 6 | 13 | 9016.1308 | 0 | 9016.1308 | 2981.273 | 2145.6667 | 1.25 | UTFS
3858 | COM | UTFS | 5550 | 272 | 2 | F | SL0009850077 | No | 1.25 | 306.18 | [12 empty] | 1.25 | 106.05 | 4 | 893.95 | [10 empty] | 0 | 0 | 1000 | 306.18 | 6 | 6 | 22814.5366 | 0 | 22814.5366 | 6499.1364 | 3698.6667 | 1.25 | UTFS
3859 | RES | UTGS | 320 | 461 | 0.25 | F | SL0009850261 | No | 0.5 | 25 | [12 empty] | 2 | 1000 | [12 empty] | 0 | 0 | 1000 | 25 | 14 | 14 | 1710.0869 | 0 | 1710.0869 | 2322.2116 | 431 | 0.5 | UTGS
3860 | RES | UTGS | 320 | 461 | 0.25 | F | SL0009850334 | No | 0.75 | 175.75 | [12 empty] | 2 | 1000 | [12 empty] | 0 | 0 | 1000 | 175.75 | 19 | 109 | 11315.3962 | 0 | 11315.3962 | 298.2657 | 431 | 0.75 | UTGS
3861 | RES | UTGS | 320 | 461 | 0.25 | F | SL0009850368 | No | 0.75 | 51.8 | [12 empty] | 2 | 1000 | [12 empty] | 0 | 0 | 1000 | 51.8 | 13 | 30 | 3335.0642 | 0 | 3335.0642 | 1083.6987 | 431 | 0.75 | UTGS
3862 | RES | UTGS | 320 | 461 | 0.25 | F | SL0009850833 | No | 0.75 | 146 | [12 empty] | 2 | 258.1 | 6 | 741.9 | [10 empty] | 0 | 0 | 1000 | 146 | 4 | 4 | 9399.9878 | 0 | 9399.9878 | 13232.0124 | 431 | 0.75 | UTGS
3863 | COM | UTGS | 550 | 461 | 2 | F | SL0009850894 | No | 1.25 | 47.47 | [12 empty] | 1.25 | 41 | 2 | 426 | 6 | 533 | [8 empty] | 0 | 0 | 1000 | 47.47 | 3 | 17 | 3537.1548 | 0 | 3537.1548 | 2776.9307 | 585.0096 | 1.25 | UTGS
3864 | COM | UTTSS | 3300 | 271 | 2 | F | SL0009851215 | No | 2 | 260 | [12 empty] | 4 | 1000 | [12 empty] | 0 | 0 | 1000 | 260 | 1 | 1 | 18975.7042 | 0 | 18975.7042 | 39680.9617 | 2145.6667 | 2 | UTTSS
3865 | COM | UTGS | 30300 | 279 | 5 | F | SL0009851394 | No | 2 | 5 | [12 empty] | 3 | 389 | 4 | 611 | [10 empty] | 0 | 0 | 1000 | 5 | 3 | 3 | 364.9174 | 0 | 364.9174 | 10653.1039 | 27686.4 | 2 | UTGS
3866 | COM | UTTSS | 17800 | 285 | 2 | F | SL0009851867 | No | 2 | 103 | [12 empty] | 4 | 747.25 | 6 | 252.74 | [10 empty] | 0 | 0 | 999.99 | 103 | 3 | 3 | 7517.2982 | 0 | 7517.2982 | 14941.2746 | 15242 | 2 | UTTSS
3867 | COM | UTFS | 5550 | 272 | 2 | F | SL0009852305 | No | 1.25 | 199 | [12 empty] | 2 | 290 | 4 | 710 | [10 empty] | 0 | 0 | 1000 | 199 | 1 | 1 | 14828.1821 | 0 | 14828.1821 | 37601.6617 | 3698.6667 | 1.25 | UTFS
3868 | IND | UTTSS | 14500 | 274 | 5 | F | SL0009852314 | No | 2 | 89 | [12 empty] | 2 | 185.63 | 4 | 814.37 | [10 empty] | 0 | 0 | 1000 | 89 | 2 | 3 | 6495.5295 | 0 | 6495.5295 | 12783.3315 | 10791.3333 | 2 | UTTSS
3869 | COM | UTGS | 550 | 461 | 2 | F | SL0009852446 | No | 0.75 | 106 | [12 empty] | 2 | 42 | 6 | 878.5 | 8 | 79.5 | [8 empty] | 0 | 0 | 1000 | 106 | 6 | 12 | 6824.6487 | 0 | 6824.6487 | 4991.1926 | 585.0096 | 0.75 | UTGS
3870 | COM | UTTSS | 6113 | 282 | 2 | F | SL0009852473 | No | 2 | 198 | [12 empty] | 0.75 | 219.12 | 4 | 780.88 | [10 empty] | 0 | 0 | 1000 | 198 | 13 | 17 | 14450.7286 | 0 | 14450.7286 | 2339.4589 | 3698.6667 | 2 | UTTSS
3871 | COM | UTTSM | 14500 | 274 | 5 | F | SL0009852532 | No | 2 | 323 | [12 empty] | 4 | 1000 | [12 empty] | 0 | 0 | 1000 | 323 | 1 | 1 | 23573.6633 | 0 | 23573.6633 | 39680.9617 | 10791.3333 | 2 | UTTSM
3872 | RES | UTGS | 320 | 461 | 0.25 | F | SL0009852612 | No | 1.25 | 46 | [12 empty] | 1.25 | 31 | 2 | 969 | [10 empty] | 0 | 0 | 1000 | 46 | 8 | 78 | 3427.62 | 0 | 3427.62 | 417.0854 | 431 | 1.25 | UTGS
3873 | RES | UTGS | 550 | 260 | 2 | F | SL0009852685 | No | 0.75 | 19 | [12 empty] | 2 | 1000 | [12 empty] | 0 | 0 | 1000 | 19 | 9 | 72 | 1223.2861 | 0 | 1223.2861 | 451.5411 | 585.0096 | 0.75 | UTGS
3874 | RES | UTGS | 320 | 260 | 0.25 | F | SL0009852746 | No | 0.75 | 20 | [12 empty] | 2 | 1000 | [12 empty] | 0 | 0 | 1000 | 20 | 15 | 120 | 1287.6696 | 0 | 1287.6696 | 270.9247 | 431 | 0.75 | UTGS
3875 | RES | UTGS | 320 | 461 | 0.25 | F | SL0009853188 | No | 0.75 | 90 | [12 empty] | 2 | 404.71 | 3 | 595.29 | [10 empty] | 0 | 0 | 1000 | 90 | 16 | 16 | 5794.513 | 0 | 5794.513 | 1560.1678 | 431 | 0.75 | UTGS
3876 | RES | UTGS | 320 | 461 | 0.25 | F | SL0009853328 | No | 0.5 | 63 | [12 empty] | 2 | 891.56 | 4 | 108.44 | [10 empty] | 0 | 0 | 1000 | 63 | 6 | 6 | 4309.4191 | 0 | 4309.4191 | 5548.0794 | 431 | 0.5 | UTGS
3877 | COM | UTFS | 2400 | 755 | 2 | F | SL0009853366 | No | 2 | 272 | [12 empty] | 0.75 | 41 | 1.25 | 41 | 2 | 51.01 | 4 | 866.99 | [6 empty] | 0 | 0 | 1000 | 272 | 6 | 52 | 19851.506 | 0 | 19851.506 | 751.2838 | 2428.75 | 2 | UTFS
3878 | COM | UTTSS | 44350 | 274 | 45 | H | SL0009853539 | No | 3 | 84 | [12 empty] | 2 | 2.74 | 4 | 997.26 | [10 empty] | 0 | 0 | 1000 | 84 | 14 | 20 | 6130.6121 | 0 | 6130.6121 | 1983.0658 | 60371.7529 | 3 | UTTSS
3879 | COM | UTGS | 21100 | 285 | 5 | F | SL0009853791 | No | 4 | 310 | [12 empty] | 4 | 252.28 | 6 | 747.72 | [10 empty] | 0 | 0 | 1000 | 310 | 2 | 2 | 23728.4781 | 0 | 23728.4781 | 27448.5319 | 18747.15 | 4 | UTGS
3880 | COM | UTTSM | 92750 | 279 | 45 | H | SL0009853828 | No | 4 | 214 | [12 empty] | 4 | 1000 | [12 empty] | 0 | 0 | 1000 | 214 | 2 | 2 | 16380.3043 | 0 | 16380.3043 | 19840.4809 | 113197.0366 | 4 | UTTSM
3881 | RES | UTGS | 540 | 259 | 0.25 | F | SL0009853992 | No | 0.5 | 17 | 0.75 | 158.58 | [10 empty] | 2 | 428.94 | 4 | 571.06 | [10 empty] | 0 | 0 | 1000 | 175.58 | 6 | 6 | 11372.791 | 0 | 11372.791 | 6100.9103 | 585.0096 | 0.5 | UTGS
3882 | COM | UTTSS | 14500 | 274 | 5 | F | SL0009854011 | No | 2 | 573 | [12 empty] | 4 | 1000 | [12 empty] | 0 | 0 | 1000 | 573 | 3 | 3 | 41819.5328 | 0 | 41819.5328 | 13226.9872 | 10791.3333 | 2 | UTTSS
3883 | IND | UTTSS | 9200 | 273 | 5 | F | SL0009854404 | No | 2 | 248 | [12 empty] | 4 | 1000 | [12 empty] | 0 | 0 | 1000 | 248 | 2 | 2 | 18099.9025 | 0 | 18099.9025 | 19840.4809 | 5118 | 2 | UTTSS
3884 | RES | UTGS | 320 | 461 | 0.25 | F | SL0009854451 | No | 0.75 | 148 | [12 empty] | 2 | 67.03 | 4 | 932.97 | [10 empty] | 0 | 0 | 1000 | 148 | 4 | 4 | 9528.7547 | 0 | 9528.7547 | 9800.0892 | 431 | 0.75 | UTGS
3885 | COM | UTGS | 17800 | 275 | 2 | F | SL0009854516 | No | 4 | 286 | [12 empty] | 4 | 1000 | [12 empty] | 0 | 0 | 1000 | 286 | 1 | 1 | 21891.4347 | 0 | 21891.4347 | 39680.9617 | 15242 | 4 | UTGS
3886 | RES | UTGS | 320 | 461 | 0.25 | F | SL0009854554 | No | 0.5 | 46 | [12 empty] | 2 | 1000 | [12 empty] | 0 | 0 | 1000 | 46 | 9 | 9 | 3146.56 | 0 | 3146.56 | 3612.3291 | 431 | 0.5 | UTGS
3887 | RES | UTGS | 320 | 160 | 0.25 | F | SL0009855038 | No | 0.5 | 40 | [12 empty] | 1.25 | 56 | 2 | 944 | [10 empty] | 0 | 0 | 1000 | 40 | 9 | 9 | 2736.1391 | 0 | 2736.1391 | 3616.6846 | 431 | 0.5 | UTGS
3888 | RES | UTGS | 320 | 461 | 0.25 | F | SL0009855046 | No | 0.75 | 15 | [12 empty] | 2 | 1000 | [12 empty] | 0 | 0 | 1000 | 15 | 19 | 22 | 965.7522 | 0 | 965.7522 | 1477.771 | 431 | 0.75 | UTGS
3889 | COM | UTTSS | 64550 | 275 | 45 | H | SL0009855464 | No | 4 | 29 | [12 empty] | 2 | 67.02 | 4 | 893.02 | 6 | 39.95 | [8 empty] | 0 | 0 | 999.99 | 29 | 5 | 5 | 2219.7609 | 0 | 2219.7609 | 8002.6028 | 113197.0366 | 4 | UTTSS
3890 | COM | UTTSS | 25600 | 279 | 2 | F | SL0009856494 | No | 3 | 229 | 4 | 22 | [10 empty] | 4 | 1000 | [12 empty] | 0 | 0 | 1000 | 251 | 2 | 2 | 18397.1729 | 0 | 18397.1729 | 19840.4809 | 22191.6 | 3 | UTTSS
3891 | COM | UTFS | 3300 | 271 | 2 | F | SL0009856601 | No | 1.25 | 114 | [12 empty] | 2 | 96.42 | 4 | 903.58 | [10 empty] | 0 | 0 | 1000 | 114 | 5 | 10 | 8494.5365 | 0 | 8494.5365 | 3898.963 | 2145.6667 | 1.25 | UTFS
3892 | RES | UTGS | 550 | 461 | 2 | F | SL0009856607 | No | 0.5 | 29 | [12 empty] | 2 | 1000 | [12 empty] | 0 | 0 | 1000 | 29 | 5 | 5 | 1983.7009 | 0 | 1983.7009 | 6502.1923 | 585.0096 | 0.5 | UTGS
3893 | COM | UTFS | 3897 | 281 | 2 | F | SL0009856660 | No | 0.75 | 14 | 1.25 | 66.84 | [10 empty] | 2 | 1000 | [12 empty] | 0 | 0 | 1000 | 80.84 | 4 | 4 | 5881.8495 | 0 | 5881.8495 | 8127.7404 | 2145.6667 | 0.75 | UTFS
3894 | RES | UTGS | 320 | 461 | 0.25 | F | SL0009856677 | No | 0.5 | 47 | [12 empty] | 2 | 1000 | [12 empty] | 0 | 0 | 1000 | 47 | 8 | 8 | 3214.9635 | 0 | 3214.9635 | 4063.8702 | 431 | 0.5 | UTGS
3895 | COM | UTFS | 14487 | 284 | 5 | F | SL0009857283 | No | 2 | 37 | 4 | 1 | 6 | 1 | [8 empty] | 6 | 1000 | [12 empty] | 0 | 0 | 1000 | 39 | 1 | 2 | 2829.4522 | 0 | 2829.4522 | 30015.4809 | 10791.3333 | 2 | UTFS
3896 | COM | UTFS | 14500 | 274 | 5 | F | SL0009857485 | No | 2 | 45 | [12 empty] | 4 | 726 | 6 | 1 | 8 | 273 | [8 empty] | 0 | 0 | 1000 | 45 | 2 | 2 | 3284.2565 | 0 | 3284.2565 | 24378.3609 | 10791.3333 | 2 | UTFS
3897 | RES | UTGS | 550 | 461 | 2 | F | SL0009857888 | No | 0.75 | 17 | [12 empty] | 0.75 | 182 | 1.25 | 35.46 | 2 | 782.54 | [8 empty] | 0 | 0 | 1000 | 17 | 7 | 35 | 1094.5191 | 0 | 1094.5191 | 969.0098 | 585.0096 | 0.75 | UTGS
3898 | COM | UTFS | 4000 | 271 | 5 | F | SL0009858587 | No | 1.25 | 48 | [12 empty] | 2 | 1000 | [12 empty] | 0 | 0 | 1000 | 48 | 3 | 3 | 3576.6469 | 0 | 3576.6469 | 10836.9872 | 2145.6667 | 1.25 | UTFS
3899 | RES | UTGS | 550 | 461 | 2 | F | SL0009858799 | No | 0.75 | 35 | [12 empty] | 2 | 1000 | [12 empty] | 0 | 0 | 1000 | 35 | 10 | 74 | 2253.4217 | 0 | 2253.4217 | 439.3373 | 585.0096 | 0.75 | UTGS
3900 | COM | UTFS | 3897 | 281 | 2 | F | SL0009858879 | No | 1.25 | 33 | [12 empty] | 2 | 114 | 4 | 886 | [10 empty] | 0 | 0 | 1000 | 33 | 5 | 5 | 2458.9448 | 0 | 2458.9448 | 7772.7163 | 2145.6667 | 1.25 | UTFS
3901 | RES | UTGS | 320 | 461 | 0.25 | F | SL0009858894 | No | 0.75 | 21 | [12 empty] | 0.75 | 367.8 | 2 | 632.2 | [10 empty] | 0 | 0 | 1000 | 21 | 10 | 10 | 1352.053 | 0 | 1352.053 | 3529.8886 | 431 | 0.75 | UTGS
3902 | COM | UTFS | 7800 | 273 | 2 | F | SL0009859075 | No | 2 | 141 | [12 empty] | 4 | 1000 | [12 empty] | 0 | 0 | 1000 | 141 | 6 | 6 | 10290.6704 | 0 | 10290.6704 | 6613.4936 | 5118 | 2 | UTFS
3903 | COM | UTTSM | 64550 | 285 | 45 | H | SL0009859082 | No | 3 | 65 | [12 empty] | 2 | 51.5 | 4 | 948.5 | [10 empty] | 0 | 0 | 1000 | 65 | 3 | 3 | 4743.9261 | 0 | 4743.9261 | 13103.9022 | 113197.0366 | 3 | UTTSM
3904 | RES | UTGS | 320 | 461 | 0.25 | F | SL0009859458 | No | 0.5 | 32 | [12 empty] | 2 | 1000 | [12 empty] | 0 | 0 | 1000 | 32 | 13 | 13 | 2188.9113 | 0 | 2188.9113 | 2500.8432 | 431 | 0.5 | UTGS
3905 | COM | UTFS | 7800 | 273 | 2 | F | SL0009859643 | No | 2 | 267 | [12 empty] | 2 | 328.5 | 8 | 671.5 | [10 empty] | 0 | 0 | 1000 | 267 | 2 | 2 | 19486.5886 | 0 | 19486.5886 | 29799.6359 | 5118 | 2 | UTFS
3906 | COM | UTTSS | 21100 | 275 | 5 | F | SL0009859709 | No | 3 | 367 | [12 empty] | 4 | 1000 | [12 empty] | 0 | 0 | 1000 | 367 | 1 | 1 | 26784.9364 | 0 | 26784.9364 | 39680.9617 | 18747.15 | 3 | UTTSS
3907 | RES | UTGS | 550 | 461 | 2 | F | SL0009859792 | No | 0.75 | 45 | [12 empty] | 2 | 1000 | [12 empty] | 0 | 0 | 1000 | 45 | 15 | 109 | 2897.2565 | 0 | 2897.2565 | 298.2657 | 585.0096 | 0.75 | UTGS
3908 | RES | UTGS | 320 | 461 | 0.25 | F | SL0009859956 | No | 0.75 | 53 | [12 empty] | 2 | 1000 | [12 empty] | 0 | 0 | 1000 | 53 | 6 | 27 | 3412.3243 | 0 | 3412.3243 | 1204.1097 | 431 | 0.75 | UTGS
3909 | RES | UTGS | 550 | 461 | 2 | F | SL0009860526 | No | 0.75 | 65 | [12 empty] | 2 | 1000 | [12 empty] | 0 | 0 | 1000 | 65 | 8 | 8 | 4184.9261 | 0 | 4184.9261 | 4063.8702 | 585.0096 | 0.75 | UTGS
3910 | COM | UTTSS | 21100 | 275 | 5 | F | SL0009861179 | No | 2 | 61 | [12 empty] | 6 | 1000 | [12 empty] | 0 | 0 | 1000 | 61 | 4 | 4 | 4451.9921 | 0 | 4451.9921 | 15007.7404 | 18747.15 | 2 | UTTSS
3911 | COM | UTTSS | 25600 | 279 | 2 | F | SL0009861280 | No | 2 | 340 | [12 empty] | 2 | 292.81 | 6 | 707.19 | [10 empty] | 0 | 0 | 1000 | 340 | 1 | 2 | 24814.3825 | 0 | 24814.3825 | 25986.4153 | 22191.6 | 2 | UTTSS
3912 | RES | UTGS | 550 | 461 | 2 | F | SL0009861295 | No | 0.75 | 49 | 1.25 | 28 | [10 empty] | 4 | 1000 | [12 empty] | 0 | 0 | 1000 | 77 | 8 | 60 | 5241.1678 | 0 | 5241.1678 | 661.3494 | 585.0096 | 0.75 | UTGS
3913 | RES | UTGS | 550 | 461 | 2 | F | SL0009861296 | No | 0.75 | 47 | 1.25 | 30 | [10 empty] | 4 | 1000 | [12 empty] | 0 | 0 | 1000 | 77 | 8 | 60 | 5261.4278 | 0 | 5261.4278 | 661.3494 | 585.0096 | 0.75 | UTGS
3914 | COM | UTFS | 14500 | 274 | 5 | F | SL0009861327 | No | 2 | 344 | [12 empty] | 4 | 1000 | [12 empty] | 0 | 0 | 1000 | 344 | 2 | 2 | 25106.3164 | 0 | 25106.3164 | 19840.4809 | 10791.3333 | 2 | UTFS
3915 | COM | UTTSS | 30300 | 279 | 5 | F | SL0009861797 | No | 3 | 119 | [12 empty] | 2 | 195.97 | 4 | 627.56 | 16 | 176.48 | [8 empty] | 0 | 0 | 1000.01 | 119 | 3 | 4 | 8685.0339 | 0 | 8685.0339 | 11032.5238 | 27686.4 | 3 | UTTSS
3916 | RES | UTGS | 320 | 461 | 0.25 | F | SL0009861816 | No | 0.5 | 29 | [12 empty] | 2 | 1000 | [12 empty] | 0 | 0 | 1000 | 29 | 11 | 11 | 1983.7009 | 0 | 1983.7009 | 2955.542 | 431 | 0.5 | UTGS
3917 | COM | UTTSS | 5550 | 272 | 2 | F | SL0009861873 | No | 0.5 | 143 | [12 empty] | 1.25 | 51.98 | 2 | 321.27 | 4 | 626.75 | [8 empty] | 0 | 0 | 1000 | 143 | 7 | 15 | 9781.6973 | 0 | 9781.6973 | 2469.4097 | 3698.6667 | 0.5 | UTTSS
3918 | RES | UTGS | 320 | 461 | 0.25 | F | SL0009861924 | No | 0.5 | 75 | [12 empty] | 1.5 | 630.19 | 2 | 369.81 | [10 empty] | 0 | 0 | 1000 | 75 | 7 | 7 | 5130.2608 | 0 | 5130.2608 | 4073.2899 | 431 | 0.5 | UTGS
3919 | COM | UTGS | 1847 | 151 | 2 | F | SL0009861930 | No | 1.25 | 341 | [12 empty] | 2 | 723.95 | 3 | 276.05 | [10 empty] | 0 | 0 | 1000 | 341 | 4 | 5 | 25409.0959 | 0 | 25409.0959 | 5802.1295 | 2169 | 1.25 | UTGS
3920 | RES | UTGS | 320 | 461 | 0.25 | F | SL0009862363 | No | 0.5 | 29 | [12 empty] | 2 | 1000 | [12 empty] | 0 | 0 | 1000 | 29 | 12 | 12 | 1983.7009 | 0 | 1983.7009 | 2709.2468 | 431 | 0.5 | UTGS
3921 | RES | UTGS | 630 | 746 | 0.25 | F | SL0009862470 | No | 0.75 | 88 | [12 empty] | 0.75 | 63 | 2 | 937 | [10 empty] | 0 | 0 | 1000 | 88 | 6 | 6 | 5665.746 | 0 | 5665.746 | 5498.0836 | 1348.3333 | 0.75 | UTGS
3922 | COM | UTTSS | 12247 | 284 | 2 | F | SL0009862602 | No | 2 | 603 | [12 empty] | 4 | 1000 | [12 empty] | 0 | 0 | 1000 | 603 | 1 | 2 | 44009.0371 | 0 | 44009.0371 | 19840.4809 | 10791.3333 | 2 | UTTSS
3923 | COM | UTFS | 9200 | 273 | 5 | F | SL0009862608 | No | 2 | 50 | [12 empty] | 4 | 144.04 | 6 | 288.04 | 10 | 567.92 | [8 empty] | 0 | 0 | 1000 | 50 | 8 | 13 | 3649.1739 | 0 | 3649.1739 | 4952.3448 | 5118 | 2 | UTFS
3924 | COM | UTTSS | 30300 | 279 | 5 | F | SL0009862617 | No | 3 | 54 | [12 empty] | 4 | 152.88 | 6 | 296.88 | 10 | 550.24 | [8 empty] | 0 | 0 | 1000 | 54 | 9 | 14 | 3941.1078 | 0 | 3941.1078 | 4569.5665 | 27686.4 | 3 | UTTSS
3925 | COM | UTTSS | 9219 | 283 | 5 | F | SL0009862621 | No | 1.25 | 7 | 2 | 47 | [10 empty] | 4 | 76.39 | 6 | 3 | 10 | 23.96 | 16 | 896.65 | [6 empty] | 0 | 0 | 1000 | 54 | 5 | 8 | 3951.8178 | 0 | 3951.8178 | 8784.8307 | 5118 | 1.25 | UTTSS
3926 | COM | UTTSS | 2630 | 278 | 5 | F | SL0009862648 | No | 1.25 | 131 | [12 empty] | 4 | 1000 | [12 empty] | 0 | 0 | 1000 | 131 | 4 | 4 | 9761.2656 | 0 | 9761.2656 | 9920.2404 | 2428.75 | 1.25 | UTTSS
3927 | RES | UTGS | 320 | 461 | 0.25 | F | SL0009862722 | No | 0.5 | 20 | [12 empty] | 0.75 | 44.53 | 2 | 955.03 | 4 | 0.44 | [8 empty] | 0 | 0 | 1000 | 20 | 20 | 29 | 1368.0696 | 0 | 1368.0696 | 1132.8157 | 431 | 0.5 | UTGS
3928 | RES | UTGS | 320 | 461 | 0.25 | F | SL0009863139 | No | 0.5 | 46 | [12 empty] | 2 | 1000 | [12 empty] | 0 | 0 | 1000 | 46 | 6 | 6 | 3146.56 | 0 | 3146.56 | 5418.4936 | 431 | 0.5 | UTGS
3929 | RES | UTGS | 540 | 759 | 0.25 | F | SL0009863379 | No | 0.75 | 35 | [12 empty] | 2 | 1000 | [12 empty] | 0 | 0 | 1000 | 35 | 9 | 9 | 2253.4217 | 0 | 2253.4217 | 3612.3291 | 585.0096 | 0.75 | UTGS
3930 | RES | UTGS | 500 | 126 | 2 | F | SL0009863716 | No | 0.75 | 18 | [12 empty] | 2 | 235.1 | 4 | 764.9 | [10 empty] | 0 | 0 | 1000 | 18 | 9 | 49 | 1158.9026 | 0 | 1158.9026 | 775.4142 | 585.0096 | 0.75 | UTGS
3931 | RES | UTGS | 550 | 461 | 2 | F | SL0009863748 | No | 0.75 | 108 | [12 empty] | 2 | 1000 | [12 empty] | 0 | 0 | 1000 | 108 | 13 | 109 | 6953.4156 | 0 | 6953.4156 | 298.2657 | 585.0096 | 0.75 | UTGS
3932 | RES | UTGS | 550 | 461 | 2 | F | SL0009863770 | No | 0.75 | 31 | [12 empty] | 2 | 1000 | [12 empty] | 0 | 0 | 1000 | 31 | 6 | 54 | 1995.8878 | 0 | 1995.8878 | 602.0548 | 585.0096 | 0.75 | UTGS
3933 | RES | UTGS | 320 | 760 | 0.25 | F | SL0009863839 | No | 0.5 | 23 | [12 empty] | 2 | 961.09 | 4 | 38.91 | [10 empty] | 0 | 0 | 1000 | 23 | 9 | 9 | 1573.28 | 0 | 1573.28 | 3643.3274 | 431 | 0.5 | UTGS
3934 | RES | UTGS | 320 | 261 | 0.25 | F | SL0009864170 | No | 0.75 | 40 | [12 empty] | 2 | 1000 | [12 empty] | 0 | 0 | 1000 | 40 | 8 | 34 | 2575.3391 | 0 | 2575.3391 | 956.2048 | 431 | 0.75 | UTGS
3935 | IND | UTTSS | 14487 | 284 | 5 | F | SL0009864185 | No | 2 | 261 | [12 empty] | 6 | 1000 | [12 empty] | 0 | 0 | 1000 | 261 | 1 | 1 | 19048.6877 | 0 | 19048.6877 | 60030.9617 | 10791.3333 | 2 | UTTSS
3936 | COM | UTTSS | 17800 | 275 | 2 | F | SL0009864934 | No | 3 | 212 | [12 empty] | 4 | 51.67 | 6 | 948.33 | [10 empty] | 0 | 0 | 1000 | 212 | 1 | 2 | 15472.4973 | 0 | 15472.4973 | 29489.7386 | 15242 | 3 | UTTSS
3937 | RES | UTGS | 550 | 260 | 2 | F | SL0009865155 | No | 0.75 | 44 | [12 empty] | 2 | 1000 | [12 empty] | 0 | 0 | 1000 | 44 | 6 | 46 | 2832.873 | 0 | 2832.873 | 706.76 | 585.0096 | 0.75 | UTGS
3938 | RES | UTGS | 550 | 760 | 2 | F | SL0009865339 | No | 0.75 | 67 | [12 empty] | 2 | 1000 | [12 empty] | 0 | 0 | 1000 | 67 | 16 | 36 | 4313.693 | 0 | 4313.693 | 903.0823 | 585.0096 | 0.75 | UTGS
3939 | COM | UTFS | 4000 | 271 | 5 | F | SL0009865344 | No | 1.25 | 233 | [12 empty] | 4 | 1000 | [12 empty] | 0 | 0 | 1000 | 233 | 1 | 1 | 17361.6403 | 0 | 17361.6403 | 39680.9617 | 2145.6667 | 1.25 | UTFS
3940 | RES | UTGS | 428 | 211 | 2 | F | SL0009865529 | No | 1.25 | 104 | [12 empty] | 2 | 11 | 4 | 869.12 | 6 | 119.88 | [8 empty] | 0 | 0 | 1000 | 104 | 3 | 48 | 7749.4017 | 0 | 7749.4017 | 875.8677 | 585.0096 | 1.25 | UTGS
3941 | COM | UTGS | 21100 | 275 | 5 | F | SL0009865849 | No | 2 | 195 | [12 empty] | 4 | 1000 | [12 empty] | 0 | 0 | 1000 | 195 | 2 | 2 | 14231.7782 | 0 | 14231.7782 | 19840.4809 | 18747.15 | 2 | UTGS
3942 | COM | UTFS | 14500 | 274 | 5 | F | SL0009866379 | No | 2 | 567 | [12 empty] | 4 | 1000 | [12 empty] | 0 | 0 | 1000 | 567 | 1 | 2 | 41381.6319 | 0 | 41381.6319 | 19840.4809 | 10791.3333 | 2 | UTFS
3943 | COM | UTFS | 3897 | 281 | 2 | F | SL0009866385 | No | 1.25 | 129 | [12 empty] | 1.25 | 81 | 2 | 271 | 8 | 648 | [8 empty] | 0 | 0 | 1000 | 129 | 15 | 18 | 9612.2386 | 0 | 9612.2386 | 3261.5545 | 2145.6667 | 1.25 | UTFS
3944 | RES | UTGS | 540 | 259 | 0.25 | F | SL0009866764 | No | 0.75 | 57 | [12 empty] | 2 | 1000 | [12 empty] | 0 | 0 | 1000 | 57 | 8 | 8 | 3669.8582 | 0 | 3669.8582 | 4063.8702 | 585.0096 | 0.75 | UTGS
3945 | COM | UTTSS | 14487 | 284 | 5 | F | SL0009866774 | No | 2 | 140 | [12 empty] | 2 | 1000 | [12 empty] | 0 | 0 | 1000 | 140 | 4 | 4 | 10217.6869 | 0 | 10217.6869 | 8127.7404 | 10791.3333 | 2 | UTTSS
3946 | COM | UTFS | 3300 | 271 | 2 | F | SL0009866840 | No | 1.25 | 81 | [12 empty] | 2 | 690.22 | 4 | 309.78 | [10 empty] | 0 | 0 | 1000 | 81 | 2 | 2 | 6035.5917 | 0 | 6035.5917 | 17366.0422 | 2145.6667 | 1.25 | UTFS
3947 | RES | UTGS | 320 | 461 | 0.25 | F | SL0009867034 | No | 0.5 | 34 | [12 empty] | 2 | 1000 | [12 empty] | 0 | 0 | 1000 | 34 | 9 | 9 | 2325.7182 | 0 | 2325.7182 | 3612.3291 | 431 | 0.5 | UTGS
3948 | RES | UTGS | 550 | 461 | 2 | F | SL0009867334 | No | 0.75 | 29 | [12 empty] | 2 | 1000 | [12 empty] | 0 | 0 | 1000 | 29 | 8 | 15 | 1867.1209 | 0 | 1867.1209 | 2167.3974 | 585.0096 | 0.75 | UTGS
3949 | RES | UTGS | 320 | 461 | 0.25 | F | SL0009867832 | No | 0.5 | 20 | [12 empty] | 2 | 604.37 | 4 | 395.63 | [10 empty] | 0 | 0 | 1000 | 20 | 6 | 6 | 1368.0696 | 0 | 1368.0696 | 5891.2715 | 431 | 0.5 | UTGS
3950 | RES | UTGS | 320 | 461 | 0.25 | F | SL0009868451 | No | 0.5 | 55 | [12 empty] | 2 | 1000 | [12 empty] | 0 | 0 | 1000 | 55 | 6 | 6 | 3762.1913 | 0 | 3762.1913 | 5418.4936 | 431 | 0.5 | UTGS
3951 | RES | UTGS | 320 | 461 | 0.25 | F | SL0009868548 | No | 0.75 | 40 | [12 empty] | 2 | 1000 | [12 empty] | 0 | 0 | 1000 | 40 | 7 | 7 | 2575.3391 | 0 | 2575.3391 | 4644.4231 | 431 | 0.75 | UTGS
3952 | RES | UTGS | 320 | 260 | 0.25 | F | SL0009868649 | No | 0.5 | 20 | [12 empty] | 2 | 1000 | [12 empty] | 0 | 0 | 1000 | 20 | 10 | 10 | 1368.0696 | 0 | 1368.0696 | 3251.0962 | 431 | 0.5 | UTGS
3953 | COM | UTTSS | 6600 | 272 | 5 | F | SL0009869671 | No | 1.25 | 134 | [12 empty] | 4 | 1000 | [12 empty] | 0 | 0 | 1000 | 134 | 3 | 5 | 9984.806 | 0 | 9984.806 | 7936.1923 | 3698.6667 | 1.25 | UTTSS
3954 | RES | UTGS | 550 | 461 | 2 | F | SL0009870066 | No | 1.25 | 37.91 | [12 empty] | 2 | 1000 | [12 empty] | 0 | 0 | 1000 | 37.91 | 5 | 27 | 2824.8059 | 0 | 2824.8059 | 1204.1097 | 585.0096 | 1.25 | UTGS
3955 | COM | UTTSS | 3897 | 281 | 2 | F | SL0009870194 | No | 1.25 | 199 | [12 empty] | 2 | 491 | 4 | 509 | [10 empty] | 0 | 0 | 1000 | 199 | 2 | 2 | 14828.1821 | 0 | 14828.1821 | 18080.2459 | 2145.6667 | 1.25 | UTTSS
3956 | RES | UTGS | 320 | 461 | 0.25 | F | SL0009870395 | No | 0.5 | 38 | [12 empty] | 2 | 758.19 | 4 | 241.81 | [10 empty] | 0 | 0 | 1000 | 38 | 6 | 6 | 2599.3322 | 0 | 2599.3322 | 5707.4566 | 431 | 0.5 | UTGS
3957 | COM | UTFS | 3300 | 271 | 2 | F | SL0009871095 | No | 1.25 | 104.74 | [12 empty] | 2 | 133.95 | 4 | 16.78 | 6 | 849.28 | [8 empty] | 0 | 0 | 1000.01 | 104.74 | 2 | 2 | 7804.5417 | 0 | 7804.5417 | 28001.8925 | 2145.6667 | 1.25 | UTFS
3958 | RES | UTGS | 320 | 461 | 0.25 | F | SL0009871269 | No | 0.75 | 40 | [12 empty] | 0.75 | 357 | 2 | 467.46 | 4 | 175.54 | [8 empty] | 0 | 0 | 1000 | 40 | 17 | 17 | 2575.3391 | 0 | 2575.3391 | 2145.6261 | 431 | 0.75 | UTGS
3959 | RES | UTGS | 320 | 461 | 0.25 | F | SL0009871692 | No | 0.5 | 28 | [12 empty] | 2 | 1000 | [12 empty] | 0 | 0 | 1000 | 28 | 13 | 15 | 1915.2974 | 0 | 1915.2974 | 2167.3974 | 431 | 0.5 | UTGS
3960 | COM | UTFS | 3897 | 281 | 2 | F | SL0009871711 | No | 1.25 | 117 | [12 empty] | 2 | 1000 | [12 empty] | 0 | 0 | 1000 | 117 | 1 | 24 | 8718.0769 | 0 | 8718.0769 | 1354.6234 | 2145.6667 | 1.25 | UTFS
3961 | COM | UTTSS | 21100 | 285 | 5 | F | SL0009871734 | No | 4 | 97 | [12 empty] | 4 | 41.49 | 6 | 958.51 | [10 empty] | 0 | 0 | 1000 | 97 | 1 | 1 | 7424.7173 | 0 | 7424.7173 | 59186.6402 | 18747.15 | 4 | UTTSS
3962 | COM | UTFS | 12247 | 284 | 2 | F | SL0009871758 | No | 2 | 58 | [12 empty] | 2 | 25.46 | 4 | 974.54 | [10 empty] | 0 | 0 | 1000 | 58 | 3 | 3 | 4233.0417 | 0 | 4233.0417 | 13166.1378 | 10791.3333 | 2 | UTFS
3963 | RES | UTGS | 320 | 360 | 0.25 | F | SL0009871921 | No | 0.75 | 91.1 | [12 empty] | 2 | 360.49 | 6 | 639.51 | [10 empty] | 0 | 0 | 1000 | 91.1 | 10 | 10 | 5865.3348 | 0 | 5865.3348 | 5011.0277 | 431 | 0.75 | UTGS
3964 | RES | UTGS | 955 | 759 | 2 | F | SL0009871947 | No | 0.75 | 24 | [12 empty] | 0.75 | 206.85 | 2 | 783.85 | 4 | 9.29 | [8 empty] | 0 | 0 | 999.99 | 24 | 6 | 6 | 1545.2035 | 0 | 1545.2035 | 5690.8615 | 1475.8773 | 0.75 | UTGS
3965 | COM | UTGS | 593 | 760 | 5 | F | SL0009871956 | No | 0.75 | 5 | 2 | 42.22 | [10 empty] | 2 | 1000 | [12 empty] | 0 | 0 | 1000 | 47.22 | 6 | 8 | 3403.2798 | 0 | 3403.2798 | 4063.8702 | 585.0096 | 0.75 | UTGS
3966 | RES | UTGS | 540 | 159 | 0.25 | F | SL0009872322 | No | 0.75 | 53 | [12 empty] | 2 | 1000 | [12 empty] | 0 | 0 | 1000 | 53 | 4 | 4 | 3412.3243 | 0 | 3412.3243 | 8127.7404 | 585.0096 | 0.75 | UTGS
3967 | RES | UTGS | 320 | 461 | 0.25 | F | SL0009872430 | No | 0.75 | 26 | [12 empty] | 2 | 1000 | [12 empty] | 0 | 0 | 1000 | 26 | 22 | 34 | 1673.9704 | 0 | 1673.9704 | 956.2048 | 431 | 0.75 | UTGS
3968 | RES | UTGS | 320 | 461 | 0.25 | F | SL0009872443 | No | 0.5 | 26 | [12 empty] | 2 | 1000 | [12 empty] | 0 | 0 | 1000 | 26 | 8 | 8 | 1778.4904 | 0 | 1778.4904 | 4063.8702 | 431 | 0.5 | UTGS
3969 | RES | UTGS | 550 | 461 | 2 | F | SL0009872481 | No | 0.75 | 63 | [12 empty] | 2 | 1000 | [12 empty] | 0 | 0 | 1000 | 63 | 8 | 84 | 4056.1591 | 0 | 4056.1591 | 387.0353 | 585.0096 | 0.75 | UTGS
3970 | RES | UTGS | 550 | 461 | 2 | F | SL0009872482 | No | 0.75 | 31 | [12 empty] | 2 | 1000 | [12 empty] | 0 | 0 | 1000 | 31 | 10 | 108 | 1995.8878 | 0 | 1995.8878 | 301.0274 | 585.0096 | 0.75 | UTGS
3971 | COM | UTGS | 31000 | 158 | 45 | H | SL0009872571 | No | 3 | 65 | [12 empty] | 6 | 2 | 8 | 998 | [10 empty] | 0 | 0 | 1000 | 65 | 4 | 4 | 4743.9261 | 0 | 4743.9261 | 18206.3304 | 60371.7529 | 3 | UTGS
3972 | RES | UTGS | 550 | 461 | 2 | F | SL0009872584 | No | 0.75 | 35 | [12 empty] | 2 | 1000 | [12 empty] | 0 | 0 | 1000 | 35 | 6 | 71 | 2253.4217 | 0 | 2253.4217 | 457.9009 | 585.0096 | 0.75 | UTGS
3973 | COM | UTTSS | 6600 | 272 | 5 | F | SL0009872612 | No | 2 | 179 | [12 empty] | 2 | 1000 | [12 empty] | 0 | 0 | 1000 | 179 | 15 | 16 | 13064.0425 | 0 | 13064.0425 | 2031.9351 | 3698.6667 | 2 | UTTSS
3974 | RES | UTGS | 320 | 461 | 0.25 | F | SL0009872641 | No | 0.75 | 17 | [12 empty] | 0.75 | 257.08 | 2 | 742.92 | [10 empty] | 0 | 0 | 1000 | 17 | 13 | 13 | 1094.5191 | 0 | 1094.5191 | 2650.7406 | 431 | 0.75 | UTGS
3975 | RES | UTGS | 550 | 461 | 2 | F | SL0009872808 | No | 0.75 | 12 | [12 empty] | 2 | 1000 | [12 empty] | 0 | 0 | 1000 | 12 | 10 | 18 | 772.6017 | 0 | 772.6017 | 1806.1645 | 585.0096 | 0.75 | UTGS
3976 | IND | UTTSS | 14487 | 284 | 5 | F | SL0009872861 | No | 2 | 152 | [12 empty] | 2 | 240.18 | 4 | 546.18 | 6 | 213.64 | [8 empty] | 0 | 0 | 1000 | 152 | 3 | 3 | 11093.4886 | 0 | 11093.4886 | 14102.1484 | 10791.3333 | 2 | UTTSS
3977 | RES | UTGS | 320 | 461 | 0.25 | F | SL0009873223 | No | 0.5 | 56 | [12 empty] | 2 | 1000 | [12 empty] | 0 | 0 | 1000 | 56 | 6 | 6 | 3830.5948 | 0 | 3830.5948 | 5418.4936 | 431 | 0.5 | UTGS
3978 | COM | UTGS | 22168 | 282 | 45 | H | SL0009873277 | No | 4 | 15 | 6 | 56 | [10 empty] | 6 | 1000 | [12 empty] | 0 | 0 | 1000 | 71 | 1 | 1 | 4089.2722 | 0 | 4089.2722 | 60030.9617 | 52825.2838 | 4 | UTGS
3979 | IND | UTTSS | 21100 | 275 | 5 | F | SL0009873452 | No | 3 | 176 | [12 empty] | 2 | 72.37 | 3 | 6.75 | 4 | 483.88 | 6 | 437 | [6 empty] | 0 | 0 | 1000 | 176 | 2 | 2 | 12845.0921 | 0 | 12845.0921 | 23960.5157 | 18747.15 | 3 | UTTSS
3980 | RES | UTGS | 320 | 461 | 0.25 | F | SL0009873655 | No | 0.5 | 55 | [12 empty] | 2 | 1000 | [12 empty] | 0 | 0 | 1000 | 55 | 6 | 6 | 3762.1913 | 0 | 3762.1913 | 5418.4936 | 431 | 0.5 | UTGS
3981 | RES | UTGS | 320 | 461 | 0.25 | F | SL0009873861 | No | 0.75 | 46 | [12 empty] | 0.75 | 205.71 | 2 | 794.29 | [10 empty] | 0 | 0 | 1000 | 46 | 15 | 15 | 2961.64 | 0 | 2961.64 | 2271.3496 | 431 | 0.75 | UTGS
3982 | COM | UTTSS | 30300 | 279 | 5 | F | SL0009874320 | No | 4 | 5 | [12 empty] | 4 | 362 | 6 | 638 | [10 empty] | 0 | 0 | 1000 | 5 | 1 | 2 | 382.7174 | 0 | 382.7174 | 26332.1309 | 27686.4 | 4 | UTTSS
3983 | COM | UTFS | 3897 | 281 | 2 | F | SL0009874436 | No | 1.25 | 141 | [12 empty] | 2 | 924 | 6 | 76 | [10 empty] | 0 | 0 | 1000 | 141 | 3 | 3 | 10506.4004 | 0 | 10506.4004 | 11534.1606 | 2145.6667 | 1.25 | UTFS
3984 | COM | UTTSM | 14500 | 274 | 5 | F | SL0009874800 | No | 2 | 191 | [12 empty] | 2 | 608.16 | 4 | 391.84 | [10 empty] | 0 | 0 | 1000 | 191 | 3 | 4 | 13939.8443 | 0 | 13939.8443 | 8830.1136 | 10791.3333 | 2 | UTTSM
3985 | COM | UTFS | 1847 | 751 | 2 | F | SL0009874818 | No | 0.75 | 50 | [12 empty] | 2 | 248 | 6 | 752 | [10 empty] | 0 | 0 | 1000 | 50 | 2 | 4 | 3219.1739 | 0 | 3219.1739 | 13301.5004 | 2169 | 0.75 | UTFS
3986 | RES | UTGS | 550 | 760 | 2 | F | SL0009875012 | No | 0.75 | 9 | [12 empty] | 2 | 1000 | [12 empty] | 0 | 0 | 1000 | 9 | 12 | 97 | 579.4513 | 0 | 579.4513 | 335.1646 | 585.0096 | 0.75 | UTGS
3987 | RES | UTGS | 550 | 261 | 2 | F | SL0009875013 | No | 0.75 | 59.26 | [12 empty] | 2 | 1000 | [12 empty] | 0 | 0 | 1000 | 59.26 | 20 | 160 | 3815.3649 | 0 | 3815.3649 | 203.1935 | 585.0096 | 0.75 | UTGS
3988 | COM | UTFS | 4000 | 271 | 5 | F | SL0009875063 | No | 2 | 42 | [12 empty] | 2 | 780.93 | 4 | 134.53 | 6 | 84.53 | [8 empty] | 0 | 0 | 999.99 | 42 | 1 | 2 | 3065.3061 | 0 | 3065.3061 | 17900.7412 | 2145.6667 | 2 | UTFS
3989 | RES | UTGS | 320 | 760 | 0.25 | F | SL0009875290 | No | 0.75 | 33 | [12 empty] | 2 | 1000 | [12 empty] | 0 | 0 | 1000 | 33 | 5 | 5 | 2124.6548 | 0 | 2124.6548 | 6502.1923 | 431 | 0.75 | UTGS
3990 | COM | UTGS | 17800 | 275 | 2 | F | SL0009875454 | No | 3 | 394 | [12 empty] | 4 | 1000 | [12 empty] | 0 | 0 | 1000 | 394 | 3 | 6 | 28755.4903 | 0 | 28755.4903 | 6613.4936 | 15242 | 3 | UTGS
3991 | RES | UTGS | 550 | 760 | 2 | F | SL0009876079 | No | 0.75 | 167 | [12 empty] | 2 | 1000 | [12 empty] | 0 | 0 | 1000 | 167 | 5 | 5 | 10752.0408 | 0 | 10752.0408 | 6502.1923 | 585.0096 | 0.75 | UTGS
3992 | RES | UTGS | 550 | 760 | 2 | F | SL0009876082 | No | 0.75 | 46 | [12 empty] | 2 | 1000 | [12 empty] | 0 | 0 | 1000 | 46 | 9 | 17 | 2961.64 | 0 | 2961.64 | 1912.4095 | 585.0096 | 0.75 | UTGS
3993 | COM | UTGS | 17800 | 275 | 2 | F | SL0009876098 | No | 2 | 1 | 3 | 181 | [10 empty] | 2 | 9 | 4 | 991 | [10 empty] | 0 | 0 | 1000 | 182 | 7 | 14 | 13282.993 | 0 | 13282.993 | 2829.7451 | 15242 | 2 | UTGS
3994 | IND | UTTSS | 21100 | 275 | 5 | F | SL0009876125 | No | 2 | 81 | [12 empty] | 2 | 828.8 | 4 | 171.2 | [10 empty] | 0 | 0 | 1000 | 81 | 7 | 9 | 5911.6617 | 0 | 5911.6617 | 3748.7184 | 18747.15 | 2 | UTTSS
3995 | RES | UTGS | 320 | 760 | 0.25 | F | SL0009876216 | No | 0.5 | 20 | [12 empty] | 2 | 348.15 | 4 | 651.85 | [10 empty] | 0 | 0 | 1000 | 20 | 4 | 4 | 1368.0696 | 0 | 1368.0696 | 9296.1816 | 431 | 0.5 | UTGS
3996 | COM | UTGS | 21100 | 275 | 5 | F | SL0009876417 | No | 2 | 158 | [12 empty] | 2 | 255.13 | 4 | 744.87 | [10 empty] | 0 | 0 | 1000 | 158 | 2 | 2 | 11531.3895 | 0 | 11531.3895 | 18925.8398 | 18747.15 | 2 | UTGS
3997 | RES | UTGS | 320 | 760 | 0.25 | F | SL0009876428 | No | 0.75 | 81 | [12 empty] | 1.25 | 367 | 2 | 633 | [10 empty] | 0 | 0 | 1000 | 81 | 14 | 14 | 5215.0617 | 0 | 5215.0617 | 2340.5616 | 431 | 0.75 | UTGS
3998 | RES | UTGS | 320 | 760 | 0.25 | F | SL0009876905 | No | 0.75 | 41 | [12 empty] | 2 | 1000 | [12 empty] | 0 | 0 | 1000 | 41 | 8 | 8 | 2639.7226 | 0 | 2639.7226 | 4063.8702 | 431 | 0.75 | UTGS
3999 | COM | UTTSS | 5550 | 272 | 2 | F | SL0009876969 | No | 1.25 | 183 | [12 empty] | 2 | 986.49 | 4 | 13.51 | [10 empty] | 0 | 0 | 1000 | 183 | 8 | 20 | 13635.9664 | 0 | 13635.9664 | 1630.3914 | 3698.6667 | 1.25 | UTTSS
4000 | COM | UTTSS | 3897 | 281 | 2 | F | SL0009876995 | No | 1.25 | 155 | [12 empty] | 2 | 372 | 8 | 628 | [10 empty] | 0 | 0 | 1000 | 155 | 12 | 12 | 11549.5891 | 0 | 11549.5891 | 4820.3735 | 2145.6667 | 1.25 | UTTSS
4001 | COM | UTFS | 9219 | 283 | 5 | F | SL0009877300 | No | 1.25 | 34 | [12 empty] | 2 | 112.54 | 4 | 887.46 | [10 empty] | 0 | 0 | 1000 | 34 | 6 | 19 | 2533.4582 | 0 | 2533.4582 | 2046.0026 | 5118 | 1.25 | UTFS
4002 | RES | UTGS | 320 | 760 | 0.25 | F | SL0009877582 | No | 0.75 | 62 | [12 empty] | 2 | 1000 | [12 empty] | 0 | 0 | 1000 | 62 | 9 | 9 | 3991.7756 | 0 | 3991.7756 | 3612.3291 | 431 | 0.75 | UTGS
4003 | COM | UTTSS | 21100 | 285 | 5 | F | SL0009877641 | No | 4 | 106 | [12 empty] | 3 | 241.25 | 4 | 758.75 | [10 empty] | 0 | 0 | 1000 | 106 | 3 | 3 | 8113.6087 | 0 | 8113.6087 | 11630.7164 | 18747.15 | 4 | UTTSS
4004 | RES | UTGS | 320 | 760 | 0.25 | F | SL0009877736 | No | 0.75 | 32 | [12 empty] | 2 | 1000 | [12 empty] | 0 | 0 | 1000 | 32 | 7 | 7 | 2060.2713 | 0 | 2060.2713 | 4644.4231 | 431 | 0.75 | UTGS
4005 | COM | UTTSS | 3897 | 281 | 2 | F | SL0009878593 | No | 1.25 | 48 | [12 empty] | 3 | 344 | 4 | 31 | 6 | 1 | 8 | 624 | [6 empty] | 0 | 0 | 1000 | 48 | 4 | 6 | 3576.6469 | 0 | 3576.6469 | 8928.4986 | 2145.6667 | 1.25 | UTTSS
4006 | COM | UTTSS | 3300 | 271 | 2 | F | SL0009878652 | No | 2 | 177 | [12 empty] | 4 | 167.93 | 6 | 832.07 | [10 empty] | 0 | 0 | 1000 | 177 | 3 | 3 | 12918.0756 | 0 | 12918.0756 | 18871.1954 | 2145.6667 | 2 | UTTSS
4007 | RES | UTGS | 320 | 760 | 0.25 | F | SL0009879066 | No | 0.75 | 29 | [12 empty] | 2 | 1000 | [12 empty] | 0 | 0 | 1000 | 29 | 9 | 9 | 1867.1209 | 0 | 1867.1209 | 3612.3291 | 431 | 0.75 | UTGS
4008 | RES | UTGS | 320 | 760 | 0.25 | F | SL0009879096 | No | 0.5 | 66 | [12 empty] | 2 | 1000 | [12 empty] | 0 | 0 | 1000 | 66 | 7 | 7 | 4514.6295 | 0 | 4514.6295 | 4644.4231 | 431 | 0.5 | UTGS
4009 | RES | UTGS | 1847 | 751 | 2 | F | SL0009879699 | No | 0.75 | 37 | [12 empty] | 1.25 | 516 | 3 | 46 | 4 | 438 | [8 empty] | 0 | 0 | 1000 | 37 | 10 | 10 | 2382.1887 | 0 | 2382.1887 | 3542.9342 | 2169 | 0.75 | UTGS
4010 | RES | UTGS | 320 | 127 | 0.25 | F | SL0009879769 | No | 0.5 | 42 | [12 empty] | 1.25 | 711 | 2 | 289 | [10 empty] | 0 | 0 | 1000 | 42 | 21 | 21 | 2872.9461 | 0 | 2872.9461 | 1571.841 | 431 | 0.5 | UTGS
4011 | COM | UTFS | 7794 | 283 | 2 | F | SL0009879809 | No | 1.25 | 36 | [12 empty] | 2 | 178.22 | 4 | 648.5 | 6 | 173.28 | [8 empty] | 0 | 0 | 1000 | 36 | 3 | 13 | 2682.4852 | 0 | 2682.4852 | 3225.3363 | 5118 | 1.25 | UTFS
4012 | RES | UTGS | 320 | 760 | 0.25 | F | SL0009879817 | No | 0.75 | 42 | [12 empty] | 2 | 1000 | [12 empty] | 0 | 0 | 1000 | 42 | 6 | 6 | 2704.1061 | 0 | 2704.1061 | 5418.4936 | 431 | 0.75 | UTGS
4013 | RES | UTGS | 550 | 760 | 2 | F | SL0009879964 | No | 0.75 | 80 | [12 empty] | 2 | 1000 | [12 empty] | 0 | 0 | 1000 | 80 | 6 | 6 | 5150.6782 | 0 | 5150.6782 | 5418.4936 | 585.0096 | 0.75 | UTGS
4014 | RES | UTGS | 550 | 760 | 2 | F | SL0009880031 | No | 1.25 | 7 | [12 empty] | 2 | 182 | 4 | 809.33 | 8 | 8.67 | [8 empty] | 0 | 0 | 1000 | 7 | 7 | 134 | 521.5943 | 0 | 521.5943 | 288.5344 | 585.0096 | 1.25 | UTGS
4015 | RES | UTGS | 320 | 760 | 0.25 | F | SL0009880500 | No | 0.75 | 26 | [12 empty] | 2 | 957.03 | 4 | 42.97 | [10 empty] | 0 | 0 | 1000 | 26 | 6 | 6 | 1673.9704 | 0 | 1673.9704 | 5469.8428 | 431 | 0.75 | UTGS
4016 | RES | UTGS | 320 | 760 | 0.25 | F | SL0009880612 | No | 0.75 | 33 | [12 empty] | 2 | 495.75 | 4 | 504.25 | [10 empty] | 0 | 0 | 1000 | 33 | 5 | 5 | 2124.6548 | 0 | 2124.6548 | 7225.2868 | 431 | 0.75 | UTGS
4017 | RES | UTGS | 320 | 760 | 0.25 | F | SL0009880744 | No | 1.25 | 73 | [12 empty] | 1.25 | 380.1 | 2 | 102.75 | 3 | 517.15 | [8 empty] | 0 | 0 | 1000 | 73 | 11 | 34 | 5439.4839 | 0 | 5439.4839 | 771.1638 | 431 | 1.25 | UTGS
4018 | RES | UTGS | 320 | 760 | 0.25 | F | SL0009881302 | No | 0.75 | 46 | [12 empty] | 2 | 1000 | [12 empty] | 0 | 0 | 1000 | 46 | 5 | 5 | 2961.64 | 0 | 2961.64 | 6502.1923 | 431 | 0.75 | UTGS
4019 | RES | UTGS | 320 | 760 | 0.25 | F | SL0009881377 | No | 0.75 | 27 | [12 empty] | 2 | 1000 | [12 empty] | 0 | 0 | 1000 | 27 | 9 | 40 | 1738.3539 | 0 | 1738.3539 | 812.774 | 431 | 0.75 | UTGS
4020 | RES | UTGS | 320 | 760 | 0.25 | F | SL0009881603 | No | 0.75 | 77 | [12 empty] | 2 | 1000 | [12 empty] | 0 | 0 | 1000 | 77 | 13 | 64 | 4957.5278 | 0 | 4957.5278 | 507.9838 | 431 | 0.75 | UTGS
4021 | RES | UTGS | 320 | 760 | 0.25 | F | SL0009881610 | No | 0.75 | 136.23 | [12 empty] | 2 | 1000 | [12 empty] | 0 | 0 | 1000 | 136.23 | 15 | 78 | 8770.9612 | 0 | 8770.9612 | 416.8072 | 431 | 0.75 | UTGS
4022 | RES | UTGS | 550 | 760 | 2 | F | SL0009881618 | No | 0.75 | 23 | [12 empty] | 0.75 | 83 | 2 | 591.62 | 4 | 325.38 | [8 empty] | 0 | 0 | 1000 | 23 | 10 | 34 | 1480.82 | 0 | 1480.82 | 1043.3258 | 585.0096 | 0.75 | UTGS
4023 | IND | UTTSS | 14500 | 274 | 5 | F | SL0009881632 | No | 2 | 157 | [12 empty] | 4 | 1000 | [12 empty] | 0 | 0 | 1000 | 157 | 2 | 2 | 11458.406 | 0 | 11458.406 | 19840.4809 | 10791.3333 | 2 | UTTSS
4024 | COM | UTTSS | 17800 | 275 | 2 | F | SL0009882206 | No | 3 | 493 | [12 empty] | 4 | 111 | 6 | 888.47 | [10 empty] | 0 | 0 | 999.47 | 493 | 2 | 2 | 35980.8546 | 0 | 35980.8546 | 28870.1477 | 15242 | 3 | UTTSS
4025 | RES | UTGS | 550 | 760 | 2 | F | SL0009882377 | No | 0.75 | 17 | [12 empty] | 2 | 1000 | [12 empty] | 0 | 0 | 1000 | 17 | 8 | 19 | 1094.5191 | 0 | 1094.5191 | 1711.1032 | 585.0096 | 0.75 | UTGS
4026 | RES | UTGS | 320 | 760 | 0.25 | F | SL0009883613 | No | 0.75 | 87.67 | [12 empty] | 2 | 963.58 | 4 | 36.42 | [10 empty] | 0 | 0 | 1000 | 87.67 | 15 | 16 | 5644.4995 | 0 | 5644.4995 | 2048.2558 | 431 | 0.75 | UTGS
4027 | RES | UTGS | 320 | 760 | 0.25 | F | SL0009883655 | No | 0.5 | 28 | [12 empty] | 2 | 1000 | [12 empty] | 0 | 0 | 1000 | 28 | 11 | 11 | 1915.2974 | 0 | 1915.2974 | 2955.542 | 431 | 0.5 | UTGS
4028 | RES | UTGS | 550 | 360 | 2 | F | SL0009884057 | No | 0.75 | 35 | [12 empty] | 2 | 1000 | [12 empty] | 0 | 0 | 1000 | 35 | 5 | 26 | 2253.4217 | 0 | 2253.4217 | 1250.4216 | 585.0096 | 0.75 | UTGS
4029 | IND | UTTSM | 21100 | 285 | 5 | F | SL0009884759 | No | 3 | 6 | 4 | 241 | [10 empty] | 3 | 869.56 | 4 | 130.44 | [10 empty] | 0 | 0 | 1000 | 247 | 5 | 9 | 18884.879 | 0 | 18884.879 | 2491.1329 | 18747.15 | 3 | UTTSM
4030 | COM | UTFS | 5550 | 272 | 2 | F | SL0009885207 | No | 1.25 | 151 | [12 empty] | 2 | 24.18 | 3 | 59.32 | 6 | 916.5 | [8 empty] | 0 | 0 | 1000 | 151 | 11 | 22 | 11251.5352 | 0 | 11251.5352 | 2590.0393 | 3698.6667 | 1.25 | UTFS
4031 | RES | UTGS | 320 | 760 | 0.25 | F | SL0009885393 | No | 0.75 | 19 | [12 empty] | 0.75 | 132 | 2 | 868 | [10 empty] | 0 | 0 | 1000 | 19 | 8 | 8 | 1223.2861 | 0 | 1223.2861 | 4188.9402 | 431 | 0.75 | UTGS
4032 | RES | UTGS | 955 | 759 | 2 | F | SL0009885449 | No | 0.75 | 123 | 1.25 | 75 | [10 empty] | 4 | 1000 | [12 empty] | 0 | 0 | 1000 | 198 | 2 | 2 | 13507.6786 | 0 | 13507.6786 | 19840.4809 | 1475.8773 | 0.75 | UTGS
4033 | RES | UTGS | 320 | 760 | 0.25 | F | SL0009885542 | No | 0.75 | 35 | [12 empty] | 2 | 1000 | [12 empty] | 0 | 0 | 1000 | 35 | 14 | 14 | 2253.4217 | 0 | 2253.4217 | 2322.2116 | 431 | 0.75 | UTGS
4034 | RES | UTGS | 320 | 260 | 0.25 | F | SL0009885652 | No | 0.5 | 60 | [12 empty] | 2 | 1000 | [12 empty] | 0 | 0 | 1000 | 60 | 9 | 9 | 4104.2087 | 0 | 4104.2087 | 3612.3291 | 431 | 0.5 | UTGS
4035 | COM | UTTSS | 14487 | 284 | 5 | F | SL0009886078 | No | 2 | 116 | [12 empty] | 2 | 141.17 | 6 | 858.83 | [10 empty] | 0 | 0 | 1000 | 116 | 2 | 2 | 8466.0834 | 0 | 8466.0834 | 28072.9817 | 10791.3333 | 2 | UTTSS
4036 | RES | UTGS | 320 | 760 | 0.25 | F | SL0009886728 | No | 0.75 | 26 | [12 empty] | 0.75 | 180.18 | 2 | 819.82 | [10 empty] | 0 | 0 | 1000 | 26 | 9 | 9 | 1673.9704 | 0 | 1673.9704 | 3764.0807 | 431 | 0.75 | UTGS
4037 | RES | UTGS | 320 | 760 | 0.25 | F | SL0009886826 | No | 0.75 | 33 | [12 empty] | 0.75 | 235.1 | 2 | 764.9 | [10 empty] | 0 | 0 | 1000 | 33 | 15 | 15 | 2124.6548 | 0 | 2124.6548 | 2286.2013 | 431 | 0.75 | UTGS
4038 | RES | UTGS | 550 | 260 | 2 | F | SL0009886972 | No | 0.75 | 17 | [12 empty] | 2 | 1000 | [12 empty] | 0 | 0 | 1000 | 17 | 19 | 109 | 1094.5191 | 0 | 1094.5191 | 298.2657 | 585.0096 | 0.75 | UTGS
4039 | RES | UTGS | 550 | 461 | 2 | F | SL0009886977 | No | 0.75 | 21 | [12 empty] | 2 | 1000 | [12 empty] | 0 | 0 | 1000 | 21 | 15 | 93 | 1352.053 | 0 | 1352.053 | 349.5802 | 585.0096 | 0.75 | UTGS
4040 | RES | UTGS | 320 | 127 | 0.25 | F | SL0009887611 | No | 0.5 | 11 | [12 empty] | 2 | 1000 | [12 empty] | 0 | 0 | 1000 | 11 | 13 | 13 | 752.4383 | 0 | 752.4383 | 2500.8432 | 431 | 0.5 | UTGS
4041 | RES | UTGS | 320 | 760 | 0.25 | F | SL0009887711 | No | 0.75 | 34 | [12 empty] | 2 | 1000 | [12 empty] | 0 | 0 | 1000 | 34 | 9 | 9 | 2189.0382 | 0 | 2189.0382 | 3612.3291 | 431 | 0.75 | UTGS
4042 | RES | UTGS | 320 | 760 | 0.25 | F | SL0009887900 | No | 0.75 | 28 | [12 empty] | 0.75 | 388.67 | 2 | 611.33 | [10 empty] | 0 | 0 | 1000 | 28 | 15 | 15 | 1802.7374 | 0 | 1802.7374 | 2363.8054 | 431 | 0.75 | UTGS
4043 | RES | UTGS | 320 | 760 | 0.25 | F | SL0009888218 | No | 0.75 | 20 | [12 empty] | 2 | 1000 | [12 empty] | 0 | 0 | 1000 | 20 | 14 | 14 | 1287.6696 | 0 | 1287.6696 | 2322.2116 | 431 | 0.75 | UTGS
4044 | RES | UTGS | 320 | 160 | 0.25 | F | SL0009888257 | No | 0.5 | 36 | [12 empty] | 2 | 1000 | [12 empty] | 0 | 0 | 1000 | 36 | 10 | 10 | 2462.5252 | 0 | 2462.5252 | 3251.0962 | 431 | 0.5 | UTGS
4045 | RES | UTGS | 550 | 760 | 2 | F | SL0009888320 | No | 0.75 | 160 | [12 empty] | 4 | 1000 | [12 empty] | 0 | 0 | 1000 | 160 | 4 | 4 | 10301.3565 | 0 | 10301.3565 | 9920.2404 | 585.0096 | 0.75 | UTGS
4046 | RES | UTGS | 320 | 760 | 0.25 | F | SL0009888592 | No | 0.75 | 45 | [12 empty] | 2 | 1000 | [12 empty] | 0 | 0 | 1000 | 45 | 8 | 8 | 2897.2565 | 0 | 2897.2565 | 4063.8702 | 431 | 0.75 | UTGS
4047 | RES | UTGS | 500 | 220 | 0.25 | F | SL0009888801 | No | 0.75 | 40 | [12 empty] | 2 | 1000 | [12 empty] | 0 | 0 | 1000 | 40 | 8 | 8 | 2575.3391 | 0 | 2575.3391 | 4063.8702 | 585.0096 | 0.75 | UTGS
4048 | COM | UTTSS | 12247 | 284 | 2 | F | SL0009889048 | No | 2 | 46 | 4 | 1 | [10 empty] | 4 | 1000 | [12 empty] | 0 | 0 | 1000 | 47 | 4 | 24 | 3433.7835 | 0 | 3433.7835 | 1653.3734 | 10791.3333 | 2 | UTTSS
4049 | RES | UTGS | 550 | 360 | 2 | F | SL0009889097 | No | 0.75 | 10 | [12 empty] | 2 | 667.91 | 4 | 332.09 | [10 empty] | 0 | 0 | 1000 | 10 | 9 | 27 | 643.8348 | 0 | 643.8348 | 1292.298 | 585.0096 | 0.75 | UTGS
4050 | RES | UTGS | 320 | 760 | 0.25 | F | SL0009889331 | No | 0.75 | 38 | [12 empty] | 2 | 1000 | [12 empty] | 0 | 0 | 1000 | 38 | 8 | 8 | 2446.5722 | 0 | 2446.5722 | 4063.8702 | 431 | 0.75 | UTGS
4051 | RES | UTGS | 550 | 760 | 2 | F | SL0009889472 | No | 0.75 | 55 | [12 empty] | 0.75 | 204.12 | 2 | 791.06 | 4 | 4.81 | [8 empty] | 0 | 0 | 999.99 | 55 | 4 | 40 | 3541.0913 | 0 | 3541.0913 | 852.3088 | 585.0096 | 0.75 | UTGS
4052 | RES | UTGS | 550 | 760 | 2 | F | SL0009889490 | No | 0.75 | 47 | [12 empty] | 0.75 | 109 | 2 | 101.55 | 4 | 789.45 | [8 empty] | 0 | 0 | 1000 | 47 | 5 | 41 | 3026.0235 | 0 | 3026.0235 | 951.1595 | 585.0096 | 0.75 | UTGS
4053 | RES | UTGS | 550 | 760 | 2 | F | SL0009889567 | No | 0.75 | 14 | [12 empty] | 0.75 | 182.16 | 2 | 592.26 | 4 | 225.58 | [8 empty] | 0 | 0 | 1000 | 14 | 5 | 50 | 901.3687 | 0 | 901.3687 | 710.1829 | 585.0096 | 0.75 | UTGS
4054 | COM | UTTSS | 6113 | 282 | 2 | F | SL0009889862 | No | 1.25 | 355 | [12 empty] | 3 | 1000 | [12 empty] | 0 | 0 | 1000 | 355 | 2 | 2 | 26452.2846 | 0 | 26452.2846 | 9915.4809 | 3698.6667 | 1.25 | UTTSS
4055 | IND | UTTSS | 25600 | 279 | 2 | F | SL0009890267 | No | 4 | 235 | [12 empty] | 2 | 137.38 | 4 | 862.62 | [10 empty] | 0 | 0 | 1000 | 235 | 17 | 29 | 17987.7173 | 0 | 17987.7173 | 1334.343 | 22191.6 | 4 | UTTSS
4056 | RES | UTGS | 550 | 261 | 2 | F | SL0009890845 | No | 0.75 | 26 | [12 empty] | 2 | 787.5 | 4 | 212.5 | [10 empty] | 0 | 0 | 1000 | 26 | 9 | 72 | 1673.9704 | 0 | 1673.9704 | 472.7026 | 585.0096 | 0.75 | UTGS
4057 | RES | UTGS | 550 | 260 | 2 | F | SL0009890910 | No | 0.75 | 54 | [12 empty] | 2 | 1000 | [12 empty] | 0 | 0 | 1000 | 54 | 10 | 78 | 3476.7078 | 0 | 3476.7078 | 416.8072 | 585.0096 | 0.75 | UTGS
4058 | RES | UTGS | 320 | 760 | 0.25 | F | SL0009890950 | No | 0.75 | 28 | [12 empty] | 2 | 1000 | [12 empty] | 0 | 0 | 1000 | 28 | 8 | 8 | 1802.7374 | 0 | 1802.7374 | 4063.8702 | 431 | 0.75 | UTGS
4059 | COM | UTFS | 3897 | 281 | 2 | F | SL0009891040 | No | 1.25 | 251 | [12 empty] | 2 | 466.71 | 4 | 533.29 | [10 empty] | 0 | 0 | 1000 | 251 | 2 | 2 | 18702.8829 | 0 | 18702.8829 | 18167.3255 | 2145.6667 | 1.25 | UTFS
4060 | RES | UTGS | 550 | 760 | 2 | F | SL0009891051 | No | 0.75 | 83 | [12 empty] | 2 | 1000 | [12 empty] | 0 | 0 | 1000 | 83 | 10 | 80 | 5343.8287 | 0 | 5343.8287 | 406.387 | 585.0096 | 0.75 | UTGS
4061 | RES | UTGS | 550 | 760 | 2 | F | SL0009891094 | No | 0.75 | 31 | [12 empty] | 2 | 1000 | [12 empty] | 0 | 0 | 1000 | 31 | 7 | 84 | 1995.8878 | 0 | 1995.8878 | 387.0353 | 585.0096 | 0.75 | UTGS
4062 | RES | UTGS | 320 | 461 | 0.25 | F | SL0009891129 | No | 0.75 | 29 | [12 empty] | 2 | 1000 | [12 empty] | 0 | 0 | 1000 | 29 | 13 | 13 | 1867.1209 | 0 | 1867.1209 | 2500.8432 | 431 | 0.75 | UTGS
4063 | RES | UTGS | 320 | 760 | 0.25 | F | SL0009891395 | No | 0.75 | 16 | [12 empty] | 2 | 1000 | [12 empty] | 0 | 0 | 1000 | 16 | 6 | 24 | 1030.1356 | 0 | 1030.1356 | 1354.6234 | 431 | 0.75 | UTGS
4064 | COM | UTGS | 21100 | 275 | 5 | F | SL0009891402 | No | 4 | 251 | [12 empty] | 2 | 999 | 4 | 1 | [10 empty] | 0 | 0 | 1000 | 251 | 6 | 28 | 19212.4129 | 0 | 19212.4129 | 1161.3618 | 18747.15 | 4 | UTGS
4065 | RES | UTGS | 320 | 760 | 0.25 | F | SL0009891988 | No | 0.75 | 71 | [12 empty] | 2 | 1000 | [12 empty] | 0 | 0 | 1000 | 71 | 6 | 6 | 4571.2269 | 0 | 4571.2269 | 5418.4936 | 431 | 0.75 | UTGS
4066 | COM | UTGS | 21100 | 275 | 5 | F | SL0009892172 | No | 2 | 36 | [12 empty] | 2 | 717.59 | 4 | 282.41 | [10 empty] | 0 | 0 | 1000 | 36 | 4 | 6 | 2627.4052 | 0 | 2627.4052 | 5755.9736 | 18747.15 | 2 | UTGS
4067 | RES | UTGS | 320 | 760 | 0.25 | F | SL0009892391 | No | 0.75 | 26 | [12 empty] | 2 | 1000 | [12 empty] | 0 | 0 | 1000 | 26 | 11 | 11 | 1673.9704 | 0 | 1673.9704 | 2955.542 | 431 | 0.75 | UTGS
4068 | RES | UTGS | 320 | 760 | 0.25 | F | SL0009892513 | No | 0.75 | 37 | [12 empty] | 2 | 164.94 | 4 | 117 | 6 | 141.81 | 8 | 576.25 | [6 empty] | 0 | 0 | 1000 | 37 | 5 | 5 | 2382.1887 | 0 | 2382.1887 | 12099.6776 | 431 | 0.75 | UTGS
4069 | COM | UTTSS | 21100 | 275 | 5 | F | SL0009892527 | No | 3 | 154 | [12 empty] | 4 | 1000 | [12 empty] | 0 | 0 | 1000 | 154 | 1 | 2 | 11239.4556 | 0 | 11239.4556 | 19840.4809 | 18747.15 | 3 | UTTSS
4070 | RES | UTGS | 320 | 760 | 0.25 | F | SL0009893045 | No | 0.75 | 15 | [12 empty] | 2 | 1000 | [12 empty] | 0 | 0 | 1000 | 15 | 9 | 61 | 965.7522 | 0 | 965.7522 | 532.9666 | 431 | 0.75 | UTGS
4071 | COM | UTFS | 6113 | 282 | 2 | F | SL0009893070 | No | 2 | 58 | [12 empty] | 2 | 18.13 | 3 | 900.63 | 4 | 81.25 | [8 empty] | 0 | 0 | 1000.01 | 58 | 1 | 1 | 4233.0417 | 0 | 4233.0417 | 21673.8609 | 3698.6667 | 2 | UTFS
4072 | IND | UTTSS | 21100 | 275 | 5 | F | SL0009893534 | No | 2 | 82 | [12 empty] | 4 | 1000 | [12 empty] | 0 | 0 | 1000 | 82 | 2 | 6 | 5984.6452 | 0 | 5984.6452 | 6613.4936 | 18747.15 | 2 | UTTSS
4073 | RES | UTGS | 320 | 760 | 0.25 | F | SL0009893760 | No | 0.75 | 15 | [12 empty] | 0.75 | 39.12 | 2 | 960.88 | [10 empty] | 0 | 0 | 1000 | 15 | 4 | 4 | 965.7522 | 0 | 965.7522 | 8201.8728 | 431 | 0.75 | UTGS
4074 | COM | UTTSS | 7794 | 283 | 2 | F | SL0009893950 | No | 2 | 128 | [12 empty] | 2 | 1000 | [12 empty] | 0 | 0 | 1000 | 128 | 16 | 16 | 9341.8852 | 0 | 9341.8852 | 2031.9351 | 5118 | 2 | UTTSS
4075 | RES | UTGS | 320 | 760 | 0.25 | F | SL0009894166 | No | 0.75 | 26 | [12 empty] | 2 | 1000 | [12 empty] | 0 | 0 | 1000 | 26 | 7 | 7 | 1673.9704 | 0 | 1673.9704 | 4644.4231 | 431 | 0.75 | UTGS
4076 | COM | UTGS | 550 | 760 | 2 | F | SL0009895394 | No | 0.75 | 93 | [12 empty] | 2 | 1000 | [12 empty] | 0 | 0 | 1000 | 93 | 11 | 13 | 5987.6634 | 0 | 5987.6634 | 2500.8432 | 585.0096 | 0.75 | UTGS
4077 | RES | UTGS | 1000 | 755 | 0.25 | F | SL0009895849 | No | 0.75 | 40 | [12 empty] | 2 | 1000 | [12 empty] | 0 | 0 | 1000 | 40 | 9 | 9 | 2575.3391 | 0 | 2575.3391 | 3612.3291 | 1475.8773 | 0.75 | UTGS
4078 | RES | UTGS | 320 | 760 | 0.25 | F | SL0009895935 | No | 0.75 | 35 | [12 empty] | 2 | 1000 | [12 empty] | 0 | 0 | 1000 | 35 | 9 | 9 | 2253.4217 | 0 | 2253.4217 | 3612.3291 | 431 | 0.75 | UTGS
4079 | RES | UTGS | 320 | 760 | 0.25 | F | SL0009895961 | No | 0.75 | 55 | [12 empty] | 2 | 1000 | [12 empty] | 0 | 0 | 1000 | 55 | 6 | 6 | 3541.0913 | 0 | 3541.0913 | 5418.4936 | 431 | 0.75 | UTGS
4080 | RES | UTGS | 320 | 760 | 0.25 | F | SL0009896156 | No | 0.75 | 60 | [12 empty] | 2 | 1000 | [12 empty] | 0 | 0 | 1000 | 60 | 8 | 8 | 3863.0087 | 0 | 3863.0087 | 4063.8702 | 431 | 0.75 | UTGS
4081 | COM | UTGS | 320 | 760 | 0.25 | F | SL0009896323 | No | 0.75 | 84 | [12 empty] | 2 | 1000 | [12 empty] | 0 | 0 | 1000 | 84 | 4 | 4 | 5408.2121 | 0 | 5408.2121 | 8127.7404 | 431 | 0.75 | UTGS
4082 | RES | UTGS | 320 | 760 | 0.25 | F | SL0009896508 | No | 0.5 | 23 | [12 empty] | 2 | 1000 | [12 empty] | 0 | 0 | 1000 | 23 | 15 | 15 | 1573.28 | 0 | 1573.28 | 2167.3974 | 431 | 0.5 | UTGS
4083 | RES | UTGS | 540 | 759 | 0.25 | F | SL0009896595 | No | 0.75 | 114 | [12 empty] | 0.75 | 204 | 2 | 796 | [10 empty] | 0 | 0 | 1000 | 114 | 5 | 5 | 7339.7165 | 0 | 7339.7165 | 6811.4563 | 585.0096 | 0.75 | UTGS
4084 | RES | UTGS | 320 | 760 | 0.25 | F | SL0009896897 | No | 0.75 | 14 | [12 empty] | 2 | 1000 | [12 empty] | 0 | 0 | 1000 | 14 | 8 | 8 | 901.3687 | 0 | 901.3687 | 4063.8702 | 431 | 0.75 | UTGS
4085 | RES | UTGS | 550 | 760 | 2 | F | SL0009896991 | No | 0.75 | 6 | [12 empty] | 0.75 | 63 | 2 | 937 | [10 empty] | 0 | 0 | 1000 | 6 | 8 | 81 | 386.3009 | 0 | 386.3009 | 407.2655 | 585.0096 | 0.75 | UTGS
4086 | COM | UTTSS | 2225 | 278 | 2 | F | SL0009897095 | No | 1.25 | 188 | [12 empty] | 6 | 1000 | [12 empty] | 0 | 0 | 1000 | 188 | 6 | 6 | 14008.5338 | 0 | 14008.5338 | 10005.1603 | 2428.75 | 1.25 | UTTSS
4087 | COM | UTFS | 6113 | 282 | 2 | F | SL0009897151 | No | 2 | 36 | [12 empty] | 4 | 1000 | [12 empty] | 0 | 0 | 1000 | 36 | 3 | 3 | 2627.4052 | 0 | 2627.4052 | 13226.9872 | 3698.6667 | 2 | UTFS
4088 | RES | UTGS | 320 | 760 | 0.25 | F | SL0009898355 | No | 0.75 | 22 | [12 empty] | 2 | 1000 | [12 empty] | 0 | 0 | 1000 | 22 | 11 | 11 | 1416.4365 | 0 | 1416.4365 | 2955.542 | 431 | 0.75 | UTGS
4089 | RES | UTGS | 550 | 760 | 2 | F | SL0009898530 | No | 0.75 | 55 | [12 empty] | 2 | 1000 | [12 empty] | 0 | 0 | 1000 | 55 | 6 | 50 | 3541.0913 | 0 | 3541.0913 | 650.2192 | 585.0096 | 0.75 | UTGS
4090 | RES | UTGS | 320 | 127 | 0.25 | F | SL0009898871 | No | 0.75 | 105 | [12 empty] | 2 | 798.79 | 4 | 201.21 | [10 empty] | 0 | 0 | 1000 | 105 | 20 | 22 | 6760.2652 | 0 | 6760.2652 | 1543.3472 | 431 | 0.75 | UTGS
4091 | RES | UTGS | 550 | 760 | 2 | F | SL0009899139 | No | 0.75 | 40 | [12 empty] | 2 | 1000 | [12 empty] | 0 | 0 | 1000 | 40 | 8 | 78 | 2575.3391 | 0 | 2575.3391 | 416.8072 | 585.0096 | 0.75 | UTGS
4092 | RES | UTGS | 550 | 760 | 2 | F | SL0009899144 | No | 0.75 | 22 | [12 empty] | 2 | 1000 | [12 empty] | 0 | 0 | 1000 | 22 | 9 | 88 | 1416.4365 | 0 | 1416.4365 | 369.4427 | 585.0096 | 0.75 | UTGS
4093 | RES | UTGS | 550 | 760 | 2 | F | SL0009899405 | No | 2 | 82 | [12 empty] | 2 | 1000 | [12 empty] | 0 | 0 | 1000 | 82 | 10 | 418 | 5984.6452 | 0 | 5984.6452 | 77.7774 | 585.0096 | 2 | UTGS
4094 | RES | UTGS | 320 | 760 | 0.25 | F | SL0009899668 | No | 0.75 | 190 | [12 empty] | 2 | 337.25 | 4 | 662.75 | [10 empty] | 0 | 0 | 1000 | 190 | 5 | 5 | 12232.8608 | 0 | 12232.8608 | 7452.5758 | 431 | 0.75 | UTGS
4095 | RES | UTGS | 550 | 760 | 2 | F | SL0009899747 | No | 0.75 | 49 | [12 empty] | 2 | 995 | 4 | 5 | [10 empty] | 0 | 0 | 1000 | 49 | 11 | 75 | 3154.7904 | 0 | 3154.7904 | 433.9575 | 585.0096 | 0.75 | UTGS
4096 | RES | UTGS | 320 | 760 | 0.25 | F | SL0009900053 | No | 0.75 | 8 | [12 empty] | 2 | 1000 | [12 empty] | 0 | 0 | 1000 | 8 | 12 | 12 | 515.0678 | 0 | 515.0678 | 2709.2468 | 431 | 0.75 | UTGS
4097 | RES | UTGS | 320 | 760 | 0.25 | F | SL0009900162 | No | 0.75 | 61 | [12 empty] | 2 | 1000 | [12 empty] | 0 | 0 | 1000 | 61 | 10 | 10 | 3927.3921 | 0 | 3927.3921 | 3251.0962 | 431 | 0.75 | UTGS
4098 | RES | UTGS | 320 | 760 | 0.25 | F | SL0009900496 | No | 0.75 | 31 | [12 empty] | 2 | 1000 | [12 empty] | 0 | 0 | 1000 | 31 | 17 | 17 | 1995.8878 | 0 | 1995.8878 | 1912.4095 | 431 | 0.75 | UTGS
4099 | RES | UTGS | 320 | 760 | 0.25 | F | SL0009901459 | No | 0.75 | 42 | [12 empty] | 2 | 1000 | [12 empty] | 0 | 0 | 1000 | 42 | 8 | 8 | 2704.1061 | 0 | 2704.1061 | 4063.8702 | 431 | 0.75 | UTGS
4100 | RES | UTGS | 320 | 760 | 0.25 | F | SL0009902348 | No | 0.75 | 37 | [12 empty] | 2 | 1000 | [12 empty] | 0 | 0 | 1000 | 37 | 15 | 15 | 2382.1887 | 0 | 2382.1887 | 2167.3974 | 431 | 0.75 | UTGS
4101 | COM | UTGS | 2225 | 278 | 2 | F | SL0009902461 | No | 1.25 | 37 | 2 | 1 | [10 empty] | 2 | 1000 | [12 empty] | 0 | 0 | 1000 | 38 | 2 | 2 | 2829.9822 | 0 | 2829.9822 | 16255.4809 | 2428.75 | 1.25 | UTGS
4102 | RES | UTGS | 320 | 760 | 0.25 | F | SL0009902666 | No | 0.5 | 53 | [12 empty] | 2 | 1000 | [12 empty] | 0 | 0 | 1000 | 53 | 9 | 9 | 3625.3843 | 0 | 3625.3843 | 3612.3291 | 431 | 0.5 | UTGS
4103 | RES | UTGS | 320 | 760 | 0.25 | F | SL0009902742 | No | 0.75 | 27 | [12 empty] | 2 | 1000 | [12 empty] | 0 | 0 | 1000 | 27 | 15 | 15 | 1738.3539 | 0 | 1738.3539 | 2167.3974 | 431 | 0.75 | UTGS
4104 | COM | UTGS | 550 | 760 | 2 | F | SL0009903252 | No | 0.75 | 52 | 1.25 | 118 | [10 empty] | 1.25 | 23.2 | 2 | 767.2 | 4 | 209.6 | [8 empty] | 0 | 0 | 1000 | 170 | 3 | 6 | 12140.5312 | 0 | 12140.5312 | 5671.6723 | 585.0096 | 0.75 | UTGS
4105 | COM | UTTSS | 12247 | 284 | 2 | F | SL0009903516 | No | 2 | 139 | [12 empty] | 2 | 53.53 | 4 | 744 | 16 | 202.47 | [8 empty] | 0 | 0 | 1000 | 139 | 2 | 2 | 10144.7034 | 0 | 10144.7034 | 23006.5408 | 10791.3333 | 2 | UTTSS
4106 | COM | UTFS | 3300 | 271 | 2 | F | SL0009903588 | No | 1.25 | 28 | 2 | 1 | [10 empty] | 2 | 401 | 4 | 599 | [10 empty] | 0 | 0 | 1000 | 29 | 6 | 9 | 2159.3609 | 0 | 2159.3609 | 4089.5324 | 2145.6667 | 1.25 | UTFS
4107 | RES | UTGS | 320 | 760 | 0.25 | F | SL0009903991 | No | 0.75 | 31 | [12 empty] | 2 | 1000 | [12 empty] | 0 | 0 | 1000 | 31 | 7 | 7 | 1995.8878 | 0 | 1995.8878 | 4644.4231 | 431 | 0.75 | UTGS
4108 | RES | UTGS | 540 | 759 | 0.25 | F | SL0009904656 | No | 0.75 | 80 | [12 empty] | 2 | 1000 | [12 empty] | 0 | 0 | 1000 | 80 | 2 | 2 | 5150.6782 | 0 | 5150.6782 | 16255.4809 | 585.0096 | 0.75 | UTGS
4109 | RES | UTGS | 320 | 760 | 0.25 | F | SL0009904734 | No | 0.75 | 53 | [12 empty] | 2 | 174.64 | 4 | 774.64 | 6 | 50.71 | [8 empty] | 0 | 0 | 999.99 | 53 | 5 | 25 | 3412.3243 | 0 | 3412.3243 | 1578.4138 | 431 | 0.75 | UTGS
4110 | COM | UTTSM | 30300 | 279 | 5 | F | SL0009904847 | No | 4 | 291 | [12 empty] | 4 | 1000 | [12 empty] | 0 | 0 | 1000 | 291 | 4 | 4 | 22274.152 | 0 | 22274.152 | 9920.2404 | 27686.4 | 4 | UTTSM
4111 | RES | UTGS | 550 | 760 | 2 | F | SL0009904874 | No | 0.75 | 68 | 1.25 | 60.81 | [10 empty] | 2 | 877.02 | 4 | 122.98 | [10 empty] | 0 | 0 | 1000 | 128.81 | 10 | 117 | 8909.2411 | 0 | 8909.2411 | 285.4079 | 585.0096 | 0.75 | UTGS
4112 | COM | UTFS | 5550 | 272 | 2 | F | SL0009904937 | No | 1.25 | 241 | [12 empty] | 1.25 | 23 | 2 | 487 | 4 | 490 | [8 empty] | 0 | 0 | 1000 | 241 | 2 | 2 | 17957.7482 | 0 | 17957.7482 | 18020.1809 | 3698.6667 | 1.25 | UTFS
4113 | RES | UTGS | 320 | 760 | 0.25 | F | SL0009904989 | No | 0.75 | 35 | [12 empty] | 2 | 811.13 | 4 | 188.87 | [10 empty] | 0 | 0 | 1000 | 35 | 13 | 13 | 2253.4217 | 0 | 2253.4217 | 2605.0123 | 431 | 0.75 | UTGS
4114 | COM | UTFS | 5550 | 272 | 2 | F | SL0009904997 | No | 2 | 125 | [12 empty] | 2 | 211.53 | 4 | 788.47 | [10 empty] | 0 | 0 | 1000 | 125 | 2 | 2 | 9122.9347 | 0 | 9122.9347 | 19082.1458 | 3698.6667 | 2 | UTFS
4115 | RES | UTGS | 320 | 760 | 0.25 | F | SL0009905307 | No | 0.5 | 34 | [12 empty] | 2 | 1000 | [12 empty] | 0 | 0 | 1000 | 34 | 8 | 8 | 2325.7182 | 0 | 2325.7182 | 4063.8702 | 431 | 0.5 | UTGS
4116 | RES | UTGS | 550 | 760 | 2 | F | SL0009905577 | No | 0.75 | 9 | [12 empty] | 2 | 503.98 | 4 | 496.02 | [10 empty] | 0 | 0 | 1000 | 9 | 8 | 23 | 579.4513 | 0 | 579.4513 | 1568.1489 | 585.0096 | 0.75 | UTGS
4117 | COM | UTTSS | 14500 | 274 | 5 | F | SL0009905589 | No | 2 | 127 | [12 empty] | 3 | 778.47 | 6 | 221.53 | [10 empty] | 0 | 0 | 1000 | 127 | 5 | 5 | 9268.9017 | 0 | 9268.9017 | 5747.2935 | 10791.3333 | 2 | UTTSS
4118 | RES | UTGS | 320 | 760 | 0.25 | F | SL0009907430 | No | 0.75 | 25 | [12 empty] | 4 | 1000 | [12 empty] | 0 | 0 | 1000 | 25 | 10 | 10 | 1609.5869 | 0 | 1609.5869 | 3968.0962 | 431 | 0.75 | UTGS
4119 | IND | UTTSM | 30300 | 279 | 5 | F | SL0009907596 | No | 2 | 3 | 4 | 35 | [10 empty] | 2 | 85 | 4 | 915 | [10 empty] | 0 | 0 | 1000 | 38 | 3 | 3 | 2897.9722 | 0 | 2897.9722 | 13023.8372 | 27686.4 | 2 | UTTSM
4120 | RES | UTGS | 320 | 760 | 0.25 | F | SL0009907604 | No | 0.75 | 32 | [12 empty] | 2 | 942.12 | 4 | 57.88 | [10 empty] | 0 | 0 | 1000 | 32 | 7 | 7 | 2060.2713 | 0 | 2060.2713 | 4703.7088 | 431 | 0.75 | UTGS
4121 | RES | UTGS | 320 | 760 | 0.25 | F | SL0009907658 | No | 0.75 | 20 | [12 empty] | 2 | 1000 | [12 empty] | 0 | 0 | 1000 | 20 | 14 | 14 | 1287.6696 | 0 | 1287.6696 | 2322.2116 | 431 | 0.75 | UTGS
4122 | RES | UTGS | 550 | 760 | 2 | F | SL0009908756 | No | 1.25 | 12 | [12 empty] | 2 | 1000 | [12 empty] | 0 | 0 | 1000 | 12 | 5 | 129 | 894.1617 | 0 | 894.1617 | 252.023 | 585.0096 | 1.25 | UTGS
4123 | RES | UTGS | 320 | 760 | 0.25 | F | SL0009909281 | No | 0.75 | 54 | [12 empty] | 2 | 1000 | [12 empty] | 0 | 0 | 1000 | 54 | 7 | 7 | 3476.7078 | 0 | 3476.7078 | 4644.4231 | 431 | 0.75 | UTGS
4124 | RES | UTGS | 540 | 759 | 0.25 | F | SL0009909802 | No | 0.75 | 47 | [12 empty] | 4 | 1000 | [12 empty] | 0 | 0 | 1000 | 47 | 30 | 30 | 3026.0235 | 0 | 3026.0235 | 1322.6987 | 585.0096 | 0.75 | UTGS
4125 | RES | UTGS | 17800 | 285 | 2 | F | SL0009910388 | No | 3 | 222 | [12 empty] | 2 | 344.04 | 3 | 655.96 | [10 empty] | 0 | 0 | 1000 | 222 | 9 | 15 | 16202.3321 | 0 | 16202.3321 | 1612.8926 | 15242 | 3 | UTGS
4126 | COM | UTFS | 3000 | 271 | 0.25 | F | SL0009910769 | No | 1.25 | 49 | [12 empty] | 2 | 1000 | [12 empty] | 0 | 0 | 1000 | 49 | 4 | 9 | 3651.1604 | 0 | 3651.1604 | 3612.3291 | 2145.6667 | 1.25 | UTFS
4127 | COM | UTGS | 30300 | 279 | 5 | F | SL0009911040 | No | 4 | 40 | [12 empty] | 4 | 1000 | [12 empty] | 0 | 0 | 1000 | 40 | 1 | 1 | 3061.7391 | 0 | 3061.7391 | 39680.9617 | 27686.4 | 4 | UTGS
4128 | RES | UTGS | 550 | 760 | 2 | F | SL0009911062 | No | 2 | 64 | [12 empty] | 2 | 808.14 | 4 | 191.86 | [10 empty] | 0 | 0 | 1000 | 64 | 16 | 80 | 4670.9426 | 0 | 4670.9426 | 423.5825 | 585.0096 | 2 | UTGS
4129 | RES | UTGS | 320 | 760 | 0.25 | F | SL0009911209 | No | 0.75 | 40 | [12 empty] | 2 | 12.19 | 4 | 987.81 | [10 empty] | 0 | 0 | 1000 | 40 | 19 | 19 | 2575.3391 | 0 | 2575.3391 | 2083.8715 | 431 | 0.75 | UTGS
4130 | COM | UTGS | 21100 | 285 | 5 | F | SL0009911684 | No | 0.75 | 78 | [12 empty] | 4 | 894.04 | 6 | 105.96 | [10 empty] | 0 | 0 | 1000 | 78 | 2 | 2 | 5021.9113 | 0 | 5021.9113 | 20918.6239 | 18747.15 | 0.75 | UTGS
4131 | COM | UTGS | 320 | 760 | 0.25 | F | SL0009912369 | No | 0.75 | 125 | [12 empty] | 2 | 484.75 | 4 | 515.25 | [10 empty] | 0 | 0 | 1000 | 125 | 10 | 17 | 8047.9347 | 0 | 8047.9347 | 2129.7238 | 431 | 0.75 | UTGS
4132 | RES | UTGS | 320 | 760 | 0.25 | F | SL0009912594 | No | 0.5 | 12 | [12 empty] | 2 | 482.66 | 4 | 54.17 | 6 | 463.16 | [8 empty] | 0 | 0 | 999.99 | 12 | 9 | 9 | 820.8417 | 0 | 820.8417 | 5071.6887 | 431 | 0.5 | UTGS
4133 | RES | UTGS | 320 | 760 | 0.25 | F | SL0009912919 | No | 0.75 | 35 | [12 empty] | 2 | 619.19 | 4 | 380.81 | [10 empty] | 0 | 0 | 1000 | 35 | 6 | 6 | 2253.4217 | 0 | 2253.4217 | 5873.5616 | 431 | 0.75 | UTGS
4134 | COM | UTTSS | 7794 | 283 | 2 | F | SL0009913263 | No | 1.25 | 131 | [12 empty] | 4 | 1000 | [12 empty] | 0 | 0 | 1000 | 131 | 1 | 1 | 9761.2656 | 0 | 9761.2656 | 39680.9617 | 5118 | 1.25 | UTTSS
4135 | RES | UTGS | 320 | 760 | 0.25 | F | SL0009913476 | No | 0.75 | 16 | [12 empty] | 2 | 956.92 | 4 | 43.08 | [10 empty] | 0 | 0 | 1000 | 16 | 5 | 5 | 1030.1356 | 0 | 1030.1356 | 6563.9691 | 431 | 0.75 | UTGS
4136 | RES | UTGS | 320 | 760 | 0.25 | F | SL0009914089 | No | 0.5 | 24 | [12 empty] | 2 | 605.13 | 4 | 394.87 | [10 empty] | 0 | 0 | 1000 | 24 | 6 | 6 | 1641.6835 | 0 | 1641.6835 | 5890.3633 | 431 | 0.5 | UTGS
4137 | RES | UTGS | 540 | 759 | 0.25 | F | SL0009914719 | No | 0.5 | 29 | [12 empty] | 2 | 1000 | [12 empty] | 0 | 0 | 1000 | 29 | 8 | 8 | 1983.7009 | 0 | 1983.7009 | 4063.8702 | 585.0096 | 0.5 | UTGS
4138 | COM | UTTSS | 3897 | 281 | 2 | F | SL0009915243 | No | 1.25 | 95 | [12 empty] | 2 | 190.07 | 4 | 809.93 | [10 empty] | 0 | 0 | 1000 | 95 | 2 | 2 | 7078.7804 | 0 | 7078.7804 | 19159.0799 | 2145.6667 | 1.25 | UTTSS
4139 | RES | UTGS | 320 | 760 | 0.25 | F | SL0009915858 | No | 0.75 | 51 | [12 empty] | 2 | 891.2 | 4 | 108.8 | [10 empty] | 0 | 0 | 1000 | 51 | 5 | 54 | 3283.5574 | 0 | 3283.5574 | 616.5011 | 431 | 0.75 | UTGS
4140 | RES | UTGS | 320 | 760 | 0.25 | F | SL0009915888 | No | 0.75 | 101 | [12 empty] | 2 | 1000 | [12 empty] | 0 | 0 | 1000 | 101 | 8 | 85 | 6502.7313 | 0 | 6502.7313 | 382.4819 | 431 | 0.75 | UTGS
4141 | RES | UTGS | 320 | 160 | 0.25 | F | SL0009917301 | No | 0.75 | 137 | [12 empty] | 2 | 441.75 | 4 | 558.25 | [10 empty] | 0 | 0 | 1000 | 137 | 4 | 4 | 8820.5365 | 0 | 8820.5365 | 9128.4036 | 431 | 0.75 | UTGS
4142 | RES | UTGS | 550 | 261 | 2 | F | SL0009918013 | No | 0.75 | 95 | [12 empty] | 2 | 1000 | [12 empty] | 0 | 0 | 1000 | 95 | 5 | 44 | 6116.4304 | 0 | 6116.4304 | 738.8855 | 585.0096 | 0.75 | UTGS
4143 | COM | UTTSS | 30300 | 279 | 5 | F | SL0009918031 | No | 4 | 123 | [12 empty] | 4 | 1000 | [12 empty] | 0 | 0 | 1000 | 123 | 3 | 4 | 9414.8478 | 0 | 9414.8478 | 9920.2404 | 27686.4 | 4 | UTTSS
4144 | RES | UTGS | 550 | 760 | 2 | F | SL0009918038 | No | 0.75 | 20 | [12 empty] | 2 | 690.33 | 4 | 309.67 | [10 empty] | 0 | 0 | 1000 | 20 | 13 | 49 | 1287.6696 | 0 | 1287.6696 | 708.802 | 585.0096 | 0.75 | UTGS
4145 | RES | UTGS | 550 | 760 | 2 | F | SL0009918042 | No | 0.75 | 19 | [12 empty] | 0.75 | 49.56 | 1.25 | 32.56 | 2 | 917.88 | [8 empty] | 0 | 0 | 1000 | 19 | 12 | 46 | 1223.2861 | 0 | 1223.2861 | 715.4221 | 585.0096 | 0.75 | UTGS
4146 | RES | UTGS | 320 | 360 | 0.25 | F | SL0009918085 | No | 0.5 | 42 | [12 empty] | 2 | 1000 | [12 empty] | 0 | 0 | 1000 | 42 | 10 | 10 | 2872.9461 | 0 | 2872.9461 | 3251.0962 | 431 | 0.5 | UTGS
4147 | COM | UTGS | 25600 | 279 | 2 | F | SL0009918514 | No | 4 | 294 | 6 | 1 | [10 empty] | 2 | 185.15 | 6 | 814.85 | [10 empty] | 0 | 0 | 1000 | 295 | 2 | 2 | 22556.3025 | 0 | 22556.3025 | 27467.8169 | 22191.6 | 4 | UTGS
4148 | IND | UTTSS | 9219 | 283 | 5 | F | SL0009918564 | No | 2 | 308 | [12 empty] | 2 | 1000 | [12 empty] | 0 | 0 | 1000 | 308 | 2 | 2 | 22478.9112 | 0 | 22478.9112 | 16255.4809 | 5118 | 2 | UTTSS
4149 | RES | UTGS | 320 | 261 | 0.25 | F | SL0009919357 | No | 0.75 | 13 | [12 empty] | 2 | 982.36 | 4 | 17.64 | [10 empty] | 0 | 0 | 1000 | 13 | 10 | 90 | 836.9852 | 0 | 836.9852 | 362.6382 | 431 | 0.75 | UTGS
4150 | COM | UTFS | 6113 | 282 | 2 | F | SL0009919392 | No | 1.25 | 80 | [12 empty] | 2 | 1000 | [12 empty] | 0 | 0 | 1000 | 80 | 7 | 7 | 5961.0782 | 0 | 5961.0782 | 4644.4231 | 3698.6667 | 1.25 | UTFS
4151 | RES | UTGS | 320 | 760 | 0.25 | F | SL0009919883 | No | 0.75 | 33 | [12 empty] | 2 | 1000 | [12 empty] | 0 | 0 | 1000 | 33 | 10 | 10 | 2124.6548 | 0 | 2124.6548 | 3251.0962 | 431 | 0.75 | UTGS
4152 | RES | UTGS | 320 | 760 | 0.25 | F | SL0009920221 | No | 0.75 | 30 | [12 empty] | 2 | 1000 | [12 empty] | 0 | 0 | 1000 | 30 | 10 | 10 | 1931.5043 | 0 | 1931.5043 | 3251.0962 | 431 | 0.75 | UTGS
4153 | RES | UTGS | 320 | 760 | 0.25 | F | SL0009920788 | No | 0.75 | 33 | [12 empty] | 2 | 1000 | [12 empty] | 0 | 0 | 1000 | 33 | 12 | 12 | 2124.6548 | 0 | 2124.6548 | 2709.2468 | 431 | 0.75 | UTGS
4154 | COM | UTTSS | 5550 | 272 | 2 | F | SL0009921182 | No | 1.25 | 38 | [12 empty] | 2 | 1000 | [12 empty] | 0 | 0 | 1000 | 38 | 8 | 8 | 2831.5122 | 0 | 2831.5122 | 4063.8702 | 3698.6667 | 1.25 | UTTSS
4155 | RES | UTGS | 320 | 760 | 0.25 | F | SL0009921196 | No | 0.75 | 47 | [12 empty] | 2 | 921.97 | 4 | 78.03 | [10 empty] | 0 | 0 | 1000 | 47 | 5 | 5 | 3026.0235 | 0 | 3026.0235 | 6614.0874 | 431 | 0.75 | UTGS
4156 | COM | UTTSS | 6113 | 282 | 2 | F | SL0009921703 | No | 2 | 328 | [12 empty] | 2 | 340.25 | 6 | 659.75 | [10 empty] | 0 | 0 | 1000 | 328 | 1 | 2 | 23938.5807 | 0 | 23938.5807 | 25333.6409 | 3698.6667 | 2 | UTTSS
4157 | RES | UTGS | 320 | 760 | 0.25 | F | SL0009921710 | No | 0.75 | 34 | [12 empty] | 2 | 1000 | [12 empty] | 0 | 0 | 1000 | 34 | 13 | 13 | 2189.0382 | 0 | 2189.0382 | 2500.8432 | 431 | 0.75 | UTGS
4158 | COM | UTTSS | 21100 | 275 | 5 | F | SL0009921711 | No | 3 | 151 | [12 empty] | 2 | 203.67 | 3 | 796.33 | [10 empty] | 0 | 0 | 1000 | 151 | 9 | 13 | 11020.5052 | 0 | 11020.5052 | 1724.1152 | 18747.15 | 3 | UTTSS
4159 | RES | UTGS | 320 | 260 | 0.25 | F | SL0009922137 | No | 0.75 | 34 | [12 empty] | 2 | 1000 | [12 empty] | 0 | 0 | 1000 | 34 | 10 | 67 | 2189.0382 | 0 | 2189.0382 | 485.2382 | 431 | 0.75 | UTGS
4160 | COM | UTFS | 9219 | 283 | 5 | F | SL0009923516 | No | 1.25 | 262 | [12 empty] | 1.25 | 228.84 | 4 | 771.16 | [10 empty] | 0 | 0 | 1000 | 262 | 3 | 10 | 19522.5312 | 0 | 19522.5312 | 3820.0367 | 5118 | 1.25 | UTFS
4161 | RES | UTGS | 550 | 760 | 2 | F | SL0009923739 | No | 1.25 | 82 | [12 empty] | 2 | 861.97 | 6 | 138.03 | [10 empty] | 0 | 0 | 1000 | 82 | 2 | 106 | 6110.1052 | 0 | 6110.1052 | 342.5429 | 585.0096 | 1.25 | UTGS
4162 | COM | UTTSS | 11750 | 274 | 2 | F | SL0009923751 | No | 4 | 109 | [12 empty] | 4 | 340 | 6 | 472.5 | 10 | 187.5 | [8 empty] | 0 | 0 | 1000 | 109 | 14 | 20 | 8343.2391 | 0 | 8343.2391 | 2775.7856 | 10791.3333 | 4 | UTTSS
4163 | COM | UTGS | 550 | 760 | 2 | F | SL0009923784 | No | 1.25 | 196 | [12 empty] | 2 | 822.35 | 4 | 177.65 | [10 empty] | 0 | 0 | 1000 | 196 | 3 | 19 | 14604.6417 | 0 | 14604.6417 | 1778.1427 | 585.0096 | 1.25 | UTGS
4164 | RES | UTGS | 320 | 760 | 0.25 | F | SL0009924739 | No | 0.75 | 25 | [12 empty] | 2 | 875.2 | 6 | 124.8 | [10 empty] | 0 | 0 | 1000 | 25 | 10 | 10 | 1609.5869 | 0 | 1609.5869 | 3594.5458 | 431 | 0.75 | UTGS
4165 | RES | UTGS | 550 | 760 | 2 | F | SL0009925376 | No | 0.75 | 46 | [12 empty] | 2 | 891.09 | 6 | 108.91 | [10 empty] | 0 | 0 | 1000 | 46 | 7 | 21 | 2961.64 | 0 | 2961.64 | 1690.865 | 585.0096 | 0.75 | UTGS
4166 | COM | UTTSS | 4610 | 281 | 5 | F | SL0009926013 | No | 1.25 | 192 | [12 empty] | 6 | 1000 | [12 empty] | 0 | 0 | 1000 | 192 | 3 | 3 | 14306.5877 | 0 | 14306.5877 | 20010.3206 | 2145.6667 | 1.25 | UTTSS
4167 | RES | UTGS | 550 | 760 | 2 | F | SL0009926122 | No | 1.25 | 11 | 2 | 1 | [10 empty] | 2 | 662 | 4 | 338 | [10 empty] | 0 | 0 | 1000 | 12 | 10 | 151 | 892.6317 | 0 | 892.6317 | 231.3538 | 585.0096 | 1.25 | UTGS
4168 | RES | UTGS | 320 | 760 | 0.25 | F | SL0009926204 | No | 0.75 | 39 | [12 empty] | 2 | 555.5 | 4 | 444.5 | [10 empty] | 0 | 0 | 1000 | 39 | 7 | 37 | 2510.9556 | 0 | 2510.9556 | 964.8115 | 431 | 0.75 | UTGS
4169 | IND | UTTSS | 9219 | 283 | 5 | F | SL0009926651 | No | 2 | 638 | [12 empty] | 2 | 1000 | [12 empty] | 0 | 0 | 1000 | 638 | 2 | 2 | 46563.4589 | 0 | 46563.4589 | 16255.4809 | 5118 | 2 | UTTSS
4170 | RES | UTGS | 540 | 759 | 0.25 | F | SL0009927581 | No | 0.75 | 31 | [12 empty] | 4 | 100.25 | 8 | 899.75 | [10 empty] | 0 | 0 | 1000 | 31 | 9 | 9 | 1995.8878 | 0 | 1995.8878 | 7725.0744 | 585.0096 | 0.75 | UTGS
4171 | COM | UTGS | 21100 | 285 | 5 | F | SL0009928512 | No | 3 | 255 | 4 | 1 | 6 | 1 | [8 empty] | 2 | 184.39 | 4 | 18.73 | 6 | 796.88 | [8 empty] | 0 | 0 | 1000 | 257 | 2 | 2 | 18739.8503 | 0 | 18739.8503 | 27287.6967 | 18747.15 | 3 | UTGS
4172 | RES | UTGS | 550 | 760 | 2 | F | SL0009928540 | No | 0.75 | 41 | [12 empty] | 2 | 761.65 | 4 | 163.18 | 6 | 75.18 | [8 empty] | 0 | 0 | 1000.01 | 41 | 6 | 78 | 2639.7226 | 0 | 2639.7226 | 458.3364 | 585.0096 | 0.75 | UTGS
4173 | COM | UTGS | 1390 | 346 | 2 | F | SL0009928541 | No | 1.25 | 53 | [12 empty] | 2 | 350 | 6 | 650 | [10 empty] | 0 | 0 | 1000 | 53 | 5 | 11 | 3949.2143 | 0 | 3949.2143 | 4581.7238 | 1475.8773 | 1.25 | UTGS
4174 | COM | UTGS | 2400 | 755 | 2 | F | SL0009928617 | No | 1.25 | 12 | 2 | 1 | [10 empty] | 2 | 1000 | [12 empty] | 0 | 0 | 1000 | 13 | 4 | 50 | 967.1452 | 0 | 967.1452 | 650.2192 | 2428.75 | 1.25 | UTGS
4175 | RES | UTGS | 540 | 759 | 0.25 | F | SL0009929391 | No | 0.75 | 29 | [12 empty] | 0.75 | 219.71 | 2 | 780.29 | [10 empty] | 0 | 0 | 1000 | 29 | 6 | 6 | 1867.1209 | 0 | 1867.1209 | 5696.0606 | 585.0096 | 0.75 | UTGS
4176 | RES | UTGS | 550 | 760 | 2 | F | SL0009929878 | No | 1.25 | 19 | 2 | 1 | [10 empty] | 2 | 1000 | [12 empty] | 0 | 0 | 1000 | 20 | 6 | 103 | 1488.7396 | 0 | 1488.7396 | 315.6404 | 585.0096 | 1.25 | UTGS
4177 | IND | UTTSS | 9219 | 283 | 5 | F | SL0009929967 | No | 2 | 32 | [12 empty] | 2 | 1000 | [12 empty] | 0 | 0 | 1000 | 32 | 1 | 2 | 2335.4713 | 0 | 2335.4713 | 16255.4809 | 5118 | 2 | UTTSS
4178 | RES | UTGS | 955 | 759 | 2 | F | SL0009929970 | No | 0.75 | 18 | [12 empty] | 0.75 | 77 | 2 | 923 | [10 empty] | 0 | 0 | 1000 | 18 | 7 | 7 | 1158.9026 | 0 | 1158.9026 | 4727.8031 | 1475.8773 | 0.75 | UTGS
4179 | RES | UTGS | 320 | 261 | 0.25 | F | SL0009930030 | No | 0.75 | 25 | [12 empty] | 1.25 | 210.54 | 2 | 789.46 | [10 empty] | 0 | 0 | 1000 | 25 | 33 | 33 | 1609.5869 | 0 | 1609.5869 | 989.6467 | 431 | 0.75 | UTGS
4180 | RES | UTGS | 320 | 160 | 0.25 | F | SL0009930490 | No | 0.75 | 19 | [12 empty] | 2 | 1000 | [12 empty] | 0 | 0 | 1000 | 19 | 9 | 9 | 1223.2861 | 0 | 1223.2861 | 3612.3291 | 431 | 0.75 | UTGS
4181 | RES | UTGS | 320 | 127 | 0.25 | F | SL0009930522 | No | 0.75 | 30 | [12 empty] | 2 | 2 | 4 | 921.55 | 6 | 76.45 | [8 empty] | 0 | 0 | 1000 | 30 | 5 | 5 | 1931.5043 | 0 | 1931.5043 | 8244.4758 | 431 | 0.75 | UTGS
4182 | RES | UTGS | 550 | 760 | 2 | F | SL0009931118 | No | 0.75 | 24 | [12 empty] | 0.75 | 195 | 2 | 805 | [10 empty] | 0 | 0 | 1000 | 24 | 9 | 46 | 1545.2035 | 0 | 1545.2035 | 738.8926 | 585.0096 | 0.75 | UTGS
4183 | RES | UTGS | 550 | 760 | 2 | F | SL0009931387 | No | 0.75 | 26 | [12 empty] | 2 | 1000 | [12 empty] | 0 | 0 | 1000 | 26 | 7 | 29 | 1673.9704 | 0 | 1673.9704 | 1121.0676 | 585.0096 | 0.75 | UTGS
4184 | RES | UTGS | 320 | 760 | 0.25 | F | SL0009931937 | No | 0.75 | 14 | [12 empty] | 2 | 1000 | [12 empty] | 0 | 0 | 1000 | 14 | 11 | 11 | 901.3687 | 0 | 901.3687 | 2955.542 | 431 | 0.75 | UTGS
4185 | RES | UTGS | 550 | 760 | 2 | F | SL0009931951 | No | 0.75 | 52 | [12 empty] | 1.25 | 70.09 | 2 | 929.91 | [10 empty] | 0 | 0 | 1000 | 52 | 2 | 20 | 3347.9408 | 0 | 3347.9408 | 1628.0012 | 585.0096 | 0.75 | UTGS
4186 | RES | UTGS | 550 | 760 | 2 | F | SL0009932013 | No | 0.75 | 17 | 1.25 | 1 | [10 empty] | 1.25 | 155.31 | 2 | 735.17 | 4 | 109.52 | [8 empty] | 0 | 0 | 1000 | 18 | 4 | 52 | 1169.0326 | 0 | 1169.0326 | 642.4026 | 585.0096 | 0.75 | UTGS
4187 | RES | UTGS | 320 | 760 | 0.25 | F | SL0009932523 | No | 0.75 | 71 | [12 empty] | 2 | 1000 | [12 empty] | 0 | 0 | 1000 | 71 | 9 | 9 | 4571.2269 | 0 | 4571.2269 | 3612.3291 | 431 | 0.75 | UTGS
4188 | RES | UTGS | 550 | 760 | 2 | F | SL0009932628 | No | 0.75 | 33 | [12 empty] | 0.75 | 229.23 | 2 | 679.49 | 4 | 11 | 6 | 1 | 8 | 79.27 |  |  |  |  | 0 | 0 | 999.99 | 33 | 10 | 64 | 2124.6548 | 0 | 2124.6548 | 586.7553 | 585.0096 | 0.75 | UTGS
4189 | RES | UTGS | 550 | 760 | 2 | F | SL0009932650 | No | 0.75 | 66 | [12 empty] | 0.75 | 261.57 | 2 | 721.48 | 4 | 11 | 6 | 1 | 8 | 4.95 |  |  |  |  | 0 | 0 | 1000 | 66 | 12 | 80 | 4249.3095 | 0 | 4249.3095 | 434.9967 | 585.0096 | 0.75 | UTGS
4190 | RES | UTGS | 320 | 127 | 0.25 | F | SL0009932734 | No | 0.75 | 42 | [12 empty] | 2 | 1000 | [12 empty] | 0 | 0 | 1000 | 42 | 4 | 4 | 2704.1061 | 0 | 2704.1061 | 8127.7404 | 431 | 0.75 | UTGS
4191 | COM | UTTSS | 5550 | 272 | 2 | F | SL0009933040 | No | 1.25 | 91 | [12 empty] | 2 | 241.5 | 4 | 170.5 | 6 | 588 | [8 empty] | 0 | 0 | 1000 | 91 | 3 | 3 | 6780.7265 | 0 | 6780.7265 | 16638.4022 | 3698.6667 | 1.25 | UTTSS
4192 | COM | UTFS | 2400 | 755 | 2 | F | SL0009933154 | No | 1.25 | 42 | [12 empty] | 1.25 | 248.5 | 2 | 751.5 | [10 empty] | 0 | 0 | 1000 | 42 | 17 | 17 | 3129.5661 | 0 | 3129.5661 | 1922.6419 | 2428.75 | 1.25 | UTFS
4193 | RES | UTGS | 320 | 760 | 0.25 | F | SL0009933311 | No | 0.75 | 28 | [12 empty] | 2 | 1000 | [12 empty] | 0 | 0 | 1000 | 28 | 10 | 10 | 1802.7374 | 0 | 1802.7374 | 3251.0962 | 431 | 0.75 | UTGS
4194 | COM | UTFS | 6113 | 282 | 2 | F | SL0009933485 | No | 2 | 276 | [12 empty] | 2 | 55 | 4 | 945 | [10 empty] | 0 | 0 | 1000 | 276 | 1 | 2 | 20143.4399 | 0 | 20143.4399 | 19643.3059 | 3698.6667 | 2 | UTFS
4195 | RES | UTGS | 320 | 760 | 0.25 | F | SL0009933856 | No | 0.75 | 6 | 1.25 | 132 | [10 empty] | 2 | 1000 | [12 empty] | 0 | 0 | 1000 | 138 | 10 | 35 | 10222.0799 | 0 | 10222.0799 | 928.8846 | 431 | 0.75 | UTGS
4196 | RES | UTGS | 320 | 760 | 0.25 | F | SL0009933913 | No | 0.75 | 59 | [12 empty] | 2 | 966.21 | 4 | 33.79 | [10 empty] | 0 | 0 | 1000 | 59 | 14 | 14 | 3798.6252 | 0 | 3798.6252 | 2339.5169 | 431 | 0.75 | UTGS
4197 | COM | UTGS | 64550 | 275 | 45 | H | SL0009933950 | No | 4 | 176 | [12 empty] | 2 | 237 | 4 | 763 | [10 empty] | 0 | 0 | 1000 | 176 | 3 | 3 | 13471.6521 | 0 | 13471.6521 | 12660.5572 | 113197.0366 | 4 | UTGS
4198 | RES | UTGS | 320 | 760 | 0.25 | F | SL0009934370 | No | 0.75 | 8 | [12 empty] | 2 | 1000 | [12 empty] | 0 | 0 | 1000 | 8 | 15 | 15 | 515.0678 | 0 | 515.0678 | 2167.3974 | 431 | 0.75 | UTGS
4199 | RES | UTGS | 325 | 728 | 0.25 | F | SL0009935876 | No | 0.75 | 24 | [12 empty] | 2 | 1000 | [12 empty] | 0 | 0 | 1000 | 24 | 8 | 8 | 1545.2035 | 0 | 1545.2035 | 4063.8702 | 431 | 0.75 | UTGS
4200 | RES | UTGS | 325 | 728 | 0.25 | F | SL0009936034 | No | 0.75 | 42 | [12 empty] | 2 | 1000 | [12 empty] | 0 | 0 | 1000 | 42 | 17 | 17 | 2704.1061 | 0 | 2704.1061 | 1912.4095 | 431 | 0.75 | UTGS
4201 | RES | UTGS | 320 | 760 | 0.25 | F | SL0009936148 | No | 0.75 | 27 | [12 empty] | 2 | 1000 | [12 empty] | 0 | 0 | 1000 | 27 | 12 | 12 | 1738.3539 | 0 | 1738.3539 | 2709.2468 | 431 | 0.75 | UTGS
4202 | RES | UTGS | 320 | 727 | 0.25 | F | SL0009938452 | No | 0.75 | 53 | [12 empty] | 2 | 1000 | [12 empty] | 0 | 0 | 1000 | 53 | 12 | 12 | 3412.3243 | 0 | 3412.3243 | 2709.2468 | 431 | 0.75 | UTGS
4203 | RES | UTGS | 306 | 711 | 0.25 | F | SL0009940766 | No | 0.75 | 16 | [12 empty] | 2 | 1000 | [12 empty] | 0 | 0 | 1000 | 16 | 11 | 11 | 1030.1356 | 0 | 1030.1356 | 2955.542 | 431 | 0.75 | UTGS
4204 | RES | UTGS | 320 | 760 | 0.25 | F | SL0009940968 | No | 0.75 | 17 | [12 empty] | 2 | 1000 | [12 empty] | 0 | 0 | 1000 | 17 | 13 | 13 | 1094.5191 | 0 | 1094.5191 | 2500.8432 | 431 | 0.75 | UTGS
4205 | RES | UTGS | 325 | 728 | 0.25 | F | SL0009941372 | No | 0.75 | 34 | [12 empty] | 2 | 1000 | [12 empty] | 0 | 0 | 1000 | 34 | 14 | 14 | 2189.0382 | 0 | 2189.0382 | 2322.2116 | 431 | 0.75 | UTGS
4206 | RES | UTGS | 320 | 761 | 0.25 | F | SL0009941718 | No | 0.75 | 32 | [12 empty] | 2 | 1000 | [12 empty] | 0 | 0 | 1000 | 32 | 10 | 10 | 2060.2713 | 0 | 2060.2713 | 3251.0962 | 431 | 0.75 | UTGS
4207 | RES | UTGS | 320 | 461 | 0.25 | F | SL0009942786 | No | 0.75 | 22 | [12 empty] | 2 | 1000 | [12 empty] | 0 | 0 | 1000 | 22 | 12 | 12 | 1416.4365 | 0 | 1416.4365 | 2709.2468 | 431 | 0.75 | UTGS
4208 | RES | UTGS | 320 | 760 | 0.25 | F | SL0009943970 | No | 0.75 | 22 | [12 empty] | 2 | 1000 | [12 empty] | 0 | 0 | 1000 | 22 | 13 | 13 | 1416.4365 | 0 | 1416.4365 | 2500.8432 | 431 | 0.75 | UTGS
4209 | RES | UTGS | 550 | 360 | 2 | F | SL0009945398 | No | 2 | 6 | 3 | 213 | [10 empty] | 2 | 930.6 | 4 | 69.4 | [10 empty] | 0 | 0 | 1000 | 219 | 12 | 191 | 15983.3816 | 0 | 15983.3816 | 172.8197 | 585.0096 | 2 | UTGS
4210 | RES | UTGS | 550 | 760 | 2 | F | SL0009945468 | No | 2 | 192 | [12 empty] | 2 | 44 | 4 | 33.09 | 6 | 832.55 | 8 | 90.36 | [6 empty] | 0 | 0 | 1000 | 192 | 11 | 218 | 14012.8277 | 0 | 14012.8277 | 272.0418 | 585.0096 | 2 | UTGS
4211 | RES | UTGS | 320 | 760 | 0.25 | F | SL0009945910 | No | 0.75 | 30 | [12 empty] | 2 | 1000 | [12 empty] | 0 | 0 | 1000 | 30 | 8 | 8 | 1931.5043 | 0 | 1931.5043 | 4063.8702 | 431 | 0.75 | UTGS
4212 | RES | UTGS | 550 | 760 | 2 | F | SL0009946012 | No | 0.75 | 31.53 | [12 empty] | 1.25 | 96.42 | 2 | 903.58 | [10 empty] | 0 | 0 | 1000 | 31.53 | 5 | 64 | 2030.0111 | 0 | 2030.0111 | 509.0384 | 585.0096 | 0.75 | UTGS
4213 | COM | UTFS | 3300 | 271 | 2 | F | SL0009946043 | No | 1.25 | 26 | [12 empty] | 6 | 1000 | [12 empty] | 0 | 0 | 1000 | 26 | 3 | 4 | 1937.3504 | 0 | 1937.3504 | 15007.7404 | 2145.6667 | 1.25 | UTFS
4214 | COM | UTGS | 21100 | 285 | 5 | F | SL0009946065 | No | 3 | 57 | [12 empty] | 2 | 225.5 | 3 | 774.5 | [10 empty] | 0 | 0 | 1000 | 57 | 8 | 8 | 4160.0582 | 0 | 4160.0582 | 2836.2877 | 18747.15 | 3 | UTGS
4215 | RES | UTGS | 320 | 260 | 0.25 | F | SL0009946153 | No | 0.75 | 17 | [12 empty] | 1.25 | 275 | 2 | 725 | [10 empty] | 0 | 0 | 1000 | 17 | 15 | 15 | 1094.5191 | 0 | 1094.5191 | 2180.2308 | 431 | 0.75 | UTGS
4216 | RES | UTGS | 550 | 760 | 2 | F | SL0009946663 | No | 2 | 38.19 | [12 empty] | 2 | 734 | 4 | 48.5 | 8 | 217.5 | [8 empty] | 0 | 0 | 1000 | 38.19 | 7 | 170 | 2787.239 | 0 | 2787.239 | 244.898 | 585.0096 | 2 | UTGS
4217 | COM | UTFS | 3897 | 281 | 2 | F | SL0009946665 | No | 1.25 | 80 | [12 empty] | 2 | 1000 | [12 empty] | 0 | 0 | 1000 | 80 | 5 | 25 | 5961.0782 | 0 | 5961.0782 | 1300.4385 | 2145.6667 | 1.25 | UTFS
4218 | RES | UTGS | 320 | 760 | 0.25 | F | SL0009947579 | No | 0.75 | 21 | [12 empty] | 2 | 726.4 | 4 | 273.6 | [10 empty] | 0 | 0 | 1000 | 21 | 9 | 9 | 1352.053 | 0 | 1352.053 | 3830.2971 | 431 | 0.75 | UTGS
4219 | RES | UTGS | 320 | 760 | 0.25 | F | SL0009947895 | No | 0.75 | 30 | [12 empty] | 2 | 920.2 | 4 | 79.8 | [10 empty] | 0 | 0 | 1000 | 30 | 15 | 15 | 1931.5043 | 0 | 1931.5043 | 2205.5418 | 431 | 0.75 | UTGS
4220 | RES | UTGS | 550 | 760 | 2 | F | SL0009948498 | No | 0.75 | 15.34 | [12 empty] | 2 | 159.66 | 4 | 203.13 | 6 | 637.21 | [8 empty] | 0 | 0 | 1000 | 15.34 | 11 | 36 | 987.6425 | 0 | 987.6425 | 1430.6506 | 585.0096 | 0.75 | UTGS
4221 | RES | UTGS | 550 | 760 | 2 | F | SL0009948506 | No | 2 | 156 | [12 empty] | 2 | 75.58 | 4 | 924.42 | [10 empty] | 0 | 0 | 1000 | 156 | 10 | 132 | 11385.4225 | 0 | 11385.4225 | 296.508 | 585.0096 | 2 | UTGS
4222 | COM | UTTSM | 92750 | 279 | 45 | H | SL0009949252 | No | 4 | 204 | [12 empty] | 2 | 131 | 4 | 827.5 | 6 | 41.5 | [8 empty] | 0 | 0 | 1000 | 204 | 1 | 1 | 15614.8695 | 0 | 15614.8695 | 39586.2167 | 113197.0366 | 4 | UTTSM
4223 | RES | UTGS | 930 | 220 | 2 | F | SL0009949475 | No | 0.75 | 50 | [12 empty] | 2 | 1000 | [12 empty] | 0 | 0 | 1000 | 50 | 6 | 6 | 3219.1739 | 0 | 3219.1739 | 5418.4936 | 1475.8773 | 0.75 | UTGS
4224 | RES | UTGS | 320 | 761 | 0.25 | F | SL0009949951 | No | 0.75 | 81 | [12 empty] | 2 | 1000 | [12 empty] | 0 | 0 | 1000 | 81 | 2 | 2 | 5215.0617 | 0 | 5215.0617 | 16255.4809 | 431 | 0.75 | UTGS
4225 | RES | UTGS | 550 | 760 | 2 | F | SL0009950343 | No | 2 | 125 | [12 empty] | 3 | 10.63 | 6 | 847.75 | 8 | 141.63 | [8 empty] | 0 | 0 | 1000.01 | 125 | 5 | 41 | 9122.9347 | 0 | 9122.9347 | 1498.0471 | 585.0096 | 2 | UTGS
4226 | RES | UTGS | 320 | 760 | 0.25 | F | SL0009950969 | No | 0.75 | 45 | [12 empty] | 2 | 1000 | [12 empty] | 0 | 0 | 1000 | 45 | 15 | 15 | 2897.2565 | 0 | 2897.2565 | 2167.3974 | 431 | 0.75 | UTGS
4227 | RES | UTGS | 306 | 211 | 0.25 | F | SL0009951817 | No | 0.75 | 59 | [12 empty] | 2 | 741 | 4 | 259 | [10 empty] | 0 | 0 | 1000 | 59 | 11 | 80 | 3798.6252 | 0 | 3798.6252 | 429.5999 | 431 | 0.75 | UTGS
4228 | RES | UTGS | 550 | 760 | 2 | F | SL0009951920 | No | 1.25 | 22 | [12 empty] | 1.25 | 56 | 2 | 944 | [10 empty] | 0 | 0 | 1000 | 22 | 10 | 242 | 1639.2965 | 0 | 1639.2965 | 134.5048 | 585.0096 | 1.25 | UTGS
4229 | COM | UTFS | 9219 | 283 | 5 | F | SL0009952084 | No | 2 | 104 | [12 empty] | 2 | 485 | 4 | 515 | [10 empty] | 0 | 0 | 1000 | 104 | 1 | 1 | 7590.2817 | 0 | 7590.2817 | 36203.5117 | 5118 | 2 | UTFS
4230 | RES | UTGS | 320 | 760 | 0.25 | F | SL0009952353 | No | 0.75 | 20 | [12 empty] | 2 | 715.7 | 4 | 284.3 | [10 empty] | 0 | 0 | 1000 | 20 | 12 | 36 | 1287.6696 | 0 | 1287.6696 | 959.7054 | 431 | 0.75 | UTGS
4231 | RES | UTGS | 320 | 760 | 0.25 | F | SL0009952568 | No | 0.75 | 38 | [12 empty] | 2 | 1000 | [12 empty] | 0 | 0 | 1000 | 38 | 8 | 8 | 2446.5722 | 0 | 2446.5722 | 4063.8702 | 431 | 0.75 | UTGS
4232 | RES | UTGS | 550 | 760 | 2 | F | SL0009953046 | No | 1.25 | 7 | 2 | 93.49 | [10 empty] | 2 | 25 | 3 | 321 | 4 | 654 | [8 empty] | 0 | 0 | 1000 | 100.49 | 7 | 113 | 7344.8197 | 0 | 7344.8197 | 293.1846 | 585.0096 | 1.25 | UTGS
4233 | COM | UTTSS | 12247 | 284 | 2 | F | SL0009953349 | No | 2 | 614 | [12 empty] | 4 | 1000 | [12 empty] | 0 | 0 | 1000 | 614 | 2 | 2 | 44811.8554 | 0 | 44811.8554 | 19840.4809 | 10791.3333 | 2 | UTTSS
4234 | RES | UTGS | 320 | 760 | 0.25 | F | SL0009953371 | No | 0.75 | 72 | [12 empty] | 2 | 1000 | [12 empty] | 0 | 0 | 1000 | 72 | 21 | 21 | 4635.6104 | 0 | 4635.6104 | 1548.141 | 431 | 0.75 | UTGS
4235 | RES | UTGS | 320 | 760 | 0.25 | F | SL0009953513 | No | 0.75 | 56 | [12 empty] | 2 | 1000 | [12 empty] | 0 | 0 | 1000 | 56 | 9 | 54 | 3605.4748 | 0 | 3605.4748 | 602.0548 | 431 | 0.75 | UTGS
4236 | IND | UTTSS | 64550 | 275 | 45 | H | SL0009954110 | No | 4 | 85 | [12 empty] | 4 | 1000 | [12 empty] | 0 | 0 | 1000 | 85 | 1 | 2 | 6506.1956 | 0 | 6506.1956 | 19840.4809 | 113197.0366 | 4 | UTTSS
4237 | RES | UTGS | 306 | 111 | 0.25 | F | SL0009954573 | No | 0.75 | 16 | [12 empty] | 2 | 1000 | [12 empty] | 0 | 0 | 1000 | 16 | 10 | 10 | 1030.1356 | 0 | 1030.1356 | 3251.0962 | 431 | 0.75 | UTGS
4238 | RES | UTGS | 320 | 760 | 0.25 | F | SL0009955403 | No | 0.75 | 20 | [12 empty] | 2 | 1000 | [12 empty] | 0 | 0 | 1000 | 20 | 16 | 16 | 1287.6696 | 0 | 1287.6696 | 2031.9351 | 431 | 0.75 | UTGS
4239 | RES | UTGS | 550 | 760 | 2 | F | SL0009955783 | No | 0.75 | 39 | [12 empty] | 2 | 1000 | [12 empty] | 0 | 0 | 1000 | 39 | 13 | 78 | 2510.9556 | 0 | 2510.9556 | 416.8072 | 585.0096 | 0.75 | UTGS
4240 | RES | UTGS | 320 | 260 | 0.25 | F | SL0009956168 | No | 0.75 | 39 | [12 empty] | 0.75 | 302.65 | 2 | 697.35 | [10 empty] | 0 | 0 | 1000 | 39 | 16 | 16 | 2510.9556 | 0 | 2510.9556 | 2175.3155 | 431 | 0.75 | UTGS
4241 | RES | UTGS | 500 | 220 | 0.25 | F | SL0009956504 | No | 0.75 | 15 | [12 empty] | 2 | 676.02 | 4 | 323.98 | [10 empty] | 0 | 0 | 1000 | 15 | 8 | 8 | 965.7522 | 0 | 965.7522 | 4354.2373 | 585.0096 | 0.75 | UTGS
4242 | RES | UTGS | 320 | 760 | 0.25 | F | SL0009956741 | No | 0.75 | 70 | [12 empty] | 2 | 1000 | [12 empty] | 0 | 0 | 1000 | 70 | 19 | 41 | 4506.8434 | 0 | 4506.8434 | 792.9503 | 431 | 0.75 | UTGS
4243 | RES | UTGS | 320 | 760 | 0.25 | F | SL0009957257 | No | 0.75 | 45 | [12 empty] | 2 | 1000 | [12 empty] | 0 | 0 | 1000 | 45 | 11 | 11 | 2897.2565 | 0 | 2897.2565 | 2955.542 | 431 | 0.75 | UTGS
4244 | RES | UTGS | 550 | 760 | 2 | F | SL0009957300 | No | 1.25 | 185.42 | 2 | 2 | [10 empty] | 2 | 918.95 | 4 | 81.05 | [10 empty] | 0 | 0 | 1000 | 187.42 | 8 | 84 | 13962.256 | 0 | 13962.256 | 393.9535 | 585.0096 | 1.25 | UTGS
4245 | RES | UTGS | 550 | 760 | 2 | F | SL0009957308 | No | 2 | 112 | [12 empty] | 2 | 60.29 | 4 | 939.71 | [10 empty] | 0 | 0 | 1000 | 112 | 2 | 103 | 8174.1495 | 0 | 8174.1495 | 381.0552 | 585.0096 | 2 | UTGS
4246 | RES | UTGS | 550 | 760 | 2 | F | SL0009957728 | No | 2 | 21 | [12 empty] | 2 | 140.31 | 4 | 859.69 | [10 empty] | 0 | 0 | 1000 | 21 | 6 | 224 | 1532.653 | 0 | 1532.653 | 172.656 | 585.0096 | 2 | UTGS
4247 | RES | UTGS | 550 | 760 | 2 | F | SL0009957962 | No | 1.25 | 42 | 2 | 2 | [10 empty] | 2 | 1000 | [12 empty] | 0 | 0 | 1000 | 44 | 3 | 153 | 3275.533 | 0 | 3275.533 | 212.4899 | 585.0096 | 1.25 | UTGS
4248 | RES | UTGS | 320 | 360 | 0.25 | F | SL0009958537 | No | 0.75 | 27 | [12 empty] | 0.75 | 43.23 | 2 | 921.34 | 4 | 35.43 | [8 empty] | 0 | 0 | 1000 | 27 | 6 | 6 | 1738.3539 | 0 | 1738.3539 | 5515.4464 | 431 | 0.75 | UTGS
4249 | COM | UTFS | 5550 | 272 | 2 | F | SL0009958607 | No | 1.25 | 42 | [12 empty] | 4 | 1000 | [12 empty] | 0 | 0 | 1000 | 42 | 3 | 12 | 3129.5661 | 0 | 3129.5661 | 3306.7468 | 3698.6667 | 1.25 | UTFS
4250 | RES | UTGS | 930 | 720 | 2 | F | SL0009958857 | No | 0.75 | 56 | [12 empty] | 2 | 1000 | [12 empty] | 0 | 0 | 1000 | 56 | 4 | 4 | 3605.4748 | 0 | 3605.4748 | 8127.7404 | 1475.8773 | 0.75 | UTGS
4251 | RES | UTGS | 320 | 760 | 0.25 | F | SL0009958976 | No | 0.75 | 59 | [12 empty] | 2 | 1000 | [12 empty] | 0 | 0 | 1000 | 59 | 13 | 13 | 3798.6252 | 0 | 3798.6252 | 2500.8432 | 431 | 0.75 | UTGS
4252 | RES | UTGS | 306 | 211 | 0.25 | F | SL0009959159 | No | 0.75 | 55 | [12 empty] | 2 | 1000 | [12 empty] | 0 | 0 | 1000 | 55 | 19 | 21 | 3541.0913 | 0 | 3541.0913 | 1548.141 | 431 | 0.75 | UTGS
4253 | RES | UTGS | 955 | 759 | 2 | F | SL0009959463 | No | 0.75 | 33 | [12 empty] | 0.75 | 121.84 | 2 | 514.97 | 6 | 363.19 | [8 empty] | 0 | 0 | 1000 | 33 | 5 | 5 | 2124.6548 | 0 | 2124.6548 | 8685.8995 | 1475.8773 | 0.75 | UTGS
4254 | COM | UTGS | 44336 | 284 | 45 | H | SL0009959751 | No | 4 | 219 | [12 empty] | 2 | 73.31 | 4 | 926.69 | [10 empty] | 0 | 0 | 1000 | 219 | 4 | 79 | 16763.0216 | 0 | 16763.0216 | 495.6371 | 60371.7529 | 4 | UTGS
4255 | RES | UTGS | 320 | 760 | 0.25 | F | SL0009959778 | No | 0.75 | 37 | [12 empty] | 2 | 919.82 | 4 | 80.18 | [10 empty] | 0 | 0 | 1000 | 37 | 5 | 5 | 2382.1887 | 0 | 2382.1887 | 6617.1705 | 431 | 0.75 | UTGS
4256 | COM | UTGS | 44350 | 274 | 45 | H | SL0009959792 | No | 3 | 95 | [12 empty] | 3 | 619 | 4 | 381 | [10 empty] | 0 | 0 | 1000 | 95 | 4 | 4 | 6933.4304 | 0 | 6933.4304 | 6848.4529 | 60371.7529 | 3 | UTGS
4257 | RES | UTGS | 800 | 751 | 0.25 | F | SL0009959815 | No | 0.75 | 239 | [12 empty] | 2 | 734.6 | 4 | 265.4 | [10 empty] | 0 | 0 | 1000 | 239 | 8 | 8 | 15387.6512 | 0 | 15387.6512 | 4301.735 | 1348.3333 | 0.75 | UTGS
4258 | RES | UTGS | 320 | 760 | 0.25 | F | SL0009961654 | No | 0.75 | 16 | [12 empty] | 2 | 1000 | [12 empty] | 0 | 0 | 1000 | 16 | 8 | 8 | 1030.1356 | 0 | 1030.1356 | 4063.8702 | 431 | 0.75 | UTGS
4259 | RES | UTGS | 320 | 260 | 0.25 | F | SL0009962097 | No | 0.75 | 18 | [12 empty] | 2 | 1000 | [12 empty] | 0 | 0 | 1000 | 18 | 10 | 10 | 1158.9026 | 0 | 1158.9026 | 3251.0962 | 431 | 0.75 | UTGS
4260 | COM | UTFS | 2400 | 755 | 2 | F | SL0009962249 | No | 1.25 | 147 | [12 empty] | 3 | 2.24 | 4 | 997.76 | [10 empty] | 0 | 0 | 1000 | 147 | 1 | 1 | 10953.4812 | 0 | 10953.4812 | 39636.4977 | 2428.75 | 1.25 | UTFS
4261 | RES | UTGS | 320 | 760 | 0.25 | F | SL0009962357 | No | 0.75 | 33 | [12 empty] | 0.75 | 52.12 | 2 | 74.12 | 4 | 873.75 | [8 empty] | 0 | 0 | 999.99 | 33 | 7 | 8 | 2124.6548 | 0 | 2124.6548 | 4896.3117 | 431 | 0.75 | UTGS
4262 | RES | UTGS | 320 | 760 | 0.25 | F | SL0009962598 | No | 0.75 | 64 | [12 empty] | 2 | 1000 | [12 empty] | 0 | 0 | 1000 | 64 | 8 | 8 | 4120.5426 | 0 | 4120.5426 | 4063.8702 | 431 | 0.75 | UTGS
4263 | RES | UTGS | 320 | 760 | 0.25 | F | SL0009962648 | No | 0.75 | 26 | [12 empty] | 2 | 1000 | [12 empty] | 0 | 0 | 1000 | 26 | 6 | 6 | 1673.9704 | 0 | 1673.9704 | 5418.4936 | 431 | 0.75 | UTGS
4264 | RES | UTGS | 320 | 760 | 0.25 | F | SL0009963102 | No | 0.75 | 11 | [12 empty] | 2 | 1000 | [12 empty] | 0 | 0 | 1000 | 11 | 11 | 11 | 708.2183 | 0 | 708.2183 | 2955.542 | 431 | 0.75 | UTGS
4265 | IND | UTTSS | 40623 | 234 | 40 | L | SL0009963220 | No | 4 | 38 | [12 empty] | 4 | 1000 | [12 empty] | 0 | 0 | 1000 | 38 | 1 | 1 | 2908.6522 | 0 | 2908.6522 | 39680.9617 | 25053.95 | 4 | UTTSS
4266 | COM | UTGS | 320 | 760 | 0.25 | F | SL0009963822 | No | 0.75 | 50 | [12 empty] | 2 | 31.01 | 4 | 223.59 | 6 | 745.4 | [8 empty] | 0 | 0 | 1000 | 50 | 4 | 8 | 3219.1739 | 0 | 3219.1739 | 6828.4388 | 431 | 0.75 | UTGS
4267 | COM | UTTSS | 7800 | 273 | 2 | F | SL0009963868 | No | 2 | 18 | [12 empty] | 2 | 1000 | [12 empty] | 0 | 0 | 1000 | 18 | 6 | 6 | 1313.7026 | 0 | 1313.7026 | 5418.4936 | 5118 | 2 | UTTSS
4268 | RES | UTGS | 320 | 760 | 0.25 | F | SL0009964288 | No | 0.75 | 30.04 | [12 empty] | 0.75 | 354.77 | 2 | 528.77 | 4 | 116.47 | [8 empty] | 0 | 0 | 1000.01 | 30.04 | 19 | 19 | 1934.0797 | 0 | 1934.0797 | 1896.607 | 431 | 0.75 | UTGS
4269 | RES | UTGS | 550 | 260 | 2 | F | SL0009964337 | No | 2 | 87 | [12 empty] | 2 | 114.05 | 4 | 885.95 | [10 empty] | 0 | 0 | 1000 | 87 | 1 | 24 | 6349.5626 | 0 | 6349.5626 | 1619.301 | 585.0096 | 2 | UTGS
4270 | IND | UTTSM | 64550 | 275 | 45 | H | SL0009964617 | No | 2 | 1 | 4 | 197 | [10 empty] | 4 | 1000 | [12 empty] | 0 | 0 | 1000 | 198 | 3 | 5 | 15152.0486 | 0 | 15152.0486 | 7936.1923 | 113197.0366 | 2 | UTTSM
4271 | RES | UTGS | 306 | 211 | 0.25 | F | SL0009964627 | No | 0.75 | 37 | [12 empty] | 2 | 1000 | [12 empty] | 0 | 0 | 1000 | 37 | 12 | 12 | 2382.1887 | 0 | 2382.1887 | 2709.2468 | 431 | 0.75 | UTGS
4272 | RES | UTGS | 550 | 760 | 2 | F | SL0009965266 | No | 0.75 | 41 | [12 empty] | 0.75 | 51.19 | 2 | 337.19 | 4 | 611.61 | [8 empty] | 0 | 0 | 999.99 | 41 | 5 | 62 | 2639.7226 | 0 | 2639.7226 | 601.3532 | 585.0096 | 0.75 | UTGS
4273 | RES | UTGS | 550 | 760 | 2 | F | SL0009965347 | No | 0.75 | 10 | [12 empty] | 1.25 | 174 | 2 | 826 | [10 empty] | 0 | 0 | 1000 | 10 | 5 | 93 | 643.8348 | 0 | 643.8348 | 350.8899 | 585.0096 | 0.75 | UTGS
4274 | RES | UTGS | 320 | 460 | 0.25 | F | SL0009965511 | No | 0.75 | 50 | [12 empty] | 2 | 181.39 | 4 | 818.61 | [10 empty] | 0 | 0 | 1000 | 50 | 7 | 7 | 3219.1739 | 0 | 3219.1739 | 5482.9136 | 431 | 0.75 | UTGS
4275 | RES | UTGS | 320 | 760 | 0.25 | F | SL0009965673 | No | 0.75 | 41 | [12 empty] | 2 | 1000 | [12 empty] | 0 | 0 | 1000 | 41 | 8 | 8 | 2639.7226 | 0 | 2639.7226 | 4063.8702 | 431 | 0.75 | UTGS
4276 | RES | UTGS | 550 | 760 | 2 | F | SL0009965980 | No | 1.25 | 48 | [12 empty] | 2 | 1000 | [12 empty] | 0 | 0 | 1000 | 48 | 4 | 70 | 3576.6469 | 0 | 3576.6469 | 464.4423 | 585.0096 | 1.25 | UTGS
4277 | COM | UTTSM | 92750 | 279 | 45 | H | SL0009966757 | No | 4 | 13 | 6 | 292 | [10 empty] | 4 | 735.83 | 6 | 264.17 | [10 empty] | 0 | 0 | 1000 | 305 | 3 | 3 | 16330.9052 | 0 | 16330.9052 | 15018.9404 | 113197.0366 | 4 | UTTSM
4278 | RES | UTGS | 550 | 260 | 2 | F | SL0009966800 | No | 4 | 31 | [12 empty] | 4 | 1000 | [12 empty] | 0 | 0 | 1000 | 31 | 4 | 500 | 2372.8478 | 0 | 2372.8478 | 79.3619 | 585.0096 | 4 | UTGS
4279 | RES | UTGS | 550 | 760 | 2 | F | SL0009966802 | No | 4 | 16 | [12 empty] | 4 | 1000 | [12 empty] | 0 | 0 | 1000 | 16 | 5 | 501 | 1224.6956 | 0 | 1224.6956 | 79.2035 | 585.0096 | 4 | UTGS
4280 | COM | UTTSS | 6113 | 282 | 2 | F | SL0009967474 | No | 2 | 49 | [12 empty] | 2 | 1000 | [12 empty] | 0 | 0 | 1000 | 49 | 3 | 9 | 3576.1904 | 0 | 3576.1904 | 3612.3291 | 3698.6667 | 2 | UTTSS
4281 | COM | UTTSS | 44352 | 234 | 45 | H | SL0009967979 | No | 4 | 17 | [12 empty] | 4 | 1000 | [12 empty] | 0 | 0 | 1000 | 17 | 1 | 2 | 1301.2391 | 0 | 1301.2391 | 19840.4809 | 60371.7529 | 4 | UTTSS
4282 | COM | UTTSS | 44352 | 234 | 45 | H | SL0009967981 | No | 4 | 9 | [12 empty] | 4 | 1000 | [12 empty] | 0 | 0 | 1000 | 9 | 2 | 2 | 688.8913 | 0 | 688.8913 | 19840.4809 | 60371.7529 | 4 | UTTSS
4283 | COM | UTGS | 44350 | 274 | 45 | H | SL0009967982 | No | 4 | 158 | [12 empty] | 4 | 1000 | [12 empty] | 0 | 0 | 1000 | 158 | 2 | 2 | 12093.8695 | 0 | 12093.8695 | 19840.4809 | 60371.7529 | 4 | UTGS
4284 | RES | UTGS | 320 | 760 | 0.25 | F | SL0009968386 | No | 0.75 | 30 | [12 empty] | 2 | 1000 | [12 empty] | 0 | 0 | 1000 | 30 | 8 | 8 | 1931.5043 | 0 | 1931.5043 | 4063.8702 | 431 | 0.75 | UTGS
4285 | COM | UTGS | 17800 | 275 | 2 | F | SL0009968527 | No | 4 | 262 | [12 empty] | 4 | 111 | 6 | 888.47 | [10 empty] | 0 | 0 | 999.47 | 262 | 2 | 2 | 20054.3912 | 0 | 20054.3912 | 28870.1477 | 15242 | 4 | UTGS
4286 | IND | UTTSS | 44336 | 284 | 45 | H | SL0009968615 | No | 4 | 14 | [12 empty] | 0.75 | 129.86 | 2 | 394.86 | 6 | 475.29 | [8 empty] | 0 | 0 | 1000.01 | 14 | 1 | 2 | 1071.6087 | 0 | 1071.6087 | 23287.8032 | 60371.7529 | 4 | UTTSS
4287 | RES | UTGS | 320 | 760 | 0.25 | F | SL0009968746 | No | 0.75 | 42 | [12 empty] | 2 | 1000 | [12 empty] | 0 | 0 | 1000 | 42 | 17 | 68 | 2704.1061 | 0 | 2704.1061 | 478.1024 | 431 | 0.75 | UTGS
4288 | RES | UTGS | 320 | 760 | 0.25 | F | SL0009968747 | No | 0.75 | 46 | [12 empty] | 2 | 1000 | [12 empty] | 0 | 0 | 1000 | 46 | 18 | 72 | 2961.64 | 0 | 2961.64 | 451.5411 | 431 | 0.75 | UTGS
4289 | RES | UTGS | 320 | 760 | 0.25 | F | SL0009969104 | No | 0.75 | 37 | [12 empty] | 2 | 1000 | [12 empty] | 0 | 0 | 1000 | 37 | 4 | 4 | 2382.1887 | 0 | 2382.1887 | 8127.7404 | 431 | 0.75 | UTGS
4290 | COM | UTTSS | 17800 | 285 | 2 | F | SL0009969872 | No | 3 | 221 | [12 empty] | 4 | 1000 | [12 empty] | 0 | 0 | 1000 | 221 | 1 | 1 | 16129.3486 | 0 | 16129.3486 | 39680.9617 | 15242 | 3 | UTTSS
4291 | RES | UTGS | 550 | 360 | 2 | F | SL0009970792 | No | 1.25 | 38 | [12 empty] | 2 | 564 | 4 | 436 | [10 empty] | 0 | 0 | 1000 | 38 | 8 | 128 | 2831.5122 | 0 | 2831.5122 | 278.4147 | 585.0096 | 1.25 | UTGS
4292 | IND | UTTSS | 9200 | 273 | 5 | F | SL0009970844 | No | 2 | 28 | [12 empty] | 2 | 1000 | [12 empty] | 0 | 0 | 1000 | 28 | 3 | 4 | 2043.5374 | 0 | 2043.5374 | 8127.7404 | 5118 | 2 | UTTSS
4293 | COM | UTFS | 17800 | 275 | 2 | F | SL0009971324 | No | 2 | 24 | [12 empty] | 2 | 865.22 | 4 | 134.78 | [10 empty] | 0 | 0 | 1000 | 24 | 6 | 10 | 1751.6035 | 0 | 1751.6035 | 3347.7334 | 15242 | 2 | UTFS
4294 | COM | UTFS | 3300 | 271 | 2 | F | SL0009971619 | No | 1.25 | 21 | [12 empty] | 1.25 | 300.5 | 2 | 699.5 | [10 empty] | 0 | 0 | 1000 | 21 | 2 | 9 | 1564.783 | 0 | 1564.783 | 3635.7013 | 2145.6667 | 1.25 | UTFS
4295 | IND | UTTSS | 21100 | 285 | 5 | F | SL0009972487 | No | 2 | 97 | 4 | 2 | [10 empty] | 4 | 1000 | [12 empty] | 0 | 0 | 1000 | 99 | 1 | 1 | 7232.4843 | 0 | 7232.4843 | 39680.9617 | 18747.15 | 2 | UTTSS
4296 | RES | UTGS | 320 | 760 | 0.25 | F | SL0009972653 | No | 0.75 | 19 | [12 empty] | 2 | 684.69 | 4 | 315.31 | [10 empty] | 0 | 0 | 1000 | 19 | 8 | 22 | 1223.2861 | 0 | 1223.2861 | 1580.5334 | 431 | 0.75 | UTGS
4297 | RES | UTGS | 320 | 460 | 0.25 | F | SL0009972985 | No | 0.75 | 30 | [12 empty] | 2 | 1000 | [12 empty] | 0 | 0 | 1000 | 30 | 9 | 9 | 1931.5043 | 0 | 1931.5043 | 3612.3291 | 431 | 0.75 | UTGS
4298 | COM | UTFS | 2400 | 755 | 2 | F | SL0009973052 | No | 2 | 25 | [12 empty] | 4 | 33.39 | 6 | 966.61 | [10 empty] | 0 | 0 | 1000 | 25 | 2 | 7 | 1824.5869 | 0 | 1824.5869 | 8478.7822 | 2428.75 | 2 | UTFS
4299 | RES | UTGS | 320 | 760 | 0.25 | F | SL0009973384 | No | 0.75 | 46 | [12 empty] | 2 | 1000 | [12 empty] | 0 | 0 | 1000 | 46 | 5 | 5 | 2961.64 | 0 | 2961.64 | 6502.1923 | 431 | 0.75 | UTGS
4300 | COM | UTTSS | 18200 | 274 | 10 | L | SL0009973521 | No | 2 | 3 | 4 | 397.86 | 6 | 1 | [8 empty] | 2 | 166.3 | 4 | 69.95 | 6 | 763.75 | [8 empty] | 0 | 0 | 1000 | 401.86 | 4 | 5 | 30725.0585 | 0 | 30725.0585 | 10806.1806 | 17706.4 | 2 | UTTSS
4301 | COM | UTTSM | 44350 | 274 | 45 | H | SL0009973534 | No | 4 | 177 | [12 empty] | 4 | 50.94 | 6 | 949.06 | [10 empty] | 0 | 0 | 1000 | 177 | 2 | 2 | 13548.1956 | 0 | 13548.1956 | 29497.1664 | 60371.7529 | 4 | UTTSM
4302 | COM | UTTSS | 21100 | 275 | 5 | F | SL0009973905 | No | 4 | 138 | [12 empty] | 2 | 643.46 | 4 | 164 | 14 | 192.54 | [8 empty] | 0 | 0 | 1000 | 138 | 10 | 12 | 10562.9999 | 0 | 10562.9999 | 3454.4921 | 18747.15 | 4 | UTTSS
4303 | COM | UTTSM | 80640 | 236 | 45 | H | SL0009973998 | No | 4 | 32 | [12 empty] | 0.75 | 20 | 4 | 980 | [10 empty] | 0 | 0 | 1000 | 32 | 12 | 12 | 2449.3913 | 0 | 2449.3913 | 3307.4301 | 113197.0366 | 4 | UTTSM
4304 | COM | UTTSS | 9200 | 273 | 5 | F | SL0009974260 | No | 2 | 254 | [12 empty] | 2 | 985.45 | 4 | 14.55 | [10 empty] | 0 | 0 | 1000 | 254 | 2 | 2 | 18537.8034 | 0 | 18537.8034 | 16307.6426 | 5118 | 2 | UTTSS
4305 | RES | UTGS | 320 | 760 | 0.25 | F | SL0009974349 | No | 0.75 | 36 | [12 empty] | 2 | 1000 | [12 empty] | 0 | 0 | 1000 | 36 | 10 | 10 | 2317.8052 | 0 | 2317.8052 | 3251.0962 | 431 | 0.75 | UTGS
4306 | RES | UTGS | 320 | 760 | 0.25 | F | SL0009974687 | No | 0.75 | 42 | [12 empty] | 2 | 861.85 | 4 | 138.15 | [10 empty] | 0 | 0 | 1000 | 42 | 8 | 8 | 2704.1061 | 0 | 2704.1061 | 4187.6872 | 431 | 0.75 | UTGS
4307 | COM | UTGS | 1847 | 751 | 2 | F | SL0009975261 | No | 1.25 | 136 | [12 empty] | 4 | 70.01 | 6 | 929.99 | [10 empty] | 0 | 0 | 1000 | 136 | 3 | 4 | 10133.833 | 0 | 10133.833 | 14651.5646 | 2169 | 1.25 | UTGS
4308 | COM | UTFS | 3897 | 281 | 2 | F | SL0009975280 | No | 1.25 | 124 | [12 empty] | 2 | 1000 | [12 empty] | 0 | 0 | 1000 | 124 | 7 | 8 | 9239.6713 | 0 | 9239.6713 | 4063.8702 | 2145.6667 | 1.25 | UTFS
4309 | COM | UTGS | 17800 | 275 | 2 | F | SL0009976765 | No | 4 | 160 | [12 empty] | 2 | 24.36 | 4 | 975.64 | [10 empty] | 0 | 0 | 1000 | 160 | 1 | 2 | 12246.9565 | 0 | 12246.9565 | 19753.1503 | 15242 | 4 | UTGS
4310 | RES | UTGS | 320 | 760 | 0.25 | F | SL0009976773 | No | 0.75 | 164 | [12 empty] | 2 | 1000 | [12 empty] | 0 | 0 | 1000 | 164 | 6 | 6 | 10558.8904 | 0 | 10558.8904 | 5418.4936 | 431 | 0.75 | UTGS
4311 | RES | UTGS | 320 | 727 | 0.25 | F | SL0009977851 | No | 0.75 | 41 | 1.25 | 1 | [10 empty] | 1.25 | 195.26 | 2 | 804.74 | [10 empty] | 0 | 0 | 1000 | 42 | 9 | 9 | 2714.2361 | 0 | 2714.2361 | 3627.516 | 431 | 0.75 | UTGS
4312 | COM | UTTSS | 7800 | 273 | 2 | F | SL0009978118 | No | 2 | 36 | [12 empty] | 2 | 106.76 | 4 | 767 | 6 | 126.24 | [8 empty] | 0 | 0 | 1000 | 36 | 3 | 8 | 2627.4052 | 0 | 2627.4052 | 5185.5596 | 5118 | 2 | UTTSS
4313 | RES | UTGS | 320 | 760 | 0.25 | F | SL0009978597 | No | 0.75 | 25 | [12 empty] | 1.25 | 119.34 | 2 | 880.66 | [10 empty] | 0 | 0 | 1000 | 25 | 6 | 6 | 1609.5869 | 0 | 1609.5869 | 5432.4166 | 431 | 0.75 | UTGS
4314 | IND | UTTSS | 9200 | 273 | 5 | F | SL0009978669 | No | 2 | 334 | 4 | 1 | [10 empty] | 4 | 1000 | [12 empty] | 0 | 0 | 1000 | 335 | 1 | 1 | 24453.0251 | 0 | 24453.0251 | 39680.9617 | 5118 | 2 | UTTSS
4315 | RES | UTGS | 320 | 760 | 0.25 | F | SL0009979206 | No | 0.75 | 39 | [12 empty] | 2 | 1000 | [12 empty] | 0 | 0 | 1000 | 39 | 21 | 21 | 2510.9556 | 0 | 2510.9556 | 1548.141 | 431 | 0.75 | UTGS
4316 | COM | UTFS | 9200 | 273 | 5 | F | SL0009980182 | No | 4 | 189 | [12 empty] | 4 | 1000 | [12 empty] | 0 | 0 | 1000 | 189 | 5 | 10 | 14466.7173 | 0 | 14466.7173 | 3968.0962 | 5118 | 4 | UTFS
4317 | RES | UTGS | 550 | 461 | 2 | F | SL0009980424 | No | 2 | 5 | 3 | 166.26 | [10 empty] | 2 | 930.6 | 4 | 69.4 | [10 empty] | 0 | 0 | 1000 | 171.26 | 12 | 191 | 12499.1504 | 0 | 12499.1504 | 172.8197 | 585.0096 | 2 | UTGS
4318 | COM | UTTSS | 14500 | 274 | 5 | F | SL0009980521 | No | 4 | 333 | 6 | 1 | [10 empty] | 6 | 1000 | [12 empty] | 0 | 0 | 1000 | 334 | 1 | 2 | 25541.4981 | 0 | 25541.4981 | 30015.4809 | 10791.3333 | 4 | UTTSS
4319 | RES | UTGS | 320 | 727 | 0.25 | F | SL0009980617 | No | 0.75 | 29 | [12 empty] | 2 | 999.07 | [12 empty] | 0 | 0 | 999.07 | 29 | 9 | 9 | 1867.1209 | 0 | 1867.1209 | 3608.9696 | 431 | 0.75 | UTGS
4320 | COM | UTTSS | 7800 | 273 | 2 | F | SL0009981060 | No | 2 | 61 | [12 empty] | 4 | 463.14 | 6 | 3 | 8 | 533.86 | [8 empty] | 0 | 0 | 1000 | 61 | 2 | 3 | 4451.9921 | 0 | 4451.9921 | 19150.0493 | 5118 | 2 | UTTSS
4321 | RES | UTGS | 320 | 727 | 0.25 | F | SL0009981115 | No | 0.75 | 45 | [12 empty] | 2 | 1000 | [12 empty] | 0 | 0 | 1000 | 45 | 25 | 25 | 2897.2565 | 0 | 2897.2565 | 1300.4385 | 431 | 0.75 | UTGS
4322 | RES | UTGS | 320 | 760 | 0.25 | F | SL0009981227 | No | 0.75 | 42 | [12 empty] | 2 | 676.69 | 4 | 323.31 | [10 empty] | 0 | 0 | 1000 | 42 | 10 | 10 | 2704.1061 | 0 | 2704.1061 | 3482.9094 | 431 | 0.75 | UTGS
4323 | RES | UTGS | 320 | 760 | 0.25 | F | SL0009981528 | No | 0.75 | 46 | [12 empty] | 2 | 1000 | [12 empty] | 0 | 0 | 1000 | 46 | 11 | 11 | 2961.64 | 0 | 2961.64 | 2955.542 | 431 | 0.75 | UTGS
4324 | IND | UTTSM | 44350 | 274 | 45 | H | SL0009982202 | No | 4 | 18 | [12 empty] | 1.25 | 35.27 | 2 | 144.5 | 3 | 35.27 | 4 | 784.96 | [6 empty] | 0 | 0 | 1000 | 18 | 4 | 6 | 1377.7826 | 0 | 1377.7826 | 6286.0984 | 60371.7529 | 4 | UTTSM
4325 | COM | UTTSS | 7800 | 273 | 2 | F | SL0009983246 | No | 2 | 110 | [12 empty] | 2 | 1000 | [12 empty] | 0 | 0 | 1000 | 110 | 1 | 2 | 8028.1826 | 0 | 8028.1826 | 16255.4809 | 5118 | 2 | UTTSS
4326 | RES | UTGS | 550 | 760 | 2 | F | SL0009984218 | No | 1.25 | 123 | 2 | 1 | [10 empty] | 2 | 925.05 | 4 | 74.95 | [10 empty] | 0 | 0 | 1000 | 124 | 4 | 87 | 9238.1413 | 0 | 9238.1413 | 379.8661 | 585.0096 | 1.25 | UTGS
4327 | RES | UTGS | 306 | 111 | 0.25 | F | SL0009984907 | No | 0.75 | 22 | [12 empty] | 2 | 1000 | [12 empty] | 0 | 0 | 1000 | 22 | 16 | 16 | 1416.4365 | 0 | 1416.4365 | 2031.9351 | 431 | 0.75 | UTGS
4328 | COM | UTTSS | 9200 | 273 | 5 | F | SL0009985926 | No | 2 | 39 | 4 | 1 | [10 empty] | 4 | 1000 | [12 empty] | 0 | 0 | 1000 | 40 | 1 | 1 | 2922.8991 | 0 | 2922.8991 | 39680.9617 | 5118 | 2 | UTTSS
4329 | COM | UTFS | 3000 | 271 | 0.25 | F | SL0009986700 | No | 1.25 | 65 | [12 empty] | 4 | 1000 | [12 empty] | 0 | 0 | 1000 | 65 | 3 | 3 | 4843.3761 | 0 | 4843.3761 | 13226.9872 | 2145.6667 | 1.25 | UTFS
4330 | RES | UTGS | 320 | 727 | 0.25 | F | SL0009986972 | No | 0.75 | 72 | [12 empty] | 2 | 1000 | [12 empty] | 0 | 0 | 1000 | 72 | 3 | 3 | 4635.6104 | 0 | 4635.6104 | 10836.9872 | 431 | 0.75 | UTGS
4331 | RES | UTGS | 550 | 760 | 2 | F | SL0009987216 | No | 0.75 | 56.89 | [12 empty] | 2 | 1000 | [12 empty] | 0 | 0 | 1000 | 56.89 | 9 | 36 | 3662.7761 | 0 | 3662.7761 | 903.0823 | 585.0096 | 0.75 | UTGS
4332 | RES | UTGS | 540 | 759 | 0.25 | F | SL0009988173 | No | 0.75 | 35 | [12 empty] | 1.25 | 197 | 2 | 803 | [10 empty] | 0 | 0 | 1000 | 35 | 10 | 10 | 2253.4217 | 0 | 2253.4217 | 3264.8862 | 585.0096 | 0.75 | UTGS
4333 | RES | UTGS | 320 | 760 | 0.25 | F | SL0009988647 | No | 0.75 | 24 | [12 empty] | 2 | 859.92 | 4 | 140.08 | [10 empty] | 0 | 0 | 1000 | 24 | 6 | 6 | 1545.2035 | 0 | 1545.2035 | 5585.8892 | 431 | 0.75 | UTGS
4334 | COM | UTTSS | 5550 | 272 | 2 | F | SL0009988724 | No | 2 | 143 | [12 empty] | 2 | 575.88 | 3 | 222.06 | 4 | 202.06 | [8 empty] | 0 | 0 | 1000 | 143 | 3 | 7 | 10436.6373 | 0 | 10436.6373 | 4449.1444 | 3698.6667 | 2 | UTTSS
4335 | COM | UTFS | 5550 | 272 | 2 | F | SL0009989256 | No | 1.25 | 133 | [12 empty] | 2 | 153.28 | 4 | 846.72 | [10 empty] | 0 | 0 | 1000 | 133 | 3 | 3 | 9910.2926 | 0 | 9910.2926 | 12860.648 | 3698.6667 | 1.25 | UTFS
4336 | COM | UTGS | 21100 | 275 | 5 | F | SL0009991603 | No | 4 | 335 | [12 empty] | 4 | 1000 | [12 empty] | 0 | 0 | 1000 | 335 | 1 | 1 | 25642.0651 | 0 | 25642.0651 | 39680.9617 | 18747.15 | 4 | UTGS
4337 | RES | UTGS | 550 | 760 | 2 | F | SL0009992984 | No | 0.75 | 31 | [12 empty] | 0.75 | 19 | 2 | 501.17 | 4 | 479.83 | [8 empty] | 0 | 0 | 1000 | 31 | 10 | 40 | 1995.8878 | 0 | 1995.8878 | 902.3841 | 585.0096 | 0.75 | UTGS
4338 | RES | UTGS | 320 | 727 | 0.25 | F | SL0009993648 | No | 0.75 | 35 | 1.25 | 2 | [10 empty] | 1.25 | 140 | 2 | 201.42 | 4 | 658.58 | [8 empty] | 0 | 0 | 1000 | 37 | 8 | 8 | 2402.4487 | 0 | 2402.4487 | 4666.3725 | 431 | 0.75 | UTGS
4339 | IND | UTTSS | 6600 | 272 | 5 | F | SL0009994101 | No | 2 | 317 | [12 empty] | 2 | 154.22 | 4 | 502.22 | 6 | 343.56 | [8 empty] | 0 | 0 | 1000 | 317 | 3 | 3 | 23135.7625 | 0 | 23135.7625 | 15188.8834 | 3698.6667 | 2 | UTTSS
4340 | COM | UTTSM | 92750 | 279 | 45 | H | SL0009994154 | No | 4 | 6 | 6 | 256 | [10 empty] | 2 | 194.95 | 3 | 50.98 | 4 | 25 | 6 | 729.07 | [6 empty] | 0 | 0 | 1000 | 262 | 1 | 2 | 13904.3809 | 0 | 13904.3809 | 26053.8959 | 113197.0366 | 4 | UTTSM
4341 | RES | UTGS | 320 | 760 | 0.25 | F | SL0009994627 | No | 0.75 | 24 | [12 empty] | 2 | 1000 | [12 empty] | 0 | 0 | 1000 | 24 | 8 | 8 | 1545.2035 | 0 | 1545.2035 | 4063.8702 | 431 | 0.75 | UTGS
4342 | RES | UTGS | 550 | 127 | 2 | F | SL0009994842 | No | 2 | 138 | [12 empty] | 2 | 705.7 | 4 | 294.3 | [10 empty] | 0 | 0 | 1000 | 138 | 6 | 113 | 10071.7199 | 0 | 10071.7199 | 306.3814 | 585.0096 | 2 | UTGS
4343 | COM | UTGS | 21100 | 275 | 5 | F | SL0009994875 | No | 3 | 34 | [12 empty] | 2 | 32 | 4 | 968 | [10 empty] | 0 | 0 | 1000 | 34 | 3 | 3 | 2481.4382 | 0 | 2481.4382 | 13150.5072 | 18747.15 | 3 | UTGS
4344 | COM | UTFS | 1847 | 751 | 2 | F | SL0009994912 | No | 1.25 | 41 | [12 empty] | 1.25 | 144.09 | 2 | 438.09 | 4 | 27.44 | 6 | 390.38 | [6 empty] | 0 | 0 | 1000 | 41 | 9 | 12 | 3055.0526 | 0 | 3055.0526 | 3629.3189 | 2169 | 1.25 | UTFS
4345 | COM | UTGS | 64550 | 275 | 45 | H | SL0009995109 | No | 4 | 57 | [12 empty] | 3 | 282.13 | 8 | 26.24 | 12 | 691.62 | [8 empty] | 0 | 0 | 999.99 | 57 | 3 | 4 | 4362.9782 | 0 | 4362.9782 | 14472.9252 | 113197.0366 | 4 | UTGS
4346 | IND | UTTSL | 111600 | 113 | 40 | L | SL0009995120 | No | 6 | 32 | [12 empty] | 6 | 1000 | [12 empty] | 0 | 0 | 1000 | 32 | 1 | 1 | 1680.64 | 0 | 1680.64 | 60030.9617 | 45418 | 6 | UTTSL
4347 | IND | UTTSS | 7800 | 273 | 2 | F | SL0009995457 | No | 2 | 59 | [12 empty] | 2 | 915.49 | 4 | 84.51 | [10 empty] | 0 | 0 | 1000 | 59 | 3 | 14 | 4306.0252 | 0 | 4306.0252 | 2365.4927 | 5118 | 2 | UTTSS
4348 | COM | UTTSS | 14500 | 274 | 5 | F | SL0009995461 | No | 2 | 98 | [12 empty] | 4 | 1000 | [12 empty] | 0 | 0 | 1000 | 98 | 5 | 6 | 7152.3808 | 0 | 7152.3808 | 6613.4936 | 10791.3333 | 2 | UTTSS
4349 | COM | UTTSS | 21100 | 275 | 5 | F | SL0009996637 | No | 4 | 11 | [12 empty] | 1.25 | 39 | 4 | 753.76 | 6 | 207.24 | [8 empty] | 0 | 0 | 1000 | 11 | 4 | 4 | 841.9783 | 0 | 841.9783 | 10911.4914 | 18747.15 | 4 | UTTSS
4350 | RES | UTGS | 320 | 760 | 0.25 | F | SL0009997101 | No | 0.75 | 27 | [12 empty] | 2 | 1000 | [12 empty] | 0 | 0 | 1000 | 27 | 10 | 10 | 1738.3539 | 0 | 1738.3539 | 3251.0962 | 431 | 0.75 | UTGS
4351 | COM | UTFS | 5550 | 272 | 2 | F | SL0009997726 | No | 1.25 | 79 | [12 empty] | 4 | 1000 | [12 empty] | 0 | 0 | 1000 | 79 | 4 | 11 | 5886.5647 | 0 | 5886.5647 | 3607.3602 | 3698.6667 | 1.25 | UTFS
4352 | RES | UTGS | 320 | 760 | 0.25 | F | SL0009998184 | No | 0.75 | 40 | [12 empty] | 2 | 1000 | [12 empty] | 0 | 0 | 1000 | 40 | 7 | 56 | 2575.3391 | 0 | 2575.3391 | 580.5529 | 431 | 0.75 | UTGS
4353 | RES | UTGS | 320 | 760 | 0.25 | F | SL0009998422 | No | 0.75 | 35 | [12 empty] | 2 | 1000 | [12 empty] | 0 | 0 | 1000 | 35 | 24 | 24 | 2253.4217 | 0 | 2253.4217 | 1354.6234 | 431 | 0.75 | UTGS
4354 | COM | UTFS | 3300 | 271 | 2 | F | SL0009998897 | No | 1.25 | 152.34 | [12 empty] | 2 | 81.32 | 4 | 918.68 | [10 empty] | 0 | 0 | 1000 | 152.34 | 8 | 17 | 11351.3832 | 0 | 11351.3832 | 2299.8763 | 2145.6667 | 1.25 | UTFS
4355 | RES | UTGS | 320 | 760 | 0.25 | F | SL0009999255 | No | 0.75 | 29 | [12 empty] | 2 | 1000 | [12 empty] | 0 | 0 | 1000 | 29 | 7 | 7 | 1867.1209 | 0 | 1867.1209 | 4644.4231 | 431 | 0.75 | UTGS
4356 | RES | UTGS | 550 | 760 | 2 | F | SL0010000244 | No | 0.75 | 148 | [12 empty] | 2 | 117.42 | 4 | 882.58 | [10 empty] | 0 | 0 | 1000 | 148 | 6 | 23 | 9528.7547 | 0 | 9528.7547 | 1688.6548 | 585.0096 | 0.75 | UTGS
4357 | RES | UTGS | 550 | 760 | 2 | F | SL0010000737 | No | 1.25 | 11 | [12 empty] | 0.75 | 157 | 2 | 285.49 | 4 | 557.51 | [8 empty] | 0 | 0 | 1000 | 11 | 2 | 16 | 819.6483 | 0 | 819.6483 | 2356.148 | 585.0096 | 1.25 | UTGS
4358 | RES | UTGS | 320 | 760 | 0.25 | F | SL0010002026 | No | 0.75 | 23 | [12 empty] | 2 | 386.87 | 4 | 1 | 6 | 612.13 | [8 empty] | 0 | 0 | 1000 | 23 | 14 | 14 | 1480.82 | 0 | 1480.82 | 3525.9964 | 431 | 0.75 | UTGS
4359 | RES | UTGS | 320 | 760 | 0.25 | F | SL0010002181 | No | 0.75 | 24 | [12 empty] | 2 | 1000 | [12 empty] | 0 | 0 | 1000 | 24 | 8 | 8 | 1545.2035 | 0 | 1545.2035 | 4063.8702 | 431 | 0.75 | UTGS
4360 | RES | UTGS | 320 | 361 | 0.25 | F | SL0010002656 | No | 0.75 | 35.1 | [12 empty] | 2 | 1000 | [12 empty] | 0 | 0 | 1000 | 35.1 | 13 | 13 | 2259.8601 | 0 | 2259.8601 | 2500.8432 | 431 | 0.75 | UTGS
4361 | RES | UTGS | 320 | 760 | 0.25 | F | SL0010004659 | No | 0.75 | 48 | [12 empty] | 2 | 782.51 | 4 | 217.49 | [10 empty] | 0 | 0 | 1000 | 48 | 6 | 6 | 3090.4069 | 0 | 3090.4069 | 5678.3942 | 431 | 0.75 | UTGS
4362 | RES | UTGS | 320 | 760 | 0.25 | F | SL0010005700 | No | 0.75 | 43.3 | [12 empty] | 2 | 1000 | [12 empty] | 0 | 0 | 1000 | 43.3 | 4 | 4 | 2787.8046 | 0 | 2787.8046 | 8127.7404 | 431 | 0.75 | UTGS
4363 | RES | UTGS | 320 | 760 | 0.25 | F | SL0010006704 | No | 0.75 | 36.95 | [12 empty] | 2 | 950.98 | 4 | 49.02 | [10 empty] | 0 | 0 | 1000 | 36.95 | 10 | 10 | 2378.9695 | 0 | 2378.9695 | 3286.2435 | 431 | 0.75 | UTGS
4364 | RES | UTGS | 1500 | 270 | 0.25 | F | SL0000168595 | No | 0.75 | 89 | [12 empty] | 2 | 1000 | [12 empty] | 0 | 0 | 1000 | 89 | 10 | 10 | 5730.1295 | 0 | 5730.1295 | 3251.0962 | 2169 | 0.75 | UTGS
4365 | RES | UTGS | 320 | 361 | 0.25 | F | SL0000169471 | No | 0.5 | 92 | [12 empty] | 1.25 | 15.67 | 2 | 984.33 | [10 empty] | 0 | 0 | 1000 | 92 | 22 | 22 | 6293.12 | 0 | 6293.12 | 1478.2696 | 431 | 0.5 | UTGS
4366 | COM | UTFS | 11750 | 274 | 2 | F | SL0000177149 | No | 2 | 774 | [12 empty] | 2 | 851.16 | [12 empty] | 0 | 0 | 851.16 | 774 | 7 | 7 | 56489.2118 | 0 | 56489.2118 | 3953.1472 | 10791.3333 | 2 | UTFS
4367 | COM | UTTSS | 28250 | 273 | 45 | H | SL0000177672 | No | 2 | 112 | [12 empty] | 2 | 1000 | [12 empty] | 0 | 0 | 1000 | 112 | 17 | 23 | 8174.1495 | 0 | 8174.1495 | 1413.5201 | 52825.2838 | 2 | UTTSS
4368 | RES | UTGS | 320 | 760 | 0.25 | F | SL0000178189 | No | 0.5 | 76 | [12 empty] | 1.25 | 214.07 | 2 | 785.93 | [10 empty] | 0 | 0 | 1000 | 76 | 19 | 19 | 5198.6643 | 0 | 5198.6643 | 1718.99 | 431 | 0.5 | UTGS
4369 | RES | UTGS | 320 | 461 | 0.25 | F | SL0000178208 | No | 0.5 | 92 | [12 empty] | 2 | 388.39 | 3 | 611.61 | [10 empty] | 0 | 0 | 1000 | 92 | 19 | 77 | 6293.12 | 0 | 6293.12 | 321.5032 | 431 | 0.5 | UTGS
4370 | COM | UTTSM | 130000 | 153 | 40 | L | SL0000178491 | No | 3 | 72 | [12 empty] | 3 | 1000 | [12 empty] | 0 | 0 | 1000 | 72 | 5 | 5 | 5254.8104 | 0 | 5254.8104 | 3966.1923 | 45418 | 3 | UTTSM
4371 | RES | UTGS | 320 | 360 | 0.25 | F | SL0000178643 | No | 0.5 | 85 | [12 empty] | 2 | 586.23 | 6 | 413.77 | [10 empty] | 0 | 0 | 1000 | 85 | 17 | 17 | 5814.2956 | 0 | 5814.2956 | 2582.2301 | 431 | 0.5 | UTGS
4372 | RES | UTGS | 175 | 126 | 0.25 | F | SL0000190019 | No | 0.5 | 33 | [12 empty] | 4 | 1000 | [12 empty] | 0 | 0 | 1000 | 33 | 24 | 24 | 2257.3148 | 0 | 2257.3148 | 1653.3734 | 431 | 0.5 | UTGS
4373 | COM | UTTSM | 44350 | 274 | 45 | H | SL0000190638 | No | 3 | 791 | [12 empty] | 2 | 181.34 | 4 | 511.72 | [10 empty] | 0 | 0 | 693.06 | 791 | 11 | 15 | 57729.931 | 0 | 57729.931 | 1746.7386 | 60371.7529 | 3 | UTTSM
4374 | COM | UTGS | 44350 | 274 | 45 | H | SL0000195063 | No | 3 | 716 | [12 empty] | 3 | 623 | [12 empty] | 0 | 0 | 623 | 716 | 3 | 3 | 52256.1701 | 0 | 52256.1701 | 4118.2297 | 60371.7529 | 3 | UTGS
4375 | COM | UTGS | 17800 | 275 | 2 | F | SL0000196266 | No | 4 | 675 | [12 empty] | 2 | 373.5 | 4 | 626.5 | [10 empty] | 0 | 0 | 1000 | 675 | 11 | 12 | 51666.8475 | 0 | 51666.8475 | 3083.5806 | 15242 | 4 | UTGS
4376 | COM | UTTSS | 72000 | 114 | 45 | H | SL0000222562 | No | 3 | 1104 | [12 empty] | 12 | 426.45 | [12 empty] | 0 | 0 | 426.45 | 1104 | 1 | 3 | 80573.7595 | 0 | 80573.7595 | 10355.7642 | 113197.0366 | 3 | UTTSS
4377 | COM | UTGS | 64550 | 275 | 45 | H | SL0000226862 | No | 3 | 840 | [12 empty] | 4 | 455.21 | [12 empty] | 0 | 0 | 455.21 | 840 | 1 | 1 | 61306.1214 | 0 | 61306.1214 | 18063.1706 | 113197.0366 | 3 | UTGS
4378 | COM | UTTSS | 31000 | 158 | 45 | H | SL0000234035 | No | 3 | 920 | 4 | 3 | [10 empty] | 4 | 271.88 | [12 empty] | 0 | 0 | 271.88 | 923 | 2 | 2 | 67374.43 | 0 | 67374.43 | 5394.2299 | 60371.7529 | 3 | UTTSS
4379 | COM | UTGS | 31000 | 158 | 45 | H | SL0000242453 | No | 2 | 22 | 3 | 12 | [10 empty] | 2 | 65.74 | 12 | 934.26 | [10 empty] | 0 | 0 | 1000 | 34 | 3 | 3 | 2481.4382 | 0 | 2481.4382 | 23399.67 | 60371.7529 | 2 | UTGS
4380 | COM | UTTSS | 28250 | 273 | 45 | H | SL0000244011 | No | 2 | 3 | 3 | 105 | [10 empty] | 3 | 151.03 | 4 | 848.97 | [10 empty] | 0 | 0 | 1000 | 108 | 3 | 6 | 7882.2156 | 0 | 7882.2156 | 6113.836 | 52825.2838 | 2 | UTTSS
4381 | COM | UTTSS | 9219 | 233 | 5 | F | SL0000244821 | No | 2 | 24 | 4 | 645 | [10 empty] | 2 | 250.61 | 4 | 377.59 | 6 | 371.8 | [8 empty] | 0 | 0 | 1000 | 669 | 4 | 5 | 51122.1467 | 0 | 51122.1467 | 9090.0436 | 5118 | 2 | UTTSS
4382 | COM | UTTSS | 5200 | 272 | 1 | F | SL0000245803 | No | 2 | 883 | [12 empty] | 4 | 1000 | [12 empty] | 0 | 0 | 1000 | 883 | 1 | 2 | 64444.4109 | 0 | 64444.4109 | 19840.4809 | 3698.6667 | 2 | UTTSS
4383 | RES | UTGS | 320 | 160 | 0.25 | F | SL0000249802 | No | 0.5 | 68 | [12 empty] | 2 | 1000 | [12 empty] | 0 | 0 | 1000 | 68 | 23 | 44 | 4651.4365 | 0 | 4651.4365 | 738.8855 | 431 | 0.5 | UTGS
4384 | RES | UTGS | 955 | 259 | 2 | F | SL0000251045 | No | 0.5 | 48 | [12 empty] | 2 | 1000 | [12 empty] | 0 | 0 | 1000 | 48 | 7 | 7 | 3283.3669 | 0 | 3283.3669 | 4644.4231 | 1475.8773 | 0.5 | UTGS
4385 | COM | UTTSM | 4670 | 278 | 20 | L | SL0000257058 | No | 4 | 729 | [12 empty] | 4 | 548 | [12 empty] | 0 | 0 | 548 | 729 | 2 | 3 | 55800.1953 | 0 | 55800.1953 | 7248.389 | 13417.7 | 4 | UTTSM
4386 | COM | UTTSM | 92750 | 279 | 45 | H | SL0000263620 | No | 4 | 44 | 6 | 629 | [10 empty] | 6 | 842.97 | [12 empty] | 0 | 0 | 842.97 | 673 | 2 | 2 | 36402.993 | 0 | 36402.993 | 25302.1499 | 113197.0366 | 4 | UTTSM
4387 | COM | UTTSM | 31000 | 158 | 45 | H | SL0000301368 | No | 3 | 580 | [12 empty] | 3 | 921 | [12 empty] | 0 | 0 | 921 | 580 | 3 | 3 | 42330.4171 | 0 | 42330.4171 | 6088.1052 | 60371.7529 | 3 | UTTSM
4388 | COM | UTTSS | 16700 | 275 | 1 | F | SL0000313316 | No | 3 | 950 | [12 empty] | 4 | 537.95 | [12 empty] | 0 | 0 | 537.95 | 950 | 3 | 3 | 69334.3039 | 0 | 69334.3039 | 7115.4578 | 15242 | 3 | UTTSS
4389 | COM | UTGS | 800 | 151 | 0.25 | F | SL0000324272 | No | 0.75 | 22 | [12 empty] | 3 | 527 | 4 | 473 | [10 empty] | 0 | 0 | 1000 | 22 | 7 | 14 | 1416.4365 | 0 | 1416.4365 | 2087.1437 | 1348.3333 | 0.75 | UTGS
4390 | COM | UTTSS | 14487 | 284 | 5 | F | SL0000339866 | No | 1.25 | 1 | 2 | 656 | [10 empty] | 4 | 1000 | [12 empty] | 0 | 0 | 1000 | 657 | 2 | 2 | 47951.6749 | 0 | 47951.6749 | 19840.4809 | 10791.3333 | 1.25 | UTTSS
4391 | IND | UTTSM | 21100 | 275 | 5 | F | SL0000366714 | No | 2 | 1003 | [12 empty] | 2 | 679 | [12 empty] | 0 | 0 | 679 | 1003 | 2 | 3 | 73202.4283 | 0 | 73202.4283 | 7358.3143 | 18747.15 | 2 | UTTSM
4392 | IND | UTFS | 9200 | 273 | 5 | F | SL0000376294 | No | 3 | 765 | [12 empty] | 6 | 942.43 | [12 empty] | 0 | 0 | 942.43 | 765 | 2 | 2 | 55832.3605 | 0 | 55832.3605 | 28287.4896 | 5118 | 3 | UTFS
4393 | COM | UTTSS | 30300 | 279 | 5 | F | SL0000377191 | No | 2 | 611 | [12 empty] | 4 | 521.6 | [12 empty] | 0 | 0 | 521.6 | 611 | 2 | 4 | 44592.905 | 0 | 44592.905 | 5174.3974 | 27686.4 | 2 | UTTSS
4394 | COM | UTGS | 28250 | 273 | 45 | H | SL0000378992 | No | 1.25 | 669 | 2 | 1 | 4 | 1 | [8 empty] | 4 | 538.27 | 6 | 461.73 | [10 empty] | 0 | 0 | 1000 | 671 | 4 | 6 | 49999.0436 | 0 | 49999.0436 | 8179.5279 | 52825.2838 | 1.25 | UTGS
4395 | IND | UTTSS | 7233 | 282 | 5 | F | SL0000564454 | No | 1.25 | 921 | [12 empty] | 2 | 291 | 4 | 113 | [10 empty] | 0 | 0 | 404 | 921 | 1 | 1 | 68626.9131 | 0 | 68626.9131 | 13944.6385 | 5118 | 1.25 | UTTSS
4396 | COM | UTFS | 5000 | 272 | 0.25 | F | SL0000682446 | No | 1.25 | 614 | 2 | 365.43 | [10 empty] | 4 | 182.38 | [12 empty] | 0 | 0 | 182.38 | 979.43 | 5 | 11 | 72421.6277 | 0 | 72421.6277 | 657.9103 | 3698.6667 | 1.25 | UTFS
4397 | COM | UTGS | 320 | 260 | 0.25 | F | SL0000835675 | No | 0.75 | 238 | [12 empty] | 1.25 | 0.34 | 2 | 999.66 | [10 empty] | 0 | 0 | 1000 | 238 | 10 | 16 | 15323.2677 | 0 | 15323.2677 | 2031.95 | 431 | 0.75 | UTGS
4398 | COM | UTTSS | 44352 | 234 | 45 | H | SL0000858384 | No | 4 | 971 | [12 empty] | 2 | 67.85 | 4 | 389 | [10 empty] | 0 | 0 | 456.85 | 971 | 2 | 2 | 74323.717 | 0 | 74323.717 | 8820.8814 | 60371.7529 | 4 | UTTSS
4399 | COM | UTTSS | 44336 | 284 | 45 | H | SL0000858667 | No | 4 | 953 | [12 empty] | 4 | 175.25 | [12 empty] | 0 | 0 | 175.25 | 953 | 1 | 1 | 72945.9344 | 0 | 72945.9344 | 6954.0885 | 60371.7529 | 4 | UTTSS
4400 | COM | UTTSM | 9200 | 273 | 5 | F | SL0000934975 | No | 2 | 800 | [12 empty] | 3 | 166.23 | 4 | 233 | [10 empty] | 0 | 0 | 399.23 | 800 | 1 | 3 | 58386.7823 | 0 | 58386.7823 | 4180.7216 | 5118 | 2 | UTTSM
4401 | COM | UTTSS | 14500 | 274 | 5 | F | SL0001044367 | No | 3 | 762 | [12 empty] | 4 | 222 | [12 empty] | 0 | 0 | 222 | 762 | 3 | 6 | 55613.4101 | 0 | 55613.4101 | 1468.1956 | 10791.3333 | 3 | UTTSS
4402 | COM | UTTSM | 121714 | 313 | 45 | H | SL0001044981 | No | 6 | 919 | [12 empty] | 4 | 375 | 6 | 625 | [10 empty] | 0 | 0 | 1000 | 919 | 1 | 2 | 48265.88 | 0 | 48265.88 | 26199.8559 | 150929.3822 | 6 | UTTSM
4403 | COM | UTGS | 64550 | 275 | 45 | H | SL0001053181 | No | 4 | 1038 | [12 empty] | 4 | 336.57 | [12 empty] | 0 | 0 | 336.57 | 1038 | 1 | 2 | 79452.13 | 0 | 79452.13 | 6677.7106 | 113197.0366 | 4 | UTGS
4404 | COM | UTTSS | 17800 | 275 | 2 | F | SL0001054487 | No | 3 | 710 | [12 empty] | 6 | 387.85 | [12 empty] | 0 | 0 | 387.85 | 710 | 1 | 1 | 51818.2693 | 0 | 51818.2693 | 23283.0085 | 15242 | 3 | UTTSS
4405 | COM | UTGS | 930 | 720 | 2 | F | SL0001059800 | No | 1.25 | 190 | [12 empty] | 0.75 | 54 | 1.25 | 68.97 | 4 | 877.03 | [8 empty] | 0 | 0 | 1000 | 190 | 7 | 10 | 14157.5608 | 0 | 14157.5608 | 3925.6866 | 1475.8773 | 1.25 | UTGS
4406 | COM | UTTSS | 30300 | 279 | 5 | F | SL0001063518 | No | 4 | 915 | 6 | 1 | [10 empty] | 6 | 562 | [12 empty] | 0 | 0 | 562 | 916 | 1 | 2 | 70089.8022 | 0 | 70089.8022 | 16868.7002 | 27686.4 | 4 | UTTSS
4407 | COM | UTTSS | 14500 | 274 | 5 | F | SL0001065242 | No | 3 | 864 | [12 empty] | 6 | 707.27 | [12 empty] | 0 | 0 | 707.27 | 864 | 1 | 2 | 63057.7248 | 0 | 63057.7248 | 21229.0491 | 10791.3333 | 3 | UTTSS
4408 | COM | UTTSS | 26340 | 236 | 5 | F | SL0001065570 | No | 4 | 976 | [12 empty] | 4 | 508.15 | [12 empty] | 0 | 0 | 508.15 | 976 | 2 | 2 | 74706.4344 | 0 | 74706.4344 | 10081.9403 | 22191.6 | 4 | UTTSS
4409 | COM | UTTSS | 12243 | 234 | 2 | F | SL0001067007 | No | 2 | 743 | [12 empty] | 2 | 342.12 | [12 empty] | 0 | 0 | 342.12 | 743 | 2 | 2 | 54226.724 | 0 | 54226.724 | 5561.3251 | 10791.3333 | 2 | UTTSS
4410 | COM | UTTSS | 30300 | 279 | 5 | F | SL0001073530 | No | 4 | 694 | [12 empty] | 4 | 1000 | [12 empty] | 0 | 0 | 1000 | 694 | 1 | 2 | 53121.1736 | 0 | 53121.1736 | 19840.4809 | 27686.4 | 4 | UTTSS
4411 | IND | UTTSS | 14500 | 274 | 5 | F | SL0001106311 | No | 2 | 1 | 3 | 690 | [10 empty] | 4 | 941 | [12 empty] | 0 | 0 | 941 | 691 | 1 | 1 | 50431.5832 | 0 | 50431.5832 | 37339.785 | 10791.3333 | 2 | UTTSS
4412 | COM | UTTSS | 3300 | 271 | 2 | F | SL0001157742 | No | 2 | 779 | [12 empty] | 2 | 1000 | [12 empty] | 0 | 0 | 1000 | 779 | 3 | 3 | 56854.1292 | 0 | 56854.1292 | 10836.9872 | 2145.6667 | 2 | UTTSS
4413 | COM | UTTSS | 80640 | 236 | 45 | H | SL0001159055 | No | 4 | 803 | [12 empty] | 3 | 878 | [12 empty] | 0 | 0 | 878 | 803 | 3 | 3 | 61464.4127 | 0 | 61464.4127 | 5803.8615 | 113197.0366 | 4 | UTTSS
4414 | COM | UTTSS | 3000 | 271 | 0.25 | F | SL0001159260 | No | 1.25 | 738 | [12 empty] | 3 | 693 | [12 empty] | 0 | 0 | 693 | 738 | 2 | 2 | 54990.9466 | 0 | 54990.9466 | 6871.4282 | 2145.6667 | 1.25 | UTTSS
4415 | COM | UTTSS | 3000 | 271 | 0.25 | F | SL0001169136 | No | 1.25 | 221 | 2 | 475.52 | [10 empty] | 4 | 674.24 | 6 | 325.76 | [10 empty] | 0 | 0 | 1000 | 696.52 | 2 | 2 | 51172.582 | 0 | 51172.582 | 23155.0889 | 2145.6667 | 1.25 | UTTSS
4416 | COM | UTTSS | 9200 | 273 | 5 | F | SL0001207181 | No | 2 | 694 | [12 empty] | 4 | 436.94 | [12 empty] | 0 | 0 | 436.94 | 694 | 1 | 1 | 50650.5336 | 0 | 50650.5336 | 17338.1994 | 5118 | 2 | UTTSS
4417 | COM | UTTSS | 6600 | 272 | 5 | F | SL0001234527 | No | 2 | 878 | [12 empty] | 2 | 373.7 | [12 empty] | 0 | 0 | 373.7 | 878 | 1 | 2 | 64079.4935 | 0 | 64079.4935 | 6074.6732 | 3698.6667 | 2 | UTTSS
4418 | COM | UTFS | 5550 | 272 | 2 | F | SL0001239655 | No | 2 | 681 | [12 empty] | 3 | 1000 | [12 empty] | 0 | 0 | 1000 | 681 | 4 | 6 | 49701.7484 | 0 | 49701.7484 | 3305.1603 | 3698.6667 | 2 | UTFS
4419 | RES | UTGS | 550 | 261 | 2 | F | SL0001250458 | No | 0.75 | 16 | [12 empty] | 2 | 1000 | [12 empty] | 0 | 0 | 1000 | 16 | 25 | 60 | 1030.1356 | 0 | 1030.1356 | 541.8494 | 585.0096 | 0.75 | UTGS
4420 | COM | UTTSS | 5550 | 272 | 2 | F | SL0001250591 | No | 1.25 | 14 | [12 empty] | 2 | 729 | 4 | 271 | [10 empty] | 0 | 0 | 1000 | 14 | 6 | 13 | 1043.1887 | 0 | 1043.1887 | 2650.3101 | 3698.6667 | 1.25 | UTTSS
4421 | COM | UTFS | 5550 | 272 | 2 | F | SL0001533739 | No | 1.25 | 146 | [12 empty] | 2 | 100.05 | 4 | 804.5 | 6 | 95.45 | [8 empty] | 0 | 0 | 1000 | 146 | 4 | 10 | 10878.9678 | 0 | 10878.9678 | 4090.6011 | 3698.6667 | 1.25 | UTFS
4422 | RES | UTGS | 320 | 261 | 0.25 | F | SL0001535205 | No | 0.5 | 32 | [12 empty] | 1.25 | 2.98 | 2 | 997.02 | [10 empty] | 0 | 0 | 1000 | 32 | 25 | 25 | 2188.9113 | 0 | 2188.9113 | 1300.5219 | 431 | 0.5 | UTGS
4423 | COM | UTTSM | 21100 | 275 | 5 | F | SL0001535223 | No | 2 | 94 | [12 empty] | 4 | 881 | 6 | 2.5 | [10 empty] | 0 | 0 | 883.5 | 94 | 3 | 4 | 6860.4469 | 0 | 6860.4469 | 8777.2512 | 18747.15 | 2 | UTTSM
4424 | COM | UTTSS | 14500 | 274 | 5 | F | SL0001544292 | No | 3 | 559 | [12 empty] | 2 | 161 | 3 | 544 | 4 | 295 | [8 empty] | 0 | 0 | 1000 | 559 | 4 | 4 | 40797.7641 | 0 | 40797.7641 | 6932.0479 | 10791.3333 | 3 | UTTSS
4425 | COM | UTTSS | 21100 | 275 | 5 | F | SL0001548057 | No | 2 | 177 | 4 | 483 | [10 empty] | 4 | 515.49 | [12 empty] | 0 | 0 | 515.49 | 660 | 3 | 3 | 49888.5754 | 0 | 49888.5754 | 6818.3797 | 18747.15 | 2 | UTTSS
4426 | COM | UTGS | 21100 | 275 | 5 | F | SL0001551140 | No | 3 | 717 | [12 empty] | 4 | 13 | 6 | 944.27 | [10 empty] | 0 | 0 | 957.27 | 717 | 3 | 3 | 52329.1536 | 0 | 52329.1536 | 19067.0962 | 18747.15 | 3 | UTGS
4427 | COM | UTTSS | 44350 | 274 | 45 | H | SL0004000149 | No | 4 | 801 | [12 empty] | 2 | 190.13 | 4 | 133.66 | 6 | 1 | 8 | 144 | [6 empty] | 0 | 0 | 468.79 | 801 | 4 | 4 | 61311.3257 | 0 | 61311.3257 | 5508.909 | 60371.7529 | 4 | UTTSS
4428 | COM | UTGS | 92750 | 279 | 45 | H | SL0004016112 | No | 4 | 14 | 6 | 885 | 8 | 1 | [8 empty] | 8 | 842 | [12 empty] | 0 | 0 | 842 | 900 | 1 | 1 | 47633.4243 | 0 | 47633.4243 | 61340.5098 | 113197.0366 | 4 | UTGS
4429 | COM | UTGS | 44336 | 284 | 45 | H | SL0004021754 | No | 4 | 771 | [12 empty] | 4 | 849.35 | [12 empty] | 0 | 0 | 849.35 | 771 | 1 | 1 | 59015.0214 | 0 | 59015.0214 | 33703.0248 | 60371.7529 | 4 | UTGS
4430 | COM | UTTSS | 11750 | 274 | 2 | F | SL0004041628 | No | 2 | 778 | [12 empty] | 2 | 278.29 | 6 | 297.69 | [10 empty] | 0 | 0 | 575.98 | 778 | 3 | 3 | 56781.1458 | 0 | 56781.1458 | 8972.6975 | 10791.3333 | 2 | UTTSS
4431 | COM | UTGS | 64550 | 275 | 45 | H | SL0004053035 | No | 2 | 4 | 4 | 703 | [10 empty] | 2 | 620.14 | [12 empty] | 0 | 0 | 620.14 | 707 | 10 | 12 | 54101.9988 | 0 | 54101.9988 | 1680.1123 | 113197.0366 | 2 | UTGS
4432 | COM | UTTSM | 44350 | 274 | 45 | H | SL0004065652 | No | 4 | 749 | 6 | 1 | [10 empty] | 4 | 395.53 | 6 | 604.47 | [10 empty] | 0 | 0 | 1000 | 750 | 2 | 3 | 57383.5849 | 0 | 57383.5849 | 17327.3087 | 60371.7529 | 4 | UTTSM
4433 | IND | UTTSS | 3000 | 271 | 0.25 | F | SL0004078632 | No | 2 | 83 | 8 | 709.9 | [10 empty] | 8 | 1000 | [12 empty] | 0 | 0 | 1000 | 792.9 | 2 | 3 | 63996.5431 | 0 | 63996.5431 | 24283.6539 | 2145.6667 | 2 | UTTSS
4434 | COM | UTGS | 21100 | 275 | 5 | F | SL0004080667 | No | 4 | 985 | 6 | 3 | [10 empty] | 6 | 282.23 | [12 empty] | 0 | 0 | 282.23 | 988 | 1 | 1 | 75552.8857 | 0 | 75552.8857 | 16942.5383 | 18747.15 | 4 | UTGS
4435 | IND | UTTSS | 5550 | 272 | 2 | F | SL0004088447 | No | 4 | 860 | 6 | 1 | [10 empty] | 6 | 1000 | [12 empty] | 0 | 0 | 1000 | 861 | 1 | 23 | 65879.9109 | 0 | 65879.9109 | 2610.0418 | 3698.6667 | 4 | UTTSS
4436 | COM | UTGS | 38100 | 279 | 10 | L | SL0004116599 | No | 4 | 807 | 6 | 2 | 8 | 1 | [8 empty] | 8 | 1000 | [12 empty] | 0 | 0 | 1000 | 810 | 1 | 3 | 61957.2422 | 0 | 61957.2422 | 24283.6539 | 25053.95 | 4 | UTGS
4437 | COM | UTGS | 21100 | 275 | 5 | F | SL0004121586 | No | 4 | 2 | 6 | 946 | [10 empty] | 6 | 1000 | [12 empty] | 0 | 0 | 1000 | 948 | 1 | 15 | 49837.007 | 0 | 49837.007 | 4002.0641 | 18747.15 | 4 | UTGS
4438 | COM | UTGS | 21100 | 275 | 5 | F | SL0004121589 | No | 4 | 4 | 6 | 997 | [10 empty] | 6 | 807 | [12 empty] | 0 | 0 | 807 | 1001 | 1 | 12 | 52668.6139 | 0 | 52668.6139 | 4037.0822 | 18747.15 | 4 | UTGS
4439 | IND | UTFT1 | 21100 | 275 | 5 | F | SL0004123410 | No | 4 | 688 | 6 | 1 | 8 | 1 | [8 empty] | 8 | 1000 | [12 empty] | 0 | 0 | 1000 | 690 | 1 | 16 | 52796.0483 | 0 | 52796.0483 | 4553.1851 | 18747.15 | 4 | UTFT1
4440 | IND | UTTSM | 232286 | 112 | 45 | H | SL0004123642 | No | 4 | 4 | 6 | 843 | [10 empty] | 6 | 1000 | [12 empty] | 0 | 0 | 1000 | 847 | 2 | 4 | 44580.5339 | 0 | 44580.5339 | 15007.7404 | 226394.0733 | 4 | UTTSM
4441 | IND | UTTSM | 92750 | 279 | 45 | H | SL0004128554 | No | 4 | 652 | 6 | 1 | [10 empty] | 6 | 822 | [12 empty] | 0 | 0 | 822 | 653 | 2 | 2 | 49958.8675 | 0 | 49958.8675 | 24672.7253 | 113197.0366 | 4 | UTTSM
4442 | COM | UTTSS | 44350 | 274 | 45 | H | SL0004132719 | No | 4 | 686.39 | [12 empty] | 4 | 1000 | [12 empty] | 0 | 0 | 1000 | 686.39 | 2 | 2 | 52538.6777 | 0 | 52538.6777 | 19840.4809 | 60371.7529 | 4 | UTTSS
4443 | COM | UTTSS | 14500 | 274 | 5 | F | SL0004136238 | No | 2 | 672 | [12 empty] | 0.75 | 33 | 2 | 132.47 | 4 | 834.53 | [8 empty] | 0 | 0 | 1000 | 672 | 3 | 3 | 49044.8971 | 0 | 49044.8971 | 12914.8939 | 10791.3333 | 2 | UTTSS
4444 | COM | UTGS | 21100 | 275 | 5 | F | SL0004138443 | No | 4 | 661.62 | [12 empty] | 2 | 164.84 | 4 | 835.16 | [10 empty] | 0 | 0 | 1000 | 661.62 | 4 | 4 | 50642.6958 | 0 | 50642.6958 | 9624.7647 | 18747.15 | 4 | UTGS
4445 | COM | UTFS | 5550 | 272 | 2 | F | SL0009300286 | No | 2 | 765.99 | [12 empty] | 1.25 | 159.7 | 2 | 650.36 | [10 empty] | 0 | 0 | 810.06 | 765.99 | 10 | 51 | 55904.6142 | 0 | 55904.6142 | 518.5808 | 3698.6667 | 2 | UTFS
4446 | COM | UTTSS | 14500 | 274 | 5 | F | SL0009775214 | No | 3 | 1022 | [12 empty] | 4 | 127 | [12 empty] | 0 | 0 | 127 | 1022 | 1 | 2 | 74589.1143 | 0 | 74589.1143 | 2519.7411 | 10791.3333 | 3 | UTTSS
4447 | RES | UTGS | 320 | 361 | 0.25 | F | SL0009783716 | No | 0.5 | 36 | [12 empty] | 2 | 1000 | [12 empty] | 0 | 0 | 1000 | 36 | 8 | 8 | 2462.5252 | 0 | 2462.5252 | 4063.8702 | 431 | 0.5 | UTGS
4448 | COM | UTTSS | 21100 | 275 | 5 | F | SL0009810124 | No | 4 | 947 | [12 empty] | 4 | 244.08 | [12 empty] | 0 | 0 | 244.08 | 947 | 2 | 9 | 72486.6735 | 0 | 72486.6735 | 1076.1477 | 18747.15 | 4 | UTTSS
4449 | COM | UTTSM | 9200 | 273 | 5 | F | SL0009830965 | No | 3 | 861 | 4 | 61 | [10 empty] | 4 | 1000 | [12 empty] | 0 | 0 | 1000 | 922 | 2 | 2 | 67507.9266 | 0 | 67507.9266 | 19840.4809 | 5118 | 3 | UTTSM
4450 | COM | UTTSS | 21100 | 275 | 5 | F | SL0009846904 | No | 3 | 731 | 4 | 1 | 6 | 1 | [8 empty] | 6 | 1000 | [12 empty] | 0 | 0 | 1000 | 733 | 2 | 2 | 53479.9858 | 0 | 53479.9858 | 30015.4809 | 18747.15 | 3 | UTTSS
4451 | COM | UTTSS | 25600 | 279 | 2 | F | SL0009852551 | No | 3 | 850 | [12 empty] | 6 | 695 | [12 empty] | 0 | 0 | 695 | 850 | 1 | 1 | 62035.9562 | 0 | 62035.9562 | 41721.5184 | 22191.6 | 3 | UTTSS
4452 | COM | UTFS | 14500 | 274 | 5 | F | SL0009852928 | No | 4 | 1010 | [12 empty] | 2 | 157.57 | 4 | 620 | [10 empty] | 0 | 0 | 777.57 | 1010 | 2 | 2 | 77308.9126 | 0 | 77308.9126 | 14862.4743 | 10791.3333 | 4 | UTFS
4453 | COM | UTFS | 9219 | 283 | 5 | F | SL0009853949 | No | 4 | 851 | [12 empty] | 4 | 1000 | [12 empty] | 0 | 0 | 1000 | 851 | 2 | 2 | 65138.4996 | 0 | 65138.4996 | 19840.4809 | 5118 | 4 | UTFS
4454 | COM | UTTSS | 17800 | 285 | 2 | F | SL0009854854 | No | 3 | 673 | [12 empty] | 6 | 1000 | [12 empty] | 0 | 0 | 1000 | 673 | 2 | 2 | 49117.8806 | 0 | 49117.8806 | 30015.4809 | 15242 | 3 | UTTSS
4455 | COM | UTTSS | 21100 | 275 | 5 | F | SL0009875942 | No | 3 | 460 | [12 empty] | 2 | 204.1 | 3 | 6 | 4 | 451.06 | [8 empty] | 0 | 0 | 661.16 | 460 | 1 | 1 | 33572.3998 | 0 | 33572.3998 | 24652.9677 | 18747.15 | 3 | UTTSS
4456 | COM | UTGS | 21100 | 275 | 5 | F | SL0009878051 | No | 4 | 707 | [12 empty] | 4 | 660.45 | [12 empty] | 0 | 0 | 660.45 | 707 | 1 | 1 | 54116.2388 | 0 | 54116.2388 | 26207.2912 | 18747.15 | 4 | UTGS
4457 | COM | UTTSS | 3300 | 271 | 2 | F | SL0009878355 | No | 1.25 | 867 | [12 empty] | 4 | 800.96 | [12 empty] | 0 | 0 | 800.96 | 867 | 2 | 2 | 64603.1853 | 0 | 64603.1853 | 15891.4316 | 2145.6667 | 1.25 | UTTSS
4458 | COM | UTTSS | 11750 | 274 | 2 | F | SL0009879443 | No | 3 | 891 | [12 empty] | 4 | 1000 | [12 empty] | 0 | 0 | 1000 | 891 | 2 | 2 | 65028.2787 | 0 | 65028.2787 | 19840.4809 | 10791.3333 | 3 | UTTSS
4459 | COM | UTTSS | 14487 | 284 | 5 | F | SL0009892227 | No | 4 | 1034 | [12 empty] | 4 | 487.22 | [12 empty] | 0 | 0 | 487.22 | 1034 | 1 | 1 | 79145.9561 | 0 | 79145.9561 | 19333.3582 | 10791.3333 | 4 | UTTSS
4460 | RES | UTGS | 550 | 760 | 2 | F | SL0009895840 | No | 0.75 | 26 | [12 empty] | 0.75 | 223.05 | 1.25 | 11 | 2 | 765.95 | [8 empty] | 0 | 0 | 1000 | 26 | 13 | 36 | 1673.9704 | 0 | 1673.9704 | 950.2606 | 585.0096 | 0.75 | UTGS
4461 | RES | UTGS | 550 | 760 | 2 | F | SL0009896989 | No | 0.75 | 55 | [12 empty] | 2 | 623.26 | 6 | 376.74 | [10 empty] | 0 | 0 | 1000 | 55 | 9 | 69 | 3541.0913 | 0 | 3541.0913 | 621.4326 | 585.0096 | 0.75 | UTGS
4462 | COM | UTGS | 64550 | 275 | 45 | H | SL0009900688 | No | 3 | 687 | [12 empty] | 4 | 919 | [12 empty] | 0 | 0 | 919 | 687 | 2 | 2 | 50139.6493 | 0 | 50139.6493 | 18233.4019 | 113197.0366 | 3 | UTGS
4463 | IND | UTTSS | 12247 | 284 | 2 | F | SL0009902463 | No | 2 | 16 | 4 | 922 | [10 empty] | 4 | 511 | [12 empty] | 0 | 0 | 511 | 938 | 3 | 3 | 71740.8222 | 0 | 71740.8222 | 6758.9905 | 10791.3333 | 2 | UTTSS
4464 | COM | UTTSS | 7794 | 283 | 2 | F | SL0009916372 | No | 2 | 691 | [12 empty] | 1.25 | 265 | 2 | 56 | 4 | 679 | [8 empty] | 0 | 0 | 1000 | 691 | 9 | 9 | 50431.5832 | 0 | 50431.5832 | 4173.8769 | 5118 | 2 | UTTSS
4465 | COM | UTTSS | 21100 | 285 | 5 | F | SL0009920729 | No | 4 | 956 | [12 empty] | 4 | 720.84 | [12 empty] | 0 | 0 | 720.84 | 956 | 1 | 1 | 73175.5648 | 0 | 73175.5648 | 28603.6244 | 18747.15 | 4 | UTTSS
4466 | RES | UTGS | 7800 | 273 | 2 | F | SL0009922168 | No | 1.25 | 836 | [12 empty] | 4 | 298.57 | [12 empty] | 0 | 0 | 298.57 | 836 | 2 | 2 | 62293.2675 | 0 | 62293.2675 | 5923.7724 | 5118 | 1.25 | UTGS
4467 | COM | UTGS | 44336 | 284 | 45 | H | SL0009929426 | No | 4 | 747 | [12 empty] | 2 | 425.06 | 4 | 574.94 | [10 empty] | 0 | 0 | 1000 | 747 | 9 | 9 | 57177.9779 | 0 | 57177.9779 | 4070.3646 | 60371.7529 | 4 | UTGS
4468 | COM | UTGS | 64550 | 275 | 45 | H | SL0009969164 | No | 4 | 762 | [12 empty] | 4 | 534 | [12 empty] | 0 | 0 | 534 | 762 | 3 | 3 | 58326.1301 | 0 | 58326.1301 | 7063.2112 | 113197.0366 | 4 | UTGS
4469 | COM | UTFS | 5550 | 272 | 2 | F | SL0009987923 | No | 2 | 666 | [12 empty] | 6 | 583 | [12 empty] | 0 | 0 | 583 | 666 | 1 | 1 | 48606.9962 | 0 | 48606.9962 | 34998.0507 | 3698.6667 | 2 | UTFS
4470 | COM | UTTSS | 6600 | 272 | 5 | F | SL0009990648 | No | 2 | 501 | 4 | 494 | 6 | 1 | [8 empty] | 6 | 929 | [12 empty] | 0 | 0 | 929 | 996 | 1 | 18 | 74429.7204 | 0 | 74429.7204 | 3098.2646 | 3698.6667 | 2 | UTTSS
4471 | COM | UTGS | 17800 | 275 | 2 | F | SL0009992892 | No | 3 | 806 | 4 | 2 | 8 | 2 | [8 empty] | 1.25 | 29 | 2 | 213.12 | 8 | 733.71 | [8 empty] | 0 | 0 | 975.83 | 810 | 2 | 2 | 59141.0013 | 0 | 59141.0013 | 30671.6666 | 15242 | 3 | UTGS
4472 | COM | UTTSS | 44350 | 274 | 45 | H | SL0009996700 | No | 4 | 909 | [12 empty] | 6 | 353 | [12 empty] | 0 | 0 | 353 | 909 | 1 | 1 | 69578.0213 | 0 | 69578.0213 | 21190.9295 | 60371.7529 | 4 | UTTSS
4473 | COM | UTTSS | 31000 | 158 | 45 | H | SL0000211885 | No | 3 | 551 | [12 empty] | 2 | 146.47 | 4 | 853.53 | [10 empty] | 0 | 0 | 1000 | 551 | 11 | 7 | 40213.8963 | 0 | 40213.8963 | 5518.6817 | 60371.7529 | 3 | UTTSS
4474 | COM | UTTSM | 44336 | 284 | 45 | H | SL0000217071 | No | 3 | 136 | 4 | 259 | [10 empty] | 2 | 151.5 | 4 | 848.5 | [10 empty] | 0 | 0 | 1000 | 395 | 15 | 19 | 29750.5137 | 0 | 29750.5137 | 2031.3004 | 60371.7529 | 3 | UTTSM
4475 | COM | UTTSS | 2225 | 278 | 2 | F | SL0000221472 | No | 1.25 | 225 | [12 empty] | 2 | 86.11 | 4 | 913.89 | [10 empty] | 0 | 0 | 1000 | 225 | 4 | 4 | 16765.5325 | 0 | 16765.5325 | 9765.8883 | 2428.75 | 1.25 | UTTSS
4476 | IND | UTTSS | 6600 | 272 | 5 | F | SL0000222887 | No | 1.25 | 115 | [12 empty] | 3 | 505 | 4 | 495 | [10 empty] | 0 | 0 | 1000 | 115 | 8 | 6 | 8569.05 | 0 | 8569.05 | 4942.7853 | 3698.6667 | 1.25 | UTTSS
4477 | RES | UTGS | 540 | 759 | 0.25 | F | SL0000233914 | No | 0.5 | 102 | [12 empty] | 1.25 | 663 | 2 | 337 | [10 empty] | 0 | 0 | 1000 | 102 | 14 | 11 | 6977.1547 | 0 | 6977.1547 | 2997.7329 | 585.0096 | 0.5 | UTGS
4478 | COM | UTTSS | 9219 | 283 | 5 | F | SL0000233946 | No | 2 | 430 | [12 empty] | 2 | 175.76 | 4 | 824.24 | [10 empty] | 0 | 0 | 1000 | 430 | 13 | 7 | 31382.8955 | 0 | 31382.8955 | 5488.6804 | 5118 | 2 | UTTSS
4479 | RES | UTGS | 955 | 759 | 2 | F | SL0000010842 | No | 1.25 | 48 | [12 empty] | 2 | 535 | [12 empty] | 0 | 0 | 535 | 48 | 2 | 3 | 3576.6469 | 0 | 3576.6469 | 5797.7882 | 1475.8773 | 1.25 | UTGS
4480 | COM | UTTSS | 28224 | 233 | 45 | H | SL0000055501 | No | 2 | 462 | [12 empty] | 2 | 1000 | [12 empty] | 0 | 0 | 1000 | 462 | 4 | 7 | 33718.3668 | 0 | 33718.3668 | 4644.4231 | 52825.2838 | 2 | UTTSS
4481 | RES | UTGS | 320 | 160 | 0.25 | F | SL0000065655 | No | 0.75 | 42 | [12 empty] | 2 | 1000 | [12 empty] | 0 | 0 | 1000 | 42 | 12 | 22 | 2704.1061 | 0 | 2704.1061 | 1477.771 | 431 | 0.75 | UTGS
4482 | IND | UTFS | 7800 | 273 | 2 | F | SL0000082759 | No | 2 | 66 | [12 empty] | 2 | 1000 | [12 empty] | 0 | 0 | 1000 | 66 | 9 | 21 | 4816.9095 | 0 | 4816.9095 | 1548.141 | 5118 | 2 | UTFS
4483 | RES | UTGS | 320 | 360 | 0.25 | F | SL0000087483 | No | 0.75 | 89 | [12 empty] | 2 | 1000 | [12 empty] | 0 | 0 | 1000 | 89 | 17 | 29 | 5730.1295 | 0 | 5730.1295 | 1121.0676 | 431 | 0.75 | UTGS
4484 | RES | UTGS | 320 | 261 | 0.25 | F | SL0000114430 | No | 0.75 | 39 | [12 empty] | 0.75 | 65 | 1.25 | 520 | 2 | 415 | [8 empty] | 0 | 0 | 1000 | 39 | 20 | 35 | 2510.9556 | 0 | 2510.9556 | 953.3618 | 431 | 0.75 | UTGS
4485 | RES | UTGS | 320 | 260 | 0.25 | F | SL0000126734 | No | 0.75 | 48 | [12 empty] | 0.75 | 486 | 2 | 514 | [10 empty] | 0 | 0 | 1000 | 48 | 15 | 27 | 3090.4069 | 0 | 3090.4069 | 1340.5497 | 431 | 0.75 | UTGS
4486 | IND | UTTSS | 4000 | 271 | 5 | F | SL0000136657 | No | 1.25 | 60 | [12 empty] | 2 | 828 | 8 | 172 | [10 empty] | 0 | 0 | 1000 | 60 | 4 | 11 | 4470.8087 | 0 | 4470.8087 | 3586.3129 | 2145.6667 | 1.25 | UTTSS
4487 | IND | UTTSS | 3990 | 238 | 15 | L | SL0000143006 | No | 2 | 60 | [12 empty] | 4 | 1000 | [12 empty] | 0 | 0 | 1000 | 60 | 7 | 13 | 4379.0087 | 0 | 4379.0087 | 3052.3817 | 13417.7 | 2 | UTTSS
4488 | COM | UTTSS | 3300 | 271 | 2 | F | SL0000156448 | No | 2 | 553 | [12 empty] | 2 | 32 | 4 | 111.99 | 6 | 856.01 | [8 empty] | 0 | 0 | 1000 | 553 | 6 | 7 | 40359.8632 | 0 | 40359.8632 | 8124.475 | 2145.6667 | 2 | UTTSS
4489 | RES | UTGS | 320 | 460 | 0.25 | F | SL0000165767 | No | 0.75 | 4 | [12 empty] | 1.25 | 361 | 2 | 400 | 4 | 239 | [8 empty] | 0 | 0 | 1000 | 4 | 22 | 126 | 257.5339 | 0 | 257.5339 | 273.6293 | 431 | 0.75 | UTGS
4490 | RES | UTGS | 320 | 261 | 0.25 | F | SL0000165768 | No | 0.75 | 139.76 | [12 empty] | 1.25 | 361 | 2 | 400 | 4 | 239 | [8 empty] | 0 | 0 | 1000 | 139.76 | 22 | 126 | 8998.2349 | 0 | 8998.2349 | 273.6293 | 431 | 0.75 | UTGS
4491 | COM | UTGS | 630 | 346 | 0.25 | F | SL0000166510 | No | 1.25 | 12 | [12 empty] | 1.25 | 307 | 2 | 693 | [10 empty] | 0 | 0 | 1000 | 12 | 11 | 28 | 894.1617 | 0 | 894.1617 | 1168.7808 | 1348.3333 | 1.25 | UTGS
4492 | IND | UTTSS | 20200 | 272 | 45 | H | SL0000167037 | No | 3 | 597 | [12 empty] | 3 | 1 | [12 empty] | 0 | 0 | 1 | 597 | 1 | 1 | 43571.1363 | 0 | 43571.1363 | 19.831 | 52825.2838 | 3 | UTTSS
4493 | COM | UTGS | 31000 | 158 | 45 | H | SL0000169581 | No | 3 | 524 | [12 empty] | 1.25 | 162.32 | 2 | 77.68 | 4 | 760 | [8 empty] | 0 | 0 | 1000 | 524 | 19 | 39 | 38243.3424 | 0 | 38243.3424 | 976.2509 | 60371.7529 | 3 | UTGS
4494 | COM | UTFS | 1400 | 156 | 0.25 | F | SL0000169882 | No | 1.25 | 278 | [12 empty] | 2 | 882.08 | 6 | 117.92 | [10 empty] | 0 | 0 | 1000 | 278 | 3 | 5 | 20714.7468 | 0 | 20714.7468 | 7151.224 | 2169 | 1.25 | UTFS
4495 | RES | UTGS | 320 | 760 | 0.25 | F | SL0000170145 | No | 0.5 | 93 | [12 empty] | 1.25 | 557 | 2 | 443 | [10 empty] | 0 | 0 | 1000 | 93 | 16 | 28 | 6361.5234 | 0 | 6361.5234 | 1175.0308 | 431 | 0.5 | UTGS
4496 | COM | UTTSS | 31000 | 158 | 45 | H | SL0000175820 | No | 3 | 457 | [12 empty] | 1.25 | 27.03 | 2 | 972.97 | [10 empty] | 0 | 0 | 1000 | 457 | 15 | 21 | 33353.4494 | 0 | 33353.4494 | 1549.042 | 60371.7529 | 3 | UTTSS
4497 | COM | UTTSS | 31000 | 158 | 45 | H | SL0000175831 | No | 3 | 596 | [12 empty] | 2 | 76.44 | 4 | 459 | [10 empty] | 0 | 0 | 535.44 | 596 | 4 | 5 | 43498.1528 | 0 | 43498.1528 | 4139.7399 | 60371.7529 | 3 | UTTSS
4498 | IND | UTTSS | 7800 | 273 | 2 | F | SL0000175936 | No | 2 | 236 | [12 empty] | 4 | 1000 | [12 empty] | 0 | 0 | 1000 | 236 | 7 | 30 | 17224.1008 | 0 | 17224.1008 | 1322.6987 | 5118 | 2 | UTTSS
4499 | COM | UTGS | 28250 | 273 | 45 | H | SL0000176721 | No | 3 | 142 | [12 empty] | 4 | 1000 | [12 empty] | 0 | 0 | 1000 | 142 | 2 | 3 | 10363.6539 | 0 | 10363.6539 | 13226.9872 | 52825.2838 | 3 | UTGS
4500 | COM | UTFS | 5550 | 272 | 2 | F | SL0000177595 | No | 1.25 | 350 | 1.5 | 217 | [10 empty] | 2 | 47.55 | 3 | 952.45 | [10 empty] | 0 | 0 | 1000 | 567 | 9 | 16 | 38614.8958 | 0 | 38614.8958 | 1277.1185 | 3698.6667 | 1.25 | UTFS
4501 | COM | UTTSS | 9200 | 273 | 5 | F | SL0000179091 | No | 2 | 349 | [12 empty] | 2 | 204.09 | 3 | 678 | 4 | 117.91 | [8 empty] | 0 | 0 | 1000 | 349 | 4 | 6 | 25471.2338 | 0 | 25471.2338 | 4126.5561 | 5118 | 2 | UTTSS
4502 | COM | UTFS | 4000 | 271 | 5 | F | SL0000182600 | No | 3 | 318.28 | [12 empty] | 2 | 152.5 | 3 | 23 | 6 | 824.5 | [8 empty] | 0 | 0 | 1000 | 318.28 | 2 | 6 | 23229.1813 | 0 | 23229.1813 | 9151.5936 | 2145.6667 | 3 | UTFS
4503 | IND | UTTSM | 44336 | 284 | 45 | H | SL0000183345 | No | 2 | 328 | [12 empty] | 3 | 715.39 | [12 empty] | 0 | 0 | 715.39 | 328 | 2 | 2 | 23938.5807 | 0 | 23938.5807 | 7093.4359 | 60371.7529 | 2 | UTTSM
4504 | COM | UTGS | 21072 | 235 | 5 | F | SL0000185072 | No | 2 | 138 | 3 | 387 | [10 empty] | 2 | 215.69 | 3 | 645.69 | 4 | 109.31 | 6 | 14.66 | 8 | 14.66 |  |  |  |  | 0 | 0 | 1000.01 | 525 | 7 | 8 | 38316.3259 | 0 | 38316.3259 | 3262.8147 | 18747.15 | 2 | UTGS
4505 | COM | UTTSS | 21100 | 275 | 5 | F | SL0000186244 | No | 3 | 27 | [12 empty] | 2 | 2 | 3 | 998 | [10 empty] | 0 | 0 | 1000 | 27 | 3 | 5 | 1970.5539 | 0 | 1970.5539 | 3971.2643 | 18747.15 | 3 | UTTSS
4506 | RES | UTGS | 320 | 760 | 0.25 | F | SL0000186296 | No | 0.5 | 70 | [12 empty] | 1.25 | 728.75 | 4 | 271.25 | [10 empty] | 0 | 0 | 1000 | 70 | 16 | 28 | 4788.2434 | 0 | 4788.2434 | 1248.7839 | 431 | 0.5 | UTGS
4507 | COM | UTGS | 320 | 760 | 0.25 | F | SL0000190631 | No | 0.5 | 286 | [12 empty] | 2 | 1000 | [12 empty] | 0 | 0 | 1000 | 286 | 8 | 12 | 19563.3947 | 0 | 19563.3947 | 2709.2468 | 431 | 0.5 | UTGS
4508 | RES | UTGS | 320 | 760 | 0.25 | F | SL0000193458 | No | 0.5 | 46 | [12 empty] | 1.25 | 522 | 2 | 478 | [10 empty] | 0 | 0 | 1000 | 46 | 23 | 44 | 3146.56 | 0 | 3146.56 | 747.19 | 431 | 0.5 | UTGS
4509 | COM | UTGS | 16700 | 275 | 1 | F | SL0000193837 | No | 0.75 | 35 | 3 | 381 | [10 empty] | 2 | 125.17 | 6 | 874.83 | [10 empty] | 0 | 0 | 1000 | 416 | 14 | 43 | 30060.1268 | 0 | 30060.1268 | 1315.9601 | 15242 | 0.75 | UTGS
4510 | COM | UTTSS | 5550 | 272 | 2 | F | SL0000194999 | No | 1.25 | 10 | [12 empty] | 2 | 1000 | [12 empty] | 0 | 0 | 1000 | 10 | 7 | 16 | 745.1348 | 0 | 745.1348 | 2031.9351 | 3698.6667 | 1.25 | UTTSS
4511 | COM | UTGS | 21072 | 235 | 5 | F | SL0000195020 | No | 2 | 575 | [12 empty] | 2 | 120.64 | 4 | 879.36 | [10 empty] | 0 | 0 | 1000 | 575 | 8 | 18 | 41965.4998 | 0 | 41965.4998 | 2156.4429 | 18747.15 | 2 | UTGS
4512 | COM | UTTSS | 14500 | 274 | 5 | F | SL0000195822 | No | 1.25 | 341 | [12 empty] | 2 | 99.64 | 3 | 870.5 | 4 | 29.86 | [8 empty] | 0 | 0 | 1000 | 341 | 4 | 7 | 25409.0959 | 0 | 25409.0959 | 3098.1597 | 10791.3333 | 1.25 | UTTSS
4513 | IND | UTTSM | 44350 | 274 | 45 | H | SL0000195864 | No | 3 | 337 | [12 empty] | 2 | 84.08 | 6 | 915.92 | [10 empty] | 0 | 0 | 1000 | 337 | 6 | 24 | 24595.432 | 0 | 24595.432 | 2404.8783 | 60371.7529 | 3 | UTTSM
4514 | COM | UTTSS | 5550 | 272 | 2 | F | SL0000196790 | No | 1.25 | 92 | [12 empty] | 2 | 1000 | [12 empty] | 0 | 0 | 1000 | 92 | 8 | 53 | 6855.24 | 0 | 6855.24 | 613.4144 | 3698.6667 | 1.25 | UTTSS
4515 | RES | UTGS | 320 | 460 | 0.25 | F | SL0000198271 | No | 0.75 | 7 | [12 empty] | 1.25 | 438.5 | 2 | 561.5 | [10 empty] | 0 | 0 | 1000 | 7 | 14 | 146 | 450.6843 | 0 | 450.6843 | 224.7802 | 431 | 0.75 | UTGS
4516 | RES | UTGS | 175 | 126 | 0.25 | F | SL0000198281 | No | 0.5 | 44 | [12 empty] | 1.25 | 236 | 2 | 764 | [10 empty] | 0 | 0 | 1000 | 44 | 19 | 37 | 3009.753 | 0 | 3009.753 | 883.1395 | 431 | 0.5 | UTGS
4517 | COM | UTFS | 5000 | 158 | 0.25 | F | SL0000201741 | No | 1.25 | 186 | [12 empty] | 1.25 | 35 | 2 | 965 | [10 empty] | 0 | 0 | 1000 | 186 | 8 | 31 | 13859.5069 | 0 | 13859.5069 | 1049.531 | 3698.6667 | 1.25 | UTFS
4518 | IND | UTTSM | 31000 | 158 | 45 | H | SL0000206919 | No | 3 | 413 | [12 empty] | 4 | 1000 | [12 empty] | 0 | 0 | 1000 | 413 | 5 | 8 | 30142.1763 | 0 | 30142.1763 | 4960.1202 | 60371.7529 | 3 | UTTSM
4519 | COM | UTTSM | 121714 | 113 | 45 | H | SL0000207807 | No | 4 | 5 | [12 empty] | 5 | 72.08 | 6 | 927.92 | [10 empty] | 0 | 0 | 1000 | 5 | 1 | 2 | 382.7174 | 0 | 382.7174 | 29662.5245 | 150929.3822 | 4 | UTTSM
4520 | COM | UTFS | 1000 | 115 | 0.25 | F | SL0000209545 | No | 1.25 | 336 | [12 empty] | 4 | 1000 | [12 empty] | 0 | 0 | 1000 | 336 | 4 | 7 | 25036.5286 | 0 | 25036.5286 | 5668.7088 | 1475.8773 | 1.25 | UTFS
4521 | COM | UTTSS | 31000 | 158 | 45 | H | SL0000211879 | No | 3 | 492 | [12 empty] | 2 | 178 | 6 | 822 | [10 empty] | 0 | 0 | 1000 | 492 | 12 | 19 | 35907.8711 | 0 | 35907.8711 | 2901.7054 | 60371.7529 | 3 | UTTSS
4522 | RES | UTGS | 320 | 160 | 0.25 | F | SL0000213421 | No | 0.5 | 82 | [12 empty] | 1.25 | 759 | 2 | 241 | [10 empty] | 0 | 0 | 1000 | 82 | 18 | 28 | 5609.0852 | 0 | 5609.0852 | 1180.0808 | 431 | 0.5 | UTGS
4523 | COM | UTFS | 1348 | 746 | 1 | F | SL0000222068 | No | 1.25 | 181 | [12 empty] | 1.25 | 46 | 2 | 532.25 | 3 | 11 | 4 | 410.75 | [6 empty] | 0 | 0 | 1000 | 181 | 8 | 15 | 13486.9395 | 0 | 13486.9395 | 2356.5839 | 1475.8773 | 1.25 | UTFS
4524 | COM | UTFS | 3300 | 271 | 2 | F | SL0000224320 | No | 1.25 | 301 | [12 empty] | 2 | 55.47 | 4 | 944.53 | [10 empty] | 0 | 0 | 1000 | 301 | 18 | 34 | 22428.5568 | 0 | 22428.5568 | 1155.3895 | 2145.6667 | 1.25 | UTFS
4525 | COM | UTTSM | 28214 | 283 | 45 | H | SL0000225618 | No | 2 | 5 | [12 empty] | 2 | 981.5 | 4 | 18.5 | [10 empty] | 0 | 0 | 1000 | 5 | 3 | 5 | 364.9174 | 0 | 364.9174 | 6528.7213 | 52825.2838 | 2 | UTTSM
4526 | COM | UTTSS | 5550 | 272 | 2 | F | SL0000226532 | No | 1.25 | 436 | [12 empty] | 2 | 156.63 | 4 | 80.68 | 6 | 762.69 | [8 empty] | 0 | 0 | 1000 | 436 | 6 | 16 | 32487.8763 | 0 | 32487.8763 | 3379.9166 | 3698.6667 | 1.25 | UTTSS
4527 | RES | UTGS | 320 | 360 | 0.25 | F | SL0000227204 | No | 0.5 | 95 | [12 empty] | 1.25 | 625 | 2 | 375 | [10 empty] | 0 | 0 | 1000 | 95 | 14 | 24 | 6498.3304 | 0 | 6498.3304 | 1372.8526 | 431 | 0.5 | UTGS
4528 | RES | UTGS | 306 | 211 | 0.25 | F | SL0000227562 | No | 0.75 | 26 | [12 empty] | 1.25 | 1000 | [12 empty] | 0 | 0 | 1000 | 26 | 27 | 46 | 1673.9704 | 0 | 1673.9704 | 721.9774 | 431 | 0.75 | UTGS
4529 | RES | UTGS | 320 | 461 | 0.25 | F | SL0000231200 | No | 0.5 | 78.25 | [12 empty] | 1.25 | 97 | 2 | 903 | [10 empty] | 0 | 0 | 1000 | 78.25 | 33 | 54 | 5352.5721 | 0 | 5352.5721 | 603.3123 | 431 | 0.5 | UTGS
4530 | RES | UTGS | 550 | 261 | 2 | F | SL0000232109 | No | 0.5 | 160 | [12 empty] | 1.25 | 674 | 2 | 303 | 3 | 23 | [8 empty] | 0 | 0 | 1000 | 160 | 15 | 27 | 10944.5565 | 0 | 10944.5565 | 1210.7823 | 585.0096 | 0.5 | UTGS
4531 | IND | UTTSM | 31000 | 158 | 45 | H | SL0000235500 | No | 3 | 604 | [12 empty] | 4 | 1000 | [12 empty] | 0 | 0 | 1000 | 604 | 5 | 10 | 44082.0206 | 0 | 44082.0206 | 3968.0962 | 60371.7529 | 3 | UTTSM
4532 | IND | UTTSS | 64512 | 235 | 45 | H | SL0000235694 | No | 4 | 538 | [12 empty] | 4 | 1000 | [12 empty] | 0 | 0 | 1000 | 538 | 4 | 5 | 41180.3911 | 0 | 41180.3911 | 7936.1923 | 113197.0366 | 4 | UTTSS
4533 | COM | UTTSS | 14500 | 274 | 5 | F | SL0000236880 | No | 3 | 310 | 4 | 177 | [10 empty] | 2 | 242.91 | 4 | 757.09 | [10 empty] | 0 | 0 | 1000 | 487 | 11 | 30 | 36173.0737 | 0 | 36173.0737 | 1264.6432 | 10791.3333 | 3 | UTTSS
4534 | COM | UTTSS | 5550 | 272 | 2 | F | SL0000237652 | No | 1.25 | 79 | [12 empty] | 2 | 641.88 | 4 | 229 | 6 | 129.12 | [8 empty] | 0 | 0 | 1000 | 79 | 9 | 21 | 5886.5647 | 0 | 5886.5647 | 1795.5369 | 3698.6667 | 1.25 | UTTSS
4535 | COM | UTTSS | 3100 | 271 | 1 | F | SL0000240092 | No | 2 | 190 | [12 empty] | 4 | 1000 | [12 empty] | 0 | 0 | 1000 | 190 | 6 | 12 | 13866.8608 | 0 | 13866.8608 | 3306.7468 | 2145.6667 | 2 | UTTSS
4536 | COM | UTGS | 92750 | 279 | 45 | H | SL0000241032 | No | 3 | 21 | 4 | 1 | [10 empty] | 2 | 303 | 4 | 697 | [10 empty] | 0 | 0 | 1000 | 22 | 7 | 15 | 1609.1965 | 0 | 1609.1965 | 2500.5634 | 113197.0366 | 3 | UTGS
4537 | RES | UTGS | 320 | 461 | 0.25 | F | SL0000241231 | No | 0.5 | 11 | [12 empty] | 3 | 1000 | [12 empty] | 0 | 0 | 1000 | 11 | 23 | 45 | 752.4383 | 0 | 752.4383 | 440.688 | 431 | 0.5 | UTGS
4538 | RES | UTGS | 320 | 461 | 0.25 | F | SL0000243243 | No | 0.5 | 53 | [12 empty] | 1.25 | 356 | 2 | 637 | 3 | 7 | [8 empty] | 0 | 0 | 1000 | 53 | 16 | 30 | 3625.3843 | 0 | 3625.3843 | 1089.0467 | 431 | 0.5 | UTGS
4539 | COM | UTTSM | 610429 | 262 | 45 | H | SL0000244145 | No | 6 | 515 | [12 empty] | 4 | 73.75 | 6 | 656 | 8 | 270.25 | [8 empty] | 0 | 0 | 1000 | 515 | 4 | 5 | 27047.8 | 0 | 27047.8 | 12398.9508 | 301858.7644 | 6 | UTTSM
4540 | RES | UTGS | 320 | 261 | 0.25 | F | SL0000247130 | No | 0.5 | 59 | [12 empty] | 1.25 | 834 | 2 | 166 | [10 empty] | 0 | 0 | 1000 | 59 | 13 | 20 | 4035.8052 | 0 | 4035.8052 | 1654.7381 | 431 | 0.5 | UTGS
4541 | COM | UTTSS | 11750 | 274 | 2 | F | SL0000247304 | No | 2 | 628 | [12 empty] | 3 | 122.5 | 4 | 10 | 6 | 867.5 | [8 empty] | 0 | 0 | 1000 | 628 | 3 | 3 | 45833.6241 | 0 | 45833.6241 | 18300.9872 | 10791.3333 | 2 | UTTSS
4542 | COM | UTTSS | 12096 | 231 | 45 | H | SL0000247830 | No | 3 | 85 | [12 empty] | 4 | 710 | 6 | 290 | [10 empty] | 0 | 0 | 1000 | 85 | 3 | 4 | 6203.5956 | 0 | 6203.5956 | 11395.6154 | 45278.8147 | 3 | UTTSS
4543 | COM | UTGS | 320 | 360 | 0.25 | F | SL0000248837 | No | 1.25 | 119 | [12 empty] | 1.25 | 6 | 2 | 773 | 3 | 172 | 4 | 3 | 6 | 46 |  |  |  |  | 0 | 0 | 1000 | 119 | 6 | 15 | 8867.1039 | 0 | 8867.1039 | 2108.1088 | 431 | 1.25 | UTGS
4544 | COM | UTTSS | 21100 | 275 | 5 | F | SL0000249365 | No | 2 | 303 | [12 empty] | 6 | 1000 | [12 empty] | 0 | 0 | 1000 | 303 | 8 | 14 | 22113.9938 | 0 | 22113.9938 | 4287.9258 | 18747.15 | 2 | UTTSS
4545 | COM | UTTSS | 6200 | 157 | 5 | F | SL0000254338 | No | 2 | 604 | [12 empty] | 2 | 1000 | [12 empty] | 0 | 0 | 1000 | 604 | 12 | 13 | 44082.0206 | 0 | 44082.0206 | 2500.8432 | 3698.6667 | 2 | UTTSS
4546 | RES | UTGS | 320 | 160 | 0.25 | F | SL0000254454 | No | 0.75 | 63 | [12 empty] | 2 | 895.5 | 3 | 61 | 4 | 43.5 | [8 empty] | 0 | 0 | 1000 | 63 | 9 | 145 | 4056.1591 | 0 | 4056.1591 | 221.0302 | 431 | 0.75 | UTGS
4547 | COM | UTFS | 6600 | 272 | 5 | F | SL0000255232 | No | 2 | 194 | [12 empty] | 2 | 560.36 | 4 | 422 | [10 empty] | 0 | 0 | 982.36 | 194 | 4 | 6 | 14158.7947 | 0 | 14158.7947 | 5827.2014 | 3698.6667 | 2 | UTFS
4548 | RES | UTGS | 320 | 160 | 0.25 | F | SL0000255901 | No | 1.25 | 35 | [12 empty] | 1.25 | 161 | 2 | 351.25 | 4 | 487.75 | [8 empty] | 0 | 0 | 1000 | 35 | 7 | 131 | 2607.9717 | 0 | 2607.9717 | 275.7315 | 431 | 1.25 | UTGS
4549 | RES | UTGS | 320 | 160 | 0.25 | F | SL0000255953 | No | 0.75 | 48 | [12 empty] | 2 | 1000 | [12 empty] | 0 | 0 | 1000 | 48 | 7 | 105 | 3090.4069 | 0 | 3090.4069 | 309.6282 | 431 | 0.75 | UTGS
4550 | COM | UTTSS | 6600 | 272 | 5 | F | SL0000256336 | No | 2 | 290 | 3 | 162 | [10 empty] | 2 | 186.52 | 3 | 406 | 4 | 407.48 | [8 empty] | 0 | 0 | 1000 | 452 | 3 | 4 | 32988.532 | 0 | 32988.532 | 7571.1283 | 3698.6667 | 2 | UTTSS
4551 | COM | UTTSS | 7800 | 273 | 2 | F | SL0000256492 | No | 1.25 | 417 | [12 empty] | 3 | 1000 | [12 empty] | 0 | 0 | 1000 | 417 | 1 | 1 | 31072.1203 | 0 | 31072.1203 | 19830.9617 | 5118 | 1.25 | UTTSS
4552 | RES | UTGS | 320 | 160 | 0.25 | F | SL0000256912 | No | 1.25 | 56 | [12 empty] | 4 | 1000 | [12 empty] | 0 | 0 | 1000 | 56 | 12 | 89 | 4172.7548 | 0 | 4172.7548 | 445.8535 | 431 | 1.25 | UTGS
4553 | COM | UTTSS | 30300 | 279 | 5 | F | SL0000257813 | No | 2 | 108 | [12 empty] | 4 | 1000 | [12 empty] | 0 | 0 | 1000 | 108 | 3 | 6 | 7882.2156 | 0 | 7882.2156 | 6613.4936 | 27686.4 | 2 | UTTSS
4554 | COM | UTTSS | 6200 | 157 | 5 | F | SL0000258897 | No | 2 | 460 | [12 empty] | 4 | 1000 | [12 empty] | 0 | 0 | 1000 | 460 | 4 | 12 | 33572.3998 | 0 | 33572.3998 | 3306.7468 | 3698.6667 | 2 | UTTSS
4555 | COM | UTGS | 320 | 260 | 0.25 | F | SL0000259975 | No | 2 | 422 | [12 empty] | 1.25 | 151 | 2 | 805.33 | 8 | 43.67 | [8 empty] | 0 | 0 | 1000 | 422 | 7 | 29 | 30799.0276 | 0 | 30799.0276 | 1185.4589 | 431 | 2 | UTGS
4556 | COM | UTTSS | 9200 | 273 | 5 | F | SL0000260139 | No | 3 | 583 | [12 empty] | 4 | 125.6 | 6 | 874.4 | [10 empty] | 0 | 0 | 1000 | 583 | 3 | 3 | 42549.3676 | 0 | 42549.3676 | 19158.3339 | 5118 | 3 | UTTSS
4557 | COM | UTGS | 44350 | 274 | 45 | H | SL0000263036 | No | 3 | 456 | 4 | 3 | [10 empty] | 4 | 276.33 | 6 | 723.67 | [10 empty] | 0 | 0 | 1000 | 459 | 3 | 4 | 33510.0963 | 0 | 33510.0963 | 13601.9116 | 60371.7529 | 3 | UTGS
4558 | COM | UTTSS | 21100 | 275 | 5 | F | SL0000263576 | No | 2 | 343 | [12 empty] | 0.75 | 86 | 2 | 861.61 | [10 empty] | 0 | 0 | 947.61 | 343 | 3 | 3 | 25033.3329 | 0 | 25033.3329 | 10486.5308 | 18747.15 | 2 | UTTSS
4559 | COM | UTTSS | 6600 | 272 | 5 | F | SL0000264158 | No | 2 | 153 | [12 empty] | 4 | 1000 | [12 empty] | 0 | 0 | 1000 | 153 | 3 | 5 | 11166.4721 | 0 | 11166.4721 | 7936.1923 | 3698.6667 | 2 | UTTSS
4560 | RES | UTGS | 630 | 746 | 0.25 | F | SL0000265204 | No | 0.75 | 67 | [12 empty] | 2 | 1000 | [12 empty] | 0 | 0 | 1000 | 67 | 18 | 29 | 4313.693 | 0 | 4313.693 | 1121.0676 | 1348.3333 | 0.75 | UTGS
4561 | COM | UTTSS | 6600 | 272 | 5 | F | SL0000265497 | No | 2 | 42 | [12 empty] | 2 | 764 | 4 | 236 | [10 empty] | 0 | 0 | 1000 | 42 | 2 | 3 | 3065.3061 | 0 | 3065.3061 | 11401.0272 | 3698.6667 | 2 | UTTSS
4562 | IND | UTISFS | 28214 | 283 | 45 | H | SL0000266454 | No | 2 | 96 | [12 empty] | 2 | 19 | 3 | 738 | 6 | 243 | [8 empty] | 0 | 0 | 1000 | 96 | 3 | 18 | 7006.4139 | 0 | 7006.4139 | 1657.8045 | 52825.2838 | 2 | UTISFS
4563 | COM | UTTSS | 14500 | 274 | 5 | F | SL0000266627 | No | 2 | 198 | [12 empty] | 2 | 532.25 | 4 | 418.5 | 16 | 49.25 | [8 empty] | 0 | 0 | 1000 | 198 | 12 | 47 | 14450.7286 | 0 | 14450.7286 | 797.8373 | 10791.3333 | 2 | UTTSS
4564 | COM | UTGS | 21100 | 285 | 5 | F | SL0000267460 | No | 2 | 256 | [12 empty] | 4 | 1000 | [12 empty] | 0 | 0 | 1000 | 256 | 6 | 25 | 18683.7703 | 0 | 18683.7703 | 1587.2385 | 18747.15 | 2 | UTGS
4565 | COM | UTGS | 64512 | 235 | 45 | H | SL0000267856 | No | 1.25 | 303 | [12 empty] | 4 | 920.25 | 6 | 79.75 | [10 empty] | 0 | 0 | 1000 | 303 | 2 | 3 | 22577.5838 | 0 | 22577.5838 | 13767.9581 | 113197.0366 | 1.25 | UTGS
4566 | COM | UTTSS | 2225 | 278 | 2 | F | SL0000268397 | No | 1.25 | 15 | 2 | 62 | [10 empty] | 2 | 424 | 8 | 576 | [10 empty] | 0 | 0 | 1000 | 77 | 7 | 64 | 5642.6778 | 0 | 5642.6778 | 871.0438 | 2428.75 | 1.25 | UTTSS
4567 | COM | UTFS | 1847 | 151 | 2 | F | SL0000268490 | No | 1.25 | 426 | [12 empty] | 4 | 1000 | [12 empty] | 0 | 0 | 1000 | 426 | 6 | 13 | 31742.7416 | 0 | 31742.7416 | 3052.3817 | 2169 | 1.25 | UTFS
4568 | RES | UTGS | 550 | 260 | 2 | F | SL0000268870 | No | 0.75 | 17 | [12 empty] | 2 | 1000 | [12 empty] | 0 | 0 | 1000 | 17 | 11 | 82 | 1094.5191 | 0 | 1094.5191 | 396.4751 | 585.0096 | 0.75 | UTGS
4569 | COM | UTGS | 21100 | 275 | 5 | F | SL0000269041 | No | 2 | 115 | [12 empty] | 2 | 502 | 4 | 498 | [10 empty] | 0 | 0 | 1000 | 115 | 4 | 15 | 8393.1 | 0 | 8393.1 | 2405.4414 | 18747.15 | 2 | UTGS
4570 | COM | UTTSS | 5118 | 208 | 1 | F | SL0000269048 | No | 2 | 489 | [12 empty] | 2 | 1000 | [12 empty] | 0 | 0 | 1000 | 489 | 9 | 30 | 35688.9207 | 0 | 35688.9207 | 1083.6987 | 3698.6667 | 2 | UTTSS
4571 | COM | UTTSS | 16720 | 235 | 1 | F | SL0000270589 | No | 2 | 648 | [12 empty] | 2 | 223.5 | 4 | 776.5 | [10 empty] | 0 | 0 | 1000 | 648 | 8 | 9 | 47293.2936 | 0 | 47293.2936 | 4230.9407 | 15242 | 2 | UTTSS
4572 | RES | UTGS | 320 | 127 | 0.25 | F | SL0000270667 | No | 0.75 | 15 | [12 empty] | 2 | 1000 | [12 empty] | 0 | 0 | 1000 | 15 | 15 | 124 | 965.7522 | 0 | 965.7522 | 262.1852 | 431 | 0.75 | UTGS
4573 | COM | UTGS | 44350 | 274 | 45 | H | SL0000301829 | No | 3 | 650 | [12 empty] | 0.75 | 39 | 2 | 264 | 4 | 240.54 | [8 empty] | 0 | 0 | 543.54 | 650 | 8 | 8 | 47439.2606 | 0 | 47439.2606 | 2461.4125 | 60371.7529 | 3 | UTGS
4574 | RES | UTGS | 320 | 461 | 0.25 | F | SL0000304844 | No | 0.5 | 89 | 0.75 | 319 | [10 empty] | 2 | 228.88 | 4 | 771.12 | [10 empty] | 0 | 0 | 1000 | 408 | 6 | 9 | 26626.239 | 0 | 26626.239 | 4226.6547 | 431 | 0.5 | UTGS
4575 | COM | UTGS | 31000 | 158 | 45 | H | SL0000305375 | No | 2 | 333 | [12 empty] | 3 | 462 | 4 | 538 | [10 empty] | 0 | 0 | 1000 | 333 | 2 | 3 | 24303.4981 | 0 | 24303.4981 | 10170.0872 | 60371.7529 | 2 | UTGS
4576 | COM | UTGS | 320 | 260 | 0.25 | F | SL0000305664 | No | 0.75 | 469.35 | 1.25 | 22.64 | [10 empty] | 2 | 472.5 | 3 | 527.5 | [10 empty] | 0 | 0 | 1000 | 491.99 | 16 | 19 | 31905.3705 | 0 | 31905.3705 | 1359.0664 | 431 | 0.75 | UTGS
4577 | RES | UTGS | 320 | 760 | 0.25 | F | SL0000306064 | No | 0.5 | 96 | [12 empty] | 1.25 | 425 | 2 | 575 | [10 empty] | 0 | 0 | 1000 | 96 | 18 | 28 | 6566.7339 | 0 | 6566.7339 | 1171.7308 | 431 | 0.5 | UTGS
4578 | COM | UTTSM | 21100 | 275 | 5 | F | SL0000311123 | No | 3 | 22 | [12 empty] | 3 | 356 | 4 | 644 | [10 empty] | 0 | 0 | 1000 | 22 | 5 | 22 | 1605.6365 | 0 | 1605.6365 | 1482.471 | 18747.15 | 3 | UTTSM
4579 | RES | UTGS | 320 | 127 | 0.25 | F | SL0000311412 | No | 0.75 | 20 | [12 empty] | 1.25 | 583.5 | 2 | 416.5 | [10 empty] | 0 | 0 | 1000 | 20 | 22 | 52 | 1287.6696 | 0 | 1287.6696 | 633.0656 | 431 | 0.75 | UTGS
4580 | RES | UTGS | 306 | 111 | 0.25 | F | SL0000311413 | No | 0.75 | 13 | [12 empty] | 1.25 | 583.5 | 2 | 416.5 | [10 empty] | 0 | 0 | 1000 | 13 | 22 | 46 | 836.9852 | 0 | 836.9852 | 715.6394 | 431 | 0.75 | UTGS
4581 | COM | UTGS | 28250 | 273 | 45 | H | SL0000313219 | No | 3 | 596 | 4 | 3 | [10 empty] | 1.25 | 299.43 | 4 | 700.57 | [10 empty] | 0 | 0 | 1000 | 599 | 6 | 6 | 43727.7832 | 0 | 43727.7832 | 6290.6083 | 52825.2838 | 3 | UTGS
4582 | COM | UTFS | 7000 | 283 | 0.25 | F | SL0000314257 | No | 2 | 540 | [12 empty] | 4 | 1000 | [12 empty] | 0 | 0 | 1000 | 540 | 3 | 4 | 39411.078 | 0 | 39411.078 | 9920.2404 | 5118 | 2 | UTFS
4583 | COM | UTTSS | 5200 | 272 | 1 | F | SL0000314266 | No | 2 | 649 | [12 empty] | 4 | 991 | [12 empty] | 0 | 0 | 991 | 649 | 5 | 34 | 47366.2771 | 0 | 47366.2771 | 1156.5833 | 3698.6667 | 2 | UTTSS
4584 | COM | UTGS | 17800 | 275 | 2 | F | SL0000317713 | No | 2 | 133 | [12 empty] | 4 | 1000 | [12 empty] | 0 | 0 | 1000 | 133 | 4 | 6 | 9706.8026 | 0 | 9706.8026 | 6613.4936 | 15242 | 2 | UTGS
4585 | RES | UTGS | 320 | 160 | 0.25 | F | SL0000318887 | No | 0.75 | 16 | [12 empty] | 2 | 899 | 3 | 101 | [10 empty] | 0 | 0 | 1000 | 16 | 20 | 199 | 1030.1356 | 0 | 1030.1356 | 156.9361 | 431 | 0.75 | UTGS
4586 | RES | UTGS | 320 | 760 | 0.25 | F | SL0000321009 | No | 0.75 | 47 | [12 empty] | 2 | 1000 | [12 empty] | 0 | 0 | 1000 | 47 | 10 | 94 | 3026.0235 | 0 | 3026.0235 | 345.8613 | 431 | 0.75 | UTGS
4587 | COM | UTTSS | 5000 | 272 | 0.25 | F | SL0000322008 | No | 2 | 354 | [12 empty] | 2 | 776 | 4 | 224 | [10 empty] | 0 | 0 | 1000 | 354 | 12 | 18 | 25836.1512 | 0 | 25836.1512 | 1895.3912 | 3698.6667 | 2 | UTTSS
4588 | RES | UTGS | 320 | 160 | 0.25 | F | SL0000326074 | No | 0.75 | 158.28 | [12 empty] | 1.25 | 334 | 2 | 666 | [10 empty] | 0 | 0 | 1000 | 158.28 | 16 | 123 | 10190.6169 | 0 | 10190.6169 | 266.2176 | 431 | 0.75 | UTGS
4589 | RES | UTGS | 320 | 160 | 0.25 | F | SL0000326561 | No | 0.75 | 19 | [12 empty] | 2 | 1000 | [12 empty] | 0 | 0 | 1000 | 19 | 19 | 53 | 1223.2861 | 0 | 1223.2861 | 613.4144 | 431 | 0.75 | UTGS
4590 | COM | UTTSS | 9200 | 273 | 5 | F | SL0000334616 | No | 2 | 610 | [12 empty] | 2 | 184 | 6 | 728 | 8 | 88 | [8 empty] | 0 | 0 | 1000 | 610 | 1 | 1 | 44519.9215 | 0 | 44519.9215 | 56095.4417 | 5118 | 2 | UTTSS
4591 | COM | UTGS | 21100 | 275 | 5 | F | SL0000338318 | No | 3 | 310 | [12 empty] | 4 | 561.45 | 6 | 438.55 | [10 empty] | 0 | 0 | 1000 | 310 | 2 | 2 | 22624.8781 | 0 | 22624.8781 | 24302.7271 | 18747.15 | 3 | UTGS
4592 | RES | UTGS | 320 | 260 | 0.25 | F | SL0000344108 | No | 0.5 | 31 | [12 empty] | 1.25 | 851 | 2 | 32.25 | 4 | 116.75 | [8 empty] | 0 | 0 | 1000 | 31 | 8 | 15 | 2120.5078 | 0 | 2120.5078 | 2262.9173 | 431 | 0.5 | UTGS
4593 | COM | UTGS | 540 | 259 | 0.25 | F | SL0000345874 | No | 0.75 | 162 | [12 empty] | 2 | 286.73 | 3 | 706.63 | 4 | 6.63 | [8 empty] | 0 | 0 | 999.99 | 162 | 3 | 5 | 10430.1234 | 0 | 10430.1234 | 4719.6211 | 585.0096 | 0.75 | UTGS
4594 | RES | UTGS | 500 | 220 | 0.25 | F | SL0000366709 | No | 0.75 | 91 | 1.25 | 460.45 | [10 empty] | 2 | 69.28 | 4 | 930.72 | [10 empty] | 0 | 0 | 1000 | 551.45 | 10 | 13 | 40168.6273 | 0 | 40168.6273 | 3014.1711 | 585.0096 | 0.75 | UTGS
4595 | COM | UTTSS | 6600 | 272 | 5 | F | SL0000366715 | No | 1.25 | 103 | 2 | 62 | [10 empty] | 2 | 567 | 4 | 433 | [10 empty] | 0 | 0 | 1000 | 165 | 2 | 3 | 12199.8638 | 0 | 12199.8638 | 11871.8572 | 3698.6667 | 1.25 | UTTSS
4596 | RES | UTGS | 500 | 220 | 0.25 | F | SL0000366894 | No | 0.75 | 618 | [12 empty] | 4 | 1000 | [12 empty] | 0 | 0 | 1000 | 618 | 3 | 4 | 39788.9893 | 0 | 39788.9893 | 9920.2404 | 585.0096 | 0.75 | UTGS
4597 | RES | UTGS | 320 | 127 | 0.25 | F | SL0000369012 | No | 0.5 | 41 | [12 empty] | 1.25 | 484 | 2 | 20 | 4 | 496 | [8 empty] | 0 | 0 | 1000 | 41 | 7 | 12 | 2804.5426 | 0 | 2804.5426 | 3033.8401 | 431 | 0.5 | UTGS
4598 | COM | UTFS | 2700 | 255 | 5 | F | SL0000369922 | No | 1.25 | 157 | 2 | 1 | [10 empty] | 2 | 348 | 3 | 652 | [10 empty] | 0 | 0 | 1000 | 158 | 5 | 6 | 11771.5995 | 0 | 11771.5995 | 4040.6003 | 2428.75 | 1.25 | UTFS
4599 | RES | UTGS | 306 | 211 | 0.25 | F | SL0000372311 | No | 0.75 | 465.44 | [12 empty] | 2 | 1000 | [12 empty] | 0 | 0 | 1000 | 465.44 | 7 | 10 | 29966.6459 | 0 | 29966.6459 | 3251.0962 | 431 | 0.75 | UTGS
4600 | COM | UTTSS | 9200 | 273 | 5 | F | SL0000373624 | No | 0.5 | 40 | [12 empty] | 2 | 240 | 4 | 760 | [10 empty] | 0 | 0 | 1000 | 40 | 15 | 29 | 2736.1391 | 0 | 2736.1391 | 1308.9711 | 5118 | 0.5 | UTTSS
4601 | RES | UTGS | 320 | 127 | 0.25 | F | SL0000374448 | No | 0.75 | 352.18 | [12 empty] | 2 | 166.13 | 4 | 833.87 | [10 empty] | 0 | 0 | 1000 | 352.18 | 17 | 31 | 22674.5732 | 0 | 22674.5732 | 1241.6068 | 431 | 0.75 | UTGS
4602 | RES | UTGS | 306 | 211 | 0.25 | F | SL0000376103 | No | 0.5 | 43 | [12 empty] | 1.25 | 881 | 2 | 117.5 | 4 | 1.5 | [8 empty] | 0 | 0 | 1000 | 43 | 7 | 13 | 2941.3495 | 0 | 2941.3495 | 2549.109 | 431 | 0.5 | UTGS
4603 | COM | UTFS | 6113 | 282 | 2 | F | SL0000376550 | No | 2 | 445 | [12 empty] | 6 | 665.47 | [12 empty] | 0 | 0 | 665.47 | 445 | 4 | 6 | 32477.6476 | 0 | 32477.6476 | 6658.134 | 3698.6667 | 2 | UTFS
4604 | RES | UTGS | 320 | 360 | 0.25 | F | SL0000378237 | No | 0.75 | 38.44 | [12 empty] | 1.25 | 65 | 2 | 935 | [10 empty] | 0 | 0 | 1000 | 38.44 | 31 | 138 | 2474.9009 | 0 | 2474.9009 | 235.9164 | 431 | 0.75 | UTGS
4605 | COM | UTTSS | 64550 | 285 | 45 | H | SL0000378981 | No | 3 | 554 | [12 empty] | 4 | 1000 | [12 empty] | 0 | 0 | 1000 | 554 | 6 | 7 | 40432.8467 | 0 | 40432.8467 | 5668.7088 | 113197.0366 | 3 | UTTSS
4606 | RES | UTGS | 320 | 460 | 0.25 | F | SL0000420698 | No | 0.5 | 94 | [12 empty] | 1.25 | 452 | 2 | 548 | [10 empty] | 0 | 0 | 1000 | 94 | 15 | 102 | 6429.9269 | 0 | 6429.9269 | 321.8369 | 431 | 0.5 | UTGS
4607 | RES | UTGS | 306 | 211 | 0.25 | F | SL0000432407 | No | 0.5 | 59 | [12 empty] | 2 | 1000 | [12 empty] | 0 | 0 | 1000 | 59 | 35 | 64 | 4035.8052 | 0 | 4035.8052 | 507.9838 | 431 | 0.5 | UTGS
4608 | RES | UTGS | 1000 | 115 | 0.25 | F | SL0000432550 | No | 0.75 | 48 | [12 empty] | 2 | 923 | 4 | 77 | [10 empty] | 0 | 0 | 1000 | 48 | 16 | 45 | 3090.4069 | 0 | 3090.4069 | 734.7345 | 1475.8773 | 0.75 | UTGS
4609 | RES | UTGS | 320 | 461 | 0.25 | F | SL0000460410 | No | 0.5 | 24 | [12 empty] | 1.25 | 2 | 2 | 998 | [10 empty] | 0 | 0 | 1000 | 24 | 26 | 57 | 1641.6835 | 0 | 1641.6835 | 570.3923 | 431 | 0.5 | UTGS
4610 | COM | UTTSS | 20200 | 272 | 45 | H | SL0000463450 | No | 1.25 | 4 | 2 | 29 | 4 | 5 | [8 empty] | 4 | 259 | 6 | 613 | 8 | 128 | [8 empty] | 0 | 0 | 1000 | 38 | 6 | 10 | 2797.2922 | 0 | 2797.2922 | 5640.1272 | 52825.2838 | 1.25 | UTTSS
4611 | RES | UTGS | 320 | 261 | 0.25 | F | SL0000468855 | No | 0.75 | 36 | [12 empty] | 0.75 | 273 | 2 | 727 | [10 empty] | 0 | 0 | 1000 | 36 | 11 | 25 | 2317.8052 | 0 | 2317.8052 | 1383.2121 | 431 | 0.75 | UTGS
4612 | COM | UTFS | 2700 | 755 | 5 | F | SL0000470741 | No | 1.25 | 124 | [12 empty] | 2 | 672 | 4 | 328 | [10 empty] | 0 | 0 | 1000 | 124 | 11 | 23 | 9239.6713 | 0 | 9239.6713 | 1515.7705 | 2428.75 | 1.25 | UTFS
4613 | RES | UTGS | 320 | 127 | 0.25 | F | SL0000472053 | No | 0.75 | 31.86 | [12 empty] | 2 | 982.75 | 16 | 17.25 | [10 empty] | 0 | 0 | 1000 | 31.86 | 29 | 75 | 2051.2576 | 0 | 2051.2576 | 442.7577 | 431 | 0.75 | UTGS
4614 | COM | UTGS | 17800 | 275 | 2 | F | SL0000472753 | No | 2 | 205 | [12 empty] | 2 | 723.42 | [12 empty] | 0 | 0 | 723.42 | 205 | 2 | 3 | 14961.613 | 0 | 14961.613 | 7839.6933 | 15242 | 2 | UTGS
4615 | COM | UTGS | 320 | 460 | 0.25 | F | SL0000473594 | No | 0.75 | 16 | [12 empty] | 2 | 1000 | [12 empty] | 0 | 0 | 1000 | 16 | 18 | 51 | 1030.1356 | 0 | 1030.1356 | 637.4698 | 431 | 0.75 | UTGS
4616 | COM | UTTSS | 3300 | 271 | 2 | F | SL0000474125 | No | 1.25 | 297 | [12 empty] | 1.25 | 88 | 2 | 884.67 | 4 | 27.33 | [8 empty] | 0 | 0 | 1000 | 297 | 8 | 24 | 22130.5029 | 0 | 22130.5029 | 1365.3549 | 2145.6667 | 1.25 | UTTSS
4617 | RES | UTGS | 320 | 460 | 0.25 | F | SL0000553033 | No | 0.75 | 98 | [12 empty] | 2 | 1000 | [12 empty] | 0 | 0 | 1000 | 98 | 13 | 24 | 6309.5808 | 0 | 6309.5808 | 1354.6234 | 431 | 0.75 | UTGS
4618 | RES | UTGS | 320 | 160 | 0.25 | F | SL0000554936 | No | 0.75 | 111 | [12 empty] | 0.75 | 771 | 1.25 | 149 | 2 | 80 | [8 empty] | 0 | 0 | 1000 | 111 | 10 | 17 | 7146.566 | 0 | 7146.566 | 2262.3201 | 431 | 0.75 | UTGS
4619 | COM | UTTSS | 9219 | 283 | 5 | F | SL0000557315 | No | 2 | 230 | [12 empty] | 2 | 387 | 4 | 613 | [10 empty] | 0 | 0 | 1000 | 230 | 2 | 2 | 16786.1999 | 0 | 16786.1999 | 18453.0859 | 5118 | 2 | UTTSS
4620 | RES | UTGS | 320 | 760 | 0.25 | F | SL0000559065 | No | 0.75 | 74 | [12 empty] | 2 | 1000 | [12 empty] | 0 | 0 | 1000 | 74 | 18 | 52 | 4764.3774 | 0 | 4764.3774 | 625.2108 | 431 | 0.75 | UTGS
4621 | RES | UTGS | 320 | 460 | 0.25 | F | SL0000560484 | No | 0.5 | 61 | 0.75 | 41.84 | [10 empty] | 2 | 692 | 4 | 308 | [10 empty] | 0 | 0 | 1000 | 102.84 | 14 | 25 | 6866.4169 | 0 | 6866.4169 | 1388.7729 | 431 | 0.5 | UTGS
4622 | COM | UTGS | 20200 | 272 | 45 | H | SL0000561145 | No | 3 | 73 | 4 | 502 | [10 empty] | 4 | 1000 | [12 empty] | 0 | 0 | 1000 | 575 | 3 | 4 | 43752.6198 | 0 | 43752.6198 | 9920.2404 | 52825.2838 | 3 | UTGS
4623 | IND | UTFS | 9219 | 233 | 5 | F | SL0000561320 | No | 0.75 | 118 | [12 empty] | 2 | 857 | 4 | 143 | [10 empty] | 0 | 0 | 1000 | 118 | 10 | 19 | 7597.2504 | 0 | 7597.2504 | 1765.0669 | 5118 | 0.75 | UTFS
4624 | IND | UTTSS | 12100 | 271 | 45 | H | SL0000561702 | No | 3 | 378 | 4 | 2 | [10 empty] | 4 | 788 | [12 empty] | 0 | 0 | 788 | 380 | 1 | 2 | 27740.8416 | 0 | 27740.8416 | 15634.2989 | 45278.8147 | 3 | UTTSS
4625 | COM | UTTSS | 12096 | 231 | 45 | H | SL0000561925 | No | 2 | 471 | [12 empty] | 2 | 1000 | [12 empty] | 0 | 0 | 1000 | 471 | 6 | 12 | 34375.2181 | 0 | 34375.2181 | 2709.2468 | 45278.8147 | 2 | UTTSS
4626 | COM | UTGS | 28250 | 273 | 45 | H | SL0000563015 | No | 2 | 349 | [12 empty] | 4 | 897 | [12 empty] | 0 | 0 | 897 | 349 | 2 | 2 | 25471.2338 | 0 | 25471.2338 | 17796.9113 | 52825.2838 | 2 | UTGS
4627 | RES | UTGS | 320 | 160 | 0.25 | F | SL0000565197 | No | 0.75 | 89 | [12 empty] | 1.25 | 1000 | [12 empty] | 0 | 0 | 1000 | 89 | 2 | 2 | 5730.1295 | 0 | 5730.1295 | 16605.4809 | 431 | 0.75 | UTGS
4628 | RES | UTGS | 320 | 360 | 0.25 | F | SL0000566034 | No | 0.5 | 181 | [12 empty] | 3 | 1000 | [12 empty] | 0 | 0 | 1000 | 181 | 5 | 8 | 12381.0295 | 0 | 12381.0295 | 2478.8702 | 431 | 0.5 | UTGS
4629 | RES | UTGS | 320 | 460 | 0.25 | F | SL0000566630 | No | 0.5 | 48 | 2 | 198 | [10 empty] | 2 | 988 | [12 empty] | 0 | 0 | 988 | 246 | 3 | 5 | 17734.0955 | 0 | 17734.0955 | 6424.166 | 431 | 0.5 | UTGS
4630 | COM | UTGS | 44350 | 274 | 45 | H | SL0000567681 | No | 3 | 565 | [12 empty] | 1.25 | 104.49 | 2 | 108.27 | 4 | 787.24 | [8 empty] | 0 | 0 | 1000 | 565 | 4 | 4 | 41235.665 | 0 | 41235.665 | 9557.1539 | 60371.7529 | 3 | UTGS
4631 | RES | UTGS | 320 | 760 | 0.25 | F | SL0000568134 | No | 0.5 | 58 | [12 empty] | 0.75 | 326 | 1.25 | 600 | 2 | 74 | [8 empty] | 0 | 0 | 1000 | 58 | 11 | 19 | 3967.4017 | 0 | 3967.4017 | 1863.2654 | 431 | 0.5 | UTGS
4632 | COM | UTFS | 9200 | 273 | 5 | F | SL0000570037 | No | 2 | 161 | [12 empty] | 2 | 579 | 3 | 126 | 4 | 295 | [8 empty] | 0 | 0 | 1000 | 161 | 4 | 9 | 11750.3399 | 0 | 11750.3399 | 3669.8257 | 5118 | 2 | UTFS
4633 | IND | UTTSM | 21100 | 275 | 5 | F | SL0000572895 | No | 2 | 270 | [12 empty] | 4 | 1000 | [12 empty] | 0 | 0 | 1000 | 270 | 6 | 15 | 19705.539 | 0 | 19705.539 | 2645.3974 | 18747.15 | 2 | UTTSM
4634 | IND | UTTSM | 28250 | 273 | 45 | H | SL0000573489 | No | 4 | 43 | [12 empty] | 4 | 1000 | [12 empty] | 0 | 0 | 1000 | 43 | 3 | 5 | 3291.3695 | 0 | 3291.3695 | 7936.1923 | 52825.2838 | 4 | UTTSM
4635 | COM | UTTSS | 11750 | 274 | 2 | F | SL0000573743 | No | 2 | 448 | [12 empty] | 2 | 59.75 | 3 | 830.25 | 4 | 110 | [8 empty] | 0 | 0 | 1000 | 448 | 3 | 4 | 32696.5981 | 0 | 32696.5981 | 5693.0229 | 10791.3333 | 2 | UTTSS
4636 | RES | UTGS | 320 | 127 | 0.25 | F | SL0000573937 | No | 0.75 | 66 | [12 empty] | 1.25 | 697 | 2 | 303 | [10 empty] | 0 | 0 | 1000 | 66 | 24 | 78 | 4249.3095 | 0 | 4249.3095 | 423.0623 | 431 | 0.75 | UTGS
4637 | RES | UTGS | 306 | 211 | 0.25 | F | SL0000575466 | No | 0.75 | 282 | [12 empty] | 2 | 1000 | [12 empty] | 0 | 0 | 1000 | 282 | 2 | 2 | 18156.1407 | 0 | 18156.1407 | 16255.4809 | 431 | 0.75 | UTGS
4638 | RES | UTGS | 955 | 759 | 2 | F | SL0000575557 | No | 0.5 | 52 | [12 empty] | 1.25 | 911 | 2 | 89 | [10 empty] | 0 | 0 | 1000 | 52 | 12 | 20 | 3556.9808 | 0 | 3556.9808 | 1657.4331 | 1475.8773 | 0.5 | UTGS
4639 | COM | UTTSS | 9200 | 273 | 5 | F | SL0000575570 | No | 2 | 166 | [12 empty] | 2 | 834 | 4 | 166 | [10 empty] | 0 | 0 | 1000 | 166 | 6 | 34 | 12115.2573 | 0 | 12115.2573 | 991.2112 | 5118 | 2 | UTTSS
4640 | COM | UTTSS | 14487 | 284 | 5 | F | SL0000612982 | No | 2 | 6 | 3 | 109 | 4 | 398 | [8 empty] | 2 | 103.51 | 4 | 896.49 | [10 empty] | 0 | 0 | 1000 | 513 | 16 | 23 | 38857.4041 | 0 | 38857.4041 | 1692.9911 | 10791.3333 | 2 | UTTSS
4641 | IND | UTFS | 9200 | 273 | 5 | F | SL0000614799 | No | 1.25 | 70 | [12 empty] | 2 | 834.75 | 4 | 165.25 | [10 empty] | 0 | 0 | 1000 | 70 | 5 | 12 | 5215.9434 | 0 | 5215.9434 | 2807.9837 | 5118 | 1.25 | UTFS
4642 | RES | UTGS | 320 | 361 | 0.25 | F | SL0000615596 | No | 0.75 | 87 | [12 empty] | 2 | 1000 | [12 empty] | 0 | 0 | 1000 | 87 | 23 | 41 | 5601.3626 | 0 | 5601.3626 | 792.9503 | 431 | 0.75 | UTGS
4643 | RES | UTGS | 320 | 760 | 0.25 | F | SL0000617190 | No | 0.5 | 29.95 | 0.75 | 90 | [10 empty] | 2 | 919 | 8 | 81 | [10 empty] | 0 | 0 | 1000 | 119.95 | 26 | 53 | 7843.1972 | 0 | 7843.1972 | 675.0661 | 431 | 0.5 | UTGS
4644 | RES | UTGS | 320 | 260 | 0.25 | F | SL0000622884 | No | 0.5 | 62 | [12 empty] | 2 | 364 | 4 | 636 | [10 empty] | 0 | 0 | 1000 | 62 | 24 | 43 | 4241.0156 | 0 | 4241.0156 | 862.1182 | 431 | 0.5 | UTGS
4645 | COM | UTGS | 500 | 220 | 0.25 | F | SL0000629847 | No | 0.75 | 64 | [12 empty] | 2 | 957 | 8 | 43 | [10 empty] | 0 | 0 | 1000 | 64 | 14 | 34 | 4120.5426 | 0 | 4120.5426 | 1007.223 | 585.0096 | 0.75 | UTGS
4646 | RES | UTGS | 320 | 127 | 0.25 | F | SL0000630498 | No | 0.75 | 191 | [12 empty] | 3 | 1000 | [12 empty] | 0 | 0 | 1000 | 191 | 11 | 19 | 12297.2443 | 0 | 12297.2443 | 1043.7348 | 431 | 0.75 | UTGS
4647 | RES | UTGS | 320 | 460 | 0.25 | F | SL0000631512 | No | 0.75 | 84 | [12 empty] | 1.25 | 7.62 | 2 | 992.38 | [10 empty] | 0 | 0 | 1000 | 84 | 16 | 32 | 5408.2121 | 0 | 5408.2121 | 1016.1342 | 431 | 0.75 | UTGS
4648 | COM | UTFS | 3000 | 271 | 0.25 | F | SL0000632752 | No | 0.75 | 94 | 1.25 | 288 | [10 empty] | 2 | 708 | 4 | 292 | [10 empty] | 0 | 0 | 1000 | 382 | 2 | 13 | 27511.9285 | 0 | 27511.9285 | 2661.8924 | 2145.6667 | 0.75 | UTFS
4649 | RES | UTGS | 320 | 460 | 0.25 | F | SL0000633099 | No | 0.75 | 63 | [12 empty] | 2 | 1000 | [12 empty] | 0 | 0 | 1000 | 63 | 9 | 16 | 4056.1591 | 0 | 4056.1591 | 2031.9351 | 431 | 0.75 | UTGS
4650 | RES | UTGS | 306 | 111 | 0.25 | F | SL0000636886 | No | 0.75 | 42 | [12 empty] | 0.75 | 282 | 2 | 718 | [10 empty] | 0 | 0 | 1000 | 42 | 19 | 35 | 2704.1061 | 0 | 2704.1061 | 989.9578 | 431 | 0.75 | UTGS
4651 | RES | UTGS | 320 | 760 | 0.25 | F | SL0000638561 | No | 0.5 | 44 | [12 empty] | 2 | 1000 | [12 empty] | 0 | 0 | 1000 | 44 | 22 | 41 | 3009.753 | 0 | 3009.753 | 792.9503 | 431 | 0.5 | UTGS
4652 | IND | UTFS | 20200 | 272 | 45 | H | SL0000641712 | No | 2 | 17 | [12 empty] | 4 | 1000 | [12 empty] | 0 | 0 | 1000 | 17 | 3 | 3 | 1240.7191 | 0 | 1240.7191 | 13226.9872 | 52825.2838 | 2 | UTFS
4653 | COM | UTTSS | 20200 | 272 | 45 | H | SL0000642247 | No | 2 | 291 | [12 empty] | 1.25 | 32.62 | 2 | 967.38 | [10 empty] | 0 | 0 | 1000 | 291 | 15 | 28 | 21238.192 | 0 | 21238.192 | 1161.9213 | 52825.2838 | 2 | UTTSS
4654 | COM | UTTSS | 5900 | 272 | 3 | F | SL0000642249 | No | 1.25 | 89 | 2 | 1 | [10 empty] | 2 | 624.5 | 10 | 375.5 | [10 empty] | 0 | 0 | 1000 | 90 | 8 | 14 | 6704.683 | 0 | 6704.683 | 3404.188 | 3698.6667 | 1.25 | UTTSS
4655 | COM | UTTSS | 7800 | 273 | 2 | F | SL0000645399 | No | 1.25 | 268 | [12 empty] | 2 | 947.54 | 4 | 52.46 | [10 empty] | 0 | 0 | 1000 | 268 | 10 | 39 | 19969.6121 | 0 | 19969.6121 | 843.259 | 5118 | 1.25 | UTTSS
4656 | COM | UTTSS | 6600 | 272 | 5 | F | SL0000645882 | No | 2 | 96 | [12 empty] | 2 | 1000 | [12 empty] | 0 | 0 | 1000 | 96 | 7 | 9 | 7006.4139 | 0 | 7006.4139 | 3612.3291 | 3698.6667 | 2 | UTTSS
4657 | IND | UTTSS | 11600 | 273 | 10 | L | SL0000646295 | No | 2 | 148 | [12 empty] | 1.25 | 191 | 2 | 40 | 4 | 769 | [8 empty] | 0 | 0 | 1000 | 148 | 20 | 66 | 10801.5547 | 0 | 10801.5547 | 578.1575 | 14339.66 | 2 | UTTSS
4658 | COM | UTTSS | 3100 | 271 | 1 | F | SL0000648128 | No | 1.25 | 330 | [12 empty] | 2 | 755 | [12 empty] | 0 | 0 | 755 | 330 | 3 | 3 | 24589.4477 | 0 | 24589.4477 | 8181.9254 | 2145.6667 | 1.25 | UTTSS
4659 | IND | UTFS | 11600 | 273 | 10 | L | SL0000648585 | No | 2 | 344 | [12 empty] | 4 | 1000 | [12 empty] | 0 | 0 | 1000 | 344 | 2 | 2 | 25106.3164 | 0 | 25106.3164 | 19840.4809 | 14339.66 | 2 | UTFS
4660 | COM | UTTSS | 4000 | 271 | 5 | F | SL0000649461 | No | 1.25 | 144 | [12 empty] | 1.25 | 574 | 4 | 426 | [10 empty] | 0 | 0 | 1000 | 144 | 3 | 23 | 10729.9408 | 0 | 10729.9408 | 1563.7905 | 2145.6667 | 1.25 | UTTSS
4661 | COM | UTGS | 17800 | 275 | 2 | F | SL0000649934 | No | 4 | 281 | [12 empty] | 2 | 105 | 4 | 472 | 6 | 423 | [8 empty] | 0 | 0 | 1000 | 281 | 4 | 4 | 21508.7173 | 0 | 21508.7173 | 11884.0404 | 15242 | 4 | UTGS
4662 | COM | UTFS | 1847 | 151 | 2 | F | SL0000650682 | No | 0.75 | 38 | 1.25 | 1 | 2 | 1 | [8 empty] | 2 | 844 | 6 | 156 | [10 empty] | 0 | 0 | 1000 | 40 | 3 | 4 | 2594.0691 | 0 | 2594.0691 | 9201.0204 | 2169 | 0.75 | UTFS
4663 | RES | UTGS | 306 | 111 | 0.25 | F | SL0000651046 | No | 0.5 | 76 | [12 empty] | 2 | 1000 | [12 empty] | 0 | 0 | 1000 | 76 | 22 | 36 | 5198.6643 | 0 | 5198.6643 | 903.0823 | 431 | 0.5 | UTGS
4664 | IND | UTTSS | 3750 | 271 | 4 | F | SL0000651520 | No | 2 | 351 | [12 empty] | 4 | 35.34 | 6 | 964.66 | [10 empty] | 0 | 0 | 1000 | 351 | 3 | 4 | 25617.2007 | 0 | 25617.2007 | 14827.9482 | 2145.6667 | 2 | UTTSS
4665 | COM | UTFS | 3897 | 281 | 2 | F | SL0000651543 | No | 1.25 | 174 | 2 | 8 | [10 empty] | 2 | 844 | 6 | 156 | [10 empty] | 0 | 0 | 1000 | 182 | 3 | 5 | 13549.213 | 0 | 13549.213 | 7360.8163 | 2145.6667 | 1.25 | UTFS
4666 | COM | UTTSS | 7000 | 273 | 0.25 | F | SL0000653277 | No | 2 | 317 | [12 empty] | 2 | 5.34 | 3 | 803.02 | 4 | 12 | 8 | 179.64 | [6 empty] | 0 | 0 | 1000 | 317 | 10 | 43 | 23135.7625 | 0 | 23135.7625 | 689.7997 | 5118 | 2 | UTTSS
4667 | COM | UTTSS | 5200 | 272 | 1 | F | SL0000655282 | No | 2 | 374 | [12 empty] | 2 | 165.66 | 4 | 834.34 | [10 empty] | 0 | 0 | 1000 | 374 | 13 | 19 | 27295.8207 | 0 | 27295.8207 | 2025.9568 | 3698.6667 | 2 | UTTSS
4668 | RES | UTGS | 320 | 760 | 0.25 | F | SL0000656621 | No | 0.5 | 39 | [12 empty] | 2 | 1000 | [12 empty] | 0 | 0 | 1000 | 39 | 22 | 56 | 2667.7356 | 0 | 2667.7356 | 580.5529 | 431 | 0.5 | UTGS
4669 | RES | UTGS | 320 | 460 | 0.25 | F | SL0000657534 | No | 0.5 | 74 | [12 empty] | 2 | 1000 | [12 empty] | 0 | 0 | 1000 | 74 | 8 | 14 | 5061.8574 | 0 | 5061.8574 | 2322.2116 | 431 | 0.5 | UTGS
4670 | COM | UTTSS | 6600 | 272 | 5 | F | SL0000658344 | No | 1.25 | 274 | 2 | 2 | [10 empty] | 2 | 1000 | [12 empty] | 0 | 0 | 1000 | 276 | 3 | 11 | 20562.6599 | 0 | 20562.6599 | 2955.542 | 3698.6667 | 1.25 | UTTSS
4671 | RES | UTGS | 320 | 460 | 0.25 | F | SL0000659621 | No | 0.5 | 70 | [12 empty] | 2 | 170 | 4 | 830 | [10 empty] | 0 | 0 | 1000 | 70 | 8 | 13 | 4788.2434 | 0 | 4788.2434 | 2958.6201 | 431 | 0.5 | UTGS
4672 | RES | UTGS | 320 | 760 | 0.25 | F | SL0000661010 | No | 0.5 | 100 | [12 empty] | 2 | 1000 | [12 empty] | 0 | 0 | 1000 | 100 | 7 | 14 | 6840.3478 | 0 | 6840.3478 | 2322.2116 | 431 | 0.5 | UTGS
4673 | RES | UTGS | 320 | 261 | 0.25 | F | SL0000662057 | No | 0.75 | 118 | [12 empty] | 2 | 1000 | [12 empty] | 0 | 0 | 1000 | 118 | 23 | 39 | 7597.2504 | 0 | 7597.2504 | 833.6144 | 431 | 0.75 | UTGS
4674 | COM | UTGS | 18200 | 274 | 10 | L | SL0000664024 | No | 2 | 521 | [12 empty] | 2 | 19 | 8 | 981 | [10 empty] | 0 | 0 | 1000 | 521 | 2 | 3 | 38024.3919 | 0 | 38024.3919 | 24028.1672 | 17706.4 | 2 | UTGS
4675 | COM | UTTSS | 44350 | 274 | 45 | H | SL0000666704 | No | 4 | 275 | [12 empty] | 4 | 728.81 | [12 empty] | 0 | 0 | 728.81 | 275 | 3 | 4 | 21049.4564 | 0 | 21049.4564 | 7229.9704 | 60371.7529 | 4 | UTTSS
4676 | IND | UTTSS | 15100 | 272 | 30 | L | SL0000667985 | No | 2 | 498 | [12 empty] | 2 | 775.6 | [12 empty] | 0 | 0 | 775.6 | 498 | 8 | 13 | 36345.772 | 0 | 36345.772 | 1939.654 | 14339.66 | 2 | UTTSS
4677 | COM | UTFS | 44350 | 274 | 45 | H | SL0001107225 | No | 4 | 193 | [12 empty] | 4 | 1000 | [12 empty] | 0 | 0 | 1000 | 193 | 5 | 7 | 14772.8912 | 0 | 14772.8912 | 5668.7088 | 60371.7529 | 4 | UTFS
4678 | RES | UTGS | 320 | 360 | 0.25 | F | SL0001108440 | No | 0.5 | 24 | [12 empty] | 0.75 | 120 | 2 | 880 | [10 empty] | 0 | 0 | 1000 | 24 | 16 | 29 | 1641.6835 | 0 | 1641.6835 | 1152.4332 | 431 | 0.5 | UTGS
4679 | RES | UTGS | 320 | 461 | 0.25 | F | SL0001108617 | No | 0.75 | 33 | [12 empty] | 2 | 1000 | [12 empty] | 0 | 0 | 1000 | 33 | 41 | 149 | 2124.6548 | 0 | 2124.6548 | 218.1944 | 431 | 0.75 | UTGS
4680 | IND | UTTSM | 21100 | 275 | 5 | F | SL0001118629 | No | 2 | 128 | [12 empty] | 2 | 884 | [12 empty] | 0 | 0 | 884 | 128 | 5 | 8 | 9341.8852 | 0 | 9341.8852 | 3592.4613 | 18747.15 | 2 | UTTSM
4681 | COM | UTTSS | 7800 | 273 | 2 | F | SL0001121852 | No | 2 | 345 | [12 empty] | 2 | 1000 | [12 empty] | 0 | 0 | 1000 | 345 | 11 | 17 | 25179.2999 | 0 | 25179.2999 | 1912.4095 | 5118 | 2 | UTTSS
4682 | COM | UTFS | 3300 | 271 | 2 | F | SL0001122704 | No | 1.25 | 327 | 2 | 37 | [10 empty] | 2 | 438.04 | 4 | 561.96 | [10 empty] | 0 | 0 | 1000 | 364 | 7 | 10 | 27066.2959 | 0 | 27066.2959 | 3654.0215 | 2145.6667 | 1.25 | UTFS
4683 | COM | UTTSS | 5550 | 272 | 2 | F | SL0001126748 | No | 2 | 413 | [12 empty] | 2 | 905.16 | 4 | 94.84 | [10 empty] | 0 | 0 | 1000 | 413 | 2 | 23 | 30142.1763 | 0 | 30142.1763 | 1443.0854 | 3698.6667 | 2 | UTTSS
4684 | COM | UTFS | 4000 | 271 | 5 | F | SL0001126823 | No | 2 | 471 | [12 empty] | 3 | 799.46 | 6 | 200.54 | [10 empty] | 0 | 0 | 1000 | 471 | 5 | 7 | 34375.2181 | 0 | 34375.2181 | 3984.6671 | 2145.6667 | 2 | UTFS
4685 | COM | UTGS | 28250 | 273 | 45 | H | SL0001133867 | No | 3 | 282 | [12 empty] | 4 | 747 | [12 empty] | 0 | 0 | 747 | 282 | 1 | 2 | 20581.3407 | 0 | 20581.3407 | 14820.8392 | 52825.2838 | 3 | UTGS
4686 | COM | UTTSS | 7800 | 273 | 2 | F | SL0001134280 | No | 0.75 | 39.55 | [12 empty] | 2 | 280 | 4 | 720 | [10 empty] | 0 | 0 | 1000 | 39.55 | 9 | 62 | 2546.3665 | 0 | 2546.3665 | 607.6349 | 5118 | 0.75 | UTTSS
4687 | COM | UTFS | 11750 | 274 | 2 | F | SL0001134470 | No | 1.25 | 41 | [12 empty] | 2 | 587 | 3 | 52.25 | 4 | 2 | 6 | 358.75 | [6 empty] | 0 | 0 | 1000 | 41 | 7 | 14 | 3055.0526 | 0 | 3055.0526 | 2981.1123 | 10791.3333 | 1.25 | UTFS
4688 | COM | UTFS | 12243 | 234 | 2 | F | SL0001135768 | No | 2 | 609 | [12 empty] | 1.25 | 199.25 | 2 | 800.75 | [10 empty] | 0 | 0 | 1000 | 609 | 15 | 18 | 44446.938 | 0 | 44446.938 | 1813.9132 | 10791.3333 | 2 | UTFS
4689 | COM | UTFS | 14500 | 274 | 5 | F | SL0001138830 | No | 2 | 86 | [12 empty] | 2 | 643 | 4 | 357 | [10 empty] | 0 | 0 | 1000 | 86 | 3 | 3 | 6276.5791 | 0 | 6276.5791 | 11690.2172 | 10791.3333 | 2 | UTFS
4690 | COM | UTTSS | 9200 | 273 | 5 | F | SL0001149039 | No | 2 | 521 | [12 empty] | 2 | 1000 | [12 empty] | 0 | 0 | 1000 | 521 | 9 | 12 | 38024.3919 | 0 | 38024.3919 | 2709.2468 | 5118 | 2 | UTTSS
4691 | COM | UTTSS | 6600 | 272 | 5 | F | SL0001149674 | No | 1.25 | 297 | [12 empty] | 2 | 924 | [12 empty] | 0 | 0 | 924 | 297 | 3 | 5 | 22130.5029 | 0 | 22130.5029 | 6008.0257 | 3698.6667 | 1.25 | UTTSS
4692 | COM | UTGS | 20200 | 272 | 45 | H | SL0001150290 | No | 3 | 6 | [12 empty] | 2 | 252 | 3 | 359 | 4 | 389 | [8 empty] | 0 | 0 | 1000 | 6 | 7 | 12 | 437.9009 | 0 | 437.9009 | 2562.331 | 52825.2838 | 3 | UTGS
4693 | RES | UTGS | 955 | 259 | 2 | F | SL0001153847 | No | 0.75 | 235 | [12 empty] | 2 | 878 | [12 empty] | 0 | 0 | 878 | 235 | 5 | 8 | 15130.1173 | 0 | 15130.1173 | 3568.078 | 1475.8773 | 0.75 | UTGS
4694 | COM | UTFS | 2400 | 255 | 2 | F | SL0001160677 | No | 1.25 | 371 | [12 empty] | 2 | 91 | 4 | 909 | [10 empty] | 0 | 0 | 1000 | 371 | 2 | 3 | 27644.5003 | 0 | 27644.5003 | 13009.4972 | 2428.75 | 1.25 | UTFS
4695 | RES | UTGS | 320 | 460 | 0.25 | F | SL0001162233 | No | 0.5 | 33 | [12 empty] | 2 | 1000 | [12 empty] | 0 | 0 | 1000 | 33 | 14 | 24 | 2257.3148 | 0 | 2257.3148 | 1354.6234 | 431 | 0.5 | UTGS
4696 | COM | UTTSS | 30300 | 279 | 5 | F | SL0001163819 | No | 3 | 446 | [12 empty] | 4 | 1000 | [12 empty] | 0 | 0 | 1000 | 446 | 3 | 4 | 32550.6311 | 0 | 32550.6311 | 9920.2404 | 27686.4 | 3 | UTTSS
4697 | RES | UTGS | 320 | 460 | 0.25 | F | SL0001165216 | No | 0.5 | 60 | [12 empty] | 1.25 | 664 | 2 | 336 | [10 empty] | 0 | 0 | 1000 | 60 | 19 | 49 | 4104.2087 | 0 | 4104.2087 | 672.9747 | 431 | 0.5 | UTGS
4698 | RES | UTGS | 320 | 760 | 0.25 | F | SL0001165565 | No | 0.75 | 38 | [12 empty] | 0.75 | 82 | 1.25 | 918 | [10 empty] | 0 | 0 | 1000 | 38 | 17 | 28 | 2446.5722 | 0 | 2446.5722 | 1206.2543 | 431 | 0.75 | UTGS
4699 | IND | UTTSS | 9200 | 273 | 5 | F | SL0001166652 | No | 2 | 53 | [12 empty] | 2 | 653 | 4 | 347 | [10 empty] | 0 | 0 | 1000 | 53 | 6 | 9 | 3868.1243 | 0 | 3868.1243 | 3888.7724 | 5118 | 2 | UTTSS
4700 | RES | UTGS | 320 | 460 | 0.25 | F | SL0001166670 | No | 0.75 | 15 | [12 empty] | 0.75 | 102 | 2 | 898 | [10 empty] | 0 | 0 | 1000 | 15 | 9 | 128 | 965.7522 | 0 | 965.7522 | 260.0322 | 431 | 0.75 | UTGS
4701 | COM | UTGS | 955 | 259 | 2 | F | SL0001170693 | No | 0.75 | 202 | [12 empty] | 2 | 938.19 | 4 | 61.81 | [10 empty] | 0 | 0 | 1000 | 202 | 9 | 17 | 13005.4625 | 0 | 13005.4625 | 1938.4788 | 1475.8773 | 0.75 | UTGS
4702 | COM | UTGS | 550 | 460 | 2 | F | SL0001170793 | No | 0.75 | 109 | [12 empty] | 3 | 880 | 4 | 120 | [10 empty] | 0 | 0 | 1000 | 109 | 8 | 32 | 7017.7991 | 0 | 7017.7991 | 694.1551 | 585.0096 | 0.75 | UTGS
4703 | RES | UTGS | 800 | 151 | 0.25 | F | SL0001172325 | No | 0.75 | 137 | [12 empty] | 2 | 1000 | [12 empty] | 0 | 0 | 1000 | 137 | 11 | 18 | 8820.5365 | 0 | 8820.5365 | 1806.1645 | 1348.3333 | 0.75 | UTGS
4704 | COM | UTTSS | 11750 | 274 | 2 | F | SL0001173974 | No | 2 | 390 | [12 empty] | 2 | 1000 | [12 empty] | 0 | 0 | 1000 | 390 | 21 | 30 | 28463.5564 | 0 | 28463.5564 | 1083.6987 | 10791.3333 | 2 | UTTSS
4705 | COM | UTGS | 320 | 460 | 0.25 | F | SL0001173983 | No | 1.25 | 245 | [12 empty] | 2 | 1000 | [12 empty] | 0 | 0 | 1000 | 245 | 7 | 79 | 18255.8021 | 0 | 18255.8021 | 411.5312 | 431 | 1.25 | UTGS
4706 | RES | UTGS | 320 | 460 | 0.25 | F | SL0001175284 | No | 0.75 | 301 | [12 empty] | 2 | 761.47 | [12 empty] | 0 | 0 | 761.47 | 301 | 2 | 2 | 19379.4268 | 0 | 19379.4268 | 12378.061 | 431 | 0.75 | UTGS
4707 | COM | UTTSS | 9200 | 273 | 5 | F | SL0001179572 | No | 2 | 398 | [12 empty] | 2 | 1000 | [12 empty] | 0 | 0 | 1000 | 398 | 4 | 10 | 29047.4242 | 0 | 29047.4242 | 3251.0962 | 5118 | 2 | UTTSS
4708 | COM | UTTSS | 9200 | 273 | 5 | F | SL0001183723 | No | 2 | 165 | [12 empty] | 4 | 1000 | [12 empty] | 0 | 0 | 1000 | 165 | 2 | 3 | 12042.2738 | 0 | 12042.2738 | 13226.9872 | 5118 | 2 | UTTSS
4709 | COM | UTTSS | 14500 | 274 | 5 | F | SL0001183908 | No | 2 | 16 | 4 | 177.26 | [10 empty] | 4 | 902 | [12 empty] | 0 | 0 | 902 | 193.26 | 2 | 3 | 14735.8325 | 0 | 14735.8325 | 11930.7425 | 10791.3333 | 2 | UTTSS
4710 | COM | UTTSS | 11750 | 274 | 2 | F | SL0001184613 | No | 3 | 596 | [12 empty] | 2 | 513.77 | [12 empty] | 0 | 0 | 513.77 | 596 | 4 | 6 | 43498.1528 | 0 | 43498.1528 | 2783.8595 | 10791.3333 | 3 | UTTSS
4711 | COM | UTTSS | 9200 | 273 | 5 | F | SL0001187278 | No | 2 | 329 | [12 empty] | 4 | 774 | [12 empty] | 0 | 0 | 774 | 329 | 2 | 3 | 24011.5642 | 0 | 24011.5642 | 10237.6881 | 5118 | 2 | UTTSS
4712 | RES | UTGS | 540 | 159 | 0.25 | F | SL0001188181 | No | 0.75 | 119 | [12 empty] | 2 | 629.75 | 4 | 370.25 | [10 empty] | 0 | 0 | 1000 | 119 | 18 | 31 | 7661.6339 | 0 | 7661.6339 | 1134.3759 | 585.0096 | 0.75 | UTGS
4713 | COM | UTTSS | 5550 | 272 | 2 | F | SL0001188523 | No | 2 | 246 | [12 empty] | 2 | 386.5 | 4 | 613.5 | [10 empty] | 0 | 0 | 1000 | 246 | 3 | 4 | 17953.9355 | 0 | 17953.9355 | 9227.4392 | 3698.6667 | 2 | UTTSS
4714 | COM | UTTSS | 1670 | 270 | 2 | F | SL0001195037 | No | 4 | 585 | [12 empty] | 4 | 926.86 | [12 empty] | 0 | 0 | 926.86 | 585 | 13 | 21 | 44777.9345 | 0 | 44777.9345 | 1751.3665 | 2169 | 4 | UTTSS
4715 | COM | UTFS | 2400 | 255 | 2 | F | SL0001198534 | No | 1.25 | 200 | [12 empty] | 4 | 891.93 | [12 empty] | 0 | 0 | 891.93 | 200 | 6 | 8 | 14902.6956 | 0 | 14902.6956 | 4424.08 | 2428.75 | 1.25 | UTFS
4716 | COM | UTTSS | 6600 | 272 | 5 | F | SL0001199044 | No | 2 | 316 | [12 empty] | 4 | 1000 | [12 empty] | 0 | 0 | 1000 | 316 | 4 | 10 | 23062.779 | 0 | 23062.779 | 3968.0962 | 3698.6667 | 2 | UTTSS
4717 | COM | UTGS | 550 | 460 | 2 | F | SL0001199195 | No | 0.75 | 320 | [12 empty] | 2 | 871 | [12 empty] | 0 | 0 | 871 | 320 | 9 | 14 | 20602.7129 | 0 | 20602.7129 | 2022.6463 | 585.0096 | 0.75 | UTGS
4718 | COM | UTGS | 550 | 361 | 2 | F | SL0001200904 | No | 1.25 | 318 | [12 empty] | 2 | 178.5 | 4 | 821.5 | [10 empty] | 0 | 0 | 1000 | 318 | 11 | 36 | 23695.286 | 0 | 23695.286 | 1066.6977 | 585.0096 | 1.25 | UTGS
4719 | COM | UTTSS | 4000 | 271 | 5 | F | SL0001201143 | No | 1.25 | 9 | 2 | 499 | [10 empty] | 4 | 1000 | [12 empty] | 0 | 0 | 1000 | 508 | 2 | 2 | 37089.3767 | 0 | 37089.3767 | 19840.4809 | 2145.6667 | 1.25 | UTTSS
4720 | COM | UTTSS | 6600 | 272 | 5 | F | SL0001201144 | No | 2 | 218 | [12 empty] | 4 | 1000 | [12 empty] | 0 | 0 | 1000 | 218 | 2 | 4 | 15910.3982 | 0 | 15910.3982 | 9920.2404 | 3698.6667 | 2 | UTTSS
4721 | COM | UTFS | 7800 | 273 | 2 | F | SL0001203082 | No | 1.25 | 294 | [12 empty] | 2 | 498 | 3 | 251 | 4 | 251 | [8 empty] | 0 | 0 | 1000 | 294 | 3 | 3 | 21906.9625 | 0 | 21906.9625 | 10375.9839 | 5118 | 1.25 | UTFS
4722 | COM | UTTSM | 142000 | 153 | 45 | H | SL0001205046 | No | 4 | 296 | [12 empty] | 2 | 96.5 | 4 | 26 | 6 | 1 | 8 | 876.5 | [6 empty] | 0 | 0 | 1000 | 296 | 2 | 5 | 22656.8694 | 0 | 22656.8694 | 13616.5823 | 150929.3822 | 4 | UTTSM
4723 | COM | UTGS | 550 | 460 | 2 | F | SL0001207190 | No | 2 | 271 | [12 empty] | 0.75 | 60 | 2 | 940 | [10 empty] | 0 | 0 | 1000 | 271 | 4 | 9 | 19778.5225 | 0 | 19778.5225 | 3662.8624 | 585.0096 | 2 | UTGS
4724 | RES | UTGS | 320 | 261 | 0.25 | F | SL0001207203 | No | 0.5 | 23 | [12 empty] | 2 | 1000 | [12 empty] | 0 | 0 | 1000 | 23 | 10 | 17 | 1573.28 | 0 | 1573.28 | 1912.4095 | 431 | 0.5 | UTGS
4725 | RES | UTGS | 320 | 261 | 0.25 | F | SL0001208046 | No | 0.75 | 486 | [12 empty] | 2 | 1000 | [12 empty] | 0 | 0 | 1000 | 486 | 6 | 8 | 31290.3702 | 0 | 31290.3702 | 4063.8702 | 431 | 0.75 | UTGS
4726 | COM | UTTSS | 20200 | 272 | 45 | H | SL0001209484 | No | 3 | 553 | 4 | 5 | [10 empty] | 4 | 520 | [12 empty] | 0 | 0 | 520 | 558 | 2 | 3 | 40742.5806 | 0 | 40742.5806 | 6878.0334 | 52825.2838 | 3 | UTTSS
4727 | COM | UTGS | 17800 | 275 | 2 | F | SL0001211853 | No | 2 | 231 | [12 empty] | 2 | 1000 | [12 empty] | 0 | 0 | 1000 | 231 | 15 | 28 | 16859.1834 | 0 | 16859.1834 | 1161.1058 | 15242 | 2 | UTGS
4728 | RES | UTGS | 320 | 261 | 0.25 | F | SL0001214339 | No | 0.5 | 23 | [12 empty] | 2 | 1000 | [12 empty] | 0 | 0 | 1000 | 23 | 17 | 30 | 1573.28 | 0 | 1573.28 | 1083.6987 | 431 | 0.5 | UTGS
4729 | COM | UTTSS | 9200 | 273 | 5 | F | SL0001217023 | No | 2 | 175 | [12 empty] | 2 | 1000 | [12 empty] | 0 | 0 | 1000 | 175 | 5 | 17 | 12772.1086 | 0 | 12772.1086 | 1912.4095 | 5118 | 2 | UTTSS
4730 | COM | UTTSS | 7800 | 273 | 2 | F | SL0001217254 | No | 2 | 353 | [12 empty] | 2 | 660.31 | [12 empty] | 0 | 0 | 660.31 | 353 | 1 | 2 | 25763.1677 | 0 | 25763.1677 | 10733.6566 | 5118 | 2 | UTTSS
4731 | IND | UTTSS | 17800 | 275 | 2 | F | SL0001219404 | No | 2 | 53 | [12 empty] | 2 | 768 | 4 | 232 | [10 empty] | 0 | 0 | 1000 | 53 | 2 | 2 | 3868.1243 | 0 | 3868.1243 | 17087.2009 | 15242 | 2 | UTTSS
4732 | COM | UTTSS | 7800 | 273 | 2 | F | SL0001223482 | No | 2 | 189 | [12 empty] | 2 | 502 | 4 | 498 | [10 empty] | 0 | 0 | 1000 | 189 | 7 | 9 | 13793.8773 | 0 | 13793.8773 | 4009.0691 | 5118 | 2 | UTTSS
4733 | COM | UTTSS | 12243 | 234 | 2 | F | SL0001225075 | No | 2 | 201 | 4 | 1 | [10 empty] | 4 | 1000 | [12 empty] | 0 | 0 | 1000 | 202 | 2 | 3 | 14746.2225 | 0 | 14746.2225 | 13226.9872 | 10791.3333 | 2 | UTTSS
4734 | COM | UTTSS | 3000 | 271 | 0.25 | F | SL0001226480 | No | 2 | 318 | [12 empty] | 2 | 15.32 | 3 | 11 | 4 | 973.68 | [8 empty] | 0 | 0 | 1000 | 318 | 9 | 12 | 23208.746 | 0 | 23208.746 | 3279.3973 | 2145.6667 | 2 | UTTSS
4735 | COM | UTTSS | 7800 | 273 | 2 | F | SL0001228155 | No | 2 | 324 | [12 empty] | 2 | 731 | [12 empty] | 0 | 0 | 731 | 324 | 16 | 24 | 23646.6468 | 0 | 23646.6468 | 990.2297 | 5118 | 2 | UTTSS
4736 | COM | UTTSS | 11750 | 274 | 2 | F | SL0001228183 | No | 2 | 387 | [12 empty] | 0.75 | 30 | 2 | 116.31 | 4 | 853.69 | [8 empty] | 0 | 0 | 1000 | 387 | 7 | 10 | 28244.6059 | 0 | 28244.6059 | 3885.9319 | 10791.3333 | 2 | UTTSS
4737 | RES | UTGS | 550 | 261 | 2 | F | SL0001229018 | No | 0.75 | 17 | [12 empty] | 1.25 | 2 | 2 | 897 | 4 | 101 | [8 empty] | 0 | 0 | 1000 | 17 | 11 | 115 | 1094.5191 | 0 | 1094.5191 | 289.0133 | 585.0096 | 0.75 | UTGS
4738 | COM | UTTSM | 80640 | 236 | 45 | H | SL0001230732 | No | 4 | 512 | [12 empty] | 4 | 1000 | [12 empty] | 0 | 0 | 1000 | 512 | 3 | 3 | 39190.2606 | 0 | 39190.2606 | 13226.9872 | 113197.0366 | 4 | UTTSM
4739 | COM | UTTSS | 2000 | 278 | 0.25 | F | SL0001233976 | No | 1.25 | 246 | 2 | 129.53 | [10 empty] | 2 | 602.78 | [12 empty] | 0 | 0 | 602.78 | 375.53 | 13 | 20 | 27783.8654 | 0 | 27783.8654 | 979.8479 | 2428.75 | 1.25 | UTTSS
4740 | RES | UTGS | 320 | 261 | 0.25 | F | SL0001236838 | No | 0.75 | 79 | [12 empty] | 2 | 1000 | [12 empty] | 0 | 0 | 1000 | 79 | 12 | 161 | 5086.2947 | 0 | 5086.2947 | 201.9314 | 431 | 0.75 | UTGS
4741 | RES | UTGS | 320 | 361 | 0.25 | F | SL0001238837 | No | 0.5 | 14 | [12 empty] | 1.25 | 1000 | [12 empty] | 0 | 0 | 1000 | 14 | 17 | 31 | 957.6487 | 0 | 957.6487 | 1071.3213 | 431 | 0.5 | UTGS
4742 | COM | UTTSS | 21100 | 275 | 5 | F | SL0001246178 | No | 3 | 310 | [12 empty] | 2 | 16.75 | 4 | 983.25 | [10 empty] | 0 | 0 | 1000 | 310 | 2 | 2 | 22624.8781 | 0 | 22624.8781 | 19780.4321 | 18747.15 | 3 | UTTSS
4743 | RES | UTGS | 320 | 261 | 0.25 | F | SL0001534416 | No | 0.5 | 51 | [12 empty] | 0.75 | 84.75 | 2 | 687 | 4 | 228.25 | [8 empty] | 0 | 0 | 1000 | 51 | 10 | 15 | 3488.5774 | 0 | 3488.5774 | 2319.3279 | 431 | 0.5 | UTGS
4744 | COM | UTFS | 6113 | 282 | 2 | F | SL0001535944 | No | 1.25 | 405 | [12 empty] | 4 | 1000 | [12 empty] | 0 | 0 | 1000 | 405 | 4 | 24 | 30177.9585 | 0 | 30177.9585 | 1653.3734 | 3698.6667 | 1.25 | UTFS
4745 | COM | UTTSS | 7800 | 273 | 2 | F | SL0001536996 | No | 1.25 | 260 | [12 empty] | 2 | 1000 | [12 empty] | 0 | 0 | 1000 | 260 | 3 | 3 | 19373.5042 | 0 | 19373.5042 | 10836.9872 | 5118 | 1.25 | UTTSS
4746 | COM | UTTSS | 6600 | 272 | 5 | F | SL0001538421 | No | 1.25 | 174 | 2 | 374 | [10 empty] | 0.75 | 178.53 | 2 | 741.51 | [10 empty] | 0 | 0 | 920.04 | 548 | 3 | 14 | 40261.1659 | 0 | 40261.1659 | 2233.1888 | 3698.6667 | 1.25 | UTTSS
4747 | RES | UTGS | 550 | 260 | 2 | F | SL0001551610 | No | 0.75 | 62 | [12 empty] | 2 | 269.5 | 4 | 730.5 | [10 empty] | 0 | 0 | 1000 | 62 | 11 | 21 | 3991.7756 | 0 | 3991.7756 | 1797.5546 | 585.0096 | 0.75 | UTGS
4748 | RES | UTGS | 320 | 260 | 0.25 | F | SL0001554139 | No | 0.5 | 31 | [12 empty] | 1.25 | 14.25 | 2 | 985.75 | [10 empty] | 0 | 0 | 1000 | 31 | 8 | 13 | 2120.5078 | 0 | 2120.5078 | 2501.6105 | 431 | 0.5 | UTGS
4749 | COM | UTGS | 550 | 361 | 2 | F | SL0001560751 | No | 1.25 | 3 | 2 | 83 | [10 empty] | 2 | 318 | 4 | 682 | [10 empty] | 0 | 0 | 1000 | 86 | 7 | 39 | 6281.1691 | 0 | 6281.1691 | 958.9975 | 585.0096 | 1.25 | UTGS
4750 | COM | UTTSS | 9200 | 273 | 5 | F | SL0001562187 | No | 2 | 24 | [12 empty] | 2 | 306 | 3 | 694 | [10 empty] | 0 | 0 | 1000 | 24 | 6 | 10 | 1751.6035 | 0 | 1751.6035 | 2371.1042 | 5118 | 2 | UTTSS
4751 | COM | UTFS | 5550 | 272 | 2 | F | SL0001564389 | No | 2 | 172 | [12 empty] | 4 | 984.6 | [12 empty] | 0 | 0 | 984.6 | 172 | 3 | 4 | 12553.1582 | 0 | 12553.1582 | 9767.4687 | 3698.6667 | 2 | UTFS
4752 | COM | UTFS | 1390 | 346 | 2 | F | SL0001565084 | No | 0.75 | 15 | [12 empty] | 2 | 1000 | [12 empty] | 0 | 0 | 1000 | 15 | 5 | 29 | 965.7522 | 0 | 965.7522 | 1121.0676 | 1475.8773 | 0.75 | UTFS
4753 | RES | UTGS | 320 | 760 | 0.25 | F | SL0001566088 | No | 0.5 | 53 | [12 empty] | 0.5 | 115 | 2 | 662 | 4 | 223 | [8 empty] | 0 | 0 | 1000 | 53 | 5 | 9 | 3625.3843 | 0 | 3625.3843 | 3627.9635 | 431 | 0.5 | UTGS
4754 | COM | UTFS | 7800 | 273 | 2 | F | SL0001566212 | No | 2 | 20 | [12 empty] | 2 | 546 | 4 | 454 | [10 empty] | 0 | 0 | 1000 | 20 | 8 | 23 | 1459.6696 | 0 | 1459.6696 | 1555.0496 | 5118 | 2 | UTFS
4755 | COM | UTTSS | 9200 | 273 | 5 | F | SL0001573641 | No | 1.25 | 652 | [12 empty] | 2 | 1000 | [12 empty] | 0 | 0 | 1000 | 652 | 2 | 2 | 48582.7875 | 0 | 48582.7875 | 16255.4809 | 5118 | 1.25 | UTTSS
4756 | COM | UTFS | 5000 | 272 | 0.25 | F | SL0001573676 | No | 1.25 | 252 | [12 empty] | 2 | 964.77 | 6 | 35.23 | [10 empty] | 0 | 0 | 1000 | 252 | 4 | 7 | 18777.3964 | 0 | 18777.3964 | 4782.9273 | 3698.6667 | 1.25 | UTFS
4757 | COM | UTGS | 320 | 461 | 0.25 | F | SL0001573741 | No | 0.5 | 21 | 0.75 | 107.59 | [10 empty] | 2 | 1000 | [12 empty] | 0 | 0 | 1000 | 128.59 | 9 | 15 | 8363.4914 | 0 | 8363.4914 | 2167.3974 | 431 | 0.5 | UTGS
4758 | RES | UTGS | 320 | 760 | 0.25 | F | SL0001574287 | No | 0.75 | 75 | [12 empty] | 2 | 1000 | [12 empty] | 0 | 0 | 1000 | 75 | 15 | 29 | 4828.7608 | 0 | 4828.7608 | 1121.0676 | 431 | 0.75 | UTGS
4759 | RES | UTGS | 320 | 760 | 0.25 | F | SL0001575635 | No | 0.75 | 116 | [12 empty] | 1.25 | 673 | 2 | 327 | [10 empty] | 0 | 0 | 1000 | 116 | 13 | 21 | 7468.4834 | 0 | 7468.4834 | 1570.5744 | 431 | 0.75 | UTGS
4760 | COM | UTFS | 800 | 151 | 0.25 | F | SL0001576755 | No | 1.25 | 1 | [12 empty] | 2 | 1000 | [12 empty] | 0 | 0 | 1000 | 1 | 6 | 10 | 74.5135 | 0 | 74.5135 | 3251.0962 | 1348.3333 | 1.25 | UTFS
4761 | RES | UTGS | 550 | 260 | 2 | F | SL0004000734 | No | 2 | 10 | [12 empty] | 2 | 1000 | [12 empty] | 0 | 0 | 1000 | 10 | 9 | 453 | 729.8348 | 0 | 729.8348 | 71.7681 | 585.0096 | 2 | UTGS
4762 | RES | UTGS | 550 | 760 | 2 | F | SL0004000739 | No | 2 | 11 | [12 empty] | 2 | 1000 | [12 empty] | 0 | 0 | 1000 | 11 | 9 | 451 | 802.8183 | 0 | 802.8183 | 72.0864 | 585.0096 | 2 | UTGS
4763 | COM | UTFS | 5550 | 272 | 2 | F | SL0004001484 | No | 2 | 450 | [12 empty] | 2 | 1000 | [12 empty] | 0 | 0 | 1000 | 450 | 3 | 4 | 32842.565 | 0 | 32842.565 | 8127.7404 | 3698.6667 | 2 | UTFS
4764 | COM | UTTSS | 5550 | 272 | 2 | F | SL0004001699 | No | 1.25 | 364 | [12 empty] | 2 | 844.5 | 8 | 155.5 | [10 empty] | 0 | 0 | 1000 | 364 | 4 | 6 | 27122.9059 | 0 | 27122.9059 | 6463.972 | 3698.6667 | 1.25 | UTTSS
4765 | COM | UTTSS | 14500 | 274 | 5 | F | SL0004002143 | No | 2 | 294 | [12 empty] | 2 | 538 | 4 | 462 | [10 empty] | 0 | 0 | 1000 | 294 | 20 | 38 | 21457.1425 | 0 | 21457.1425 | 942.7237 | 10791.3333 | 2 | UTTSS
4766 | COM | UTGS | 21100 | 275 | 5 | F | SL0004003832 | No | 4 | 345 | [12 empty] | 4 | 1000 | [12 empty] | 0 | 0 | 1000 | 345 | 3 | 3 | 26407.4999 | 0 | 26407.4999 | 13226.9872 | 18747.15 | 4 | UTGS
4767 | RES | UTGS | 550 | 760 | 2 | F | SL0004004004 | No | 4 | 191 | [12 empty] | 4 | 1000 | [12 empty] | 0 | 0 | 1000 | 191 | 2 | 310 | 14619.8043 | 0 | 14619.8043 | 128.0031 | 585.0096 | 4 | UTGS
4768 | RES | UTGS | 550 | 760 | 2 | F | SL0004012834 | No | 2 | 399 | [12 empty] | 2 | 135.42 | 6 | 864.58 | [10 empty] | 0 | 0 | 1000 | 399 | 4 | 191 | 29120.4077 | 0 | 29120.4077 | 294.7864 | 585.0096 | 2 | UTGS
4769 | COM | UTTSS | 5550 | 272 | 2 | F | SL0004013552 | No | 2 | 464 | [12 empty] | 2 | 924.5 | 4 | 75.5 | [10 empty] | 0 | 0 | 1000 | 464 | 1 | 1 | 33864.3337 | 0 | 33864.3337 | 33052.2967 | 3698.6667 | 2 | UTTSS
4770 | COM | UTTSS | 44350 | 274 | 45 | H | SL0004013632 | No | 4 | 311 | [12 empty] | 4 | 515 | 6 | 485 | [10 empty] | 0 | 0 | 1000 | 311 | 2 | 3 | 23805.0216 | 0 | 23805.0216 | 16516.9039 | 60371.7529 | 4 | UTTSS
4771 | RES | UTGS | 550 | 760 | 2 | F | SL0004015303 | No | 1.25 | 168 | [12 empty] | 2 | 1000 | [12 empty] | 0 | 0 | 1000 | 168 | 3 | 74 | 12518.2643 | 0 | 12518.2643 | 439.3373 | 585.0096 | 1.25 | UTGS
4772 | COM | UTTSS | 5550 | 272 | 2 | F | SL0004019208 | No | 2 | 281 | [12 empty] | 4 | 1000 | [12 empty] | 0 | 0 | 1000 | 281 | 3 | 16 | 20508.3573 | 0 | 20508.3573 | 2480.0601 | 3698.6667 | 2 | UTTSS
4773 | COM | UTTSS | 5550 | 272 | 2 | F | SL0004019210 | No | 2 | 599 | [12 empty] | 2 | 23.09 | 4 | 100.09 | 6 | 876.82 | [8 empty] | 0 | 0 | 1000 | 599 | 2 | 2 | 43717.1032 | 0 | 43717.1032 | 28679.3467 | 3698.6667 | 2 | UTTSS
4774 | RES | UTGS | 550 | 260 | 2 | F | SL0004020514 | No | 3 | 450 | [12 empty] | 2 | 200.68 | 4 | 799.32 | [10 empty] | 0 | 0 | 1000 | 450 | 4 | 247 | 32842.565 | 0 | 32842.565 | 154.8263 | 585.0096 | 3 | UTGS
4775 | RES | UTGS | 550 | 760 | 2 | F | SL0004025111 | No | 0.75 | 35 | [12 empty] | 2 | 1000 | [12 empty] | 0 | 0 | 1000 | 35 | 6 | 55 | 2253.4217 | 0 | 2253.4217 | 591.1084 | 585.0096 | 0.75 | UTGS
4776 | IND | UTTSS | 64550 | 275 | 45 | H | SL0004029266 | No | 4 | 292 | [12 empty] | 4 | 10 | 6 | 7 | 8 | 900 | 12 | 83 | [6 empty] | 0 | 0 | 1000 | 292 | 2 | 2 | 22350.6955 | 0 | 22350.6955 | 36214.7609 | 113197.0366 | 4 | UTTSS
4777 | COM | UTFS | 5550 | 272 | 2 | F | SL0004032439 | No | 1.25 | 107 | [12 empty] | 4 | 1000 | [12 empty] | 0 | 0 | 1000 | 107 | 4 | 13 | 7972.9421 | 0 | 7972.9421 | 3052.3817 | 3698.6667 | 1.25 | UTFS
4778 | RES | UTGS | 550 | 760 | 2 | F | SL0004037164 | No | 2 | 10 | 4 | 452 | [10 empty] | 2 | 499 | 4 | 501 | [10 empty] | 0 | 0 | 1000 | 462 | 8 | 242 | 35327.4868 | 0 | 35327.4868 | 149.1865 | 585.0096 | 2 | UTGS
4779 | COM | UTTSS | 14500 | 274 | 5 | F | SL0004042828 | No | 2 | 68 | [12 empty] | 4 | 768.5 | 6 | 231.5 | [10 empty] | 0 | 0 | 1000 | 68 | 5 | 10 | 4962.8765 | 0 | 4962.8765 | 4439.1987 | 10791.3333 | 2 | UTTSS
4780 | RES | UTGS | 21100 | 285 | 5 | F | SL0004044558 | No | 4 | 20 | [12 empty] | 4 | 1000 | [12 empty] | 0 | 0 | 1000 | 20 | 2 | 3 | 1530.8696 | 0 | 1530.8696 | 13226.9872 | 18747.15 | 4 | UTGS
4781 | COM | UTGS | 44350 | 274 | 45 | H | SL0004049447 | No | 4 | 197 | [12 empty] | 6 | 1000 | [12 empty] | 0 | 0 | 1000 | 197 | 2 | 6 | 15079.0651 | 0 | 15079.0651 | 10005.1603 | 60371.7529 | 4 | UTGS
4782 | COM | UTFS | 2400 | 755 | 2 | F | SL0004049748 | No | 6 | 198 | [12 empty] | 2 | 17 | 4 | 1 | 6 | 852 | 8 | 130 | [6 empty] | 0 | 0 | 1000 | 198 | 1 | 2 | 10398.96 | 0 | 10398.96 | 30604.6859 | 2428.75 | 6 | UTFS
4783 | RES | UTGS | 320 | 760 | 0.25 | F | SL0004051095 | No | 0.75 | 24 | [12 empty] | 2 | 1000 | [12 empty] | 0 | 0 | 1000 | 24 | 30 | 95 | 1545.2035 | 0 | 1545.2035 | 342.2206 | 431 | 0.75 | UTGS
4784 | COM | UTGS | 21100 | 275 | 5 | F | SL0004051123 | No | 2 | 19 | 4 | 300 | [10 empty] | 2 | 765.36 | 4 | 234.64 | [10 empty] | 0 | 0 | 1000 | 319 | 5 | 15 | 24349.7294 | 0 | 24349.7294 | 2279.5554 | 18747.15 | 2 | UTGS
4785 | RES | UTGS | 550 | 760 | 2 | F | SL0004054220 | No | 2 | 242 | [12 empty] | 2 | 1000 | [12 empty] | 0 | 0 | 1000 | 242 | 9 | 85 | 17662.0016 | 0 | 17662.0016 | 382.4819 | 585.0096 | 2 | UTGS
4786 | RES | UTGS | 1390 | 746 | 2 | F | SL0004056689 | No | 1.25 | 321 | [12 empty] | 0.75 | 114 | 2 | 886 | [10 empty] | 0 | 0 | 1000 | 321 | 16 | 28 | 23918.8264 | 0 | 23918.8264 | 1191.9672 | 1475.8773 | 1.25 | UTGS
4787 | RES | UTGS | 550 | 760 | 2 | F | SL0004058025 | No | 2 | 5 | 4 | 437 | [10 empty] | 2 | 927.48 | 4 | 72.52 | [10 empty] | 0 | 0 | 1000 | 442 | 5 | 128 | 33814.4172 | 0 | 33814.4172 | 258.0541 | 585.0096 | 2 | UTGS
4788 | COM | UTGS | 17800 | 275 | 2 | F | SL0004059999 | No | 4 | 560 | 6 | 1 | [10 empty] | 6 | 1000 | [12 empty] | 0 | 0 | 1000 | 561 | 1 | 1 | 42916.8676 | 0 | 42916.8676 | 60030.9617 | 15242 | 4 | UTGS
4789 | COM | UTTSS | 7800 | 273 | 2 | F | SL0004063366 | No | 2 | 387 | [12 empty] | 2 | 656.02 | [12 empty] | 0 | 0 | 656.02 | 387 | 7 | 10 | 28244.6059 | 0 | 28244.6059 | 2132.7841 | 5118 | 2 | UTTSS
4790 | COM | UTTSS | 14500 | 274 | 5 | F | SL0004064854 | No | 2 | 560 | [12 empty] | 4 | 636.73 | [12 empty] | 0 | 0 | 636.73 | 560 | 8 | 8 | 40870.7476 | 0 | 40870.7476 | 3158.2573 | 10791.3333 | 2 | UTTSS
4791 | RES | UTGS | 550 | 760 | 2 | F | SL0004067742 | No | 2 | 55 | [12 empty] | 2 | 1000 | [12 empty] | 0 | 0 | 1000 | 55 | 9 | 50 | 4014.0913 | 0 | 4014.0913 | 650.2192 | 585.0096 | 2 | UTGS
4792 | RES | UTGS | 320 | 760 | 0.25 | F | SL0004069806 | No | 0.75 | 32 | [12 empty] | 2 | 1000 | [12 empty] | 0 | 0 | 1000 | 32 | 18 | 31 | 2060.2713 | 0 | 2060.2713 | 1048.7407 | 431 | 0.75 | UTGS
4793 | COM | UTTSS | 5550 | 272 | 2 | F | SL0004071182 | No | 2 | 552 | [12 empty] | 8 | 83.6 | [12 empty] | 0 | 0 | 83.6 | 552 | 1 | 3 | 40286.8798 | 0 | 40286.8798 | 2030.1135 | 3698.6667 | 2 | UTTSS
4794 | RES | UTGS | 21100 | 275 | 5 | F | SL0004072136 | No | 2 | 26 | 4 | 369 | [10 empty] | 2 | 1000 | [12 empty] | 0 | 0 | 1000 | 395 | 7 | 9 | 30142.1137 | 0 | 30142.1137 | 3612.3291 | 18747.15 | 2 | UTGS
4795 | RES | UTGS | 550 | 460 | 2 | F | SL0004073867 | No | 1.25 | 142 | [12 empty] | 2 | 41 | 4 | 959 | [10 empty] | 0 | 0 | 1000 | 142 | 3 | 13 | 10580.9139 | 0 | 10580.9139 | 3029.7686 | 585.0096 | 1.25 | UTGS
4796 | RES | UTGS | 955 | 759 | 2 | F | SL0004076132 | No | 0.75 | 42 | [12 empty] | 2 | 1000 | [12 empty] | 0 | 0 | 1000 | 42 | 10 | 17 | 2704.1061 | 0 | 2704.1061 | 1912.4095 | 1475.8773 | 0.75 | UTGS
4797 | COM | UTTSS | 22000 | 274 | 15 | L | SL0004079119 | No | 2 | 240 | [12 empty] | 4 | 1000 | [12 empty] | 0 | 0 | 1000 | 240 | 3 | 3 | 17516.0347 | 0 | 17516.0347 | 13226.9872 | 19488.7267 | 2 | UTTSS
4798 | COM | UTTSS | 44350 | 274 | 45 | H | SL0004085513 | No | 4 | 28 | [12 empty] | 2 | 55.75 | 4 | 944.25 | [10 empty] | 0 | 0 | 1000 | 28 | 4 | 5 | 2143.2174 | 0 | 2143.2174 | 7856.2468 | 60371.7529 | 4 | UTTSS
4799 | COM | UTGS | 21100 | 275 | 5 | F | SL0004085779 | No | 4 | 221 | 6 | 1 | [10 empty] | 6 | 1000 | [12 empty] | 0 | 0 | 1000 | 222 | 2 | 2 | 16968.6286 | 0 | 16968.6286 | 30015.4809 | 18747.15 | 4 | UTGS
4800 | RES | UTGS | 550 | 760 | 2 | F | SL0004087562 | No | 0.75 | 90 | [12 empty] | 2 | 187 | 4 | 813 | [10 empty] | 0 | 0 | 1000 | 90 | 5 | 8 | 5794.513 | 0 | 5794.513 | 4792.5215 | 585.0096 | 0.75 | UTGS
4801 | COM | UTGS | 21100 | 275 | 5 | F | SL0004092742 | No | 4 | 232 | [12 empty] | 4 | 1000 | [12 empty] | 0 | 0 | 1000 | 232 | 6 | 11 | 17758.0869 | 0 | 17758.0869 | 3607.3602 | 18747.15 | 4 | UTGS
4802 | RES | UTGS | 320 | 760 | 0.25 | F | SL0004092949 | No | 0.75 | 51 | [12 empty] | 1.25 | 740 | 2 | 260 | [10 empty] | 0 | 0 | 1000 | 51 | 37 | 70 | 3283.5574 | 0 | 3283.5574 | 471.8423 | 431 | 0.75 | UTGS
4803 | COM | UTTSM | 232286 | 112 | 45 | H | SL0004093462 | No | 4 | 434 | [12 empty] | 4 | 6 | 6 | 1 | 8 | 872 | [8 empty] | 0 | 0 | 879 | 434 | 1 | 2 | 33219.8694 | 0 | 33219.8694 | 31912.0777 | 226394.0733 | 4 | UTTSM
4804 | RES | UTGS | 550 | 261 | 2 | F | SL0004095061 | No | 2 | 261 | [12 empty] | 2 | 426 | 4 | 277 | 6 | 6 | 16 | 291 | [6 empty] | 0 | 0 | 1000 | 261 | 8 | 342 | 19048.6877 | 0 | 19048.6877 | 135.6758 | 585.0096 | 2 | UTGS
4805 | COM | UTTSS | 44350 | 274 | 45 | H | SL0004109658 | No | 4 | 166 | [12 empty] | 4 | 937 | [12 empty] | 0 | 0 | 937 | 166 | 1 | 3 | 12706.2173 | 0 | 12706.2173 | 12393.687 | 60371.7529 | 4 | UTTSS
4806 | COM | UTGS | 21100 | 275 | 5 | F | SL0004110760 | No | 4 | 562 | 6 | 1 | [10 empty] | 6 | 645.66 | [12 empty] | 0 | 0 | 645.66 | 563 | 1 | 21 | 43069.9545 | 0 | 43069.9545 | 1845.6948 | 18747.15 | 4 | UTGS
4807 | COM | UTGS | 21100 | 275 | 5 | F | SL0004111672 | No | 4 | 79 | [12 empty] | 4 | 1000 | [12 empty] | 0 | 0 | 1000 | 79 | 6 | 11 | 6046.9347 | 0 | 6046.9347 | 3607.3602 | 18747.15 | 4 | UTGS
4808 | COM | UTGS | 21100 | 275 | 5 | F | SL0004115841 | No | 3 | 4 | 4 | 357 | [10 empty] | 4 | 1000 | [12 empty] | 0 | 0 | 1000 | 361 | 2 | 4 | 27617.9555 | 0 | 27617.9555 | 9920.2404 | 18747.15 | 3 | UTGS
4809 | COM | UTTSM | 14500 | 274 | 5 | F | SL0004116912 | No | 4 | 86 | [12 empty] | 4 | 1000 | [12 empty] | 0 | 0 | 1000 | 86 | 2 | 3 | 6582.7391 | 0 | 6582.7391 | 13226.9872 | 10791.3333 | 4 | UTTSM
4810 | COM | UTGS | 550 | 760 | 2 | F | SL0004118115 | No | 2 | 74 | [12 empty] | 4 | 1000 | [12 empty] | 0 | 0 | 1000 | 74 | 7 | 58 | 5400.7774 | 0 | 5400.7774 | 684.1545 | 585.0096 | 2 | UTGS
4811 | COM | UTGS | 17800 | 275 | 2 | F | SL0004127330 | No | 2 | 153 | [12 empty] | 4 | 589 | 6 | 411 | [10 empty] | 0 | 0 | 1000 | 153 | 2 | 3 | 11166.4721 | 0 | 11166.4721 | 16014.9372 | 15242 | 2 | UTGS
4812 | COM | UTGS | 64550 | 275 | 45 | H | SL0004127335 | No | 4 | 324 | [12 empty] | 4 | 1000 | [12 empty] | 0 | 0 | 1000 | 324 | 5 | 12 | 24800.0868 | 0 | 24800.0868 | 3306.7468 | 113197.0366 | 4 | UTGS
4813 | COM | UTTSS | 5550 | 272 | 2 | F | SL0004134104 | No | 2 | 284 | [12 empty] | 2 | 670 | 4 | 330 | [10 empty] | 0 | 0 | 1000 | 284 | 1 | 2 | 20727.3077 | 0 | 20727.3077 | 17438.5309 | 3698.6667 | 2 | UTTSS
4814 | COM | UTGS | 38100 | 279 | 10 | L | SL0004136764 | No | 4 | 640 | [12 empty] | 4 | 1000 | [12 empty] | 0 | 0 | 1000 | 640 | 2 | 2 | 48987.8258 | 0 | 48987.8258 | 19840.4809 | 25053.95 | 4 | UTGS
4815 | COM | UTGS | 26500 | 275 | 10 | L | SL0004140030 | No | 4 | 552 | 6 | 2 | [10 empty] | 6 | 603 | [12 empty] | 0 | 0 | 603 | 554 | 1 | 17 | 42357.0398 | 0 | 42357.0398 | 2129.3335 | 20345.6 | 4 | UTGS
4816 | COM | UTGS | 550 | 760 | 2 | F | SL0004142872 | No | 0.75 | 86 | [12 empty] | 2 | 1000 | [12 empty] | 0 | 0 | 1000 | 86 | 11 | 48 | 5536.9791 | 0 | 5536.9791 | 677.3117 | 585.0096 | 0.75 | UTGS
4817 | COM | UTTSS | 92750 | 279 | 45 | H | SL0004145904 | No | 4 | 461 | [12 empty] | 4 | 1000 | [12 empty] | 0 | 0 | 1000 | 461 | 9 | 12 | 35286.5433 | 0 | 35286.5433 | 3306.7468 | 113197.0366 | 4 | UTTSS
4818 | RES | UTGS | 320 | 760 | 0.25 | F | SL0004145958 | No | 0.75 | 132 | [12 empty] | 1.25 | 316 | 2 | 684 | [10 empty] | 0 | 0 | 1000 | 132 | 15 | 25 | 8498.6191 | 0 | 8498.6191 | 1309.2865 | 431 | 0.75 | UTGS
4819 | COM | UTGS | 21100 | 275 | 5 | F | SL0004146218 | No | 4 | 98 | [12 empty] | 4 | 1000 | [12 empty] | 0 | 0 | 1000 | 98 | 2 | 2 | 7501.2608 | 0 | 7501.2608 | 19840.4809 | 18747.15 | 4 | UTGS
4820 | COM | UTGS | 550 | 760 | 2 | F | SL0004149197 | No | 1.25 | 281 | [12 empty] | 2 | 765 | [12 empty] | 0 | 0 | 765 | 281 | 6 | 86 | 20938.2873 | 0 | 20938.2873 | 289.1963 | 585.0096 | 1.25 | UTGS
4821 | COM | UTGS | 21100 | 275 | 5 | F | SL0004150357 | No | 4 | 81.53 | [12 empty] | 4 | 924 | 6 | 14 | 8 | 62 | [8 empty] | 0 | 0 | 1000 | 81.53 | 1 | 13 | 6240.5897 | 0 | 6240.5897 | 3232.4924 | 18747.15 | 4 | UTGS
4822 | COM | UTFS | 5550 | 272 | 2 | F | SL0008093095 | No | 2 | 445 | [12 empty] | 2 | 70.09 | 4 | 828.5 | 6 | 3 | 8 | 98.41 | [6 empty] | 0 | 0 | 1000 | 445 | 8 | 20 | 32477.6476 | 0 | 32477.6476 | 2125.1863 | 3698.6667 | 2 | UTFS
4823 | COM | UTGS | 320 | 361 | 0.25 | F | SL0008097892 | No | 1.25 | 69 | 2 | 469 | [10 empty] | 2 | 394 | 4 | 241.39 | 6 | 364.61 | [8 empty] | 0 | 0 | 1000 | 538 | 3 | 43 | 39370.6811 | 0 | 39370.6811 | 1029.6697 | 431 | 1.25 | UTGS
4824 | RES | UTGS | 550 | 361 | 2 | F | SL0008098602 | No | 1.25 | 298 | 2 | 153 | [10 empty] | 2 | 587.85 | 6 | 37.85 | 8 | 374.3 | [8 empty] | 0 | 0 | 1000 | 451 | 6 | 429 | 33371.4885 | 0 | 33371.4885 | 113.4076 | 585.0096 | 1.25 | UTGS
4825 | COM | UTTSS | 9200 | 273 | 5 | F | SL0009291990 | No | 2 | 658 | [12 empty] | 8 | 933.17 | [12 empty] | 0 | 0 | 933.17 | 658 | 1 | 1 | 48023.1284 | 0 | 48023.1284 | 67982.3319 | 5118 | 2 | UTTSS
4826 | COM | UTTSS | 7800 | 273 | 2 | F | SL0009292538 | No | 2 | 265 | [12 empty] | 2 | 1000 | [12 empty] | 0 | 0 | 1000 | 265 | 12 | 21 | 19340.6216 | 0 | 19340.6216 | 1548.141 | 5118 | 2 | UTTSS
4827 | COM | UTTSS | 21100 | 275 | 5 | F | SL0009292585 | No | 2 | 277 | [12 empty] | 3 | 820 | [12 empty] | 0 | 0 | 820 | 277 | 3 | 3 | 20216.4234 | 0 | 20216.4234 | 5420.4629 | 18747.15 | 2 | UTTSS
4828 | COM | UTTSS | 17800 | 275 | 2 | F | SL0009302857 | No | 2 | 165 | [12 empty] | 4 | 783 | 6 | 217 | [10 empty] | 0 | 0 | 1000 | 165 | 2 | 3 | 12042.2738 | 0 | 12042.2738 | 14698.9706 | 15242 | 2 | UTTSS
4829 | IND | UTTSM | 21100 | 275 | 5 | F | SL0009304987 | No | 2 | 88 | [12 empty] | 2 | 19 | 4 | 981 | [10 empty] | 0 | 0 | 1000 | 88 | 3 | 4 | 6422.546 | 0 | 6422.546 | 9886.1829 | 18747.15 | 2 | UTTSM
4830 | RES | UTGS | 320 | 361 | 0.25 | F | SL0009305987 | No | 0.75 | 87 | [12 empty] | 2 | 464.5 | 4 | 535.5 | [10 empty] | 0 | 0 | 1000 | 87 | 13 | 230 | 5601.3626 | 0 | 5601.3626 | 158.0456 | 431 | 0.75 | UTGS
4831 | COM | UTGS | 5550 | 272 | 2 | F | SL0009306651 | No | 2 | 516 | [12 empty] | 4 | 677 | [12 empty] | 0 | 0 | 677 | 516 | 1 | 16 | 37659.4746 | 0 | 37659.4746 | 1679.0007 | 3698.6667 | 2 | UTGS
4832 | COM | UTTSS | 17800 | 275 | 2 | F | SL0009307981 | No | 3 | 142 | [12 empty] | 4 | 521 | 6 | 479 | [10 empty] | 0 | 0 | 1000 | 142 | 6 | 8 | 10363.6539 | 0 | 10363.6539 | 6178.5765 | 15242 | 3 | UTTSS
4833 | COM | UTFS | 11750 | 274 | 2 | F | SL0009307982 | No | 2 | 437 | [12 empty] | 4 | 521 | 6 | 479 | [10 empty] | 0 | 0 | 1000 | 437 | 7 | 9 | 31893.7798 | 0 | 31893.7798 | 5492.068 | 10791.3333 | 2 | UTFS
4834 | COM | UTTSS | 11750 | 274 | 2 | F | SL0009765037 | No | 4 | 608 | [12 empty] | 1.25 | 265 | 4 | 735 | [10 empty] | 0 | 0 | 1000 | 608 | 6 | 7 | 46538.4345 | 0 | 46538.4345 | 5423.7731 | 10791.3333 | 4 | UTTSS
4835 | RES | UTGS | 320 | 361 | 0.25 | F | SL0009767630 | No | 0.75 | 21 | [12 empty] | 0.75 | 164 | 2 | 836 | [10 empty] | 0 | 0 | 1000 | 21 | 6 | 8 | 1352.053 | 0 | 1352.053 | 4219.2602 | 431 | 0.75 | UTGS
4836 | IND | UTTSS | 14500 | 274 | 5 | F | SL0009772505 | No | 2 | 280 | [12 empty] | 2 | 482 | 4 | 192 | 6 | 326 | [8 empty] | 0 | 0 | 1000 | 280 | 6 | 12 | 20435.3738 | 0 | 20435.3738 | 3571.5935 | 10791.3333 | 2 | UTTSS
4837 | COM | UTTSS | 12247 | 284 | 2 | F | SL0009773428 | No | 1.25 | 90 | [12 empty] | 2 | 768.06 | 4 | 231.94 | [10 empty] | 0 | 0 | 1000 | 90 | 3 | 3 | 6706.213 | 0 | 6706.213 | 11391.3238 | 10791.3333 | 1.25 | UTTSS
4838 | COM | UTTSS | 14500 | 274 | 5 | F | SL0009774236 | No | 4 | 583 | [12 empty] | 2 | 211.98 | 4 | 788.02 | [10 empty] | 0 | 0 | 1000 | 583 | 10 | 14 | 44624.8476 | 0 | 44624.8476 | 2725.7904 | 10791.3333 | 4 | UTTSS
4839 | COM | UTFS | 1390 | 346 | 2 | F | SL0009775183 | No | 1.25 | 108 | [12 empty] | 2 | 1000 | [12 empty] | 0 | 0 | 1000 | 108 | 8 | 25 | 8047.4556 | 0 | 8047.4556 | 1300.4385 | 1475.8773 | 1.25 | UTFS
4840 | COM | UTFS | 7800 | 273 | 2 | F | SL0009780021 | No | 1.25 | 367 | [12 empty] | 2 | 26.03 | 3 | 800.94 | 4 | 173.03 | [8 empty] | 0 | 0 | 1000 | 367 | 9 | 14 | 27346.4464 | 0 | 27346.4464 | 1685.4048 | 5118 | 1.25 | UTFS
4841 | COM | UTTSS | 9200 | 273 | 5 | F | SL0009791250 | No | 2 | 110 | [12 empty] | 2 | 1000 | [12 empty] | 0 | 0 | 1000 | 110 | 3 | 17 | 8028.1826 | 0 | 8028.1826 | 1912.4095 | 5118 | 2 | UTTSS
4842 | IND | UTTSS | 21100 | 275 | 5 | F | SL0009799577 | No | 2 | 1 | [12 empty] | 1.25 | 30 | 2 | 161.84 | 4 | 808.16 | [8 empty] | 0 | 0 | 1000 | 1 | 5 | 10 | 72.9835 | 0 | 72.9835 | 3832.6469 | 18747.15 | 2 | UTTSS
4843 | COM | UTTSS | 5550 | 272 | 2 | F | SL0009807387 | No | 1.25 | 254 | [12 empty] | 2 | 50.84 | 4 | 949.16 | [10 empty] | 0 | 0 | 1000 | 254 | 3 | 10 | 18926.4234 | 0 | 18926.4234 | 3931.6439 | 3698.6667 | 1.25 | UTTSS
4844 | RES | UTGS | 320 | 460 | 0.25 | F | SL0009808251 | No | 0.5 | 45 | [12 empty] | 2 | 502 | 4 | 498 | [10 empty] | 0 | 0 | 1000 | 45 | 9 | 14 | 3078.1565 | 0 | 3078.1565 | 2577.2587 | 431 | 0.5 | UTGS
4845 | IND | UTTSS | 3300 | 271 | 2 | F | SL0009808870 | No | 1.25 | 251 | [12 empty] | 2 | 643 | 4 | 357 | [10 empty] | 0 | 0 | 1000 | 251 | 4 | 6 | 18702.8829 | 0 | 18702.8829 | 5845.1086 | 2145.6667 | 1.25 | UTTSS
4846 | COM | UTTSS | 22260 | 236 | 2 | F | SL0009809164 | No | 3 | 589 | [12 empty] | 2 | 82.42 | 4 | 917.58 | [10 empty] | 0 | 0 | 1000 | 589 | 2 | 2 | 42987.2684 | 0 | 42987.2684 | 19545.0052 | 18747.15 | 3 | UTTSS
4847 | COM | UTFS | 2630 | 278 | 5 | F | SL0009809840 | No | 1.25 | 254 | [12 empty] | 2 | 1000 | [12 empty] | 0 | 0 | 1000 | 254 | 5 | 7 | 18926.4234 | 0 | 18926.4234 | 4644.4231 | 2428.75 | 1.25 | UTFS
4848 | COM | UTTSS | 7800 | 273 | 2 | F | SL0009811331 | No | 1.25 | 226 | [12 empty] | 4 | 1000 | [12 empty] | 0 | 0 | 1000 | 226 | 13 | 23 | 16840.046 | 0 | 16840.046 | 1725.2592 | 5118 | 1.25 | UTTSS
4849 | RES | UTGS | 320 | 361 | 0.25 | F | SL0009811629 | No | 0.5 | 60 | [12 empty] | 2 | 1000 | [12 empty] | 0 | 0 | 1000 | 60 | 6 | 10 | 4104.2087 | 0 | 4104.2087 | 3251.0962 | 431 | 0.5 | UTGS
4850 | COM | UTFS | 7800 | 273 | 2 | F | SL0009815838 | No | 2 | 366 | [12 empty] | 0.75 | 10 | 2 | 229.49 | 4 | 760 | [8 empty] | 0 | 0 | 999.49 | 366 | 4 | 6 | 26711.9529 | 0 | 26711.9529 | 6336.5635 | 5118 | 2 | UTFS
4851 | COM | UTTSS | 7800 | 273 | 2 | F | SL0009820745 | No | 2 | 392 | [12 empty] | 2 | 682 | [12 empty] | 0 | 0 | 682 | 392 | 3 | 4 | 28609.5233 | 0 | 28609.5233 | 5543.119 | 5118 | 2 | UTTSS
4852 | COM | UTTSS | 9200 | 273 | 5 | F | SL0009825919 | No | 2 | 639 | [12 empty] | 2 | 282.43 | 4 | 717.57 | [10 empty] | 0 | 0 | 1000 | 639 | 5 | 9 | 46636.4423 | 0 | 46636.4423 | 4183.9932 | 5118 | 2 | UTTSS
4853 | COM | UTTSS | 17800 | 275 | 2 | F | SL0009829777 | No | 3 | 576 | [12 empty] | 2 | 269.03 | 3 | 211.94 | 4 | 519.03 | [8 empty] | 0 | 0 | 1000 | 576 | 6 | 8 | 42038.4832 | 0 | 42038.4832 | 4193.126 | 15242 | 3 | UTTSS
4854 | COM | UTGS | 550 | 461 | 2 | F | SL0009832796 | No | 1.25 | 22 | [12 empty] | 2 | 1000 | [12 empty] | 0 | 0 | 1000 | 22 | 6 | 126 | 1639.2965 | 0 | 1639.2965 | 258.0235 | 585.0096 | 1.25 | UTGS
4855 | COM | UTFS | 21100 | 285 | 5 | F | SL0009832937 | No | 3 | 579 | [12 empty] | 4 | 1000 | [12 empty] | 0 | 0 | 1000 | 579 | 2 | 2 | 42257.4337 | 0 | 42257.4337 | 19840.4809 | 18747.15 | 3 | UTFS
4856 | COM | UTFS | 7800 | 273 | 2 | F | SL0009833244 | No | 2 | 384 | [12 empty] | 2 | 738 | 4 | 262 | [10 empty] | 0 | 0 | 1000 | 384 | 3 | 45 | 28025.6555 | 0 | 28025.6555 | 764.2111 | 5118 | 2 | UTFS
4857 | COM | UTFS | 9200 | 273 | 5 | F | SL0009833833 | No | 1.25 | 67 | 2 | 119 | [10 empty] | 4 | 1000 | [12 empty] | 0 | 0 | 1000 | 186 | 4 | 23 | 13677.4369 | 0 | 13677.4369 | 1725.2592 | 5118 | 1.25 | UTFS
4858 | COM | UTTSS | 9200 | 273 | 5 | F | SL0009834934 | No | 2 | 444 | [12 empty] | 2 | 245.48 | 4 | 754.52 | [10 empty] | 0 | 0 | 1000 | 444 | 17 | 26 | 32404.6642 | 0 | 32404.6642 | 1458.495 | 5118 | 2 | UTTSS
4859 | COM | UTGS | 3300 | 271 | 2 | F | SL0009835013 | No | 1.25 | 382 | [12 empty] | 3 | 1000 | [12 empty] | 0 | 0 | 1000 | 382 | 9 | 13 | 28464.1485 | 0 | 28464.1485 | 1525.4586 | 2145.6667 | 1.25 | UTGS
4860 | RES | UTGS | 500 | 220 | 0.25 | F | SL0009835667 | No | 0.75 | 98 | [12 empty] | 2 | 941.5 | 3 | 58.5 | [10 empty] | 0 | 0 | 1000 | 98 | 12 | 19 | 6309.5808 | 0 | 6309.5808 | 1672.0622 | 585.0096 | 0.75 | UTGS
4861 | COM | UTTSS | 11750 | 274 | 2 | F | SL0009835888 | No | 2 | 432 | [12 empty] | 2 | 235 | 4 | 765 | [10 empty] | 0 | 0 | 1000 | 432 | 9 | 15 | 31528.8624 | 0 | 31528.8624 | 2533.0674 | 10791.3333 | 2 | UTTSS
4862 | COM | UTTSS | 3300 | 271 | 2 | F | SL0009835964 | No | 2 | 340 | [12 empty] | 2 | 681.29 | [12 empty] | 0 | 0 | 681.29 | 340 | 4 | 27 | 24814.3825 | 0 | 24814.3825 | 820.3479 | 2145.6667 | 2 | UTTSS
4863 | RES | UTGS | 320 | 461 | 0.25 | F | SL0009836142 | No | 0.75 | 244 | [12 empty] | 2 | 1000 | [12 empty] | 0 | 0 | 1000 | 244 | 9 | 16 | 15709.5686 | 0 | 15709.5686 | 2031.9351 | 431 | 0.75 | UTGS
4864 | IND | UTTSS | 6600 | 272 | 5 | F | SL0009838675 | No | 2 | 502 | [12 empty] | 4 | 770.23 | [12 empty] | 0 | 0 | 770.23 | 502 | 1 | 1 | 36637.7059 | 0 | 36637.7059 | 30563.4671 | 3698.6667 | 2 | UTTSS
4865 | COM | UTFS | 2400 | 750 | 2 | F | SL0009838692 | No | 1.25 | 215 | [12 empty] | 4 | 27.29 | 8 | 972.71 | [10 empty] | 0 | 0 | 1000 | 215 | 3 | 11 | 16020.3977 | 0 | 16020.3977 | 6540.5229 | 2428.75 | 1.25 | UTFS
4866 | COM | UTTSS | 14500 | 274 | 5 | F | SL0009838723 | No | 2 | 570 | [12 empty] | 6 | 961.41 | [12 empty] | 0 | 0 | 961.41 | 570 | 6 | 7 | 41600.5824 | 0 | 41600.5824 | 8244.9096 | 10791.3333 | 2 | UTTSS
4867 | COM | UTTSS | 5550 | 272 | 2 | F | SL0009840757 | No | 1.25 | 533 | [12 empty] | 2 | 1000 | [12 empty] | 0 | 0 | 1000 | 533 | 13 | 17 | 39715.6837 | 0 | 39715.6837 | 1912.4095 | 3698.6667 | 1.25 | UTTSS
4868 | COM | UTFS | 2700 | 255 | 5 | F | SL0009841919 | No | 1.25 | 295 | [12 empty] | 0.75 | 110 | 2 | 104 | 4 | 786 | [8 empty] | 0 | 0 | 1000 | 295 | 1 | 1 | 21981.476 | 0 | 21981.476 | 38980.3817 | 2428.75 | 1.25 | UTFS
4869 | COM | UTFS | 2400 | 255 | 2 | F | SL0009842130 | No | 2 | 650 | [12 empty] | 4 | 145 | 6 | 738.75 | [10 empty] | 0 | 0 | 883.75 | 650 | 10 | 10 | 47439.2606 | 0 | 47439.2606 | 5010.1612 | 2428.75 | 2 | UTFS
4870 | COM | UTGS | 930 | 720 | 2 | F | SL0009843465 | No | 0.75 | 408 | [12 empty] | 4 | 1000 | [12 empty] | 0 | 0 | 1000 | 408 | 3 | 4 | 26268.459 | 0 | 26268.459 | 9920.2404 | 1475.8773 | 0.75 | UTGS
4871 | COM | UTTSS | 4000 | 271 | 5 | F | SL0009844440 | No | 2 | 10 | 4 | 46.55 | [10 empty] | 4 | 1000 | [12 empty] | 0 | 0 | 1000 | 56.55 | 12 | 89 | 4292.9337 | 0 | 4292.9337 | 445.8535 | 2145.6667 | 2 | UTTSS
4872 | COM | UTTSS | 5550 | 272 | 2 | F | SL0009844637 | No | 2 | 383 | [12 empty] | 6 | 1000 | [12 empty] | 0 | 0 | 1000 | 383 | 5 | 20 | 27952.672 | 0 | 27952.672 | 3001.5481 | 3698.6667 | 2 | UTTSS
4873 | COM | UTFS | 5550 | 272 | 2 | F | SL0009845270 | No | 2 | 53 | [12 empty] | 4 | 905 | 6 | 95 | [10 empty] | 0 | 0 | 1000 | 53 | 3 | 51 | 3868.1243 | 0 | 3868.1243 | 815.9649 | 3698.6667 | 2 | UTFS
4874 | COM | UTTSS | 11750 | 274 | 2 | F | SL0009845645 | No | 4 | 588 | [12 empty] | 4 | 20 | 6 | 980 | [10 empty] | 0 | 0 | 1000 | 588 | 2 | 2 | 45007.565 | 0 | 45007.565 | 29811.9809 | 10791.3333 | 4 | UTTSS
4875 | COM | UTTSS | 14487 | 284 | 5 | F | SL0009845838 | No | 2 | 175 | [12 empty] | 2 | 3 | 4 | 910 | [10 empty] | 0 | 0 | 913 | 175 | 3 | 6 | 12772.1086 | 0 | 12772.1086 | 6034.5347 | 10791.3333 | 2 | UTTSS
4876 | IND | UTTSS | 14487 | 284 | 5 | F | SL0009846365 | No | 4 | 8 | [12 empty] | 4 | 1000 | [12 empty] | 0 | 0 | 1000 | 8 | 3 | 5 | 612.3478 | 0 | 612.3478 | 7936.1923 | 10791.3333 | 4 | UTTSS
4877 | COM | UTTSS | 3300 | 271 | 2 | F | SL0009847198 | No | 1.25 | 512 | [12 empty] | 2 | 182.75 | 4 | 817.25 | [10 empty] | 0 | 0 | 1000 | 512 | 4 | 6 | 38150.9006 | 0 | 38150.9006 | 6395.1074 | 2145.6667 | 1.25 | UTTSS
4878 | COM | UTFS | 14500 | 274 | 5 | F | SL0009847700 | No | 2 | 321 | [12 empty] | 4 | 852.03 | 6 | 147.97 | [10 empty] | 0 | 0 | 1000 | 321 | 3 | 5 | 23427.6964 | 0 | 23427.6964 | 8538.4302 | 10791.3333 | 2 | UTFS
4879 | COM | UTTSS | 14487 | 284 | 5 | F | SL0009849482 | No | 3 | 263 | [12 empty] | 4 | 830 | [12 empty] | 0 | 0 | 830 | 263 | 2 | 39 | 19194.6547 | 0 | 19194.6547 | 844.4923 | 10791.3333 | 3 | UTTSS
4880 | COM | UTFS | 2400 | 255 | 2 | F | SL0009850208 | No | 1.25 | 20.57 | [12 empty] | 2 | 114 | 4 | 886 | [10 empty] | 0 | 0 | 1000 | 20.57 | 5 | 21 | 1532.7422 | 0 | 1532.7422 | 1850.6467 | 2428.75 | 1.25 | UTFS
4881 | COM | UTTSS | 9200 | 273 | 5 | F | SL0009850272 | No | 2 | 10.22 | 3 | 109 | 4 | 398 | [8 empty] | 2 | 103.51 | 4 | 896.49 | [10 empty] | 0 | 0 | 1000 | 517.22 | 16 | 23 | 39165.3944 | 0 | 39165.3944 | 1692.9911 | 5118 | 2 | UTTSS
4882 | COM | UTFS | 6113 | 282 | 2 | F | SL0009852190 | No | 1.25 | 311.23 | [12 empty] | 2 | 247.5 | 4 | 752.5 | [10 empty] | 0 | 0 | 1000 | 311.23 | 6 | 10 | 23190.8297 | 0 | 23190.8297 | 3790.6387 | 3698.6667 | 1.25 | UTFS
4883 | COM | UTTSS | 11750 | 274 | 2 | F | SL0009852496 | No | 2 | 394 | [12 empty] | 2 | 1000 | [12 empty] | 0 | 0 | 1000 | 394 | 9 | 38 | 28755.4903 | 0 | 28755.4903 | 855.5516 | 10791.3333 | 2 | UTTSS
4884 | COM | UTFS | 11750 | 274 | 2 | F | SL0009852502 | No | 2 | 692 | [12 empty] | 4 | 986 | 6 | 14 | [10 empty] | 0 | 0 | 1000 | 692 | 1 | 2 | 50504.5667 | 0 | 50504.5667 | 19982.9309 | 10791.3333 | 2 | UTFS
4885 | COM | UTFS | 7794 | 283 | 2 | F | SL0009852836 | No | 2 | 27 | 4 | 628 | [10 empty] | 4 | 1000 | [12 empty] | 0 | 0 | 1000 | 655 | 4 | 5 | 50039.858 | 0 | 50039.858 | 7936.1923 | 5118 | 2 | UTFS
4886 | COM | UTTSS | 7233 | 282 | 5 | F | SL0009852941 | No | 1.25 | 100 | [12 empty] | 3 | 792 | 4 | 208 | [10 empty] | 0 | 0 | 1000 | 100 | 5 | 17 | 7451.3478 | 0 | 7451.3478 | 1409.3977 | 5118 | 1.25 | UTTSS
4887 | COM | UTFS | 11750 | 274 | 2 | F | SL0009853597 | No | 4 | 424 | 6 | 1 | [10 empty] | 6 | 1000 | [12 empty] | 0 | 0 | 1000 | 425 | 6 | 9 | 32506.9546 | 0 | 32506.9546 | 6670.1069 | 10791.3333 | 4 | UTFS
4888 | COM | UTTSS | 6113 | 282 | 2 | F | SL0009855100 | No | 2 | 394 | [12 empty] | 4 | 1000 | [12 empty] | 0 | 0 | 1000 | 394 | 3 | 4 | 28755.4903 | 0 | 28755.4903 | 9920.2404 | 3698.6667 | 2 | UTTSS
4889 | COM | UTGS | 17800 | 285 | 2 | F | SL0009855522 | No | 4 | 113 | [12 empty] | 4 | 1000 | [12 empty] | 0 | 0 | 1000 | 113 | 4 | 6 | 8649.413 | 0 | 8649.413 | 6613.4936 | 15242 | 4 | UTGS
4890 | COM | UTTSS | 7794 | 283 | 2 | F | SL0009856999 | No | 2 | 106 | [12 empty] | 2 | 1000 | [12 empty] | 0 | 0 | 1000 | 106 | 22 | 52 | 7736.2487 | 0 | 7736.2487 | 625.2108 | 5118 | 2 | UTTSS
4891 | COM | UTTSS | 21100 | 275 | 5 | F | SL0009859482 | No | 2 | 83 | [12 empty] | 2 | 85 | 4 | 915 | [10 empty] | 0 | 0 | 1000 | 83 | 4 | 4 | 6057.6287 | 0 | 6057.6287 | 9767.8779 | 18747.15 | 2 | UTTSS
4892 | RES | UTGS | 306 | 211 | 0.25 | F | SL0009860900 | No | 0.5 | 24 | [12 empty] | 2 | 1000 | [12 empty] | 0 | 0 | 1000 | 24 | 13 | 22 | 1641.6835 | 0 | 1641.6835 | 1477.771 | 431 | 0.5 | UTGS
4893 | RES | UTGS | 540 | 259 | 0.25 | F | SL0009861621 | No | 0.75 | 122 | [12 empty] | 2 | 1000 | [12 empty] | 0 | 0 | 1000 | 122 | 5 | 7 | 7854.7843 | 0 | 7854.7843 | 4644.4231 | 585.0096 | 0.75 | UTGS
4894 | COM | UTGS | 540 | 759 | 0.25 | F | SL0009864575 | No | 0.75 | 211 | [12 empty] | 2 | 980.07 | 4 | 19.93 | [10 empty] | 0 | 0 | 1000 | 211 | 10 | 18 | 13584.9138 | 0 | 13584.9138 | 1814.1033 | 585.0096 | 0.75 | UTGS
4895 | COM | UTTSS | 17800 | 285 | 2 | F | SL0009864604 | No | 3 | 358 | [12 empty] | 4 | 1000 | [12 empty] | 0 | 0 | 1000 | 358 | 3 | 3 | 26128.0851 | 0 | 26128.0851 | 13226.9872 | 15242 | 3 | UTTSS
4896 | COM | UTTSS | 11750 | 274 | 2 | F | SL0009865190 | No | 2 | 505 | [12 empty] | 4 | 731.04 | 6 | 268.96 | [10 empty] | 0 | 0 | 1000 | 505 | 4 | 7 | 36856.6563 | 0 | 36856.6563 | 6450.614 | 10791.3333 | 2 | UTTSS
4897 | COM | UTTSS | 12247 | 284 | 2 | F | SL0009865191 | No | 1.25 | 149 | 4 | 443 | [10 empty] | 4 | 816.04 | [12 empty] | 0 | 0 | 816.04 | 592 | 1 | 1 | 45011.2689 | 0 | 45011.2689 | 32381.252 | 10791.3333 | 1.25 | UTTSS
4898 | COM | UTTSS | 26500 | 285 | 10 | L | SL0009866081 | No | 4 | 623 | [12 empty] | 4 | 1000 | [12 empty] | 0 | 0 | 1000 | 623 | 2 | 2 | 47686.5867 | 0 | 47686.5867 | 19840.4809 | 20345.6 | 4 | UTTSS
4899 | RES | UTGS | 955 | 259 | 2 | F | SL0009867471 | No | 0.75 | 122 | [12 empty] | 2 | 1000 | [12 empty] | 0 | 0 | 1000 | 122 | 18 | 31 | 7854.7843 | 0 | 7854.7843 | 1048.7407 | 1475.8773 | 0.75 | UTGS
4900 | COM | UTTSS | 5550 | 272 | 2 | F | SL0009871577 | No | 2 | 581 | [12 empty] | 2 | 233.5 | 4 | 766.5 | [10 empty] | 0 | 0 | 1000 | 581 | 6 | 8 | 42403.4006 | 0 | 42403.4006 | 4750.8458 | 3698.6667 | 2 | UTTSS
4901 | COM | UTTSS | 9200 | 273 | 5 | F | SL0009871738 | No | 2 | 500 | [12 empty] | 2 | 1000 | [12 empty] | 0 | 0 | 1000 | 500 | 4 | 4 | 36491.7389 | 0 | 36491.7389 | 8127.7404 | 5118 | 2 | UTTSS
4902 | COM | UTTSS | 5550 | 272 | 2 | F | SL0009874525 | No | 2 | 365 | [12 empty] | 2 | 1000 | [12 empty] | 0 | 0 | 1000 | 365 | 3 | 4 | 26638.9694 | 0 | 26638.9694 | 8127.7404 | 3698.6667 | 2 | UTTSS
4903 | COM | UTTSS | 14487 | 284 | 5 | F | SL0009874718 | No | 2 | 338 | [12 empty] | 2 | 36.29 | 4 | 858.64 | 6 | 105.07 | [8 empty] | 0 | 0 | 1000 | 338 | 9 | 101 | 24668.4155 | 0 | 24668.4155 | 411.4746 | 10791.3333 | 2 | UTTSS
4904 | RES | UTGS | 550 | 760 | 2 | F | SL0009874813 | No | 1.25 | 33 | 2 | 89 | [10 empty] | 4 | 1000 | [12 empty] | 0 | 0 | 1000 | 122 | 16 | 210 | 8954.4743 | 0 | 8954.4743 | 188.957 | 585.0096 | 1.25 | UTGS
4905 | COM | UTTSS | 9219 | 283 | 5 | F | SL0009879991 | No | 2 | 325 | [12 empty] | 2 | 146.58 | 4 | 853.42 | [10 empty] | 0 | 0 | 1000 | 325 | 4 | 58 | 23719.6303 | 0 | 23719.6303 | 666.0342 | 5118 | 2 | UTTSS
4906 | COM | UTISGS | 30300 | 279 | 5 | F | SL0009881995 | No | 3 | 610 | 4 | 26 | [10 empty] | 2 | 60.73 | 3 | 109.55 | 4 | 829.72 | [8 empty] | 0 | 0 | 1000 | 636 | 2 | 3 | 46510.0519 | 0 | 46510.0519 | 12356.9867 | 27686.4 | 3 | UTISGS
4907 | COM | UTTSS | 14500 | 274 | 5 | F | SL0009882872 | No | 2 | 210 | [12 empty] | 2 | 306.5 | 4 | 693.5 | [10 empty] | 0 | 0 | 1000 | 210 | 4 | 6 | 15326.5303 | 0 | 15326.5303 | 6247.2261 | 10791.3333 | 2 | UTTSS
4908 | COM | UTFS | 6113 | 282 | 2 | F | SL0009884758 | No | 1.25 | 144 | [12 empty] | 2 | 1000 | [12 empty] | 0 | 0 | 1000 | 144 | 15 | 25 | 10729.9408 | 0 | 10729.9408 | 1300.4385 | 3698.6667 | 1.25 | UTFS
4909 | COM | UTTSS | 12247 | 284 | 2 | F | SL0009885921 | No | 4 | 552 | [12 empty] | 4 | 1000 | [12 empty] | 0 | 0 | 1000 | 552 | 11 | 13 | 42251.9998 | 0 | 42251.9998 | 3052.3817 | 10791.3333 | 4 | UTTSS
4910 | COM | UTTSS | 14487 | 284 | 5 | F | SL0009886503 | No | 2 | 627 | [12 empty] | 4 | 933.01 | [12 empty] | 0 | 0 | 933.01 | 627 | 1 | 1 | 45760.6406 | 0 | 45760.6406 | 37022.7341 | 10791.3333 | 2 | UTTSS
4911 | COM | UTTSS | 21100 | 285 | 5 | F | SL0009887906 | No | 4 | 303 | 6 | 1 | [10 empty] | 6 | 1000 | [12 empty] | 0 | 0 | 1000 | 304 | 4 | 5 | 23245.1938 | 0 | 23245.1938 | 12006.1923 | 18747.15 | 4 | UTTSS
4912 | COM | UTTSM | 25600 | 279 | 2 | F | SL0009890552 | No | 4 | 195 | [12 empty] | 2 | 16 | 4 | 850 | [10 empty] | 0 | 0 | 866 | 195 | 2 | 2 | 14925.9782 | 0 | 14925.9782 | 17124.4964 | 22191.6 | 4 | UTTSM
4913 | COM | UTTSS | 21100 | 275 | 5 | F | SL0009890824 | No | 4 | 549 | [12 empty] | 4 | 482 | [12 empty] | 0 | 0 | 482 | 549 | 3 | 4 | 42022.3693 | 0 | 42022.3693 | 4781.5559 | 18747.15 | 4 | UTTSS
4914 | RES | UTGS | 550 | 760 | 2 | F | SL0009890903 | No | 0.75 | 81 | [12 empty] | 2 | 330 | 4 | 670 | [10 empty] | 0 | 0 | 1000 | 81 | 7 | 87 | 5215.0617 | 0 | 5215.0617 | 428.9065 | 585.0096 | 0.75 | UTGS
4915 | RES | UTGS | 320 | 760 | 0.25 | F | SL0009891473 | No | 0.75 | 49 | [12 empty] | 1.25 | 984 | [12 empty] | 0 | 0 | 984 | 49 | 14 | 22 | 3154.7904 | 0 | 3154.7904 | 1485.4357 | 431 | 0.75 | UTGS
4916 | COM | UTGS | 21100 | 285 | 5 | F | SL0009891891 | No | 1.25 | 45 | [12 empty] | 2 | 239 | 4 | 757 | [10 empty] | 0 | 0 | 996 | 45 | 4 | 65 | 3353.1065 | 0 | 3353.1065 | 581.6709 | 18747.15 | 1.25 | UTGS
4917 | COM | UTGS | 17800 | 285 | 2 | F | SL0009892861 | No | 4 | 483 | [12 empty] | 2 | 37.64 | 8 | 962.36 | [10 empty] | 0 | 0 | 1000 | 483 | 6 | 6 | 36970.4998 | 0 | 36970.4998 | 11888.7607 | 15242 | 4 | UTGS
4918 | COM | UTFS | 2400 | 755 | 2 | F | SL0009893661 | No | 2 | 124 | [12 empty] | 2 | 1000 | [12 empty] | 0 | 0 | 1000 | 124 | 1 | 3 | 9049.9513 | 0 | 9049.9513 | 10836.9872 | 2428.75 | 2 | UTFS
4919 | COM | UTFS | 3300 | 271 | 2 | F | SL0009897765 | No | 1.25 | 336 | [12 empty] | 2 | 44.51 | 4 | 858.51 | 6 | 19.75 | 8 | 77.24 | [6 empty] | 0 | 0 | 1000.01 | 336 | 3 | 5 | 25036.5286 | 0 | 25036.5286 | 8465.237 | 2145.6667 | 1.25 | UTFS
4920 | COM | UTTSS | 6113 | 282 | 2 | F | SL0009898825 | No | 0.75 | 19 | [12 empty] | 3 | 1000 | [12 empty] | 0 | 0 | 1000 | 19 | 2 | 3 | 1223.2861 | 0 | 1223.2861 | 6610.3206 | 3698.6667 | 0.75 | UTTSS
4921 | COM | UTFS | 5550 | 272 | 2 | F | SL0009898830 | No | 2 | 116 | [12 empty] | 2 | 945.29 | [12 empty] | 0 | 0 | 945.29 | 116 | 3 | 5 | 8466.0834 | 0 | 8466.0834 | 6146.4574 | 3698.6667 | 2 | UTFS
4922 | COM | UTGS | 26500 | 275 | 10 | L | SL0009900184 | No | 3 | 634 | [12 empty] | 4 | 734 | [12 empty] | 0 | 0 | 734 | 634 | 3 | 5 | 46271.5249 | 0 | 46271.5249 | 5825.1652 | 20345.6 | 3 | UTGS
4923 | COM | UTGS | 17800 | 275 | 2 | F | SL0009904618 | No | 4 | 636 | [12 empty] | 2 | 518.37 | 4 | 481.63 | [10 empty] | 0 | 0 | 1000 | 636 | 4 | 4 | 48681.6519 | 0 | 48681.6519 | 8991.0622 | 15242 | 4 | UTGS
4924 | RES | UTGS | 550 | 160 | 2 | F | SL0009904738 | No | 0.75 | 26 | [12 empty] | 2 | 1000 | [12 empty] | 0 | 0 | 1000 | 26 | 17 | 180 | 1673.9704 | 0 | 1673.9704 | 180.6165 | 585.0096 | 0.75 | UTGS
4925 | COM | UTGS | 44336 | 284 | 45 | H | SL0009904999 | No | 4 | 10 | [12 empty] | 4 | 1000 | [12 empty] | 0 | 0 | 1000 | 10 | 1 | 2 | 765.4348 | 0 | 765.4348 | 19840.4809 | 60371.7529 | 4 | UTGS
4926 | COM | UTGS | 320 | 760 | 0.25 | F | SL0009905752 | No | 0.75 | 18 | [12 empty] | 2 | 841 | 4 | 159 | [10 empty] | 0 | 0 | 1000 | 18 | 3 | 12 | 1158.9026 | 0 | 1158.9026 | 2804.2493 | 431 | 0.75 | UTGS
4927 | COM | UTTSM | 44350 | 274 | 45 | H | SL0009906040 | No | 4 | 13 | [12 empty] | 4 | 1000 | [12 empty] | 0 | 0 | 1000 | 13 | 3 | 5 | 995.0652 | 0 | 995.0652 | 7936.1923 | 60371.7529 | 4 | UTTSM
4928 | COM | UTFS | 14487 | 284 | 5 | F | SL0009906162 | No | 2 | 212 | [12 empty] | 2 | 721 | 4 | 279 | [10 empty] | 0 | 0 | 1000 | 212 | 7 | 12 | 15472.4973 | 0 | 15472.4973 | 2875.9493 | 10791.3333 | 2 | UTFS
4929 | COM | UTGS | 21100 | 285 | 5 | F | SL0009906485 | No | 2 | 169 | [12 empty] | 4 | 881 | 6 | 119 | [10 empty] | 0 | 0 | 1000 | 169 | 4 | 8 | 12334.2078 | 0 | 12334.2078 | 5262.8265 | 18747.15 | 2 | UTGS
4930 | COM | UTTSS | 17800 | 275 | 2 | F | SL0009907085 | No | 2 | 3 | 4 | 529.13 | [10 empty] | 2 | 137.38 | 4 | 862.62 | [10 empty] | 0 | 0 | 1000 | 532.13 | 17 | 47 | 40720.4009 | 0 | 40720.4009 | 823.318 | 15242 | 2 | UTTSS
4931 | COM | UTTSS | 17800 | 275 | 2 | F | SL0009907597 | No | 3 | 297 | 4 | 1 | 6 | 1 | [8 empty] | 4 | 530 | 6 | 470 | [10 empty] | 0 | 0 | 1000 | 299 | 1 | 1 | 21805.1564 | 0 | 21805.1564 | 49245.4617 | 15242 | 3 | UTTSS
4932 | RES | UTGS | 320 | 760 | 0.25 | F | SL0009911461 | No | 0.75 | 11 | [12 empty] | 2 | 814 | 4 | 186 | [10 empty] | 0 | 0 | 1000 | 11 | 13 | 140 | 708.2183 | 0 | 708.2183 | 241.747 | 431 | 0.75 | UTGS
4933 | COM | UTFS | 6113 | 282 | 2 | F | SL0009915162 | No | 2 | 96 | [12 empty] | 2 | 765 | 4 | 27.25 | 6 | 207.75 | [8 empty] | 0 | 0 | 1000 | 96 | 1 | 2 | 7006.4139 | 0 | 7006.4139 | 19211.8121 | 3698.6667 | 2 | UTFS
4934 | COM | UTTSS | 14487 | 284 | 5 | F | SL0009917734 | No | 4 | 460 | [12 empty] | 4 | 1000 | [12 empty] | 0 | 0 | 1000 | 460 | 2 | 2 | 35209.9998 | 0 | 35209.9998 | 19840.4809 | 10791.3333 | 4 | UTTSS
4935 | COM | UTFS | 3300 | 271 | 2 | F | SL0009919436 | No | 1.25 | 62 | [12 empty] | 1.25 | 16 | 2 | 984 | [10 empty] | 0 | 0 | 1000 | 62 | 3 | 8 | 4619.8356 | 0 | 4619.8356 | 4065.2702 | 2145.6667 | 1.25 | UTFS
4936 | COM | UTGS | 44350 | 274 | 45 | H | SL0009920843 | No | 4 | 606 | 6 | 1 | [10 empty] | 4 | 146.5 | 6 | 853.5 | [10 empty] | 0 | 0 | 1000 | 607 | 1 | 2 | 46437.8676 | 0 | 46437.8676 | 28524.8434 | 60371.7529 | 4 | UTGS
4937 | COM | UTTSS | 12247 | 284 | 2 | F | SL0009923348 | No | 2 | 437 | [12 empty] | 2 | 853 | [12 empty] | 0 | 0 | 853 | 437 | 3 | 3 | 31893.7798 | 0 | 31893.7798 | 9243.9501 | 10791.3333 | 2 | UTTSS
4938 | COM | UTTSS | 7794 | 283 | 2 | F | SL0009924321 | No | 2 | 220.5 | [12 empty] | 4 | 293.75 | 10 | 706.25 | [10 empty] | 0 | 0 | 1000 | 220.5 | 5 | 7 | 16092.8569 | 0 | 16092.8569 | 9015.3249 | 5118 | 2 | UTTSS
4939 | RES | UTGS | 320 | 760 | 0.25 | F | SL0009925032 | No | 0.75 | 51 | [12 empty] | 2 | 1000 | [12 empty] | 0 | 0 | 1000 | 51 | 10 | 17 | 3283.5574 | 0 | 3283.5574 | 1912.4095 | 431 | 0.75 | UTGS
4940 | IND | UTTSS | 9200 | 273 | 5 | F | SL0009926162 | No | 2 | 400 | [12 empty] | 2 | 828.29 | [12 empty] | 0 | 0 | 828.29 | 400 | 5 | 9 | 29193.3911 | 0 | 29193.3911 | 2992.0561 | 5118 | 2 | UTTSS
4941 | COM | UTTSS | 3897 | 281 | 2 | F | SL0009926895 | No | 1.25 | 237 | [12 empty] | 2 | 185.75 | 4 | 814.25 | [10 empty] | 0 | 0 | 1000 | 237 | 1 | 1 | 17659.6942 | 0 | 17659.6942 | 38349.1342 | 2145.6667 | 1.25 | UTTSS
4942 | COM | UTTSS | 12247 | 284 | 2 | F | SL0009927032 | No | 2 | 190 | [12 empty] | 2 | 215 | 3 | 785 | [10 empty] | 0 | 0 | 1000 | 190 | 3 | 5 | 13866.8608 | 0 | 13866.8608 | 4511.4323 | 10791.3333 | 2 | UTTSS
4943 | COM | UTFS | 3000 | 271 | 0.25 | F | SL0009928059 | No | 1.25 | 103 | [12 empty] | 1.25 | 535 | 2 | 401.5 | 4 | 63.5 | [8 empty] | 0 | 0 | 1000 | 103 | 3 | 7 | 7674.8882 | 0 | 7674.8882 | 4762.9652 | 2145.6667 | 1.25 | UTFS
4944 | COM | UTGS | 17800 | 285 | 2 | F | SL0009930012 | No | 2 | 346 | [12 empty] | 2 | 891.98 | 3 | 25 | 4 | 83.01 | [8 empty] | 0 | 0 | 999.99 | 346 | 8 | 15 | 25252.2833 | 0 | 25252.2833 | 2185.9212 | 15242 | 2 | UTGS
4945 | IND | UTTSS | 6113 | 282 | 2 | F | SL0009932531 | No | 2 | 521 | [12 empty] | 4 | 1000 | [12 empty] | 0 | 0 | 1000 | 521 | 2 | 3 | 38024.3919 | 0 | 38024.3919 | 13226.9872 | 3698.6667 | 2 | UTTSS
4946 | RES | UTGS | 550 | 160 | 2 | F | SL0009933375 | No | 0.75 | 135 | [12 empty] | 2 | 1000 | [12 empty] | 0 | 0 | 1000 | 135 | 3 | 5 | 8691.7695 | 0 | 8691.7695 | 6502.1923 | 585.0096 | 0.75 | UTGS
4947 | COM | UTTSS | 17800 | 285 | 2 | F | SL0009933838 | No | 3 | 134 | 4 | 5 | [10 empty] | 2 | 322.5 | 4 | 677.5 | [10 empty] | 0 | 0 | 1000 | 139 | 7 | 14 | 10162.5034 | 0 | 10162.5034 | 2669.1883 | 15242 | 3 | UTTSS
4948 | COM | UTTSS | 6113 | 282 | 2 | F | SL0009946390 | No | 2 | 554 | [12 empty] | 4 | 1000 | [12 empty] | 0 | 0 | 1000 | 554 | 7 | 17 | 40432.8467 | 0 | 40432.8467 | 2334.1742 | 3698.6667 | 2 | UTTSS
4949 | COM | UTTSS | 7794 | 283 | 2 | F | SL0009956395 | No | 2 | 340 | [12 empty] | 2 | 947.42 | [12 empty] | 0 | 0 | 947.42 | 340 | 7 | 12 | 24814.3825 | 0 | 24814.3825 | 2566.7946 | 5118 | 2 | UTTSS
4950 | RES | UTGS | 550 | 760 | 2 | F | SL0009957965 | No | 1.25 | 37 | [12 empty] | 2 | 1000 | [12 empty] | 0 | 0 | 1000 | 37 | 3 | 212 | 2756.9987 | 0 | 2756.9987 | 153.3536 | 585.0096 | 1.25 | UTGS
4951 | COM | UTTSS | 21100 | 285 | 5 | F | SL0009959992 | No | 4 | 407 | 6 | 1 | [10 empty] | 6 | 1000 | [12 empty] | 0 | 0 | 1000 | 408 | 4 | 4 | 31205.7155 | 0 | 31205.7155 | 15007.7404 | 18747.15 | 4 | UTTSS
4952 | COM | UTFS | 2400 | 255 | 2 | F | SL0009961584 | No | 1.25 | 311 | 2 | 2 | [10 empty] | 2 | 1000 | [12 empty] | 0 | 0 | 1000 | 313 | 3 | 3 | 23319.6586 | 0 | 23319.6586 | 10836.9872 | 2428.75 | 1.25 | UTFS
4953 | COM | UTTSS | 7800 | 273 | 2 | F | SL0009967615 | No | 2 | 211 | [12 empty] | 1.25 | 198.45 | 2 | 451.55 | 4 | 350 | [8 empty] | 0 | 0 | 1000 | 211 | 10 | 14 | 15399.5138 | 0 | 15399.5138 | 2511.3841 | 5118 | 2 | UTTSS
4954 | COM | UTTSS | 5550 | 272 | 2 | F | SL0009967934 | No | 1.25 | 261 | [12 empty] | 6 | 1000 | [12 empty] | 0 | 0 | 1000 | 261 | 4 | 7 | 19448.0177 | 0 | 19448.0177 | 8575.8517 | 3698.6667 | 1.25 | UTTSS
4955 | COM | UTGS | 21100 | 275 | 5 | F | SL0009968521 | No | 4 | 189 | [12 empty] | 4 | 1000 | [12 empty] | 0 | 0 | 1000 | 189 | 4 | 5 | 14466.7173 | 0 | 14466.7173 | 7936.1923 | 18747.15 | 4 | UTGS
4956 | COM | UTTSS | 7800 | 273 | 2 | F | SL0009969269 | No | 2 | 523 | 4 | 1 | [10 empty] | 4 | 984.8 | [12 empty] | 0 | 0 | 984.8 | 524 | 10 | 17 | 38246.9024 | 0 | 38246.9024 | 2298.6948 | 5118 | 2 | UTTSS
4957 | COM | UTFS | 11750 | 274 | 2 | F | SL0009971870 | No | 3 | 550 | [12 empty] | 4 | 967.7 | [12 empty] | 0 | 0 | 967.7 | 550 | 10 | 12 | 40140.9128 | 0 | 40140.9128 | 3199.9389 | 10791.3333 | 3 | UTFS
4958 | COM | UTTSS | 14500 | 274 | 5 | F | SL0009973643 | No | 2 | 26 | [12 empty] | 3 | 277 | 4 | 601 | 6 | 122 | [8 empty] | 0 | 0 | 1000 | 26 | 4 | 39 | 1897.5704 | 0 | 1897.5704 | 940.1336 | 10791.3333 | 2 | UTTSS
4959 | COM | UTTSS | 92750 | 279 | 45 | H | SL0009975294 | No | 4 | 417 | [12 empty] | 6 | 907 | [12 empty] | 0 | 0 | 907 | 417 | 1 | 1 | 31918.6303 | 0 | 31918.6303 | 54448.0823 | 113197.0366 | 4 | UTTSS
4960 | COM | UTFS | 5550 | 272 | 2 | F | SL0009978679 | No | 1.25 | 36 | [12 empty] | 2 | 637.25 | 4 | 362.75 | [10 empty] | 0 | 0 | 1000 | 36 | 10 | 24 | 2682.4852 | 0 | 2682.4852 | 1462.995 | 3698.6667 | 1.25 | UTFS
4961 | COM | UTTSS | 7800 | 273 | 2 | F | SL0009980305 | No | 2 | 45 | [12 empty] | 2 | 126.86 | 4 | 873.14 | [10 empty] | 0 | 0 | 1000 | 45 | 4 | 4 | 3284.2565 | 0 | 3284.2565 | 9692.8439 | 5118 | 2 | UTTSS
4962 | COM | UTTSS | 1670 | 270 | 2 | F | SL0009980456 | No | 1.25 | 199 | [12 empty] | 2 | 1000 | [12 empty] | 0 | 0 | 1000 | 199 | 3 | 4 | 14828.1821 | 0 | 14828.1821 | 8127.7404 | 2169 | 1.25 | UTTSS
4963 | COM | UTTSS | 7800 | 273 | 2 | F | SL0009981049 | No | 2 | 327 | [12 empty] | 4 | 820 | [12 empty] | 0 | 0 | 820 | 327 | 3 | 5 | 23865.5973 | 0 | 23865.5973 | 6507.6777 | 5118 | 2 | UTTSS
4964 | COM | UTGS | 800 | 751 | 0.25 | F | SL0009981078 | No | 1.25 | 21 | [12 empty] | 1.25 | 2 | 2 | 499 | 4 | 28.25 | 6 | 470.75 | [6 empty] | 0 | 0 | 1000 | 21 | 4 | 7 | 1564.783 | 0 | 1564.783 | 6524.2792 | 1348.3333 | 1.25 | UTGS
4965 | IND | UTTSS | 2400 | 755 | 2 | F | SL0009983910 | No | 1.25 | 403 | [12 empty] | 6 | 1000 | [12 empty] | 0 | 0 | 1000 | 403 | 5 | 7 | 30028.9316 | 0 | 30028.9316 | 8575.8517 | 2428.75 | 1.25 | UTTSS
4966 | COM | UTGS | 64550 | 275 | 45 | H | SL0009984700 | No | 3 | 216 | [12 empty] | 4 | 1000 | [12 empty] | 0 | 0 | 1000 | 216 | 1 | 1 | 15764.4312 | 0 | 15764.4312 | 39680.9617 | 113197.0366 | 3 | UTGS
4967 | COM | UTFS | 11750 | 274 | 2 | F | SL0009985959 | No | 2 | 178 | [12 empty] | 4 | 858 | [12 empty] | 0 | 0 | 858 | 178 | 2 | 5 | 12991.0591 | 0 | 12991.0591 | 6809.253 | 10791.3333 | 2 | UTFS
4968 | COM | UTGS | 17800 | 275 | 2 | F | SL0009986595 | No | 3 | 366 | [12 empty] | 2 | 71 | 3 | 4 | 4 | 925 | [8 empty] | 0 | 0 | 1000 | 366 | 1 | 1 | 26711.9529 | 0 | 26711.9529 | 39092.4917 | 15242 | 3 | UTGS
4969 | RES | UTGS | 550 | 760 | 2 | F | SL0009996870 | No | 0.75 | 76 | [12 empty] | 2 | 1000 | [12 empty] | 0 | 0 | 1000 | 76 | 9 | 73 | 4893.1443 | 0 | 4893.1443 | 445.3556 | 585.0096 | 0.75 | UTGS
4970 | COM | UTGS | 31000 | 158 | 45 | H | SL0000668634 | No | 4 | 134 | [12 empty] | 4 | 1000 | [12 empty] | 0 | 0 | 1000 | 134 | 1 | 1 | 10256.826 | 0 | 10256.826 | 39680.9617 | 60371.7529 | 4 | UTGS
4971 | COM | UTTSS | 5000 | 272 | 0.25 | F | SL0000668935 | No | 1.25 | 117 | [12 empty] | 2 | 223.62 | 3 | 547.92 | 4 | 228.46 | [8 empty] | 0 | 0 | 1000 | 117 | 6 | 17 | 8718.0769 | 0 | 8718.0769 | 1600.082 | 3698.6667 | 1.25 | UTTSS
4972 | COM | UTFS | 6600 | 272 | 5 | F | SL0000669827 | No | 1.25 | 277 | [12 empty] | 2 | 631 | 4 | 184.72 | [10 empty] | 0 | 0 | 815.72 | 277 | 3 | 5 | 20640.2334 | 0 | 20640.2334 | 5568.8568 | 3698.6667 | 1.25 | UTFS
4973 | COM | UTTSS | 9200 | 273 | 5 | F | SL0000670746 | No | 2 | 356 | [12 empty] | 2 | 239.52 | 4 | 760.48 | [10 empty] | 0 | 0 | 1000 | 356 | 6 | 11 | 25982.1181 | 0 | 25982.1181 | 3451.2367 | 5118 | 2 | UTTSS
4974 | RES | UTGS | 320 | 760 | 0.25 | F | SL0000671817 | No | 0.75 | 447 | [12 empty] | 2 | 139.47 | 4 | 769.83 | [10 empty] | 0 | 0 | 909.3 | 447 | 6 | 8 | 28779.4146 | 0 | 28779.4146 | 4385.2373 | 431 | 0.75 | UTGS
4975 | COM | UTGS | 31000 | 158 | 45 | H | SL0000681769 | No | 2 | 260 | 4 | 2 | [10 empty] | 3 | 140 | 4 | 717 | [10 empty] | 0 | 0 | 857 | 262 | 1 | 2 | 19128.7912 | 0 | 19128.7912 | 15613.7921 | 60371.7529 | 2 | UTGS
4976 | RES | UTGS | 320 | 261 | 0.25 | F | SL0000682846 | No | 0.5 | 60 | [12 empty] | 1.25 | 651 | 4 | 349 | [10 empty] | 0 | 0 | 1000 | 60 | 13 | 23 | 4104.2087 | 0 | 4104.2087 | 1542.1301 | 431 | 0.5 | UTGS
4977 | COM | UTTSS | 3000 | 271 | 0.25 | F | SL0000683591 | No | 1.25 | 107 | [12 empty] | 2 | 830 | 4 | 170 | [10 empty] | 0 | 0 | 1000 | 107 | 7 | 15 | 7972.9421 | 0 | 7972.9421 | 2248.6574 | 2145.6667 | 1.25 | UTTSS
4978 | IND | UTTSS | 28250 | 273 | 45 | H | SL0000684437 | No | 2 | 1 | [12 empty] | 2 | 643 | 4 | 357 | [10 empty] | 0 | 0 | 1000 | 1 | 4 | 6 | 72.9835 | 0 | 72.9835 | 5845.1086 | 52825.2838 | 2 | UTTSS
4979 | COM | UTTSS | 9219 | 283 | 5 | F | SL0000684610 | No | 1.25 | 56 | 2 | 289 | [10 empty] | 4 | 1000 | [12 empty] | 0 | 0 | 1000 | 345 | 15 | 22 | 25264.9799 | 0 | 25264.9799 | 1803.6801 | 5118 | 1.25 | UTTSS
4980 | RES | UTGS | 320 | 260 | 0.25 | F | SL0000684853 | No | 0.75 | 61 | [12 empty] | 1.25 | 564 | 2 | 436 | [10 empty] | 0 | 0 | 1000 | 61 | 10 | 16 | 3927.3921 | 0 | 3927.3921 | 2056.6101 | 431 | 0.75 | UTGS
4981 | RES | UTGS | 320 | 127 | 0.25 | F | SL0000688049 | No | 0.5 | 40 | [12 empty] | 2 | 991.5 | 3 | 8.5 | [10 empty] | 0 | 0 | 1000 | 40 | 8 | 15 | 2736.1391 | 0 | 2736.1391 | 2160.2121 | 431 | 0.5 | UTGS
4982 | IND | UTTSM | 28250 | 273 | 45 | H | SL0000721386 | No | 2 | 218 | 4 | 178 | [10 empty] | 4 | 1000 | [12 empty] | 0 | 0 | 1000 | 396 | 5 | 7 | 29535.1372 | 0 | 29535.1372 | 5668.7088 | 52825.2838 | 2 | UTTSM
4983 | COM | UTTSS | 5550 | 272 | 2 | F | SL0000757443 | No | 1.25 | 396 | [12 empty] | 1.25 | 35.3 | 2 | 883.09 | 4 | 81.61 | [8 empty] | 0 | 0 | 1000 | 396 | 5 | 6 | 29507.3372 | 0 | 29507.3372 | 5520.1359 | 3698.6667 | 1.25 | UTTSS
4984 | COM | UTGS | 18900 | 275 | 3 | F | SL0000758052 | No | 2 | 316 | [12 empty] | 2 | 205.6 | 4 | 794.4 | [10 empty] | 0 | 0 | 1000 | 316 | 11 | 20 | 23062.779 | 0 | 23062.779 | 1910.3405 | 15242 | 2 | UTGS
4985 | COM | UTTSS | 9200 | 273 | 5 | F | SL0000759343 | No | 2 | 216 | [12 empty] | 2 | 616 | 4 | 384 | [10 empty] | 0 | 0 | 1000 | 216 | 5 | 6 | 15764.4312 | 0 | 15764.4312 | 5877.3736 | 5118 | 2 | UTTSS
4986 | COM | UTTSS | 5000 | 272 | 0.25 | F | SL0000761446 | No | 1.25 | 535 | [12 empty] | 4 | 1000 | [12 empty] | 0 | 0 | 1000 | 535 | 6 | 8 | 39864.7106 | 0 | 39864.7106 | 4960.1202 | 3698.6667 | 1.25 | UTTSS
4987 | COM | UTISFS | 20160 | 232 | 45 | H | SL0000762541 | No | 1.25 | 32 | [12 empty] | 2 | 1000 | [12 empty] | 0 | 0 | 1000 | 32 | 5 | 9 | 2384.4313 | 0 | 2384.4313 | 3612.3291 | 52825.2838 | 1.25 | UTISFS
4988 | IND | UTTSS | 6050 | 270 | 45 | H | SL0000762773 | No | 2 | 642 | [12 empty] | 0.75 | 1 | 2 | 999 | [10 empty] | 0 | 0 | 1000 | 642 | 1 | 2 | 46855.3928 | 0 | 46855.3928 | 16259.2709 | 37732.3455 | 2 | UTTSS
4989 | RES | UTGS | 320 | 760 | 0.25 | F | SL0000765737 | No | 0.75 | 249 | [12 empty] | 0.75 | 402.5 | 2 | 597.5 | [10 empty] | 0 | 0 | 1000 | 249 | 12 | 15 | 16031.486 | 0 | 16031.486 | 2370.7941 | 431 | 0.75 | UTGS
4990 | COM | UTTSS | 3897 | 281 | 2 | F | SL0000805503 | No | 2 | 13 | [12 empty] | 2 | 248 | 3 | 672 | 6 | 80 | [8 empty] | 0 | 0 | 1000 | 13 | 11 | 35 | 948.7852 | 0 | 948.7852 | 748.3315 | 2145.6667 | 2 | UTTSS
4991 | COM | UTTSS | 9200 | 273 | 5 | F | SL0000807523 | No | 2 | 321 | [12 empty] | 4 | 1000 | [12 empty] | 0 | 0 | 1000 | 321 | 1 | 1 | 23427.6964 | 0 | 23427.6964 | 39680.9617 | 5118 | 2 | UTTSS
4992 | COM | UTFS | 2700 | 255 | 5 | F | SL0000813545 | No | 0.75 | 63 | [12 empty] | 1.25 | 55 | 2 | 945 | [10 empty] | 0 | 0 | 1000 | 63 | 7 | 222 | 4056.1591 | 0 | 4056.1591 | 146.6192 | 2428.75 | 0.75 | UTFS
4993 | RES | UTGS | 320 | 260 | 0.25 | F | SL0000820276 | No | 0.5 | 49 | [12 empty] | 1.25 | 435 | 2 | 565 | [10 empty] | 0 | 0 | 1000 | 49 | 12 | 21 | 3351.7704 | 0 | 3351.7704 | 1562.641 | 431 | 0.5 | UTGS
4994 | COM | UTFS | 14100 | 157 | 45 | H | SL0000820644 | No | 2 | 345 | [12 empty] | 3 | 904 | 4 | 96 | [10 empty] | 0 | 0 | 1000 | 345 | 8 | 12 | 25179.2999 | 0 | 25179.2999 | 1811.3801 | 45278.8147 | 2 | UTFS
4995 | RES | UTGS | 320 | 361 | 0.25 | F | SL0000821092 | No | 0.5 | 81 | [12 empty] | 2 | 1000 | [12 empty] | 0 | 0 | 1000 | 81 | 20 | 36 | 5540.6817 | 0 | 5540.6817 | 903.0823 | 431 | 0.5 | UTGS
4996 | COM | UTTSS | 44336 | 284 | 45 | H | SL0000821945 | No | 4 | 279 | [12 empty] | 4 | 1000 | [12 empty] | 0 | 0 | 1000 | 279 | 3 | 4 | 21355.6303 | 0 | 21355.6303 | 9920.2404 | 60371.7529 | 4 | UTTSS
4997 | COM | UTTSS | 5750 | 208 | 5 | F | SL0000822457 | No | 1.25 | 460 | 2 | 19 | [10 empty] | 4 | 1000 | [12 empty] | 0 | 0 | 1000 | 479 | 11 | 14 | 35662.8859 | 0 | 35662.8859 | 2834.3544 | 3698.6667 | 1.25 | UTTSS
4998 | RES | UTGS | 320 | 160 | 0.25 | F | SL0000823104 | No | 0.5 | 85 | [12 empty] | 1.25 | 435 | 2 | 565 | [10 empty] | 0 | 0 | 1000 | 85 | 14 | 45 | 5814.2956 | 0 | 5814.2956 | 729.2325 | 431 | 0.5 | UTGS
4999 | COM | UTFS | 5550 | 272 | 2 | F | SL0000824493 | No | 1.25 | 747 | [12 empty] | 1.25 | 204 | 2 | 796 | [10 empty] | 0 | 0 | 1000 | 747 | 13 | 20 | 55661.5679 | 0 | 55661.5679 | 1632.6881 | 3698.6667 | 1.25 | UTFS
5000 | COM | UTTSS | 3500 | 281 | 0.25 | F | SL0000826453 | No | 2 | 463 | [12 empty] | 1.25 | 69.71 | 2 | 930.29 | [10 empty] | 0 | 0 | 1000 | 463 | 11 | 25 | 33791.3502 | 0 | 33791.3502 | 1302.3903 | 2145.6667 | 2 | UTTSS
5001 | COM | UTGS | 31000 | 158 | 45 | H | SL0000827184 | No | 3 | 351 | [12 empty] | 2 | 38.28 | 6 | 961.72 | [10 empty] | 0 | 0 | 1000 | 351 | 3 | 4 | 25617.2007 | 0 | 25617.2007 | 14744.374 | 60371.7529 | 3 | UTGS
5002 | RES | UTGS | 320 | 360 | 0.25 | F | SL0000829200 | No | 0.75 | 81 | [12 empty] | 2 | 1000 | [12 empty] | 0 | 0 | 1000 | 81 | 10 | 135 | 5215.0617 | 0 | 5215.0617 | 240.8219 | 431 | 0.75 | UTGS
5003 | COM | UTFS | 3300 | 271 | 2 | F | SL0000835712 | No | 1.25 | 454 | [12 empty] | 2 | 726.13 | 6 | 273.87 | [10 empty] | 0 | 0 | 1000 | 454 | 10 | 40 | 33829.1189 | 0 | 33829.1189 | 1001.1966 | 2145.6667 | 1.25 | UTFS
5004 | IND | UTTSS | 44350 | 274 | 45 | H | SL0000836040 | No | 2 | 139 | [12 empty] | 4 | 1000 | [12 empty] | 0 | 0 | 1000 | 139 | 4 | 7 | 10144.7034 | 0 | 10144.7034 | 5668.7088 | 60371.7529 | 2 | UTTSS
5005 | COM | UTTSS | 64550 | 275 | 45 | H | SL0000836565 | No | 4 | 351 | [12 empty] | 2 | 3 | 4 | 910 | [10 empty] | 0 | 0 | 913 | 351 | 3 | 5 | 26866.7607 | 0 | 26866.7607 | 7241.4416 | 113197.0366 | 4 | UTTSS
5006 | RES | UTGS | 306 | 111 | 0.25 | F | SL0000838923 | No | 0.5 | 52 | [12 empty] | 1.25 | 464 | 2 | 536 | [10 empty] | 0 | 0 | 1000 | 52 | 15 | 28 | 3556.9808 | 0 | 3556.9808 | 1172.7058 | 431 | 0.5 | UTGS
5007 | COM | UTFS | 2700 | 755 | 5 | F | SL0000840233 | No | 1.25 | 119 | [12 empty] | 4 | 1000 | [12 empty] | 0 | 0 | 1000 | 119 | 9 | 13 | 8867.1039 | 0 | 8867.1039 | 3052.3817 | 2428.75 | 1.25 | UTFS
5008 | RES | UTGS | 320 | 460 | 0.25 | F | SL0000841402 | No | 0.5 | 64 | [12 empty] | 1.25 | 905 | 2 | 95 | [10 empty] | 0 | 0 | 1000 | 64 | 31 | 108 | 4377.8226 | 0 | 4377.8226 | 306.8932 | 431 | 0.5 | UTGS
5009 | RES | UTGS | 320 | 160 | 0.25 | F | SL0000841610 | No | 0.5 | 71 | [12 empty] | 1.25 | 593 | 2 | 329.16 | [10 empty] | 0 | 0 | 922.16 | 71 | 11 | 16 | 4856.6469 | 0 | 4856.6469 | 1899.713 | 431 | 0.5 | UTGS
5010 | COM | UTFS | 320 | 160 | 0.25 | F | SL0000842435 | No | 0.5 | 40 | 1.25 | 105.69 | [10 empty] | 4 | 1000 | [12 empty] | 0 | 0 | 1000 | 145.69 | 9 | 13 | 10611.4686 | 0 | 10611.4686 | 3052.3817 | 431 | 0.5 | UTFS
5011 | COM | UTFS | 4000 | 271 | 5 | F | SL0000842655 | No | 2 | 442 | [12 empty] | 1.25 | 161 | 2 | 839 | [10 empty] | 0 | 0 | 1000 | 442 | 13 | 118 | 32258.6972 | 0 | 32258.6972 | 276.4717 | 2145.6667 | 2 | UTFS
5012 | RES | UTGS | 320 | 260 | 0.25 | F | SL0000843462 | No | 0.5 | 28 | [12 empty] | 2 | 1000 | [12 empty] | 0 | 0 | 1000 | 28 | 21 | 39 | 1915.2974 | 0 | 1915.2974 | 833.6144 | 431 | 0.5 | UTGS
5013 | COM | UTTSS | 9200 | 273 | 5 | F | SL0000844872 | No | 2 | 533 | [12 empty] | 2 | 175.69 | 4 | 824.31 | [10 empty] | 0 | 0 | 1000 | 533 | 3 | 3 | 38900.1937 | 0 | 38900.1937 | 12807.0881 | 5118 | 2 | UTTSS
5014 | COM | UTFS | 5550 | 272 | 2 | F | SL0000847674 | No | 2 | 346 | [12 empty] | 0.75 | 150.75 | 2 | 369.75 | 4 | 479.5 | [8 empty] | 0 | 0 | 1000 | 346 | 4 | 5 | 25252.2833 | 0 | 25252.2833 | 7418.3323 | 3698.6667 | 2 | UTFS
5015 | COM | UTTSS | 9200 | 273 | 5 | F | SL0000848199 | No | 1.25 | 309 | [12 empty] | 4 | 1000 | [12 empty] | 0 | 0 | 1000 | 309 | 6 | 36 | 23024.6646 | 0 | 23024.6646 | 1102.2489 | 5118 | 1.25 | UTTSS
5016 | COM | UTTSS | 5550 | 272 | 2 | F | SL0000850011 | No | 1.25 | 56 | 2 | 2 | [10 empty] | 0.75 | 5.57 | 2 | 450 | 3 | 91 | 4 | 453.43 | [6 empty] | 0 | 0 | 1000 | 58 | 6 | 26 | 4318.7217 | 0 | 4318.7217 | 1332.7075 | 3698.6667 | 1.25 | UTTSS
5017 | COM | UTTSS | 14500 | 274 | 5 | F | SL0000850135 | No | 2 | 455 | [12 empty] | 1.25 | 3.07 | 2 | 996.93 | [10 empty] | 0 | 0 | 1000 | 455 | 11 | 14 | 33207.4824 | 0 | 33207.4824 | 2322.3651 | 10791.3333 | 2 | UTTSS
5018 | RES | UTGS | 320 | 127 | 0.25 | F | SL0000850315 | No | 0.5 | 75 | [12 empty] | 1.25 | 387 | 2 | 613 | [10 empty] | 0 | 0 | 1000 | 75 | 14 | 24 | 5130.2608 | 0 | 5130.2608 | 1365.9109 | 431 | 0.5 | UTGS
5019 | RES | UTGS | 550 | 260 | 2 | F | SL0000851355 | No | 0.75 | 32 | 1.25 | 135.1 | [10 empty] | 1.25 | 0.07 | 2 | 999.93 | [10 empty] | 0 | 0 | 1000 | 167.1 | 30 | 213 | 12127.0421 | 0 | 12127.0421 | 152.6339 | 585.0096 | 0.75 | UTGS
5020 | RES | UTGS | 320 | 460 | 0.25 | F | SL0000852486 | No | 0.75 | 67.09 | 1.25 | 396.64 | [10 empty] | 2 | 437 | 4 | 503.78 | 10 | 59.22 | [8 empty] | 0 | 0 | 1000 | 463.73 | 24 | 159 | 33874.5134 | 0 | 33874.5134 | 242.2138 | 431 | 0.75 | UTGS
5021 | RES | UTGS | 955 | 259 | 2 | F | SL0000854013 | No | 0.5 | 28 | [12 empty] | 0.75 | 218 | 2 | 782 | [10 empty] | 0 | 0 | 1000 | 28 | 16 | 30 | 1915.2974 | 0 | 1915.2974 | 1138.7801 | 1475.8773 | 0.5 | UTGS
5022 | RES | UTGS | 320 | 127 | 0.25 | F | SL0000855320 | No | 0.5 | 76 | [12 empty] | 0.75 | 62 | 1.25 | 400 | 2 | 538 | [8 empty] | 0 | 0 | 1000 | 76 | 13 | 21 | 5198.6643 | 0 | 5198.6643 | 1583.8534 | 431 | 0.5 | UTGS
5023 | RES | UTGS | 175 | 126 | 0.25 | F | SL0000855546 | No | 0.5 | 39 | [12 empty] | 0.75 | 114 | 2 | 886 | [10 empty] | 0 | 0 | 1000 | 39 | 17 | 32 | 2667.7356 | 0 | 2667.7356 | 1042.9713 | 431 | 0.5 | UTGS
5024 | COM | UTTSS | 44350 | 274 | 45 | H | SL0000856763 | No | 4 | 373 | [12 empty] | 4 | 958.65 | 6 | 40.52 | 8 | 0.84 | [8 empty] | 0 | 0 | 1000.01 | 373 | 5 | 8 | 28550.7172 | 0 | 28550.7172 | 5066.7254 | 60371.7529 | 4 | UTTSS
5025 | COM | UTGS | 64550 | 285 | 45 | H | SL0000856879 | No | 4 | 19 | [12 empty] | 4 | 1000 | [12 empty] | 0 | 0 | 1000 | 19 | 1 | 1 | 1454.3261 | 0 | 1454.3261 | 39680.9617 | 113197.0366 | 4 | UTGS
5026 | COM | UTGS | 320 | 360 | 0.25 | F | SL0000857611 | No | 0.75 | 62 | [12 empty] | 2 | 640 | 4 | 360 | [10 empty] | 0 | 0 | 1000 | 62 | 15 | 34 | 3991.7756 | 0 | 3991.7756 | 1032.1224 | 431 | 0.75 | UTGS
5027 | COM | UTGS | 18216 | 234 | 10 | L | SL0000857983 | No | 2 | 1 | [12 empty] | 2 | 333 | 4 | 667 | [10 empty] | 0 | 0 | 1000 | 1 | 4 | 6 | 72.9835 | 0 | 72.9835 | 6215.5586 | 17706.4 | 2 | UTGS
5028 | COM | UTTSS | 14500 | 274 | 5 | F | SL0000859301 | No | 2 | 517 | [12 empty] | 2 | 392.65 | 4 | 607.35 | [10 empty] | 0 | 0 | 1000 | 517 | 15 | 18 | 37732.458 | 0 | 37732.458 | 2048.0923 | 10791.3333 | 2 | UTTSS
5029 | RES | UTGS | 550 | 127 | 2 | F | SL0000861076 | No | 1.25 | 385 | [12 empty] | 1.25 | 29.09 | 2 | 970.91 | [10 empty] | 0 | 0 | 1000 | 385 | 8 | 13 | 28687.689 | 0 | 28687.689 | 2502.4096 | 585.0096 | 1.25 | UTGS
5030 | COM | UTISFS | 12100 | 271 | 45 | H | SL0000904747 | No | 6 | 232 | [12 empty] | 4 | 4 | 6 | 996 | [10 empty] | 0 | 0 | 1000 | 232 | 3 | 5 | 12184.64 | 0 | 12184.64 | 11989.9123 | 45278.8147 | 6 | UTISFS
5031 | IND | UTTSS | 26500 | 275 | 10 | L | SL0000904779 | No | 1.25 | 470 | [12 empty] | 1.25 | 457 | 2 | 543 | [10 empty] | 0 | 0 | 1000 | 470 | 2 | 2 | 35021.3346 | 0 | 35021.3346 | 16415.4309 | 20345.6 | 1.25 | UTTSS
5032 | COM | UTFS | 44350 | 274 | 45 | H | SL0000910175 | No | 1.25 | 373 | [12 empty] | 2 | 643 | 3 | 168.06 | [10 empty] | 0 | 0 | 811.06 | 373 | 6 | 13 | 27793.5272 | 0 | 27793.5272 | 1864.4108 | 60371.7529 | 1.25 | UTFS
5033 | RES | UTGS | 320 | 461 | 0.25 | F | SL0000911651 | No | 0.5 | 71 | [12 empty] | 1.25 | 283 | 2 | 717 | [10 empty] | 0 | 0 | 1000 | 71 | 8 | 14 | 4856.6469 | 0 | 4856.6469 | 2336.3616 | 431 | 0.5 | UTGS
5034 | RES | UTGS | 320 | 260 | 0.25 | F | SL0000914308 | No | 0.5 | 47 | [12 empty] | 2 | 1000 | [12 empty] | 0 | 0 | 1000 | 47 | 6 | 11 | 3214.9635 | 0 | 3214.9635 | 2955.542 | 431 | 0.5 | UTGS
5035 | RES | UTGS | 320 | 260 | 0.25 | F | SL0000914351 | No | 0.5 | 83 | [12 empty] | 2 | 1000 | [12 empty] | 0 | 0 | 1000 | 83 | 7 | 12 | 5677.4887 | 0 | 5677.4887 | 2709.2468 | 431 | 0.5 | UTGS
5036 | IND | UTTSS | 40600 | 274 | 40 | L | SL0000915194 | No | 3 | 197 | [12 empty] | 3 | 992 | [12 empty] | 0 | 0 | 992 | 197 | 1 | 1 | 14377.7451 | 0 | 14377.7451 | 19672.314 | 25053.95 | 3 | UTTSS
5037 | COM | UTGS | 320 | 127 | 0.25 | F | SL0000921388 | No | 0.5 | 155 | [12 empty] | 2 | 948 | [12 empty] | 0 | 0 | 948 | 155 | 22 | 36 | 10602.5391 | 0 | 10602.5391 | 856.122 | 431 | 0.5 | UTGS
5038 | RES | UTGS | 320 | 360 | 0.25 | F | SL0000921827 | No | 0.5 | 101 | [12 empty] | 1.25 | 337 | 2 | 663 | [10 empty] | 0 | 0 | 1000 | 101 | 24 | 43 | 6908.7513 | 0 | 6908.7513 | 761.5549 | 431 | 0.5 | UTGS
5039 | COM | UTTSS | 26500 | 275 | 10 | L | SL0000922909 | No | 2 | 238 | [12 empty] | 4 | 1000 | [12 empty] | 0 | 0 | 1000 | 238 | 4 | 5 | 17370.0677 | 0 | 17370.0677 | 7936.1923 | 20345.6 | 2 | UTTSS
5040 | IND | UTTSS | 64512 | 235 | 45 | H | SL0000923026 | No | 4 | 440 | [12 empty] | 4 | 1000 | [12 empty] | 0 | 0 | 1000 | 440 | 5 | 6 | 33679.1302 | 0 | 33679.1302 | 6613.4936 | 113197.0366 | 4 | UTTSS
5041 | COM | UTFS | 1000 | 255 | 0.25 | F | SL0000926492 | No | 1.25 | 229 | [12 empty] | 2 | 1000 | [12 empty] | 0 | 0 | 1000 | 229 | 10 | 17 | 17063.5864 | 0 | 17063.5864 | 1912.4095 | 1475.8773 | 1.25 | UTFS
5042 | COM | UTTSS | 44350 | 274 | 45 | H | SL0000926694 | No | 2 | 244 | [12 empty] | 2 | 1000 | [12 empty] | 0 | 0 | 1000 | 244 | 11 | 18 | 17807.9686 | 0 | 17807.9686 | 1806.1645 | 60371.7529 | 2 | UTTSS
5043 | COM | UTGS | 20200 | 272 | 45 | H | SL0000926777 | No | 2 | 12 | [12 empty] | 2 | 706 | 3 | 294 | [10 empty] | 0 | 0 | 1000 | 12 | 2 | 3 | 875.8017 | 0 | 875.8017 | 9594.3472 | 52825.2838 | 2 | UTGS
5044 | COM | UTFS | 1400 | 156 | 0.25 | F | SL0000930223 | No | 1.25 | 306 | [12 empty] | 2 | 1000 | [12 empty] | 0 | 0 | 1000 | 306 | 10 | 16 | 22801.1242 | 0 | 22801.1242 | 2031.9351 | 2169 | 1.25 | UTFS
5045 | COM | UTFS | 2700 | 255 | 5 | F | SL0000931588 | No | 0.75 | 151 | [12 empty] | 2 | 1000 | [12 empty] | 0 | 0 | 1000 | 151 | 10 | 17 | 9721.9052 | 0 | 9721.9052 | 1912.4095 | 2428.75 | 0.75 | UTFS
5046 | COM | UTGS | 20200 | 272 | 45 | H | SL0000931618 | No | 2 | 556 | [12 empty] | 2 | 1000 | [12 empty] | 0 | 0 | 1000 | 556 | 3 | 3 | 40578.8137 | 0 | 40578.8137 | 10836.9872 | 52825.2838 | 2 | UTGS
5047 | COM | UTFS | 6600 | 272 | 5 | F | SL0000931642 | No | 2 | 52 | [12 empty] | 2 | 937 | 4 | 63 | [10 empty] | 0 | 0 | 1000 | 52 | 3 | 7 | 3795.1408 | 0 | 3795.1408 | 4708.9531 | 3698.6667 | 2 | UTFS
5048 | COM | UTFS | 2700 | 255 | 5 | F | SL0000933200 | No | 1.25 | 49 | [12 empty] | 2 | 1000 | [12 empty] | 0 | 0 | 1000 | 49 | 10 | 17 | 3651.1604 | 0 | 3651.1604 | 1912.4095 | 2428.75 | 1.25 | UTFS
5049 | COM | UTFS | 2225 | 278 | 2 | F | SL0000937966 | No | 1.25 | 188 | [12 empty] | 1.25 | 70.88 | 2 | 97.06 | 4 | 832.06 | [8 empty] | 0 | 0 | 1000 | 188 | 3 | 5 | 14008.5338 | 0 | 14008.5338 | 7705.2896 | 2428.75 | 1.25 | UTFS
5050 | RES | UTGS | 320 | 127 | 0.25 | F | SL0000939338 | No | 0.5 | 81 | [12 empty] | 0.75 | 23 | 2 | 977 | [10 empty] | 0 | 0 | 1000 | 81 | 5 | 7 | 5540.6817 | 0 | 5540.6817 | 4669.3288 | 431 | 0.5 | UTGS
5051 | COM | UTTSM | 40600 | 274 | 40 | L | SL0000945039 | No | 2 | 239 | [12 empty] | 2 | 1 | [12 empty] | 0 | 0 | 1 | 239 | 1 | 1 | 17443.0512 | 0 | 17443.0512 | 32.511 | 25053.95 | 2 | UTTSM
5052 | COM | UTGS | 20200 | 272 | 45 | H | SL0000946095 | No | 1.25 | 226 | [12 empty] | 2 | 596 | 3 | 404 | [10 empty] | 0 | 0 | 1000 | 226 | 4 | 5 | 16840.046 | 0 | 16840.046 | 5477.6483 | 52825.2838 | 1.25 | UTGS
5053 | COM | UTTSS | 3300 | 271 | 2 | F | SL0001001184 | No | 1.25 | 432 | [12 empty] | 4 | 1000 | [12 empty] | 0 | 0 | 1000 | 432 | 5 | 8 | 32189.8224 | 0 | 32189.8224 | 4960.1202 | 2145.6667 | 1.25 | UTTSS
5054 | COM | UTTSS | 6600 | 272 | 5 | F | SL0001002141 | No | 1.25 | 273 | [12 empty] | 2 | 15.75 | 3 | 519 | 4 | 465.25 | [8 empty] | 0 | 0 | 1000 | 273 | 4 | 14 | 20342.1794 | 0 | 20342.1794 | 2090.4203 | 3698.6667 | 1.25 | UTTSS
5055 | COM | UTFS | 3339 | 231 | 2 | F | SL0001002997 | No | 1.25 | 98 | [12 empty] | 4 | 340 | 6 | 472.5 | 10 | 187.5 | [8 empty] | 0 | 0 | 1000 | 98 | 14 | 32 | 7302.3208 | 0 | 7302.3208 | 1734.866 | 2145.6667 | 1.25 | UTFS
5056 | RES | UTGS | 175 | 126 | 0.25 | F | SL0001007180 | No | 0.5 | 67 | [12 empty] | 1.25 | 835 | 2 | 165 | [10 empty] | 0 | 0 | 1000 | 67 | 6 | 11 | 4583.033 | 0 | 4583.033 | 3008.6783 | 431 | 0.5 | UTGS
5057 | COM | UTTSM | 44350 | 274 | 45 | H | SL0001009387 | No | 4 | 142 | [12 empty] | 4 | 1000 | [12 empty] | 0 | 0 | 1000 | 142 | 3 | 5 | 10869.1739 | 0 | 10869.1739 | 7936.1923 | 60371.7529 | 4 | UTTSM
5058 | COM | UTTSS | 14500 | 274 | 5 | F | SL0001009457 | No | 1.25 | 254 | [12 empty] | 4 | 955.07 | 6 | 1 | 8 | 43.93 | [8 empty] | 0 | 0 | 1000 | 254 | 5 | 21 | 18926.4234 | 0 | 18926.4234 | 1959.9271 | 10791.3333 | 1.25 | UTTSS
5059 | COM | UTFS | 9200 | 273 | 5 | F | SL0001010145 | No | 2 | 203 | [12 empty] | 2 | 1000 | [12 empty] | 0 | 0 | 1000 | 203 | 12 | 19 | 14815.646 | 0 | 14815.646 | 1711.1032 | 5118 | 2 | UTFS
5060 | RES | UTGS | 1000 | 255 | 0.25 | F | SL0001011083 | No | 1.25 | 43 | [12 empty] | 4 | 997 | [12 empty] | 0 | 0 | 997 | 43 | 12 | 19 | 3204.0795 | 0 | 3204.0795 | 2082.2063 | 1475.8773 | 1.25 | UTGS
5061 | IND | UTFS | 9200 | 273 | 5 | F | SL0001013210 | No | 4 | 253 | [12 empty] | 4 | 1000 | [12 empty] | 0 | 0 | 1000 | 253 | 3 | 4 | 19365.4999 | 0 | 19365.4999 | 9920.2404 | 5118 | 4 | UTFS
5062 | RES | UTGS | 320 | 127 | 0.25 | F | SL0001014304 | No | 0.5 | 42 | [12 empty] | 1.25 | 966 | 4 | 34 | [10 empty] | 0 | 0 | 1000 | 42 | 7 | 13 | 2872.9461 | 0 | 2872.9461 | 2571.6109 | 431 | 0.5 | UTGS
5063 | RES | UTGS | 320 | 461 | 0.25 | F | SL0001014799 | No | 0.5 | 47 | [12 empty] | 1.25 | 1000 | [12 empty] | 0 | 0 | 1000 | 47 | 13 | 22 | 3214.9635 | 0 | 3214.9635 | 1509.5892 | 431 | 0.5 | UTGS
5064 | COM | UTFS | 5276 | 208 | 2 | F | SL0001016834 | No | 1.25 | 87 | [12 empty] | 1.25 | 45.5 | 2 | 954.5 | [10 empty] | 0 | 0 | 1000 | 87 | 7 | 39 | 6482.6726 | 0 | 6482.6726 | 834.4311 | 3698.6667 | 1.25 | UTFS
5065 | COM | UTFS | 3000 | 271 | 0.25 | F | SL0001016951 | No | 1.25 | 370 | [12 empty] | 2 | 670 | 4 | 330 | [10 empty] | 0 | 0 | 1000 | 370 | 2 | 3 | 27569.9868 | 0 | 27569.9868 | 11625.6872 | 2145.6667 | 1.25 | UTFS
5066 | COM | UTFS | 7000 | 233 | 0.25 | F | SL0001018303 | No | 1.25 | 231 | [12 empty] | 2 | 10 | 3 | 688 | 6 | 302 | [8 empty] | 0 | 0 | 1000 | 231 | 4 | 6 | 17212.6134 | 0 | 17212.6134 | 5349.6936 | 5118 | 1.25 | UTFS
5067 | COM | UTGS | 64550 | 275 | 45 | H | SL0001020486 | No | 3 | 151 | [12 empty] | 4 | 464.83 | 6 | 3 | 8 | 532.17 | [8 empty] | 0 | 0 | 1000 | 151 | 2 | 4 | 11020.5052 | 0 | 11020.5052 | 14348.5227 | 113197.0366 | 3 | UTGS
5068 | RES | UTGS | 320 | 360 | 0.25 | F | SL0001020553 | No | 0.75 | 25 | [12 empty] | 2 | 1000 | [12 empty] | 0 | 0 | 1000 | 25 | 9 | 166 | 1609.5869 | 0 | 1609.5869 | 195.8492 | 431 | 0.75 | UTGS
5069 | COM | UTFS | 9200 | 273 | 5 | F | SL0001024242 | No | 2 | 96 | [12 empty] | 2 | 905 | [12 empty] | 0 | 0 | 905 | 96 | 4 | 10 | 7006.4139 | 0 | 7006.4139 | 2942.242 | 5118 | 2 | UTFS
5070 | COM | UTTSS | 17808 | 235 | 2 | F | SL0001026399 | No | 3 | 345 | [12 empty] | 3 | 693 | 4 | 184 | [10 empty] | 0 | 0 | 877 | 345 | 2 | 3 | 25179.2999 | 0 | 25179.2999 | 7014.7178 | 15242 | 3 | UTTSS
5071 | IND | UTFS | 4000 | 271 | 5 | F | SL0001027854 | No | 0.75 | 77 | 1.25 | 123 | [10 empty] | 2 | 366 | 4 | 634 | [10 empty] | 0 | 0 | 1000 | 200 | 6 | 13 | 14122.6856 | 0 | 14122.6856 | 2850.5186 | 2145.6667 | 0.75 | UTFS
5072 | RES | UTGS | 320 | 127 | 0.25 | F | SL0001030148 | No | 0.5 | 67 | [12 empty] | 1.25 | 390 | 2 | 610 | [10 empty] | 0 | 0 | 1000 | 67 | 13 | 23 | 4583.033 | 0 | 4583.033 | 1425.3896 | 431 | 0.5 | UTGS
5073 | IND | UTTSS | 20200 | 272 | 45 | H | SL0001030952 | No | 4 | 32 | 6 | 1 | [10 empty] | 4 | 149 | 6 | 851 | [10 empty] | 0 | 0 | 1000 | 33 | 1 | 1 | 2501.9113 | 0 | 2501.9113 | 56998.8117 | 52825.2838 | 4 | UTTSS
5074 | COM | UTFS | 1847 | 151 | 2 | F | SL0001031386 | No | 1.25 | 330 | [12 empty] | 2 | 1000 | [12 empty] | 0 | 0 | 1000 | 330 | 3 | 4 | 24589.4477 | 0 | 24589.4477 | 8127.7404 | 2169 | 1.25 | UTFS
5075 | RES | UTGS | 320 | 127 | 0.25 | F | SL0001031610 | No | 0.5 | 131 | [12 empty] | 2 | 1000 | [12 empty] | 0 | 0 | 1000 | 131 | 14 | 24 | 8960.8556 | 0 | 8960.8556 | 1354.6234 | 431 | 0.5 | UTGS
5076 | COM | UTTSS | 5750 | 208 | 5 | F | SL0001036097 | No | 2 | 213 | [12 empty] | 2 | 130 | 4 | 870 | [10 empty] | 0 | 0 | 1000 | 213 | 4 | 11 | 15545.4808 | 0 | 15545.4808 | 3522.6238 | 3698.6667 | 2 | UTTSS
5077 | COM | UTFS | 1847 | 151 | 2 | F | SL0001039387 | No | 1.25 | 385.14 | [12 empty] | 2 | 140.5 | 4 | 859.5 | [10 empty] | 0 | 0 | 1000 | 385.14 | 10 | 38 | 28698.1209 | 0 | 28698.1209 | 1017.7257 | 2169 | 1.25 | UTFS
5078 | RES | UTGS | 320 | 360 | 0.25 | F | SL0001040829 | No | 0.5 | 29 | [12 empty] | 1.25 | 1000 | [12 empty] | 0 | 0 | 1000 | 29 | 12 | 21 | 1983.7009 | 0 | 1983.7009 | 1581.4744 | 431 | 0.5 | UTGS
5079 | RES | UTGS | 320 | 127 | 0.25 | F | SL0001050573 | No | 0.5 | 54 | [12 empty] | 0.75 | 454 | 1.25 | 291 | 4 | 255 | [8 empty] | 0 | 0 | 1000 | 54 | 11 | 24 | 3693.7878 | 0 | 3693.7878 | 1582.6805 | 431 | 0.5 | UTGS
5080 | COM | UTFS | 3300 | 271 | 2 | F | SL0001050680 | No | 2 | 620 | [12 empty] | 2 | 584.75 | 4 | 415.25 | [10 empty] | 0 | 0 | 1000 | 620 | 6 | 14 | 45249.7563 | 0 | 45249.7563 | 2534.8789 | 2145.6667 | 2 | UTFS
5081 | COM | UTGS | 550 | 760 | 2 | F | SL0001052954 | No | 1.25 | 244 | [12 empty] | 2 | 478.91 | 4 | 521.09 | [10 empty] | 0 | 0 | 1000 | 244 | 9 | 27 | 18181.2886 | 0 | 18181.2886 | 1342.488 | 585.0096 | 1.25 | UTGS
5082 | COM | UTTSS | 5550 | 272 | 2 | F | SL0001054930 | No | 1.25 | 455 | [12 empty] | 2 | 1000 | [12 empty] | 0 | 0 | 1000 | 455 | 16 | 44 | 33903.6324 | 0 | 33903.6324 | 738.8855 | 3698.6667 | 1.25 | UTTSS
5083 | IND | UTTSS | 5550 | 272 | 2 | F | SL0001055171 | No | 1.25 | 288 | [12 empty] | 4 | 1000 | [12 empty] | 0 | 0 | 1000 | 288 | 7 | 11 | 21459.8816 | 0 | 21459.8816 | 3607.3602 | 3698.6667 | 1.25 | UTTSS
5084 | RES | UTGS | 320 | 127 | 0.25 | F | SL0001057028 | No | 0.5 | 24 | 0.75 | 165 | [10 empty] | 2 | 1000 | [12 empty] | 0 | 0 | 1000 | 189 | 8 | 13 | 12264.9573 | 0 | 12264.9573 | 2500.8432 | 431 | 0.5 | UTGS
5085 | COM | UTTSS | 14500 | 274 | 5 | F | SL0001062158 | No | 2 | 3 | 3 | 537 | [10 empty] | 2 | 1000 | [12 empty] | 0 | 0 | 1000 | 540 | 9 | 15 | 39411.078 | 0 | 39411.078 | 2167.3974 | 10791.3333 | 2 | UTTSS
5086 | COM | UTFS | 44352 | 234 | 45 | H | SL0001063988 | No | 3 | 276 | 4 | 3 | [10 empty] | 4 | 947.05 | 6 | 1 | 8 | 51.95 | [8 empty] | 0 | 0 | 1000 | 279 | 5 | 19 | 20373.0703 | 0 | 20373.0703 | 2180.2365 | 60371.7529 | 3 | UTFS
5087 | COM | UTFS | 5550 | 272 | 2 | F | SL0001065941 | No | 2 | 332 | [12 empty] | 2 | 1000 | [12 empty] | 0 | 0 | 1000 | 332 | 8 | 12 | 24230.5146 | 0 | 24230.5146 | 2709.2468 | 3698.6667 | 2 | UTFS
5088 | COM | UTTSS | 2000 | 278 | 0.25 | F | SL0001066525 | No | 1.25 | 286 | [12 empty] | 1.25 | 331 | 2 | 669 | [10 empty] | 0 | 0 | 1000 | 286 | 9 | 98 | 21310.8547 | 0 | 21310.8547 | 334.1088 | 2428.75 | 1.25 | UTTSS
5089 | IND | UTFS | 28224 | 233 | 45 | H | SL0001070291 | No | 2 | 26 | [12 empty] | 4 | 986.2 | [12 empty] | 0 | 0 | 986.2 | 26 | 1 | 1 | 1897.5704 | 0 | 1897.5704 | 39133.3644 | 52825.2838 | 2 | UTFS
5090 | RES | UTGS | 550 | 460 | 2 | F | SL0001075047 | No | 0.75 | 34 | [12 empty] | 2 | 1000 | [12 empty] | 0 | 0 | 1000 | 34 | 15 | 55 | 2189.0382 | 0 | 2189.0382 | 591.1084 | 585.0096 | 0.75 | UTGS
5091 | COM | UTTSS | 1670 | 270 | 2 | F | SL0001075196 | No | 1.25 | 451 | [12 empty] | 4 | 1000 | [12 empty] | 0 | 0 | 1000 | 451 | 4 | 5 | 33605.5785 | 0 | 33605.5785 | 7936.1923 | 2169 | 1.25 | UTTSS
5092 | COM | UTTSS | 17800 | 275 | 2 | F | SL0001075791 | No | 4 | 566 | [12 empty] | 2 | 234.95 | 4 | 765.05 | [10 empty] | 0 | 0 | 1000 | 566 | 3 | 4 | 43323.6085 | 0 | 43323.6085 | 9499.0926 | 15242 | 4 | UTTSS
5093 | COM | UTTSS | 6600 | 272 | 5 | F | SL0001077803 | No | 2 | 595.16 | [12 empty] | 2 | 361.79 | 6 | 638.21 | [10 empty] | 0 | 0 | 1000 | 595.16 | 6 | 23 | 43436.8467 | 0 | 43436.8467 | 2177.1522 | 3698.6667 | 2 | UTTSS
5094 | IND | UTTSS | 14500 | 274 | 5 | F | SL0001078322 | No | 2 | 324 | [12 empty] | 6 | 761 | [12 empty] | 0 | 0 | 761 | 324 | 2 | 3 | 23646.6468 | 0 | 23646.6468 | 15227.854 | 10791.3333 | 2 | UTTSS
5095 | COM | UTFS | 5000 | 272 | 0.25 | F | SL0001078896 | No | 2 | 198 | [12 empty] | 2 | 386.5 | 4 | 613.5 | [10 empty] | 0 | 0 | 1000 | 198 | 3 | 5 | 14450.7286 | 0 | 14450.7286 | 7381.9513 | 3698.6667 | 2 | UTFS
5096 | RES | UTGS | 320 | 361 | 0.25 | F | SL0001080980 | No | 1.25 | 150.52 | 2 | 307 | [10 empty] | 2 | 928.63 | 4 | 71.38 | [10 empty] | 0 | 0 | 1000.01 | 457.52 | 20 | 388 | 33621.6964 | 0 | 33621.6964 | 85.111 | 431 | 1.25 | UTGS
5097 | COM | UTGS | 1055 | 220 | 5 | F | SL0001081003 | No | 2 | 51 | [12 empty] | 2 | 241 | 3 | 750 | 4 | 9 | [8 empty] | 0 | 0 | 1000 | 51 | 4 | 17 | 3722.1574 | 0 | 3722.1574 | 1356.7936 | 1475.8773 | 2 | UTGS
5098 | RES | UTGS | 500 | 220 | 0.25 | F | SL0001081012 | No | 0.5 | 52 | 0.75 | 15 | [10 empty] | 0.75 | 53 | 1.25 | 85 | 2 | 862 | [8 empty] | 0 | 0 | 1000 | 67 | 10 | 18 | 4522.733 | 0 | 4522.733 | 1831.789 | 585.0096 | 0.5 | UTGS
5099 | COM | UTGS | 320 | 360 | 0.25 | F | SL0001081496 | No | 1.25 | 504 | [12 empty] | 2 | 112.75 | 4 | 887.25 | [10 empty] | 0 | 0 | 1000 | 504 | 18 | 68 | 37554.7928 | 0 | 37554.7928 | 571.6551 | 431 | 1.25 | UTGS
5100 | RES | UTGS | 320 | 160 | 0.25 | F | SL0001082426 | No | 0.75 | 63 | [12 empty] | 0.75 | 3 | 1.25 | 165 | 2 | 747 | 4 | 85 | [6 empty] | 0 | 0 | 1000 | 63 | 24 | 135 | 4056.1591 | 0 | 4056.1591 | 246.3604 | 431 | 0.75 | UTGS
5101 | COM | UTTSS | 25600 | 279 | 2 | F | SL0001089377 | No | 3 | 543 | [12 empty] | 4 | 979.31 | [12 empty] | 0 | 0 | 979.31 | 543 | 5 | 6 | 39630.0285 | 0 | 39630.0285 | 6476.6604 | 22191.6 | 3 | UTTSS
5102 | COM | UTTSS | 5000 | 272 | 0.25 | F | SL0001090126 | No | 1.25 | 33 | [12 empty] | 2 | 799.5 | 6 | 200.5 | [10 empty] | 0 | 0 | 1000 | 33 | 6 | 34 | 2458.9448 | 0 | 2458.9448 | 1118.4918 | 3698.6667 | 1.25 | UTTSS
5103 | COM | UTTSS | 2225 | 278 | 2 | F | SL0001092538 | No | 2 | 450 | [12 empty] | 3 | 706 | [12 empty] | 0 | 0 | 706 | 450 | 4 | 47 | 32842.565 | 0 | 32842.565 | 297.8864 | 2428.75 | 2 | UTTSS
5104 | RES | UTGS | 320 | 360 | 0.25 | F | SL0001094419 | No | 0.5 | 91 | [12 empty] | 2 | 1000 | [12 empty] | 0 | 0 | 1000 | 91 | 11 | 18 | 6224.7165 | 0 | 6224.7165 | 1806.1645 | 431 | 0.5 | UTGS
5105 | COM | UTTSS | 5550 | 272 | 2 | F | SL0001095134 | No | 2 | 261 | [12 empty] | 4 | 915 | [12 empty] | 0 | 0 | 915 | 261 | 3 | 6 | 19048.6877 | 0 | 19048.6877 | 6051.3467 | 3698.6667 | 2 | UTTSS
5106 | RES | UTGS | 500 | 220 | 0.25 | F | SL0001095476 | No | 0.75 | 55 | [12 empty] | 1.25 | 272 | 2 | 728 | [10 empty] | 0 | 0 | 1000 | 55 | 16 | 29 | 3541.0913 | 0 | 3541.0913 | 1127.6332 | 585.0096 | 0.75 | UTGS
5107 | COM | UTGS | 33120 | 236 | 10 | L | SL0001095964 | No | 3 | 238 | 4 | 2 | [10 empty] | 4 | 1000 | [12 empty] | 0 | 0 | 1000 | 240 | 9 | 25 | 17523.1547 | 0 | 17523.1547 | 1587.2385 | 25053.95 | 3 | UTGS
5108 | COM | UTTSS | 5550 | 272 | 2 | F | SL0001099470 | No | 1.25 | 14 | 2 | 768 | [10 empty] | 2 | 398.2 | 3 | 601.8 | [10 empty] | 0 | 0 | 1000 | 782 | 16 | 25 | 57094.4997 | 0 | 57094.4997 | 995.2055 | 3698.6667 | 1.25 | UTTSS
5109 | RES | UTGS | 320 | 460 | 0.25 | F | SL0001100536 | No | 0.75 | 10 | [12 empty] | 1.25 | 432.5 | 2 | 567.5 | [10 empty] | 0 | 0 | 1000 | 10 | 18 | 95 | 643.8348 | 0 | 643.8348 | 345.4075 | 431 | 0.75 | UTGS
5110 | COM | UTTSM | 104100 | 274 | 125 | H | SL0000156487 | No | [8 empty] | 3 | 2 | [18 empty] | 0 | 0 | 0 | 2 | 1 | 1 | 0 | 1573.611 | 1573.611 | 0 | 150929.3822 | 3 | UTTSM
5111 | IND | UTTSM | 28250 | 273 | 45 | H | SL0000159706 | No | 2 | 75 | [12 empty] | 3 | 27.1 | 8 | 972.9 | [10 empty] | 0 | 0 | 1000 | 75 | 4 | 1 | 5473.7608 | 0 | 5473.7608 | 71414.1197 | 52825.2838 | 2 | UTTSM
5112 | COM | UTFS | 44350 | 274 | 45 | H | SL0000171339 | No | 1.25 | 1 | [12 empty] | 3 | 1000 | [12 empty] | 0 | 0 | 1000 | 1 | 1 | 1 | 74.5135 | 0 | 74.5135 | 19830.9617 | 60371.7529 | 1.25 | UTFS
5113 | IND | UTTSM | 31000 | 158 | 45 | H | SL0000176076 | No | 2 | 78 | [12 empty] | 3 | 420 | 4 | 580 | [10 empty] | 0 | 0 | 1000 | 78 | 2 | 1 | 5692.7113 | 0 | 5692.7113 | 31343.9617 | 60371.7529 | 2 | UTTSM
5114 | COM | UTTSL | 404000 | 264 | 25 | L | SL0000176728 | No | 6 | 208 | [12 empty] | 2 | 5 | 4 | 7.38 | 6 | 111 | 8 | 450.38 | 10 | 423.25 |  |  |  |  | 0 | 0 | 997.01 | 208 | 2 | 2 | 10924.16 | 0 | 10924.16 | 35381.8114 | 94903 | 6 | UTTSL
5115 | COM | UTTSS | 44350 | 274 | 45 | H | SL0000177517 | No | 3 | 676 | [12 empty] | 2 | 265.33 | 4 | 723.78 | 0.75 | 10.89 | [8 empty] | 0 | 0 | 1000 | 676 | 14 | 3 | 49336.831 | 0 | 49336.831 | 12594.3368 | 60371.7529 | 3 | UTTSS
5116 | COM | UTGS | 20200 | 272 | 45 | H | SL0000177556 | No | 3 | 80 | [12 empty] | 8 | 1000 | [12 empty] | 0 | 0 | 1000 | 80 | 4 | 6 | 5838.6782 | 0 | 5838.6782 | 12141.827 | 52825.2838 | 3 | UTGS
5117 | COM | UTGS | 170000 | 114 | 125 | H | SL0000179141 | No | [8 empty] | 2 | 1 | [18 empty] | 0 | 0 | 0 | 1 | 1 | 1 | 0 | 158.975 | 158.975 | 0 | 226394.0733 | 2 | UTGS
5118 | COM | UTTSM | 64550 | 285 | 45 | H | SL0000180390 | No | 4 | 421 | [12 empty] | 4 | 1000 | [12 empty] | 0 | 0 | 1000 | 421 | 7 | 2 | 32224.8042 | 0 | 32224.8042 | 19840.4809 | 113197.0366 | 4 | UTTSM
5119 | COM | UTGS | 20200 | 272 | 45 | H | SL0000183010 | No | 2 | 444 | 3 | 21 | [10 empty] | 2 | 1000 | [12 empty] | 0 | 0 | 1000 | 465 | 17 | 26 | 33937.3172 | 0 | 33937.3172 | 1250.4216 | 52825.2838 | 2 | UTGS
5120 | COM | UTTSM | 104100 | 274 | 125 | H | SL0000185959 | No | [8 empty] | 3 | 1 | [18 empty] | 0 | 0 | 0 | 1 | 1 | 1 | 0 | 786.8055 | 786.8055 | 0 | 150929.3822 | 3 | UTTSM
5121 | COM | UTGS | 28250 | 273 | 45 | H | SL0000194493 | No | 2 | 287 | [12 empty] | 2 | 237.5 | 4 | 762.5 | [10 empty] | 0 | 0 | 1000 | 287 | 10 | 1 | 20946.2581 | 0 | 20946.2581 | 37978.0867 | 52825.2838 | 2 | UTGS
5122 | IND | UTTSL | 217571 | 154 | 40 | L | SL0000195852 | No | 4 | 59 | [12 empty] | 6 | 1000 | [12 empty] | 0 | 0 | 1000 | 59 | 2 | 3 | 4516.0652 | 0 | 4516.0652 | 20010.3206 | 58606.76 | 4 | UTTSL
5123 | IND | UTTSM | 92750 | 279 | 45 | H | SL0000197185 | No | 4 | 330 | [12 empty] | 3 | 2 | 6 | 807 | 8 | 191 | [8 empty] | 0 | 0 | 1000 | 330 | 1 | 1 | 25259.3477 | 0 | 25259.3477 | 62399.1817 | 113197.0366 | 4 | UTTSM
5124 | COM | UTTSS | 44350 | 274 | 45 | H | SL0000198126 | No | 4 | 670 | [12 empty] | 4 | 1000 | [12 empty] | 0 | 0 | 1000 | 670 | 2 | 1 | 51284.1301 | 0 | 51284.1301 | 39680.9617 | 60371.7529 | 4 | UTTSS
5125 | COM | UTTSS | 5200 | 272 | 1 | F | SL0000233108 | No | 2 | 110 | [12 empty] | 4 | 1000 | [12 empty] | 0 | 0 | 1000 | 110 | 4 | 1 | 8028.1826 | 0 | 8028.1826 | 39680.9617 | 3698.6667 | 2 | UTTSS
5126 | IND | UTTSS | 13500 | 158 | 5 | F | SL0000236023 | No | 2 | 445 | [12 empty] | 2 | 362 | 4 | 470 | 1.25 | 168 | [8 empty] | 0 | 0 | 1000 | 445 | 7 | 1 | 32477.6476 | 0 | 32477.6476 | 35998.4617 | 10791.3333 | 2 | UTTSS
5127 | IND | UTFS | 104100 | 274 | 125 | H | SL0000247835 | No | [8 empty] | 2 | 110 | [18 empty] | 0 | 0 | 0 | 110 | 1 | 1 | 0 | 17487.2459 | 17487.2459 | 0 | 150929.3822 | 2 | UTFS
5128 | IND | UTTSS | 59100 | 273 | 110 | H | SL0000247837 | No | [8 empty] | 6 | 242 | [18 empty] | 0 | 0 | 0 | 242 | 2 | 1 | 0 | 644136.3821 | 644136.3821 | 0 | 113197.0366 | 6 | UTTSS
5129 | IND | UTTSM | 137215 | 252 | 95 | H | SL0000247838 | No | [8 empty] | 6 | 24 | [18 empty] | 0 | 0 | 0 | 24 | 1 | 1 | 0 | 63881.2941 | 63881.2941 | 0 | 150929.3822 | 6 | UTTSM
5130 | COM | UTFT1 | 1455000 | 264 | 125 | H | SL0000247904 | No | [8 empty] | 10 | 1 | [18 empty] | 0 | 0 | 0 | 1 | 1 | 3 | 0 | 3870.95 | 3870.95 | 0 | 754646.9109 | 10 | UTFT1
5131 | COM | UTTSM | 178600 | 279 | 100 | H | SL0000258819 | No | [8 empty] | 2 | 6 | 6 | 904 | [16 empty] | 0 | 0 | 0 | 910 | 2 | 1 | 0 | 2407149.2604 | 2407149.2604 | 0 | 226394.0733 | 2 | UTTSM
5132 | COM | UTGS | 64550 | 275 | 45 | H | SL0000263479 | No | 2 | 1 | [12 empty] | 2 | 1 | [12 empty] | 0 | 0 | 1 | 1 | 1 | 1 | 72.9835 | 0 | 72.9835 | 32.511 | 113197.0366 | 2 | UTGS
5133 | IND | UTTSS | 13500 | 158 | 5 | F | SL0000266753 | No | 4 | 719 | [12 empty] | 4 | 1000 | [12 empty] | 0 | 0 | 1000 | 719 | 3 | 1 | 55034.7606 | 0 | 55034.7606 | 39680.9617 | 10791.3333 | 4 | UTTSS
5134 | COM | UTISFS | 64512 | 235 | 45 | H | SL0000267229 | No | 4 | 32 | [12 empty] | 2 | 541.99 | 6 | 458.01 | [10 empty] | 0 | 0 | 1000 | 32 | 9 | 1 | 2449.3913 | 0 | 2449.3913 | 45115.3969 | 113197.0366 | 4 | UTISFS
5135 | COM | UTFS | 9200 | 273 | 5 | F | SL0000267370 | No | 2 | 226 | [12 empty] | 2 | 97.56 | 4 | 902.44 | [10 empty] | 0 | 0 | 1000 | 226 | 2 | 1 | 16494.266 | 0 | 16494.266 | 38981.4565 | 5118 | 2 | UTFS
5136 | COM | UTGS | 21100 | 275 | 5 | F | SL0000555488 | No | 2 | 122 | [12 empty] | 2 | 1000 | [12 empty] | 0 | 0 | 1000 | 122 | 13 | 1 | 8903.9843 | 0 | 8903.9843 | 32510.9617 | 18747.15 | 2 | UTGS
5137 | COM | UTTSM | 44350 | 274 | 45 | H | SL0000565164 | No | 3 | 623 | 4 | 4 | [10 empty] | 2 | 889.54 | 4 | 110.46 | [10 empty] | 0 | 0 | 1000 | 627 | 15 | 2 | 45774.8806 | 0 | 45774.8806 | 16651.48 | 60371.7529 | 3 | UTTSM
5138 | COM | UTFS | 9200 | 273 | 5 | F | SL0000566004 | No | 1.25 | 83 | [12 empty] | 2 | 739.38 | 6 | 260.62 | [10 empty] | 0 | 0 | 1000 | 83 | 1 | 1 | 6184.6187 | 0 | 6184.6187 | 39683.2241 | 5118 | 1.25 | UTFS
5139 | COM | UTGS | 28250 | 273 | 45 | H | SL0000642275 | No | 3 | 14 | 4 | 44 | [10 empty] | 2 | 214.74 | 4 | 614.51 | 6 | 170.74 | [8 empty] | 0 | 0 | 999.99 | 58 | 4 | 1 | 4389.6817 | 0 | 4389.6817 | 41615.4381 | 52825.2838 | 3 | UTGS
5140 | IND | UTTSM | 3230 | 269 | 45 | H | SL0000657465 | No | 4 | 11 | [12 empty] | 4 | 1000 | [12 empty] | 0 | 0 | 1000 | 11 | 5 | 2 | 841.9783 | 0 | 841.9783 | 19840.4809 | 37732.3455 | 4 | UTTSM
5141 | COM | UTTSS | 28250 | 273 | 45 | H | SL0000667497 | No | 2 | 331 | [12 empty] | 2 | 594 | 3 | 313.25 | 0.75 | 92.75 | [8 empty] | 0 | 0 | 1000 | 331 | 3 | 1 | 24157.5312 | 0 | 24157.5312 | 29241.9967 | 52825.2838 | 2 | UTTSS
5142 | IND | UTTSM | 28250 | 273 | 45 | H | SL0000668900 | No | 3 | 963 | [12 empty] | 10 | 1000 | [12 empty] | 0 | 0 | 1000 | 963 | 1 | 1 | 70283.0892 | 0 | 70283.0892 | 72850.9617 | 52825.2838 | 3 | UTTSM
5143 | IND | UTTSS | 20200 | 272 | 45 | H | SL0000670102 | No | 3 | 28 | [12 empty] | 3 | 1000 | [12 empty] | 0 | 0 | 1000 | 28 | 1 | 1 | 2043.5374 | 0 | 2043.5374 | 19830.9617 | 52825.2838 | 3 | UTTSS
5144 | IND | UTTSM | 175000 | 314 | 125 | H | SL0000670113 | No | [8 empty] | 3 | 205 | 4 | 2 | [16 empty] | 0 | 0 | 0 | 207 | 1 | 1 | 0 | 165895.9936 | 165895.9936 | 0 | 226394.0733 | 3 | UTTSM
5145 | COM | UTTSS | 92750 | 279 | 45 | H | SL0000681126 | No | 2 | 22 | 4 | 25 | 1.25 | 73 | [8 empty] | 4 | 1000 | [12 empty] | 0 | 0 | 1000 | 120 | 2 | 1 | 8958.7073 | 0 | 8958.7073 | 39680.9617 | 113197.0366 | 2 | UTTSS
5146 | IND | UTTSS | 31000 | 158 | 45 | H | SL0000681176 | No | 1.25 | 68 | [12 empty] | 3 | 195.45 | 8 | 804.55 | [10 empty] | 0 | 0 | 1000 | 68 | 4 | 1 | 5066.9165 | 0 | 5066.9165 | 62488.2027 | 60371.7529 | 1.25 | UTTSS
5147 | IND | UTTSS | 18500 | 272 | 40 | L | SL0000681535 | No | 2 | 424 | [12 empty] | 2 | 271.5 | 8 | 728.5 | [10 empty] | 0 | 0 | 1000 | 424 | 9 | 1 | 30944.9946 | 0 | 30944.9946 | 61898.6517 | 17706.4 | 2 | UTTSS
5148 | COM | UTTSS | 20200 | 272 | 45 | H | SL0000682638 | No | 2 | 272 | [12 empty] | 2 | 482 | 4 | 192 | 6 | 326 | [8 empty] | 0 | 0 | 1000 | 272 | 6 | 2 | 19851.506 | 0 | 19851.506 | 21429.5609 | 52825.2838 | 2 | UTTSS
5149 | COM | UTGS | 44350 | 274 | 45 | H | SL0000683501 | No | 2 | 465 | [12 empty] | 2 | 850.5 | 4 | 149.5 | [10 empty] | 0 | 0 | 1000 | 465 | 21 | 1 | 33937.3172 | 0 | 33937.3172 | 33582.8767 | 60371.7529 | 2 | UTGS
5150 | IND | UTTSM | 26500 | 275 | 10 | L | SL0000761774 | No | [8 empty] | 4 | 60 | [18 empty] | 0 | 0 | 0 | 60 | 1 | 1 | 0 | 138025.905 | 138025.905 | 0 | 20345.6 | 4 | UTTSM
5151 | IND | UTISFS | 64550 | 275 | 45 | H | SL0000764280 | No | 3 | 10 | [12 empty] | 2 | 491 | 3 | 509 | [10 empty] | 0 | 0 | 1000 | 10 | 1 | 1 | 729.8348 | 0 | 729.8348 | 26056.8417 | 113197.0366 | 3 | UTISFS
5152 | COM | UTGS | 66248 | 233 | 125 | H | SL0000765318 | No | [8 empty] | 2 | 99 | [18 empty] | 0 | 0 | 0 | 99 | 1 | 1 | 0 | 15738.5213 | 15738.5213 | 0 | 113197.0366 | 2 | UTGS
5153 | COM | UTFS | 6600 | 272 | 5 | F | SL0000807387 | No | 1.25 | 77 | [12 empty] | 2 | 11.73 | 4 | 877.08 | 6 | 111.19 | [8 empty] | 0 | 0 | 1000 | 77 | 5 | 1 | 5737.5378 | 0 | 5737.5378 | 41859.5741 | 3698.6667 | 1.25 | UTFS
5154 | COM | UTTSS | 21072 | 235 | 5 | F | SL0000821420 | No | 2 | 604 | [12 empty] | 2 | 337 | 4 | 663 | [10 empty] | 0 | 0 | 1000 | 604 | 10 | 1 | 44082.0206 | 0 | 44082.0206 | 37264.6717 | 18747.15 | 2 | UTTSS
5155 | IND | UTTSS | 20200 | 272 | 45 | H | SL0000822193 | No | 2 | 92 | [12 empty] | 4 | 1000 | [12 empty] | 0 | 0 | 1000 | 92 | 6 | 1 | 6714.48 | 0 | 6714.48 | 39680.9617 | 52825.2838 | 2 | UTTSS
5156 | COM | UTTSS | 14500 | 274 | 5 | F | SL0000822195 | No | 2 | 239 | [12 empty] | 2 | 1000 | [12 empty] | 0 | 0 | 1000 | 239 | 15 | 1 | 17443.0512 | 0 | 17443.0512 | 32510.9617 | 10791.3333 | 2 | UTTSS
5157 | COM | UTGS | 64550 | 275 | 45 | H | SL0000822202 | No | 4 | 105 | [12 empty] | 4 | 1000 | [12 empty] | 0 | 0 | 1000 | 105 | 8 | 1 | 8037.0652 | 0 | 8037.0652 | 39680.9617 | 113197.0366 | 4 | UTGS
5158 | COM | UTTSS | 21100 | 275 | 5 | F | SL0000822210 | No | 2 | 270 | 4 | 280 | [10 empty] | 2 | 60.04 | 4 | 939.96 | [10 empty] | 0 | 0 | 1000 | 550 | 15 | 1 | 41137.7128 | 0 | 41137.7128 | 39250.4749 | 18747.15 | 2 | UTTSS
5159 | COM | UTTSS | 72000 | 114 | 45 | H | SL0000822428 | No | 3 | 113 | 4 | 528 | [10 empty] | 6 | 650.5 | 1.25 | 349.5 | [10 empty] | 0 | 0 | 1000 | 641 | 10 | 1 | 48662.0893 | 0 | 48662.0893 | 50657.3717 | 113197.0366 | 3 | UTTSS
5160 | COM | UTTSS | 64550 | 275 | 45 | H | SL0000825517 | No | 3 | 412 | [12 empty] | 2 | 78 | 3 | 135 | 4 | 787 | [8 empty] | 0 | 0 | 1000 | 412 | 2 | 1 | 30069.1929 | 0 | 30069.1929 | 36441.9517 | 113197.0366 | 3 | UTTSS
5161 | IND | UTFS | 8450 | 156 | 45 | H | SL0000825773 | No | 1.25 | 85 | [12 empty] | 4 | 1000 | [12 empty] | 0 | 0 | 1000 | 85 | 9 | 1 | 6333.6456 | 0 | 6333.6456 | 39680.9617 | 45278.8147 | 1.25 | UTFS
5162 | COM | UTGS | 72000 | 114 | 45 | H | SL0000826682 | No | 3 | 124 | [12 empty] | 2 | 227.5 | 6 | 757.75 | 1.25 | 14.75 | [8 empty] | 0 | 0 | 1000 | 124 | 7 | 2 | 9049.9513 | 0 | 9049.9513 | 26687.2834 | 113197.0366 | 3 | UTGS
5163 | IND | UTTSL | 72000 | 114 | 45 | H | SL0000828005 | No | 4 | 38 | [12 empty] | 6 | 1000 | [12 empty] | 0 | 0 | 1000 | 38 | 1 | 3 | 2908.6522 | 0 | 2908.6522 | 20010.3206 | 113197.0366 | 4 | UTTSL
5164 | COM | UTTSS | 44350 | 274 | 45 | H | SL0000832593 | No | 3 | 23 | [12 empty] | 2 | 13.75 | 3 | 240 | 4 | 391 | 6 | 355.25 | [6 empty] | 0 | 0 | 1000 | 23 | 2 | 2 | 1678.62 | 0 | 1678.62 | 21023.8559 | 60371.7529 | 3 | UTTSS
5165 | COM | UTGS | 3120 | 156 | 1 | F | SL0000832921 | No | 3 | 65 | 4 | 2 | [10 empty] | 4 | 1000 | [12 empty] | 0 | 0 | 1000 | 67 | 5 | 2 | 4897.013 | 0 | 4897.013 | 19840.4809 | 2145.6667 | 3 | UTGS
5166 | IND | UTTSM | 113408 | 235 | 90 | H | SL0000833489 | No | [8 empty] | 3 | 45 | 4 | 4 | [16 empty] | 0 | 0 | 0 | 49 | 1 | 1 | 0 | 44607.9751 | 44607.9751 | 0 | 150929.3822 | 3 | UTTSM
5167 | COM | UTFS | 12247 | 284 | 2 | F | SL0000836736 | No | 2 | 7 | 4 | 387 | [10 empty] | 2 | 383 | 4 | 617 | [10 empty] | 0 | 0 | 1000 | 394 | 10 | 1 | 30133.2103 | 0 | 30133.2103 | 36934.8517 | 10791.3333 | 2 | UTFS
5168 | COM | UTGS | 44350 | 274 | 45 | H | SL0000840703 | No | 4 | 1 | [12 empty] | 4 | 1000 | [12 empty] | 0 | 0 | 1000 | 1 | 2 | 1 | 76.5435 | 0 | 76.5435 | 39680.9617 | 60371.7529 | 4 | UTGS
5169 | COM | UTTSM | 145538 | 214 | 105 | H | SL0000841016 | No | [8 empty] | 2 | 4 | 4 | 612 | [16 empty] | 0 | 0 | 0 | 616 | 1 | 2 | 0 | 1408500.1304 | 1408500.1304 | 0 | 150929.3822 | 2 | UTTSM
5170 | COM | UTTSM | 118850 | 275 | 95 | H | SL0000842337 | No | [8 empty] | 2 | 15 | [18 empty] | 0 | 0 | 0 | 15 | 1 | 1 | 0 | 2384.6244 | 2384.6244 | 0 | 150929.3822 | 2 | UTTSM
5171 | IND | UTTSM | 72000 | 114 | 45 | H | SL0000843743 | No | 4 | 138 | [12 empty] | 4 | 899.94 | 6 | 77.53 | 8 | 22.53 | [8 empty] | 0 | 0 | 1000 | 138 | 3 | 3 | 10562.9999 | 0 | 10562.9999 | 14002.0058 | 113197.0366 | 4 | UTTSM
5172 | COM | UTTSS | 44350 | 274 | 45 | H | SL0000844185 | No | 2 | 39 | [12 empty] | 2 | 1000 | [12 empty] | 0 | 0 | 1000 | 39 | 3 | 1 | 2846.3556 | 0 | 2846.3556 | 32510.9617 | 60371.7529 | 2 | UTTSS
5173 | COM | UTGS | 31000 | 158 | 45 | H | SL0000851048 | No | 4 | 301 | [12 empty] | 4 | 94.45 | 6 | 905.55 | [10 empty] | 0 | 0 | 1000 | 301 | 2 | 1 | 23039.5868 | 0 | 23039.5868 | 58108.9042 | 60371.7529 | 4 | UTGS
5174 | IND | UTTSL | 290000 | 113 | 125 | H | SL0000856047 | No | [8 empty] | 4 | 1495 | [18 empty] | 0 | 0 | 0 | 1495 | 1 | 2 | 0 | 3439145.4652 | 3439145.4652 | 0 | 264126.4188 | 4 | UTTSL
5175 | COM | UTTSM | 80640 | 236 | 45 | H | SL0000900658 | No | 3 | 174 | [12 empty] | 2 | 182.5 | 4 | 151.79 | 6 | 665.71 | [8 empty] | 0 | 0 | 1000 | 174 | 7 | 1 | 12699.1251 | 0 | 12699.1251 | 51919.6352 | 113197.0366 | 3 | UTTSM
5176 | IND | UTTSM | 54400 | 273 | 100 | H | SL0000914001 | No | [8 empty] | 4 | 1 | [18 empty] | 0 | 0 | 0 | 1 | 1 | 1 | 0 | 2300.4317 | 2300.4317 | 0 | 113197.0366 | 4 | UTTSM
5177 | COM | UTTSS | 20160 | 232 | 45 | H | SL0000935852 | No | [8 empty] | 4 | 8 | [18 empty] | 0 | 0 | 0 | 8 | 1 | 1 | 0 | 18403.454 | 18403.454 | 0 | 52825.2838 | 4 | UTTSS
5178 | IND | UTTSL | 146000 | 275 | 120 | H | SL0001003987 | No | [8 empty] | 10 | 2540 | [18 empty] | 0 | 0 | 0 | 2540 | 2 | 2 | 0 | 9832213 | 9832213 | 0 | 150929.3822 | 10 | UTTSL
5179 | IND | UTTSM | 42800 | 285 | 25 | L | SL0001009344 | No | 4 | 189 | [12 empty] | 4 | 63.35 | 6 | 936.65 | [10 empty] | 0 | 0 | 1000 | 189 | 2 | 2 | 14466.7173 | 0 | 14466.7173 | 29370.8946 | 25053.95 | 4 | UTTSM
5180 | COM | UTGS | 92750 | 279 | 45 | H | SL0001010732 | No | 4 | 24 | [12 empty] | 2 | 264.03 | 4 | 265 | 6 | 293.99 | 8 | 176.99 | [6 empty] | 0 | 0 | 1000.01 | 24 | 4 | 2 | 1837.0435 | 0 | 1837.0435 | 24820.8591 | 113197.0366 | 4 | UTGS
5181 | COM | UTTSM | 80640 | 236 | 45 | H | SL0001016570 | No | 4 | 72 | [12 empty] | 2 | 105.71 | 4 | 214.42 | 8 | 679.87 | [8 empty] | 0 | 0 | 1000 | 72 | 4 | 1 | 5511.1304 | 0 | 5511.1304 | 61474.3089 | 113197.0366 | 4 | UTTSM
5182 | COM | UTMT | 9500 | 299 | 125 | H | SL0001040597 | No | [8 empty] | 4 | 12 | [18 empty] | 0 | 0 | 0 | 12 | 1 | 3 | 0 | 27605.181 | 27605.181 | 0 | 45278.8147 | 4 | UTMT
5183 | COM | UTTSS | 21100 | 275 | 5 | F | SL0001049282 | No | 2 | 55 | [12 empty] | 2 | 528.46 | 8 | 471.54 | [10 empty] | 0 | 0 | 1000 | 55 | 8 | 1 | 4014.0913 | 0 | 4014.0913 | 51532.8853 | 18747.15 | 2 | UTTSS
5184 | COM | UTGS | 44350 | 274 | 45 | H | SL0001059326 | No | 4 | 8 | [12 empty] | 4 | 1000 | [12 empty] | 0 | 0 | 1000 | 8 | 2 | 1 | 612.3478 | 0 | 612.3478 | 39680.9617 | 60371.7529 | 4 | UTGS
5185 | COM | UTGS | 21100 | 275 | 5 | F | SL0001065559 | No | 3 | 473 | [12 empty] | 3 | 4 | 8 | 996 | [10 empty] | 0 | 0 | 1000 | 473 | 1 | 1 | 34521.185 | 0 | 34521.185 | 72638.8817 | 18747.15 | 3 | UTGS
5186 | IND | UTTSL | 335892 | 910 | 125 | H | SL0001073309 | Yes | [8 empty] | 4 | 4 | [18 empty] | 0 | 0 | 0 | 4 | 1 | 2 | 0 | 9201.727 | 9201.727 | 0 | 264126.4188 | 4 | UTTSL
5187 | IND | UTTSM | 81675 | 284 | 95 | H | SL0001076461 | No | [8 empty] | 2 | 379 | [18 empty] | 0 | 0 | 0 | 379 | 1 | 1 | 0 | 60251.511 | 60251.511 | 0 | 113197.0366 | 2 | UTTSM
5188 | IND | UTTSM | 837500 | 912 | 125 | H | SL0001077672 | No | [8 empty] | 8 | 16 | [18 empty] | 0 | 0 | 0 | 16 | 1 | 1 | 0 | 40503.434 | 40503.434 | 0 | 377323.4555 | 8 | UTTSM
5189 | COM | UTTSM | 64550 | 285 | 45 | H | SL0001082458 | No | [8 empty] | 3 | 1 | [18 empty] | 0 | 0 | 0 | 1 | 1 | 2 | 0 | 786.8055 | 786.8055 | 0 | 113197.0366 | 3 | UTTSM
5190 | IND | UTTSM | 92750 | 279 | 45 | H | SL0001087361 | No | 4 | 277 | [12 empty] | 4 | 1000 | [12 empty] | 0 | 0 | 1000 | 277 | 5 | 3 | 21202.5434 | 0 | 21202.5434 | 13226.9872 | 113197.0366 | 4 | UTTSM
5191 | IND | UTTSM | 12100 | 271 | 45 | H | SL0001087621 | No | 6 | 712 | [12 empty] | 6 | 496.61 | 8 | 503.39 | [10 empty] | 0 | 0 | 1000 | 712 | 1 | 2 | 37394.24 | 0 | 37394.24 | 33242.2108 | 45278.8147 | 6 | UTTSM
5192 | COM | UTGS | 142000 | 153 | 45 | H | SL0001092312 | No | 4 | 599 | [12 empty] | 3 | 175.89 | 4 | 824.11 | [10 empty] | 0 | 0 | 1000 | 599 | 3 | 2 | 45849.5432 | 0 | 45849.5432 | 18094.7726 | 150929.3822 | 4 | UTGS
5193 | IND | UTTSM | 92750 | 279 | 45 | H | SL0001112598 | No | 4 | 89 | [12 empty] | 2 | 263.83 | 3 | 45.28 | 4 | 690.89 | [8 empty] | 0 | 0 | 1000 | 89 | 3 | 1 | 6812.3695 | 0 | 6812.3695 | 36890.4926 | 113197.0366 | 4 | UTTSM
5194 | COM | UTTSM | 92750 | 279 | 45 | H | SL0001128572 | No | 4 | 48 | [12 empty] | 2 | 159.25 | 6 | 840.75 | [10 empty] | 0 | 0 | 1000 | 48 | 1 | 1 | 3674.0869 | 0 | 3674.0869 | 55648.4017 | 113197.0366 | 4 | UTTSM
5195 | IND | UTTSM | 13400 | 272 | 25 | L | SL0001157584 | No | [8 empty] | 3 | 318 | [18 empty] | 0 | 0 | 0 | 318 | 1 | 2 | 0 | 250204.1531 | 250204.1531 | 0 | 14339.66 | 3 | UTTSM
5196 | COM | UTTSM | 1455000 | 264 | 125 | H | SL0001165238 | No | [8 empty] | 8 | 1372 | [18 empty] | 0 | 0 | 0 | 1372 | 1 | 2 | 0 | 3473169.4661 | 3473169.4661 | 0 | 754646.9109 | 8 | UTTSM
5197 | COM | UTFT1 | 50000 | 911 | 125 | H | SL0001173067 | No | [8 empty] | 10 | 315 | [18 empty] | 0 | 0 | 0 | 315 | 1 | 1 | 0 | 1219349.25 | 1219349.25 | 0 | 113197.0366 | 10 | UTFT1
5198 | IND | UTTSM | 142000 | 153 | 45 | H | SL0001173081 | No | 4 | 210 | [12 empty] | 4 | 4.88 | 6 | 995.12 | [10 empty] | 0 | 0 | 1000 | 210 | 1 | 1 | 16074.1303 | 0 | 16074.1303 | 59931.6537 | 150929.3822 | 4 | UTTSM
5199 | COM | UTTSL | 244286 | 210 | 45 | H | SL0001178904 | No | 6 | 12 | [12 empty] | 4 | 443 | 6 | 557 | [10 empty] | 0 | 0 | 1000 | 12 | 3 | 1 | 630.24 | 0 | 630.24 | 51015.9117 | 226394.0733 | 6 | UTTSL
5200 | COM | UTTSL | 582000 | 310 | 125 | H | SL0001178974 | No | [8 empty] | 8 | 2509 | [18 empty] | 0 | 0 | 0 | 2509 | 1 | 1 | 0 | 6351444.7452 | 6351444.7452 | 0 | 301858.7644 | 8 | UTTSL
5201 | COM | UTTSM | 339000 | 353 | 125 | H | SL0001179539 | No | [8 empty] | 6 | 951 | [18 empty] | 0 | 0 | 0 | 951 | 1 | 1 | 0 | 2531296.2782 | 2531296.2782 | 0 | 264126.4188 | 6 | UTTSM
5202 | COM | UTTSS | 30300 | 279 | 5 | F | SL0001182062 | No | 3 | 163 | [12 empty] | 4 | 405.12 | 6 | 594.88 | [10 empty] | 0 | 0 | 1000 | 163 | 2 | 1 | 11896.3069 | 0 | 11896.3069 | 51786.7697 | 27686.4 | 3 | UTTSS
5203 | COM | UTTSS | 16800 | 272 | 35 | L | SL0001182772 | No | [8 empty] | 2 | 32 | 4 | 10 | [16 empty] | 0 | 0 | 0 | 42 | 1 | 2 | 0 | 28091.5163 | 28091.5163 | 0 | 17706.4 | 2 | UTTSS
5204 | COM | UTTSM | 64550 | 275 | 45 | H | SL0001183907 | No | 4 | 187 | [12 empty] | 4 | 1000 | [12 empty] | 0 | 0 | 1000 | 187 | 2 | 1 | 14313.6304 | 0 | 14313.6304 | 39680.9617 | 113197.0366 | 4 | UTTSM
5205 | COM | UTTSM | 7800 | 273 | 2 | F | SL0001185014 | No | 4 | 133 | [12 empty] | 4 | 1000 | [12 empty] | 0 | 0 | 1000 | 133 | 2 | 2 | 10180.2826 | 0 | 10180.2826 | 19840.4809 | 5118 | 4 | UTTSM
5206 | COM | UTTSM | 7791 | 233 | 2 | F | SL0001186482 | No | 4 | 798 | [12 empty] | 2 | 120.27 | 4 | 876.5 | 6 | 3.23 | [8 empty] | 0 | 0 | 1000 | 798 | 4 | 1 | 61081.6953 | 0 | 61081.6953 | 38884.3563 | 5118 | 4 | UTTSM
5207 | COM | UTTSS | 28250 | 273 | 45 | H | SL0001194355 | No | [8 empty] | 2 | 2 | [18 empty] | 0 | 0 | 0 | 2 | 1 | 1 | 0 | 317.9499 | 317.9499 | 0 | 52825.2838 | 2 | UTTSS
5208 | COM | UTGS | 104100 | 274 | 125 | H | SL0001200832 | No | [8 empty] | 4 | 1 | [18 empty] | 0 | 0 | 0 | 1 | 1 | 1 | 0 | 2300.4317 | 2300.4317 | 0 | 150929.3822 | 4 | UTGS
5209 | COM | UTTSM | 6050 | 270 | 45 | H | SL0001211752 | No | 3 | 4 | 4 | 347 | 6 | 1 | [8 empty] | 2 | 368.5 | 6 | 631.5 | [10 empty] | 0 | 0 | 1000 | 352 | 3 | 2 | 26905.0407 | 0 | 26905.0407 | 24944.9209 | 37732.3455 | 3 | UTTSM
5210 | IND | UTTSM | 81700 | 274 | 95 | H | SL0001212532 | No | [8 empty] | 2 | 12 | [18 empty] | 0 | 0 | 0 | 12 | 1 | 1 | 0 | 1907.6996 | 1907.6996 | 0 | 113197.0366 | 2 | UTTSM
5211 | IND | UTTSS | 64550 | 275 | 45 | H | SL0001212538 | No | 4 | 133 | 6 | 1 | [10 empty] | 4 | 155.31 | 6 | 844.69 | [10 empty] | 0 | 0 | 1000 | 134 | 2 | 1 | 10232.8026 | 0 | 10232.8026 | 56870.4032 | 113197.0366 | 4 | UTTSS
5212 | IND | UTTSS | 44350 | 274 | 45 | H | SL0001215961 | No | 6 | 457 | [12 empty] | 6 | 1000 | [12 empty] | 0 | 0 | 1000 | 457 | 1 | 1 | 24001.64 | 0 | 24001.64 | 60030.9617 | 60371.7529 | 6 | UTTSS
5213 | COM | UTTSM | 232286 | 112 | 45 | H | SL0001226702 | No | 3 | 559 | [12 empty] | 2 | 191.8 | 4 | 808.2 | [10 empty] | 0 | 0 | 1000 | 559 | 2 | 2 | 40797.7641 | 0 | 40797.7641 | 19152.8779 | 226394.0733 | 3 | UTTSM
5214 | COM | UTGS | 64550 | 275 | 45 | H | SL0001232140 | No | 2 | 1 | 3 | 422 | [10 empty] | 2 | 480.57 | 4 | 519.43 | [10 empty] | 0 | 0 | 1000 | 423 | 13 | 1 | 30872.0111 | 0 | 30872.0111 | 36235.2748 | 113197.0366 | 2 | UTGS
5215 | COM | UTTSM | 59100 | 275 | 40 | L | SL0001232683 | No | 4 | 1380 | 6 | 1 | [10 empty] | 2 | 166.3 | 4 | 69.95 | 6 | 763.75 | [8 empty] | 0 | 0 | 1000 | 1381 | 5 | 2 | 105682.5194 | 0 | 105682.5194 | 27015.4516 | 45676.61 | 4 | UTTSM
5216 | COM | UTTSM | 64550 | 275 | 45 | H | SL0001232881 | No | 4 | 302 | [12 empty] | 2 | 58.45 | 4 | 941.55 | [10 empty] | 0 | 0 | 1000 | 302 | 13 | 1 | 23116.1303 | 0 | 23116.1303 | 39261.8752 | 113197.0366 | 4 | UTTSM
5217 | IND | UTTSM | 172800 | 112 | 30 | L | SL0001235968 | No | 4 | 7 | [12 empty] | 4 | 607.5 | 6 | 392.5 | [10 empty] | 0 | 0 | 1000 | 7 | 2 | 1 | 535.8043 | 0 | 535.8043 | 47668.3367 | 58606.76 | 4 | UTTSM
5218 | COM | UTFS | 44336 | 284 | 45 | H | SL0001238440 | No | 2 | 37 | [12 empty] | 4 | 994.19 | 6 | 5.81 | [10 empty] | 0 | 0 | 1000 | 37 | 4 | 1 | 2700.3887 | 0 | 2700.3887 | 39799.1952 | 60371.7529 | 2 | UTFS
5219 | IND | UTTSM | 60000 | 314 | 35 | L | SL0001238993 | No | 4 | 7 | [12 empty] | 6 | 1000 | [12 empty] | 0 | 0 | 1000 | 7 | 1 | 1 | 535.8043 | 0 | 535.8043 | 60030.9617 | 45676.61 | 4 | UTTSM
5220 | COM | UTTSM | 23260 | 275 | 7 | L | SL0001239147 | No | 3 | 450 | 4 | 3 | [10 empty] | 4 | 1000 | [12 empty] | 0 | 0 | 1000 | 453 | 1 | 1 | 33072.1955 | 0 | 33072.1955 | 39680.9617 | 19488.7267 | 3 | UTTSM
5221 | COM | UTTSM | 111600 | 113 | 40 | L | SL0001545530 | No | 4 | 4 | 6 | 210 | [10 empty] | 6 | 1000 | [12 empty] | 0 | 0 | 1000 | 214 | 3 | 1 | 11335.3739 | 0 | 11335.3739 | 60030.9617 | 45418 | 4 | UTTSM
5222 | IND | UTTSM | 133282 | 314 | 95 | H | SL0001548582 | No | [8 empty] | 4 | 13 | [18 empty] | 0 | 0 | 0 | 13 | 1 | 1 | 0 | 29905.6127 | 29905.6127 | 0 | 150929.3822 | 4 | UTTSM
5223 | IND | UTTSM | 28600 | 272 | 70 | H | SL0001548583 | No | [8 empty] | 3 | 1278 | [18 empty] | 0 | 0 | 0 | 1278 | 1 | 1 | 0 | 1005537.4455 | 1005537.4455 | 0 | 52825.2838 | 3 | UTTSM
5224 | IND | UTTSM | 163000 | 279 | 90 | H | SL0001549607 | No | [8 empty] | 3 | 129 | 6 | 5 | [16 empty] | 0 | 0 | 0 | 134 | 1 | 1 | 0 | 114806.5141 | 114806.5141 | 0 | 226394.0733 | 3 | UTTSM
5225 | COM | UTTSS | 14500 | 274 | 5 | F | SL0001549844 | No | 2 | 42 | 4 | 2315 | [10 empty] | 4 | 1000 | [12 empty] | 0 | 0 | 1000 | 2357 | 2 | 1 | 180263.4572 | 0 | 180263.4572 | 39680.9617 | 10791.3333 | 2 | UTTSS
5226 | IND | UTTSM | 163067 | 314 | 90 | H | SL0001552115 | No | [8 empty] | 3 | 62 | [18 empty] | 0 | 0 | 0 | 62 | 1 | 2 | 0 | 48781.9418 | 48781.9418 | 0 | 226394.0733 | 3 | UTTSM
5227 | COM | UTTSL | 27183 | 281 | 100 | H | SL0001561486 | No | [8 empty] | 4 | 1 | [18 empty] | 0 | 0 | 0 | 1 | 1 | 2 | 0 | 2300.4317 | 2300.4317 | 0 | 52825.2838 | 4 | UTTSL
5228 | IND | UTTSM | 232286 | 112 | 45 | H | SL0004007103 | No | 6 | 171 | [12 empty] | 6 | 662.5 | 8 | 337.5 | [10 empty] | 0 | 0 | 1000 | 171 | 4 | 1 | 8980.92 | 0 | 8980.92 | 64357.7117 | 226394.0733 | 6 | UTTSM
5229 | COM | UTTSM | 74250 | 274 | 85 | H | SL0004009934 | No | [8 empty] | 3 | 5 | [18 empty] | 0 | 0 | 0 | 5 | 1 | 1 | 0 | 3934.0276 | 3934.0276 | 0 | 113197.0366 | 3 | UTTSM
5230 | COM | UTTSM | 139600 | 279 | 75 | H | SL0004011958 | No | [8 empty] | 6 | 8 | [18 empty] | 0 | 0 | 0 | 8 | 1 | 2 | 0 | 21293.7647 | 21293.7647 | 0 | 150929.3822 | 6 | UTTSM
5231 | COM | UTGS | 178600 | 279 | 100 | H | SL0004012472 | No | [8 empty] | 4 | 132 | [18 empty] | 0 | 0 | 0 | 132 | 1 | 1 | 0 | 303656.9909 | 303656.9909 | 0 | 226394.0733 | 4 | UTGS
5232 | COM | UTGS | 62900 | 267 | 10 | L | SL0004018140 | No | 4 | 10 | 6 | 3 | 8 | 70 | [8 empty] | 4 | 5 | 6 | 1 | 8 | 994 | [8 empty] | 0 | 0 | 1000 | 83 | 2 | 1 | 6636.0868 | 0 | 6636.0868 | 72672.2917 | 45676.61 | 4 | UTGS
5233 | COM | UTTSM | 11750 | 274 | 2 | F | SL0004021441 | No | [8 empty] | 4 | 5 | [18 empty] | 0 | 0 | 0 | 5 | 1 | 2 | 0 | 11502.1587 | 11502.1587 | 0 | 10791.3333 | 4 | UTTSM
5234 | COM | UTTSM | 170000 | 414 | 125 | H | SL0004027507 | No | [8 empty] | 6 | 8 | [18 empty] | 0 | 0 | 0 | 8 | 1 | 2 | 0 | 21293.7647 | 21293.7647 | 0 | 226394.0733 | 6 | UTTSM
5235 | COM | UTTSL | 217700 | 279 | 125 | H | SL0004040102 | No | [8 empty] | 6 | 2 | [18 empty] | 0 | 0 | 0 | 2 | 1 | 3 | 0 | 5323.4412 | 5323.4412 | 0 | 226394.0733 | 6 | UTTSL
5236 | COM | UTTSM | 155000 | 735 | 125 | H | SL0004105335 | No | [8 empty] | 4 | 779 | [18 empty] | 0 | 0 | 0 | 779 | 1 | 2 | 0 | 1792036.3327 | 1792036.3327 | 0 | 226394.0733 | 4 | UTTSM
5237 | COM | UTTSL | 232286 | 112 | 45 | H | SL0004123561 | No | [8 empty] | 4 | 39 | [18 empty] | 0 | 0 | 0 | 39 | 1 | 2 | 0 | 89716.8382 | 89716.8382 | 0 | 226394.0733 | 4 | UTTSL
5238 | IND | UTTSM | 48100 | 274 | 50 | H | SL0004124592 | No | [8 empty] | 3 | 60 | [18 empty] | 0 | 0 | 0 | 60 | 1 | 2 | 0 | 47208.3308 | 47208.3308 | 0 | 75464.6911 | 3 | UTTSM
5239 | COM | UTTSS | 218853 | 902 | 125 | H | SL0004144899 | No | [8 empty] | 6 | 1405 | [18 empty] | 0 | 0 | 0 | 1405 | 1 | 2 | 0 | 3739717.4247 | 3739717.4247 | 0 | 226394.0733 | 6 | UTTSS
5240 | COM | UTTSL | 339000 | 353 | 125 | H | SL0008095816 | No | [8 empty] | 6 | 1 | [18 empty] | 0 | 0 | 0 | 1 | 1 | 1 | 0 | 2661.7206 | 2661.7206 | 0 | 264126.4188 | 6 | UTTSL
5241 | IND | UTTSM | 84900 | 279 | 40 | L | SL0009304137 | No | 4 | 53 | [12 empty] | 2 | 350.5 | 4 | 649.5 | [10 empty] | 0 | 0 | 1000 | 53 | 5 | 2 | 4056.8043 | 0 | 4056.8043 | 18583.9384 | 45676.61 | 4 | UTTSM
5242 | IND | UTTSM | 131800 | 279 | 70 | H | SL0009758248 | No | [8 empty] | 3 | 201 | [18 empty] | 0 | 0 | 0 | 201 | 1 | 1 | 0 | 158147.9081 | 158147.9081 | 0 | 150929.3822 | 3 | UTTSM
5243 | COM | UTTSM | 44350 | 274 | 45 | H | SL0009761071 | No | 4 | 1637 | [12 empty] | 2 | 156.5 | 4 | 843.5 | [10 empty] | 0 | 0 | 1000 | 1637 | 3 | 1 | 125301.6732 | 0 | 125301.6732 | 38558.8567 | 60371.7529 | 4 | UTTSM
5244 | COM | UTTSL | 582000 | 310 | 125 | H | SL0009765211 | No | [8 empty] | 8 | 43 | [18 empty] | 0 | 0 | 0 | 43 | 1 | 1 | 0 | 108852.9789 | 108852.9789 | 0 | 301858.7644 | 8 | UTTSL
5245 | IND | UTFT1 | 116200 | 279 | 60 | H | SL0009768839 | No | 6 | 145 | [12 empty] | 4 | 14 | 8 | 986 | [10 empty] | 0 | 0 | 1000 | 145 | 1 | 1 | 7615.4 | 0 | 7615.4 | 72386.5817 | 150929.3822 | 6 | UTFT1
5246 | IND | UTFT1 | 42800 | 275 | 25 | L | SL0009768840 | No | 4 | 103 | [12 empty] | 6 | 1000 | [12 empty] | 0 | 0 | 1000 | 103 | 2 | 1 | 7883.9782 | 0 | 7883.9782 | 60030.9617 | 25053.95 | 4 | UTFT1
5247 | IND | UTTSS | 44350 | 274 | 45 | H | SL0009782525 | No | 2 | 11 | 4 | 608 | [10 empty] | 6 | 1000 | [12 empty] | 0 | 0 | 1000 | 619 | 3 | 2 | 47341.2528 | 0 | 47341.2528 | 30015.4809 | 60371.7529 | 2 | UTTSS
5248 | IND | UTTSS | 40600 | 274 | 40 | L | SL0009789079 | No | 3 | 174 | [12 empty] | 4 | 1000 | [12 empty] | 0 | 0 | 1000 | 174 | 1 | 1 | 12699.1251 | 0 | 12699.1251 | 39680.9617 | 25053.95 | 3 | UTTSS
5249 | COM | UTGS | 217700 | 279 | 125 | H | SL0009792401 | No | [8 empty] | 4 | 771 | 6 | 117 | [16 empty] | 0 | 0 | 0 | 888 | 1 | 2 | 0 | 2085054.1874 | 2085054.1874 | 0 | 226394.0733 | 4 | UTGS
5250 | COM | UTTSM | 212570 | 112 | 40 | L | SL0009803295 | No | 6 | 345 | [12 empty] | 6 | 1000 | [12 empty] | 0 | 0 | 1000 | 345 | 1 | 1 | 18119.4 | 0 | 18119.4 | 60030.9617 | 58606.76 | 6 | UTTSM
5251 | IND | UTFS | 92750 | 279 | 45 | H | SL0009808842 | No | 3 | 122 | 4 | 5 | [10 empty] | 6 | 1000 | [12 empty] | 0 | 0 | 1000 | 127 | 4 | 1 | 9286.7017 | 0 | 9286.7017 | 60030.9617 | 113197.0366 | 3 | UTFS
5252 | COM | UTTSM | 59100 | 275 | 40 | L | SL0009812036 | No | 3 | 196 | [12 empty] | 4 | 1000 | [12 empty] | 0 | 0 | 1000 | 196 | 5 | 2 | 14304.7617 | 0 | 14304.7617 | 19840.4809 | 45676.61 | 3 | UTTSM
5253 | COM | UTGS | 28224 | 233 | 45 | H | SL0009813233 | No | 4 | 100 | [12 empty] | 4 | 1000 | [12 empty] | 0 | 0 | 1000 | 100 | 3 | 1 | 7654.3478 | 0 | 7654.3478 | 39680.9617 | 52825.2838 | 4 | UTGS
5254 | IND | UTTSM | 142000 | 153 | 45 | H | SL0009813882 | No | 6 | 1100 | [12 empty] | 2 | 1.94 | 4 | 491.94 | 6 | 506.12 | [8 empty] | 0 | 0 | 1000 | 1100 | 3 | 1 | 57772 | 0 | 57772 | 49966.5939 | 150929.3822 | 6 | UTTSM
5255 | IND | UTTSS | 44350 | 274 | 45 | H | SL0009813884 | No | 3 | 508 | [12 empty] | 2 | 265 | 4 | 735 | [10 empty] | 0 | 0 | 1000 | 508 | 4 | 1 | 37075.6067 | 0 | 37075.6067 | 37780.9117 | 60371.7529 | 3 | UTTSS
5256 | COM | UTFT1C | 50000 | 929 | 125 | H | SL0009821364 | No | [8 empty] | 16 | 123 | [18 empty] | 0 | 0 | 0 | 123 | 1 | 4 | 0 | 777481.77 | 777481.77 | 0 | 113197.0366 | 16 | UTFT1C
5257 | COM | UTTSL | 66200 | 277 | 125 | H | SL0009828096 | No | [8 empty] | 4 | 65 | [18 empty] | 0 | 0 | 0 | 65 | 1 | 2 | 0 | 149528.0637 | 149528.0637 | 0 | 113197.0366 | 4 | UTTSL
5258 | IND | UTTSM | 232286 | 112 | 45 | H | SL0009835052 | No | 6 | 43 | [12 empty] | 6 | 1000 | [12 empty] | 0 | 0 | 1000 | 43 | 3 | 1 | 2258.36 | 0 | 2258.36 | 60030.9617 | 226394.0733 | 6 | UTTSM
5259 | COM | UTTSM | 232286 | 112 | 45 | H | SL0009836986 | No | 6 | 1651 | [12 empty] | 2 | 104.37 | 8 | 895.63 | [10 empty] | 0 | 0 | 1000 | 1651 | 2 | 1 | 86710.52 | 0 | 86710.52 | 68640.6759 | 226394.0733 | 6 | UTTSM
5260 | COM | UTTSM | 92750 | 279 | 45 | H | SL0009838198 | No | 3 | 36 | [12 empty] | 6 | 1000 | [12 empty] | 0 | 0 | 1000 | 36 | 1 | 1 | 2627.4052 | 0 | 2627.4052 | 60030.9617 | 113197.0366 | 3 | UTTSM
5261 | COM | UTTSS | 44350 | 274 | 45 | H | SL0009840817 | No | 3 | 608 | [12 empty] | 4 | 499.43 | 6 | 500.57 | [10 empty] | 0 | 0 | 1000 | 608 | 1 | 1 | 44373.9545 | 0 | 44373.9545 | 49867.5612 | 60371.7529 | 3 | UTTSS
5262 | COM | UTTSM | 12096 | 231 | 45 | H | SL0009841230 | No | 4 | 248 | [12 empty] | 4 | 6.59 | 6 | 992.41 | 0.75 | 1 | [8 empty] | 0 | 0 | 1000 | 248 | 1 | 2 | 18982.7825 | 0 | 18982.7825 | 29938.4576 | 45278.8147 | 4 | UTTSM
5263 | COM | UTGS | 64550 | 275 | 45 | H | SL0009841978 | No | 2 | 19 | 4 | 1881 | [10 empty] | 2 | 5 | 4 | 995 | [10 empty] | 0 | 0 | 1000 | 1900 | 7 | 2 | 145364.9679 | 0 | 145364.9679 | 19822.5559 | 113197.0366 | 2 | UTGS
5264 | COM | UTTSM | 30300 | 279 | 5 | F | SL0009842307 | No | 4 | 5 | 6 | 426 | [10 empty] | 4 | 456.16 | 6 | 490.95 | 8 | 52.88 | [8 empty] | 0 | 0 | 999.99 | 431 | 1 | 2 | 22756.2374 | 0 | 22756.2374 | 25712.7135 | 27686.4 | 4 | UTTSM
5265 | COM | UTTSM | 92750 | 279 | 45 | H | SL0009847162 | No | 4 | 1766 | [12 empty] | 4 | 278.5 | 6 | 1 | 8 | 720.5 | [8 empty] | 0 | 0 | 1000 | 1766 | 2 | 2 | 135175.7818 | 0 | 135175.7818 | 31800.1484 | 113197.0366 | 4 | UTTSM
5266 | COM | UTTSS | 6600 | 272 | 5 | F | SL0009847885 | No | 2 | 640 | [12 empty] | 2 | 190.5 | 4 | 809.5 | [10 empty] | 0 | 0 | 1000 | 640 | 12 | 1 | 46709.4258 | 0 | 46709.4258 | 38315.0767 | 3698.6667 | 2 | UTTSS
5267 | COM | UTGS | 66200 | 273 | 125 | H | SL0009849498 | No | [8 empty] | 3 | 14 | [18 empty] | 0 | 0 | 0 | 14 | 1 | 2 | 0 | 11015.2772 | 11015.2772 | 0 | 113197.0366 | 3 | UTGS
5268 | COM | UTTSM | 64550 | 275 | 45 | H | SL0009850305 | No | 4 | 361 | [12 empty] | 2 | 7 | 3 | 232.67 | 4 | 760.33 | [8 empty] | 0 | 0 | 1000 | 361 | 5 | 2 | 27632.1955 | 0 | 27632.1955 | 17506.1361 | 113197.0366 | 4 | UTTSM
5269 | IND | UTTSM | 582000 | 310 | 125 | H | SL0009852929 | No | [8 empty] | 6 | 10 | [18 empty] | 0 | 0 | 0 | 10 | 1 | 1 | 0 | 26617.2059 | 26617.2059 | 0 | 301858.7644 | 6 | UTTSM
5270 | COM | UTGS | 47300 | 272 | 125 | H | SL0009855088 | No | [8 empty] | 4 | 405 | [18 empty] | 0 | 0 | 0 | 405 | 1 | 2 | 0 | 931674.8585 | 931674.8585 | 0 | 75464.6911 | 4 | UTGS
5271 | IND | UTTSM | 64550 | 275 | 45 | H | SL0009855531 | No | 4 | 58 | [12 empty] | 6 | 1000 | [12 empty] | 0 | 0 | 1000 | 58 | 2 | 1 | 4439.5217 | 0 | 4439.5217 | 60030.9617 | 113197.0366 | 4 | UTTSM
5272 | COM | UTTSM | 92750 | 279 | 45 | H | SL0009855693 | No | 4 | 25 | [12 empty] | 4 | 1000 | [12 empty] | 0 | 0 | 1000 | 25 | 5 | 1 | 1913.5869 | 0 | 1913.5869 | 39680.9617 | 113197.0366 | 4 | UTTSM
5273 | IND | UTTSL | 291000 | 213 | 125 | H | SL0009856159 | No | [8 empty] | 8 | 1 | [18 empty] | 0 | 0 | 0 | 1 | 1 | 3 | 0 | 2531.4646 | 2531.4646 | 0 | 264126.4188 | 8 | UTTSL
5274 | IND | UTTSM | 212570 | 112 | 40 | L | SL0009859104 | No | 6 | 426 | [12 empty] | 4 | 246.43 | 6 | 753.57 | [10 empty] | 0 | 0 | 1000 | 426 | 1 | 1 | 22373.52 | 0 | 22373.52 | 55016.1112 | 58606.76 | 6 | UTTSM
5275 | IND | UTTSS | 26500 | 275 | 10 | L | SL0009862588 | No | 4 | 468 | [12 empty] | 2 | 228.02 | 4 | 771.98 | [10 empty] | 0 | 0 | 1000 | 468 | 4 | 1 | 35822.3476 | 0 | 35822.3476 | 38046.0583 | 20345.6 | 4 | UTTSS
5276 | COM | UTGS | 153200 | 267 | 45 | H | SL0009862616 | No | 4 | 51 | [12 empty] | 4 | 147.84 | 6 | 291.84 | 10 | 560.31 | [8 empty] | 0 | 0 | 999.99 | 51 | 8 | 1 | 3903.7174 | 0 | 3903.7174 | 64204.9916 | 226394.0733 | 4 | UTGS
5277 | COM | UTGS | 64550 | 285 | 45 | H | SL0009863405 | No | 4 | 137 | [12 empty] | 2 | 383.2 | 4 | 616.8 | [10 empty] | 0 | 0 | 1000 | 137 | 5 | 1 | 10486.4565 | 0 | 10486.4565 | 36933.4177 | 113197.0366 | 4 | UTGS
5278 | COM | UTTSS | 40623 | 234 | 40 | L | SL0009863936 | No | 4 | 147 | [12 empty] | 4 | 1000 | [12 empty] | 0 | 0 | 1000 | 147 | 1 | 1 | 11251.8912 | 0 | 11251.8912 | 39680.9617 | 25053.95 | 4 | UTTSS
5279 | COM | UTFS | 21900 | 272 | 50 | H | SL0009866389 | No | [8 empty] | 4 | 150 | [18 empty] | 0 | 0 | 0 | 150 | 1 | 1 | 0 | 345064.7624 | 345064.7624 | 0 | 52825.2838 | 4 | UTFS
5280 | COM | UTGS | 21100 | 275 | 5 | F | SL0009869949 | No | 3 | 6 | [12 empty] | 4 | 381 | 6 | 619 | [10 empty] | 0 | 0 | 1000 | 6 | 5 | 1 | 437.9009 | 0 | 437.9009 | 52277.6117 | 18747.15 | 3 | UTGS
5281 | IND | UTTSM | 46000 | 153 | 5 | F | SL0009870743 | No | 6 | 51 | [12 empty] | 6 | 1000 | [12 empty] | 0 | 0 | 1000 | 51 | 1 | 2 | 2678.52 | 0 | 2678.52 | 30015.4809 | 41423.4 | 6 | UTTSM
5282 | IND | UTTSM | 92750 | 279 | 45 | H | SL0009872979 | No | 6 | 147 | [12 empty] | 2 | 45.88 | 3 | 6.75 | 4 | 510.38 | 6 | 437 | [6 empty] | 0 | 0 | 1000.01 | 147 | 2 | 1 | 7720.44 | 0 | 7720.44 | 48111.3614 | 113197.0366 | 6 | UTTSM
5283 | IND | UTFT1 | 217700 | 279 | 125 | H | SL0009875434 | No | [8 empty] | 6 | 24 | [18 empty] | 0 | 0 | 0 | 24 | 1 | 1 | 0 | 63881.2941 | 63881.2941 | 0 | 226394.0733 | 6 | UTFT1
5284 | COM | UTGS | 44336 | 284 | 45 | H | SL0009876463 | No | 2 | 4 | [12 empty] | 4 | 1 | [12 empty] | 0 | 0 | 1 | 4 | 2 | 1 | 291.9339 | 0 | 291.9339 | 39.681 | 60371.7529 | 2 | UTGS
5285 | COM | UTGS | 64550 | 275 | 45 | H | SL0009877960 | No | 3 | 17 | 4 | 7 | [10 empty] | 4 | 110 | 6 | 890 | [10 empty] | 0 | 0 | 1000 | 24 | 3 | 1 | 1776.5235 | 0 | 1776.5235 | 57792.4617 | 113197.0366 | 3 | UTGS
5286 | COM | UTTSM | 92750 | 279 | 45 | H | SL0009878990 | No | 4 | 231 | [12 empty] | 2 | 258 | 4 | 140.47 | 6 | 588 | 1.25 | 13.53 | [6 empty] | 0 | 0 | 1000 | 231 | 4 | 1 | 17681.5434 | 0 | 17681.5434 | 49709.3626 | 113197.0366 | 4 | UTTSM
5287 | COM | UTISGS | 92750 | 279 | 45 | H | SL0009879178 | No | 4 | 789 | [12 empty] | 2 | 350.56 | 4 | 649.44 | [10 empty] | 0 | 0 | 1000 | 789 | 11 | 2 | 60392.804 | 0 | 60392.804 | 18583.7233 | 113197.0366 | 4 | UTISGS
5288 | COM | UTTSM | 44352 | 234 | 45 | H | SL0009879451 | No | 4 | 62 | [12 empty] | 6 | 1000 | [12 empty] | 0 | 0 | 1000 | 62 | 5 | 1 | 4745.6956 | 0 | 4745.6956 | 60030.9617 | 60371.7529 | 4 | UTTSM
5289 | COM | UTTSS | 30300 | 279 | 5 | F | SL0009881834 | No | 4 | 1347 | [12 empty] | 2 | 133.48 | 4 | 825.05 | 6 | 41.48 | [8 empty] | 0 | 0 | 1000.01 | 1347 | 5 | 1 | 103104.0646 | 0 | 103104.0646 | 39568.4249 | 27686.4 | 4 | UTTSS
5290 | COM | UTGS | 25600 | 279 | 2 | F | SL0009884334 | No | 4 | 321 | [12 empty] | 2 | 567 | 4 | 433 | [10 empty] | 0 | 0 | 1000 | 321 | 7 | 1 | 24570.4564 | 0 | 24570.4564 | 35615.5717 | 22191.6 | 4 | UTGS
5291 | COM | UTGS | 64550 | 285 | 45 | H | SL0009884720 | No | 4 | 138 | [12 empty] | 6 | 1000 | [12 empty] | 0 | 0 | 1000 | 138 | 2 | 1 | 10562.9999 | 0 | 10562.9999 | 60030.9617 | 113197.0366 | 4 | UTGS
5292 | IND | UTTSM | 170000 | 414 | 125 | H | SL0009889146 | No | [8 empty] | 6 | 90 | [18 empty] | 0 | 0 | 0 | 90 | 1 | 1 | 0 | 239554.8528 | 239554.8528 | 0 | 226394.0733 | 6 | UTTSM
5293 | COM | UTGS | 92750 | 279 | 45 | H | SL0009891622 | No | 4 | 712 | [12 empty] | 4 | 785.37 | 6 | 214.63 | [10 empty] | 0 | 0 | 1000 | 712 | 1 | 1 | 54498.9562 | 0 | 54498.9562 | 44048.6822 | 113197.0366 | 4 | UTGS
5294 | COM | UTTSS | 44350 | 274 | 45 | H | SL0009892863 | No | 4 | 733 | [12 empty] | 3 | 5 | 4 | 995 | [10 empty] | 0 | 0 | 1000 | 733 | 3 | 1 | 56106.3693 | 0 | 56106.3693 | 39581.7117 | 60371.7529 | 4 | UTTSS
5295 | COM | UTGS | 47300 | 288 | 125 | H | SL0009893110 | No | [8 empty] | 3 | 75 | [18 empty] | 0 | 0 | 0 | 75 | 1 | 1 | 0 | 59010.4135 | 59010.4135 | 0 | 75464.6911 | 3 | UTGS
5296 | IND | UTTSM | 92750 | 279 | 45 | H | SL0009893681 | No | 4 | 164 | [12 empty] | 4 | 1000 | [12 empty] | 0 | 0 | 1000 | 164 | 2 | 1 | 12553.1304 | 0 | 12553.1304 | 39680.9617 | 113197.0366 | 4 | UTTSM
5297 | IND | UTTSM | 232286 | 112 | 45 | H | SL0009895161 | No | 6 | 138 | [12 empty] | 2 | 452.12 | 6 | 547.87 | [10 empty] | 0 | 0 | 999.99 | 138 | 12 | 2 | 7247.76 | 0 | 7247.76 | 23794.0095 | 226394.0733 | 6 | UTTSM
5298 | COM | UTTSS | 44350 | 274 | 45 | H | SL0009895919 | No | 6 | 153 | [12 empty] | 2 | 416.5 | 6 | 583.5 | [10 empty] | 0 | 0 | 1000 | 153 | 1 | 1 | 8035.56 | 0 | 8035.56 | 48568.8817 | 60371.7529 | 6 | UTTSS
5299 | COM | UTTSS | 21100 | 285 | 5 | F | SL0009897418 | No | 6 | 118 | [12 empty] | 4 | 498.75 | 6 | 501.25 | [10 empty] | 0 | 0 | 1000 | 118 | 2 | 2 | 6197.36 | 0 | 6197.36 | 24940.6996 | 18747.15 | 6 | UTTSS
5300 | COM | UTTSS | 44352 | 234 | 45 | H | SL0009907115 | No | 4 | 94 | [12 empty] | 2 | 361.75 | 4 | 638.25 | [10 empty] | 0 | 0 | 1000 | 94 | 3 | 1 | 7195.0869 | 0 | 7195.0869 | 37087.2142 | 60371.7529 | 4 | UTTSS
5301 | COM | UTGS | 30300 | 279 | 5 | F | SL0009907707 | No | 4 | 150 | [12 empty] | 2 | 7 | 3 | 37.72 | 4 | 955.28 | [8 empty] | 0 | 0 | 1000 | 150 | 4 | 1 | 11481.5217 | 0 | 11481.5217 | 38882.0297 | 27686.4 | 4 | UTGS
5302 | IND | UTTSS | 92750 | 279 | 45 | H | SL0009912388 | No | 6 | 1 | [12 empty] | 6 | 3 | [12 empty] | 0 | 0 | 3 | 1 | 2 | 2 | 52.52 | 0 | 52.52 | 90.0464 | 113197.0366 | 6 | UTTSS
5303 | IND | UTFT1 | 244286 | 154 | 45 | H | SL0009912390 | No | 4 | 5 | [12 empty] | 6 | 3 | [12 empty] | 0 | 0 | 3 | 5 | 2 | 1 | 382.7174 | 0 | 382.7174 | 180.0929 | 226394.0733 | 4 | UTFT1
5304 | COM | UTTSM | 11700 | 272 | 20 | L | SL0009912542 | No | 6 | 221 | [12 empty] | 8 | 1000 | [12 empty] | 0 | 0 | 1000 | 221 | 1 | 2 | 11606.92 | 0 | 11606.92 | 36425.4809 | 14339.66 | 6 | UTTSM
5305 | COM | UTTSM | 218853 | 909 | 125 | H | SL0009914855 | No | [8 empty] | 8 | 3 | [18 empty] | 0 | 0 | 0 | 3 | 1 | 2 | 0 | 7594.3939 | 7594.3939 | 0 | 226394.0733 | 8 | UTTSM
5306 | COM | UTGS | 64550 | 285 | 45 | H | SL0009921195 | No | 4 | 636 | [12 empty] | 2 | 34.38 | 4 | 965.62 | [10 empty] | 0 | 0 | 1000 | 636 | 3 | 1 | 48681.6519 | 0 | 48681.6519 | 39434.4571 | 113197.0366 | 4 | UTGS
5307 | COM | UTTSM | 339000 | 353 | 125 | H | SL0009923744 | No | [8 empty] | 6 | 3 | [18 empty] | 0 | 0 | 0 | 3 | 1 | 1 | 0 | 7985.1618 | 7985.1618 | 0 | 264126.4188 | 6 | UTTSM
5308 | COM | UTTSM | 291000 | 213 | 125 | H | SL0009924343 | No | [8 empty] | 6 | 2458 | [18 empty] | 0 | 0 | 0 | 2458 | 1 | 1 | 0 | 6542509.2028 | 6542509.2028 | 0 | 264126.4188 | 6 | UTTSM
5309 | IND | UTTSS | 12100 | 271 | 45 | H | SL0009924541 | No | 2 | 4 | [12 empty] | 4 | 1000 | [12 empty] | 0 | 0 | 1000 | 4 | 1 | 1 | 291.9339 | 0 | 291.9339 | 39680.9617 | 45278.8147 | 2 | UTTSS
5310 | IND | UTTSS | 23300 | 271 | 100 | H | SL0009951592 | No | [8 empty] | 4 | 10 | [18 empty] | 0 | 0 | 0 | 10 | 1 | 1 | 0 | 23004.3175 | 23004.3175 | 0 | 52825.2838 | 4 | UTTSS
5311 | IND | UTTSM | 64550 | 275 | 45 | H | SL0000129369 | No | 3 | 157 | 4 | 89 | [10 empty] | 4 | 6.84 | 6 | 993.16 | [10 empty] | 0 | 0 | 1000 | 246 | 6 | 4 | 18270.7755 | 0 | 18270.7755 | 14972.9419 | 113197.0366 | 3 | UTTSM
5312 | COM | UTGS | 28214 | 283 | 45 | H | SL0000135752 | No | 1.25 | 118 | [12 empty] | 2 | 106.07 | 4 | 823.54 | 6 | 70.39 | [8 empty] | 0 | 0 | 1000 | 118 | 3 | 3 | 8792.5904 | 0 | 8792.5904 | 13450.9588 | 52825.2838 | 1.25 | UTGS
5313 | IND | UTTSS | 5900 | 272 | 3 | F | SL0000135902 | No | 2 | 40 | [12 empty] | 3 | 508.84 | 4 | 491.16 | [10 empty] | 0 | 0 | 1000 | 40 | 4 | 6 | 2919.3391 | 0 | 2919.3391 | 4930.0813 | 3698.6667 | 2 | UTTSS
5314 | COM | UTGS | 20200 | 272 | 45 | H | SL0000136191 | No | 2 | 44 | [12 empty] | 4 | 796.3 | 8 | 24.93 | 12 | 178.78 | [8 empty] | 0 | 0 | 1000.01 | 44 | 1 | 2 | 3211.273 | 0 | 3211.273 | 23219.2096 | 52825.2838 | 2 | UTGS
5315 | IND | UTTSS | 31000 | 158 | 45 | H | SL0000141662 | No | 2 | 37 | [12 empty] | 3 | 1000 | [12 empty] | 0 | 0 | 1000 | 37 | 3 | 4 | 2700.3887 | 0 | 2700.3887 | 4957.7404 | 60371.7529 | 2 | UTTSS
5316 | IND | UTTSS | 8300 | 272 | 10 | L | SL0000150708 | No | 2 | 88 | [12 empty] | 3 | 1000 | [12 empty] | 0 | 0 | 1000 | 88 | 5 | 11 | 6422.546 | 0 | 6422.546 | 1802.8147 | 13649.7 | 2 | UTTSS
5317 | COM | UTGS | 47300 | 272 | 125 | H | SL0000185958 | No | [8 empty] | 2 | 1 | [18 empty] | 0 | 0 | 0 | 1 | 1 | 2 | 0 | 158.975 | 158.975 | 0 | 75464.6911 | 2 | UTGS
5318 | COM | UTGS | 48100 | 274 | 50 | H | SL0000187326 | Yes | [8 empty] | 2 | 1 | [18 empty] | 0 | 0 | 0 | 1 | 1 | 3 | 0 | 158.975 | 158.975 | 0 | 75464.6911 | 2 | UTGS
5319 | IND | UTTSM | 124300 | 275 | 100 | H | SL0000187960 | Yes | [8 empty] | 3 | 1069 | [18 empty] | 0 | 0 | 0 | 1069 | 1 | 2 | 0 | 841095.0933 | 841095.0933 | 0 | 150929.3822 | 3 | UTTSM
5320 | COM | UTGS | 31000 | 158 | 45 | H | SL0000190813 | No | 2 | 101 | [12 empty] | 4 | 1000 | [12 empty] | 0 | 0 | 1000 | 101 | 10 | 9 | 7371.3313 | 0 | 7371.3313 | 4408.9957 | 60371.7529 | 2 | UTGS
5321 | COM | UTGS | 26340 | 236 | 5 | F | SL0000193150 | No | 3 | 319 | [12 empty] | 2 | 228.86 | 4 | 771.14 | [10 empty] | 0 | 0 | 1000 | 319 | 8 | 24 | 23281.7294 | 0 | 23281.7294 | 1585.0015 | 22191.6 | 3 | UTGS
5322 | COM | UTTSL | 580000 | 110 | 125 | H | SL0000193158 | No | [8 empty] | 8 | 10 | 10 | 1 | [16 empty] | 0 | 0 | 0 | 11 | 1 | 2 | 0 | 29185.5963 | 29185.5963 | 0 | 301858.7644 | 8 | UTTSL
5323 | IND | UTTSM | 107950 | 275 | 85 | H | SL0000194419 | No | [8 empty] | 2 | 39 | [18 empty] | 0 | 0 | 0 | 39 | 1 | 2 | 0 | 6200.0236 | 6200.0236 | 0 | 150929.3822 | 2 | UTTSM
5324 | IND | UTTSL | 175000 | 314 | 125 | H | SL0000195854 | No | [8 empty] | 4 | 1 | [18 empty] | 0 | 0 | 0 | 1 | 1 | 2 | 0 | 2300.4317 | 2300.4317 | 0 | 226394.0733 | 4 | UTTSL
5325 | IND | UTTSS | 290000 | 313 | 125 | H | SL0000195865 | No | [8 empty] | 6 | 1489 | [18 empty] | 0 | 0 | 0 | 1489 | 1 | 2 | 0 | 3963301.954 | 3963301.954 | 0 | 264126.4188 | 6 | UTTSS
5326 | IND | UTTSL | 290000 | 313 | 125 | H | SL0000195896 | No | [8 empty] | 6 | 71 | [18 empty] | 0 | 0 | 0 | 71 | 1 | 2 | 0 | 188982.1617 | 188982.1617 | 0 | 264126.4188 | 6 | UTTSL
5327 | COM | UTTSL | 339000 | 353 | 125 | H | SL0000195917 | No | [8 empty] | 4 | 1 | [18 empty] | 0 | 0 | 0 | 1 | 1 | 2 | 0 | 2300.4317 | 2300.4317 | 0 | 264126.4188 | 4 | UTTSL
5328 | IND | UTTSM | 14855 | 278 | 95 | H | SL0000197334 | No | [8 empty] | 4 | 79 | 6 | 83 | 10 | 636 | [14 empty] | 0 | 0 | 0 | 798 | 1 | 2 | 0 | 2864581.1169 | 2864581.1169 | 0 | 45278.8147 | 4 | UTTSM
5329 | COM | UTTSM | 1500 | 270 | 0.25 | F | SL0000201051 | No | [8 empty] | 3 | 698 | [18 empty] | 0 | 0 | 0 | 698 | 1 | 2 | 0 | 549190.248 | 549190.248 | 0 | 2169 | 3 | UTTSM
5330 | IND | UTTSM | 77968 | 234 | 90 | H | SL0000207730 | No | [8 empty] | 3 | 14 | [18 empty] | 0 | 0 | 0 | 14 | 1 | 2 | 0 | 11015.2772 | 11015.2772 | 0 | 113197.0366 | 3 | UTTSM
5331 | IND | UTTSM | 92750 | 279 | 45 | H | SL0000211934 | No | 4 | 30 | [12 empty] | 4 | 509 | 6 | 490 | 1.25 | 1 | [8 empty] | 0 | 0 | 1000 | 30 | 1 | 2 | 2296.3043 | 0 | 2296.3043 | 24822.9959 | 113197.0366 | 4 | UTTSM
5332 | IND | UTTSM | 4310 | 269 | 65 | H | SL0000222468 | No | [8 empty] | 2 | 19 | 4 | 72 | [16 empty] | 0 | 0 | 0 | 91 | 1 | 2 | 0 | 168651.6102 | 168651.6102 | 0 | 37732.3455 | 2 | UTTSM
5333 | IND | UTTSM | 64550 | 275 | 45 | H | SL0000229611 | No | 3 | 79 | [12 empty] | 3 | 497.97 | 4 | 449.18 | 6 | 52.85 | [8 empty] | 0 | 0 | 1000 | 79 | 2 | 3 | 5765.6947 | 0 | 5765.6947 | 10290.5849 | 113197.0366 | 3 | UTTSM
5334 | COM | UTTSM | 72000 | 114 | 45 | H | SL0000242678 | No | 4 | 28 | [12 empty] | 2 | 298.5 | 3 | 7 | 6 | 694.5 | [8 empty] | 0 | 0 | 1000 | 28 | 3 | 3 | 2143.2174 | 0 | 2143.2174 | 17178.2806 | 113197.0366 | 4 | UTTSM
5335 | COM | UTTSM | 31000 | 158 | 45 | H | SL0000244146 | No | 4 | 414 | [12 empty] | 4 | 3 | 6 | 2 | 8 | 995 | [8 empty] | 0 | 0 | 1000 | 414 | 6 | 5 | 31688.9998 | 0 | 31688.9998 | 14545.1623 | 60371.7529 | 4 | UTTSM
5336 | IND | UTTSS | 25000 | 158 | 30 | L | SL0000247836 | No | [8 empty] | 2 | 12 | [18 empty] | 0 | 0 | 0 | 12 | 1 | 2 | 0 | 1907.6996 | 1907.6996 | 0 | 20345.6 | 2 | UTTSS
5337 | IND | UTISGS | 52000 | 273 | 95 | H | SL0000247888 | No | [8 empty] | 3 | 11 | [18 empty] | 0 | 0 | 0 | 11 | 1 | 2 | 0 | 8654.8606 | 8654.8606 | 0 | 113197.0366 | 3 | UTISGS
5338 | COM | UTTSM | 44350 | 274 | 45 | H | SL0000249252 | No | 3 | 426 | [12 empty] | 2 | 1000 | [12 empty] | 0 | 0 | 1000 | 426 | 7 | 3 | 31090.9616 | 0 | 31090.9616 | 10836.9872 | 60371.7529 | 3 | UTTSM
5339 | COM | UTTSM | 147400 | 279 | 80 | H | SL0000254769 | No | [8 empty] | 4 | 171 | 1.25 | 95 | [16 empty] | 0 | 0 | 0 | 266 | 1 | 2 | 0 | 402812.9676 | 402812.9676 | 0 | 150929.3822 | 4 | UTTSM
5340 | IND | UTTSL | 209520 | 113 | 95 | H | SL0000256038 | No | [8 empty] | 4 | 31 | [18 empty] | 0 | 0 | 0 | 31 | 1 | 2 | 0 | 71313.3842 | 71313.3842 | 0 | 226394.0733 | 4 | UTTSL
5341 | IND | UTTSM | 582000 | 310 | 125 | H | SL0000258439 | No | [8 empty] | 6 | 58 | [18 empty] | 0 | 0 | 0 | 58 | 1 | 2 | 0 | 154379.794 | 154379.794 | 0 | 301858.7644 | 6 | UTTSM
5342 | IND | UTTSM | 228423 | 153 | 80 | H | SL0000258496 | No | [8 empty] | 4 | 20 | [18 empty] | 0 | 0 | 0 | 20 | 1 | 2 | 0 | 46008.635 | 46008.635 | 0 | 226394.0733 | 4 | UTTSM
5343 | COM | UTTSM | 35400 | 273 | 60 | H | SL0000264254 | No | [8 empty] | 3 | 1 | [18 empty] | 0 | 0 | 0 | 1 | 1 | 2 | 0 | 786.8055 | 786.8055 | 0 | 60371.7529 | 3 | UTTSM
5344 | IND | UTTSM | 42500 | 273 | 75 | H | SL0000266350 | No | [8 empty] | 2 | 222 | [18 empty] | 0 | 0 | 0 | 222 | 1 | 2 | 0 | 35292.4418 | 35292.4418 | 0 | 60371.7529 | 2 | UTTSM
5345 | COM | UTTSS | 29000 | 158 | 40 | L | SL0000306774 | No | 4 | 1264 | [12 empty] | 4 | 1000 | [12 empty] | 0 | 0 | 1000 | 1264 | 8 | 8 | 96750.956 | 0 | 96750.956 | 4960.1202 | 20345.6 | 4 | UTTSS
5346 | IND | UTTSL | 124492 | 152 | 85 | H | SL0000307063 | No | [8 empty] | 4 | 1 | [18 empty] | 0 | 0 | 0 | 1 | 1 | 2 | 0 | 2300.4317 | 2300.4317 | 0 | 150929.3822 | 4 | UTTSL
5347 | COM | UTFS | 64550 | 275 | 45 | H | SL0000313362 | No | 4 | 609 | [12 empty] | 2 | 80.32 | 4 | 919.68 | [10 empty] | 0 | 0 | 1000 | 609 | 7 | 7 | 46614.978 | 0 | 46614.978 | 5586.4382 | 113197.0366 | 4 | UTFS
5348 | IND | UTTSM | 81700 | 274 | 95 | H | SL0000313982 | No | [8 empty] | 2 | 848 | [18 empty] | 0 | 0 | 0 | 848 | 1 | 2 | 0 | 134810.7686 | 134810.7686 | 0 | 113197.0366 | 2 | UTTSM
5349 | COM | UTTSS | 6600 | 272 | 5 | F | SL0000331146 | No | 2 | 1 | 3 | 1157 | [10 empty] | 8 | 1000 | [12 empty] | 0 | 0 | 1000 | 1158 | 15 | 14 | 84514.8673 | 0 | 84514.8673 | 5203.6401 | 3698.6667 | 2 | UTTSS
5350 | COM | UTGS | 6600 | 272 | 5 | F | SL0000337272 | No | 2 | 1012 | [12 empty] | 2 | 139 | 4 | 170.75 | 6 | 104.75 | 8 | 585.5 | [6 empty] | 0 | 0 | 1000 | 1012 | 6 | 6 | 73859.2796 | 0 | 73859.2796 | 10039.5049 | 3698.6667 | 2 | UTGS
5351 | COM | UTTSS | 9200 | 273 | 5 | F | SL0000366410 | No | 3 | 1127 | [12 empty] | 4 | 903.62 | 0.75 | 24 | 1.25 | 72.38 | [8 empty] | 0 | 0 | 1000 | 1127 | 5 | 5 | 82252.3795 | 0 | 82252.3795 | 7844.5006 | 5118 | 3 | UTTSS
5352 | COM | UTTSS | 44336 | 284 | 45 | H | SL0000370078 | No | 3 | 1038 | 4 | 5 | [10 empty] | 6 | 1000 | [12 empty] | 0 | 0 | 1000 | 1043 | 2 | 3 | 76139.5674 | 0 | 76139.5674 | 20010.3206 | 60371.7529 | 3 | UTTSS
5353 | COM | UTTSS | 44352 | 234 | 45 | H | SL0000371112 | No | 3 | 1224 | [12 empty] | 2 | 6 | 4 | 215 | 6 | 779 | [8 empty] | 0 | 0 | 1000 | 1224 | 6 | 7 | 89331.7769 | 0 | 89331.7769 | 7927.2274 | 60371.7529 | 3 | UTTSS
5354 | IND | UTTSM | 102500 | 275 | 80 | H | SL0000373080 | No | [8 empty] | 4 | 487 | [18 empty] | 0 | 0 | 0 | 487 | 1 | 2 | 0 | 1120310.2619 | 1120310.2619 | 0 | 150929.3822 | 4 | UTTSM
5355 | COM | UTTSM | 70499 | 234 | 80 | H | SL0000374288 | No | [8 empty] | 4 | 389 | [18 empty] | 0 | 0 | 0 | 389 | 1 | 2 | 0 | 894867.9505 | 894867.9505 | 0 | 113197.0366 | 4 | UTTSM
5356 | COM | UTTSS | 14500 | 274 | 5 | F | SL0000375120 | No | 3 | 996 | [12 empty] | 2 | 31.95 | 4 | 968.05 | [10 empty] | 0 | 0 | 1000 | 996 | 1 | 2 | 72691.5439 | 0 | 72691.5439 | 19725.9401 | 10791.3333 | 3 | UTTSS
5357 | IND | UTTSM | 64512 | 235 | 45 | H | SL0000375442 | No | 4 | 1751 | [12 empty] | 4 | 1000 | [12 empty] | 0 | 0 | 1000 | 1751 | 3 | 5 | 134027.6297 | 0 | 134027.6297 | 7936.1923 | 113197.0366 | 4 | UTTSM
5358 | COM | UTGS | 104104 | 234 | 125 | H | SL0000377128 | No | [8 empty] | 3 | 5 | [18 empty] | 0 | 0 | 0 | 5 | 1 | 2 | 0 | 3934.0276 | 3934.0276 | 0 | 150929.3822 | 3 | UTGS
5359 | IND | UTTSL | 248969 | 313 | 105 | H | SL0000507482 | No | [8 empty] | 4 | 6 | [18 empty] | 0 | 0 | 0 | 6 | 2 | 3 | 0 | 13802.5905 | 13802.5905 | 0 | 226394.0733 | 4 | UTTSL
5360 | IND | UTTSM | 70000 | 275 | 50 | H | SL0000561130 | No | [8 empty] | 2 | 336 | [18 empty] | 0 | 0 | 0 | 336 | 1 | 2 | 0 | 53415.5876 | 53415.5876 | 0 | 113197.0366 | 2 | UTTSM
5361 | IND | UTTSM | 127056 | 214 | 90 | H | SL0000561132 | No | [8 empty] | 4 | 12 | [18 empty] | 0 | 0 | 0 | 12 | 1 | 2 | 0 | 27605.181 | 27605.181 | 0 | 150929.3822 | 4 | UTTSM
5362 | COM | UTTSS | 44350 | 274 | 45 | H | SL0000564867 | No | 3 | 75 | [12 empty] | 4 | 1000 | [12 empty] | 0 | 0 | 1000 | 75 | 4 | 4 | 5473.7608 | 0 | 5473.7608 | 9920.2404 | 60371.7529 | 3 | UTTSS
5363 | IND | UTTSL | 291000 | 213 | 125 | H | SL0000566323 | No | [8 empty] | 10 | 2869 | [18 empty] | 0 | 0 | 0 | 2869 | 1 | 2 | 0 | 11105755.55 | 11105755.55 | 0 | 264126.4188 | 10 | UTTSL
5364 | COM | UTGS | 66200 | 273 | 125 | H | SL0000566900 | No | [8 empty] | 3 | 108 | [18 empty] | 0 | 0 | 0 | 108 | 1 | 2 | 0 | 84974.9954 | 84974.9954 | 0 | 113197.0366 | 3 | UTGS
5365 | IND | UTTSM | 28250 | 273 | 45 | H | SL0000567278 | No | [8 empty] | 4 | 1 | [18 empty] | 0 | 0 | 0 | 1 | 1 | 2 | 0 | 2300.4317 | 2300.4317 | 0 | 52825.2838 | 4 | UTTSM
5366 | IND | UTTSL | 156933 | 214 | 85 | H | SL0000570481 | No | [8 empty] | 4 | 15 | [18 empty] | 0 | 0 | 0 | 15 | 1 | 2 | 0 | 34506.4762 | 34506.4762 | 0 | 226394.0733 | 4 | UTTSL
5367 | IND | UTTSL | 227750 | 213 | 95 | H | SL0000637875 | No | [8 empty] | 8 | 39 | [18 empty] | 0 | 0 | 0 | 39 | 1 | 2 | 0 | 98727.1204 | 98727.1204 | 0 | 226394.0733 | 8 | UTTSL
5368 | COM | UTTSS | 20200 | 272 | 45 | H | SL0000642253 | No | 4 | 1324 | [12 empty] | 2 | 91.12 | 4 | 408 | 6 | 385.76 | 1.25 | 115.12 | [6 empty] | 0 | 0 | 1000 | 1324 | 9 | 9 | 101343.5646 | 0 | 101343.5646 | 5125.8912 | 52825.2838 | 4 | UTTSS
5369 | IND | UTTSL | 217571 | 154 | 40 | L | SL0000642257 | No | 6 | 37 | [12 empty] | 6 | 1000 | [12 empty] | 0 | 0 | 1000 | 37 | 1 | 2 | 1943.24 | 0 | 1943.24 | 30015.4809 | 58606.76 | 6 | UTTSL
5370 | COM | UTTSS | 31000 | 158 | 45 | H | SL0000642266 | No | 4 | 1303 | [12 empty] | 2 | 37.04 | 4 | 936.92 | 1.25 | 26.04 | [8 empty] | 0 | 0 | 1000 | 1303 | 4 | 3 | 99736.1516 | 0 | 99736.1516 | 13082.302 | 60371.7529 | 4 | UTTSS
5371 | COM | UTTSS | 7000 | 273 | 0.25 | F | SL0000643453 | No | 2 | 326 | [12 empty] | 2 | 464 | 4 | 536 | [10 empty] | 0 | 0 | 1000 | 326 | 13 | 11 | 23792.6138 | 0 | 23792.6138 | 3304.9165 | 5118 | 2 | UTTSS
5372 | IND | UTTSS | 6600 | 272 | 5 | F | SL0000645546 | No | 2 | 3 | 4 | 1 | 1.25 | 6 | [8 empty] | 2 | 623.95 | 4 | 376.05 | [10 empty] | 0 | 0 | 1000 | 10 | 7 | 8 | 742.5748 | 0 | 742.5748 | 4400.905 | 3698.6667 | 2 | UTTSS
5373 | IND | UTTSM | 217571 | 154 | 40 | L | SL0000652784 | No | 6 | 56 | [12 empty] | 2 | 486.46 | 6 | 513.54 | [10 empty] | 0 | 0 | 1000 | 56 | 5 | 4 | 2941.12 | 0 | 2941.12 | 11660.8956 | 58606.76 | 6 | UTTSM
5374 | COM | UTGS | 31000 | 158 | 45 | H | SL0000653143 | No | 3 | 235 | [12 empty] | 2 | 180 | 4 | 820 | [10 empty] | 0 | 0 | 1000 | 235 | 1 | 2 | 17151.1173 | 0 | 17151.1173 | 19195.1809 | 60371.7529 | 3 | UTGS
5375 | IND | UTTSS | 20200 | 272 | 45 | H | SL0000655348 | No | 2 | 32 | [12 empty] | 8 | 128.58 | 10 | 871.42 | [10 empty] | 0 | 0 | 1000 | 32 | 4 | 31 | 2335.4713 | 0 | 2335.4713 | 2350.031 | 52825.2838 | 2 | UTTSS
5376 | IND | UTTSS | 44350 | 274 | 45 | H | SL0000655350 | No | 4 | 1218 | [12 empty] | 6 | 95.11 | 10 | 904.89 | [10 empty] | 0 | 0 | 1000 | 1218 | 1 | 2 | 93229.956 | 0 | 93229.956 | 35815.8258 | 60371.7529 | 4 | UTTSS
5377 | IND | UTTSM | 22300 | 271 | 95 | H | SL0000657901 | No | [8 empty] | 2 | 30 | [18 empty] | 0 | 0 | 0 | 30 | 1 | 2 | 0 | 4769.2489 | 4769.2489 | 0 | 52825.2838 | 2 | UTTSM
5378 | IND | UTTSS | 64550 | 275 | 45 | H | SL0000721210 | No | 4 | 1590 | [12 empty] | 6 | 1000 | [12 empty] | 0 | 0 | 1000 | 1590 | 2 | 3 | 121704.1298 | 0 | 121704.1298 | 20010.3206 | 113197.0366 | 4 | UTTSS
5379 | COM | UTFS | 2321 | 115 | 2 | F | SL0000808511 | No | 1.25 | 45 | [12 empty] | 2 | 310 | 1.25 | 690 | [10 empty] | 0 | 0 | 1000 | 45 | 7 | 6 | 3353.1065 | 0 | 3353.1065 | 5498.9936 | 2428.75 | 1.25 | UTFS
5380 | COM | UTGS | 20160 | 232 | 45 | H | SL0000935419 | No | 2 | 1019 | [12 empty] | 2 | 83.33 | 6 | 916.67 | [10 empty] | 0 | 0 | 1000 | 1019 | 2 | 2 | 74370.1639 | 0 | 74370.1639 | 28868.8601 | 52825.2838 | 2 | UTGS
5381 | COM | UTTSS | 17800 | 275 | 2 | F | SL0001015398 | No | 3 | 1263 | [12 empty] | 4 | 1000 | [12 empty] | 0 | 0 | 1000 | 1263 | 2 | 3 | 92178.1325 | 0 | 92178.1325 | 13226.9872 | 15242 | 3 | UTTSS
5382 | COM | UTTSS | 25851 | 233 | 40 | L | SL0001064472 | No | 3 | 1177 | 4 | 2 | [10 empty] | 2 | 173.26 | 4 | 710 | 1.25 | 116.74 | [8 empty] | 0 | 0 | 1000 | 1179 | 4 | 4 | 86054.6404 | 0 | 86054.6404 | 9420.8449 | 20345.6 | 3 | UTTSS
5383 | IND | UTFS | 11600 | 273 | 10 | L | SL0001064624 | No | 4 | 825 | [12 empty] | 2 | 108.04 | 4 | 889.96 | 6 | 2 | [8 empty] | 0 | 0 | 1000 | 825 | 5 | 16 | 63148.3692 | 0 | 63148.3692 | 2434.1884 | 14339.66 | 4 | UTFS
5384 | COM | UTTSS | 9200 | 273 | 5 | F | SL0001077641 | No | 3 | 611 | 0.75 | 638 | [10 empty] | 6 | 1000 | [12 empty] | 0 | 0 | 1000 | 1249 | 2 | 2 | 85669.5638 | 0 | 85669.5638 | 30015.4809 | 5118 | 3 | UTTSS
5385 | COM | UTGS | 550 | 460 | 2 | F | SL0001130401 | No | 0.75 | 50 | [12 empty] | 2 | 139.5 | 1.25 | 860.5 | [10 empty] | 0 | 0 | 1000 | 50 | 11 | 16 | 3219.1739 | 0 | 3219.1739 | 2069.582 | 585.0096 | 0.75 | UTGS
5386 | COM | UTTSM | 26340 | 236 | 5 | F | SL0001134651 | No | 4 | 1368 | [12 empty] | 2 | 59.47 | 4 | 940.53 | [10 empty] | 0 | 0 | 1000 | 1368 | 3 | 2 | 104711.4777 | 0 | 104711.4777 | 19627.2809 | 22191.6 | 4 | UTTSM
5387 | COM | UTTSS | 14500 | 274 | 5 | F | SL0001147124 | No | 4 | 1082 | [12 empty] | 4 | 55.65 | 6 | 944.35 | [10 empty] | 0 | 0 | 1000 | 1082 | 1 | 2 | 82820.043 | 0 | 82820.043 | 29449.2421 | 10791.3333 | 4 | UTTSS
5388 | COM | UTTSS | 17808 | 235 | 2 | F | SL0001165040 | No | 3 | 154 | [12 empty] | 2 | 327.06 | 4 | 359.38 | 6 | 313.56 | [8 empty] | 0 | 0 | 1000 | 154 | 6 | 4 | 11239.4556 | 0 | 11239.4556 | 10929.2219 | 15242 | 3 | UTTSS
5389 | COM | UTTSS | 21100 | 275 | 5 | F | SL0001180061 | No | 2 | 3 | 3 | 640 | 4 | 532 | [8 empty] | 4 | 95.68 | 6 | 1 | 8 | 903.32 | [8 empty] | 0 | 0 | 1000 | 1175 | 4 | 17 | 87649.5065 | 0 | 87649.5065 | 4097.908 | 18747.15 | 2 | UTTSS
5390 | RES | UTGS | 320 | 260 | 0.25 | F | SL0001232839 | No | 0.75 | 18 | [12 empty] | 2 | 907.42 | 4 | 92.58 | [10 empty] | 0 | 0 | 1000 | 18 | 11 | 50 | 1158.9026 | 0 | 1158.9026 | 663.4952 | 431 | 0.75 | UTGS
5391 | IND | UTTSM | 59300 | 274 | 65 | H | SL0001249146 | No | [8 empty] | 4 | 48 | [18 empty] | 0 | 0 | 0 | 48 | 3 | 3 | 0 | 110420.724 | 110420.724 | 0 | 113197.0366 | 4 | UTTSM
5392 | IND | UTTSL | 291000 | 213 | 125 | H | SL0001249147 | No | [8 empty] | 4 | 64 | 6 | 2 | 12 | 2 | [14 empty] | 0 | 0 | 0 | 69 | 3 | 2 | 0 | 161926.3331 | 161926.3331 | 0 | 264126.4188 | 4 | UTTSL
5393 | COM | UTTSS | 14500 | 274 | 5 | F | SL0001544249 | No | 2 | 1122 | [12 empty] | 2 | 374.5 | 4 | 625.5 | [10 empty] | 0 | 0 | 1000 | 1122 | 7 | 6 | 81887.4621 | 0 | 81887.4621 | 6165.9661 | 10791.3333 | 2 | UTTSS
5394 | COM | UTTSS | 9200 | 273 | 5 | F | SL0001545027 | No | 2 | 991 | [12 empty] | 2 | 21.3 | 4 | 978.7 | [10 empty] | 0 | 0 | 1000 | 991 | 6 | 6 | 72326.6265 | 0 | 72326.6265 | 6588.0401 | 5118 | 2 | UTTSS
5395 | RES | UTGS | 320 | 261 | 0.25 | F | SL0001548050 | No | 0.5 | 7 | [12 empty] | 2 | 932 | 0.75 | 68 | [10 empty] | 0 | 0 | 1000 | 7 | 16 | 12 | 478.8243 | 0 | 478.8243 | 2752.2001 | 431 | 0.5 | UTGS
5396 | COM | UTFS | 5550 | 272 | 2 | F | SL0004000231 | No | 2 | 436 | [12 empty] | 2 | 215 | 3 | 785 | [10 empty] | 0 | 0 | 1000 | 436 | 4 | 3 | 31820.7963 | 0 | 31820.7963 | 7519.0539 | 3698.6667 | 2 | UTFS
5397 | COM | UTGS | 21100 | 275 | 5 | F | SL0004016216 | No | 4 | 1211 | 6 | 1 | [10 empty] | 6 | 1000 | [12 empty] | 0 | 0 | 1000 | 1212 | 3 | 3 | 92746.6717 | 0 | 92746.6717 | 20010.3206 | 18747.15 | 4 | UTGS
5398 | RES | UTGS | 320 | 760 | 0.25 | F | SL0004028818 | No | 0.75 | 25 | [12 empty] | 2 | 563 | 4 | 437 | [10 empty] | 0 | 0 | 1000 | 25 | 6 | 15 | 1609.5869 | 0 | 1609.5869 | 2376.2834 | 431 | 0.75 | UTGS
5399 | COM | UTGS | 44350 | 274 | 45 | H | SL0004029009 | No | 4 | 1216 | 6 | 1 | 8 | 2 | [8 empty] | 2 | 85.08 | 4 | 148.16 | 6 | 1 | 8 | 765.75 | [6 empty] | 0 | 0 | 999.99 | 1219 | 2 | 2 | 93292.6202 | 0 | 93292.6202 | 32245.4094 | 60371.7529 | 4 | UTGS
5400 | COM | UTGS | 92750 | 279 | 45 | H | SL0004044356 | No | 4 | 2973 | 6 | 1 | [10 empty] | 6 | 1000 | [12 empty] | 0 | 0 | 1000 | 2974 | 2 | 3 | 227616.2796 | 0 | 227616.2796 | 20010.3206 | 113197.0366 | 4 | UTGS
5401 | COM | UTGS | 92750 | 279 | 45 | H | SL0004044357 | No | 4 | 2794 | 6 | 1 | [10 empty] | 6 | 623.99 | 8 | 376.01 | [10 empty] | 0 | 0 | 1000 | 2795 | 1 | 2 | 213914.9971 | 0 | 213914.9971 | 32425.705 | 113197.0366 | 4 | UTGS
5402 | COM | UTGS | 44350 | 274 | 45 | H | SL0004063406 | No | 4 | 1580 | 6 | 1 | 8 | 1 | [8 empty] | 6 | 1 | 8 | 999 | [10 empty] | 0 | 0 | 1000 | 1582 | 1 | 2 | 121072.8306 | 0 | 121072.8306 | 36419.0709 | 60371.7529 | 4 | UTGS
5403 | IND | UTTSM | 232286 | 112 | 45 | H | SL0004075265 | No | 6 | 14 | 8 | 1679 | [10 empty] | 8 | 1000 | [12 empty] | 0 | 0 | 1000 | 1693 | 2 | 2 | 137767.8724 | 0 | 137767.8724 | 36425.4809 | 226394.0733 | 6 | UTTSM
5404 | COM | UTGS | 44350 | 274 | 45 | H | SL0004077122 | No | 4 | 1109 | 6 | 2 | [10 empty] | 6 | 1000 | [12 empty] | 0 | 0 | 1000 | 1111 | 2 | 4 | 52520 | 0 | 52520 | 15007.7404 | 60371.7529 | 4 | UTGS
5405 | RES | UTGS | 550 | 760 | 2 | F | SL0004079232 | No | 0.75 | 18 | [12 empty] | 2 | 473.83 | 4 | 426.17 | 1.25 | 100 | [8 empty] | 0 | 0 | 1000 | 18 | 6 | 4 | 1158.9026 | 0 | 1158.9026 | 8909.1502 | 585.0096 | 0.75 | UTGS
5406 | COM | UTFS | 3300 | 271 | 2 | F | SL0008098872 | No | 1.25 | 23 | [12 empty] | 3 | 140.28 | 4 | 859.72 | [10 empty] | 0 | 0 | 1000 | 23 | 3 | 3 | 1713.81 | 0 | 1713.81 | 12298.8012 | 2145.6667 | 1.25 | UTFS
5407 | COM | UTTSS | 9200 | 273 | 5 | F | SL0009763585 | No | 2 | 1398 | [12 empty] | 4 | 1000 | [12 empty] | 0 | 0 | 1000 | 1398 | 2 | 2 | 102030.902 | 0 | 102030.902 | 19840.4809 | 5118 | 2 | UTTSS
5408 | COM | UTTSS | 6600 | 272 | 5 | F | SL0009774148 | No | 2 | 1538 | [12 empty] | 2 | 938 | 4 | 62 | [10 empty] | 0 | 0 | 1000 | 1538 | 9 | 5 | 112248.5889 | 0 | 112248.5889 | 6591.1003 | 3698.6667 | 2 | UTTSS
5409 | COM | UTTSS | 9200 | 273 | 5 | F | SL0009794342 | No | 2 | 1044 | [12 empty] | 2 | 973.7 | 4 | 26.3 | [10 empty] | 0 | 0 | 1000 | 1044 | 3 | 3 | 76194.7509 | 0 | 76194.7509 | 10899.8442 | 5118 | 2 | UTTSS
5410 | COM | UTTSS | 21100 | 275 | 5 | F | SL0009809362 | No | 4 | 1186 | [12 empty] | 2 | 311.34 | 4 | 688.66 | [10 empty] | 0 | 0 | 1000 | 1186 | 4 | 31 | 90780.5647 | 0 | 90780.5647 | 1208.0211 | 18747.15 | 4 | UTTSS
5411 | COM | UTFS | 3897 | 281 | 2 | F | SL0009821286 | No | 1.25 | 64 | [12 empty] | 2 | 971 | 0.75 | 29 | [10 empty] | 0 | 0 | 1000 | 64 | 3 | 11 | 4768.8626 | 0 | 4768.8626 | 2975.5256 | 2145.6667 | 1.25 | UTFS
5412 | RES | UTGS | 320 | 461 | 0.25 | F | SL0009835430 | No | 0.75 | 9 | [12 empty] | 2 | 1000 | [12 empty] | 0 | 0 | 1000 | 9 | 13 | 34 | 579.4513 | 0 | 579.4513 | 956.2048 | 431 | 0.75 | UTGS
5413 | RES | UTGS | 540 | 259 | 0.25 | F | SL0009836591 | No | 0.75 | 21 | [12 empty] | 2 | 670 | 0.75 | 330 | [10 empty] | 0 | 0 | 1000 | 21 | 17 | 11 | 1352.053 | 0 | 1352.053 | 3182.942 | 585.0096 | 0.75 | UTGS
5414 | IND | UTTSS | 14487 | 284 | 5 | F | SL0009844115 | No | 2 | 4 | 3 | 1031 | [10 empty] | 2 | 981.25 | 1.25 | 18.75 | [10 empty] | 0 | 0 | 1000 | 1035 | 7 | 5 | 75537.8996 | 0 | 75537.8996 | 6504.8173 | 10791.3333 | 2 | UTTSS
5415 | COM | UTGS | 2400 | 755 | 2 | F | SL0009866032 | No | 1.25 | 100 | [12 empty] | 4 | 979 | 1.25 | 21 | [10 empty] | 0 | 0 | 1000 | 100 | 3 | 4 | 7451.3478 | 0 | 7451.3478 | 9886.2729 | 2428.75 | 1.25 | UTGS
5416 | COM | UTTSS | 6113 | 282 | 2 | F | SL0009871735 | No | 2 | 307 | 4 | 1355 | [10 empty] | 6 | 1000 | [12 empty] | 0 | 0 | 1000 | 1662 | 2 | 3 | 126122.3402 | 0 | 126122.3402 | 20010.3206 | 3698.6667 | 2 | UTTSS
5417 | COM | UTGS | 17800 | 275 | 2 | F | SL0009881835 | No | 3 | 1180 | [12 empty] | 2 | 121.48 | 3 | 65.02 | 4 | 794.26 | 1.25 | 19.24 | [6 empty] | 0 | 0 | 1000 | 1180 | 8 | 4 | 86120.5038 | 0 | 86120.5038 | 9348.7051 | 15242 | 3 | UTGS
5418 | COM | UTGS | 18221 | 284 | 10 | L | SL0009907087 | No | 3 | 449 | [12 empty] | 6 | 1000 | [12 empty] | 0 | 0 | 1000 | 449 | 5 | 2 | 32769.5815 | 0 | 32769.5815 | 30015.4809 | 17706.4 | 3 | UTGS
5419 | RES | UTGS | 320 | 760 | 0.25 | F | SL0009911005 | No | 0.75 | 22 | [12 empty] | 2 | 1000 | [12 empty] | 0 | 0 | 1000 | 22 | 16 | 8 | 1416.4365 | 0 | 1416.4365 | 4063.8702 | 431 | 0.75 | UTGS
5420 | COM | UTTSS | 21100 | 285 | 5 | F | SL0009919151 | No | 4 | 972 | [12 empty] | 4 | 256 | 6 | 744 | [10 empty] | 0 | 0 | 1000 | 972 | 3 | 8 | 74400.2605 | 0 | 74400.2605 | 6852.6702 | 18747.15 | 4 | UTTSS
5421 | COM | UTTSM | 21100 | 275 | 5 | F | SL0009921229 | No | 4 | 1457 | [12 empty] | 4 | 152.5 | 6 | 482.13 | 8 | 365.37 | [8 empty] | 0 | 0 | 1000 | 1457 | 3 | 3 | 111523.8472 | 0 | 111523.8472 | 20537.21 | 18747.15 | 4 | UTTSM
5422 | IND | UTTSM | 12833 | 282 | 20 | L | SL0009952407 | No | 6 | 1467 | [12 empty] | 6 | 1000 | [12 empty] | 0 | 0 | 1000 | 1467 | 2 | 3 | 77046.84 | 0 | 77046.84 | 20010.3206 | 14339.66 | 6 | UTTSM
5423 | IND | UTTSS | 4670 | 278 | 20 | L | SL0009952511 | No | 6 | 13 | [12 empty] | 2 | 204.36 | 4 | 351.64 | 6 | 444 | [8 empty] | 0 | 0 | 1000 | 13 | 1 | 2 | 682.76 | 0 | 682.76 | 23625.5503 | 13417.7 | 6 | UTTSS
5424 | IND | UTTSM | 232286 | 112 | 45 | H | SL0009954556 | No | 8 | 10 | [12 empty] | 8 | 1000 | [12 empty] | 0 | 0 | 1000 | 10 | 1 | 2 | 816.156 | 0 | 816.156 | 36425.4809 | 226394.0733 | 8 | UTTSM
5425 | RES | UTGS | 17800 | 275 | 2 | F | SL0009971892 | No | 4 | 1097 | [12 empty] | 2 | 364 | 4 | 295 | 6 | 341 | [8 empty] | 0 | 0 | 1000 | 1097 | 5 | 2 | 83968.1952 | 0 | 83968.1952 | 22005.2159 | 15242 | 4 | UTGS
5426 | IND | UTTSM | 124300 | 275 | 100 | H | SL0009981226 | No | [8 empty] | 2 | 200 | [18 empty] | 0 | 0 | 0 | 200 | 1 | 2 | 0 | 31794.9926 | 31794.9926 | 0 | 150929.3822 | 2 | UTTSM
5427 | IND | UTTSL | 216898 | 313 | 90 | H | SL0009988010 | No | [8 empty] | 4 | 58 | [18 empty] | 0 | 0 | 0 | 58 | 1 | 2 | 0 | 133425.0415 | 133425.0415 | 0 | 226394.0733 | 4 | UTTSL
5428 | COM | UTTSS | 170000 | 414 | 125 | H | SL0009988946 | No | [8 empty] | 4 | 326 | [18 empty] | 0 | 0 | 0 | 326 | 1 | 2 | 0 | 749940.7503 | 749940.7503 | 0 | 226394.0733 | 4 | UTTSS
5429 | COM | IDFS | 2225 | 278 | 2 | F | SL0000571672 | No | 1.25 | 193 | [12 empty] | 2 | 1000 | [12 empty] | 0 | 0 | 1000 | 193 | 10 | 12 | 14381.1012 | 0 | 14381.1012 | 2709.2468 | 2428.75 | 1.25 | IDFS
5430 | COM | IDFS | 9200 | 273 | 5 | F | SL0000571959 | No | 2 | 183 | [12 empty] | 2 | 216.41 | 4 | 783.59 | [10 empty] | 0 | 0 | 1000 | 183 | 13 | 11 | 13355.9764 | 0 | 13355.9764 | 3466.3002 | 5118 | 2 | IDFS
5431 | IND | IDTSS | 9200 | 273 | 5 | F | SL0000574483 | No | 2 | 238 | [12 empty] | 4 | 907 | 6 | 93 | [10 empty] | 0 | 0 | 1000 | 238 | 2 | 1 | 17370.0677 | 0 | 17370.0677 | 41573.5117 | 5118 | 2 | IDTSS
5432 | IND | IDTSS | 14500 | 274 | 5 | F | SL0009971792 | No | 2 | 12 | [12 empty] | 2 | 620.21 | 4 | 379.79 | [10 empty] | 0 | 0 | 1000 | 12 | 3 | 1 | 875.8017 | 0 | 875.8017 | 35234.056 | 10791.3333 | 2 | IDTSS
5433 | COM | IDFS | 18221 | 284 | 10 | L | SL0009909830 | No | 2 | 124 | [12 empty] | 2 | 593.75 | 4 | 104 | 6 | 302.25 | [8 empty] | 0 | 0 | 1000 | 124 | 9 | 9 | 9049.9513 | 0 | 9049.9513 | 4619.3957 | 17706.4 | 2 | IDFS
5434 | NRES | UTTSM | 135120 | 235 | 110 | H | SL0000327045 | Yes | [8 empty] | 6 | 186 | [18 empty] | 0 | 0 | 0 | 186 | 1 | 2 | 0 | 495080.0292 | 495080.0292 | 0 | 150929.3822 | 6 | UTTSM
5435 | NRES | UTTSL | 265000 | 310 | 50 | H | SL0000247839 | Yes | [8 empty] | 6 | 1 | 8 | 170 | 12 | 3 | [14 empty] | 0 | 0 | 0 | 174 | 1 | 4 | 0 | 447073.5969 | 447073.5969 | 0 | 264126.4188 | 6 | UTTSL
5436 | IND | UTTSL | 662000 | 262 | 50 | H | SL0001003987 | Yes | [8 empty] | 10 | 2540 | [18 empty] | 0 | 0 | 0 | 2540 | 2 | 2 | 0 | 9832213 | 9832213 | 0 | 301858.7644 | 10 | UTTSL
5437 | IND | UTTSL | 121714 | 113 | 45 | H | SL0000828005 | No | 4 | 38 | [12 empty] | 6 | 1000 | [12 empty] | 0 | 0 | 1000 | 38 | 1 | 3 | 2908.6522 | 0 | 2908.6522 | 20010.3206 | 150929.3822 | 4 | UTTSL
5438 | COM | UTTSS | 17800 | 275 | 2 | F | SL0000247830 | No | 3 | 85 | [12 empty] | 4 | 710 | 6 | 290 | [10 empty] | 0 | 0 | 1000 | 85 | 4 | 4 | 6203.5956 | 0 | 6203.5956 | 11395.6154 | 15242 | 3 | UTTSS
5439 | COM | UTTSM | 232286 | 112 | 45 | H | SL0009897418 | No | 6 | 118 | [12 empty] | 4 | 498.75 | 6 | 501.25 | [10 empty] | 0 | 0 | 1000 | 118 | 2 | 2 | 6197.36 | 0 | 6197.36 | 24940.6996 | 226394.0733 | 6 | UTTSM
5440 | IND | UTTSM | 232286 | 112 | 45 | H | SL0004049748 | No | 6 | 198 | [12 empty] | 2 | 17 | 4 | 1 | 6 | 852 | 8 | 130 | [6 empty] | 0 | 0 | 1000 | 198 | 1 | 2 | 10398.96 | 0 | 10398.96 | 30604.6859 | 226394.0733 | 6 | UTTSM
5441 | COM | UTTSM | 44350 | 274 | 45 | H | SL0000252870 | No | 2 | 68 | [12 empty] | 2 | 184 | 4 | 816 | [10 empty] | 0 | 0 | 1000 | 68 | 1 | 2 | 4962.8765 | 0 | 4962.8765 | 19180.8409 | 60371.7529 | 2 | UTTSM
5442 | COM | UTTSM | 92750 | 279 | 45 | H | SL0009842307 | No | 4 | 5 | 6 | 426 | [10 empty] | 4 | 456.16 | 6 | 490.95 | 8 | 52.88 | [8 empty] | 0 | 0 | 999.99 | 431 | 1 | 2 | 22756.2374 | 0 | 22756.2374 | 25712.7135 | 113197.0366 | 4 | UTTSM
5443 | COM | UTGS | 40000 | 113 | 5 | F | SL0001134414 | No | 6 | 344 | [12 empty] | 4 | 211.5 | 6 | 788.5 | [10 empty] | 0 | 0 | 1000 | 344 | 1 | 4 | 18066.88 | 0 | 18066.88 | 13931.7342 | 27686.4 | 6 | UTGS
5444 | COM | UTTSM | 64550 | 275 | 45 | H | SL0001211752 | No | 3 | 4 | 4 | 347 | 6 | 1 | [8 empty] | 2 | 368.5 | 6 | 631.5 | [10 empty] | 0 | 0 | 1000 | 352 | 3 | 2 | 26905.0407 | 0 | 26905.0407 | 24944.9209 | 113197.0366 | 3 | UTTSM
5445 | IND | UTTSM | 111600 | 113 | 40 | L | SL0000573489 | No | 4 | 43 | [12 empty] | 4 | 1000 | [12 empty] | 0 | 0 | 1000 | 43 | 3 | 5 | 3291.3695 | 0 | 3291.3695 | 7936.1923 | 45418 | 4 | UTTSM
5446 | COM | UTTSM | 108400 | 279 | 55 | H | SL0009914855 | Yes | [8 empty] | 8 | 3 | [18 empty] | 0 | 0 | 0 | 3 | 1 | 2 | 0 | 7594.3939 | 7594.3939 | 0 | 150929.3822 | 8 | UTTSM
5447 | COM | UTTSM | 84900 | 279 | 40 | L | SL0009841230 | No | 4 | 248 | [12 empty] | 4 | 6.59 | 6 | 992.41 | 1 | 1 | [8 empty] | 0 | 0 | 1000 | 248 | 1 | 2 | 18982.7825 | 0 | 18982.7825 | 29929.7763 | 45676.61 | 4 | UTTSM
5448 | COM | UTTSM | 252000 | 112 | 50 | H | SL0004021441 | Yes | [8 empty] | 4 | 5 | [18 empty] | 0 | 0 | 0 | 5 | 1 | 2 | 0 | 11502.1587 | 11502.1587 | 0 | 264126.4188 | 4 | UTTSM
5449 | IND | UTTSS | 21100 | 275 | 5 | F | SL0009782525 | No | 2 | 11 | 4 | 608 | [10 empty] | 6 | 1000 | [12 empty] | 0 | 0 | 1000 | 619 | 3 | 2 | 47341.2528 | 0 | 47341.2528 | 30015.4809 | 18747.15 | 2 | UTTSS
5450 | IND | UTTSL | 74250 | 274 | 85 | H | SL0000307063 | Yes | [8 empty] | 4 | 1 | [18 empty] | 0 | 0 | 0 | 1 | 1 | 2 | 0 | 2300.4317 | 2300.4317 | 0 | 113197.0366 | 4 | UTTSL
5451 | IND | UTTSL | 16200 | 271 | 65 | H | SL0001073309 | Yes | [8 empty] | 4 | 4 | [18 empty] | 0 | 0 | 0 | 4 | 1 | 2 | 0 | 9201.727 | 9201.727 | 0 | 45278.8147 | 4 | UTTSL
5452 | IND | UTTSM | 72000 | 114 | 45 | H | SL0000657465 | No | 4 | 11 | [12 empty] | 4 | 1000 | [12 empty] | 0 | 0 | 1000 | 11 | 5 | 2 | 841.9783 | 0 | 841.9783 | 19840.4809 | 113197.0366 | 4 | UTTSM
5453 | COM | UTTSL | 170000 | 114 | 125 | H | SL0000193158 | Yes | [8 empty] | 8 | 10 | 10 | 1 | [16 empty] | 0 | 0 | 0 | 11 | 1 | 2 | 0 | 29185.5963 | 29185.5963 | 0 | 226394.0733 | 8 | UTTSL
5454 | COM | UTTSL | 28400 | 271 | 125 | H | SL0004040102 | Yes | [8 empty] | 6 | 2 | [18 empty] | 0 | 0 | 0 | 2 | 1 | 3 | 0 | 5323.4412 | 5323.4412 | 0 | 52825.2838 | 6 | UTTSL
5455 | COM | UTFT1 | 1455000 | 264 | 125 | H | SL0000247904 | Yes | [8 empty] | 10 | 1 | [18 empty] | 0 | 0 | 0 | 1 | 1 | 3 | 0 | 3870.95 | 3870.95 | 0 | 754646.9109 | 10 | UTFT1
5456 | COM | UTTSL | 66200 | 277 | 125 | H | SL0004040102 | Yes | [8 empty] | 6 | 2 | [18 empty] | 0 | 0 | 0 | 2 | 1 | 3 | 0 | 5323.4412 | 5323.4412 | 0 | 113197.0366 | 6 | UTTSL
5457 | IND | UTTSL | 170000 | 214 | 125 | H | SL0000195896 | Yes | [8 empty] | 6 | 71 | [18 empty] | 0 | 0 | 0 | 71 | 1 | 2 | 0 | 188982.1617 | 188982.1617 | 0 | 226394.0733 | 6 | UTTSL
5458 | COM | UTFT1C | 50000 | 933 | 125 | H | SL0009821364 | Yes | [8 empty] | 16 | 123 | [18 empty] | 0 | 0 | 0 | 123 | 1 | 4 | 0 | 777481.77 | 777481.77 | 0 | 113197.0366 | 16 | UTFT1C
5459 | COM | UTTSM | 65000 | 733 | 45 | H | SL0000327045 | Yes | [8 empty] | 6 | 186 | [18 empty] | 0 | 0 | 0 | 186 | 1 | 2 | 0 | 495080.0292 | 495080.0292 | 0 | 113197.0366 | 6 | UTTSM
5460 | IND | UTTSM | 175400 | 452 | 125 | H | SL0000222468 | Yes | [8 empty] | 2 | 19 | 4 | 72 | [16 empty] | 0 | 0 | 0 | 91 | 1 | 2 | 0 | 168651.6102 | 168651.6102 | 0 | 226394.0733 | 2 | UTTSM
5461 | COM | UTTSM | 135722 | 285 | 80 | H | SL0000201051 | Yes | [8 empty] | 3 | 698 | [18 empty] | 0 | 0 | 0 | 698 | 1 | 2 | 0 | 549190.248 | 549190.248 | 0 | 150929.3822 | 3 | UTTSM
5462 | IND | UTTSM | 212570 | 112 | 40 | L | SL0009952407 | No | 6 | 1467 | [12 empty] | 6 | 1000 | [12 empty] | 0 | 0 | 1000 | 1467 | 2 | 3 | 77046.84 | 0 | 77046.84 | 20010.3206 | 58606.76 | 6 | UTTSM
5463 | COM | UTTSS | 22260 | 236 | 2 | F | SL0001195037 | No | 4 | 585 | [12 empty] | 4 | 1000 | [12 empty] | 0 | 0 | 1000 | 585 | 16 | 21 | 44777.9345 | 0 | 44777.9345 | 1889.5696 | 18747.15 | 4 | UTTSS
5464 | COM | UTTSM | 92750 | 279 | 45 | H | SL0001185014 | No | 4 | 133 | [12 empty] | 4 | 1000 | [12 empty] | 0 | 0 | 1000 | 133 | 2 | 2 | 10180.2826 | 0 | 10180.2826 | 19840.4809 | 113197.0366 | 4 | UTTSM
5465 | COM | UTTSL | 140000 | 114 | 100 | H | SL0001561486 | Yes | [8 empty] | 4 | 1 | [18 empty] | 0 | 0 | 0 | 1 | 1 | 2 | 0 | 2300.4317 | 2300.4317 | 0 | 150929.3822 | 4 | UTTSL
5466 | IND | UTTSS | 142000 | 153 | 45 | H | SL0004072870 | No | 6 | 84 | [12 empty] | 6 | 1000 | [12 empty] | 0 | 0 | 1000 | 84 | 1 | 2 | 4411.68 | 0 | 4411.68 | 30015.4809 | 150929.3822 | 6 | UTTSS
5467 | COM | UTTSS | 21100 | 275 | 5 | F | SL0001131235 | No | 2 | 58 | 4 | 208 | [10 empty] | 3 | 687.49 | 4 | 312.51 | [10 empty] | 0 | 0 | 1000 | 266 | 3 | 4 | 20154.0851 | 0 | 20154.0851 | 6508.5713 | 18747.15 | 2 | UTTSS
5468 | COM | UTGS | 47300 | 272 | 125 | H | SL0000185958 | Yes | [8 empty] | 2 | 1 | [18 empty] | 0 | 0 | 0 | 1 | 1 | 2 | 0 | 158.975 | 158.975 | 0 | 75464.6911 | 2 | UTGS
5469 | IND | UTTSM | 227750 | 213 | 95 | H | SL0000197334 | Yes | [8 empty] | 4 | 79 | 6 | 83 | 10 | 636 | [14 empty] | 0 | 0 | 0 | 798 | 1 | 2 | 0 | 2864581.1169 | 2864581.1169 | 0 | 226394.0733 | 4 | UTTSM
5470 | IND | UTTSL | 175000 | 314 | 125 | H | SL0001249147 | Yes | [8 empty] | 4 | 64 | 6 | 2 | 8 | 1 | [14 empty] | 0 | 0 | 0 | 67 | 3 | 2 | 0 | 155082.5378 | 155082.5378 | 0 | 226394.0733 | 4 | UTTSL
5471 | IND | UTTSM | 175400 | 452 | 125 | H | SL0001157584 | Yes | [8 empty] | 3 | 318 | [18 empty] | 0 | 0 | 0 | 318 | 1 | 2 | 0 | 250204.1531 | 250204.1531 | 0 | 226394.0733 | 3 | UTTSM
5472 | IND | UTTSM | 244286 | 110 | 45 | H | SL0001087621 | No | 6 | 712 | [12 empty] | 6 | 496.61 | 8 | 503.39 | [10 empty] | 0 | 0 | 1000 | 712 | 1 | 2 | 37394.24 | 0 | 37394.24 | 33242.2108 | 226394.0733 | 6 | UTTSM
5473 | COM | UTTSM | 44336 | 284 | 45 | H | SL0001082458 | Yes | [8 empty] | 3 | 1 | [18 empty] | 0 | 0 | 0 | 1 | 1 | 2 | 0 | 786.8055 | 786.8055 | 0 | 60371.7529 | 3 | UTTSM
5474 | IND | UTTSM | 64550 | 275 | 45 | H | SL0000150708 | No | 2 | 88 | [12 empty] | 3 | 1000 | [12 empty] | 0 | 0 | 1000 | 88 | 5 | 11 | 6422.546 | 0 | 6422.546 | 1802.8147 | 113197.0366 | 2 | UTTSM
5475 | IND | UTTSM | 49600 | 273 | 90 | H | SL0001552115 | Yes | [8 empty] | 3 | 62 | [18 empty] | 0 | 0 | 0 | 62 | 1 | 2 | 0 | 48781.9418 | 48781.9418 | 0 | 75464.6911 | 3 | UTTSM
5476 | COM | UTTSM | 212570 | 112 | 40 | L | SL0009912542 | No | 6 | 221 | [12 empty] | 8 | 1000 | [12 empty] | 0 | 0 | 1000 | 221 | 1 | 2 | 11606.92 | 0 | 11606.92 | 36425.4809 | 58606.76 | 6 | UTTSM
5477 | COM | UTTSM | 244286 | 110 | 45 | H | SL0001099552 | No | 4 | 139 | [12 empty] | 2 | 36.73 | 4 | 107.12 | 6 | 856.15 | [8 empty] | 0 | 0 | 1000 | 139 | 3 | 4 | 10639.5434 | 0 | 10639.5434 | 14210.065 | 226394.0733 | 4 | UTTSM
5478 | COM | UTTSL | 97000 | 457 | 125 | H | SL0004011958 | Yes | [8 empty] | 6 | 8 | [18 empty] | 0 | 0 | 0 | 8 | 1 | 2 | 0 | 21293.7647 | 21293.7647 | 0 | 113197.0366 | 6 | UTTSL
5479 | IND | UTTSL | 582000 | 310 | 125 | H | SL0000247839 | Yes | [8 empty] | 6 | 1 | 8 | 170 | 12 | 3 | [14 empty] | 0 | 0 | 0 | 174 | 1 | 4 | 0 | 447073.5969 | 447073.5969 | 0 | 301858.7644 | 6 | UTTSL
5480 | COM | UTGS | 104100 | 274 | 125 | H | SL0009855088 | Yes | [8 empty] | 4 | 405 | [18 empty] | 0 | 0 | 0 | 405 | 1 | 2 | 0 | 931674.8585 | 931674.8585 | 0 | 150929.3822 | 4 | UTGS
5481 | COM | UTTSL | 64550 | 275 | 45 | H | SL0000176728 | No | 6 | 208 | [12 empty] | 2 | 5 | 4 | 7.38 | 6 | 111 | 8 | 450.38 | 10 | 423.25 | 1.25 | 3 |  |  | 0 | 0 | 1000.01 | 208 | 2 | 2 | 10924.16 | 0 | 10924.16 | 35431.6278 | 113197.0366 | 6 | UTTSL
5482 | IND | UTTSM | 44350 | 274 | 45 | H | SL0000125248 | No | 0.75 | 53 | [12 empty] | 4 | 1000 | [12 empty] | 0 | 0 | 1000 | 53 | 1 | 2 | 3412.3243 | 0 | 3412.3243 | 19840.4809 | 60371.7529 | 0.75 | UTTSM
5483 | IND | UTTSM | 64550 | 275 | 45 | H | SL0000191618 | No | 3 | 156 | 4 | 1 | [10 empty] | 4 | 9.7 | 6 | 1 | 8 | 989.3 | [8 empty] | 0 | 0 | 1000 | 157 | 6 | 7 | 11461.966 | 0 | 11461.966 | 10359.4847 | 113197.0366 | 3 | UTTSM
5484 | COM | UTTSS | 17800 | 285 | 2 | F | SL0000270588 | No | 1.25 | 191 | [12 empty] | 2 | 64.72 | 3 | 807 | 1.25 | 128.28 | [8 empty] | 0 | 0 | 1000 | 191 | 7 | 8 | 14232.0743 | 0 | 14232.0743 | 2795.9997 | 15242 | 1.25 | UTTSS
5485 | IND | UTTSM | 114897 | 114 | 90 | H | SL0000657901 | Yes | [8 empty] | 2 | 30 | [18 empty] | 0 | 0 | 0 | 30 | 1 | 2 | 0 | 4769.2489 | 4769.2489 | 0 | 150929.3822 | 2 | UTTSM
5486 | COM | UTTSM | 232286 | 112 | 45 | H | SL0000257058 | No | 4 | 729 | [12 empty] | 4 | 1000 | [12 empty] | 0 | 0 | 1000 | 729 | 3 | 3 | 55800.1953 | 0 | 55800.1953 | 13226.9872 | 226394.0733 | 4 | UTTSM
5487 | COM | UTFT1 | 23500 | 273 | 35 | L | SL0000247904 | Yes | [8 empty] | 10 | 1 | [18 empty] | 0 | 0 | 0 | 1 | 1 | 3 | 0 | 3870.95 | 3870.95 | 0 | 19488.7267 | 10 | UTFT1
5488 | IND | UTTSM | 44350 | 274 | 45 | H | SL0004075265 | No | 6 | 14 | 8 | 1679 | [10 empty] | 8 | 1000 | [12 empty] | 0 | 0 | 1000 | 1693 | 2 | 2 | 137767.8724 | 0 | 137767.8724 | 36425.4809 | 60371.7529 | 6 | UTTSM
5489 | IND | UTTSM | 20200 | 272 | 45 | H | SL0000249846 | No | 10 | 2 | 12 | 4 | [10 empty] | 4 | 238 | 6 | 173 | 10 | 5 | 12 | 584 | [6 empty] | 0 | 0 | 1000 | 6 | 4 | 5 | 563.0776 | 0 | 563.0776 | 12547.7283 | 52825.2838 | 10 | UTTSM
5490 | COM | UTTSL | 175000 | 314 | 125 | H | SL0009828096 | Yes | [8 empty] | 4 | 65 | [18 empty] | 0 | 0 | 0 | 65 | 1 | 2 | 0 | 149528.0637 | 149528.0637 | 0 | 226394.0733 | 4 | UTTSL
5491 | IND | UTTSS | 20200 | 272 | 45 | H | SL0000175936 | No | 2 | 236 | [12 empty] | 4 | 1000 | [12 empty] | 0 | 0 | 1000 | 236 | 7 | 30 | 17224.1008 | 0 | 17224.1008 | 1322.6987 | 52825.2838 | 2 | UTTSS
5492 | COM | UTGS | 21100 | 275 | 5 | F | SL0004143899 | No | 4 | 280 | [12 empty] | 4 | 36 | 6 | 3 | 8 | 961 | [8 empty] | 0 | 0 | 1000 | 280 | 1 | 12 | 21432.1738 | 0 | 21432.1738 | 5968.1985 | 18747.15 | 4 | UTGS
5493 | IND | UTISFS | 20160 | 232 | 45 | H | SL0000818766 | No | 2 | 129 | [12 empty] | 2 | 24.02 | 4 | 452.77 | 6 | 126.21 | 8 | 66 | 1.25 | 331 |  |  |  |  | 0 | 0 | 1000 | 129 | 8 | 11 | 9414.8686 | 0 | 9414.8686 | 3829.5238 | 52825.2838 | 2 | UTISFS
5494 | IND | UTTSL | 561240 | 310 | 120 | H | SL0009856159 | Yes | [8 empty] | 8 | 1 | [18 empty] | 0 | 0 | 0 | 1 | 1 | 3 | 0 | 2531.4646 | 2531.4646 | 0 | 301858.7644 | 8 | UTTSL
5495 | COM | UTISFS | 64550 | 275 | 45 | H | SL0000904747 | No | 6 | 232 | [12 empty] | 4 | 4 | 6 | 996 | [10 empty] | 0 | 0 | 1000 | 232 | 3 | 5 | 12184.64 | 0 | 12184.64 | 11989.9123 | 113197.0366 | 6 | UTISFS
5496 | COM | UTTSS | 21100 | 275 | 5 | F | SL0001147124 | No | 4 | 1082 | [12 empty] | 4 | 55.65 | 6 | 944.35 | [10 empty] | 0 | 0 | 1000 | 1082 | 1 | 2 | 82820.043 | 0 | 82820.043 | 29449.2421 | 18747.15 | 4 | UTTSS

## Input
2024
|  |  | Range Name | [5 empty] | MeterAndReg2
Capacity of | MTR & REG | Pres | MeterAndReg | $ | [5 empty] | F | L | H
>=0 | <400 | F | 0 | 431 |  |  |  |  | 0 | 431 | 0 | 0
>=0 | <400 | L | 0 | 0 |  |  |  |  | 400 | 585.0096 | 12559.96 | 7546.4691
>=0 | <400 | H | 0 | 0 |  |  |  |  | 600 | 1348.3333 | 12625.94 | 15092.9382
>=400 | <600 | F | 400 | 585.0096 |  |  |  |  | 900 | 1475.8773 | 12724.91 | 22639.4073
>=400 | <600 | L | 400 | 12559.96 |  |  |  |  | 1400 | 2169 | 12889.86 | 30185.8764
>=400 | <600 | H | 400 | 7546.4691 |  |  |  |  | 2000 | 2428.75 | 8326.68 | 30185.8764
>=600 | <900 | F | 600 | 1348.3333 |  |  |  |  | 3000 | 2145.6667 | 13417.7 | 37732.3455
>=600 | <900 | L | 600 | 12625.94 |  |  |  |  | 5000 | 3698.6667 | 12801.04 | 37732.3455
>=600 | <900 | H | 600 | 15092.9382 |  |  |  |  | 7000 | 5118 | 13649.7 | 45278.8147
>=900 | <1400 | F | 900 | 1475.8773 |  |  |  |  | 11000 | 10791.3333 | 14339.66 | 45278.8147
>=900 | <1400 | L | 900 | 12724.91 |  |  |  |  | 16000 | 15242 | 17706.4 | 45278.8147
>=900 | <1400 | H | 900 | 22639.4073 |  |  |  |  | 20000 | 18747.15 | 19488.7267 | 52825.2838
>=1400 | <2000 | F | 1400 | 2169 |  |  |  |  | 24000 | 22191.6 | 20345.6 | 52825.2838
>=1400 | <2000 | L | 1400 | 12889.86 |  |  |  |  | 30000 | 27686.4 | 25053.95 | 60371.7529
>=1400 | <2000 | H | 1400 | 30185.8764 |  |  |  |  | 45000 | 41423.4 | 26949.825 | 75464.6911
>=2000 | <3000 | F | 2000 | 2428.75 |  |  |  |  | 50000 | 46002.4 | 45676.61 | 113197.0366
>=2000 | <3000 | L | 2000 | 8326.68 |  |  |  |  | 100000 | 91792.4 | 45418 | 150929.3822
>=2000 | <3000 | H | 2000 | 30185.8764 |  |  |  |  | 150000 | 137582.4 | 58606.76 | 226394.0733
>=3000 | <5000 | F | 3000 | 2145.6667 |  |  |  |  | 250000 | 229162.4 | 94903 | 264126.4188
>=3000 | <5000 | L | 3000 | 13417.7 |  |  |  |  | 500000 | 458112.4 | 0 | 301858.7644
>=3000 | <5000 | H | 3000 | 37732.3455 |  |  |  |  | 750000 | 687062.4 | 0 | 377323.4555
>=5000 | <7000 | F | 5000 | 3698.6667 |  |  |  |  | 1000000 | 916012.4 | 0 | 754646.9109
>=5000 | <7000 | L | 5000 | 12801.04 |  |  |  |  | 2000000 | 1831812.4 | 0 | 1509293.8218
>=5000 | <7000 | H | 5000 | 37732.3455
>=7000 | <11000 | F | 7000 | 5118
>=7000 | <11000 | L | 7000 | 13649.7
>=7000 | <11000 | H | 7000 | 45278.8147
>=11000 | <16000 | F | 11000 | 10791.3333
>=11000 | <16000 | L | 11000 | 14339.66
>=11000 | <16000 | H | 11000 | 45278.8147
>=16000 | <20000 | F | 16000 | 15242
>=16000 | <20000 | L | 16000 | 17706.4
>=16000 | <20000 | H | 16000 | 45278.8147
>=20000 | <24000 | F | 20000 | 18747.15
>=20000 | <24000 | L | 20000 | 19488.7267
>=20000 | <24000 | H | 20000 | 52825.2838
>=24000 | <30000 | F | 24000 | 22191.6
>=24000 | <30000 | L | 24000 | 20345.6
>=24000 | <30000 | H | 24000 | 52825.2838
>=30000 | <45000 | F | 30000 | 27686.4
>=30000 | <45000 | L | 30000 | 25053.95
>=30000 | <45000 | H | 30000 | 60371.7529
>=45000 | <50000 | F | 45000 | 41423.4
>=45000 | <50000 | L | 45000 | 26949.825
>=45000 | <50000 | H | 45000 | 75464.6911
>=50000 | <100000 | F | 50000 | 46002.4
>=50000 | <100000 | L | 50000 | 45676.61
>=50000 | <100000 | H | 50000 | 113197.0366
>=100000 | <150000 | F | 100000 | 91792.4
>=100000 | <150000 | L | 100000 | 45418
>=100000 | <150000 | H | 100000 | 150929.3822
>=150000 | <250000 | F | 150000 | 137582.4
>=150000 | <250000 | L | 150000 | 58606.76
>=150000 | <250000 | H | 150000 | 226394.0733
>=250000 | <500000 | F | 250000 | 229162.4
>=250000 | <500000 | L | 250000 | 94903
>=250000 | <500000 | H | 250000 | 264126.4188
>=500000 | <750000 | F | 500000 | 458112.4
>=500000 | <750000 | L | 500000 | 0
>=500000 | <750000 | H | 500000 | 301858.7644
>=750000 | <1000000 | F | 750000 | 687062.4
>=750000 | <1000000 | L | 750000 | 0
>=750000 | <1000000 | H | 750000 | 377323.4555
>=1000000 | <2000000 | F | 1000000 | 916012.4
>=1000000 | <2000000 | L | 1000000 | 0
>=1000000 | <2000000 | H | 1000000 | 754646.9109
>=2000000 | <5000000 | F | 2000000 | 1831812.4
>=2000000 | <5000000 | L | 2000000 | 0
>=2000000 | <5000000000 | H | 2000000 | 1509293.8218
|  |  | IHP | 2024 |  | HP | 2024 |  |  |  | IHP | 2024
|  |  | SERVICE - dia. | $/ft |  | SERVICE - dia. | $/ft |  |  |  | MAIN - dia. | $/ft
|  |  | 0 | 0 |  | 0 | 0 |  |  |  | 0 | 0
|  |  | 0.375 | 53.638 |  | 0.75 | 59.6156 |  |  |  | 0.5 | 19.831
|  |  | 0.5 | 68.4035 |  | 1 | 79.4875 |  |  |  | 0.75 | 40.091
|  |  | 0.625 | 54.5553 |  | 1.25 | 99.3594 |  |  |  | 1 | 22.7283
|  |  | 0.75 | 64.3835 |  | 2 | 158.975 |  |  |  | 1.25 | 33.211
|  |  | 1 | 55.9312 | [6 empty] | 1.5 | 26.1669
|  |  | 1.25 | 74.5135 |  | 3 | 786.8055
|  |  | 1.5 | 57.7658 |  | 4 | 2300.4317 |  |  |  | 2 | 32.511
|  |  | 2 | 72.9835 |  | 6 | 2661.7206 |  |  |  | 2.5 | 33.0442
|  |  | 2.5 | 61.435 |  | 8 | 2531.4646 |  |  |  | 3 | 19.831
|  |  | 3 | 72.9835 |  | 10 | 3870.95 |  |  |  | 3.5 | 39.9216
|  |  | 4 | 76.5435 |  | 12 | 4687.63 |  |  |  | 4 | 39.681
|  |  | 6 | 52.52 |  | 16 | 6320.99 |  |  |  | 5 | 50.2375
|  |  | 8 | 81.6156 |  | 20 | 16767.6457 |  |  |  | 6 | 60.031
|  |  | 10 | 88.954 | [6 empty] | 8 | 72.851
|  |  | 12 | 96.2924 | [6 empty] | 10 | 72.851
|  |  | 14 | 103.6308 | [6 empty] | 12 | 72.851
|  |  | 16 | 110.9692 | [6 empty] | 14 | 72.851
[11 empty] | 16 | 72.851
[11 empty] | 20 | 72.851
|  |  | 2024-12-31 |  | 2024-12-31 |  |  | 2024-12-31 |  |  | 24 | 72.851
|  |  | Main (0"-6") | 968968131.7268 | Tot. Service | 503335516.19 |  | Tot. Mtr. & Reg. | 527227009.7696
|  |  | 2024-12-31 |  | 2024-12-31
|  |  | Lrg Dia Main | 161088665.3336 | Feeder | 1524281045.1696
(> 6")
[6 empty] | -3.5763e-07 | Check
Note on G137: Financial page 4, attached, feeder portion of total main. Account 376
Note on J137: Financial page 4, attached, feeder portion of total main. Account 376
Note on D140: Financial page 4, attached, feeder portion of total main. Account 376
Note on G140: Financial page 4, attached, feeder portion of total main. Account 376

## Plant AB
POPULATION |  |  |  |  | GS | FS | IS | TS Large | TS Med | TS Small | TBF | NGV | [5 empty] | MtrCount | GS | FS | IS | TS Large | TS Med | TS Small | TBF | FT1 Base | FT1 moving to TS | TS Base | FT1 Base | TS Shift | FT1 Shift | FT1 Base
| Meter Rating | [12 empty] | Total Meters | [17 empty] | FT1 Shift
>=0 | <400 | F |  |  | 876804 | 2 | 0 | 0 | 0 | 1 | 0 |  |  | 876807
>=0 | <400 | L |  |  | 1 | 0 | 0 | 0 | 0 | 0 | 0 |  |  | 1 |  |  |  | Meter Rating
>=0 | <400 | H |  |  | 0 | 0 | 0 | 0 | 0 | 0 | 0 |  |  | 0 | >=0 | <400 | 0 | F | 876804 | 2 | 0 | 0 | 0 | 1 | 0 |  |  | 0 | 0 | 0 | 0
>=400 | <600 | F |  |  | 216958 | 0 | 0 | 0 | 0 | 0 | 0 |  |  | 216958 | >=0 | <400 | 0 | L | 1 | 0 | 0 | 0 | 0 | 0 | 0 |  |  | 0 | 0 | 0 | 0
>=400 | <600 | L |  |  | 33 | 0 | 0 | 0 | 0 | 0 | 0 |  |  | 33 | >=0 | <400 | 0 | H | 0 | 0 | 0 | 0 | 0 | 0 | 0 |  |  | 0 | 0 | 0 | 0
>=400 | <600 | H |  |  | 1 | 0 | 0 | 0 | 0 | 0 | 0 |  |  | 1 | >=400 | <600 | 400 | F | 216958 | 0 | 0 | 0 | 0 | 0 | 0 |  |  | 0 | 0 | 0 | 0
>=600 | <900 | F |  |  | 7381 | 5 | 0 | 0 | 0 | 0 | 0 |  |  | 7386 | >=400 | <600 | 400 | L | 33 | 0 | 0 | 0 | 0 | 0 | 0 |  |  | 0 | 0 | 0 | 0
>=600 | <900 | L |  |  | 1 | 0 | 0 | 0 | 0 | 0 | 0 |  |  | 1 | >=400 | <600 | 400 | H | 1 | 0 | 0 | 0 | 0 | 0 | 0 |  |  | 0 | 0 | 0 | 0
>=600 | <900 | H |  |  | 0 | 0 | 0 | 0 | 0 | 0 | 0 |  |  | 0 | >=600 | <900 | 600 | F | 7381 | 5 | 0 | 0 | 0 | 0 | 0 |  |  | 0 | 0 | 0 | 0
>=900 | <1400 | F |  |  | 35566 | 23 | 0 | 0 | 0 | 3 | 0 |  |  | 35592 | >=600 | <900 | 600 | L | 1 | 0 | 0 | 0 | 0 | 0 | 0 |  |  | 0 | 0 | 0 | 0
>=900 | <1400 | L |  |  | 14 | 0 | 0 | 0 | 0 | 0 | 0 |  |  | 14 | >=600 | <900 | 600 | H | 0 | 0 | 0 | 0 | 0 | 0 | 0 |  |  | 0 | 0 | 0 | 0
>=900 | <1400 | H |  |  | 0 | 0 | 0 | 0 | 0 | 0 | 0 |  |  | 0 | >=900 | <1400 | 900 | F | 35566 | 23 | 0 | 0 | 0 | 3 | 0 |  |  | 0 | 0 | 0 | 0
>=1400 | <2000 | F |  |  | 4215 | 26 | 0 | 0 | 1 | 16 | 0 |  |  | 4258 | >=900 | <1400 | 900 | L | 14 | 0 | 0 | 0 | 0 | 0 | 0 |  |  | 0 | 0 | 0 | 0
>=1400 | <2000 | L |  |  | 20 | 0 | 0 | 0 | 0 | 0 | 0 |  |  | 20 | >=900 | <1400 | 900 | H | 0 | 0 | 0 | 0 | 0 | 0 | 0 |  |  | 0 | 0 | 0 | 0
>=1400 | <2000 | H |  |  | 1 | 0 | 0 | 0 | 0 | 0 | 0 |  |  | 1 | >=1400 | <2000 | 1400 | F | 4215 | 26 | 0 | 0 | 1 | 16 | 0 |  |  | 0 | 0 | 0 | 0
>=2000 | <3000 | F |  |  | 5770 | 74 | 2 | 0 | 1 | 40 | 0 |  |  | 5887 | >=1400 | <2000 | 1400 | L | 20 | 0 | 0 | 0 | 0 | 0 | 0 |  |  | 0 | 0 | 0 | 0
>=2000 | <3000 | L |  |  | 15 | 0 | 0 | 0 | 0 | 0 | 0 |  |  | 15 | >=1400 | <2000 | 1400 | H | 1 | 0 | 0 | 0 | 0 | 0 | 0 |  |  | 0 | 0 | 0 | 0
>=2000 | <3000 | H |  |  | 0 | 0 | 0 | 0 | 0 | 0 | 0 |  |  | 0 | >=2000 | <3000 | 2000 | F | 5770 | 74 | 2 | 0 | 1 | 40 | 0 |  |  | 0 | 0 | 0 | 0
>=3000 | <5000 | F |  |  | 3003 | 101 | 0 | 0 | 2 | 95 | 0 |  |  | 3201 | >=2000 | <3000 | 2000 | L | 15 | 0 | 0 | 0 | 0 | 0 | 0 |  |  | 0 | 0 | 0 | 0
>=3000 | <5000 | L |  |  | 13 | 0 | 0 | 0 | 2 | 2 | 0 | 21 |  | 38 | >=2000 | <3000 | 2000 | H | 0 | 0 | 0 | 0 | 0 | 0 | 0 |  |  | 0 | 0 | 0 | 0
>=3000 | <5000 | H |  |  | 0 | 0 | 0 | 0 | 4 | 2 | 0 |  |  | 6 | >=3000 | <5000 | 3000 | F | 3003 | 101 | 0 | 0 | 2 | 95 | 0 |  |  | 0 | 0 | 0 | 0
>=5000 | <7000 | F |  |  | 2046 | 112 | 2 | 0 | 1 | 171 | 0 |  |  | 2332 | >=3000 | <5000 | 3000 | L | 13 | 0 | 0 | 0 | 2 | 2 | 0 |  |  | 0 | 0 | 0 | 0
>=5000 | <7000 | L |  |  | 13 | 0 | 0 | 0 | 0 | 1 | 0 |  |  | 14 | >=3000 | <5000 | 3000 | H | 0 | 0 | 0 | 0 | 4 | 2 | 0 |  |  | 0 | 0 | 0 | 0
>=5000 | <7000 | H |  |  | 7 | 0 | 0 | 0 | 2 | 2 | 0 |  |  | 11 | >=5000 | <7000 | 5000 | F | 2046 | 112 | 2 | 0 | 1 | 171 | 0 |  |  | 0 | 0 | 0 | 0
>=7000 | <11000 | F |  |  | 763 | 46 | 1 | 0 | 7 | 162 | 0 |  |  | 979 | >=5000 | <7000 | 5000 | L | 13 | 0 | 0 | 0 | 0 | 1 | 0 |  |  | 0 | 0 | 0 | 0
>=7000 | <11000 | L |  |  | 22 | 0 | 0 | 0 | 1 | 7 | 0 |  |  | 30 | >=5000 | <7000 | 5000 | H | 7 | 0 | 0 | 0 | 2 | 2 | 0 |  |  | 0 | 0 | 0 | 0
>=7000 | <11000 | H |  |  | 17 | 3 | 0 | 0 | 3 | 2 | 0 |  |  | 25 | >=7000 | <11000 | 7000 | F | 763 | 46 | 1 | 0 | 7 | 162 | 0 |  |  | 0 | 0 | 0 | 0
>=11000 | <16000 | F |  |  | 486 | 32 | 1 | 0 | 11 | 154 | 0 |  |  | 684 | >=7000 | <11000 | 7000 | L | 22 | 0 | 0 | 0 | 1 | 7 | 0 |  |  | 0 | 0 | 0 | 0
>=11000 | <16000 | L |  |  | 20 | 2 | 0 | 0 | 5 | 3 | 0 |  |  | 30 | >=7000 | <11000 | 7000 | H | 17 | 3 | 0 | 0 | 3 | 2 | 0 |  |  | 0 | 0 | 0 | 0
>=11000 | <16000 | H |  |  | 20 | 2 | 1 | 0 | 9 | 8 | 0 |  |  | 40 | >=11000 | <16000 | 11000 | F | 486 | 32 | 1 | 0 | 11 | 154 | 0 |  |  | 0 | 0 | 0 | 0
>=16000 | <20000 | F |  |  | 47 | 3 | 0 | 0 | 0 | 36 | 0 |  |  | 86 | >=11000 | <16000 | 11000 | L | 20 | 2 | 0 | 0 | 5 | 3 | 0 |  |  | 0 | 0 | 0 | 0
>=16000 | <20000 | L |  |  | 9 | 1 | 0 | 0 | 1 | 4 | 0 |  |  | 15 | >=11000 | <16000 | 11000 | H | 20 | 2 | 1 | 0 | 9 | 8 | 0 |  |  | 0 | 0 | 0 | 0
>=16000 | <20000 | H |  |  | 0 | 0 | 0 | 1 | 0 | 0 | 0 |  |  | 1 | >=16000 | <20000 | 16000 | F | 47 | 3 | 0 | 0 | 0 | 36 | 0 |  |  | 0 | 0 | 0 | 0
>=20000 | <24000 | F |  |  | 84 | 1 | 0 | 0 | 12 | 70 | 1 |  |  | 168 | >=16000 | <20000 | 16000 | L | 9 | 1 | 0 | 0 | 1 | 4 | 0 |  |  | 0 | 0 | 0 | 0
>=20000 | <24000 | L |  |  | 2 | 0 | 0 | 0 | 1 | 5 | 1 |  |  | 9 | >=16000 | <20000 | 16000 | H | 0 | 0 | 0 | 1 | 0 | 0 | 0 |  |  | 0 | 0 | 0 | 0
>=20000 | <24000 | H |  |  | 21 | 2 | 2 | 0 | 6 | 22 | 0 |  |  | 53 | >=20000 | <24000 | 20000 | F | 84 | 1 | 0 | 0 | 12 | 70 | 1 |  |  | 0 | 0 | 0 | 0
>=24000 | <30000 | F |  |  | 7 | 0 | 0 | 0 | 3 | 10 | 0 |  |  | 20 | >=20000 | <24000 | 20000 | L | 2 | 0 | 0 | 0 | 1 | 5 | 1 |  |  | 0 | 0 | 0 | 0
>=24000 | <30000 | L |  |  | 5 | 0 | 0 | 0 | 2 | 9 | 0 |  |  | 16 | >=20000 | <24000 | 20000 | H | 21 | 2 | 2 | 0 | 6 | 22 | 0 |  |  | 0 | 0 | 0 | 0
>=24000 | <30000 | H |  |  | 22 | 1 | 2 | 2 | 11 | 16 | 0 |  |  | 54 | >=24000 | <30000 | 24000 | F | 7 | 0 | 0 | 0 | 3 | 10 | 0 |  |  | 0 | 0 | 0 | 0
>=30000 | <45000 | F |  |  | 12 | 0 | 1 | 0 | 5 | 16 | 0 |  |  | 34 | >=24000 | <30000 | 24000 | L | 5 | 0 | 0 | 0 | 2 | 9 | 0 |  |  | 0 | 0 | 0 | 0
>=30000 | <45000 | L |  |  | 6 | 0 | 0 | 0 | 3 | 5 | 1 |  |  | 15 | >=24000 | <30000 | 24000 | H | 22 | 1 | 2 | 2 | 11 | 16 | 0 |  |  | 0 | 0 | 0 | 0
>=30000 | <45000 | H |  |  | 60 | 8 | 2 | 0 | 35 | 68 | 0 |  |  | 173 | >=30000 | <45000 | 30000 | F | 12 | 0 | 1 | 0 | 5 | 16 | 0 |  |  | 0 | 0 | 0 | 0
>=45000 | <50000 | F |  |  | 0 | 0 | 0 | 0 | 1 | 0 | 0 |  |  | 1 | >=30000 | <45000 | 30000 | L | 6 | 0 | 0 | 0 | 3 | 5 | 1 |  |  | 0 | 0 | 0 | 0
>=45000 | <50000 | L |  |  | 0 | 1 | 0 | 0 | 0 | 0 | 0 |  |  | 1 | >=30000 | <45000 | 30000 | H | 60 | 8 | 2 | 0 | 35 | 68 | 0 |  |  | 0 | 0 | 0 | 0
>=45000 | <50000 | H |  |  | 5 | 0 | 0 | 0 | 2 | 0 | 0 |  |  | 7 | >=45000 | <50000 | 45000 | F | 0 | 0 | 0 | 0 | 1 | 0 | 0 |  |  | 0 | 0 | 0 | 0
>=50000 | <100000 | F |  |  | 0 | 0 | 0 | 0 | 0 | 0 | 0 |  |  | 0 | >=45000 | <50000 | 45000 | L | 0 | 1 | 0 | 0 | 0 | 0 | 0 |  |  | 0 | 0 | 0 | 0
>=50000 | <100000 | L |  |  | 1 | 0 | 0 | 0 | 6 | 1 | 0 |  |  | 8 | >=45000 | <50000 | 45000 | H | 5 | 0 | 0 | 0 | 2 | 0 | 0 |  |  | 0 | 0 | 0 | 0
>=50000 | <100000 | H |  |  | 41 | 5 | 5 | 6 | 79 | 28 | 3 |  |  | 167 | >=50000 | <100000 | 50000 | F | 0 | 0 | 0 | 0 | 0 | 0 | 0 |  |  | 0 | 0 | 0 | 0
>=100000 | <150000 | F |  |  | 0 | 0 | 0 | 0 | 0 | 0 | 0 |  |  | 0 | >=50000 | <100000 | 50000 | L | 1 | 0 | 0 | 0 | 6 | 1 | 0 |  |  | 0 | 0 | 0 | 0
>=100000 | <150000 | L |  |  | 0 | 0 | 0 | 1 | 3 | 1 | 0 |  |  | 5 | >=50000 | <100000 | 50000 | H | 41 | 5 | 5 | 6 | 79 | 28 | 3 |  |  | 0 | 0 | 0 | 0
>=100000 | <150000 | H |  |  | 6 | 1 | 0 | 4 | 29 | 1 | 1 |  |  | 42 | >=100000 | <150000 | 100000 | F | 0 | 0 | 0 | 0 | 0 | 0 | 0 |  |  | 0 | 0 | 0 | 0
>=150000 | <250000 | F |  |  | 0 | 0 | 0 | 0 | 0 | 0 | 0 |  |  | 0 | >=100000 | <150000 | 100000 | L | 0 | 0 | 0 | 1 | 3 | 1 | 0 |  |  | 0 | 0 | 0 | 0
>=150000 | <250000 | L |  |  | 0 | 0 | 0 | 4 | 6 | 1 | 0 |  |  | 11 | >=100000 | <150000 | 100000 | H | 6 | 1 | 0 | 4 | 29 | 1 | 1 |  |  | 0 | 0 | 0 | 0
>=150000 | <250000 | H |  |  | 4 | 0 | 0 | 13 | 29 | 2 | 2 |  |  | 50 | >=150000 | <250000 | 150000 | F | 0 | 0 | 0 | 0 | 0 | 0 | 0 |  |  | 0 | 0 | 0 | 0
>=250000 | <500000 | F |  |  | 0 | 0 | 0 | 0 | 0 | 0 | 0 |  |  | 0 | >=150000 | <250000 | 150000 | L | 0 | 0 | 0 | 4 | 6 | 1 | 0 |  |  | 0 | 0 | 0 | 0
>=250000 | <500000 | L |  |  | 0 | 0 | 0 | 1 | 0 | 0 | 0 |  |  | 1 | >=150000 | <250000 | 150000 | H | 4 | 0 | 0 | 13 | 29 | 2 | 2 |  |  | 0 | 0 | 0 | 0
>=250000 | <500000 | H |  |  | 0 | 0 | 0 | 8 | 4 | 1 | 0 |  |  | 13 | >=250000 | <500000 | 250000 | F | 0 | 0 | 0 | 0 | 0 | 0 | 0 |  |  | 0 | 0 | 0 | 0
>=500000 | <750000 | F |  |  | 0 | 0 | 0 | 0 | 0 | 0 | 0 |  |  | 0 | >=250000 | <500000 | 250000 | L | 0 | 0 | 0 | 1 | 0 | 0 | 0 |  |  | 0 | 0 | 0 | 0
>=500000 | <750000 | L |  |  | 0 | 0 | 0 | 0 | 0 | 0 | 0 |  |  | 0 | >=250000 | <500000 | 250000 | H | 0 | 0 | 0 | 8 | 4 | 1 | 0 |  |  | 0 | 0 | 0 | 0
>=500000 | <750000 | H |  |  | 0 | 0 | 0 | 6 | 4 | 0 | 0 |  |  | 10 | >=500000 | <750000 | 500000 | F | 0 | 0 | 0 | 0 | 0 | 0 | 0 |  |  | 0 | 0 | 0 | 0
>=750000 | <1000000 | F |  |  | 0 | 0 | 0 | 0 | 0 | 0 | 0 |  |  | 0 | >=500000 | <750000 | 500000 | L | 0 | 0 | 0 | 0 | 0 | 0 | 0 |  |  | 0 | 0 | 0 | 0
>=750000 | <1000000 | L |  |  | 0 | 0 | 0 | 0 | 0 | 0 | 0 |  |  | 0 | >=500000 | <750000 | 500000 | H | 0 | 0 | 0 | 6 | 4 | 0 | 0 |  |  | 0 | 0 | 0 | 0
>=750000 | <1000000 | H |  |  | 0 | 0 | 0 | 0 | 1 | 0 | 0 |  |  | 1 | >=750000 | <1000000 | 750000 | F | 0 | 0 | 0 | 0 | 0 | 0 | 0 |  |  | 0 | 0 | 0 | 0
>=1000000 | <2000000 | F |  |  | 0 | 0 | 0 | 0 | 0 | 0 | 0 |  |  | 0 | >=750000 | <1000000 | 750000 | L | 0 | 0 | 0 | 0 | 0 | 0 | 0 |  |  | 0 | 0 | 0 | 0
>=1000000 | <2000000 | L |  |  | 0 | 0 | 0 | 0 | 0 | 0 | 0 |  |  | 0 | >=750000 | <1000000 | 750000 | H | 0 | 0 | 0 | 0 | 1 | 0 | 0 |  |  | 0 | 0 | 0 | 0
>=1000000 | <2000000 | H |  |  | 0 | 0 | 0 | 0 | 1 | 0 | 2 |  |  | 3 | >=1000000 | <2000000 | 1000000 | F | 0 | 0 | 0 | 0 | 0 | 0 | 0 |  |  | 0 | 0 | 0 | 0
>=2000000 | <5000000 | F |  |  | 0 | 0 | 0 | 0 | 0 | 0 | 0 |  |  | 0 | >=1000000 | <2000000 | 1000000 | L | 0 | 0 | 0 | 0 | 0 | 0 | 0 |  |  | 0 | 0 | 0 | 0
>=2000000 | <5000000 | L |  |  | 0 | 0 | 0 | 0 | 0 | 0 | 0 |  |  | 0 | >=1000000 | <2000000 | 1000000 | H | 0 | 0 | 0 | 0 | 1 | 0 | 2 |  |  | 0 | 0 | 0 | 0
>=2000000 | <5000000000 | H |  |  | 0 | 0 | 0 | 0 | 0 | 0 | 0 |  |  | 0 | >=2000000 | <5000000 | 2000000 | F | 0 | 0 | 0 | 0 | 0 | 0 | 0 |  |  | 0 | 0 | 0 | 0
[5 empty] | 1153522 | 451 | 19 | 46 | 293 | 965 | 11 | 21 |  | 1155328 | >=2000000 | <5000000 | 2000000 | L | 0 | 0 | 0 | 0 | 0 | 0 | 0
[15 empty] | >=2000000 | <5000000000 | 2000000 | H | 0 | 0 | 0 | 0 | 0 | 0 | 0
1155307
[19 empty] | 1153522 | 451 | 19 | 46 | 293 | 965 | 11 | 0
| S.D. MAINS |  | unadj. Avg
| mtr rating |  | cost | population # | GS | FS | IS | TS Large | TS Med | TS Small | TBF | NGV | Tot. S.D. Main | Adj. S.D. Main
>=0 | <400 | F | 2882.7574 | 876807 | 2527613198.7422 | 5765.5148 | 0 | 0 | 0 | 2882.7574 | 0 | 0 | 2527621847.0143 | 719603602.2804
>=0 | <400 | L | 0 | 1 | 0 | 0 | 0 | 0 | 0 | 0 | 0 | 0 | 0 | 0
>=0 | <400 | H | 0 | 0 | 0 | 0 | 0 | 0 | 0 | 0 | 0 | 0 | 0 | 0
>=400 | <600 | F | 2247.9925 | 216958 | 487719956.5351 | 0 | 0 | 0 | 0 | 0 | 0 | 0 | 487719956.5351 | 138851876.9298
>=400 | <600 | L | 0 | 33 | 0 | 0 | 0 | 0 | 0 | 0 | 0 | 0 | 0 | 0
>=400 | <600 | H | 0 | 1 | 0 | 0 | 0 | 0 | 0 | 0 | 0 | 0 | 0 | 0
>=600 | <900 | F | 3232.1072 | 7386 | 23856182.9694 | 16160.5358 | 0 | 0 | 0 | 0 | 0 | 0 | 23872343.5052 | 6796358.5619
>=600 | <900 | L | 0 | 1 | 0 | 0 | 0 | 0 | 0 | 0 | 0 | 0 | 0 | 0
>=600 | <900 | H | 0 | 0 | 0 | 0 | 0 | 0 | 0 | 0 | 0 | 0 | 0 | 0
>=900 | <1400 | F | 5227.6539 | 35592 | 185926737.0972 | 120236.0387 | 0 | 0 | 0 | 15682.9616 | 0 | 0 | 186062656.0975 | 52971277.2248
>=900 | <1400 | L | 0 | 14 | 0 | 0 | 0 | 0 | 0 | 0 | 0 | 0 | 0 | 0
>=900 | <1400 | H | 0 | 0 | 0 | 0 | 0 | 0 | 0 | 0 | 0 | 0 | 0 | 0
>=1400 | <2000 | F | 8912.0468 | 4258 | 37564277.2062 | 231713.2165 | 0 | 0 | 8912.0468 | 142592.7486 | 0 | 0 | 37947495.218 | 10803496.6894
>=1400 | <2000 | L | 0 | 20 | 0 | 0 | 0 | 0 | 0 | 0 | 0 | 0 | 0 | 0
>=1400 | <2000 | H | 0 | 1 | 0 | 0 | 0 | 0 | 0 | 0 | 0 | 0 | 0 | 0
>=2000 | <3000 | F | 8403.1708 | 5887 | 48486295.3019 | 621834.6365 | 16806.3415 | 0 | 8403.1708 | 336126.8305 | 0 | 0 | 49469466.2811 | 14083754.7281
>=2000 | <3000 | L | 0 | 15 | 0 | 0 | 0 | 0 | 0 | 0 | 0 | 0 | 0 | 0
>=2000 | <3000 | H | 0 | 0 | 0 | 0 | 0 | 0 | 0 | 0 | 0 | 0 | 0 | 0
>=3000 | <5000 | F | 9262.4761 | 3201 | 27815215.6705 | 935510.0842 | 0 | 0 | 18524.9522 | 879935.2277 | 0 | 0 | 29649185.9345 | 8441001.9752
>=3000 | <5000 | L | 11308.7736 | 38 | 147014.0574 | 0 | 0 | 0 | 22617.5473 | 22617.5473 | 0 | 237484.2466 | 429733.3986 | 122343.341
>=3000 | <5000 | H | 8266.0738 | 6 | 0 | 0 | 0 | 0 | 33064.2951 | 16532.1475 | 0 | 0 | 49596.4426 | 14119.9044
>=5000 | <7000 | F | 9532.5616 | 2332 | 19503621.0284 | 1067646.8989 | 19065.1232 | 0 | 9532.5616 | 1630068.0332 | 0 | 0 | 22229933.6452 | 6328771.192
>=5000 | <7000 | L | 3566.4902 | 14 | 46364.3722 | 0 | 0 | 0 | 0 | 3566.4902 | 0 | 0 | 49930.8624 | 14215.1123
>=5000 | <7000 | H | 20602.0959 | 11 | 144214.671 | 0 | 0 | 0 | 41204.1917 | 41204.1917 | 0 | 0 | 226623.0545 | 64518.6568
>=7000 | <11000 | F | 12409.7077 | 979 | 9468606.9829 | 570846.5547 | 12409.7077 | 0 | 86867.954 | 2010372.649 | 0 | 0 | 12149103.8482 | 3458800.1777
>=7000 | <11000 | L | 11659.2469 | 30 | 256503.4328 | 0 | 0 | 0 | 11659.2469 | 81614.7286 | 0 | 0 | 349777.4083 | 99580.1976
>=7000 | <11000 | H | 17766.041 | 25 | 302022.6972 | 53298.123 | 0 | 0 | 53298.123 | 35532.082 | 0 | 0 | 444151.0253 | 126447.9804
>=11000 | <16000 | F | 13224.72 | 684 | 6427213.9133 | 423191.0396 | 13224.72 | 0 | 145471.9198 | 2036606.8779 | 0 | 0 | 9045708.4706 | 2575276.2061
>=11000 | <16000 | L | 11386.9796 | 30 | 227739.5918 | 22773.9592 | 0 | 0 | 56934.898 | 34160.9388 | 0 | 0 | 341609.3877 | 97254.7956
>=11000 | <16000 | H | 13608.8155 | 40 | 272176.3094 | 27217.6309 | 13608.8155 | 0 | 122479.3392 | 108870.5238 | 0 | 0 | 544352.6189 | 154974.9643
>=16000 | <20000 | F | 13904.8126 | 86 | 653526.1899 | 41714.4377 | 0 | 0 | 0 | 500573.2518 | 0 | 0 | 1195813.8794 | 340443.3208
>=16000 | <20000 | L | 16074.6377 | 15 | 144671.7394 | 16074.6377 | 0 | 0 | 16074.6377 | 64298.5508 | 0 | 0 | 241119.5656 | 68645.7542
>=16000 | <20000 | H | 0 | 1 | 0 | 0 | 0 | 0 | 0 | 0 | 0 | 0 | 0 | 0
>=20000 | <24000 | F | 15400.1893 | 168 | 1293615.9033 | 15400.1893 | 0 | 0 | 184802.2719 | 1078013.2528 | 15400.1893 | 0 | 2587231.8066 | 736574.314
>=20000 | <24000 | L | 16839.629 | 9 | 33679.258 | 0 | 0 | 0 | 16839.629 | 84198.145 | 16839.629 | 0 | 151556.661 | 43147.5616
>=20000 | <24000 | H | 13846.2218 | 53 | 290770.6585 | 27692.4437 | 27692.4437 | 0 | 83077.331 | 304616.8803 | 0 | 0 | 733849.7571 | 208924.0245
>=24000 | <30000 | F | 18576.9376 | 20 | 130038.5632 | 0 | 0 | 0 | 55730.8128 | 185769.376 | 0 | 0 | 371538.7519 | 105775.5631
>=24000 | <30000 | L | 13395.5107 | 16 | 66977.5534 | 0 | 0 | 0 | 26791.0214 | 120559.5962 | 0 | 0 | 214328.171 | 61018.3537
>=24000 | <30000 | H | 16457.8027 | 54 | 362071.6601 | 16457.8027 | 32915.6055 | 32915.6055 | 181035.8301 | 263324.8437 | 0 | 0 | 888721.3476 | 253015.3329
>=30000 | <45000 | F | 18405.9846 | 34 | 220871.8156 | 0 | 18405.9846 | 0 | 92029.9232 | 294495.7542 | 0 | 0 | 625803.4776 | 178163.6906
>=30000 | <45000 | L | 21803.1794 | 15 | 130819.0761 | 0 | 0 | 0 | 65409.5381 | 109015.8968 | 21803.1794 | 0 | 327047.6903 | 93109.1399
>=30000 | <45000 | H | 16050.873 | 173 | 963052.3775 | 128406.9837 | 32101.7459 | 0 | 561780.5535 | 1091459.3612 | 0 | 0 | 2776801.0218 | 790543.8942
>=45000 | <50000 | F | 30015.4809 | 1 | 0 | 0 | 0 | 0 | 30015.4809 | 0 | 0 | 0 | 30015.4809 | 8545.2846
>=45000 | <50000 | L | 19840.4809 | 1 | 0 | 19840.4809 | 0 | 0 | 0 | 0 | 0 | 0 | 19840.4809 | 5648.5038
>=45000 | <50000 | H | 0 | 7 | 0 | 0 | 0 | 0 | 0 | 0 | 0 | 0 | 0 | 0
>=50000 | <100000 | F | 0 | 0 | 0 | 0 | 0 | 0 | 0 | 0 | 0 | 0 | 0 | 0
>=50000 | <100000 | L | 33684.8902 | 8 | 33684.8902 | 0 | 0 | 0 | 202109.3411 | 33684.8902 | 0 | 0 | 269479.1215 | 76719.6038
>=50000 | <100000 | H | 19289.1408 | 167 | 790854.7736 | 96445.7041 | 96445.7041 | 115734.8449 | 1523842.1248 | 540095.943 | 57867.4225 | 0 | 3221286.5169 | 917087.0968
>=100000 | <150000 | F | 0 | 0 | 0 | 0 | 0 | 0 | 0 | 0 | 0 | 0 | 0 | 0
>=100000 | <150000 | L | 26861.1196 | 5 | 0 | 0 | 0 | 26861.1196 | 80583.3589 | 26861.1196 | 0 | 0 | 134305.5981 | 38236.2545
>=100000 | <150000 | H | 11316.0803 | 42 | 67896.4817 | 11316.0803 | 0 | 45264.3212 | 328166.3285 | 11316.0803 | 11316.0803 | 0 | 475275.3722 | 135308.9547
>=150000 | <250000 | F | 0 | 0 | 0 | 0 | 0 | 0 | 0 | 0 | 0 | 0 | 0 | 0
>=150000 | <250000 | L | 30475.6742 | 11 | 0 | 0 | 0 | 121902.6966 | 182854.0449 | 30475.6742 | 0 | 0 | 335232.4157 | 95439.2977
>=150000 | <250000 | H | 13132.5799 | 50 | 52530.3195 | 0 | 0 | 170723.5385 | 380844.8167 | 26265.1598 | 26265.1598 | 0 | 656628.9943 | 186939.5892
>=250000 | <500000 | F | 0 | 0 | 0 | 0 | 0 | 0 | 0 | 0 | 0 | 0 | 0 | 0
>=250000 | <500000 | L | 35381.8114 | 1 | 0 | 0 | 0 | 35381.8114 | 0 | 0 | 0 | 0 | 35381.8114 | 10073.057
>=250000 | <500000 | H | 0 | 13 | 0 | 0 | 0 | 0 | 0 | 0 | 0 | 0 | 0 | 0
>=500000 | <750000 | F | 0 | 0 | 0 | 0 | 0 | 0 | 0 | 0 | 0 | 0 | 0 | 0
>=500000 | <750000 | L | 0 | 0 | 0 | 0 | 0 | 0 | 0 | 0 | 0 | 0 | 0 | 0
>=500000 | <750000 | H | 2494.6679 | 10 | 0 | 0 | 0 | 14968.0075 | 9978.6717 | 0 | 0 | 0 | 24946.6792 | 7102.2175
>=750000 | <1000000 | F | 0 | 0 | 0 | 0 | 0 | 0 | 0 | 0 | 0 | 0 | 0 | 0
>=750000 | <1000000 | L | 0 | 0 | 0 | 0 | 0 | 0 | 0 | 0 | 0 | 0 | 0 | 0
>=750000 | <1000000 | H | 0 | 1 | 0 | 0 | 0 | 0 | 0 | 0 | 0 | 0 | 0 | 0
>=1000000 | <2000000 | F | 0 | 0 | 0 | 0 | 0 | 0 | 0 | 0 | 0 | 0 | 0 | 0
>=1000000 | <2000000 | L | 0 | 0 | 0 | 0 | 0 | 0 | 0 | 0 | 0 | 0 | 0 | 0
>=1000000 | <2000000 | H | 0 | 3 | 0 | 0 | 0 | 0 | 0 | 0 | 0 | 0 | 0 | 0
>=2000000 | <5000000 | F | 0 | 0 | 0 | 0 | 0 | 0 | 0 | 0 | 0 | 0 | 0 | 0
>=2000000 | <5000000 | L | 0 | 0 | 0 | 0 | 0 | 0 | 0 | 0 | 0 | 0 | 0 | 0
>=2000000 | <5000000000 | H | 0 | 0 | 0 | 0 | 0 | 0 | 0 | 0 | 0 | 0 | 0 | 0
| unadjusted total cost |  |  |  | 3381012401.839 | 4469542.9927 | 282676.1917 | 563751.9452 | 4640935.9624 | 12163390.5114 | 149491.6602 | 237484.2466 | 3403519675.3491 | 968968131.7268
[5 empty] | 99.34% | 0.1313% | 0.008305% | 0.01656% | 0.1364% | 0.3574% | 0.004392% | 0.006978%
| adjusted total cost |  |  |  | 962560403.0096 | 1272460.6103 | 80476.7557 | 160497.8731 | 1321255.4878 | 3462867.5323 | 42559.6643 | 67610.7937 | 0.2847 | 968968131.7268
1573956069.9455
| SERVICE |  | unadjusted
| mtr rating |  | avg cost |  | GS | FS | IS | TS Large | TS Med | TS Small | TBF | NGV | Total Service | Adj. Service
>=0 | <400 | F | 3943.0864 | 876807 | 3457313947.1878 | 7886.1728 | 0 | 0 | 0 | 3943.0864 | 0 | 0 | 3457325776.4471 | 336729574.4155
>=0 | <400 | L | 0 | 1 | 0 | 0 | 0 | 0 | 0 | 0 | 0 | 0 | 0 | 0
>=0 | <400 | H | 0 | 0 | 0 | 0 | 0 | 0 | 0 | 0 | 0 | 0 | 0 | 0
>=400 | <600 | F | 4755.4139 | 216958 | 1031725097.4443 | 0 | 0 | 0 | 0 | 0 | 0 | 0 | 1031725097.4443 | 100485859.7194
>=400 | <600 | L | 0 | 33 | 0 | 0 | 0 | 0 | 0 | 0 | 0 | 0 | 0 | 0
>=400 | <600 | H | 0 | 1 | 0 | 0 | 0 | 0 | 0 | 0 | 0 | 0 | 0 | 0
>=600 | <900 | F | 4754.1153 | 7386 | 35090125.2572 | 23770.5767 | 0 | 0 | 0 | 0 | 0 | 0 | 35113895.8339 | 3419951.7097
>=600 | <900 | L | 0 | 1 | 0 | 0 | 0 | 0 | 0 | 0 | 0 | 0 | 0 | 0
>=600 | <900 | H | 0 | 0 | 0 | 0 | 0 | 0 | 0 | 0 | 0 | 0 | 0 | 0
>=900 | <1400 | F | 7108.2715 | 35592 | 252812783.2462 | 163490.2439 | 0 | 0 | 0 | 21324.8144 | 0 | 0 | 252997598.3046 | 24640944.7977
>=900 | <1400 | L | 0 | 14 | 0 | 0 | 0 | 0 | 0 | 0 | 0 | 0 | 0 | 0
>=900 | <1400 | H | 0 | 0 | 0 | 0 | 0 | 0 | 0 | 0 | 0 | 0 | 0 | 0
>=1400 | <2000 | F | 23728.4887 | 4258 | 100015579.7 | 616940.7051 | 0 | 0 | 23728.4887 | 379655.8186 | 0 | 0 | 101035904.7124 | 9840489.2667
>=1400 | <2000 | L | 0 | 20 | 0 | 0 | 0 | 0 | 0 | 0 | 0 | 0 | 0 | 0
>=1400 | <2000 | H | 0 | 1 | 0 | 0 | 0 | 0 | 0 | 0 | 0 | 0 | 0 | 0
>=2000 | <3000 | F | 10478.3412 | 5887 | 60460028.7028 | 775397.2485 | 20956.6824 | 0 | 10478.3412 | 419133.6479 | 0 | 0 | 61685994.6227 | 6007966.868
>=2000 | <3000 | L | 0 | 15 | 0 | 0 | 0 | 0 | 0 | 0 | 0 | 0 | 0 | 0
>=2000 | <3000 | H | 0 | 0 | 0 | 0 | 0 | 0 | 0 | 0 | 0 | 0 | 0 | 0
>=3000 | <5000 | F | 12657.6863 | 3201 | 38011032.0591 | 1278426.3197 | 0 | 0 | 25315.3727 | 1202480.2017 | 0 | 0 | 40517253.9531 | 3946216.9788
>=3000 | <5000 | L | 20287.3213 | 38 | 263735.1774 | 0 | 0 | 0 | 40574.6427 | 40574.6427 | 0 | 426033.7481 | 770918.2108 | 75084.3218
>=3000 | <5000 | H | 56619.502 | 6 | 0 | 0 | 0 | 0 | 226478.0079 | 113239.0039 | 0 | 0 | 339717.0118 | 33087.0656
>=5000 | <7000 | F | 15803.2885 | 2332 | 32333528.2617 | 1769968.3115 | 31606.577 | 0 | 15803.2885 | 2702362.3327 | 0 | 0 | 36853268.7714 | 3589359.6125
>=5000 | <7000 | L | 72.9835 | 14 | 948.7852 | 0 | 0 | 0 | 0 | 72.9835 | 0 | 0 | 1021.7687 | 99.5161
>=5000 | <7000 | H | 36880.2167 | 11 | 258161.5172 | 0 | 0 | 0 | 73760.4335 | 73760.4335 | 0 | 0 | 405682.3842 | 39511.8266
>=7000 | <11000 | F | 18710.8938 | 979 | 14276411.9455 | 860701.1134 | 18710.8938 | 0 | 130976.2564 | 3031164.7905 | 0 | 0 | 18317964.9995 | 1784095.8467
>=7000 | <11000 | L | 3965.9774 | 30 | 87251.5021 | 0 | 0 | 0 | 3965.9774 | 27761.8416 | 0 | 0 | 118979.321 | 11588.1056
>=7000 | <11000 | H | 15530.5383 | 25 | 264019.1517 | 46591.615 | 0 | 0 | 46591.615 | 31061.0767 | 0 | 0 | 388263.4584 | 37815.2935
>=11000 | <16000 | F | 22213.4578 | 684 | 10795740.482 | 710830.649 | 22213.4578 | 0 | 244348.0356 | 3420872.4984 | 0 | 0 | 15194005.1229 | 1479834.7652
>=11000 | <16000 | L | 53709.8867 | 30 | 1074197.7336 | 107419.7734 | 0 | 0 | 268549.4334 | 161129.66 | 0 | 0 | 1611296.6003 | 156933.7845
>=11000 | <16000 | H | 219182.9805 | 40 | 4383659.6106 | 438365.9611 | 219182.9805 | 0 | 1972646.8248 | 1753463.8442 | 0 | 0 | 8767319.2212 | 853901.501
>=16000 | <20000 | F | 22233.4849 | 86 | 1044973.7916 | 66700.4548 | 0 | 0 | 0 | 800405.4574 | 0 | 0 | 1912079.7038 | 186228.8446
>=16000 | <20000 | L | 14564.3839 | 15 | 131079.4547 | 14564.3839 | 0 | 0 | 14564.3839 | 58257.5354 | 0 | 0 | 218465.7578 | 21277.6829
>=16000 | <20000 | H | 9201.727 | 1 | 0 | 0 | 0 | 9201.727 | 0 | 0 | 0 | 0 | 9201.727 | 896.2111
>=20000 | <24000 | F | 20863.5846 | 168 | 1752541.1032 | 20863.5846 | 0 | 0 | 250363.0147 | 1460450.9193 | 20863.5846 | 0 | 3505082.2063 | 341380.8579
>=20000 | <24000 | L | 17128.1713 | 9 | 34256.3425 | 0 | 0 | 0 | 17128.1713 | 85640.8563 | 17128.1713 | 0 | 154153.5413 | 15013.9326
>=20000 | <24000 | H | 21916.351 | 53 | 460243.372 | 43832.7021 | 43832.7021 | 0 | 131498.1063 | 482159.723 | 0 | 0 | 1161566.6055 | 113131.8985
>=24000 | <30000 | F | 28173.6388 | 20 | 197215.4716 | 0 | 0 | 0 | 84520.9164 | 281736.3879 | 0 | 0 | 563472.7759 | 54879.9738
>=24000 | <30000 | L | 38689.8283 | 16 | 193449.1417 | 0 | 0 | 0 | 77379.6567 | 348208.4551 | 0 | 0 | 619037.2535 | 60291.7296
>=24000 | <30000 | H | 31766.2815 | 54 | 698858.1925 | 31766.2815 | 63532.563 | 63532.563 | 349429.0963 | 508260.5036 | 0 | 0 | 1715379.1998 | 167071.0096
>=30000 | <45000 | F | 19769.1303 | 34 | 237229.5639 | 0 | 19769.1303 | 0 | 98845.6516 | 316306.0852 | 0 | 0 | 672150.431 | 65464.7387
>=30000 | <45000 | L | 16048.9653 | 15 | 96293.7918 | 0 | 0 | 0 | 48146.8959 | 80244.8265 | 16048.9653 | 0 | 240734.4794 | 23446.5665
>=30000 | <45000 | H | 24193.0314 | 173 | 1451581.8837 | 193544.2512 | 48386.0628 | 0 | 846756.0988 | 1645126.1349 | 0 | 0 | 4185394.4313 | 407640.5224
>=45000 | <50000 | F | 2678.52 | 1 | 0 | 0 | 0 | 0 | 2678.52 | 0 | 0 | 0 | 2678.52 | 260.877
>=45000 | <50000 | L | 535.8043 | 1 | 0 | 535.8043 | 0 | 0 | 0 | 0 | 0 | 0 | 535.8043 | 52.1852
>=45000 | <50000 | H | 155307.4956 | 7 | 776537.4781 | 0 | 0 | 0 | 310614.9913 | 0 | 0 | 0 | 1087152.4694 | 105884.262
>=50000 | <100000 | F | 0 | 0 | 0 | 0 | 0 | 0 | 0 | 0 | 0 | 0 | 0 | 0
>=50000 | <100000 | L | 19875.1574 | 8 | 19875.1574 | 0 | 0 | 0 | 119250.9442 | 19875.1574 | 0 | 0 | 159001.259 | 15486.0808
>=50000 | <100000 | H | 53441.0103 | 167 | 2191081.4206 | 267205.0513 | 267205.0513 | 320646.0616 | 4221839.8104 | 1496348.2872 | 160323.0308 | 0 | 8924648.7132 | 869224.7585
>=100000 | <150000 | F | 0 | 0 | 0 | 0 | 0 | 0 | 0 | 0 | 0 | 0 | 0 | 0
>=100000 | <150000 | L | 11180.9289 | 5 | 0 | 0 | 0 | 11180.9289 | 33542.7866 | 11180.9289 | 0 | 0 | 55904.6443 | 5444.8867
>=100000 | <150000 | H | 379027.778 | 42 | 2274166.6681 | 379027.778 | 0 | 1516111.1121 | 10991805.5626 | 379027.778 | 379027.778 | 0 | 15919166.6768 | 1550462.5733
>=150000 | <250000 | F | 0 | 0 | 0 | 0 | 0 | 0 | 0 | 0 | 0 | 0 | 0 | 0
>=150000 | <250000 | L | 15734.1086 | 11 | 0 | 0 | 0 | 62936.4344 | 94404.6516 | 15734.1086 | 0 | 0 | 173075.1945 | 16856.8253
>=150000 | <250000 | H | 331648.4111 | 50 | 1326593.6445 | 0 | 0 | 4311429.3446 | 9617803.9227 | 663296.8223 | 663296.8223 | 0 | 16582420.5563 | 1615060.8238
>=250000 | <500000 | F | 0 | 0 | 0 | 0 | 0 | 0 | 0 | 0 | 0 | 0 | 0 | 0
>=250000 | <500000 | L | 10924.16 | 1 | 0 | 0 | 0 | 10924.16 | 0 | 0 | 0 | 0 | 10924.16 | 1063.9691
>=250000 | <500000 | H | 2029726.6576 | 13 | 0 | 0 | 0 | 16237813.2609 | 8118906.6304 | 2029726.6576 | 0 | 0 | 26386446.5489 | 2569933.3795
>=500000 | <750000 | F | 0 | 0 | 0 | 0 | 0 | 0 | 0 | 0 | 0 | 0 | 0 | 0
>=500000 | <750000 | L | 0 | 0 | 0 | 0 | 0 | 0 | 0 | 0 | 0 | 0 | 0 | 0
>=500000 | <750000 | H | 1697990.9259 | 10 | 0 | 0 | 0 | 10187945.5556 | 6791963.7037 | 0 | 0 | 0 | 16979909.2594 | 1653774.6189
>=750000 | <1000000 | F | 0 | 0 | 0 | 0 | 0 | 0 | 0 | 0 | 0 | 0 | 0 | 0
>=750000 | <1000000 | L | 0 | 0 | 0 | 0 | 0 | 0 | 0 | 0 | 0 | 0 | 0 | 0
>=750000 | <1000000 | H | 40503.434 | 1 | 0 | 0 | 0 | 0 | 40503.434 | 0 | 0 | 0 | 40503.434 | 3944.871
>=1000000 | <2000000 | F | 0 | 0 | 0 | 0 | 0 | 0 | 0 | 0 | 0 | 0 | 0 | 0
>=1000000 | <2000000 | L | 0 | 0 | 0 | 0 | 0 | 0 | 0 | 0 | 0 | 0 | 0 | 0
>=1000000 | <2000000 | H | 1160303.7887 | 3 | 0 | 0 | 0 | 0 | 1160303.7887 | 0 | 2320607.5774 | 0 | 3480911.3661 | 339026.7156
>=2000000 | <5000000 | F | 0 | 0 | 0 | 0 | 0 | 0 | 0 | 0 | 0 | 0 | 0 | 0
>=2000000 | <5000000 | L | 0 | 0 | 0 | 0 | 0 | 0 | 0 | 0 | 0 | 0 | 0 | 0
>=2000000 | <5000000000 | H | 0 | 0 | 0 | 0 | 0 | 0 | 0 | 0 | 0 | 0 | 0 | 0
| unadjusted total cost |  |  |  | 5052052224.2422 | 7817828.9816 | 755396.1009 | 32731721.148 | 46505467.4555 | 24063987.3012 | 3577295.9295 | 426033.7481 | 5167929954.907 | 503335516.19
[5 empty] | 97.76% | 0.1513% | 0.01462% | 0.6334% | 0.8999% | 0.4656% | 0.06922% | 0.008244%
| adjusted total cost |  |  |  | 492049492.9877 | 761424.9845 | 73572.5309 | 3187937.5114 | 4529444.8012 | 2343735.2239 | 348414.183 | 41493.9673 | 0.097396 | 503335516.19
| MTR & REG |  | unadjusted
| mtr rating |  | avg cost | sample # | GS | FS | IS | TS Large | TS Med | TS Small | TBF | NGV | Total Mtr. & Reg. | Adj. Mtr. & Reg.
>=0 | <400 | F | 431 | 2655 | 377902524 | 862 | 0 | 0 | 0 | 431 | 0 | 0 | 377903817 | 286975258.0443
>=0 | <400 | L | 0 | 0 | 0 | 0 | 0 | 0 | 0 | 0 | 0 | 0 | 0 | 0
>=0 | <400 | H | 0 | 0 | 0 | 0 | 0 | 0 | 0 | 0 | 0 | 0 | 0 | 0
>=400 | <600 | F | 585.0096 | 607 | 126922516.4709 | 0 | 0 | 0 | 0 | 0 | 0 | 0 | 126922516.4709 | 96383313.1007
>=400 | <600 | L | 0 | 0 | 0 | 0 | 0 | 0 | 0 | 0 | 0 | 0 | 0 | 0
>=400 | <600 | H | 0 | 0 | 0 | 0 | 0 | 0 | 0 | 0 | 0 | 0 | 0 | 0
>=600 | <900 | F | 1348.3333 | 21 | 9952048.3333 | 6741.6667 | 0 | 0 | 0 | 0 | 0 | 0 | 9958790 | 7562575.9823
>=600 | <900 | L | 0 | 0 | 0 | 0 | 0 | 0 | 0 | 0 | 0 | 0 | 0 | 0
>=600 | <900 | H | 0 | 0 | 0 | 0 | 0 | 0 | 0 | 0 | 0 | 0 | 0 | 0
>=900 | <1400 | F | 1475.8773 | 126 | 52491051.38 | 33945.1775 | 0 | 0 | 0 | 4427.6318 | 0 | 0 | 52529424.1893 | 39890163.5377
>=900 | <1400 | L | 0 | 0 | 0 | 0 | 0 | 0 | 0 | 0 | 0 | 0 | 0 | 0
>=900 | <1400 | H | 0 | 0 | 0 | 0 | 0 | 0 | 0 | 0 | 0 | 0 | 0 | 0
>=1400 | <2000 | F | 2169 | 51 | 9142335 | 56394 | 0 | 0 | 2169 | 34704 | 0 | 0 | 9235602 | 7013396.3933
>=1400 | <2000 | L | 0 | 0 | 0 | 0 | 0 | 0 | 0 | 0 | 0 | 0 | 0 | 0
>=1400 | <2000 | H | 0 | 0 | 0 | 0 | 0 | 0 | 0 | 0 | 0 | 0 | 0 | 0
>=2000 | <3000 | F | 2428.75 | 136 | 14013887.5 | 179727.5 | 4857.5 | 0 | 2428.75 | 97150 | 0 | 0 | 14298051.25 | 10857754.7048
>=2000 | <3000 | L | 0 | 0 | 0 | 0 | 0 | 0 | 0 | 0 | 0 | 0 | 0 | 0
>=2000 | <3000 | H | 0 | 0 | 0 | 0 | 0 | 0 | 0 | 0 | 0 | 0 | 0 | 0
>=3000 | <5000 | F | 2145.6667 | 199 | 6443437 | 216712.3333 | 0 | 0 | 4291.3333 | 203838.3333 | 0 | 0 | 6868279 | 5215682.0061
>=3000 | <5000 | L | 13417.7 | 3 | 174430.1 | 0 | 0 | 0 | 26835.4 | 26835.4 | 0 | 0 | 228100.9 | 173216.8655
>=3000 | <5000 | H | 37732.3455 | 3 | 0 | 0 | 0 | 0 | 150929.3822 | 75464.6911 | 0 | 0 | 226394.0733 | 171920.7234
>=5000 | <7000 | F | 3698.6667 | 282 | 7567472 | 414250.6667 | 7397.3333 | 0 | 3698.6667 | 632472 | 0 | 0 | 8625290.6667 | 6549933.8811
>=5000 | <7000 | L | 12801.04 | 1 | 166413.52 | 0 | 0 | 0 | 0 | 12801.04 | 0 | 0 | 179214.56 | 136093.2128
>=5000 | <7000 | H | 37732.3455 | 2 | 264126.4188 | 0 | 0 | 0 | 75464.6911 | 75464.6911 | 0 | 0 | 415055.801 | 315187.9929
>=7000 | <11000 | F | 5118 | 213 | 3905034 | 235428 | 5118 | 0 | 35826 | 829116 | 0 | 0 | 5010522 | 3804925.4313
>=7000 | <11000 | L | 13649.7 | 7 | 300293.4 | 0 | 0 | 0 | 13649.7 | 95547.9 | 0 | 0 | 409491 | 310962.1552
>=7000 | <11000 | H | 45278.8147 | 7 | 769739.8491 | 135836.444 | 0 | 0 | 135836.444 | 90557.6293 | 0 | 0 | 1131970.3664 | 859603.617
>=11000 | <16000 | F | 10791.3333 | 196 | 5244588 | 345322.6667 | 10791.3333 | 0 | 118704.6667 | 1661865.3333 | 0 | 0 | 7381272 | 5605242.2379
>=11000 | <16000 | L | 14339.66 | 9 | 286793.2 | 28679.32 | 0 | 0 | 71698.3 | 43018.98 | 0 | 0 | 430189.8 | 326680.5555
>=11000 | <16000 | H | 45278.8147 | 14 | 905576.2931 | 90557.6293 | 45278.8147 | 0 | 407509.3319 | 362230.5172 | 0 | 0 | 1811152.5862 | 1375365.7873
>=16000 | <20000 | F | 15242 | 86 | 716374 | 45726 | 0 | 0 | 0 | 548712 | 0 | 0 | 1310812 | 995413.6344
>=16000 | <20000 | L | 17706.4 | 16 | 159357.6 | 17706.4 | 0 | 0 | 17706.4 | 70825.6 | 0 | 0 | 265596 | 201690.1582
>=16000 | <20000 | H | 45278.8147 | 1 | 0 | 0 | 0 | 45278.8147 | 0 | 0 | 0 | 0 | 45278.8147 | 34384.1447
>=20000 | <24000 | F | 18747.15 | 167 | 1574760.6 | 18747.15 | 0 | 0 | 224965.8 | 1312300.5 | 18747.15 | 0 | 3149521.2 | 2391705.5569
>=20000 | <24000 | L | 19488.7267 | 9 | 38977.4533 | 0 | 0 | 0 | 19488.7267 | 97443.6333 | 19488.7267 | 0 | 175398.54 | 133195.3767
>=20000 | <24000 | H | 52825.2838 | 53 | 1109330.959 | 105650.5675 | 105650.5675 | 0 | 316951.7026 | 1162156.2428 | 0 | 0 | 2799740.0395 | 2126086.2795
>=24000 | <30000 | F | 22191.6 | 20 | 155341.2 | 0 | 0 | 0 | 66574.8 | 221916 | 0 | 0 | 443832 | 337040.2653
>=24000 | <30000 | L | 20345.6 | 16 | 101728 | 0 | 0 | 0 | 40691.2 | 183110.4 | 0 | 0 | 325529.6 | 247202.9568
>=24000 | <30000 | H | 52825.2838 | 54 | 1162156.2428 | 52825.2838 | 105650.5675 | 105650.5675 | 581078.1214 | 845204.5402 | 0 | 0 | 2852565.3232 | 2166201.1149
>=30000 | <45000 | F | 27686.4 | 34 | 332236.8 | 0 | 27686.4 | 0 | 138432 | 442982.4 | 0 | 0 | 941337.6 | 714839.5664
>=30000 | <45000 | L | 25053.95 | 15 | 150323.7 | 0 | 0 | 0 | 75161.85 | 125269.75 | 25053.95 | 0 | 375809.25 | 285384.671
>=30000 | <45000 | H | 60371.7529 | 173 | 3622305.1724 | 482974.023 | 120743.5057 | 0 | 2113011.3506 | 4105279.1954 | 0 | 0 | 10444313.247 | 7931276.0399
>=45000 | <50000 | F | 41423.4 | 1 | 0 | 0 | 0 | 0 | 41423.4 | 0 | 0 | 0 | 41423.4 | 31456.3928
>=45000 | <50000 | L | 26949.825 | 1 | 0 | 26949.825 | 0 | 0 | 0 | 0 | 0 | 0 | 26949.825 | 20465.3476
>=45000 | <50000 | H | 75464.6911 | 7 | 377323.4555 | 0 | 0 | 0 | 150929.3822 | 0 | 0 | 0 | 528252.8376 | 401148.3546
>=50000 | <100000 | F | 0 | 0 | 0 | 0 | 0 | 0 | 0 | 0 | 0 | 0 | 0 | 0
>=50000 | <100000 | L | 45676.61 | 8 | 45676.61 | 0 | 0 | 0 | 274059.66 | 45676.61 | 0 | 0 | 365412.88 | 277489.8025
>=50000 | <100000 | H | 113197.0366 | 165 | 4641078.5021 | 565985.1832 | 565985.1832 | 679182.2198 | 8942565.8943 | 3169517.0258 | 339591.1099 | 0 | 18903905.1183 | 14355380.4046
>=100000 | <150000 | F | 0 | 0 | 0 | 0 | 0 | 0 | 0 | 0 | 0 | 0 | 0 | 0
>=100000 | <150000 | L | 45418 | 5 | 0 | 0 | 0 | 45418 | 136254 | 45418 | 0 | 0 | 227090 | 172449.2011
>=100000 | <150000 | H | 150929.3822 | 43 | 905576.2931 | 150929.3822 | 0 | 603717.5287 | 4376952.0833 | 150929.3822 | 150929.3822 | 0 | 6339034.0517 | 4813780.2554
>=150000 | <250000 | F | 0 | 0 | 0 | 0 | 0 | 0 | 0 | 0 | 0 | 0 | 0 | 0
>=150000 | <250000 | L | 58606.76 | 11 | 0 | 0 | 0 | 234427.04 | 351640.56 | 58606.76 | 0 | 0 | 644674.36 | 489557.349
>=150000 | <250000 | H | 226394.0733 | 50 | 905576.2931 | 0 | 0 | 2943122.9526 | 6565428.1249 | 452788.1465 | 452788.1465 | 0 | 11319703.6637 | 8596036.1704
>=250000 | <500000 | F | 0 | 0 | 0 | 0 | 0 | 0 | 0 | 0 | 0 | 0 | 0 | 0
>=250000 | <500000 | L | 94903 | 1 | 0 | 0 | 0 | 94903 | 0 | 0 | 0 | 0 | 94903 | 72068.1075
>=250000 | <500000 | H | 264126.4188 | 14 | 0 | 0 | 0 | 2113011.3506 | 1056505.6753 | 264126.4188 | 0 | 0 | 3433643.4446 | 2607464.305
>=500000 | <750000 | F | 0 | 0 | 0 | 0 | 0 | 0 | 0 | 0 | 0 | 0 | 0 | 0
>=500000 | <750000 | L | 0 | 0 | 0 | 0 | 0 | 0 | 0 | 0 | 0 | 0 | 0 | 0
>=500000 | <750000 | H | 301858.7644 | 10 | 0 | 0 | 0 | 1811152.5862 | 1207435.0575 | 0 | 0 | 0 | 3018587.6436 | 2292276.3121
>=750000 | <1000000 | F | 0 | 0 | 0 | 0 | 0 | 0 | 0 | 0 | 0 | 0 | 0 | 0
>=750000 | <1000000 | L | 0 | 0 | 0 | 0 | 0 | 0 | 0 | 0 | 0 | 0 | 0 | 0
>=750000 | <1000000 | H | 377323.4555 | 1 | 0 | 0 | 0 | 0 | 377323.4555 | 0 | 0 | 0 | 377323.4555 | 286534.539
>=1000000 | <2000000 | F | 0 | 0 | 0 | 0 | 0 | 0 | 0 | 0 | 0 | 0 | 0 | 0
>=1000000 | <2000000 | L | 0 | 0 | 0 | 0 | 0 | 0 | 0 | 0 | 0 | 0 | 0 | 0
>=1000000 | <2000000 | H | 754646.9109 | 3 | 0 | 0 | 0 | 0 | 754646.9109 | 0 | 1509293.8218 | 0 | 2263940.7327 | 1719207.2341
>=2000000 | <5000000 | F | 0 | 0 | 0 | 0 | 0 | 0 | 0 | 0 | 0 | 0 | 0 | 0
>=2000000 | <5000000 | L | 0 | 0 | 0 | 0 | 0 | 0 | 0 | 0 | 0 | 0 | 0 | 0
>=2000000 | <5000000000 | H | 0 | 0 | 0 | 0 | 0 | 0 | 0 | 0 | 0 | 0 | 0 | 0
| unadjusted total cost |  |  |  | 632450389.3465 | 3211951.2187 | 999159.2053 | 8675864.06 | 28878267.8208 | 17548187.7523 | 2515892.2871 | 0 | 694279711.6908 | 527227009.7696
[5 empty] | 91.09% | 0.4626% | 0.1439% | 1.25% | 4.159% | 2.528% | 0.3624% | 0%
| adjusted total cost |  |  |  | 480274624.1723 | 2439114.1035 | 758748.5436 | 6588338.6602 | 21929782.0952 | 13325866.2175 | 1910535.9772 | 0 | 0.75939 | 527227009.7696
Rate Schedule Adjusted Investment - Distr. Plant A. B. (#6)
Rate |  | Feeder | LD Main | SD Main | Service | Meter & Reg | Total | Rate | SD Main | Service | Meter & Reg | Total
GS |  |  |  | 962560403.0096 | 492049492.9877 | 480274624.1723 | 1934884520.1696 | GS | 99.34% | 97.76% | 91.09% | 96.77%
FS |  |  |  | 1272460.6103 | 761424.9845 | 2439114.1035 | 4472999.6983 | FS | 0.1313% | 0.1513% | 0.4626% | 0.2237%
IS |  |  |  | 80476.7557 | 73572.5309 | 758748.5436 | 912797.8302 | IS | 0.008305% | 0.01462% | 0.1439% | 0.04565%
TSL |  |  |  | 160497.8731 | 3187937.5114 | 6588338.6602 | 9936774.0448 | TSL | 0.01656% | 0.6334% | 1.25% | 0.497%
TSM |  |  |  | 1321255.4878 | 4529444.8012 | 21929782.0952 | 27780482.3842 | TSM | 0.1364% | 0.8999% | 4.159% | 1.389%
TSS |  |  |  | 3462867.5323 | 2343735.2239 | 13325866.2175 | 19132468.9737 | TSS | 0.3574% | 0.4656% | 2.528% | 0.9568%
TBF |  |  |  | 42559.6643 | 348414.183 | 1910535.9772 | 2301509.8245 | TBF | 0.004392% | 0.06922% | 0.3624% | 0.1151%
NGV |  |  |  | 67610.7937 | 41493.9673 | 0 | 109104.761 | NGV | 0.006978% | 0.008244% | 0% | 0.005457%
Total |  | 1524281045.1696 | 161088665.3336 | 968968131.7268 | 503335516.19 | 527227009.7696 | 1999530657.6864 | Total | 100% | 100% | 100% | 100%

## Page 4
%,LACTUALS |  | %,ATF,FACCOUNT,UTREE_NODE | %,ATF,FDESCR,UDESCR | %,SBAL
Questar Gas Company
Detail of Plant
Dec 2024
| 101 | Gas Plant in Service | Total | General | Production | Storage | Utah Distribution | Wyoming Distribution
Intangible Plant
%,FACCOUNT,TQGCACCTS,N302 | 302 | Dist. Plant Franchise & Consnt | 49319207.82 | 2307831.8 |  |  | 47000492.94 | 10883.08 | 0
0
%,FACCOUNT,TQGCACCTS,N325 | 325 | Land and Land Rights | 6266764.34 |  | 6266764.34 |  |  |  | 0
%,FACCOUNT,TQGCACCTS,N326,N327,N328,N329 | 329 | Other Structures - Gas | 1437704.34 |  | 1437704.34 |  |  |  | 0
%,FACCOUNT,TQGCACCTS,N330 | 330 | Well Construction - Gas | 52175293.81 |  | 52175293.81 |  |  |  | 0
%,FACCOUNT,TQGCACCTS,N331 | 331 | Gas Wells - Equipment | 17216356.05 |  | 17216356.05 |  |  |  | 0
%,FACCOUNT,TQGCACCTS,N332,N333,N334 | 334 | Field Measure and Reg-Sta Equp | 2693816.12 |  | 2693816.12 |  |  |  | 0
%,FACCOUNT,TQGCACCTS,N336 | 336 | Purification Equipment - Other | 57014.71 |  | 57014.71 |  |  |  | 0
%,FACCOUNT,TQGCACCTS,N337 | 337 | Other Equipment - GAS | 121186.63 | . | 121186.63 |  |  |  | 0
|  | Natural Gas Prod & Gath Plant - Total | 79968136 | 0 | 79968136 |  | 0 | 0 | 0
0
%,FACCOUNT,TQGCACCTS,N374 | 360 | Land | 14173435.91 |  |  | 14173435.91 |  |  | 0
%,FACCOUNT,TQGCACCTS,N375 | 363 | Gas Holders | 63988450.28 |  |  | 63988450.28 |  | 0 | 0
%,FACCOUNT,TQGCACCTS,N376 | 361 | Purification Equipment | 144465494.57 |  |  | 144465494.57 |  | 0 | 0
%,FACCOUNT,TQGCACCTS,N377 |  | Natural Gas Storage & Gath Plant - Total | 222627380.76 |  |  | 222627380.76 |  |  | 0
%,FACCOUNT,TQGCACCTS,N378 | [8 empty] | 0
%,FACCOUNT,TQGCACCTS,N380 | 374 | Land | 28652138.03 |  |  |  | 28200819.99 | 451318.04 | 0
%,FACCOUNT,TQGCACCTS,N381,N382 | 375 | Structures & Improve - Struct | 24398786.46 |  |  |  | 22668022.57 | 1730763.89 | 0
%,FACCOUNT,TQGCACCTS,N383,N384 | 376 | Mainlines | 2723494903.01 |  |  | 948673.62 | 2654337842.23 | 68208387.16 | 0
%,FACCOUNT,TQGCACCTS,N387 | 377 | Compressor Station Equipment | 16397054.94 |  |  |  | 16297329.37 | 99725.57 | 0
%,FACCOUNT,TQGCACCTS,N388 | 378 | Measuring & Reg Station Equip | 188039654.84 |  |  |  | 178477158.83 | 9562496.01 | 0
| 380 | Services | 526226440.12 |  |  |  | 503335516.19 | 22890923.93 | 0
| 382 | Meters | 485473563.9396 |  |  |  | 475146227.5796 | 10327336.36 | 0
%,FACCOUNT,TQGCACCTS,N389 | 384 | House Regulators Dist Plant | 52520834.46 |  |  |  | 52080782.19 | 440052.27 | 0
%,FACCOUNT,TQGCACCTS,N390 | 385 | Ind. measuring and regulating | 312811.58 |  |  |  | 312811.58 | 0 | 0
%,FACCOUNT,TQGCACCTS,N391 | 387 | Other Equipment | 9373106.5 |  |  |  | 8414760.31 | 958346.19 | 0
%,FACCOUNT,TQGCACCTS,N392 | 388 | Asset Retire Costs - Dist | 1296449.55 |  |  |  | 1283379.89 | 13069.66 | 0
%,FACCOUNT,TQGCACCTS,N393 |  | Distribution Plant - Total | 4056185743.4296 | 0 | 0 | 948673.62 | 3940554650.7296 | 114682419.08 | 0
%,FACCOUNT,TQGCACCTS,N394 | [8 empty] | 0
%,FACCOUNT,TQGCACCTS,N395 | 389 | General Plant - Land | 9931623.96 |  |  |  | 9916407 | 15216.96 | 0
%,FACCOUNT,TQGCACCTS,N396 | 390 | Structures and Improvements | 112222051.94 | 48976964.34 |  |  | 54362622.75 | 8882464.85 | 0
%,FACCOUNT,TQGCACCTS,N397 | 391 | Office Furniture and Equipment | 19815730.25 | 0 |  |  | 19659601.78 | 156128.47 | 0
%,FACCOUNT,TQGCACCTS,N398 | 392 | Transportation Equipment | 83790278.94 |  |  |  | 79070249.56 | 4720029.38 | 0
%,FACCOUNT,TQGCACCTS,N399 | 393 | Stores Equipment | 1551578.31 |  |  |  | 1539206.42 | 12371.89 | 0
| 394 | Tools, Shop & Garage Equipment | 30118212.16 |  |  |  | 28011996.55 | 2106215.61 | 0
| 395 | Laboratory Equipment | 68343.68 |  |  |  | 68343.68 |  | 0
| 396 | Power Operated Equipment | 18317851.63 |  |  |  | 16640422.12 | 1677429.51 | 0
| 397 | Communication Equipment | 5047917.7 |  |  |  | 3786136.43 | 1261781.27 | 0
%,FACCOUNT,TQGCACCTS,N105 | 398 | Miscellaneous Equipment | 13651181.33 |  |  |  | 12895187.56 | 755993.77 | 0
| 399 | Asset Retire Costs - General | 25130.4 |  |  |  | 25130.4 | 0 | 0
|  | General Plant - Total | 294539900.3 | 48976964.34 | 0 |  | 225975304.25 | 19587631.71 | 0
%,FACCOUNT,TQGCACCTS,N114 | [8 empty] | 0
| 101 | Total - Gas Plant in Service | 4702640368.3096 | 51284796.14 | 79968136 | 223576054.38 | 4213530447.9196 | 134280933.87 | 0
0
| 105 | Gas Plant Held for Future Use | 0 |  |  |  | 0 |  | 0
| 106 | Completed Construction Not Classified - Gas | 116883693.17 | 22631641.24 |  |  | 89444868.08 | 4807183.85 | 0
%,FACCOUNT,TQGCACCTS,N107 | 107 | Construction Work in Progress - Gas | 114326463.78 | 40023377.66 |  |  | 73819437.3 | 483648.82 | 0
| 114 | Gas Plant Acquisition Adjustments | 6644450.15 |  |  |  | 6644450.15 |  | 0
|  | Total Plant | 237854607.1 | 62655018.9 | 0 |  | 169908755.53 | 5290832.67 | 0
0
| 101 | Total - Gas Plant in Service | 4940494975.4096 | 113939815.04 | 79968136 | 223576054.38 | 4383439203.4496 | 139571766.54 | 0
Page 4

## Ex5.03p1
Enbridge Gas Utah
Docket No. 25-057-06
EGU Exhibit 5.03
Page 1 of 6
Individual Sampled Meter
Sampled Meter Address:
825 N 750 W
Provo, UT, 84604-3213
Measurement Statistics:
|  | Meter: 320 CFH | Service: 51' of 3/4"
|  | Main: 1000' of 2" | # Services: 22
1
2
3
4
5
6
7
8
9
10
11
12
15
17
18
19
20
21
22
13
14
16

## Ex5.03p2
Enbridge Gas Utah
Docket No. 25-057-06
EGU Exhibit 5.03
Page 2 of 6
Service, Main, and Meter Set Current Cost Data
| (A) | (B) | (C) | (D) | (E) | (F) | (G) | (H)
| IHP Service |  | Main |  | Meter (Fixed Pressure) |  | Meter (Line Pressure)
| Line Size | $ / ft | Line Size | $ / ft | Meter Set | $ / Meter | Meter Set | $ / Meter
1 | 0 | 0 | 0 | 0 | >=0 | 431 | >=400 | 12559.96
2 | 0.375 | 53.638 | 0.5 | 19.831 | >=400 | 585.0096 | >=600 | 12625.94
3 | 0.5 | 68.4035 | 0.75 | 40.091 | >=600 | 1348.3333 | >=900 | 12724.91
4 | 0.625 | 54.5553 | 1 | 22.7283 | >=900 | 1475.8773 | >=1400 | 12889.86
5 | 0.75 | 64.3835 | 1.25 | 33.211 | >=1400 | 2169 | >=2000 | 8326.68
6 | 1 | 55.9312 | 1.5 | 26.1669 | >=2000 | 2428.75 | >=3000 | 13417.7
7 | 1.25 | 74.5135 | 2 | 32.511 | >=3000 | 2145.6667 | >=5000 | 12801.04
8 | 1.5 | 57.7658 | 2.5 | 33.0442 | >=5000 | 3698.6667 | >=7000 | 13649.7
9 | 2 | 72.9835 | 3 | 19.831 | >=7000 | 5118 | >=11000 | 14339.66
10 | 2.5 | 61.435 | 3.5 | 39.9216 | >=11000 | 10791.3333 | >=16000 | 17706.4
11 | 3 | 72.9835 | 4 | 39.681 | >=16000 | 15242 | >=20000 | 19488.7267
12 | 4 | 76.5435 | 5 | 50.2375 | >=20000 | 18747.15 | >=24000 | 20345.6
13 | 6 | 52.52 | 6 | 60.031 | >=24000 | 22191.6 | >=30000 | 25053.95
14 | 8 | 81.6156 | 8 | 72.851 | >=30000 | 27686.4 | >=45000 | 26949.825
15 | 10 | 88.954 | 10 | 72.851 | >=45000 | 41423.4 | >=50000 | 45676.61
16 | 12 | 96.2924 | 12 | 72.851 | >=50000 | 46002.4 | >=100000 | 45418
17 | 14 | 103.6308 | 14 | 72.851 | >=100000 | 91792.4 | >=150000 | 58606.76
18 | 16 | 110.9692 | 16 | 72.851 | >=150000 | 137582.4 | >=250000 | 94903
19 |  |  | 20 | 72.851 | >=250000 | 229162.4
20 | HP Service |  | 24 | 72.851 | >=500000 | 458112.4 | Meter (High Pressure)
21 | Line Size | $ / ft |  |  | >=750000 | 687062.4 | Meter Set | $ / Meter
22 | 0 | 0 |  |  | >=1000000 | 916012.4 | >=400 | 7546.4691
23 | 0.75 | 59.6156 |  |  | >=2000000 | 1831812.4 | >=600 | 15092.9382
24 | 1 | 79.4875 |  |  |  |  | >=900 | 22639.4073
25 | 1.25 | 99.3594 |  |  |  |  | >=1400 | 30185.8764
26 | 2 | 158.975 |  |  |  |  | >=2000 | 30185.8764
27 | 3 | 786.8055 |  |  |  |  | >=3000 | 37732.3455
28 | 4 | 2300.4317 |  |  |  |  | >=5000 | 37732.3455
29 | 6 | 2661.7206 |  |  |  |  | >=7000 | 45278.8147
30 | 8 | 2531.4646 |  |  |  |  | >=11000 | 45278.8147
31 | 10 | 3870.95 |  |  |  |  | >=16000 | 45278.8147
32 | 12 | 4687.63 |  |  |  |  | >=20000 | 52825.2838
33 | 16 | 6320.99 |  |  |  |  | >=24000 | 52825.2838
34 | 20 | 16767.6457 |  |  |  |  | >=30000 | 60371.7529
35 | [6 empty] | >=45000 | 75464.6911
36 | [6 empty] | >=50000 | 113197.0366
37 | [6 empty] | >=100000 | 150929.3822
38 | [6 empty] | >=150000 | 226394.0733
39 | [6 empty] | >=250000 | 264126.4188
40 | [6 empty] | >=500000 | 301858.7644
41 | [6 empty] | >=750000 | 377323.4555
42 | [6 empty] | >=1000000 | 754646.9109
43 | [6 empty] | >=2000000 | 1509293.8218

## Ex5.03p3
Plant Investment for
Small Diameter Mains
| (A) | (B) | (C) | (D) | (E) | (F) | (G) | (H) | (I) | (J) | (K) | (L) | (M)
Unadjusted
|  |  | Average | [8 empty] | Total Small | Adjusted Small
| Meter Rating | Pressure | Cost | GS | FS | IS | TSL | TSM | TSS | TBF | NGV | Diameter Main | Diameter Main
1 | <400 | F | 2882.7574 | 2527613198.7422 | 5765.5148 | 0 | 0 | 0 | 2882.7574 | 0 | 0 | 2527621847.0143 | 719603602.2804
2 | <600 | F | 2247.9925 | 487719956.5351 | 0 | 0 | 0 | 0 | 0 | 0 | 0 | 487719956.5351 | 138851876.9298
3 | <900 | F | 3232.1072 | 23856182.9694 | 16160.5358 | 0 | 0 | 0 | 0 | 0 | 0 | 23872343.5052 | 6796358.5619
4 | <1400 | F | 5227.6539 | 185926737.0972 | 120236.0387 | 0 | 0 | 0 | 15682.9616 | 0 | 0 | 186062656.0975 | 52971277.2248
5 | <2000 | F | 8912.0468 | 37564277.2062 | 231713.2165 | 0 | 0 | 8912.0468 | 142592.7486 | 0 | 0 | 37947495.218 | 10803496.6894
6 | <3000 | F | 8403.1708 | 48486295.3019 | 621834.6365 | 16806.3415 | 0 | 8403.1708 | 336126.8305 | 0 | 0 | 49469466.2811 | 14083754.7281
7 | <5000 | F | 9262.4761 | 27815215.6705 | 935510.0842 | 0 | 0 | 18524.9522 | 879935.2277 | 0 | 0 | 29649185.9345 | 8441001.9752
8 | <5000 | L | 11308.7736 | 147014.0574 | 0 | 0 | 0 | 22617.5473 | 22617.5473 | 0 | 237484.2466 | 429733.3986 | 122343.341
9 | <5000 | H | 8266.0738 | 0 | 0 | 0 | 0 | 33064.2951 | 16532.1475 | 0 | 0 | 49596.4426 | 14119.9044
10 | <7000 | F | 9532.5616 | 19503621.0284 | 1067646.8989 | 19065.1232 | 0 | 9532.5616 | 1630068.0332 | 0 | 0 | 22229933.6452 | 6328771.192
11 | <7000 | L | 3566.4902 | 46364.3722 | 0 | 0 | 0 | 0 | 3566.4902 | 0 | 0 | 49930.8624 | 14215.1123
12 | <7000 | H | 20602.0959 | 144214.671 | 0 | 0 | 0 | 41204.1917 | 41204.1917 | 0 | 0 | 226623.0545 | 64518.6568
13 | <11000 | F | 12409.7077 | 9468606.9829 | 570846.5547 | 12409.7077 | 0 | 86867.954 | 2010372.649 | 0 | 0 | 12149103.8482 | 3458800.1777
14 | <11000 | L | 11659.2469 | 256503.4328 | 0 | 0 | 0 | 11659.2469 | 81614.7286 | 0 | 0 | 349777.4083 | 99580.1976
15 | <11000 | H | 17766.041 | 302022.6972 | 53298.123 | 0 | 0 | 53298.123 | 35532.082 | 0 | 0 | 444151.0253 | 126447.9804
16 | <16000 | F | 13224.72 | 6427213.9133 | 423191.0396 | 13224.72 | 0 | 145471.9198 | 2036606.8779 | 0 | 0 | 9045708.4706 | 2575276.2061
17 | <16000 | L | 11386.9796 | 227739.5918 | 22773.9592 | 0 | 0 | 56934.898 | 34160.9388 | 0 | 0 | 341609.3877 | 97254.7956
18 | <16000 | H | 13608.8155 | 272176.3094 | 27217.6309 | 13608.8155 | 0 | 122479.3392 | 108870.5238 | 0 | 0 | 544352.6189 | 154974.9643
19 | <20000 | F | 13904.8126 | 653526.1899 | 41714.4377 | 0 | 0 | 0 | 500573.2518 | 0 | 0 | 1195813.8794 | 340443.3208
20 | <20000 | L | 16074.6377 | 144671.7394 | 16074.6377 | 0 | 0 | 16074.6377 | 64298.5508 | 0 | 0 | 241119.5656 | 68645.7542
21 | <24000 | F | 15400.1893 | 1293615.9033 | 15400.1893 | 0 | 0 | 184802.2719 | 1078013.2528 | 15400.1893 | 0 | 2587231.8066 | 736574.314
22 | <24000 | L | 16839.629 | 33679.258 | 0 | 0 | 0 | 16839.629 | 84198.145 | 16839.629 | 0 | 151556.661 | 43147.5616
23 | <24000 | H | 13846.2218 | 290770.6585 | 27692.4437 | 27692.4437 | 0 | 83077.331 | 304616.8803 | 0 | 0 | 733849.7571 | 208924.0245
24 | <30000 | F | 18576.9376 | 130038.5632 | 0 | 0 | 0 | 55730.8128 | 185769.376 | 0 | 0 | 371538.7519 | 105775.5631
25 | <30000 | L | 13395.5107 | 66977.5534 | 0 | 0 | 0 | 26791.0214 | 120559.5962 | 0 | 0 | 214328.171 | 61018.3537
26 | <30000 | H | 16457.8027 | 362071.6601 | 16457.8027 | 32915.6055 | 32915.6055 | 181035.8301 | 263324.8437 | 0 | 0 | 888721.3476 | 253015.3329
27 | <45000 | F | 18405.9846 | 220871.8156 | 0 | 18405.9846 | 0 | 92029.9232 | 294495.7542 | 0 | 0 | 625803.4776 | 178163.6906
28 | <45000 | L | 21803.1794 | 130819.0761 | 0 | 0 | 0 | 65409.5381 | 109015.8968 | 21803.1794 | 0 | 327047.6903 | 93109.1399
29 | <45000 | H | 16050.873 | 963052.3775 | 128406.9837 | 32101.7459 | 0 | 561780.5535 | 1091459.3612 | 0 | 0 | 2776801.0218 | 790543.8942
30 | <50000 | F | 30015.4809 | 0 | 0 | 0 | 0 | 30015.4809 | 0 | 0 | 0 | 30015.4809 | 8545.2846
31 | <50000 | L | 19840.4809 | 0 | 19840.4809 | 0 | 0 | 0 | 0 | 0 | 0 | 19840.4809 | 5648.5038
32 | <100000 | L | 33684.8902 | 33684.8902 | 0 | 0 | 0 | 202109.3411 | 33684.8902 | 0 | 0 | 269479.1215 | 76719.6038
33 | <100000 | H | 19289.1408 | 790854.7736 | 96445.7041 | 96445.7041 | 115734.8449 | 1523842.1248 | 540095.943 | 57867.4225 | 0 | 3221286.5169 | 917087.0968
34 | <150000 | L | 26861.1196 | 0 | 0 | 0 | 26861.1196 | 80583.3589 | 26861.1196 | 0 | 0 | 134305.5981 | 38236.2545
35 | <150000 | H | 11316.0803 | 67896.4817 | 11316.0803 | 0 | 45264.3212 | 328166.3285 | 11316.0803 | 11316.0803 | 0 | 475275.3722 | 135308.9547
36 | <250000 | L | 30475.6742 | 0 | 0 | 0 | 121902.6966 | 182854.0449 | 30475.6742 | 0 | 0 | 335232.4157 | 95439.2977
37 | <250000 | H | 13132.5799 | 52530.3195 | 0 | 0 | 170723.5385 | 380844.8167 | 26265.1598 | 26265.1598 | 0 | 656628.9943 | 186939.5892
38 | <500000 | L | 35381.8114 | 0 | 0 | 0 | 35381.8114 | 0 | 0 | 0 | 0 | 35381.8114 | 10073.057
39 | <750000 | H | 2494.6679 | 0 | 0 | 0 | 14968.0075 | 9978.6717 | 0 | 0 | 0 | 24946.6792 | 7102.2175
40 | unadjusted total cost |  |  | 3381012401.839 | 4469542.9927 | 282676.1917 | 563751.9452 | 4640935.9624 | 12163390.5114 | 149491.6602 | 237484.2466 | 3403519675.3491 | 968968131.7268
41 | adjusted total cost |  |  | 962560403.0096 | 1272460.6103 | 80476.7557 | 160497.8731 | 1321255.4878 | 3462867.5323 | 42559.6643 | 67610.7937 | 0.2847 | 968968131.7268
Notes:
Column C - Sample average cost for meter rating listed in Column A from sample.
Columns D through K - Column C times number of meters in each class.
Column L - Sum of Columns D to K.
Line 40 - Total of Columns (lines 1 - 39).
Column M, line 41 - Book cost of small diameter mains.
Column L, line 41 - Ratio of book (Column M, line 41) to unadjusted total (Column L, line 40).
Line 41 - Line 40 times (Column L, line 41).
Column M - (Column L) times (Column L, line 41).

## Ex5.03p4
Plant Investment for
Service Lines
| (A) | (B) | (C) | (D) | (E) | (F) | (G) | (H) | (I) | (J) | (K) | (L) | (M)
Unadjusted
|  |  | Average | [8 empty] | Total Service | Adjusted Service
| Meter Rating | Pressure | Cost | GS | FS | IS | TSL | TSM | TSS | TBF | NGV | Line Cost | Line Cost
1 | <400 | F | 3943.0864 | 3457313947.1878 | 7886.1728 | 0 | 0 | 0 | 3943.0864 | 0 | 0 | 3457325776.4471 | 336729574.4155
2 | <600 | F | 4755.4139 | 1031725097.4443 | 0 | 0 | 0 | 0 | 0 | 0 | 0 | 1031725097.4443 | 100485859.7194
3 | <900 | F | 4754.1153 | 35090125.2572 | 23770.5767 | 0 | 0 | 0 | 0 | 0 | 0 | 35113895.8339 | 3419951.7097
4 | <1400 | F | 7108.2715 | 252812783.2462 | 163490.2439 | 0 | 0 | 0 | 21324.8144 | 0 | 0 | 252997598.3046 | 24640944.7977
5 | <2000 | F | 23728.4887 | 100015579.7 | 616940.7051 | 0 | 0 | 23728.4887 | 379655.8186 | 0 | 0 | 101035904.7124 | 9840489.2667
6 | <3000 | F | 10478.3412 | 60460028.7028 | 775397.2485 | 20956.6824 | 0 | 10478.3412 | 419133.6479 | 0 | 0 | 61685994.6227 | 6007966.868
7 | <5000 | F | 12657.6863 | 38011032.0591 | 1278426.3197 | 0 | 0 | 25315.3727 | 1202480.2017 | 0 | 0 | 40517253.9531 | 3946216.9788
8 | <5000 | L | 20287.3213 | 263735.1774 | 0 | 0 | 0 | 40574.6427 | 40574.6427 | 0 | 426033.7481 | 770918.2108 | 75084.3218
9 | <5000 | H | 56619.502 | 0 | 0 | 0 | 0 | 226478.0079 | 113239.0039 | 0 | 0 | 339717.0118 | 33087.0656
10 | <7000 | F | 15803.2885 | 32333528.2617 | 1769968.3115 | 31606.577 | 0 | 15803.2885 | 2702362.3327 | 0 | 0 | 36853268.7714 | 3589359.6125
11 | <7000 | L | 72.9835 | 948.7852 | 0 | 0 | 0 | 0 | 72.9835 | 0 | 0 | 1021.7687 | 99.5161
12 | <7000 | H | 36880.2167 | 258161.5172 | 0 | 0 | 0 | 73760.4335 | 73760.4335 | 0 | 0 | 405682.3842 | 39511.8266
13 | <11000 | F | 18710.8938 | 14276411.9455 | 860701.1134 | 18710.8938 | 0 | 130976.2564 | 3031164.7905 | 0 | 0 | 18317964.9995 | 1784095.8467
14 | <11000 | L | 3965.9774 | 87251.5021 | 0 | 0 | 0 | 3965.9774 | 27761.8416 | 0 | 0 | 118979.321 | 11588.1056
15 | <11000 | H | 15530.5383 | 264019.1517 | 46591.615 | 0 | 0 | 46591.615 | 31061.0767 | 0 | 0 | 388263.4584 | 37815.2935
16 | <16000 | F | 22213.4578 | 10795740.482 | 710830.649 | 22213.4578 | 0 | 244348.0356 | 3420872.4984 | 0 | 0 | 15194005.1229 | 1479834.7652
17 | <16000 | L | 53709.8867 | 1074197.7336 | 107419.7734 | 0 | 0 | 268549.4334 | 161129.66 | 0 | 0 | 1611296.6003 | 156933.7845
18 | <16000 | H | 219182.9805 | 4383659.6106 | 438365.9611 | 219182.9805 | 0 | 1972646.8248 | 1753463.8442 | 0 | 0 | 8767319.2212 | 853901.501
19 | <20000 | F | 22233.4849 | 1044973.7916 | 66700.4548 | 0 | 0 | 0 | 800405.4574 | 0 | 0 | 1912079.7038 | 186228.8446
20 | <20000 | L | 14564.3839 | 131079.4547 | 14564.3839 | 0 | 0 | 14564.3839 | 58257.5354 | 0 | 0 | 218465.7578 | 21277.6829
21 | <20000 | H | 9201.727 | 0 | 0 | 0 | 9201.727 | 0 | 0 | 0 | 0 | 9201.727 | 896.2111
22 | <24000 | F | 20863.5846 | 1752541.1032 | 20863.5846 | 0 | 0 | 250363.0147 | 1460450.9193 | 20863.5846 | 0 | 3505082.2063 | 341380.8579
23 | <24000 | L | 17128.1713 | 34256.3425 | 0 | 0 | 0 | 17128.1713 | 85640.8563 | 17128.1713 | 0 | 154153.5413 | 15013.9326
24 | <24000 | H | 21916.351 | 460243.372 | 43832.7021 | 43832.7021 | 0 | 131498.1063 | 482159.723 | 0 | 0 | 1161566.6055 | 113131.8985
25 | <30000 | F | 28173.6388 | 197215.4716 | 0 | 0 | 0 | 84520.9164 | 281736.3879 | 0 | 0 | 563472.7759 | 54879.9738
26 | <30000 | L | 38689.8283 | 193449.1417 | 0 | 0 | 0 | 77379.6567 | 348208.4551 | 0 | 0 | 619037.2535 | 60291.7296
27 | <30000 | H | 31766.2815 | 698858.1925 | 31766.2815 | 63532.563 | 63532.563 | 349429.0963 | 508260.5036 | 0 | 0 | 1715379.1998 | 167071.0096
28 | <45000 | F | 19769.1303 | 237229.5639 | 0 | 19769.1303 | 0 | 98845.6516 | 316306.0852 | 0 | 0 | 672150.431 | 65464.7387
29 | <45000 | L | 16048.9653 | 96293.7918 | 0 | 0 | 0 | 48146.8959 | 80244.8265 | 16048.9653 | 0 | 240734.4794 | 23446.5665
30 | <45000 | H | 24193.0314 | 1451581.8837 | 193544.2512 | 48386.0628 | 0 | 846756.0988 | 1645126.1349 | 0 | 0 | 4185394.4313 | 407640.5224
31 | <50000 | F | 2678.52 | 0 | 0 | 0 | 0 | 2678.52 | 0 | 0 | 0 | 2678.52 | 260.877
32 | <50000 | L | 535.8043 | 0 | 535.8043 | 0 | 0 | 0 | 0 | 0 | 0 | 535.8043 | 52.1852
33 | <50000 | H | 155307.4956 | 776537.4781 | 0 | 0 | 0 | 310614.9913 | 0 | 0 | 0 | 1087152.4694 | 105884.262
34 | <100000 | L | 19875.1574 | 19875.1574 | 0 | 0 | 0 | 119250.9442 | 19875.1574 | 0 | 0 | 159001.259 | 15486.0808
35 | <100000 | H | 53441.0103 | 2191081.4206 | 267205.0513 | 267205.0513 | 320646.0616 | 4221839.8104 | 1496348.2872 | 160323.0308 | 0 | 8924648.7132 | 869224.7585
36 | <150000 | L | 11180.9289 | 0 | 0 | 0 | 11180.9289 | 33542.7866 | 11180.9289 | 0 | 0 | 55904.6443 | 5444.8867
37 | <150000 | H | 379027.778 | 2274166.6681 | 379027.778 | 0 | 1516111.1121 | 10991805.5626 | 379027.778 | 379027.778 | 0 | 15919166.6768 | 1550462.5733
38 | <250000 | L | 15734.1086 | 0 | 0 | 0 | 62936.4344 | 94404.6516 | 15734.1086 | 0 | 0 | 173075.1945 | 16856.8253
39 | <250000 | H | 331648.4111 | 1326593.6445 | 0 | 0 | 4311429.3446 | 9617803.9227 | 663296.8223 | 663296.8223 | 0 | 16582420.5563 | 1615060.8238
40 | <500000 | L | 10924.16 | 0 | 0 | 0 | 10924.16 | 0 | 0 | 0 | 0 | 10924.16 | 1063.9691
41 | <500000 | H | 2029726.6576 | 0 | 0 | 0 | 16237813.2609 | 8118906.6304 | 2029726.6576 | 0 | 0 | 26386446.5489 | 2569933.3795
42 | <750000 | H | 1697990.9259 | 0 | 0 | 0 | 10187945.5556 | 6791963.7037 | 0 | 0 | 0 | 16979909.2594 | 1653774.6189
43 | <1000000 | H | 40503.434 | 0 | 0 | 0 | 0 | 40503.434 | 0 | 0 | 0 | 40503.434 | 3944.871
44 | <2000000 | H | 1160303.7887 | 0 | 0 | 0 | 0 | 1160303.7887 | 0 | 2320607.5774 | 0 | 3480911.3661 | 339026.7156
45 | unadjusted total cost |  |  | 5052052224.2422 | 7817828.9816 | 755396.1009 | 32731721.148 | 46505467.4555 | 24063987.3012 | 3577295.9295 | 426033.7481 | 5167929954.907 | 503335516.19
46 | adjusted total cost |  |  | 492049492.9877 | 761424.9845 | 73572.5309 | 3187937.5114 | 4529444.8012 | 2343735.2239 | 348414.183 | 41493.9673 | 0.097396 | 503335516.19
Notes:
Column C - Sample average cost for meter rating listed in Column A from sample.
Columns D through K - Column C times number of meters in each class.
Column L - Sum of Columns D to K.
Line 45 - Total of Columns (lines 1 - 44).
Column M, line 46 - Book cost of small diameter mains.
Column L, line 46 - Ratio of book (Column M, line 46) to unadjusted total (Column L, line 45).
Line 46 - Line 45 times (Column L, line 46).
Column M - (Column L) times (Column L, line 46).

## Ex5.03p5
Plant Investment for
Meters / Regulators
| (A) | (B) | (C) | (D) | (E) | (G) | (F) | (H) | (I) | (J) | (K) | (L) | (M)
Unadjusted
|  |  | Average | [8 empty] | Total Meter and | Adjusted Meter and
| Meter Rating | Pressure | Cost | GS | FS | IS | TSL | TSM | TSS | TBF | NGV | Regulator Cost | Regulator Cost
1 | <400 | F | 431 | 377902524 | 862 | 0 | 0 | 0 | 431 | 0 | 0 | 377903817 | 286975258.0443
2 | <600 | F | 585.0096 | 126922516.4709 | 0 | 0 | 0 | 0 | 0 | 0 | 0 | 126922516.4709 | 96383313.1007
3 | <900 | F | 1348.3333 | 9952048.3333 | 6741.6667 | 0 | 0 | 0 | 0 | 0 | 0 | 9958790 | 7562575.9823
4 | <1400 | F | 1475.8773 | 52491051.38 | 33945.1775 | 0 | 0 | 0 | 4427.6318 | 0 | 0 | 52529424.1893 | 39890163.5377
5 | <2000 | F | 2169 | 9142335 | 56394 | 0 | 0 | 2169 | 34704 | 0 | 0 | 9235602 | 7013396.3933
6 | <3000 | F | 2428.75 | 14013887.5 | 179727.5 | 4857.5 | 0 | 2428.75 | 97150 | 0 | 0 | 14298051.25 | 10857754.7048
7 | <5000 | F | 2145.6667 | 6443437 | 216712.3333 | 0 | 0 | 4291.3333 | 203838.3333 | 0 | 0 | 6868279 | 5215682.0061
8 | <5000 | L | 13417.7 | 174430.1 | 0 | 0 | 0 | 26835.4 | 26835.4 | 0 | 0 | 228100.9 | 173216.8655
9 | <5000 | H | 37732.3455 | 0 | 0 | 0 | 0 | 150929.3822 | 75464.6911 | 0 | 0 | 226394.0733 | 171920.7234
10 | <7000 | F | 3698.6667 | 7567472 | 414250.6667 | 7397.3333 | 0 | 3698.6667 | 632472 | 0 | 0 | 8625290.6667 | 6549933.8811
11 | <7000 | L | 12801.04 | 166413.52 | 0 | 0 | 0 | 0 | 12801.04 | 0 | 0 | 179214.56 | 136093.2128
12 | <7000 | H | 37732.3455 | 264126.4188 | 0 | 0 | 0 | 75464.6911 | 75464.6911 | 0 | 0 | 415055.801 | 315187.9929
13 | <11000 | F | 5118 | 3905034 | 235428 | 5118 | 0 | 35826 | 829116 | 0 | 0 | 5010522 | 3804925.4313
14 | <11000 | L | 13649.7 | 300293.4 | 0 | 0 | 0 | 13649.7 | 95547.9 | 0 | 0 | 409491 | 310962.1552
15 | <11000 | H | 45278.8147 | 769739.8491 | 135836.444 | 0 | 0 | 135836.444 | 90557.6293 | 0 | 0 | 1131970.3664 | 859603.617
16 | <16000 | F | 10791.3333 | 5244588 | 345322.6667 | 10791.3333 | 0 | 118704.6667 | 1661865.3333 | 0 | 0 | 7381272 | 5605242.2379
17 | <16000 | L | 14339.66 | 286793.2 | 28679.32 | 0 | 0 | 71698.3 | 43018.98 | 0 | 0 | 430189.8 | 326680.5555
18 | <16000 | H | 45278.8147 | 905576.2931 | 90557.6293 | 45278.8147 | 0 | 407509.3319 | 362230.5172 | 0 | 0 | 1811152.5862 | 1375365.7873
19 | <20000 | F | 15242 | 716374 | 45726 | 0 | 0 | 0 | 548712 | 0 | 0 | 1310812 | 995413.6344
20 | <20000 | L | 17706.4 | 159357.6 | 17706.4 | 0 | 0 | 17706.4 | 70825.6 | 0 | 0 | 265596 | 201690.1582
21 | <20000 | H | 45278.8147 | 0 | 0 | 0 | 45278.8147 | 0 | 0 | 0 | 0 | 45278.8147 | 34384.1447
22 | <24000 | F | 18747.15 | 1574760.6 | 18747.15 | 0 | 0 | 224965.8 | 1312300.5 | 18747.15 | 0 | 3149521.2 | 2391705.5569
23 | <24000 | L | 19488.7267 | 38977.4533 | 0 | 0 | 0 | 19488.7267 | 97443.6333 | 19488.7267 | 0 | 175398.54 | 133195.3767
24 | <24000 | H | 52825.2838 | 1109330.959 | 105650.5675 | 105650.5675 | 0 | 316951.7026 | 1162156.2428 | 0 | 0 | 2799740.0395 | 2126086.2795
25 | <30000 | F | 22191.6 | 155341.2 | 0 | 0 | 0 | 66574.8 | 221916 | 0 | 0 | 443832 | 337040.2653
26 | <30000 | L | 20345.6 | 101728 | 0 | 0 | 0 | 40691.2 | 183110.4 | 0 | 0 | 325529.6 | 247202.9568
27 | <30000 | H | 52825.2838 | 1162156.2428 | 52825.2838 | 105650.5675 | 105650.5675 | 581078.1214 | 845204.5402 | 0 | 0 | 2852565.3232 | 2166201.1149
28 | <45000 | F | 27686.4 | 332236.8 | 0 | 27686.4 | 0 | 138432 | 442982.4 | 0 | 0 | 941337.6 | 714839.5664
29 | <45000 | L | 25053.95 | 150323.7 | 0 | 0 | 0 | 75161.85 | 125269.75 | 25053.95 | 0 | 375809.25 | 285384.671
30 | <45000 | H | 60371.7529 | 3622305.1724 | 482974.023 | 120743.5057 | 0 | 2113011.3506 | 4105279.1954 | 0 | 0 | 10444313.247 | 7931276.0399
31 | <50000 | F | 41423.4 | 0 | 0 | 0 | 0 | 41423.4 | 0 | 0 | 0 | 41423.4 | 31456.3928
32 | <50000 | L | 26949.825 | 0 | 26949.825 | 0 | 0 | 0 | 0 | 0 | 0 | 26949.825 | 20465.3476
33 | <50000 | H | 75464.6911 | 377323.4555 | 0 | 0 | 0 | 150929.3822 | 0 | 0 | 0 | 528252.8376 | 401148.3546
34 | <100000 | L | 45676.61 | 45676.61 | 0 | 0 | 0 | 274059.66 | 45676.61 | 0 | 0 | 365412.88 | 277489.8025
35 | <100000 | H | 113197.0366 | 4641078.5021 | 565985.1832 | 565985.1832 | 679182.2198 | 8942565.8943 | 3169517.0258 | 339591.1099 | 0 | 18903905.1183 | 14355380.4046
36 | <150000 | L | 45418 | 0 | 0 | 0 | 45418 | 136254 | 45418 | 0 | 0 | 227090 | 172449.2011
37 | <150000 | H | 150929.3822 | 905576.2931 | 150929.3822 | 0 | 603717.5287 | 4376952.0833 | 150929.3822 | 150929.3822 | 0 | 6339034.0517 | 4813780.2554
38 | <250000 | L | 58606.76 | 0 | 0 | 0 | 234427.04 | 351640.56 | 58606.76 | 0 | 0 | 644674.36 | 489557.349
39 | <250000 | H | 226394.0733 | 905576.2931 | 0 | 0 | 2943122.9526 | 6565428.1249 | 452788.1465 | 452788.1465 | 0 | 11319703.6637 | 8596036.1704
40 | <500000 | L | 94903 | 0 | 0 | 0 | 94903 | 0 | 0 | 0 | 0 | 94903 | 72068.1075
41 | <500000 | H | 264126.4188 | 0 | 0 | 0 | 2113011.3506 | 1056505.6753 | 264126.4188 | 0 | 0 | 3433643.4446 | 2607464.305
42 | <750000 | H | 301858.7644 | 0 | 0 | 0 | 1811152.5862 | 1207435.0575 | 0 | 0 | 0 | 3018587.6436 | 2292276.3121
43 | <1000000 | H | 377323.4555 | 0 | 0 | 0 | 0 | 377323.4555 | 0 | 0 | 0 | 377323.4555 | 286534.539
44 | <2000000 | H | 754646.9109 | 0 | 0 | 0 | 0 | 754646.9109 | 0 | 1509293.8218 | 0 | 2263940.7327 | 1719207.2341
45 | unadjusted total cost |  |  | 632450389.3465 | 3211951.2187 | 999159.2053 | 8675864.06 | 28878267.8208 | 17548187.7523 | 2515892.2871 | 0 | 694279711.6908 | 527227009.7696
46 | adjusted total cost |  |  | 480274624.1723 | 2439114.1035 | 758748.5436 | 6588338.6602 | 21929782.0952 | 13325866.2175 | 1910535.9772 | 0 | 0.75939 | 527227009.7696
Notes:
Column C - Sample average cost for meter rating listed in Column A from sample.
Columns D through K - Column C times number of meters in each class.
Column L - Sum of Columns D to K.
Line 45 - Total of Columns (lines 1 - 44).
Column M, line 46 - Book cost of small diameter mains.
Column L, line 46 - Ratio of book (Column M, line 46) to unadjusted total (Column L, line 45).
Line 46 - Line 45 times (Column L, line 46).
Column M - (Column L) times (Column L, line 46).

## Ex5.03p6
Rate Schedule Adjusted Investment - Distribution Plant Factor
| (A) | (B) | (C) | (D) | (E) | (F) | (G) | (H) | (I) | (J)
| Rate | GS | FS | IS | TSL | TSM | TSS | TBF | NGV | Total
1 | Small Diameter Main | 962560403.0096 | 1272460.6103 | 80476.7557 | 160497.8731 | 1321255.4878 | 3462867.5323 | 42559.6643 | 67610.7937 | 968968131.7268
2 | Service Line | 492049492.9877 | 761424.9845 | 73572.5309 | 3187937.5114 | 4529444.8012 | 2343735.2239 | 348414.183 | 41493.9673 | 503335516.19
3 | Meter & Regulator | 480274624.1723 | 2439114.1035 | 758748.5436 | 6588338.6602 | 21929782.0952 | 13325866.2175 | 1910535.9772 | 0 | 527227009.7696
4 | Total | 1934884520.1696 | 4472999.6983 | 912797.8302 | 9936774.0448 | 27780482.3842 | 19132468.9737 | 2301509.8245 | 109104.761 | 1999530657.6864
5 | Small Diameter Main | 99.34% | 0.1313% | 0.008305% | 0.01656% | 0.1364% | 0.3574% | 0.004392% | 0.006978% | 100%
6 | Service Line | 97.76% | 0.1513% | 0.01462% | 0.6334% | 0.8999% | 0.4656% | 0.06922% | 0.008244% | 100%
7 | Meter & Regulator | 91.09% | 0.4626% | 0.1439% | 1.25% | 4.159% | 2.528% | 0.3624% | 0% | 100%
8 | Total | 96.77% | 0.2237% | 0.04565% | 0.497% | 1.389% | 0.9568% | 0.1151% | 0.005457% | 100%